2025_08_05 Hr 20 | 1.5522 | 0.0027 | 0.07614 | 3.8529 | 3.8556 | 3.8556 | 3.8537 | 3.8541 | 3.8556 | 143.2324 | -14.8 | 0.196 | 5 | 0 | 94.2674 | 94.2674 | 253.9004 | 21.08 | 0.01353 | 0.06 | 0.08976 | 2.013 | 0 | 0 | 0 | 0 | 0 | 0 | 0.2511 | 46.06 | 7.2612 | 219.5424 | 0 | 25.56 | 0 | 0 | 21.7873 | 53.7666 | 0 | 29.0414 | -0.19865 | 0.6357 | 5.0531 | 0 | -1 | -4.2 | 5.9056 | 0 | 0 | 47.6077 | 47.6077 | 47.6077 | 47.6077 | 55.3578 | 34.749 | 1.1136 | 0.00194 | 0 | 0 | 0 | 0 | 0 | 0 | 0 | 0 | 0 | 0 | 0 | 0 | 0 | 0 | 0 | 0 | 2.4009 | 0 | -447.2336 | 19.8345 | 0 | 66.9952 | 66.8946 | 13.3032 | 1399.141 | 45.54 | 100.5526 | 3.721 | 0.3248 | -1.5522 | 13.166 | 3.19 | 76.892 | 1318.592 | 362.1634 | -471.5558 | 2.1743 | 1.305 | -2.77 | 25.8447 | 12.811 | 2025-08-05 | 2025_08_05 Hr 20 | 108.8394 | -0.0002368 | -1318.592 | -418.3908 | 669.8918 | 918.9563 | 53.131 | 11.2638 | 83.7396 | 91.0878 | 389.0211 | 189.7828 | 23.1276 | 188.5348 | 253.9004 | 21.08 | 7.2612 | 46.06 | 219.5424 | 25.56 | 133.8899 | 0
2025_08_05 Hr 21 | 0 | 0.00072 | 0.020304 | 3.8529 | 3.8556 | 3.8556 | 3.8537 | 3.8541 | 3.8556 | 130.9873 | -14.8 | 0.196 | 25 | 0 | 94.2674 | 94.2674 | 253.9004 | 21.08 | 0.01353 | 0.06 | 0.08976 | 2.013 | 0 | 0 | 0 | 0 | 0 | 0 | 0.2511 | 46.06 | 7.2612 | 219.5424 | 0 | 25.56 | 0 | 0 | 19.6359 | 48.4573 | 0 | 34.5887 | 0 | 0.6357 | 4.9524 | 0 | -1 | -4.2 | 5.9056 | 0 | 0 | 40.5544 | 40.5544 | 40.5544 | 40.5544 | 47.1563 | 22.8501 | 1.1136 | 0.00194 | 0 | 0 | 0 | 0 | 0 | 0 | 0 | 0 | 0 | 0 | 0 | 0 | 0 | 0 | 0 | 0 | 2.4009 | 0 | -456.8638 | 19.8345 | 0 | 66.9952 | 66.8946 | 26.3172 | 1342.818 | 45.54 | 96.8767 | 3.721 | 0.3248 | 0 | 13.166 | 3.19 | 76.892 | 1274.408 | 376.6353 | -479.6338 | 2.1283 | 1.305 | -2.77 | 24.8999 | 12.3427 | 2025-08-05 | 2025_08_05 Hr 21 | 93.506 | 0.000423 | -1274.408 | -422.2751 | 608.5354 | 918.9563 | 74.1883 | 11.2638 | 83.7396 | 83.4803 | 340.3613 | 184.6938 | 23.1276 | 188.5348 | 253.9004 | 21.08 | 7.2612 | 46.06 | 219.5424 | 25.56 | 133.8899 | 0
2025_08_05 Hr 22 | 0 | 0.000375 | 0.010575 | 3.8529 | 3.8556 | 3.8556 | 3.8537 | 3.8541 | 3.8556 | 108.8773 | -14.8 | 0.196 | 56 | 0 | 94.2674 | 94.2674 | 253.9004 | 21.08 | 0.01353 | 0.06 | 0.08976 | 2.013 | 0 | 0 | 0 | 0 | 0 | 0 | 0.2511 | 46.06 | 7.2612 | 219.5424 | 0 | 25.56 | 0 | 0 | 15.7512 | 38.8706 | 0 | 59.6978 | 0 | 0.6357 | 4.7705 | 0 | -1 | -4.2 | 5.9056 | 0 | 0 | 27.8189 | 27.8189 | 27.8189 | 27.8189 | 32.3475 | 7.8975 | 1.1136 | 0.00194 | 0 | 0 | 0 | 0 | 0 | 0 | 0 | 0 | 0 | 0 | 0 | 0 | 0 | 0 | 0 | 0 | 2.4009 | 0 | -469.9659 | 19.8345 | 0 | 66.9952 | 66.8946 | 35.7162 | 1241.222 | 45.4631 | 90.2395 | 3.721 | 0.3248 | 0 | 13.166 | 3.19 | 76.892 | 1201 | 392.8156 | -492.7359 | 2.0564 | 1.305 | -2.77 | 23.194 | 11.4971 | 2025-08-05 | 2025_08_05 Hr 22 | 69.035 | 3e-05 | -1201 | -410.2681 | 497.6837 | 918.9563 | 99.6247 | 11.2638 | 83.7396 | 69.7552 | 252.5004 | 175.4281 | 23.1276 | 188.5348 | 253.9004 | 21.08 | 7.2612 | 46.06 | 219.5424 | 25.56 | 133.8899 | 0
2025_08_05 Hr 23 | 0 | 0 | 0 | 3.8529 | 3.8556 | 3.8556 | 3.8537 | 3.8541 | 3.8556 | 76.7062 | 0 | 0.196 | 75 | 0 | 94.2674 | 94.2674 | 264.6764 | 17.93 | 0.01353 | 0.06 | 0.08976 | 2.013 | 0 | 0 | 0 | 0 | 0 | 0 | 0.2511 | 46.06 | 7.2612 | 228.1622 | 0 | 25.56 | 0 | 0 | 10.0988 | 24.9216 | 0 | 47.1109 | 0 | 0.6357 | 4.5059 | 0 | -1 | -4.2 | 5.9056 | 0 | 0 | 9.288 | 9.288 | 9.288 | 9.288 | 10.8001 | 8.9505 | 1.1136 | 0.00194 | 0 | 0 | 0 | 0 | 0 | 0 | 0 | 0 | 0 | 0 | 0 | 0 | 0 | 0 | 0 | 0 | 2.4009 | 0 | -458.4007 | 19.8345 | 0 | 69.9561 | 69.851 | 52.9236 | 1115.651 | 42.1667 | 80.582 | 3.721 | 0.3248 | 0 | 13.166 | 3.19 | 76.892 | 1109.8 | 413.4092 | -466.3707 | 2.04 | 1.305 | -2.77 | 20.7117 | 10.2667 | 2025-08-05 | 2025_08_05 Hr 23 | 65.5263 | 4.2e-05 | -1109.8 | -411.2898 | 348.0929 | 941.1194 | 136.8741 | 11.2638 | 83.7396 | 49.8728 | 124.6584 | 173.5617 | 23.1276 | 188.5348 | 264.6764 | 17.93 | 7.2612 | 46.06 | 228.1622 | 25.56 | 139.8071 | 0
2025_08_05 Hr 24 | 0 | 0 | 0 | 3.8529 | 3.8556 | 3.8556 | 3.8537 | 3.8541 | 3.8556 | 56.7557 | 0 | 0.196 | 73 | 0 | 94.2674 | 94.2674 | 264.9615 | 17.93 | 0.01353 | 0.06 | 0.08976 | 2.013 | 0 | 0 | 0 | 0 | 0 | 0 | 0.2511 | 46.06 | 7.2612 | 228.3633 | 0 | 25.56 | 0 | 0 | 6.5935 | 16.2713 | 0 | 59.2415 | 0 | 0.6357 | 4.3418 | 2.025 | -1 | -4.2 | 5.9056 | 0 | 0 | 0.31082 | 0.31082 | 0.31082 | 0.31082 | 0.36142 | 12.9519 | 1.1136 | 0.00194 | 0 | 0 | 0 | 0 | 0 | 0 | 0 | 0 | 0 | 0 | 0 | 0 | 0 | 0 | 0 | 0 | 2.4009 | 0 | -469.3821 | 19.8345 | 0 | 69.9561 | 69.851 | 54.6588 | 1037.519 | 39.2371 | 74.5931 | 3.721 | 0.3248 | 0 | 13.166 | 3.19 | 76.892 | 1025.333 | 405.9249 | -477.3521 | 2.04 | 1.305 | -2.77 | 19.1724 | 9.5036 | 2025-08-05 | 2025_08_05 Hr 24 | 59.164 | 0.0003353 | -1025.333 | -410.1406 | 258.2542 | 941.6056 | 140.6107 | 11.2638 | 83.7396 | 37.5531 | 58.3604 | 162.3407 | 23.1276 | 188.5348 | 264.9615 | 17.93 | 7.2612 | 46.06 | 228.3633 | 25.56 | 139.8071 | 0
2025_08_06 Hr 01 | 0 | 0 | 0 | 3.8529 | 3.8556 | 3.8556 | 3.8537 | 3.8541 | 3.8556 | 37.8646 | 0 | 0.196 | 68 | 0 | 94.2674 | 94.2674 | 264.9615 | 17.93 | 0.01353 | 0.06 | 0.08976 | 2.013 | 0 | 0 | 0 | 0 | 0 | 0 | 0.2511 | 46.06 | 7.2612 | 228.3633 | 0 | 0 | 0 | 0 | 2.2159 | 5.4676 | 0 | 61.2212 | 0 | 0.6357 | 3.7759 | 2.7 | -1 | -4.2 | 5.6448 | 0 | 0 | 0 | 0 | 0 | 0 | 0 | 12.9519 | 1.1136 | 0.00194 | 0 | 0 | 0 | 0 | 0 | 0 | 0 | 0 | 0 | 0 | 0 | 0 | 0 | 0 | 0 | 0 | 2.101 | 0 | -459.6859 | 19.8877 | 0 | 69.9561 | 69.851 | 64.9254 | 974.9245 | 36.3135 | 68.0753 | 3.721 | 0.3248 | 0 | 13.166 | 3.19 | 76.892 | 967.7083 | 399.2185 | -467.6559 | 1.8092 | 1.305 | -2.77 | 17.425 | 8.6663 | 2025-08-06 | 2025_08_06 Hr 01 | 68.0994 | 3.4e-05 | -967.7083 | -398.4647 | 209.2467 | 916.0456 | 145.8773 | 11.2638 | 83.7396 | 21.0143 | 37.8646 | 150.3678 | 23.1276 | 188.5348 | 264.9615 | 17.93 | 7.2612 | 46.06 | 228.3633 | 0 | 139.8071 | 0
2025_08_06 Hr 02 | 0 | 0 | 0 | 3.8529 | 3.8556 | 3.8556 | 3.8537 | 3.8541 | 3.8556 | 36.6934 | 0 | 0.196 | 79 | 0 | 94.2674 | 94.2674 | 264.9615 | 17.93 | 0.01353 | 0.06 | 0.08976 | 2.013 | 0 | 0 | 0 | 0 | 0 | 0 | 0.2511 | 46.06 | 7.2612 | 228.3633 | 0 | 0 | 0 | 0 | 0.24595 | 0.60687 | 0 | 55.3154 | 0 | 0.6357 | 3.687 | 2.8667 | -1 | -4.2 | 5.6448 | 0 | 0 | 0 | 0 | 0 | 0 | 0 | 14.8473 | 1.1136 | 0.00194 | 0 | 0 | 0 | 0 | 0 | 0 | 0 | 0 | 0 | 0 | 0 | 0 | 0 | 0 | 0 | 0 | 2.101 | 0 | -489.3 | 19.8877 | 0 | 69.9561 | 69.851 | 63.624 | 966.8337 | 34.8982 | 64.4658 | 3.721 | 0.3248 | 0 | 13.166 | 3.19 | 76.892 | 929.2833 | 404.4042 | -497.27 | 1.8092 | 1.305 | -2.77 | 16.5011 | 8.2068 | 2025-08-06 | 2025_08_06 Hr 02 | 63.7462 | 4.37e-05 | -929.2833 | -433.9846 | 194.7476 | 916.0456 | 157.4713 | 11.2638 | 83.7396 | 14.0948 | 36.6934 | 143.9594 | 23.1276 | 188.5348 | 264.9615 | 17.93 | 7.2612 | 46.06 | 228.3633 | 0 | 139.8071 | 0
2025_08_06 Hr 03 | 0 | 0 | 0 | 3.8529 | 3.8556 | 3.8556 | 3.8537 | 3.8541 | 3.8556 | 36.6934 | 0 | 0.196 | 76 | 0 | 94.2674 | 94.2674 | 264.9615 | 17.93 | 0.01353 | 0.06 | 0.08976 | 2.013 | 0 | 0 | 0 | 0 | 0 | 0 | 0.2511 | 46.06 | 7.2612 | 228.3633 | 0 | 0 | 0 | 0 | 0 | 0 | 0 | 54.3046 | 0 | 0.6357 | 3.6291 | 3.1 | -1 | -4.2 | 5.6448 | 0 | 0 | 0 | 0 | 0 | 0 | 0 | 12.9519 | 1.1136 | 0.00194 | 0 | 0 | 0 | 0 | 0 | 0 | 0 | 0 | 0 | 0 | 0 | 0 | 0 | 0 | 0 | 0 | 2.101 | 0 | -518.6807 | 19.8877 | 0 | 69.9561 | 69.851 | 60.009 | 965.9231 | 34.8749 | 62.1181 | 3.721 | 0.3248 | 0 | 13.166 | 3.19 | 76.892 | 886.2 | 392.623 | -526.6507 | 1.8092 | 1.305 | -2.77 | 15.9002 | 7.9079 | 2025-08-06 | 2025_08_06 Hr 03 | 65.8611 | 1.8e-05 | -886.2 | -464.3761 | 190.5662 | 916.0456 | 148.9609 | 11.2638 | 83.7396 | 13.1841 | 36.6934 | 140.6887 | 23.1276 | 188.5348 | 264.9615 | 17.93 | 7.2612 | 46.06 | 228.3633 | 0 | 139.8071 | 0
2025_08_06 Hr 04 | 0 | 0 | 0 | 3.8529 | 3.8556 | 3.8556 | 3.8537 | 3.8541 | 3.8556 | 36.6934 | 0 | 0.196 | 55 | 0 | 94.2674 | 94.2674 | 264.9615 | 17.93 | 0.01353 | 0.06 | 0.08976 | 2.013 | 0 | 0 | 0 | 0 | 0 | 0 | 0.2511 | 46.06 | 7.2612 | 228.3633 | 0 | 0 | 0 | 0 | 0 | 0 | 0 | 53.4001 | 0 | 0.6357 | 3.6018 | 3.1 | -1 | -4.2 | 5.6448 | 0 | 0 | 0 | 0 | 0 | 0 | 0 | 24.8508 | 1.1136 | 0.00194 | 0 | 0 | 0 | 0 | 0 | 0 | 0 | 0 | 0 | 0 | 0 | 0 | 0 | 0 | 0 | 0 | 2.101 | 0 | -519.6168 | 19.8877 | 0 | 69.9561 | 69.851 | 61.3104 | 965.8958 | 34.8749 | 61.0103 | 3.721 | 0.3248 | 0 | 13.166 | 3.19 | 76.892 | 875 | 383.2909 | -527.5868 | 1.8092 | 1.305 | -2.77 | 15.6166 | 7.7669 | 2025-08-06 | 2025_08_06 Hr 04 | 62.9179 | 2.5e-05 | -875 | -466.2167 | 189.0065 | 916.0456 | 141.1612 | 11.2638 | 83.7396 | 13.1568 | 36.6934 | 139.1563 | 23.1276 | 188.5348 | 264.9615 | 17.93 | 7.2612 | 46.06 | 228.3633 | 0 | 139.8071 | 0
2025_08_06 Hr 05 | 0 | 0 | 0 | 3.8529 | 3.8556 | 3.8556 | 3.8537 | 3.8541 | 3.8556 | 36.6934 | 0 | 0.196 | 31 | 0 | 94.2674 | 94.2674 | 264.9615 | 17.93 | 0.01353 | 0.06 | 0.08976 | 2.013 | 0 | 0 | 0 | 0 | 0 | 0 | 0.2511 | 46.06 | 7.2612 | 228.3633 | 0 | 0 | 0 | 0 | 0 | 0 | 0 | 49.8655 | 0 | 0.6357 | 3.6205 | 3.1 | -1 | -4.2 | 5.6448 | 0 | 0 | 0 | 0 | 0 | 0 | 0 | 28.8522 | 1.1136 | 0.00194 | 0 | 0 | 0 | 0 | 0 | 0 | 0 | 0 | 0 | 0 | 0 | 0 | 0 | 0 | 0 | 0 | 2.101 | 0 | -478.6963 | 19.8877 | 0 | 69.9561 | 69.851 | 65.3592 | 965.9144 | 34.8749 | 61.7659 | 3.721 | 0.3248 | 0 | 13.166 | 3.19 | 76.892 | 897.5 | 368.3864 | -486.6663 | 1.8092 | 1.305 | -2.77 | 15.81 | 7.8631 | 2025-08-06 | 2025_08_06 Hr 05 | 61.508 | 2.2e-05 | -897.5 | -428.8308 | 190.0704 | 916.0456 | 125.2114 | 11.2638 | 83.7396 | 13.1754 | 36.6934 | 140.2015 | 23.1276 | 188.5348 | 264.9615 | 17.93 | 7.2612 | 46.06 | 228.3633 | 0 | 139.8071 | 0
2025_08_06 Hr 06 | 0.52072 | 0 | 0 | 3.8529 | 3.8556 | 3.8556 | 3.8537 | 3.8541 | 3.8556 | 36.6934 | 0 | 0.196 | 26 | 0 | 94.2674 | 94.2674 | 264.9615 | 17.93 | 0.01353 | 0.06 | 0.08976 | 2.013 | 0 | 0 | 0 | 0 | 0 | 0 | 0.2511 | 46.06 | 7.2612 | 228.3633 | 0 | 0 | 0 | 0 | 1.2596 | 3.108 | 0 | 51.9856 | 0 | 0.6357 | 3.734 | 2.7333 | -1 | -4.2 | 5.6448 | 0 | 0 | 0 | 0 | 0 | 0 | 0 | 28.8522 | 1.1136 | 0.00194 | 0 | 0 | 0 | 0 | 0 | 0 | 0 | 0 | 0 | 0 | 0 | 0 | 0 | 0 | 0 | 0 | 2.101 | 0 | -435.8193 | 19.8877 | 0 | 69.9561 | 69.851 | 63.3348 | 970.3956 | 35.5812 | 66.3733 | 3.721 | 0.3248 | -0.52072 | 13.166 | 3.19 | 76.892 | 947.0333 | 368.9622 | -444.31 | 1.8092 | 1.305 | -2.77 | 16.9893 | 8.4496 | 2025-08-06 | 2025_08_06 Hr 06 | 62.4685 | 5.3e-05 | -947.0333 | -383.8337 | 201.631 | 916.0456 | 118.187 | 11.2638 | 83.7396 | 17.6566 | 36.6934 | 147.2811 | 23.1276 | 188.5348 | 264.9615 | 17.93 | 7.2612 | 46.06 | 228.3633 | 0 | 139.8071 | 0
2025_08_06 Hr 07 | 2.5903 | 9e-05 | 0.002538 | 3.8529 | 3.8556 | 3.8556 | 3.8537 | 3.8541 | 3.8556 | 41.764 | -14.8 | 0.196 | 34 | 0 | 94.2674 | 94.2674 | 253.9004 | 21.08 | 0.01353 | 0.06 | 0.08976 | 2.013 | 0 | 0 | 0 | 0 | 0 | 0 | 0.2511 | 46.06 | 7.2612 | 219.5424 | 0 | 0 | 0 | 0 | 3.6257 | 8.9464 | 0 | 80.0043 | 0 | 0.6357 | 3.8365 | 2.7 | -1 | -4.2 | 5.6448 | 0 | 0 | 0 | 0 | 0 | 0 | 0 | 19.9017 | 1.1136 | 0.00194 | 0 | 0 | 0 | 0 | 0 | 0 | 0 | 0 | 0 | 0 | 0 | 0 | 0 | 0 | 0 | 0 | 2.101 | 0 | -376.6628 | 19.8877 | 0 | 66.9952 | 66.8946 | 53.6466 | 961.1264 | 37.5179 | 70.5331 | 3.721 | 0.3248 | -2.5903 | 13.166 | 3.19 | 76.892 | 1007.192 | 368.0841 | -402.0231 | 1.8092 | 1.305 | -2.77 | 18.0541 | 8.9792 | 2025-08-06 | 2025_08_06 Hr 07 | 69.0388 | -0.000299 | -1007.192 | -296.6585 | 207.8995 | 893.3963 | 107.5509 | 11.2638 | 83.7396 | 25.9635 | 41.764 | 140.1719 | 23.1276 | 188.5348 | 253.9004 | 21.08 | 7.2612 | 46.06 | 219.5424 | 0 | 133.8899 | 0
2025_08_06 Hr 08 | 7.7792 | 0.00042 | 0.011844 | 3.8529 | 3.8556 | 3.8556 | 3.8537 | 3.8541 | 3.8556 | 56.1335 | -14.8 | 0.196 | 26 | 0 | 94.2674 | 94.2674 | 253.9004 | 21.08 | 0.01353 | 0.06 | 0.08976 | 2.013 | 0 | 0 | 0 | 0 | 0 | 0 | 0.2511 | 46.06 | 7.2612 | 219.5424 | 0 | 0 | 0 | 0 | 6.0962 | 15.042 | 0 | 70.5295 | 0 | 0.6357 | 3.9426 | 2.25 | -1 | -4.2 | 5.6448 | 0 | 0 | 0.062575 | 0.062575 | 0.062575 | 0.062575 | 0.072761 | 19.9017 | 1.1136 | 0.00194 | 0 | 0 | 0 | 0 | 0 | 0 | 0 | 0 | 0 | 0 | 0 | 0 | 0 | 0 | 0 | 0 | 2.101 | 0 | -320.9336 | 19.8877 | 0 | 66.9952 | 66.8946 | 49.3086 | 984.5005 | 39.6284 | 74.8396 | 3.721 | 0.3248 | -7.7792 | 13.166 | 3.19 | 76.892 | 1072.55 | 369.0028 | -351.4828 | 1.8092 | 1.305 | -2.77 | 19.1564 | 9.5274 | 2025-08-06 | 2025_08_06 Hr 08 | 66.5504 | 5.184e-05 | -1072.55 | -250.4041 | 239.3318 | 893.3963 | 95.2226 | 11.2638 | 83.7396 | 34.6358 | 56.4566 | 148.2394 | 23.1276 | 188.5348 | 253.9004 | 21.08 | 7.2612 | 46.06 | 219.5424 | 0 | 133.8899 | 0
2025_08_06 Hr 09 | 9.8505 | 0.00198 | 0.055836 | 3.8529 | 3.8556 | 3.8556 | 3.8537 | 3.8541 | 3.8556 | 70.8872 | -14.8 | 0.196 | 30 | 0 | 94.2674 | 94.2674 | 253.9004 | 21.08 | 0.01353 | 0.06 | 0.08976 | 2.013 | 0 | 0 | 0 | 0 | 0 | 0 | 0.2511 | 46.06 | 7.2612 | 219.5424 | 0 | 25.56 | 0 | 0 | 8.6255 | 21.2831 | 0 | 68.9704 | 0 | 0.6357 | 4.0512 | 0 | -1 | -4.2 | 5.6448 | 0 | 0 | 5.2544 | 5.2544 | 5.2544 | 5.2544 | 6.1097 | 16.848 | 1.1136 | 0.00194 | 0 | 0 | 0 | 0 | 0 | 0 | 0 | 0 | 0 | 0 | 0 | 0 | 0 | 0 | 0 | 0 | 2.101 | 0 | -358.1664 | 19.8877 | 0 | 66.9952 | 66.8946 | 45.6936 | 1060.541 | 41.7891 | 79.2488 | 3.721 | 0.3248 | -9.8505 | 13.166 | 3.19 | 76.892 | 1115.392 | 376.6669 | -390.7869 | 1.8092 | 1.305 | -2.77 | 20.285 | 10.0887 | 2025-08-06 | 2025_08_06 Hr 09 | 68.6358 | -0.000292 | -1115.392 | -289.196 | 298.0286 | 918.9563 | 92.5994 | 11.2638 | 83.7396 | 43.5148 | 98.0144 | 156.4994 | 23.1276 | 188.5348 | 253.9004 | 21.08 | 7.2612 | 46.06 | 219.5424 | 25.56 | 133.8899 | 0
2025_08_06 Hr 10 | 12.9499 | 0.005175 | 0.14594 | 3.8529 | 3.8556 | 3.8556 | 3.8537 | 3.8541 | 3.8556 | 85.9846 | -14.8 | 0.196 | 50 | 0 | 94.2674 | 94.2674 | 253.9004 | 21.08 | 0.01353 | 0.06 | 0.08976 | 2.013 | 0 | 0 | 0 | 0 | 0 | 0 | 0.2511 | 46.06 | 7.2612 | 219.5424 | 0 | 25.56 | 0 | 0 | 11.2138 | 27.6695 | 0 | 59.352 | 0 | 0.6357 | 4.1624 | 0 | -1 | -4.2 | 5.6448 | 0 | 0 | 13.9837 | 13.9837 | 13.9837 | 13.9837 | 16.2601 | 10.9512 | 1.1136 | 0.00194 | 0 | 0 | 0 | 0 | 0 | 0 | 0 | 0 | 0 | 0 | 0 | 0 | 0 | 0 | 0 | 0 | 2.101 | 0 | -407.48 | 19.8877 | 0 | 66.9952 | 66.8946 | 41.934 | 1129.882 | 44.0003 | 83.7608 | 3.721 | 0.3248 | -12.9499 | 13.166 | 3.19 | 76.892 | 1144.6 | 398.5655 | -443.1999 | 1.8092 | 1.305 | -2.77 | 21.4399 | 10.6631 | 2025-08-06 | 2025_08_06 Hr 10 | 74.4387 | 7.2e-05 | -1144.6 | -348.128 | 375.732 | 918.9563 | 103.0363 | 11.2638 | 83.7396 | 52.6007 | 158.1795 | 164.9517 | 23.1276 | 188.5348 | 253.9004 | 21.08 | 7.2612 | 46.06 | 219.5424 | 25.56 | 133.8899 | 0
2025_08_06 Hr 11 | 17.9349 | 0.00789 | 0.2225 | 3.8529 | 3.8556 | 3.8556 | 3.8537 | 3.8541 | 3.8556 | 101.4012 | -14.8 | 0.196 | 43 | 0 | 94.2674 | 94.2674 | 253.9004 | 21.08 | 0.01353 | 0.06 | 0.08976 | 2.013 | 0 | 0 | 0 | 0 | 0 | 0 | 0.2511 | 46.06 | 7.2612 | 219.5424 | 0 | 25.56 | 0 | 0 | 13.8568 | 34.191 | 0 | 51.8113 | 0 | 0.6357 | 4.2759 | 0 | -1 | -4.2 | 5.6448 | 0 | 0 | 22.8976 | 22.8976 | 22.8976 | 22.8976 | 26.6251 | 7.8975 | 1.1136 | 0.00194 | 0 | 0 | 0 | 0 | 0 | 0 | 0 | 0 | 0 | 0 | 0 | 0 | 0 | 0 | 0 | 0 | 2.101 | 0 | -390.2341 | 19.8877 | 0 | 66.9952 | 66.8946 | 40.9218 | 1200.675 | 45.3005 | 88.3681 | 3.721 | 0.3248 | -17.9349 | 13.166 | 3.19 | 76.892 | 1221.708 | 400.1606 | -430.939 | 1.8107 | 1.305 | -2.77 | 22.6193 | 11.2496 | 2025-08-06 | 2025_08_06 Hr 11 | 82.0449 | 0.00043 | -1221.708 | -338.4228 | 454.1218 | 918.9563 | 92.0497 | 11.2638 | 83.7396 | 61.8802 | 219.6165 | 172.6251 | 23.1276 | 188.5348 | 253.9004 | 21.08 | 7.2612 | 46.06 | 219.5424 | 25.56 | 133.8899 | 0
2025_08_06 Hr 12 | 17.7226 | 0.009915 | 0.2796 | 3.8529 | 3.8556 | 3.8556 | 3.8537 | 3.8541 | 3.8556 | 117.3332 | -14.8 | 0.196 | 32 | 0 | 94.2674 | 94.2674 | 253.9004 | 21.08 | 0.01353 | 0.06 | 0.08976 | 2.013 | 0 | 0 | 0 | 0 | 0 | 0 | 0.2511 | 46.06 | 7.2612 | 219.5424 | 0 | 25.56 | 0 | 0 | 16.5881 | 40.9305 | 0 | 39.4899 | 0 | 0.6357 | 4.3932 | 0 | -1 | -4.2 | 5.6448 | 0 | 0 | 32.1095 | 32.1095 | 32.1095 | 32.1095 | 37.3366 | 11.8989 | 1.1136 | 0.00194 | 0 | 0 | 0 | 0 | 0 | 0 | 0 | 0 | 0 | 0 | 0 | 0 | 0 | 0 | 0 | 0 | 2.101 | 0 | -374.1508 | 19.8877 | 0 | 66.9952 | 66.8946 | 43.38 | 1273.85 | 45.3081 | 93.1295 | 3.721 | 0.3248 | -17.7226 | 13.166 | 3.19 | 76.892 | 1300.7 | 402.0039 | -414.6434 | 1.8482 | 1.305 | -2.77 | 23.838 | 11.8558 | 2025-08-06 | 2025_08_06 Hr 12 | 88.8956 | 1.3e-05 | -1300.7 | -334.6609 | 533.8327 | 918.9563 | 87.5684 | 11.2638 | 83.7396 | 71.5059 | 283.1078 | 179.219 | 23.1276 | 188.5348 | 253.9004 | 21.08 | 7.2612 | 46.06 | 219.5424 | 25.56 | 133.8899 | 0
2025_08_06 Hr 13 | 17.2069 | 0.01131 | 0.31894 | 3.8529 | 3.8556 | 3.8556 | 3.8537 | 3.8541 | 3.8556 | 132.5779 | -14.8 | 0.196 | 26 | 0 | 94.2674 | 94.2674 | 253.9004 | 21.08 | 0.01353 | 0.06 | 0.08976 | 2.013 | 0 | 0 | 0 | 0 | 0 | 0 | 0.2511 | 46.06 | 7.2612 | 219.5424 | 0 | 25.56 | 0 | 0 | 19.2017 | 47.3792 | 0 | 27.4062 | -0.16725 | 0.6357 | 4.5055 | 0 | -1 | -4.2 | 5.6448 | 0 | 0 | 40.924 | 40.924 | 40.924 | 40.924 | 47.586 | 12.9519 | 1.1136 | 0.00194 | 0 | 0 | 0 | 0 | 0 | 0 | 0 | 0 | 0 | 0 | 0 | 0 | 0 | 0 | 0 | 0 | 2.101 | 0 | -383.175 | 19.8877 | 0 | 66.9952 | 66.8946 | 45.9828 | 1343.865 | 45.3081 | 97.6854 | 3.721 | 0.3248 | -17.2069 | 13.166 | 3.19 | 76.892 | 1353.4 | 405.4475 | -423.1519 | 1.8981 | 1.305 | -2.77 | 25.0042 | 12.4358 | 2025-08-06 | 2025_08_06 Hr 13 | 90.1645 | 5.65e-05 | -1353.4 | -355.936 | 610.1114 | 918.9563 | 85.265 | 11.2638 | 83.7396 | 80.7303 | 343.8599 | 185.5212 | 23.1276 | 188.5348 | 253.9004 | 21.08 | 7.2612 | 46.06 | 219.5424 | 25.56 | 133.8899 | 0
2025_08_06 Hr 14 | 15.9034 | 0.011415 | 0.3219 | 3.8529 | 3.8556 | 3.8556 | 3.8537 | 3.8541 | 3.8556 | 145.9814 | -14.8 | 0.196 | 29 | 0 | 94.2674 | 94.2674 | 253.9004 | 21.08 | 0.01353 | 0.06 | 0.08976 | 2.013 | 0 | 0 | 0 | 0 | 0 | 0 | 0.2511 | 46.06 | 7.2612 | 219.5424 | 0 | 25.56 | 0 | 0 | 21.4995 | 53.0491 | 0 | 20.68 | -3.2338 | 0.6357 | 4.6042 | 0 | -1 | -4.2 | 5.6448 | 0 | 0 | 48.6739 | 48.6739 | 48.6739 | 48.6739 | 56.5976 | 8.9505 | 1.1136 | 0.00194 | 0 | 0 | 0 | 0 | 0 | 0 | 0 | 0 | 0 | 0 | 0 | 0 | 0 | 0 | 0 | 0 | 2.101 | 0 | -398.8854 | 19.8877 | 0 | 66.9952 | 66.8946 | 47.718 | 1405.394 | 45.3081 | 101.6912 | 3.721 | 0.3248 | -15.9034 | 13.166 | 3.19 | 76.892 | 1395.7 | 410.4189 | -437.5588 | 1.9419 | 1.305 | -2.77 | 26.0295 | 12.9457 | 2025-08-06 | 2025_08_06 Hr 14 | 92.663 | 5.2e-05 | -1395.7 | -381.4391 | 677.1776 | 918.9563 | 86.0018 | 11.2638 | 83.7396 | 88.8406 | 397.2748 | 191.0622 | 23.1276 | 188.5348 | 253.9004 | 21.08 | 7.2612 | 46.06 | 219.5424 | 25.56 | 133.8899 | 0
2025_08_06 Hr 15 | 15.3827 | 0.01119 | 0.31556 | 3.8529 | 3.8556 | 3.8556 | 3.8537 | 3.8541 | 3.8556 | 155.0399 | -14.8 | 0.196 | 27 | 0 | 94.2674 | 94.2674 | 253.9004 | 21.08 | 0.01353 | 0.06 | 0.08976 | 2.013 | 0 | 0 | 0 | 0 | 0 | 0 | 0.2511 | 46.06 | 7.2612 | 219.5424 | 0 | 25.56 | 0 | 0 | 23.0525 | 56.881 | 0 | 7.8651 | -0.95034 | 0.6357 | 4.6709 | 0 | -1 | -4.2 | 5.6448 | 0 | 0 | 53.9115 | 53.9115 | 53.9115 | 53.9115 | 62.6878 | 7.8975 | 1.1136 | 0.00194 | 0 | 0 | 0 | 0 | 0 | 0 | 0 | 0 | 0 | 0 | 0 | 0 | 0 | 0 | 0 | 0 | 2.101 | 0 | -388.0221 | 19.8877 | 0 | 66.9952 | 66.8946 | 50.3208 | 1446.968 | 45.3081 | 104.3983 | 3.721 | 0.3248 | -15.3827 | 13.166 | 3.19 | 76.892 | 1440.9 | 413.1925 | -426.1748 | 1.9715 | 1.305 | -2.77 | 26.7225 | 13.2904 | 2025-08-06 | 2025_08_06 Hr 15 | 96.0783 | 5.26e-05 | -1440.9 | -381.1074 | 722.5026 | 918.9563 | 85.545 | 11.2638 | 83.7396 | 94.3218 | 433.3739 | 194.8069 | 23.1276 | 188.5348 | 253.9004 | 21.08 | 7.2612 | 46.06 | 219.5424 | 25.56 | 133.8899 | 0
2025_08_06 Hr 16 | 12.9466 | 0.011145 | 0.31429 | 3.8529 | 3.8556 | 3.8556 | 3.8537 | 3.8541 | 3.8556 | 161.0788 | -14.8 | 0.196 | 33 | 0 | 94.2674 | 94.2674 | 253.9004 | 21.08 | 0.01353 | 0.06 | 0.08976 | 2.013 | 0 | 0 | 0 | 0 | 0 | 0 | 0.2511 | 46.06 | 7.2612 | 219.5424 | 0 | 25.56 | 0 | 0 | 24.0878 | 59.4356 | 0 | 7.1794 | -4.2142 | 0.6357 | 4.7153 | 0 | -1 | -4.2 | 5.6448 | 0 | 0 | 57.4033 | 57.4033 | 57.4033 | 57.4033 | 66.748 | 10.9512 | 1.1136 | 0.00194 | 0 | 0 | 0 | 0 | 0 | 0 | 0 | 0 | 0 | 0 | 0 | 0 | 0 | 0 | 0 | 0 | 2.101 | 0 | -399.5402 | 19.8877 | 0 | 66.9952 | 66.8946 | 49.0194 | 1474.686 | 45.3081 | 106.2031 | 3.721 | 0.3248 | -12.9466 | 13.166 | 3.19 | 76.892 | 1463.4 | 421.0052 | -435.2568 | 1.9913 | 1.305 | -2.77 | 27.1844 | 13.5201 | 2025-08-06 | 2025_08_06 Hr 16 | 107.4423 | 4.3e-05 | -1463.4 | -396.575 | 752.7193 | 918.9563 | 93.296 | 11.2638 | 83.7396 | 97.9759 | 457.44 | 197.3034 | 23.1276 | 188.5348 | 253.9004 | 21.08 | 7.2612 | 46.06 | 219.5424 | 25.56 | 133.8899 | 0
2025_08_06 Hr 17 | 9.8522 | 0.01014 | 0.28595 | 3.8529 | 3.8556 | 3.8556 | 3.8537 | 3.8541 | 3.8556 | 166.6023 | -14.8 | 0.196 | 34 | 0 | 94.2674 | 94.2674 | 253.9004 | 21.08 | 0.01353 | 0.06 | 0.08976 | 2.013 | 0 | 0 | 0 | 0 | 0 | 0 | 0.2511 | 46.06 | 7.2612 | 219.5424 | 0 | 25.56 | 0 | 0 | 25.0347 | 61.7721 | 0 | 0.033164 | -3.8092 | 0.6357 | 4.756 | 0 | -1 | -4.2 | 5.6448 | 0 | 0 | 60.5969 | 60.5969 | 60.5969 | 60.5969 | 70.4616 | 22.8501 | 1.1136 | 0.00194 | 0 | 0 | 0 | 0 | 0 | 0 | 0 | 0 | 0 | 0 | 0 | 0 | 0 | 0 | 0 | 0 | 2.101 | 0 | -402.5116 | 19.8877 | 0 | 66.9952 | 66.8946 | 49.3086 | 1500.012 | 45.3081 | 107.8538 | 3.721 | 0.3248 | -9.8522 | 13.166 | 3.19 | 76.892 | 1494.483 | 433.3812 | -435.1338 | 2.0094 | 1.305 | -2.77 | 27.607 | 13.7302 | 2025-08-06 | 2025_08_06 Hr 17 | 107.5297 | 0.00040529 | -1494.483 | -406.2876 | 780.3565 | 918.9563 | 106.4548 | 11.2638 | 83.7396 | 101.318 | 479.4517 | 199.5868 | 23.1276 | 188.5348 | 253.9004 | 21.08 | 7.2612 | 46.06 | 219.5424 | 25.56 | 133.8899 | 0
2025_08_06 Hr 18 | 14.93 | 0.00846 | 0.23857 | 3.8529 | 3.8556 | 3.8556 | 3.8537 | 3.8541 | 3.8556 | 163.9265 | -14.8 | 0.196 | 31 | 0 | 94.2674 | 94.2674 | 253.9004 | 21.08 | 0.01353 | 0.06 | 0.08976 | 2.013 | 0 | 0 | 0 | 0 | 0 | 0 | 0.2511 | 46.06 | 7.2612 | 219.5424 | 0 | 25.56 | 0 | 0 | 24.576 | 60.6402 | 0 | 5.3708 | -4.2811 | 0.6357 | 4.7363 | 0 | -1 | -4.2 | 5.6448 | 0 | 0 | 59.0498 | 59.0498 | 59.0498 | 59.0498 | 68.6625 | 36.7497 | 1.1136 | 0.00194 | 0 | 0 | 0 | 0 | 0 | 0 | 0 | 0 | 0 | 0 | 0 | 0 | 0 | 0 | 0 | 0 | 2.101 | 0 | -402.5089 | 19.8877 | 0 | 66.9952 | 66.8946 | 46.995 | 1487.682 | 45.3081 | 107.0541 | 3.721 | 0.3248 | -14.93 | 13.166 | 3.19 | 76.892 | 1494.5 | 445.9372 | -440.2089 | 2.0006 | 1.305 | -2.77 | 27.4023 | 13.6284 | 2025-08-06 | 2025_08_06 Hr 18 | 109.6453 | 1.9e-05 | -1494.5 | -401.4192 | 766.9677 | 918.9563 | 114.9917 | 11.2638 | 83.7396 | 99.699 | 468.7882 | 198.4806 | 23.1276 | 188.5348 | 253.9004 | 21.08 | 7.2612 | 46.06 | 219.5424 | 25.56 | 133.8899 | 0
2025_08_06 Hr 19 | 10.8903 | 0.005925 | 0.16709 | 3.8529 | 3.8556 | 3.8556 | 3.8537 | 3.8541 | 3.8556 | 153.0269 | -14.8 | 0.196 | 29 | 0 | 94.2674 | 94.2674 | 253.9004 | 21.08 | 0.01353 | 0.06 | 0.08976 | 2.013 | 0 | 0 | 0 | 0 | 0 | 0 | 0.2511 | 46.06 | 7.2612 | 219.5424 | 0 | 25.56 | 0 | 0 | 22.7074 | 56.0295 | 0 | 6.9502 | -3.9879 | 0.6357 | 4.6561 | 0 | -1 | -4.2 | 5.6448 | 0 | 0 | 52.7476 | 52.7476 | 52.7476 | 52.7476 | 61.3345 | 32.7483 | 1.1136 | 0.00194 | 0 | 0 | 0 | 0 | 0 | 0 | 0 | 0 | 0 | 0 | 0 | 0 | 0 | 0 | 0 | 0 | 2.101 | 0 | -376.3712 | 19.8877 | 0 | 66.9952 | 66.8946 | 46.7058 | 1437.579 | 45.3081 | 103.7967 | 3.721 | 0.3248 | -10.8903 | 13.166 | 3.19 | 76.892 | 1461.608 | 431.0985 | -410.0315 | 1.965 | 1.305 | -2.77 | 26.5685 | 13.2138 | 2025-08-06 | 2025_08_06 Hr 19 | 100.8704 | 0.000359 | -1461.608 | -373.4089 | 712.4304 | 918.9563 | 108.6271 | 11.2638 | 83.7396 | 93.1037 | 425.3519 | 193.9747 | 23.1276 | 188.5348 | 253.9004 | 21.08 | 7.2612 | 46.06 | 219.5424 | 25.56 | 133.8899 | 0
2025_08_06 Hr 20 | 2.0696 | 0.00246 | 0.069372 | 3.8529 | 3.8556 | 3.8556 | 3.8537 | 3.8541 | 3.8556 | 138.1013 | -14.8 | 0.196 | 45 | 0 | 94.2674 | 94.2674 | 253.9004 | 21.08 | 0.01353 | 0.06 | 0.08976 | 2.013 | 0 | 0 | 0 | 0 | 0 | 0 | 0.2511 | 46.06 | 7.2612 | 219.5424 | 0 | 25.56 | 0 | 0 | 20.1486 | 49.7157 | 0 | 30.6694 | 0 | 0.6357 | 4.5461 | 0 | -1 | -4.2 | 5.6448 | 0 | 0 | 44.1177 | 44.1177 | 44.1177 | 44.1177 | 51.2996 | 26.8515 | 1.1136 | 0.00194 | 0 | 0 | 0 | 0 | 0 | 0 | 0 | 0 | 0 | 0 | 0 | 0 | 0 | 0 | 0 | 0 | 2.101 | 0 | -389.7297 | 19.8877 | 0 | 66.9952 | 66.8946 | 39.6204 | 1368.97 | 45.3081 | 99.3361 | 3.721 | 0.3248 | -2.0696 | 13.166 | 3.19 | 76.892 | 1404.192 | 419.1219 | -414.5693 | 1.9161 | 1.305 | -2.77 | 25.4267 | 12.6459 | 2025-08-06 | 2025_08_06 Hr 20 | 99.7824 | -0.000306 | -1404.192 | -359.0603 | 637.7485 | 918.9563 | 111.5437 | 11.2638 | 83.7396 | 84.0724 | 365.8715 | 187.8046 | 23.1276 | 188.5348 | 253.9004 | 21.08 | 7.2612 | 46.06 | 219.5424 | 25.56 | 133.8899 | 0
2025_08_06 Hr 21 | 0 | 0.00063 | 0.017766 | 3.8529 | 3.8556 | 3.8556 | 3.8537 | 3.8541 | 3.8556 | 122.022 | -14.8 | 0.196 | 61 | 0 | 94.2674 | 94.2674 | 253.9004 | 21.08 | 0.01353 | 0.06 | 0.08976 | 2.013 | 0 | 0 | 0 | 0 | 0 | 0 | 0.2511 | 46.06 | 7.2612 | 219.5424 | 0 | 25.56 | 0 | 0 | 17.392 | 42.9139 | 0 | 46.2555 | 0 | 0.6357 | 4.4277 | 0 | -1 | -4.2 | 5.6448 | 0 | 0 | 34.8206 | 34.8206 | 34.8206 | 34.8206 | 40.489 | 35.802 | 1.1136 | 0.00194 | 0 | 0 | 0 | 0 | 0 | 0 | 0 | 0 | 0 | 0 | 0 | 0 | 0 | 0 | 0 | 0 | 2.101 | 0 | -421.8104 | 19.8877 | 0 | 66.9952 | 66.8946 | 49.5978 | 1295.11 | 45.3081 | 94.5307 | 3.721 | 0.3248 | 0 | 13.166 | 3.19 | 76.892 | 1342.117 | 445.3312 | -444.5804 | 1.8635 | 1.305 | -2.77 | 24.1967 | 12.0342 | 2025-08-06 | 2025_08_06 Hr 21 | 83.3207 | -0.000277 | -1342.117 | -375.5549 | 557.2936 | 918.9563 | 146.4182 | 11.2638 | 83.7396 | 74.343 | 301.7933 | 181.1574 | 23.1276 | 188.5348 | 253.9004 | 21.08 | 7.2612 | 46.06 | 219.5424 | 25.56 | 133.8899 | 0
2025_08_06 Hr 22 | 0 | 0.000135 | 0.003807 | 3.8529 | 3.8556 | 3.8556 | 3.8537 | 3.8541 | 3.8556 | 107.5874 | -14.8 | 0.196 | 68 | 0 | 94.2674 | 94.2674 | 253.9004 | 21.08 | 0.01353 | 0.06 | 0.08976 | 2.013 | 0 | 0 | 0 | 0 | 0 | 0 | 0.2511 | 46.06 | 7.2612 | 219.5424 | 0 | 25.56 | 0 | 0 | 14.9174 | 36.8079 | 0 | 35.6452 | 0 | 0.6357 | 4.3215 | 0 | -1 | -4.2 | 5.6448 | 0 | 0 | 26.4745 | 26.4745 | 26.4745 | 26.4745 | 30.7843 | 28.8522 | 1.1136 | 0.00194 | 0 | 0 | 0 | 0 | 0 | 0 | 0 | 0 | 0 | 0 | 0 | 0 | 0 | 0 | 0 | 0 | 2.101 | 0 | -440.1566 | 19.8877 | 0 | 66.9952 | 66.8946 | 62.3226 | 1228.843 | 45.3081 | 90.2169 | 3.721 | 0.3248 | 0 | 13.166 | 3.19 | 76.892 | 1253.7 | 452.1385 | -462.9266 | 1.8208 | 1.305 | -2.77 | 23.0925 | 11.485 | 2025-08-06 | 2025_08_06 Hr 22 | 89.2646 | 4.2e-05 | -1253.7 | -404.5114 | 485.0729 | 918.9563 | 159.1787 | 11.2638 | 83.7396 | 65.6133 | 244.2695 | 175.1901 | 23.1276 | 188.5348 | 253.9004 | 21.08 | 7.2612 | 46.06 | 219.5424 | 25.56 | 133.8899 | 0
2025_08_06 Hr 23 | 0 | 0 | 0 | 3.8529 | 3.8556 | 3.8556 | 3.8537 | 3.8541 | 3.8556 | 81.615 | 0 | 0.196 | 71 | 0 | 94.2674 | 94.2674 | 264.6764 | 17.93 | 0.01353 | 0.06 | 0.08976 | 2.013 | 0 | 0 | 0 | 0 | 0 | 0 | 0.2511 | 46.06 | 7.2612 | 228.1622 | 0 | 25.56 | 0 | 0 | 10.4647 | 25.8211 | 0 | 36.0873 | 0 | 0.6357 | 4.1302 | 0 | -1 | -4.2 | 5.6448 | 0 | 0 | 11.4572 | 11.4572 | 11.4572 | 11.4572 | 13.3223 | 27.7992 | 1.1136 | 0.00194 | 0 | 0 | 0 | 0 | 0 | 0 | 0 | 0 | 0 | 0 | 0 | 0 | 0 | 0 | 0 | 0 | 2.101 | 0 | -443.1057 | 19.8877 | 0 | 69.9561 | 69.851 | 53.3574 | 1131.856 | 43.3571 | 82.4549 | 3.721 | 0.3248 | 0 | 13.166 | 3.19 | 76.892 | 1149.3 | 432.4322 | -451.0757 | 1.8092 | 1.305 | -2.77 | 21.1057 | 10.4969 | 2025-08-06 | 2025_08_06 Hr 23 | 77.6428 | -3e-06 | -1149.3 | -407.0184 | 368.039 | 941.1194 | 152.1566 | 11.2638 | 83.7396 | 49.971 | 140.7659 | 177.3022 | 23.1276 | 188.5348 | 264.6764 | 17.93 | 7.2612 | 46.06 | 228.1622 | 25.56 | 139.8071 | 0
2025_08_06 Hr 24 | 0 | 0 | 0 | 3.8529 | 3.8556 | 3.8556 | 3.8537 | 3.8541 | 3.8556 | 57.631 | 0 | 0.196 | 60 | 0 | 94.2674 | 94.2674 | 264.9615 | 17.93 | 0.01353 | 0.06 | 0.08976 | 2.013 | 0 | 0 | 0 | 0 | 0 | 0 | 0.2511 | 46.06 | 7.2612 | 228.3633 | 0 | 25.56 | 0 | 0 | 6.3529 | 15.6755 | 0 | 44.0274 | 0 | 0.6357 | 3.9536 | 2.025 | -1 | -4.2 | 5.6448 | 0 | 0 | 0.50736 | 0.50736 | 0.50736 | 0.50736 | 0.58995 | 26.8515 | 1.1136 | 0.00194 | 0 | 0 | 0 | 0 | 0 | 0 | 0 | 0 | 0 | 0 | 0 | 0 | 0 | 0 | 0 | 0 | 2.101 | 0 | -423.1422 | 19.8877 | 0 | 69.9561 | 69.851 | 46.7058 | 1037.393 | 39.8477 | 75.2871 | 3.721 | 0.3248 | 0 | 13.166 | 3.19 | 76.892 | 1050.717 | 400.4085 | -431.1122 | 1.8092 | 1.305 | -2.77 | 19.271 | 9.5844 | 2025-08-06 | 2025_08_06 Hr 24 | 88.6402 | -0.0003312 | -1050.717 | -379.1148 | 259.6651 | 941.6056 | 133.5573 | 11.2638 | 83.7396 | 35.537 | 60.2504 | 163.8778 | 23.1276 | 188.5348 | 264.9615 | 17.93 | 7.2612 | 46.06 | 228.3633 | 25.56 | 139.8071 | 0
2025_08_07 Hr 01 | 0 | 0 | 0 | 3.8529 | 3.8556 | 3.8556 | 3.8537 | 3.8541 | 3.8556 | 41.8756 | 0 | 0.196 | 51 | 0 | 94.2674 | 94.2674 | 264.9615 | 17.93 | 0.01353 | 0.06 | 0.08976 | 2.013 | 0 | 0 | 0 | 0 | 0 | 0 | 0.2511 | 46.06 | 7.2612 | 228.3633 | 0 | 0 | 0 | 0 | 3.5247 | 8.6959 | 0 | 49.0714 | 0 | 0.6357 | 3.4641 | 2.7 | -1 | -4.2 | 5.384 | 0 | 0 | 0 | 0 | 0 | 0 | 0 | 20.8494 | 1.1136 | 0.00194 | 0 | 0 | 0 | 0 | 0 | 0 | 0 | 0 | 0 | 0 | 0 | 0 | 0 | 0 | 0 | 0 | 1.8011 | 0 | -409.1933 | 19.4803 | 0 | 69.9561 | 69.851 | 42.9462 | 982.4226 | 36.7712 | 69.6456 | 3.721 | 0.3248 | 0 | 13.166 | 3.19 | 76.892 | 984.6083 | 370.2776 | -417.1633 | 1.6315 | 1.305 | -2.77 | 17.7525 | 8.859 | 2025-08-07 | 2025_08_07 Hr 01 | 83.8906 | 5.6e-05 | -984.6083 | -360.1219 | 218.8856 | 916.0456 | 114.7956 | 11.2638 | 83.7396 | 24.5014 | 41.8756 | 152.5086 | 23.1276 | 188.5348 | 264.9615 | 17.93 | 7.2612 | 46.06 | 228.3633 | 0 | 139.8071 | 0
2025_08_07 Hr 02 | 0 | 0 | 0 | 3.8529 | 3.8556 | 3.8556 | 3.8537 | 3.8541 | 3.8556 | 36.6934 | 0 | 0.196 | 64 | 0 | 94.2674 | 94.2674 | 264.9615 | 17.93 | 0.01353 | 0.06 | 0.08976 | 2.013 | 0 | 0 | 0 | 0 | 0 | 0 | 0.2511 | 46.06 | 7.2612 | 228.3633 | 0 | 0 | 0 | 0 | 1.4564 | 3.5932 | 0 | 68.9263 | 0 | 0.6357 | 3.3833 | 2.7 | -1 | -4.2 | 5.384 | 0 | 0 | 0 | 0 | 0 | 0 | 0 | 23.7978 | 1.1136 | 0.00194 | 0 | 0 | 0 | 0 | 0 | 0 | 0 | 0 | 0 | 0 | 0 | 0 | 0 | 0 | 0 | 0 | 1.8011 | 0 | -466.5582 | 19.4803 | 0 | 69.9561 | 69.851 | 31.9566 | 969.9885 | 35.0082 | 66.0508 | 3.721 | 0.3248 | 0 | 13.166 | 3.19 | 76.892 | 932.8917 | 368.505 | -474.5282 | 1.6315 | 1.305 | -2.77 | 16.8362 | 8.4018 | 2025-08-07 | 2025_08_07 Hr 02 | 83.5381 | -2e-05 | -932.8917 | -397.6319 | 199.7201 | 916.0456 | 119.7544 | 11.2638 | 83.7396 | 17.2496 | 36.6934 | 145.7772 | 23.1276 | 188.5348 | 264.9615 | 17.93 | 7.2612 | 46.06 | 228.3633 | 0 | 139.8071 | 0
2025_08_07 Hr 03 | 0 | 0 | 0 | 3.8529 | 3.8556 | 3.8556 | 3.8537 | 3.8541 | 3.8556 | 36.6934 | 0 | 0.196 | 62 | 0 | 94.2674 | 94.2674 | 264.9615 | 17.93 | 0.01353 | 0.06 | 0.08976 | 2.013 | 0 | 0 | 0 | 0 | 0 | 0 | 0.2511 | 46.06 | 7.2612 | 228.3633 | 0 | 0 | 0 | 0 | 0.2047 | 0.50501 | 0 | 61.8045 | 0 | 0.6357 | 3.3306 | 2.8667 | -1 | -4.2 | 5.384 | 0 | 0 | 0 | 0 | 0 | 0 | 0 | 24.8508 | 1.1136 | 0.00194 | 0 | 0 | 0 | 0 | 0 | 0 | 0 | 0 | 0 | 0 | 0 | 0 | 0 | 0 | 0 | 0 | 1.8011 | 0 | -490.636 | 19.4803 | 0 | 69.9561 | 69.851 | 40.0542 | 965.5959 | 33.8579 | 63.7054 | 3.721 | 0.3248 | 0 | 13.166 | 3.19 | 76.892 | 900.0583 | 371.2638 | -498.606 | 1.6315 | 1.305 | -2.77 | 16.2383 | 8.1034 | 2025-08-07 | 2025_08_07 Hr 03 | 84.102 | 4.5e-05 | -900.0583 | -428.8315 | 190.9358 | 916.0456 | 126.905 | 11.2638 | 83.7396 | 12.857 | 36.6934 | 141.3854 | 23.1276 | 188.5348 | 264.9615 | 17.93 | 7.2612 | 46.06 | 228.3633 | 0 | 139.8071 | 0
2025_08_07 Hr 04 | 0 | 0 | 0 | 3.8529 | 3.8556 | 3.8556 | 3.8537 | 3.8541 | 3.8556 | 36.6934 | 0 | 0.196 | 64 | 0 | 94.2674 | 94.2674 | 264.9615 | 17.93 | 0.01353 | 0.06 | 0.08976 | 2.013 | 0 | 0 | 0 | 0 | 0 | 0 | 0.2511 | 46.06 | 7.2612 | 228.3633 | 0 | 0 | 0 | 0 | 0 | 0 | 0 | 51.0748 | 0 | 0.6357 | 3.2858 | 3.1 | -1 | -4.2 | 5.384 | 0 | 0 | 0 | 0 | 0 | 0 | 0 | 22.8501 | 1.1136 | 0.00194 | 0 | 0 | 0 | 0 | 0 | 0 | 0 | 0 | 0 | 0 | 0 | 0 | 0 | 0 | 0 | 0 | 1.8011 | 0 | -511.9868 | 19.4803 | 0 | 69.9561 | 69.851 | 43.9584 | 964.8414 | 32.8797 | 61.7107 | 3.721 | 0.3248 | 0 | 13.166 | 3.19 | 76.892 | 867.3917 | 371.4322 | -519.9568 | 1.6315 | 1.305 | -2.77 | 15.7299 | 7.8497 | 2025-08-07 | 2025_08_07 Hr 04 | 87.0276 | -1.7e-05 | -867.3917 | -460.912 | 186.4462 | 916.0456 | 130.8085 | 11.2638 | 83.7396 | 12.1025 | 36.6934 | 137.6503 | 23.1276 | 188.5348 | 264.9615 | 17.93 | 7.2612 | 46.06 | 228.3633 | 0 | 139.8071 | 0
2025_08_07 Hr 05 | 0 | 0 | 0 | 3.8529 | 3.8556 | 3.8556 | 3.8537 | 3.8541 | 3.8556 | 36.6934 | 0 | 0.196 | 63 | 0 | 94.2674 | 94.2674 | 264.9615 | 17.93 | 0.01353 | 0.06 | 0.08976 | 2.013 | 0 | 0 | 0 | 0 | 0 | 0 | 0.2511 | 46.06 | 7.2612 | 228.3633 | 0 | 0 | 0 | 0 | 0.0050599 | 0.012483 | 0 | 49.9682 | 0 | 0.6357 | 3.3026 | 3.0667 | -1 | -4.2 | 5.384 | 0 | 0 | 0 | 0 | 0 | 0 | 0 | 22.8501 | 1.1136 | 0.00194 | 0 | 0 | 0 | 0 | 0 | 0 | 0 | 0 | 0 | 0 | 0 | 0 | 0 | 0 | 0 | 0 | 1.8011 | 0 | -499.0228 | 19.4803 | 0 | 69.9561 | 69.851 | 42.9462 | 964.8757 | 33.2452 | 62.456 | 3.721 | 0.3248 | 0 | 13.166 | 3.19 | 76.892 | 878.6667 | 370.8156 | -506.9928 | 1.6315 | 1.305 | -2.77 | 15.9199 | 7.9445 | 2025-08-07 | 2025_08_07 Hr 05 | 90.7199 | -2.9753e-05 | -878.6667 | -449.0546 | 187.876 | 916.0456 | 128.7963 | 11.2638 | 83.7396 | 12.1367 | 36.6934 | 139.0458 | 23.1276 | 188.5348 | 264.9615 | 17.93 | 7.2612 | 46.06 | 228.3633 | 0 | 139.8071 | 0
2025_08_07 Hr 06 | 0 | 0 | 0 | 3.8529 | 3.8556 | 3.8556 | 3.8537 | 3.8541 | 3.8556 | 36.6934 | 0 | 0.196 | 62 | 0 | 94.2674 | 94.2674 | 264.9615 | 17.93 | 0.01353 | 0.06 | 0.08976 | 2.013 | 0 | 0 | 0 | 0 | 0 | 0 | 0.2511 | 46.06 | 7.2612 | 228.3633 | 0 | 0 | 0 | 0 | 1.2294 | 3.0331 | 0 | 57.3295 | 0 | 0.6357 | 3.3745 | 2.7 | -1 | -4.2 | 5.384 | 0 | 0 | 0 | 0 | 0 | 0 | 0 | 23.7978 | 1.1136 | 0.00194 | 0 | 0 | 0 | 0 | 0 | 0 | 0 | 0 | 0 | 0 | 0 | 0 | 0 | 0 | 0 | 0 | 1.8011 | 0 | -475.9616 | 19.4803 | 0 | 69.9561 | 69.851 | 38.6082 | 969.1926 | 34.8147 | 65.6562 | 3.721 | 0.3248 | 0 | 13.166 | 3.19 | 76.892 | 915.0084 | 372.4178 | -483.9316 | 1.6315 | 1.305 | -2.77 | 16.7356 | 8.3516 | 2025-08-07 | 2025_08_07 Hr 06 | 94.6765 | -3.6e-05 | -915.0084 | -418.6321 | 198.1854 | 916.0456 | 124.406 | 11.2638 | 83.7396 | 16.4536 | 36.6934 | 145.0384 | 23.1276 | 188.5348 | 264.9615 | 17.93 | 7.2612 | 46.06 | 228.3633 | 0 | 139.8071 | 0
2025_08_07 Hr 07 | 4.6583 | 6e-05 | 0.001692 | 3.8529 | 3.8556 | 3.8556 | 3.8537 | 3.8541 | 3.8556 | 42.4483 | -14.8 | 0.196 | 57 | 0 | 94.2674 | 94.2674 | 253.9004 | 21.08 | 0.01353 | 0.06 | 0.08976 | 2.013 | 0 | 0 | 0 | 0 | 0 | 0 | 0.2511 | 46.06 | 7.2612 | 219.5424 | 0 | 0 | 0 | 0 | 3.6382 | 8.976 | 0 | 77.6605 | 0 | 0.6357 | 3.4685 | 2.7 | -1 | -4.2 | 5.384 | 0 | 0 | 0 | 0 | 0 | 0 | 0 | 23.7978 | 1.1136 | 0.00194 | 0 | 0 | 0 | 0 | 0 | 0 | 0 | 0 | 0 | 0 | 0 | 0 | 0 | 0 | 0 | 0 | 1.8011 | 0 | -399.5849 | 19.4803 | 0 | 66.9952 | 66.8946 | 35.7162 | 960.7456 | 36.8679 | 69.8428 | 3.721 | 0.3248 | -4.6583 | 13.166 | 3.19 | 76.892 | 988.4167 | 377.0237 | -427.0132 | 1.6315 | 1.305 | -2.77 | 17.8028 | 8.8841 | 2025-08-07 | 2025_08_07 Hr 07 | 96.6127 | 3e-05 | -988.4167 | -321.9244 | 205.4256 | 893.3963 | 116.5158 | 11.2638 | 83.7396 | 24.8994 | 42.4483 | 138.078 | 23.1276 | 188.5348 | 253.9004 | 21.08 | 7.2612 | 46.06 | 219.5424 | 0 | 133.8899 | 0
2025_08_07 Hr 08 | 14.7741 | 0.000345 | 0.009729 | 3.8529 | 3.8556 | 3.8556 | 3.8537 | 3.8541 | 3.8556 | 54.2905 | -14.8 | 0.196 | 22 | 0 | 94.2674 | 94.2674 | 253.9004 | 21.08 | 0.01353 | 0.06 | 0.08976 | 2.013 | 0 | 0 | 0 | 0 | 0 | 0 | 0.2511 | 46.06 | 7.2612 | 219.5424 | 0 | 0 | 0 | 0 | 5.6771 | 14.0061 | 0 | 77.0434 | 0 | 0.6357 | 3.5482 | 2.7 | -1 | -4.2 | 5.384 | 0 | 0 | 0 | 0 | 0 | 0 | 0 | 18.8487 | 1.1136 | 0.00194 | 0 | 0 | 0 | 0 | 0 | 0 | 0 | 0 | 0 | 0 | 0 | 0 | 0 | 0 | 0 | 0 | 1.8011 | 0 | -283.1067 | 19.4803 | 0 | 66.9952 | 66.8946 | 30.9444 | 979.7446 | 38.6059 | 73.3865 | 3.721 | 0.3248 | -14.7741 | 13.166 | 3.19 | 76.892 | 1085.192 | 349.0545 | -320.6508 | 1.6315 | 1.305 | -2.77 | 18.706 | 9.3349 | 2025-08-07 | 2025_08_07 Hr 08 | 92.4922 | -0.000274 | -1085.192 | -206.0633 | 231.0521 | 893.3963 | 71.8032 | 11.2638 | 83.7396 | 32.0481 | 54.2905 | 144.7136 | 23.1276 | 188.5348 | 253.9004 | 21.08 | 7.2612 | 46.06 | 219.5424 | 0 | 133.8899 | 0
2025_08_07 Hr 09 | 17.4822 | 0.00189 | 0.053298 | 3.8529 | 3.8556 | 3.8556 | 3.8537 | 3.8541 | 3.8556 | 72.5861 | -14.8 | 0.196 | 7 | 0 | 94.2674 | 94.2674 | 253.9004 | 21.08 | 0.01353 | 0.06 | 0.08976 | 2.013 | 0 | 0 | 0 | 0 | 0 | 0 | 0.2511 | 46.06 | 7.2612 | 219.5424 | 0 | 25.56 | 0 | 0 | 8.809 | 21.7329 | 0 | 72.6147 | 0 | 0.6357 | 3.6705 | 0 | -1 | -4.2 | 5.384 | 0 | 0 | 6.572 | 6.572 | 6.572 | 6.572 | 7.6419 | 16.848 | 1.1136 | 0.00194 | 0 | 0 | 0 | 0 | 0 | 0 | 0 | 0 | 0 | 0 | 0 | 0 | 0 | 0 | 0 | 0 | 1.8011 | 0 | -299.7953 | 19.4803 | 0 | 66.9952 | 66.8946 | 33.258 | 1068.555 | 41.2754 | 78.8298 | 3.721 | 0.3248 | -17.4822 | 13.166 | 3.19 | 76.892 | 1148.392 | 347.2699 | -340.0475 | 1.6315 | 1.305 | -2.77 | 20.0935 | 10.0273 | 2025-08-07 | 2025_08_07 Hr 09 | 89.762 | -0.000279 | -1148.392 | -227.1806 | 304.4514 | 918.9563 | 57.1612 | 11.2638 | 83.7396 | 43.029 | 106.5159 | 154.9064 | 23.1276 | 188.5348 | 253.9004 | 21.08 | 7.2612 | 46.06 | 219.5424 | 25.56 | 133.8899 | 0
2025_08_07 Hr 10 | 16.9332 | 0.004935 | 0.13917 | 3.8529 | 3.8556 | 3.8556 | 3.8537 | 3.8541 | 3.8556 | 89.5064 | -14.8 | 0.196 | 7 | 0 | 94.2674 | 94.2674 | 253.9004 | 21.08 | 0.01353 | 0.06 | 0.08976 | 2.013 | 0 | 0 | 0 | 0 | 0 | 0 | 0.2511 | 46.06 | 7.2612 | 219.5424 | 0 | 25.56 | 0 | 0 | 11.7055 | 28.8788 | 0 | 57.5246 | 0 | 0.6357 | 3.7836 | 0 | -1 | -4.2 | 5.384 | 0 | 0 | 16.3925 | 16.3925 | 16.3925 | 16.3925 | 19.061 | 15.9003 | 1.1136 | 0.00194 | 0 | 0 | 0 | 0 | 0 | 0 | 0 | 0 | 0 | 0 | 0 | 0 | 0 | 0 | 0 | 0 | 1.8011 | 0 | -288.1768 | 19.4803 | 0 | 66.9952 | 66.8946 | 34.9932 | 1146.417 | 43.7444 | 83.864 | 3.721 | 0.3248 | -16.9332 | 13.166 | 3.19 | 76.892 | 1233 | 356.9381 | -327.88 | 1.6315 | 1.305 | -2.77 | 21.3767 | 10.6676 | 2025-08-07 | 2025_08_07 Hr 10 | 100.0682 | 6.2e-05 | -1233 | -230.6522 | 391.6549 | 918.9563 | 58.0376 | 11.2638 | 83.7396 | 53.1846 | 174.1373 | 164.333 | 23.1276 | 188.5348 | 253.9004 | 21.08 | 7.2612 | 46.06 | 219.5424 | 25.56 | 133.8899 | 0
2025_08_07 Hr 11 | 17.0609 | 0.007605 | 0.21446 | 3.8529 | 3.8556 | 3.8556 | 3.8537 | 3.8541 | 3.8556 | 101.7608 | -14.8 | 0.196 | 8 | 0 | 94.2674 | 94.2674 | 253.9004 | 21.08 | 0.01353 | 0.06 | 0.08976 | 2.013 | 0 | 0 | 0 | 0 | 0 | 0 | 0.2511 | 46.06 | 7.2612 | 219.5424 | 0 | 25.56 | 0 | 0 | 13.8033 | 34.0542 | 0 | 48.5524 | 0 | 0.6357 | 3.8655 | 0 | -1 | -4.2 | 5.384 | 0 | 0 | 23.5048 | 23.5048 | 23.5048 | 23.5048 | 27.3312 | 15.9003 | 1.1136 | 0.00194 | 0 | 0 | 0 | 0 | 0 | 0 | 0 | 0 | 0 | 0 | 0 | 0 | 0 | 0 | 0 | 0 | 1.8011 | 0 | -279.1837 | 19.4803 | 0 | 66.9952 | 66.8946 | 34.9932 | 1202.822 | 45.2691 | 87.51 | 3.721 | 0.3248 | -17.0609 | 13.166 | 3.19 | 76.892 | 1296.992 | 364.6323 | -319.0146 | 1.6315 | 1.305 | -2.77 | 22.3061 | 11.1314 | 2025-08-07 | 2025_08_07 Hr 11 | 100.0481 | -0.000291 | -1296.992 | -230.6313 | 454.5477 | 918.9563 | 59.1156 | 11.2638 | 83.7396 | 60.5396 | 223.1112 | 170.8968 | 23.1276 | 188.5348 | 253.9004 | 21.08 | 7.2612 | 46.06 | 219.5424 | 25.56 | 133.8899 | 0
2025_08_07 Hr 12 | 17.0079 | 0.009525 | 0.2686 | 3.8529 | 3.8556 | 3.8556 | 3.8537 | 3.8541 | 3.8556 | 123.0525 | -14.8 | 0.196 | 7 | 0 | 94.2674 | 94.2674 | 253.9004 | 21.08 | 0.01353 | 0.06 | 0.08976 | 2.013 | 0 | 0 | 0 | 0 | 0 | 0 | 0.2511 | 46.06 | 7.2612 | 219.5424 | 0 | 25.56 | 0 | 0 | 17.448 | 43.0463 | 0 | 37.7217 | 0 | 0.6357 | 4.0079 | 0 | -1 | -4.2 | 5.384 | 0 | 0 | 35.8623 | 35.8623 | 35.8623 | 35.8623 | 41.7004 | 12.9519 | 1.1136 | 0.00194 | 0 | 0 | 0 | 0 | 0 | 0 | 0 | 0 | 0 | 0 | 0 | 0 | 0 | 0 | 0 | 0 | 1.8011 | 0 | -296.2692 | 19.4803 | 0 | 66.9952 | 66.8946 | 36.0054 | 1300.746 | 45.54 | 93.8447 | 3.721 | 0.3248 | -17.0079 | 13.166 | 3.19 | 76.892 | 1373.092 | 370.6711 | -336.0471 | 1.6315 | 1.305 | -2.77 | 23.9208 | 11.9372 | 2025-08-07 | 2025_08_07 Hr 12 | 93.9631 | -0.000268 | -1373.092 | -258.5475 | 561.444 | 918.9563 | 56.2354 | 11.2638 | 83.7396 | 73.3188 | 308.2022 | 179.923 | 23.1276 | 188.5348 | 253.9004 | 21.08 | 7.2612 | 46.06 | 219.5424 | 25.56 | 133.8899 | 0
2025_08_07 Hr 13 | 16.9316 | 0.01086 | 0.30625 | 3.8529 | 3.8556 | 3.8556 | 3.8537 | 3.8541 | 3.8556 | 140.9797 | -14.8 | 0.196 | 6 | 0 | 94.2674 | 94.2674 | 253.9004 | 21.08 | 0.01353 | 0.06 | 0.08976 | 2.013 | 0 | 0 | 0 | 0 | 0 | 0 | 0.2511 | 46.06 | 7.2612 | 219.5424 | 0 | 25.56 | 0 | 0 | 20.5169 | 50.6175 | 0 | 9.6108 | 0 | 0.6357 | 4.1277 | 0 | -1 | -4.2 | 5.384 | 0 | 0 | 46.2672 | 46.2672 | 46.2672 | 46.2672 | 53.7991 | 24.8508 | 1.1136 | 0.00194 | 0 | 0 | 0 | 0 | 0 | 0 | 0 | 0 | 0 | 0 | 0 | 0 | 0 | 0 | 0 | 0 | 1.8011 | 0 | -296.6933 | 19.4803 | 0 | 66.9952 | 66.8946 | 41.934 | 1383.189 | 45.54 | 99.1784 | 3.721 | 0.3248 | -16.9316 | 13.166 | 3.19 | 76.892 | 1451.2 | 394.7954 | -336.3949 | 1.6315 | 1.305 | -2.77 | 25.2803 | 12.6156 | 2025-08-07 | 2025_08_07 Hr 13 | 94.6678 | 4.6e-05 | -1451.2 | -287.0825 | 651.2209 | 918.9563 | 73.1019 | 11.2638 | 83.7396 | 84.0787 | 379.8475 | 187.2947 | 23.1276 | 188.5348 | 253.9004 | 21.08 | 7.2612 | 46.06 | 219.5424 | 25.56 | 133.8899 | 0
2025_08_07 Hr 14 | 16.1903 | 0.011415 | 0.3219 | 3.8529 | 3.8556 | 3.8556 | 3.8537 | 3.8541 | 3.8556 | 148.1997 | -14.8 | 0.196 | 5 | 0 | 94.2674 | 94.2674 | 253.9004 | 21.08 | 0.01353 | 0.06 | 0.08976 | 2.013 | 0 | 0 | 0 | 0 | 0 | 0 | 0.2511 | 46.06 | 7.2612 | 219.5424 | 0 | 25.56 | 0 | 0 | 21.7528 | 53.6667 | 0 | 8.9526 | -0.15491 | 0.6357 | 4.176 | 0 | -1 | -4.2 | 5.384 | 0 | 0 | 50.4576 | 50.4576 | 50.4576 | 50.4576 | 58.6716 | 24.8508 | 1.1136 | 0.00194 | 0 | 0 | 0 | 0 | 0 | 0 | 0 | 0 | 0 | 0 | 0 | 0 | 0 | 0 | 0 | 0 | 1.8011 | 0 | -251.3193 | 19.4803 | 0 | 66.9952 | 66.8946 | 33.6918 | 1416.392 | 45.54 | 101.3266 | 3.721 | 0.3248 | -16.1903 | 13.166 | 3.19 | 76.892 | 1522.692 | 387.7814 | -290.2796 | 1.6315 | 1.305 | -2.77 | 25.8279 | 12.8889 | 2025-08-07 | 2025_08_07 Hr 14 | 101.186 | -0.0002825 | -1522.692 | -242.5216 | 687.3776 | 918.9563 | 63.8759 | 11.2638 | 83.7396 | 88.4121 | 408.7018 | 190.2637 | 23.1276 | 188.5348 | 253.9004 | 21.08 | 7.2612 | 46.06 | 219.5424 | 25.56 | 133.8899 | 0
2025_08_07 Hr 15 | 15.6563 | 0.011445 | 0.32275 | 3.8529 | 3.8556 | 3.8556 | 3.8537 | 3.8541 | 3.8556 | 155.739 | -14.8 | 0.196 | 5 | 0 | 94.2674 | 94.2674 | 253.9004 | 21.08 | 0.01353 | 0.06 | 0.08976 | 2.013 | 0 | 0 | 0 | 0 | 0 | 0 | 0.2511 | 46.06 | 7.2612 | 219.5424 | 0 | 25.56 | 0 | 0 | 23.0434 | 56.8507 | 0 | 14.2509 | 0 | 0.6357 | 4.2264 | 0 | -1 | -4.2 | 5.384 | 0 | 0 | 54.8334 | 54.8334 | 54.8334 | 54.8334 | 63.7597 | 48.6486 | 1.1136 | 0.00194 | 0 | 0 | 0 | 0 | 0 | 0 | 0 | 0 | 0 | 0 | 0 | 0 | 0 | 0 | 0 | 0 | 1.8011 | 0 | -274.1504 | 19.4803 | 0 | 66.9952 | 66.8946 | 29.9322 | 1451.048 | 45.54 | 103.5697 | 3.721 | 0.3248 | -15.6563 | 13.166 | 3.19 | 76.892 | 1563.108 | 410.3858 | -312.5767 | 1.6315 | 1.305 | -2.77 | 26.3996 | 13.1742 | 2025-08-07 | 2025_08_07 Hr 15 | 105.4375 | 0.000412 | -1563.108 | -259.8995 | 725.1332 | 918.9563 | 83.915 | 11.2638 | 83.7396 | 92.9372 | 438.8321 | 193.3639 | 23.1276 | 188.5348 | 253.9004 | 21.08 | 7.2612 | 46.06 | 219.5424 | 25.56 | 133.8899 | 0
2025_08_07 Hr 16 | 17.8851 | 0.01095 | 0.30879 | 3.8529 | 3.8556 | 3.8556 | 3.8537 | 3.8541 | 3.8556 | 159.2753 | -14.8 | 0.196 | 3 | 0 | 94.2674 | 94.2674 | 253.9004 | 21.08 | 0.01353 | 0.06 | 0.08976 | 2.013 | 0 | 0 | 0 | 0 | 0 | 0 | 0.2511 | 46.06 | 7.2612 | 219.5424 | 0 | 25.56 | 0 | 0 | 23.6488 | 58.3443 | 0 | 7.856 | -0.67885 | 0.6357 | 4.25 | 0 | -1 | -4.2 | 5.384 | 0 | 0 | 56.8858 | 56.8858 | 56.8858 | 56.8858 | 66.1463 | 55.5984 | 1.1136 | 0.00194 | 0 | 0 | 0 | 0 | 0 | 0 | 0 | 0 | 0 | 0 | 0 | 0 | 0 | 0 | 0 | 0 | 1.8011 | 0 | -291.4127 | 19.4803 | 0 | 66.9952 | 66.8946 | 37.3068 | 1467.29 | 45.54 | 104.6218 | 3.721 | 0.3248 | -17.8851 | 13.166 | 3.19 | 76.892 | 1568.792 | 426.3927 | -332.0678 | 1.6315 | 1.305 | -2.77 | 26.6678 | 13.308 | 2025-08-07 | 2025_08_07 Hr 16 | 112.9228 | -0.0002735 | -1568.792 | -284.2355 | 742.8426 | 918.9563 | 96.2249 | 11.2638 | 83.7396 | 95.0597 | 452.9649 | 194.818 | 23.1276 | 188.5348 | 253.9004 | 21.08 | 7.2612 | 46.06 | 219.5424 | 25.56 | 133.8899 | 0
2025_08_07 Hr 17 | 15.265 | 0.009855 | 0.27791 | 3.8529 | 3.8556 | 3.8556 | 3.8537 | 3.8541 | 3.8556 | 161.6083 | -14.8 | 0.196 | 2 | 0 | 94.2674 | 94.2674 | 253.9004 | 21.08 | 0.01353 | 0.06 | 0.08976 | 2.013 | 0 | 0 | 0 | 0 | 0 | 0 | 0.2511 | 46.06 | 7.2612 | 219.5424 | 0 | 25.56 | 0 | 0 | 24.0482 | 59.3295 | 0 | 9.9858 | -4.5716 | 0.6357 | 4.2656 | 0 | -1 | -4.2 | 5.384 | 0 | 0 | 58.2399 | 58.2399 | 58.2399 | 58.2399 | 67.7208 | 56.6514 | 1.1136 | 0.00194 | 0 | 0 | 0 | 0 | 0 | 0 | 0 | 0 | 0 | 0 | 0 | 0 | 0 | 0 | 0 | 0 | 1.8011 | 0 | -322.869 | 19.4803 | 0 | 66.9952 | 66.8946 | 40.9218 | 1477.983 | 45.54 | 105.3159 | 3.721 | 0.3248 | -15.265 | 13.166 | 3.19 | 76.892 | 1550.892 | 428.3987 | -360.904 | 1.6315 | 1.305 | -2.77 | 26.8447 | 13.3963 | 2025-08-07 | 2025_08_07 Hr 17 | 114.058 | -0.000321 | -1550.892 | -317.4549 | 754.5258 | 918.9563 | 99.861 | 11.2638 | 83.7396 | 96.4599 | 462.2886 | 195.7773 | 23.1276 | 188.5348 | 253.9004 | 21.08 | 7.2612 | 46.06 | 219.5424 | 25.56 | 133.8899 | 0
2025_08_07 Hr 18 | 11.9168 | 0.008115 | 0.22884 | 3.8529 | 3.8556 | 3.8556 | 3.8537 | 3.8541 | 3.8556 | 154.0691 | -14.8 | 0.196 | 4 | 0 | 94.2674 | 94.2674 | 253.9004 | 21.08 | 0.01353 | 0.06 | 0.08976 | 2.013 | 0 | 0 | 0 | 0 | 0 | 0 | 0.2511 | 46.06 | 7.2612 | 219.5424 | 0 | 25.56 | 0 | 0 | 22.7576 | 56.1455 | 0 | 13.598 | -7.5176 | 0.6357 | 4.2152 | 0 | -1 | -4.2 | 5.384 | 0 | 0 | 53.8641 | 53.8641 | 53.8641 | 53.8641 | 62.6327 | 48.6486 | 1.1136 | 0.00194 | 0 | 0 | 0 | 0 | 0 | 0 | 0 | 0 | 0 | 0 | 0 | 0 | 0 | 0 | 0 | 0 | 1.8011 | 0 | -336.7882 | 19.4803 | 0 | 66.9952 | 66.8946 | 44.3922 | 1443.278 | 45.54 | 103.0728 | 3.721 | 0.3248 | -11.9168 | 13.166 | 3.19 | 76.892 | 1497.3 | 419.4163 | -371.475 | 1.6315 | 1.305 | -2.77 | 26.273 | 13.111 | 2025-08-07 | 2025_08_07 Hr 18 | 114.068 | 9.9e-05 | -1497.3 | -330.7078 | 716.7704 | 918.9563 | 97.2778 | 11.2638 | 83.7396 | 91.9349 | 432.1584 | 192.6771 | 23.1276 | 188.5348 | 253.9004 | 21.08 | 7.2612 | 46.06 | 219.5424 | 25.56 | 133.8899 | 0
2025_08_07 Hr 19 | 7.7809 | 0.005685 | 0.16032 | 3.8529 | 3.8556 | 3.8556 | 3.8537 | 3.8541 | 3.8556 | 145.1791 | -14.8 | 0.196 | 8 | 0 | 94.2674 | 94.2674 | 253.9004 | 21.08 | 0.01353 | 0.06 | 0.08976 | 2.013 | 0 | 0 | 0 | 0 | 0 | 0 | 0.2511 | 46.06 | 7.2612 | 219.5424 | 0 | 25.56 | 0 | 0 | 21.2357 | 52.391 | 0 | 5.0692 | -1.3053 | 0.6357 | 4.1558 | 0 | -1 | -4.2 | 5.384 | 0 | 0 | 48.7045 | 48.7045 | 48.7045 | 48.7045 | 56.6331 | 46.6479 | 1.1136 | 0.00194 | 0 | 0 | 0 | 0 | 0 | 0 | 0 | 0 | 0 | 0 | 0 | 0 | 0 | 0 | 0 | 0 | 1.8011 | 0 | -353.1537 | 19.4803 | 0 | 66.9952 | 66.8946 | 42.657 | 1402.346 | 45.54 | 100.4279 | 3.721 | 0.3248 | -7.7809 | 13.166 | 3.19 | 76.892 | 1434.292 | 411.8864 | -383.7046 | 1.6315 | 1.305 | -2.77 | 25.5988 | 12.7746 | 2025-08-07 | 2025_08_07 Hr 19 | 93.5564 | -0.000255 | -1434.292 | -349.3898 | 672.2509 | 918.9563 | 97.4709 | 11.2638 | 83.7396 | 86.5992 | 396.6301 | 189.0216 | 23.1276 | 188.5348 | 253.9004 | 21.08 | 7.2612 | 46.06 | 219.5424 | 25.56 | 133.8899 | 0
2025_08_07 Hr 20 | 1.5522 | 0.002745 | 0.077409 | 3.8529 | 3.8556 | 3.8556 | 3.8537 | 3.8541 | 3.8556 | 130.9355 | -14.8 | 0.196 | 29 | 0 | 94.2674 | 94.2674 | 253.9004 | 21.08 | 0.01353 | 0.06 | 0.08976 | 2.013 | 0 | 0 | 0 | 0 | 0 | 0 | 0.2511 | 46.06 | 7.2612 | 219.5424 | 0 | 25.56 | 0 | 0 | 18.7975 | 46.3755 | 0 | 34.0154 | 0 | 0.6357 | 4.0606 | 0 | -1 | -4.2 | 5.384 | 0 | 0 | 40.4376 | 40.4376 | 40.4376 | 40.4376 | 47.0205 | 44.6472 | 1.1136 | 0.00194 | 0 | 0 | 0 | 0 | 0 | 0 | 0 | 0 | 0 | 0 | 0 | 0 | 0 | 0 | 0 | 0 | 1.8011 | 0 | -382.8141 | 19.4803 | 0 | 66.9952 | 66.8946 | 32.3904 | 1336.79 | 45.54 | 96.1901 | 3.721 | 0.3248 | -1.5522 | 13.166 | 3.19 | 76.892 | 1372.2 | 408.5305 | -407.1363 | 1.6315 | 1.305 | -2.77 | 24.5186 | 12.2355 | 2025-08-07 | 2025_08_07 Hr 20 | 65.247 | 6e-06 | -1372.2 | -348.7987 | 600.9212 | 918.9563 | 106.1178 | 11.2638 | 83.7396 | 78.0502 | 339.7065 | 183.1645 | 23.1276 | 188.5348 | 253.9004 | 21.08 | 7.2612 | 46.06 | 219.5424 | 25.56 | 133.8899 | 0
2025_08_07 Hr 21 | 0.52072 | 0.000585 | 0.016497 | 3.8529 | 3.8556 | 3.8556 | 3.8537 | 3.8541 | 3.8556 | 122.2175 | -14.8 | 0.196 | 50 | 0 | 94.2674 | 94.2674 | 253.9004 | 21.08 | 0.01353 | 0.06 | 0.08976 | 2.013 | 0 | 0 | 0 | 0 | 0 | 0 | 0.2511 | 46.06 | 7.2612 | 219.5424 | 0 | 25.56 | 0 | 0 | 17.3051 | 42.6937 | 0 | 39.5982 | 0 | 0.6357 | 4.0023 | 0 | -1 | -4.2 | 5.384 | 0 | 0 | 35.3777 | 35.3777 | 35.3777 | 35.3777 | 41.1369 | 43.6995 | 1.1136 | 0.00194 | 0 | 0 | 0 | 0 | 0 | 0 | 0 | 0 | 0 | 0 | 0 | 0 | 0 | 0 | 0 | 0 | 1.8011 | 0 | -455.0506 | 19.4803 | 0 | 66.9952 | 66.8946 | 40.9218 | 1296.656 | 45.54 | 93.5963 | 3.721 | 0.3248 | -0.52072 | 13.166 | 3.19 | 76.892 | 1290.408 | 432.4957 | -478.3413 | 1.6315 | 1.305 | -2.77 | 23.8574 | 11.9056 | 2025-08-07 | 2025_08_07 Hr 21 | 66.0026 | 0.000373 | -1290.408 | -415.4524 | 557.2626 | 918.9563 | 134.6384 | 11.2638 | 83.7396 | 72.8177 | 304.8653 | 179.5796 | 23.1276 | 188.5348 | 253.9004 | 21.08 | 7.2612 | 46.06 | 219.5424 | 25.56 | 133.8899 | 0
2025_08_07 Hr 22 | 0 | 0.000135 | 0.003807 | 3.8529 | 3.8556 | 3.8556 | 3.8537 | 3.8541 | 3.8556 | 105.7637 | -14.8 | 0.196 | 64 | 0 | 94.2674 | 94.2674 | 253.9004 | 21.08 | 0.01353 | 0.06 | 0.08976 | 2.013 | 0 | 0 | 0 | 0 | 0 | 0 | 0.2511 | 45.8642 | 7.2612 | 219.5424 | 0 | 25.56 | 0 | 0 | 14.4885 | 35.7448 | 0 | 48.6435 | 0 | 0.6357 | 3.8923 | 0 | -1 | -4.2 | 5.384 | 0 | 0 | 25.8281 | 25.8281 | 25.8281 | 25.8281 | 30.0327 | 42.7518 | 1.1136 | 0.00194 | 0 | 0 | 0 | 0 | 0 | 0 | 0 | 0 | 0 | 0 | 0 | 0 | 0 | 0 | 0 | 0 | 1.8011 | 0 | -476.0493 | 19.4803 | 0 | 66.9952 | 66.8946 | 48.2964 | 1220.815 | 45.3652 | 88.7009 | 3.721 | 0.3248 | 0 | 13.166 | 3.19 | 76.892 | 1216.1 | 445.4607 | -498.8193 | 1.6315 | 1.305 | -2.77 | 22.6096 | 11.2829 | 2025-08-07 | 2025_08_07 Hr 22 | 62.134 | 5e-06 | -1216.1 | -427.4058 | 474.6898 | 918.7605 | 155.0521 | 11.2638 | 83.7396 | 62.9422 | 239.1087 | 172.6389 | 23.1276 | 188.5348 | 253.9004 | 21.08 | 7.2612 | 45.8642 | 219.5424 | 25.56 | 133.8899 | 0
2025_08_07 Hr 23 | 0 | 0 | 0 | 3.8529 | 3.8556 | 3.8556 | 3.8537 | 3.8541 | 3.8556 | 80.6165 | 0 | 0.196 | 66 | 0 | 94.2674 | 94.2674 | 264.6764 | 17.93 | 0.01353 | 0.06 | 0.08976 | 2.013 | 0 | 0 | 0 | 0 | 0 | 0 | 0.2511 | 45.0808 | 7.2612 | 228.1622 | 0 | 25.56 | 0 | 0 | 10.1837 | 25.1244 | 0 | 11.0261 | -0.87121 | 0.6357 | 3.7242 | 0 | -1 | -4.2 | 5.384 | 0 | 0 | 11.2328 | 11.2328 | 11.2328 | 11.2328 | 13.0614 | 38.7504 | 1.1136 | 0.00194 | 0 | 0 | 0 | 0 | 0 | 0 | 0 | 0 | 0 | 0 | 0 | 0 | 0 | 0 | 0 | 0 | 1.8011 | 0 | -454.3927 | 19.4803 | 0 | 69.9561 | 69.851 | 51.6222 | 1126.598 | 42.4472 | 81.2191 | 3.721 | 0.3248 | 0 | 13.166 | 3.19 | 76.892 | 1107.917 | 433.5263 | -462.3627 | 1.6315 | 1.305 | -2.77 | 20.7025 | 10.3312 | 2025-08-07 | 2025_08_07 Hr 23 | 53.6476 | -0.0002918 | -1107.917 | -444.2378 | 360.6382 | 940.1402 | 156.3726 | 11.2638 | 83.7396 | 47.8489 | 138.6091 | 174.1803 | 23.1276 | 188.5348 | 264.6764 | 17.93 | 7.2612 | 45.0808 | 228.1622 | 25.56 | 139.8071 | 0
2025_08_07 Hr 24 | 0 | 0 | 0 | 3.8529 | 3.8556 | 3.8556 | 3.8537 | 3.8541 | 3.8556 | 59.1529 | 0 | 0.196 | 65 | 0 | 94.2674 | 94.2674 | 264.9615 | 17.93 | 0.01353 | 0.06 | 0.08976 | 2.013 | 0 | 0 | 0 | 0 | 0 | 0 | 0.2511 | 45.4072 | 7.2612 | 228.3633 | 0 | 25.56 | 0 | 0 | 6.5095 | 16.0597 | 0 | 23.8666 | 0 | 0.6357 | 3.5807 | 1.575 | -1 | -4.2 | 5.384 | 0 | 0 | 0.8565 | 0.8565 | 0.8565 | 0.8565 | 0.99592 | 28.8522 | 1.1136 | 0.00194 | 0 | 0 | 0 | 0 | 0 | 0 | 0 | 0 | 0 | 0 | 0 | 0 | 0 | 0 | 0 | 0 | 1.8011 | 0 | -450.2847 | 19.4803 | 0 | 69.9561 | 69.851 | 50.3208 | 1039.494 | 39.3154 | 74.8332 | 3.721 | 0.3248 | 0 | 13.166 | 3.19 | 76.892 | 1014.475 | 409.369 | -458.2547 | 1.6315 | 1.305 | -2.77 | 19.0748 | 9.5189 | 2025-08-07 | 2025_08_07 Hr 24 | 54.8813 | 4.8e-06 | -1014.475 | -426.4181 | 260.7639 | 940.9528 | 144.173 | 11.2638 | 83.7396 | 34.9665 | 63.5748 | 162.2225 | 23.1276 | 188.5348 | 264.9615 | 17.93 | 7.2612 | 45.4072 | 228.3633 | 25.56 | 139.8071 | 0
2025_08_08 Hr 01 | 0 | 0 | 0 | 3.8529 | 3.8556 | 3.8556 | 3.8537 | 3.8541 | 3.8556 | 67.7124 | 0 | 0.196 | 66 | 0 | 94.2674 | 94.2674 | 264.9615 | 17.93 | 0.01353 | 0.06 | 0.08976 | 2.013 | 0 | 0 | 0 | 0 | 0 | 0 | 0.2511 | 14.7392 | 7.2612 | 228.3633 | 0 | 0 | 0 | 0 | 9.2533 | 22.8256 | 0 | 35.2341 | 0 | 0.6357 | 3.2996 | 0 | -1 | -4.2 | 5.1233 | 0 | 0 | 12.0318 | 12.0318 | 12.0318 | 12.0318 | 13.9904 | 43.6995 | 1.1136 | 0.00194 | 0 | 0 | 0 | 0 | 0 | 0 | 0 | 0 | 0 | 0 | 0 | 0 | 0 | 0 | 0 | 0 | 1.5012 | 0 | -565.0131 | 16.6162 | 0 | 69.9561 | 69.851 | 46.272 | 1057.956 | 33.7673 | 68.763 | 3.721 | 0.3248 | 0 | 13.166 | 3.19 | 76.892 | 924.4916 | 404.2845 | -572.9831 | 1.3985 | 1.305 | -2.77 | 17.4534 | 8.7396 | 2025-08-08 | 2025_08_08 Hr 01 | 49.8497 | 8.3e-05 | -924.4916 | -529.779 | 318.571 | 884.7248 | 155.9715 | 11.2638 | 83.7396 | 43.4015 | 129.83 | 145.3395 | 23.1276 | 188.5348 | 264.9615 | 17.93 | 7.2612 | 14.7392 | 228.3633 | 0 | 139.8071 | 0
2025_08_08 Hr 02 | 0 | 0 | 0 | 3.8529 | 3.8556 | 3.8556 | 3.8537 | 3.8541 | 3.8556 | 60.4897 | 0 | 0.196 | 68 | 0 | 94.2674 | 94.2674 | 264.9615 | 17.93 | 0.01353 | 0.06 | 0.08976 | 2.013 | 0 | 0 | 0 | 0 | 0 | 0 | 0.2511 | 14.9354 | 7.2612 | 228.3633 | 0 | 0 | 0 | 0 | 7.836 | 19.3296 | 0 | 38.3722 | 0 | 0.6357 | 3.2498 | 0 | -1 | -4.2 | 5.1233 | 0 | 0 | 7.8239 | 7.8239 | 7.8239 | 7.8239 | 9.0976 | 56.6514 | 1.1136 | 0.00194 | 0 | 0 | 0 | 0 | 0 | 0 | 0 | 0 | 0 | 0 | 0 | 0 | 0 | 0 | 0 | 0 | 1.5012 | 0 | -591.3882 | 16.6162 | 0 | 69.9561 | 69.851 | 44.3922 | 1024.242 | 32.7168 | 66.6237 | 3.721 | 0.3248 | 0 | 13.166 | 3.19 | 76.892 | 876.6083 | 413.3518 | -599.3582 | 1.3985 | 1.305 | -2.77 | 16.9104 | 8.4677 | 2025-08-08 | 2025_08_08 Hr 02 | 51.3565 | 4.6e-05 | -876.6083 | -553.016 | 280.6562 | 884.921 | 169.0436 | 11.2638 | 83.7396 | 38.4384 | 100.8831 | 141.3348 | 23.1276 | 188.5348 | 264.9615 | 17.93 | 7.2612 | 14.9354 | 228.3633 | 0 | 139.8071 | 0
2025_08_08 Hr 03 | 0 | 0 | 0 | 3.8529 | 3.8556 | 3.8556 | 3.8537 | 3.8541 | 3.8556 | 53.2915 | 0 | 0.196 | 61 | 0 | 94.2674 | 94.2674 | 264.9615 | 17.93 | 0.01353 | 0.06 | 0.08976 | 2.013 | 0 | 0 | 0 | 0 | 0 | 0 | 0.2511 | 15.3878 | 7.2612 | 228.3633 | 0 | 0 | 0 | 0 | 6.4235 | 15.8454 | 0 | 46.4841 | 0 | 0.6357 | 3.2002 | 0 | -1 | -4.2 | 5.1233 | 0 | 0 | 3.6304 | 3.6304 | 3.6304 | 3.6304 | 4.2214 | 63.6012 | 1.1136 | 0.00194 | 0 | 0 | 0 | 0 | 0 | 0 | 0 | 0 | 0 | 0 | 0 | 0 | 0 | 0 | 0 | 0 | 1.5012 | 0 | -590.0759 | 16.6162 | 0 | 69.9561 | 69.851 | 40.3434 | 990.9001 | 31.6698 | 64.4917 | 3.721 | 0.3248 | 0 | 13.166 | 3.19 | 76.892 | 844.6 | 405.2617 | -598.0459 | 1.3985 | 1.305 | -2.77 | 16.3692 | 8.1967 | 2025-08-08 | 2025_08_08 Hr 03 | 48.1313 | -5e-06 | -844.6 | -543.5919 | 242.8704 | 885.3734 | 164.9446 | 11.2638 | 83.7396 | 33.4921 | 72.0346 | 137.3437 | 23.1276 | 188.5348 | 264.9615 | 17.93 | 7.2612 | 15.3878 | 228.3633 | 0 | 139.8071 | 0
2025_08_08 Hr 04 | 0 | 0 | 0 | 3.8529 | 3.8556 | 3.8556 | 3.8537 | 3.8541 | 3.8556 | 51.277 | 0 | 0.196 | 53 | 0 | 94.2674 | 94.2674 | 264.9615 | 17.93 | 0.01353 | 0.06 | 0.08976 | 2.013 | 0 | 0 | 0 | 0 | 0 | 0 | 0.2511 | 22.9517 | 7.2612 | 228.3633 | 0 | 0 | 0 | 0 | 6.0282 | 14.8703 | 0 | 47.2625 | 0 | 0.6357 | 3.1863 | 0 | -1 | -4.2 | 5.1233 | 0 | 0 | 2.4568 | 2.4568 | 2.4568 | 2.4568 | 2.8567 | 66.5496 | 1.1136 | 0.00194 | 0 | 0 | 0 | 0 | 0 | 0 | 0 | 0 | 0 | 0 | 0 | 0 | 0 | 0 | 0 | 0 | 1.5012 | 0 | -612.8796 | 16.6162 | 0 | 69.9561 | 69.851 | 39.3312 | 989.0061 | 31.3768 | 63.895 | 3.721 | 0.3248 | 0 | 13.166 | 3.19 | 76.892 | 813.5 | 398.081 | -620.8496 | 1.3985 | 1.305 | -2.77 | 16.2178 | 8.1209 | 2025-08-08 | 2025_08_08 Hr 04 | 51.6121 | 9e-06 | -813.5 | -565.617 | 232.2956 | 892.9373 | 158.8808 | 11.2638 | 83.7396 | 32.1078 | 63.961 | 136.2268 | 23.1276 | 188.5348 | 264.9615 | 17.93 | 7.2612 | 22.9517 | 228.3633 | 0 | 139.8071 | 0
2025_08_08 Hr 05 | 0 | 0 | 0 | 3.8529 | 3.8556 | 3.8556 | 3.8537 | 3.8541 | 3.8556 | 52.1123 | 0 | 0.196 | 60 | 0 | 94.2674 | 94.2674 | 264.9615 | 17.93 | 0.01353 | 0.06 | 0.08976 | 2.013 | 0 | 0 | 0 | 0 | 0 | 0 | 0.2511 | 32.3537 | 7.2612 | 228.3633 | 0 | 0 | 0 | 0 | 6.1921 | 15.2746 | 0 | 49.1869 | 0 | 0.6357 | 3.1921 | 0 | -1 | -4.2 | 5.1233 | 0 | 0 | 2.9434 | 2.9434 | 2.9434 | 2.9434 | 3.4226 | 70.551 | 1.1136 | 0.00194 | 0 | 0 | 0 | 0 | 0 | 0 | 0 | 0 | 0 | 0 | 0 | 0 | 0 | 0 | 0 | 0 | 1.5012 | 0 | -613.6663 | 16.6162 | 0 | 69.9561 | 69.851 | 36.0054 | 1002.33 | 31.4983 | 64.1424 | 3.721 | 0.3248 | 0 | 13.166 | 3.19 | 76.892 | 836.1 | 406.2197 | -621.6363 | 1.3985 | 1.305 | -2.77 | 16.2806 | 8.1524 | 2025-08-08 | 2025_08_08 Hr 05 | 53.1454 | 3e-06 | -836.1 | -564.4794 | 236.6803 | 902.3393 | 166.5564 | 11.2638 | 83.7396 | 32.6818 | 67.3086 | 136.6899 | 23.1276 | 188.5348 | 264.9615 | 17.93 | 7.2612 | 32.3537 | 228.3633 | 0 | 139.8071 | 0
2025_08_08 Hr 06 | 0 | 0 | 0 | 3.8529 | 3.8556 | 3.8556 | 3.8537 | 3.8541 | 3.8556 | 67.0491 | 0 | 0.196 | 71 | 0 | 94.2674 | 94.2674 | 264.9615 | 17.93 | 0.01353 | 0.06 | 0.08976 | 2.013 | 0 | 0 | 0 | 0 | 0 | 0 | 0.2511 | 41.7608 | 7.2612 | 228.3633 | 0 | 0 | 0 | 0 | 9.1231 | 22.5046 | 0 | 38.6856 | 0 | 0.6357 | 3.295 | 0 | -1 | -4.2 | 5.1233 | 0 | 0 | 11.6453 | 11.6453 | 11.6453 | 11.6453 | 13.5411 | 71.4987 | 1.1136 | 0.00194 | 0 | 0 | 0 | 0 | 0 | 0 | 0 | 0 | 0 | 0 | 0 | 0 | 0 | 0 | 0 | 0 | 1.5012 | 0 | -665.5056 | 16.6162 | 0 | 69.9561 | 69.851 | 35.2824 | 1081.864 | 33.6708 | 68.5665 | 3.721 | 0.3248 | 0 | 13.166 | 3.19 | 76.892 | 872.8 | 425.7263 | -673.4756 | 1.3985 | 1.305 | -2.77 | 17.4035 | 8.7146 | 2025-08-08 | 2025_08_08 Hr 06 | 62.0896 | -6e-06 | -872.8 | -626.82 | 315.089 | 911.7464 | 177.7811 | 11.2638 | 83.7396 | 42.9457 | 127.1716 | 144.9718 | 23.1276 | 188.5348 | 264.9615 | 17.93 | 7.2612 | 41.7608 | 228.3633 | 0 | 139.8071 | 0
2025_08_08 Hr 07 | 2.0713 | 7.5e-05 | 0.002115 | 3.8529 | 3.8556 | 3.8556 | 3.8537 | 3.8541 | 3.8556 | 78.2763 | -14.8 | 0.196 | 53 | 0 | 94.2674 | 94.2674 | 253.9004 | 21.08 | 0.01353 | 0.06 | 0.08976 | 2.013 | 0 | 0 | 0 | 0 | 0 | 0 | 0.2511 | 46.06 | 7.2612 | 219.5424 | 0 | 0 | 0 | 0 | 11.3261 | 27.939 | 0 | 62.9228 | 0 | 0.6357 | 3.3724 | 0 | -1 | -4.2 | 5.1233 | 0 | 0 | 18.1861 | 18.1861 | 18.1861 | 18.1861 | 21.1466 | 67.4973 | 1.1136 | 0.00194 | 0 | 0 | 0 | 0 | 0 | 0 | 0 | 0 | 0 | 0 | 0 | 0 | 0 | 0 | 0 | 0 | 1.5012 | 0 | -628.0422 | 16.6162 | 0 | 66.9952 | 66.8946 | 34.704 | 1116.226 | 35.3038 | 71.8919 | 3.721 | 0.3248 | -2.0713 | 13.166 | 3.19 | 76.892 | 937.7083 | 411.4428 | -652.8835 | 1.3985 | 1.305 | -2.77 | 18.2476 | 9.1373 | 2025-08-08 | 2025_08_08 Hr 07 | 58.5915 | 5.4e-05 | -937.7083 | -565.1194 | 359.2245 | 893.3963 | 155.2035 | 11.2638 | 83.7396 | 50.6605 | 172.1673 | 136.3968 | 23.1276 | 188.5348 | 253.9004 | 21.08 | 7.2612 | 46.06 | 219.5424 | 0 | 133.8899 | 0
2025_08_08 Hr 08 | 8.8207 | 0.000435 | 0.012267 | 3.8529 | 3.8556 | 3.8556 | 3.8537 | 3.8541 | 3.8556 | 89.1841 | -14.8 | 0.196 | 20 | 0 | 94.2674 | 94.2674 | 253.9004 | 21.08 | 0.01353 | 0.06 | 0.08976 | 2.013 | 0 | 0 | 0 | 0 | 0 | 0 | 0.2511 | 46.06 | 7.2612 | 219.5424 | 0 | 0 | 0 | 0 | 13.4665 | 33.2188 | 0 | 36.6376 | 0 | 0.6357 | 3.4475 | 0 | -1 | -4.2 | 5.1233 | 0 | 0 | 24.5408 | 24.5408 | 24.5408 | 24.5408 | 28.5358 | 48.6486 | 1.1136 | 0.00194 | 0 | 0 | 0 | 0 | 0 | 0 | 0 | 0 | 0 | 0 | 0 | 0 | 0 | 0 | 0 | 0 | 1.5012 | 0 | -553.2758 | 16.6162 | 0 | 66.9952 | 66.8946 | 45.6936 | 1167.447 | 36.8903 | 75.1227 | 3.721 | 0.3248 | -8.8207 | 13.166 | 3.19 | 76.892 | 1002.6 | 383.3815 | -584.8665 | 1.3985 | 1.305 | -2.77 | 19.0676 | 9.5479 | 2025-08-08 | 2025_08_08 Hr 08 | 70.8421 | 2.3e-05 | -1002.6 | -516.6382 | 416.4836 | 893.3963 | 114.3549 | 11.2638 | 83.7396 | 58.1558 | 215.883 | 142.4447 | 23.1276 | 188.5348 | 253.9004 | 21.08 | 7.2612 | 46.06 | 219.5424 | 0 | 133.8899 | 0
2025_08_08 Hr 09 | 15.0212 | 0.00189 | 0.053298 | 3.8529 | 3.8556 | 3.8556 | 3.8537 | 3.8541 | 3.8556 | 93.7044 | -14.8 | 0.196 | 18 | 0 | 94.2674 | 94.2674 | 253.9004 | 21.08 | 0.01353 | 0.06 | 0.08976 | 2.013 | 0 | 0 | 0 | 0 | 0 | 0 | 0.2511 | 46.06 | 7.2612 | 219.5424 | 0 | 0 | 0 | 0 | 14.3535 | 35.4068 | 0 | 44.5858 | 0 | 0.6357 | 3.4787 | 0 | -1 | -4.2 | 5.1233 | 0 | 0 | 27.1743 | 27.1743 | 27.1743 | 27.1743 | 31.598 | 31.8006 | 1.1136 | 0.00194 | 0 | 0 | 0 | 0 | 0 | 0 | 0 | 0 | 0 | 0 | 0 | 0 | 0 | 0 | 0 | 0 | 1.5012 | 0 | -514.4042 | 16.6162 | 0 | 66.9952 | 66.8946 | 39.042 | 1188.711 | 37.5478 | 76.4616 | 3.721 | 0.3248 | -15.0212 | 13.166 | 3.19 | 76.892 | 1047.692 | 366.5902 | -552.1954 | 1.3985 | 1.305 | -2.77 | 19.4074 | 9.7181 | 2025-08-08 | 2025_08_08 Hr 09 | 72.8771 | -0.000282 | -1047.692 | -469.8184 | 440.2126 | 893.3963 | 88.8978 | 11.2638 | 83.7396 | 61.262 | 233.9994 | 144.9511 | 23.1276 | 188.5348 | 253.9004 | 21.08 | 7.2612 | 46.06 | 219.5424 | 0 | 133.8899 | 0
2025_08_08 Hr 10 | 16.6679 | 0.004905 | 0.13832 | 3.8529 | 3.8556 | 3.8556 | 3.8537 | 3.8541 | 3.8556 | 98.7407 | -14.8 | 0.196 | 16 | 0 | 94.2674 | 94.2674 | 253.9004 | 21.08 | 0.01353 | 0.06 | 0.08976 | 2.013 | 0 | 0 | 0 | 0 | 0 | 0 | 0.2511 | 46.06 | 7.2612 | 219.5424 | 0 | 0 | 0 | 0 | 15.3417 | 37.8445 | 0 | 37.8439 | 0 | 0.6357 | 3.5134 | 0 | -1 | -4.2 | 5.1233 | 0 | 0 | 30.1083 | 30.1083 | 30.1083 | 30.1083 | 35.0097 | 24.8508 | 1.1136 | 0.00194 | 0 | 0 | 0 | 0 | 0 | 0 | 0 | 0 | 0 | 0 | 0 | 0 | 0 | 0 | 0 | 0 | 1.5012 | 0 | -478.458 | 16.6162 | 0 | 66.9952 | 66.8946 | 44.9706 | 1212.441 | 38.2803 | 77.9532 | 3.721 | 0.3248 | -16.6679 | 13.166 | 3.19 | 76.892 | 1100.4 | 368.0112 | -517.8959 | 1.3985 | 1.305 | -2.77 | 19.786 | 9.9077 | 2025-08-08 | 2025_08_08 Hr 10 | 73.0887 | 7e-05 | -1100.4 | -440.6141 | 466.6497 | 893.3963 | 85.9646 | 11.2638 | 83.7396 | 64.7227 | 254.1835 | 147.7435 | 23.1276 | 188.5348 | 253.9004 | 21.08 | 7.2612 | 46.06 | 219.5424 | 0 | 133.8899 | 0
2025_08_08 Hr 11 | 17.0609 | 0.00747 | 0.21065 | 3.8529 | 3.8556 | 3.8556 | 3.8537 | 3.8541 | 3.8556 | 92.5498 | -14.8 | 0.196 | 17 | 0 | 94.2674 | 94.2674 | 253.9004 | 21.08 | 0.01353 | 0.06 | 0.08976 | 2.013 | 0 | 0 | 0 | 0 | 0 | 0 | 0.2511 | 46.06 | 7.2612 | 219.5424 | 0 | 0 | 0 | 0 | 14.1269 | 34.8479 | 0 | 33.8554 | -0.56008 | 0.6357 | 3.4707 | 0 | -1 | -4.2 | 5.1233 | 0 | 0 | 26.5016 | 26.5016 | 26.5016 | 26.5016 | 30.8158 | 28.8522 | 1.1136 | 0.00194 | 0 | 0 | 0 | 0 | 0 | 0 | 0 | 0 | 0 | 0 | 0 | 0 | 0 | 0 | 0 | 0 | 1.5012 | 0 | -376.8264 | 16.6162 | 0 | 66.9952 | 66.8946 | 47.718 | 1183.447 | 37.3799 | 76.1196 | 3.721 | 0.3248 | -17.0609 | 13.166 | 3.19 | 76.892 | 1172.808 | 372.7229 | -416.6573 | 1.3985 | 1.305 | -2.77 | 19.3206 | 9.6746 | 2025-08-08 | 2025_08_08 Hr 11 | 77.8942 | 0.0003795 | -1172.808 | -343.5311 | 434.1513 | 893.3963 | 93.7883 | 11.2638 | 83.7396 | 60.4686 | 229.3719 | 144.3109 | 23.1276 | 188.5348 | 253.9004 | 21.08 | 7.2612 | 46.06 | 219.5424 | 0 | 133.8899 | 0
2025_08_08 Hr 12 | 16.6862 | 0.009375 | 0.26438 | 3.8529 | 3.8556 | 3.8556 | 3.8537 | 3.8541 | 3.8556 | 95.8909 | -14.8 | 0.196 | 13 | 0 | 94.2674 | 94.2674 | 253.9004 | 21.08 | 0.01353 | 0.06 | 0.08976 | 2.013 | 0 | 0 | 0 | 0 | 0 | 0 | 0.2511 | 46.06 | 7.2612 | 219.5424 | 0 | 0 | 0 | 0 | 14.7825 | 36.4652 | 0 | 14.4985 | 0 | 0.6357 | 3.4938 | 0 | -1 | -4.2 | 5.1233 | 0 | 0 | 28.4481 | 28.4481 | 28.4481 | 28.4481 | 33.0791 | 32.7483 | 1.1136 | 0.00194 | 0 | 0 | 0 | 0 | 0 | 0 | 0 | 0 | 0 | 0 | 0 | 0 | 0 | 0 | 0 | 0 | 1.5012 | 0 | -291.3347 | 16.6162 | 0 | 66.9952 | 66.8946 | 40.6326 | 1199.187 | 37.8658 | 77.1092 | 3.721 | 0.3248 | -16.6862 | 13.166 | 3.19 | 76.892 | 1249.908 | 367.0133 | -330.7909 | 1.3985 | 1.305 | -2.77 | 19.5718 | 9.8004 | 2025-08-08 | 2025_08_08 Hr 12 | 80.9166 | 0.000366 | -1249.908 | -276.8362 | 451.6901 | 893.3963 | 86.6547 | 11.2638 | 83.7396 | 62.7645 | 242.7623 | 146.1634 | 23.1276 | 188.5348 | 253.9004 | 21.08 | 7.2612 | 46.06 | 219.5424 | 0 | 133.8899 | 0
2025_08_08 Hr 13 | 16.9316 | 0.010575 | 0.29822 | 3.8529 | 3.8556 | 3.8556 | 3.8537 | 3.8541 | 3.8556 | 97.7334 | -14.8 | 0.196 | 9 | 0 | 94.2674 | 94.2674 | 253.9004 | 21.08 | 0.01353 | 0.06 | 0.08976 | 2.013 | 0 | 0 | 0 | 0 | 0 | 0 | 0.2511 | 46.06 | 7.2612 | 219.5424 | 0 | 0 | 0 | 0 | 15.1441 | 37.357 | 0 | 28.8324 | 0 | 0.6357 | 3.5065 | 0 | -1 | -4.2 | 5.1233 | 0 | 0 | 29.5215 | 29.5215 | 29.5215 | 29.5215 | 34.3273 | 28.8522 | 1.1136 | 0.00194 | 0 | 0 | 0 | 0 | 0 | 0 | 0 | 0 | 0 | 0 | 0 | 0 | 0 | 0 | 0 | 0 | 1.5012 | 0 | -206.1074 | 16.6162 | 0 | 66.9952 | 66.8946 | 17.352 | 1207.872 | 38.1338 | 77.6549 | 3.721 | 0.3248 | -16.9316 | 13.166 | 3.19 | 76.892 | 1328 | 337.1048 | -245.809 | 1.3985 | 1.305 | -2.77 | 19.7103 | 9.8698 | 2025-08-08 | 2025_08_08 Hr 13 | 82.2258 | 5.5e-05 | -1328 | -177.275 | 461.3623 | 893.3963 | 55.513 | 11.2638 | 83.7396 | 64.0306 | 250.1467 | 147.185 | 23.1276 | 188.5348 | 253.9004 | 21.08 | 7.2612 | 46.06 | 219.5424 | 0 | 133.8899 | 0
2025_08_08 Hr 14 | 15.2517 | 0.011085 | 0.3126 | 3.8529 | 3.8556 | 3.8556 | 3.8537 | 3.8541 | 3.8556 | 102.5977 | -14.8 | 0.196 | 11 | 0 | 94.2674 | 94.2674 | 253.9004 | 21.08 | 0.01353 | 0.06 | 0.08976 | 2.013 | 0 | 0 | 0 | 0 | 0 | 0 | 0.2511 | 46.06 | 7.2612 | 219.5424 | 0 | 0 | 0 | 0 | 16.0986 | 39.7115 | 0 | 42.7457 | 0 | 0.6357 | 3.54 | 0 | -1 | -4.2 | 5.1233 | 0 | 0 | 32.3553 | 32.3553 | 32.3553 | 32.3553 | 37.6225 | 26.8515 | 1.1136 | 0.00194 | 0 | 0 | 0 | 0 | 0 | 0 | 0 | 0 | 0 | 0 | 0 | 0 | 0 | 0 | 0 | 0 | 1.5012 | 0 | -178.2839 | 16.6162 | 0 | 66.9952 | 66.8946 | 10.2666 | 1230.724 | 38.8413 | 79.0956 | 3.721 | 0.3248 | -15.2517 | 13.166 | 3.19 | 76.892 | 1388.2 | 331.0364 | -216.3056 | 1.3985 | 1.305 | -2.77 | 20.076 | 10.0529 | 2025-08-08 | 2025_08_08 Hr 14 | 99.9167 | 2.8e-05 | -1388.2 | -135.5382 | 486.8967 | 893.3963 | 48.4418 | 11.2638 | 83.7396 | 67.3731 | 269.6415 | 149.8821 | 23.1276 | 188.5348 | 253.9004 | 21.08 | 7.2612 | 46.06 | 219.5424 | 0 | 133.8899 | 0
2025_08_08 Hr 15 | 14.0726 | 0.011085 | 0.3126 | 3.8529 | 3.8556 | 3.8556 | 3.8537 | 3.8541 | 3.8556 | 103.433 | -14.8 | 0.196 | 9 | 0 | 94.2674 | 94.2674 | 253.9004 | 21.08 | 0.01353 | 0.06 | 0.08976 | 2.013 | 0 | 0 | 0 | 0 | 0 | 0 | 0.2511 | 46.06 | 7.2612 | 219.5424 | 0 | 0 | 0 | 0 | 16.2625 | 40.1158 | 0 | 40.6346 | 0 | 0.6357 | 3.5457 | 0 | -1 | -4.2 | 5.1233 | 0 | 0 | 32.842 | 32.842 | 32.842 | 32.842 | 38.1883 | 24.8508 | 1.1136 | 0.00194 | 0 | 0 | 0 | 0 | 0 | 0 | 0 | 0 | 0 | 0 | 0 | 0 | 0 | 0 | 0 | 0 | 1.5012 | 0 | -131.7739 | 16.6162 | 0 | 66.9952 | 66.8946 | 20.967 | 1234.645 | 38.9628 | 79.3431 | 3.721 | 0.3248 | -14.0726 | 13.166 | 3.19 | 76.892 | 1443.683 | 337.0201 | -168.6165 | 1.3985 | 1.305 | -2.77 | 20.1388 | 10.0843 | 2025-08-08 | 2025_08_08 Hr 15 | 100.6521 | 0.000394 | -1443.683 | -91.1393 | 491.2814 | 893.3963 | 55.1415 | 11.2638 | 83.7396 | 67.947 | 272.9892 | 150.3452 | 23.1276 | 188.5348 | 253.9004 | 21.08 | 7.2612 | 46.06 | 219.5424 | 0 | 133.8899 | 0
2025_08_08 Hr 16 | 10.3712 | 0.01059 | 0.29864 | 3.8529 | 3.8556 | 3.8556 | 3.8537 | 3.8541 | 3.8556 | 101.0991 | -14.8 | 0.196 | 8 | 0 | 94.2674 | 94.2674 | 253.9004 | 21.08 | 0.01353 | 0.06 | 0.08976 | 2.013 | 0 | 0 | 0 | 0 | 0 | 0 | 0.2511 | 46.06 | 7.2612 | 219.5424 | 0 | 0 | 0 | 0 | 15.8045 | 38.9861 | 0 | 32.7612 | 0 | 0.6357 | 3.5296 | 0 | -1 | -4.2 | 5.1233 | 0 | 0 | 31.4823 | 31.4823 | 31.4823 | 31.4823 | 36.6073 | 19.9017 | 1.1136 | 0.00194 | 0 | 0 | 0 | 0 | 0 | 0 | 0 | 0 | 0 | 0 | 0 | 0 | 0 | 0 | 0 | 0 | 1.5012 | 0 | -88.0449 | 16.6162 | 0 | 66.9952 | 66.8946 | 29.643 | 1223.674 | 38.6234 | 78.6518 | 3.721 | 0.3248 | -10.3712 | 13.166 | 3.19 | 76.892 | 1470 | 334.7511 | -121.1862 | 1.3985 | 1.305 | -2.77 | 19.9633 | 9.9965 | 2025-08-08 | 2025_08_08 Hr 16 | 113.3762 | 7e-06 | -1470 | -55.2837 | 479.03 | 893.3963 | 57.8539 | 11.2638 | 83.7396 | 66.3433 | 263.6355 | 149.0512 | 23.1276 | 188.5348 | 253.9004 | 21.08 | 7.2612 | 46.06 | 219.5424 | 0 | 133.8899 | 0
2025_08_08 Hr 17 | 10.8936 | 0.009555 | 0.26945 | 3.8529 | 3.8556 | 3.8556 | 3.8537 | 3.8541 | 3.8556 | 105.7914 | -14.8 | 0.196 | 6 | 0 | 94.2674 | 94.2674 | 253.9004 | 21.08 | 0.01353 | 0.06 | 0.08976 | 2.013 | 0 | 0 | 0 | 0 | 0 | 0 | 0.2511 | 46.06 | 7.2612 | 219.5424 | 0 | 0 | 0 | 0 | 16.7253 | 41.2574 | 0 | 35.41 | 0 | 0.6357 | 3.562 | 0 | -1 | -4.2 | 5.1233 | 0 | 0 | 34.2159 | 34.2159 | 34.2159 | 34.2159 | 39.786 | 12.9519 | 1.1136 | 0.00194 | 0 | 0 | 0 | 0 | 0 | 0 | 0 | 0 | 0 | 0 | 0 | 0 | 0 | 0 | 0 | 0 | 1.5012 | 0 | -68.4562 | 16.6162 | 0 | 66.9952 | 66.8946 | 29.3538 | 1245.675 | 39.3059 | 80.0416 | 3.721 | 0.3248 | -10.8936 | 13.166 | 3.19 | 76.892 | 1507.6 | 328.6352 | -102.1198 | 1.3985 | 1.305 | -2.77 | 20.3161 | 10.1731 | 2025-08-08 | 2025_08_08 Hr 17 | 133.4715 | 2.9e-05 | -1507.6 | -33.0462 | 503.6617 | 893.3963 | 48.5847 | 11.2638 | 83.7396 | 69.5677 | 282.4412 | 151.6529 | 23.1276 | 188.5348 | 253.9004 | 21.08 | 7.2612 | 46.06 | 219.5424 | 0 | 133.8899 | 0
2025_08_08 Hr 18 | 8.819 | 0.007815 | 0.22038 | 3.8529 | 3.8556 | 3.8556 | 3.8537 | 3.8541 | 3.8556 | 105.4475 | -14.8 | 0.196 | 6 | 0 | 94.2674 | 94.2674 | 253.9004 | 21.08 | 0.01353 | 0.06 | 0.08976 | 2.013 | 0 | 0 | 0 | 0 | 0 | 0 | 0.2511 | 46.06 | 7.2612 | 219.5424 | 0 | 0 | 0 | 0 | 16.6578 | 41.0909 | 0 | 23.6457 | 0 | 0.6357 | 3.5596 | 0 | -1 | -4.2 | 5.1233 | 0 | 0 | 34.0156 | 34.0156 | 34.0156 | 34.0156 | 39.553 | 11.8989 | 1.1136 | 0.00194 | 0 | 0 | 0 | 0 | 0 | 0 | 0 | 0 | 0 | 0 | 0 | 0 | 0 | 0 | 0 | 0 | 1.5012 | 0 | -75.0162 | 16.6162 | 0 | 66.9952 | 66.8946 | 34.704 | 1244.011 | 39.2558 | 79.9397 | 3.721 | 0.3248 | -8.819 | 13.166 | 3.19 | 76.892 | 1491.717 | 330.6653 | -106.6052 | 1.3985 | 1.305 | -2.77 | 20.2903 | 10.1601 | 2025-08-08 | 2025_08_08 Hr 18 | 139.889 | -0.000299 | -1491.717 | -51.3704 | 501.8563 | 893.3963 | 52.8311 | 11.2638 | 83.7396 | 69.3313 | 281.0628 | 151.4622 | 23.1276 | 188.5348 | 253.9004 | 21.08 | 7.2612 | 46.06 | 219.5424 | 0 | 133.8899 | 0
2025_08_08 Hr 19 | 6.2071 | 0.005505 | 0.15524 | 3.8529 | 3.8556 | 3.8556 | 3.8537 | 3.8541 | 3.8556 | 102.5977 | -14.8 | 0.196 | 7 | 0 | 94.2674 | 94.2674 | 253.9004 | 21.08 | 0.01353 | 0.06 | 0.08976 | 2.013 | 0 | 0 | 0 | 0 | 0 | 0 | 0.2511 | 46.06 | 7.2612 | 219.5424 | 0 | 0 | 0 | 0 | 16.0986 | 39.7115 | 0 | 17.4263 | 0 | 0.6357 | 3.54 | 0 | -1 | -4.2 | 5.1233 | 0 | 0 | 32.3553 | 32.3553 | 32.3553 | 32.3553 | 37.6225 | 7.8975 | 1.1136 | 0.00194 | 0 | 0 | 0 | 0 | 0 | 0 | 0 | 0 | 0 | 0 | 0 | 0 | 0 | 0 | 0 | 0 | 1.5012 | 0 | -64.4951 | 16.6162 | 0 | 66.9952 | 66.8946 | 28.6308 | 1230.566 | 38.8413 | 79.0956 | 3.721 | 0.3248 | -6.2071 | 13.166 | 3.19 | 76.892 | 1471.917 | 317.3965 | -93.4723 | 1.3985 | 1.305 | -2.77 | 20.076 | 10.0529 | 2025-08-08 | 2025_08_08 Hr 19 | 140.7856 | -0.000308 | -1471.917 | -47.0688 | 486.8967 | 893.3963 | 43.689 | 11.2638 | 83.7396 | 67.3731 | 269.6415 | 149.8821 | 23.1276 | 188.5348 | 253.9004 | 21.08 | 7.2612 | 46.06 | 219.5424 | 0 | 133.8899 | 0
2025_08_08 Hr 20 | 1.0282 | 0.00267 | 0.075294 | 3.8529 | 3.8556 | 3.8556 | 3.8537 | 3.8541 | 3.8556 | 86.8502 | -14.8 | 0.196 | 25 | 0 | 94.2674 | 94.2674 | 253.9004 | 21.08 | 0.01353 | 0.06 | 0.08976 | 2.013 | 0 | 0 | 0 | 0 | 0 | 0 | 0.2511 | 46.06 | 7.2612 | 219.5424 | 0 | 0 | 0 | 0 | 13.0085 | 32.0891 | 0 | 41.9736 | 0 | 0.6357 | 3.4315 | 0 | -1 | -4.2 | 5.1233 | 0 | 0 | 23.1811 | 23.1811 | 23.1811 | 23.1811 | 26.9548 | 6.9498 | 1.1136 | 0.00194 | 0 | 0 | 0 | 0 | 0 | 0 | 0 | 0 | 0 | 0 | 0 | 0 | 0 | 0 | 0 | 0 | 1.5012 | 0 | -82.7379 | 16.6162 | 0 | 66.9952 | 66.8946 | 14.6046 | 1156.553 | 36.5509 | 74.4314 | 3.721 | 0.3248 | -1.0282 | 13.166 | 3.19 | 76.892 | 1398.5 | 306.5094 | -106.536 | 1.3985 | 1.305 | -2.77 | 18.8921 | 9.4601 | 2025-08-08 | 2025_08_08 Hr 20 | 116.5464 | 4.5e-05 | -1398.5 | -40.7643 | 404.2322 | 893.3963 | 46.6324 | 11.2638 | 83.7396 | 56.5521 | 206.5294 | 141.1507 | 23.1276 | 188.5348 | 253.9004 | 21.08 | 7.2612 | 46.06 | 219.5424 | 0 | 133.8899 | 0
2025_08_08 Hr 21 | 0 | 0.000615 | 0.017343 | 3.8529 | 3.8556 | 3.8556 | 3.8537 | 3.8541 | 3.8556 | 80.9787 | -14.8 | 0.196 | 54 | 0 | 94.2674 | 94.2674 | 253.9004 | 21.08 | 0.01353 | 0.06 | 0.08976 | 2.013 | 0 | 0 | 0 | 0 | 0 | 0 | 0.2511 | 46.06 | 7.2612 | 219.5424 | 0 | 0 | 0 | 0 | 11.8564 | 29.247 | 0 | 42.7224 | 0 | 0.6357 | 3.391 | 0 | -1 | -4.2 | 5.1233 | 0 | 0 | 19.7605 | 19.7605 | 19.7605 | 19.7605 | 22.9773 | 6.9498 | 1.1136 | 0.00194 | 0 | 0 | 0 | 0 | 0 | 0 | 0 | 0 | 0 | 0 | 0 | 0 | 0 | 0 | 0 | 0 | 1.5012 | 0 | -156.4079 | 16.6162 | 0 | 66.9952 | 66.8946 | 12.291 | 1128.929 | 35.6969 | 72.6923 | 3.721 | 0.3248 | 0 | 13.166 | 3.19 | 76.892 | 1321.383 | 328.91 | -179.1779 | 1.3985 | 1.305 | -2.77 | 18.4507 | 9.239 | 2025-08-08 | 2025_08_08 Hr 21 | 95.5511 | 0.000394 | -1321.383 | -113.6855 | 373.4104 | 893.3963 | 73.2588 | 11.2638 | 83.7396 | 52.5174 | 182.9978 | 137.8952 | 23.1276 | 188.5348 | 253.9004 | 21.08 | 7.2612 | 46.06 | 219.5424 | 0 | 133.8899 | 0
2025_08_08 Hr 22 | 0 | 0.000135 | 0.003807 | 3.8529 | 3.8556 | 3.8556 | 3.8537 | 3.8541 | 3.8556 | 74.0999 | -14.8 | 0.196 | 79 | 0 | 94.2674 | 94.2674 | 253.9004 | 21.08 | 0.01353 | 0.06 | 0.08976 | 2.013 | 0 | 0 | 0 | 0 | 0 | 0 | 0.2511 | 46.06 | 7.2612 | 219.5424 | 0 | 0 | 0 | 0 | 10.5066 | 25.9174 | 0 | 59.1242 | 0 | 0.6357 | 3.3436 | 0 | -1 | -4.2 | 5.1233 | 0 | 0 | 15.753 | 15.753 | 15.753 | 15.753 | 18.3174 | 19.9017 | 1.1136 | 0.00194 | 0 | 0 | 0 | 0 | 0 | 0 | 0 | 0 | 0 | 0 | 0 | 0 | 0 | 0 | 0 | 0 | 1.5012 | 0 | -258.2822 | 16.6162 | 0 | 66.9952 | 66.8946 | 6.6516 | 1096.62 | 34.6964 | 70.6549 | 3.721 | 0.3248 | 0 | 13.166 | 3.19 | 76.892 | 1232.1 | 357.408 | -281.0522 | 1.3985 | 1.305 | -2.77 | 17.9336 | 8.9801 | 2025-08-08 | 2025_08_08 Hr 22 | 97.4451 | 3.6e-05 | -1232.1 | -199.158 | 337.301 | 893.3963 | 105.5572 | 11.2638 | 83.7396 | 47.7907 | 155.4293 | 134.0811 | 23.1276 | 188.5348 | 253.9004 | 21.08 | 7.2612 | 46.06 | 219.5424 | 0 | 133.8899 | 0
2025_08_08 Hr 23 | 0 | 0 | 0 | 3.8529 | 3.8556 | 3.8556 | 3.8537 | 3.8541 | 3.8556 | 64.8626 | 0 | 0.196 | 78 | 0 | 94.2674 | 94.2674 | 264.6764 | 17.93 | 0.01353 | 0.06 | 0.08976 | 2.013 | 0 | 0 | 0 | 0 | 0 | 0 | 0.2511 | 46.06 | 7.2612 | 228.1622 | 0 | 0 | 0 | 0 | 8.6941 | 21.4462 | 0 | 49.4238 | 0 | 0.6357 | 3.2799 | 0 | -1 | -4.2 | 5.1233 | 0 | 0 | 10.3715 | 10.3715 | 10.3715 | 10.3715 | 12.0599 | 24.8508 | 1.1136 | 0.00194 | 0 | 0 | 0 | 0 | 0 | 0 | 0 | 0 | 0 | 0 | 0 | 0 | 0 | 0 | 0 | 0 | 1.5012 | 0 | -353.8193 | 16.6162 | 0 | 69.9561 | 69.851 | 11.2788 | 1075.411 | 33.3528 | 67.9189 | 3.721 | 0.3248 | 0 | 13.166 | 3.19 | 76.892 | 1123.908 | 360.8625 | -361.7893 | 1.3985 | 1.305 | -2.77 | 17.2391 | 8.6323 | 2025-08-08 | 2025_08_08 Hr 23 | 67.9143 | 0.00035 | -1123.908 | -304.3955 | 303.6114 | 915.5594 | 114.1296 | 11.2638 | 83.7396 | 41.4432 | 118.4087 | 143.7594 | 23.1276 | 188.5348 | 264.6764 | 17.93 | 7.2612 | 46.06 | 228.1622 | 0 | 139.8071 | 0
2025_08_08 Hr 24 | 0 | 0 | 0 | 3.8529 | 3.8556 | 3.8556 | 3.8537 | 3.8541 | 3.8556 | 47.5919 | 0 | 0.196 | 75 | 0 | 94.2674 | 94.2674 | 264.9615 | 17.93 | 0.01353 | 0.06 | 0.08976 | 2.013 | 0 | 0 | 0 | 0 | 0 | 0 | 0.2511 | 45.8642 | 7.2612 | 228.3633 | 0 | 0 | 0 | 0 | 5.3051 | 13.0866 | 0 | 46.7403 | 0 | 0.6357 | 3.1609 | 1.35 | -1 | -4.2 | 5.1233 | 0 | 0 | 1.3604 | 1.3604 | 1.3604 | 1.3604 | 1.5819 | 22.8501 | 1.1136 | 0.00194 | 0 | 0 | 0 | 0 | 0 | 0 | 0 | 0 | 0 | 0 | 0 | 0 | 0 | 0 | 0 | 0 | 1.5012 | 0 | -373.9102 | 16.6162 | 0 | 69.9561 | 69.851 | 20.967 | 1000.041 | 30.8408 | 62.8035 | 3.721 | 0.3248 | 0 | 13.166 | 3.19 | 76.892 | 1020.875 | 355.9741 | -381.8802 | 1.3985 | 1.305 | -2.77 | 15.9408 | 7.9822 | 2025-08-08 | 2025_08_08 Hr 24 | 57.5073 | 1.1e-05 | -1020.875 | -327.1699 | 218.3746 | 915.8498 | 118.8171 | 11.2638 | 83.7396 | 29.5756 | 54.6155 | 134.1835 | 23.1276 | 188.5348 | 264.9615 | 17.93 | 7.2612 | 45.8642 | 228.3633 | 0 | 139.8071 | 0
2025_08_09 Hr 01 | 0 | 0 | 0 | 3.8529 | 3.8556 | 3.8556 | 3.8537 | 3.8541 | 3.8556 | 47.7593 | 0 | 0.196 | 75 | 0 | 94.2674 | 94.2674 | 264.9615 | 17.93 | 0.01353 | 0.06 | 0.08976 | 2.013 | 0 | 0 | 0 | 0 | 0 | 0 | 0.2511 | 46.06 | 7.2612 | 228.3633 | 0 | 0 | 0 | 0 | 5.974 | 14.7345 | 0 | 43.6256 | 0 | 0.6357 | 3 | 0.45 | -1 | -4.2 | 4.8625 | 0 | 0 | 1.054 | 1.054 | 1.054 | 1.054 | 1.2256 | 23.7978 | 1.1136 | 0.00194 | 0 | 0 | 0 | 0 | 0 | 0 | 0 | 0 | 0 | 0 | 0 | 0 | 0 | 0 | 0 | 0 | 1.2013 | 0 | -455.1048 | 15.3429 | 0 | 69.9561 | 69.851 | 19.9548 | 1000.184 | 29.3891 | 59.7693 | 3.721 | 0.3248 | 0 | 13.166 | 3.19 | 76.892 | 929.6583 | 348.9232 | -463.0748 | 1.1656 | 1.305 | -2.77 | 15.1056 | 7.5903 | 2025-08-09 | 2025_08_09 Hr 01 | 62.2567 | 4.3e-05 | -929.6583 | -411.4792 | 211.3359 | 916.0456 | 118.7526 | 11.2638 | 83.7396 | 30.9379 | 53.2008 | 127.1972 | 23.1276 | 188.5348 | 264.9615 | 17.93 | 7.2612 | 46.06 | 228.3633 | 0 | 139.8071 | 0
2025_08_09 Hr 02 | 0 | 0 | 0 | 3.8529 | 3.8556 | 3.8556 | 3.8537 | 3.8541 | 3.8556 | 43.2372 | 0 | 0.196 | 44 | 0 | 94.2674 | 94.2674 | 264.9615 | 0 | 0.01353 | 0.06 | 0.08976 | 2.013 | 0 | 0 | 0 | 0 | 0 | 0 | 0.2511 | 46.06 | 7.2612 | 228.3633 | 0 | 0 | 0 | 0 | 5.0348 | 12.4178 | 0 | 43.8638 | 0 | 0.6357 | 3 | 2.7 | -1 | -4.2 | 4.8625 | 0 | 0 | 0 | 0 | 0 | 0 | 0 | 31.8006 | 1.1136 | 0.00194 | 0 | 0 | 0 | 0 | 0 | 0 | 0 | 0 | 0 | 0 | 0 | 0 | 0 | 0 | 0 | 0 | 1.2013 | 0 | -438.5955 | 15.3429 | 0 | 69.9561 | 69.851 | 12.291 | 969.0348 | 28.7335 | 58.4359 | 3.721 | 0.3248 | 0 | 13.166 | 3.19 | 76.892 | 882.1 | 315.7669 | -446.5655 | 1.1656 | 1.305 | -2.77 | 14.7687 | 7.421 | 2025-08-09 | 2025_08_09 Hr 02 | 62.5651 | 3.1e-05 | -882.1 | -394.7317 | 195.6211 | 898.1156 | 88.0916 | 11.2638 | 83.7396 | 27.682 | 43.2372 | 124.7019 | 23.1276 | 188.5348 | 264.9615 | 0 | 7.2612 | 46.06 | 228.3633 | 0 | 139.8071 | 0
2025_08_09 Hr 03 | 0 | 0 | 0 | 3.8529 | 3.8556 | 3.8556 | 3.8537 | 3.8541 | 3.8556 | 36.9941 | 0 | 0.196 | 22 | 0 | 94.2674 | 94.2674 | 264.9615 | 0 | 0.01353 | 0.06 | 0.08976 | 2.013 | 0 | 0 | 0 | 0 | 0 | 0 | 0.2511 | 46.06 | 7.2612 | 228.3633 | 0 | 0 | 0 | 0 | 3.3247 | 8.2 | 0 | 49.5327 | 0 | 0.6357 | 3 | 2.7 | -1 | -4.2 | 4.8625 | 0 | 0 | 0 | 0 | 0 | 0 | 0 | 32.7483 | 1.1136 | 0.00194 | 0 | 0 | 0 | 0 | 0 | 0 | 0 | 0 | 0 | 0 | 0 | 0 | 0 | 0 | 0 | 0 | 1.2013 | 0 | -444.89 | 15.3429 | 0 | 69.9561 | 69.851 | 7.3746 | 956.8638 | 27.5398 | 56.0083 | 3.721 | 0.3248 | 0 | 13.166 | 3.19 | 76.892 | 838.7917 | 285.2552 | -452.86 | 1.1656 | 1.305 | -2.77 | 14.1551 | 7.1127 | 2025-08-09 | 2025_08_09 Hr 03 | 57.3484 | -1.5e-05 | -838.7917 | -395.3573 | 178.907 | 898.1156 | 62.1229 | 11.2638 | 83.7396 | 21.754 | 36.9941 | 120.1589 | 23.1276 | 188.5348 | 264.9615 | 0 | 7.2612 | 46.06 | 228.3633 | 0 | 139.8071 | 0
2025_08_09 Hr 04 | 0 | 0 | 0 | 3.8529 | 3.8556 | 3.8556 | 3.8537 | 3.8541 | 3.8556 | 36.6934 | 0 | 0.196 | 25 | 0 | 94.2674 | 94.2674 | 264.9615 | 0 | 0.01353 | 0.06 | 0.08976 | 2.013 | 0 | 0 | 0 | 0 | 0 | 0 | 0.2511 | 46.06 | 7.2612 | 228.3633 | 0 | 0 | 0 | 0 | 3.0439 | 7.5075 | 0 | 61.4477 | 0 | 0.6357 | 3 | 2.7 | -1 | -4.2 | 4.8625 | 0 | 0 | 0 | 0 | 0 | 0 | 0 | 36.7497 | 1.1136 | 0.00194 | 0 | 0 | 0 | 0 | 0 | 0 | 0 | 0 | 0 | 0 | 0 | 0 | 0 | 0 | 0 | 0 | 1.2013 | 0 | -496.9524 | 15.3429 | 0 | 69.9561 | 69.851 | 4.0488 | 955.5898 | 27.3439 | 55.6098 | 3.721 | 0.3248 | 0 | 13.166 | 3.19 | 76.892 | 800.3 | 288.1849 | -504.9224 | 1.1656 | 1.305 | -2.77 | 14.0544 | 7.0621 | 2025-08-09 | 2025_08_09 Hr 04 | 62.5828 | 1.7e-05 | -800.3 | -435.5047 | 176.8872 | 898.1156 | 65.7985 | 11.2638 | 83.7396 | 20.7808 | 36.6934 | 119.413 | 23.1276 | 188.5348 | 264.9615 | 0 | 7.2612 | 46.06 | 228.3633 | 0 | 139.8071 | 0
2025_08_09 Hr 05 | 0 | 0 | 0 | 3.8529 | 3.8556 | 3.8556 | 3.8537 | 3.8541 | 3.8556 | 36.6934 | 0 | 0.196 | 22 | 0 | 94.2674 | 94.2674 | 264.9615 | 0 | 0.01353 | 0.06 | 0.08976 | 2.013 | 0 | 0 | 0 | 0 | 0 | 0 | 0.2511 | 46.06 | 7.2612 | 228.3633 | 0 | 0 | 0 | 0 | 3.0796 | 7.5957 | 0 | 71.9786 | 0 | 0.6357 | 3 | 2.7 | -1 | -4.2 | 4.8625 | 0 | 0 | 0 | 0 | 0 | 0 | 0 | 34.749 | 1.1136 | 0.00194 | 0 | 0 | 0 | 0 | 0 | 0 | 0 | 0 | 0 | 0 | 0 | 0 | 0 | 0 | 0 | 0 | 1.2013 | 0 | -515.1774 | 15.3429 | 0 | 69.9561 | 69.851 | 12.7248 | 955.7136 | 27.3688 | 55.6605 | 3.721 | 0.3248 | 0 | 13.166 | 3.19 | 76.892 | 796.5 | 291.9551 | -523.1474 | 1.1656 | 1.305 | -2.77 | 14.0672 | 7.0685 | 2025-08-09 | 2025_08_09 Hr 05 | 74.8755 | 1.5e-05 | -796.5 | -443.1988 | 177.106 | 898.1156 | 69.4738 | 11.2638 | 83.7396 | 20.9046 | 36.6934 | 119.5079 | 23.1276 | 188.5348 | 264.9615 | 0 | 7.2612 | 46.06 | 228.3633 | 0 | 139.8071 | 0
2025_08_09 Hr 06 | 0 | 0 | 0 | 3.8529 | 3.8556 | 3.8556 | 3.8537 | 3.8541 | 3.8556 | 41.5414 | 0 | 0.196 | 35 | 0 | 94.2674 | 94.2674 | 264.9615 | 0 | 0.01353 | 0.06 | 0.08976 | 2.013 | 0 | 0 | 0 | 0 | 0 | 0 | 0.2511 | 46.06 | 7.2612 | 228.3633 | 0 | 0 | 0 | 0 | 4.6825 | 11.5491 | 0 | 61.7575 | 0 | 0.6357 | 3 | 2.7 | -1 | -4.2 | 4.8625 | 0 | 0 | 0 | 0 | 0 | 0 | 0 | 34.749 | 1.1136 | 0.00194 | 0 | 0 | 0 | 0 | 0 | 0 | 0 | 0 | 0 | 0 | 0 | 0 | 0 | 0 | 0 | 0 | 1.2013 | 0 | -552.5737 | 15.3429 | 0 | 69.9561 | 69.851 | 32.6796 | 966.118 | 28.4876 | 57.9359 | 3.721 | 0.3248 | 0 | 13.166 | 3.19 | 76.892 | 796.5 | 329.1682 | -560.5437 | 1.1656 | 1.305 | -2.77 | 14.6423 | 7.3575 | 2025-08-09 | 2025_08_09 Hr 06 | 81.511 | 2.2e-05 | -796.5 | -490.8162 | 191.7686 | 898.1156 | 102.4286 | 11.2638 | 83.7396 | 26.461 | 41.5414 | 123.7662 | 23.1276 | 188.5348 | 264.9615 | 0 | 7.2612 | 46.06 | 228.3633 | 0 | 139.8071 | 0
2025_08_09 Hr 07 | 2.5903 | 0 | 0 | 3.8529 | 3.8556 | 3.8556 | 3.8537 | 3.8541 | 3.8556 | 41.8855 | -14.8 | 0.196 | 31 | 0 | 94.2674 | 94.2674 | 253.9004 | 0 | 0.01353 | 0.06 | 0.08976 | 2.013 | 0 | 0 | 0 | 0 | 0 | 0 | 0.2511 | 46.06 | 7.2612 | 219.5424 | 0 | 0 | 0 | 0 | 4.754 | 11.7254 | 0 | 72.3987 | 0 | 0.6357 | 3 | 2.7 | -1 | -4.2 | 4.8625 | 0 | 0 | 0 | 0 | 0 | 0 | 0 | 27.7992 | 1.1136 | 0.00194 | 0 | 0 | 0 | 0 | 0 | 0 | 0 | 0 | 0 | 0 | 0 | 0 | 0 | 0 | 0 | 0 | 1.2013 | 0 | -511.2493 | 15.3429 | 0 | 66.9952 | 66.8946 | 44.6814 | 940.9105 | 28.5375 | 58.0373 | 3.721 | 0.3248 | -2.5903 | 13.166 | 3.19 | 76.892 | 809.7 | 333.0004 | -536.6096 | 1.1656 | 1.305 | -2.77 | 14.6679 | 7.3703 | 2025-08-09 | 2025_08_09 Hr 07 | 83.6809 | 5.3e-05 | -809.7 | -438.8506 | 177.7503 | 872.3163 | 103.4806 | 11.2638 | 83.7396 | 26.7087 | 41.8855 | 109.156 | 23.1276 | 188.5348 | 253.9004 | 0 | 7.2612 | 46.06 | 219.5424 | 0 | 133.8899 | 0
2025_08_09 Hr 08 | 6.7494 | 0.000195 | 0.005499 | 3.8529 | 3.8556 | 3.8556 | 3.8537 | 3.8541 | 3.8556 | 50.9542 | -14.8 | 0.196 | 7 | 0 | 94.2674 | 94.2674 | 253.9004 | 0 | 0.01353 | 0.06 | 0.08976 | 2.013 | 0 | 0 | 0 | 0 | 0 | 0 | 0.2511 | 46.06 | 7.2612 | 219.5424 | 0 | 0 | 0 | 0 | 6.6377 | 16.3713 | 0 | 71.5971 | 0 | 0.6357 | 3 | 0.45 | -1 | -4.2 | 4.8625 | 0 | 0 | 3.0328 | 3.0328 | 3.0328 | 3.0328 | 3.5265 | 26.8515 | 1.1136 | 0.00194 | 0 | 0 | 0 | 0 | 0 | 0 | 0 | 0 | 0 | 0 | 0 | 0 | 0 | 0 | 0 | 0 | 1.2013 | 0 | -468.3708 | 15.3429 | 0 | 66.9952 | 66.8946 | 41.6448 | 972.1719 | 29.8523 | 60.7113 | 3.721 | 0.3248 | -6.7494 | 13.166 | 3.19 | 76.892 | 860.0583 | 314.1795 | -497.8902 | 1.1656 | 1.305 | -2.77 | 15.3437 | 7.7099 | 2025-08-09 | 2025_08_09 Hr 08 | 86.129 | 8.3e-05 | -860.0583 | -396.7737 | 214.0103 | 872.3163 | 75.502 | 11.2638 | 83.7396 | 33.2383 | 66.6118 | 114.1602 | 23.1276 | 188.5348 | 253.9004 | 0 | 7.2612 | 46.06 | 219.5424 | 0 | 133.8899 | 0
2025_08_09 Hr 09 | 7.2602 | 0.00072 | 0.020304 | 3.8529 | 3.8556 | 3.8556 | 3.8537 | 3.8541 | 3.8556 | 69.9026 | -14.8 | 0.196 | 3 | 0 | 94.2674 | 94.2674 | 253.9004 | 0 | 0.01353 | 0.06 | 0.08976 | 2.013 | 0 | 0 | 0 | 0 | 0 | 0 | 0.2511 | 46.06 | 7.2612 | 219.5424 | 0 | 0 | 0 | 0 | 10.5734 | 26.0786 | 0 | 64.6099 | 0 | 0.6357 | 3 | 0 | -1 | -4.2 | 4.8625 | 0 | 0 | 13.9802 | 13.9802 | 13.9802 | 13.9802 | 16.256 | 20.8494 | 1.1136 | 0.00194 | 0 | 0 | 0 | 0 | 0 | 0 | 0 | 0 | 0 | 0 | 0 | 0 | 0 | 0 | 0 | 0 | 1.2013 | 0 | -493.3271 | 15.3429 | 0 | 66.9952 | 66.8946 | 39.042 | 1061.297 | 32.5996 | 66.2984 | 3.721 | 0.3248 | -7.2602 | 13.166 | 3.19 | 76.892 | 915.0917 | 312.5417 | -523.3573 | 1.1656 | 1.305 | -2.77 | 16.7558 | 8.4194 | 2025-08-09 | 2025_08_09 Hr 09 | 84.4969 | 1.7e-05 | -915.0917 | -428.7172 | 313.5768 | 872.3163 | 62.9124 | 11.2638 | 83.7396 | 46.8814 | 142.0793 | 124.616 | 23.1276 | 188.5348 | 253.9004 | 0 | 7.2612 | 46.06 | 219.5424 | 0 | 133.8899 | 0
2025_08_09 Hr 10 | 8.295 | 0.003 | 0.0846 | 3.8529 | 3.8556 | 3.8556 | 3.8537 | 3.8541 | 3.8556 | 81.8221 | -14.8 | 0.196 | 3 | 0 | 94.1518 | 94.1518 | 253.2907 | 0 | 0.01353 | 0.06 | 0.08976 | 2.013 | 0 | 0 | 0 | 0 | 0 | 0 | 0.2511 | 45.8646 | 7.2612 | 219.0291 | 0 | 0 | 0 | 0 | 13.0493 | 32.185 | 0 | 41.4947 | 0 | 0.6357 | 3 | 0 | -1 | -4.2 | 4.8625 | 0 | 0 | 20.9504 | 20.9504 | 20.9504 | 20.9504 | 24.3609 | 20.8494 | 1.1136 | 0.00194 | 0 | 0 | 0 | 0 | 0 | 0 | 0 | 0 | 0 | 0 | 0 | 0 | 0 | 0 | 0 | 0 | 1.2013 | 0 | -478.8886 | 15.3429 | 0 | 65.5292 | 65.4286 | 43.6692 | 1113.367 | 34.3277 | 69.8129 | 3.721 | 0.3248 | -8.295 | 13.166 | 3.19 | 76.892 | 969.6917 | 324.7833 | -509.9536 | 1.1656 | 1.305 | -2.77 | 17.644 | 8.8658 | 2025-08-09 | 2025_08_09 Hr 10 | 126.5924 | 2.9e-05 | -969.6917 | -437.3939 | 376.6415 | 867.8346 | 67.6062 | 11.2638 | 83.7396 | 55.4637 | 189.9845 | 131.1933 | 23.1276 | 188.3036 | 253.2907 | 0 | 7.2612 | 45.8646 | 219.0291 | 0 | 130.9578 | 0
2025_08_09 Hr 11 | 10.8919 | 0.006855 | 0.19331 | 3.8529 | 3.8556 | 3.8556 | 3.8537 | 3.8541 | 3.8556 | 97.4281 | -14.8 | 0.196 | 4 | 0 | 94.2674 | 94.2674 | 253.9004 | 0 | 0.01353 | 0.06 | 0.08976 | 2.013 | 0 | 0 | 0 | 0 | 0 | 0 | 0.2511 | 46.06 | 7.2612 | 219.5424 | 0 | 0 | 0 | 0 | 16.2908 | 40.1801 | 0 | 32.6925 | 0 | 0.6357 | 3 | 0 | -1 | -4.2 | 4.8625 | 0 | 0 | 30.0763 | 30.0763 | 30.0763 | 30.0763 | 34.9724 | 16.848 | 1.1136 | 0.00194 | 0 | 0 | 0 | 0 | 0 | 0 | 0 | 0 | 0 | 0 | 0 | 0 | 0 | 0 | 0 | 0 | 1.2013 | 0 | -479.1141 | 15.3429 | 0 | 66.9952 | 66.8946 | 29.643 | 1191.916 | 36.5903 | 74.4145 | 3.721 | 0.3248 | -10.8919 | 13.166 | 3.19 | 76.892 | 1030.8 | 318.968 | -512.7761 | 1.1656 | 1.305 | -2.77 | 18.807 | 9.4501 | 2025-08-09 | 2025_08_09 Hr 11 | 92.2744 | 2.8e-05 | -1030.8 | -446.4216 | 459.2107 | 872.3163 | 50.6912 | 11.2638 | 83.7396 | 66.7002 | 252.7056 | 139.8048 | 23.1276 | 188.5348 | 253.9004 | 0 | 7.2612 | 46.06 | 219.5424 | 0 | 133.8899 | 0
2025_08_09 Hr 12 | 12.9466 | 0.00693 | 0.19543 | 3.8529 | 3.8556 | 3.8556 | 3.8537 | 3.8541 | 3.8556 | 104.1374 | -14.8 | 0.196 | 3 | 0 | 94.2674 | 94.2674 | 253.9004 | 0 | 0.01353 | 0.06 | 0.08976 | 2.013 | 0 | 0 | 0 | 0 | 0 | 0 | 0.2511 | 46.06 | 7.2612 | 219.5424 | 0 | 0 | 0 | 0 | 17.6844 | 43.6173 | 0 | 34.514 | 0 | 0.6357 | 3 | 0 | -1 | -4.2 | 4.8625 | 0 | 0 | 33.9997 | 33.9997 | 33.9997 | 33.9997 | 39.5346 | 12.9519 | 1.1136 | 0.00194 | 0 | 0 | 0 | 0 | 0 | 0 | 0 | 0 | 0 | 0 | 0 | 0 | 0 | 0 | 0 | 0 | 1.2013 | 0 | -461.4196 | 15.3429 | 0 | 66.9952 | 66.8946 | 23.7144 | 1223.714 | 37.5631 | 76.3928 | 3.721 | 0.3248 | -12.9466 | 13.166 | 3.19 | 76.892 | 1074.992 | 313.9003 | -497.1362 | 1.1656 | 1.305 | -2.77 | 19.3069 | 9.7014 | 2025-08-09 | 2025_08_09 Hr 12 | 90.7129 | -0.000332 | -1074.992 | -426.9056 | 494.7089 | 872.3163 | 39.8687 | 11.2638 | 83.7396 | 71.5311 | 279.6708 | 143.507 | 23.1276 | 188.5348 | 253.9004 | 0 | 7.2612 | 46.06 | 219.5424 | 0 | 133.8899 | 0
2025_08_09 Hr 13 | 16.0626 | 0.009615 | 0.27114 | 3.8529 | 3.8556 | 3.8556 | 3.8537 | 3.8541 | 3.8556 | 112.0265 | -14.8 | 0.196 | 1 | 0 | 94.2674 | 94.2674 | 253.9004 | 0 | 0.01353 | 0.06 | 0.08976 | 2.013 | 0 | 0 | 0 | 0 | 0 | 0 | 0.2511 | 46.06 | 7.2612 | 219.5424 | 0 | 0 | 0 | 0 | 19.3231 | 47.6589 | 0 | 38.6102 | 0 | 0.6357 | 3 | 0 | -1 | -4.2 | 4.8625 | 0 | 0 | 38.613 | 38.613 | 38.613 | 38.613 | 44.8988 | 10.9512 | 1.1136 | 0.00194 | 0 | 0 | 0 | 0 | 0 | 0 | 0 | 0 | 0 | 0 | 0 | 0 | 0 | 0 | 0 | 0 | 1.2013 | 0 | -467.0347 | 15.3429 | 0 | 66.9952 | 66.8946 | 25.0158 | 1261.176 | 38.7069 | 78.7189 | 3.721 | 0.3248 | -16.0626 | 13.166 | 3.19 | 76.892 | 1112.592 | 318.6729 | -505.8673 | 1.1656 | 1.305 | -2.77 | 19.8948 | 9.9968 | 2025-08-09 | 2025_08_09 Hr 13 | 108.0003 | -0.000257 | -1112.592 | -428.4245 | 536.4487 | 872.3163 | 37.2478 | 11.2638 | 83.7396 | 77.2113 | 311.3772 | 147.8602 | 23.1276 | 188.5348 | 253.9004 | 0 | 7.2612 | 46.06 | 219.5424 | 0 | 133.8899 | 0
2025_08_09 Hr 14 | 16.1903 | 0.009555 | 0.26945 | 3.8529 | 3.8556 | 3.8556 | 3.8537 | 3.8541 | 3.8556 | 119.596 | -14.8 | 0.196 | 0 | 0 | 94.2674 | 94.2674 | 253.9004 | 0 | 0.01353 | 0.06 | 0.08976 | 2.013 | 0 | 0 | 0 | 0 | 0 | 0 | 0.2511 | 46.06 | 7.2612 | 219.5424 | 0 | 0 | 0 | 0 | 20.8953 | 51.5368 | 0 | 18.6848 | 0 | 0.6357 | 3 | 0 | -1 | -4.2 | 4.8625 | 0 | 0 | 43.0394 | 43.0394 | 43.0394 | 43.0394 | 50.0458 | 10.9512 | 1.1136 | 0.00194 | 0 | 0 | 0 | 0 | 0 | 0 | 0 | 0 | 0 | 0 | 0 | 0 | 0 | 0 | 0 | 0 | 1.2013 | 0 | -472.3287 | 15.3429 | 0 | 66.9952 | 66.8946 | 37.596 | 1297.047 | 39.8043 | 80.9508 | 3.721 | 0.3248 | -16.1903 | 13.166 | 3.19 | 76.892 | 1139 | 334.5576 | -511.289 | 1.1656 | 1.305 | -2.77 | 20.4589 | 10.2802 | 2025-08-09 | 2025_08_09 Hr 14 | 97.0191 | 6.1e-05 | -1139 | -453.6439 | 576.498 | 872.3163 | 48.8262 | 11.2638 | 83.7396 | 82.6615 | 341.7994 | 152.0371 | 23.1276 | 188.5348 | 253.9004 | 0 | 7.2612 | 46.06 | 219.5424 | 0 | 133.8899 | 0
2025_08_09 Hr 15 | 15.9399 | 0.00471 | 0.13282 | 3.8529 | 3.8556 | 3.8556 | 3.8537 | 3.8541 | 3.8556 | 123.774 | -14.8 | 0.196 | 1 | 0 | 94.2674 | 94.2674 | 253.9004 | 0 | 0.01353 | 0.06 | 0.08976 | 2.013 | 0 | 0 | 0 | 0 | 0 | 0 | 0.2511 | 46.06 | 7.2612 | 219.5424 | 0 | 0 | 0 | 0 | 21.7631 | 53.6772 | 0 | 14.0295 | 0 | 0.6357 | 3 | 0 | -1 | -4.2 | 4.8625 | 0 | 0 | 45.4826 | 45.4826 | 45.4826 | 45.4826 | 52.8867 | 10.9512 | 1.1136 | 0.00194 | 0 | 0 | 0 | 0 | 0 | 0 | 0 | 0 | 0 | 0 | 0 | 0 | 0 | 0 | 0 | 0 | 1.2013 | 0 | -443.2318 | 15.3429 | 0 | 66.9952 | 66.8946 | 35.2824 | 1316.71 | 40.41 | 82.1827 | 3.721 | 0.3248 | -15.9399 | 13.166 | 3.19 | 76.892 | 1184.092 | 335.2942 | -481.9417 | 1.1656 | 1.305 | -2.77 | 20.7703 | 10.4366 | 2025-08-09 | 2025_08_09 Hr 15 | 98.0064 | -0.000253 | -1184.092 | -429.2023 | 598.6032 | 872.3163 | 47.3711 | 11.2638 | 83.7396 | 85.6697 | 358.5909 | 154.3426 | 23.1276 | 188.5348 | 253.9004 | 0 | 7.2612 | 46.06 | 219.5424 | 0 | 133.8899 | 0
2025_08_09 Hr 16 | 17.6132 | 0.004455 | 0.12563 | 3.8529 | 3.8556 | 3.8556 | 3.8537 | 3.8541 | 3.8556 | 126.9689 | -14.8 | 0.196 | 1 | 0 | 94.2674 | 94.2674 | 253.9004 | 0 | 0.01353 | 0.06 | 0.08976 | 2.013 | 0 | 0 | 0 | 0 | 0 | 0 | 0.2511 | 46.06 | 7.2612 | 219.5424 | 0 | 0 | 0 | 0 | 22.4268 | 55.3139 | 0 | 11.2714 | 0 | 0.6357 | 3.0104 | 0 | -1 | -4.2 | 4.8625 | 0 | 0 | 47.3509 | 47.3509 | 47.3509 | 47.3509 | 55.0591 | 11.8989 | 1.1136 | 0.00194 | 0 | 0 | 0 | 0 | 0 | 0 | 0 | 0 | 0 | 0 | 0 | 0 | 0 | 0 | 0 | 0 | 1.2013 | 0 | -434.7363 | 15.3429 | 0 | 66.9952 | 66.8946 | 32.3904 | 1331.854 | 40.8733 | 83.1248 | 3.721 | 0.3248 | -17.6132 | 13.166 | 3.19 | 76.892 | 1204.792 | 336.7859 | -475.1194 | 1.1656 | 1.305 | -2.77 | 21.0083 | 10.5563 | 2025-08-09 | 2025_08_09 Hr 16 | 101.5727 | -0.000262 | -1204.792 | -423.4649 | 615.5175 | 872.3163 | 45.4194 | 11.2638 | 83.7396 | 87.9805 | 371.4315 | 156.1056 | 23.1276 | 188.5348 | 253.9004 | 0 | 7.2612 | 46.06 | 219.5424 | 0 | 133.8899 | 0
2025_08_09 Hr 17 | 16.0377 | 0.004095 | 0.11548 | 3.8529 | 3.8556 | 3.8556 | 3.8537 | 3.8541 | 3.8556 | 126.3053 | -14.8 | 0.196 | 1 | 0 | 94.2674 | 94.2674 | 253.9004 | 0 | 0.01353 | 0.06 | 0.08976 | 2.013 | 0 | 0 | 0 | 0 | 0 | 0 | 0.2511 | 45.9947 | 7.2612 | 219.5424 | 0 | 0 | 0 | 0 | 22.2889 | 54.974 | 0 | 15.6558 | -0.11937 | 0.6357 | 3.0076 | 0 | -1 | -4.2 | 4.8625 | 0 | 0 | 46.9628 | 46.9628 | 46.9628 | 46.9628 | 54.6079 | 8.9505 | 1.1136 | 0.00194 | 0 | 0 | 0 | 0 | 0 | 0 | 0 | 0 | 0 | 0 | 0 | 0 | 0 | 0 | 0 | 0 | 1.2013 | 0 | -391.0183 | 15.3429 | 0 | 66.5066 | 66.406 | 28.6308 | 1327.654 | 40.7771 | 82.9291 | 3.721 | 0.3248 | -16.0377 | 13.166 | 3.19 | 76.892 | 1241.5 | 328.136 | -429.826 | 1.1656 | 1.305 | -2.77 | 20.9589 | 10.5314 | 2025-08-09 | 2025_08_09 Hr 17 | 94.6584 | 4.87e-05 | -1241.5 | -375.4818 | 612.0039 | 871.2737 | 38.7009 | 11.2638 | 83.7396 | 87.4999 | 368.7646 | 155.7394 | 23.1276 | 188.5348 | 253.9004 | 0 | 7.2612 | 45.9947 | 219.5424 | 0 | 132.9125 | 0
2025_08_09 Hr 18 | 13.993 | 0.003165 | 0.089253 | 3.8529 | 3.8556 | 3.8556 | 3.8537 | 3.8541 | 3.8556 | 118.0722 | -14.8 | 0.196 | 2 | 0 | 94.2674 | 94.2674 | 253.9004 | 0 | 0.01353 | 0.06 | 0.08976 | 2.013 | 0 | 0 | 0 | 0 | 0 | 0 | 0.2511 | 46.06 | 7.2612 | 219.5424 | 0 | 0 | 0 | 0 | 20.5788 | 50.7561 | 0 | 31.7607 | 0 | 0.6357 | 3 | 0 | -1 | -4.2 | 4.8625 | 0 | 0 | 42.1484 | 42.1484 | 42.1484 | 42.1484 | 49.0097 | 8.9505 | 1.1136 | 0.00194 | 0 | 0 | 0 | 0 | 0 | 0 | 0 | 0 | 0 | 0 | 0 | 0 | 0 | 0 | 0 | 0 | 1.2013 | 0 | -365.983 | 15.3429 | 0 | 66.9952 | 66.8946 | 27.0402 | 1289.645 | 39.5834 | 80.5015 | 3.721 | 0.3248 | -13.993 | 13.166 | 3.19 | 76.892 | 1239.617 | 320.9566 | -402.746 | 1.1656 | 1.305 | -2.77 | 20.3454 | 10.2231 | 2025-08-09 | 2025_08_09 Hr 18 | 83.3951 | -0.000307 | -1239.617 | -334.2223 | 568.4361 | 872.3163 | 38.0831 | 11.2638 | 83.7396 | 81.5644 | 335.6754 | 151.1963 | 23.1276 | 188.5348 | 253.9004 | 0 | 7.2612 | 46.06 | 219.5424 | 0 | 133.8899 | 0
2025_08_09 Hr 19 | 9.3281 | 0.003225 | 0.090945 | 3.8529 | 3.8556 | 3.8556 | 3.8537 | 3.8541 | 3.8556 | 106.6688 | -14.8 | 0.196 | 3 | 0 | 93.9205 | 93.9205 | 252.0713 | 0 | 0.01353 | 0.06 | 0.08976 | 2.013 | 0 | 0 | 0 | 0 | 0 | 0 | 0.2511 | 43.7112 | 7.2612 | 218.0024 | 0 | 0 | 0 | 0 | 18.2102 | 44.9141 | 0 | 75.5236 | 0 | 0.6357 | 3 | 0 | -1 | -4.2 | 4.8625 | 0 | 0 | 35.48 | 35.48 | 35.48 | 35.48 | 41.2558 | 4.9491 | 1.1136 | 0.00194 | 0 | 0 | 0 | 0 | 0 | 0 | 0 | 0 | 0 | 0 | 0 | 0 | 0 | 0 | 0 | 0 | 1.2013 | 0 | -367.3723 | 15.3429 | 0 | 63.5745 | 63.4739 | 36.7284 | 1222.352 | 37.9301 | 77.1392 | 3.721 | 0.3248 | -9.3281 | 13.166 | 3.19 | 76.892 | 1215.092 | 316.6861 | -399.4704 | 1.1656 | 1.305 | -2.77 | 19.4956 | 9.7961 | 2025-08-09 | 2025_08_09 Hr 19 | 69.2706 | -0.000361 | -1215.092 | -291.8487 | 508.1021 | 859.0632 | 44.7717 | 11.2638 | 83.7396 | 73.3537 | 289.8445 | 144.9039 | 23.1276 | 187.8411 | 252.0713 | 0 | 7.2612 | 43.7112 | 218.0024 | 0 | 127.0483 | 0
2025_08_09 Hr 20 | 2.0696 | 0.00114 | 0.032148 | 3.8529 | 3.8556 | 3.8556 | 3.8537 | 3.8541 | 3.8556 | 94.7493 | -14.8 | 0.196 | 8 | 0 | 94.2674 | 94.2674 | 253.9004 | 0 | 0.01353 | 0.06 | 0.08976 | 2.013 | 0 | 0 | 0 | 0 | 0 | 0 | 0.2511 | 45.9947 | 7.2612 | 219.5424 | 0 | 0 | 0 | 0 | 15.7344 | 38.8077 | 0 | 41.0724 | 0 | 0.6357 | 3 | 0 | -1 | -4.2 | 4.8625 | 0 | 0 | 28.5098 | 28.5098 | 28.5098 | 28.5098 | 33.1509 | 4.9491 | 1.1136 | 0.00194 | 0 | 0 | 0 | 0 | 0 | 0 | 0 | 0 | 0 | 0 | 0 | 0 | 0 | 0 | 0 | 0 | 1.2013 | 0 | -371.5194 | 15.3429 | 0 | 66.9952 | 66.8946 | 67.6728 | 1178.994 | 36.2019 | 73.6246 | 3.721 | 0.3248 | -2.0696 | 13.166 | 3.19 | 76.892 | 1162.5 | 338.7927 | -396.359 | 1.1656 | 1.305 | -2.77 | 18.6073 | 9.3498 | 2025-08-09 | 2025_08_09 Hr 20 | 58.0879 | 5.2e-05 | -1162.5 | -330.447 | 445.0374 | 872.2511 | 80.6552 | 11.2638 | 83.7396 | 64.7714 | 241.9394 | 138.3266 | 23.1276 | 188.5348 | 253.9004 | 0 | 7.2612 | 45.9947 | 219.5424 | 0 | 133.8899 | 0
2025_08_09 Hr 21 | 0 | 0.000795 | 0.022419 | 3.8529 | 3.8556 | 3.8556 | 3.8537 | 3.8541 | 3.8556 | 80.8145 | -14.8 | 0.196 | 22 | 0 | 94.2674 | 94.2674 | 253.9004 | 0 | 0.01353 | 0.06 | 0.08976 | 2.013 | 0 | 0 | 0 | 0 | 0 | 0 | 0.2511 | 45.9294 | 7.2612 | 219.5424 | 0 | 0 | 0 | 0 | 12.84 | 31.6688 | 0 | 21.9876 | 0 | 0.6357 | 3 | 0 | -1 | -4.2 | 4.8625 | 0 | 0 | 20.3611 | 20.3611 | 20.3611 | 20.3611 | 23.6757 | 4.0014 | 1.1136 | 0.00194 | 0 | 0 | 0 | 0 | 0 | 0 | 0 | 0 | 0 | 0 | 0 | 0 | 0 | 0 | 0 | 0 | 1.2013 | 0 | -368.1653 | 15.3429 | 0 | 66.9952 | 66.8946 | 67.962 | 1112.881 | 34.1816 | 69.5158 | 3.721 | 0.3248 | 0 | 13.166 | 3.19 | 76.892 | 1086.308 | 342.3749 | -390.9353 | 1.1656 | 1.305 | -2.77 | 17.5689 | 8.828 | 2025-08-09 | 2025_08_09 Hr 21 | 56.6876 | 0.000361 | -1086.308 | -346.1777 | 371.3102 | 872.1858 | 93.9866 | 11.2638 | 83.7396 | 54.7382 | 185.9347 | 130.6373 | 23.1276 | 188.5348 | 253.9004 | 0 | 7.2612 | 45.9294 | 219.5424 | 0 | 133.8899 | 0
2025_08_09 Hr 22 | 0 | 0.00015 | 0.00423 | 3.8529 | 3.8556 | 3.8556 | 3.8537 | 3.8541 | 3.8556 | 64.889 | -14.8 | 0.196 | 58 | 0 | 94.2674 | 94.2674 | 253.9004 | 0 | 0.01353 | 0.06 | 0.08976 | 2.013 | 0 | 0 | 0 | 0 | 0 | 0 | 0.2511 | 27.7895 | 7.2612 | 219.5424 | 0 | 0 | 0 | 0 | 9.5321 | 23.5101 | 0 | 87.5203 | 0 | 0.6357 | 3 | 0 | -1 | -4.2 | 4.8625 | 0 | 0 | 11.0484 | 11.0484 | 11.0484 | 11.0484 | 12.847 | 4.0014 | 1.1136 | 0.00194 | 0 | 0 | 0 | 0 | 0 | 0 | 0 | 0 | 0 | 0 | 0 | 0 | 0 | 0 | 0 | 0 | 1.2013 | 0 | -415.7449 | 15.3429 | 0 | 66.9952 | 66.8946 | 38.319 | 1019.251 | 31.8727 | 64.8201 | 3.721 | 0.3248 | 0 | 13.166 | 3.19 | 76.892 | 1008.2 | 339.9435 | -438.5149 | 1.1656 | 1.305 | -2.77 | 16.3821 | 8.2317 | 2025-08-09 | 2025_08_09 Hr 22 | 52.1238 | 6.6e-05 | -1008.2 | -328.2246 | 287.0506 | 854.0459 | 100.3248 | 11.2638 | 83.7396 | 43.2716 | 121.9295 | 121.8495 | 23.1276 | 188.5348 | 253.9004 | 0 | 7.2612 | 27.7895 | 219.5424 | 0 | 133.8899 | 0
2025_08_09 Hr 23 | 0 | 0 | 0 | 3.8529 | 3.8556 | 3.8556 | 3.8537 | 3.8541 | 3.8556 | 50.9542 | 0 | 0.196 | 73 | 0 | 94.2674 | 94.2674 | 264.676 | 0 | 0.01353 | 0.06 | 0.08976 | 2.013 | 0 | 0 | 0 | 0 | 0 | 0 | 0.2511 | 15.3936 | 7.2612 | 228.1622 | 0 | 0 | 0 | 0 | 6.6377 | 16.3713 | 0 | 67.3541 | 0 | 0.6357 | 3 | 0.225 | -1 | -4.2 | 4.8625 | 0 | 0 | 2.9052 | 2.9052 | 2.9052 | 2.9052 | 3.3782 | 4.9491 | 1.1136 | 0.00194 | 0 | 0 | 0 | 0 | 0 | 0 | 0 | 0 | 0 | 0 | 0 | 0 | 0 | 0 | 0 | 0 | 1.2013 | 0 | -449.376 | 15.3429 | 0 | 69.9561 | 69.851 | 43.38 | 966.1542 | 29.8523 | 60.7113 | 3.721 | 0.3248 | 0 | 13.166 | 3.19 | 76.892 | 929.425 | 353.2627 | -457.346 | 1.1656 | 1.305 | -2.77 | 15.3437 | 7.7099 | 2025-08-09 | 2025_08_09 Hr 23 | 52.0259 | 5.3e-05 | -929.425 | -382.0219 | 228.1518 | 866.9626 | 121.3291 | 11.2638 | 83.7396 | 33.2383 | 65.9533 | 128.9602 | 23.1276 | 188.5348 | 264.676 | 0 | 7.2612 | 15.3936 | 228.1622 | 0 | 139.8071 | 0
2025_08_09 Hr 24 | 0 | 0 | 0 | 0 | 0 | 0 | 0 | 0 | 0 | 41.5414 | 0 | 0.196 | 77 | 0 | 94.2674 | 94.2674 | 264.9615 | 0 | 0.01353 | 0.06 | 0.08976 | 2.013 | 0 | 0 | 0 | 0 | 0 | 0 | 0.2511 | 14.7392 | 0 | 228.3633 | 0 | 0 | 0 | 0 | 4.6825 | 11.5491 | 0 | 29.4375 | -0.73737 | 0.6357 | 3 | 2.76 | -1 | -4.2 | 4.8625 | 0 | 0 | 0 | 0 | 0 | 0 | 0 | 4.9491 | 1.1136 | 0.00194 | 0 | 0 | 0 | 0 | 0 | 0 | 0 | 0 | 0 | 0 | 0 | 0 | 0 | 0 | 0 | 0 | 1.2013 | 0 | -434.1621 | 15.3429 | 0 | 65.3484 | 65.2457 | 61.5996 | 895.1953 | 28.4876 | 57.9359 | 3.721 | 0.3248 | 0 | 13.166 | 3.19 | 76.892 | 852.0517 | 370.2883 | -442.1321 | 1.1656 | 1.305 | -2.77 | 14.6423 | 7.3575 | 2025-08-09 | 2025_08_09 Hr 24 | 42.4473 | -4.8e-06 | -852.0517 | -405.462 | 191.7686 | 827.1929 | 143.5487 | 11.2638 | 83.7396 | 26.461 | 41.5414 | 123.7662 | 0 | 188.5348 | 264.9615 | 0 | 0 | 14.7392 | 228.3633 | 0 | 130.5941 | 0
2025_08_10 Hr 01 | 0 | 0 | 0 | 0 | 0 | 0 | 0 | 0 | 0 | 52.3639 | 0 | 0.196 | 70 | 0 | 94.2674 | 94.2674 | 264.9615 | 0 | 0.01353 | 0.06 | 0.08976 | 2.013 | 0 | 0 | 0 | 0 | 0 | 0 | 0.2511 | 14.7392 | 0 | 228.3633 | 0 | 0 | 0 | 0 | 8.1047 | 19.9869 | 0 | 43.5234 | 0 | 0.6357 | 2.6019 | 0.06 | -1 | -4.2 | 4.6017 | 0 | 0 | 7.5385 | 7.5385 | 7.5385 | 7.5385 | 8.7657 | 4.0014 | 1.1136 | 0.00194 | 0 | 0 | 0 | 0 | 0 | 0 | 0 | 0 | 0 | 0 | 0 | 0 | 0 | 0 | 0 | 0 | 0.90139 | 0 | -545.1115 | 13.4755 | 0 | 68.4252 | 68.3202 | 31.3782 | 961.7572 | 27.5579 | 55.9713 | 3.721 | 0.3248 | 0 | 13.166 | 3.19 | 76.892 | 778.7433 | 326.5443 | -553.0815 | 0.93264 | 1.305 | -2.77 | 14.0845 | 7.1021 | 2025-08-10 | 2025_08_10 Hr 01 | 42.5089 | 4.7e-05 | -778.7433 | -501.5881 | 246.6041 | 833.3443 | 105.3796 | 11.2638 | 83.7396 | 37.1293 | 91.2836 | 118.1912 | 0 | 188.5348 | 264.9615 | 0 | 0 | 14.7392 | 228.3633 | 0 | 136.7455 | 0
2025_08_10 Hr 02 | 0 | 0 | 0 | 0 | 0 | 0 | 0 | 0 | 0 | 44.3244 | 0 | 0.196 | 63 | 0 | 94.2674 | 94.2674 | 264.9615 | 0 | 0.01353 | 0.06 | 0.08976 | 2.013 | 0 | 0 | 0 | 0 | 0 | 0 | 0.2511 | 14.7392 | 0 | 228.3633 | 0 | 0 | 0 | 0 | 6.247 | 15.4056 | 0 | 52.4495 | 0 | 0.6357 | 2.6019 | 0.06 | -1 | -4.2 | 4.6017 | 0 | 0 | 2.8197 | 2.8197 | 2.8197 | 2.8197 | 3.2787 | 2.9484 | 1.1136 | 0.00194 | 0 | 0 | 0 | 0 | 0 | 0 | 0 | 0 | 0 | 0 | 0 | 0 | 0 | 0 | 0 | 0 | 0.90139 | 0 | -540.256 | 13.4755 | 0 | 69.9561 | 69.851 | 32.9688 | 925.9779 | 26.396 | 53.6115 | 3.721 | 0.3248 | 0 | 13.166 | 3.19 | 76.892 | 745.8683 | 315.6669 | -548.226 | 0.93264 | 1.305 | -2.77 | 13.4906 | 6.8026 | 2025-08-10 | 2025_08_10 Hr 02 | 44.1304 | 5e-05 | -745.8683 | -487.8065 | 203.3483 | 836.406 | 98.9172 | 11.2638 | 83.7396 | 30.6902 | 58.8817 | 113.7763 | 0 | 188.5348 | 264.9615 | 0 | 0 | 14.7392 | 228.3633 | 0 | 139.8071 | 0
2025_08_10 Hr 03 | 0 | 0 | 0 | 0 | 0 | 0 | 0 | 0 | 0 | 42.1363 | 0 | 0.196 | 65 | 0 | 94.2674 | 94.2674 | 264.9615 | 0 | 0.01353 | 0.06 | 0.08976 | 2.013 | 0 | 0 | 0 | 0 | 0 | 0 | 0.2511 | 14.7392 | 0 | 228.3633 | 0 | 0 | 0 | 0 | 5.7414 | 14.1587 | 0 | 46.4787 | 0 | 0.6357 | 2.6019 | 0.06 | -1 | -4.2 | 4.6017 | 0 | 0 | 1.5353 | 1.5353 | 1.5353 | 1.5353 | 1.7853 | 2.9484 | 1.1136 | 0.00194 | 0 | 0 | 0 | 0 | 0 | 0 | 0 | 0 | 0 | 0 | 0 | 0 | 0 | 0 | 0 | 0 | 0.90139 | 0 | -544.2682 | 13.4755 | 0 | 69.4458 | 69.3408 | 39.6204 | 914.3859 | 26.0798 | 52.9693 | 3.721 | 0.3248 | 0 | 13.166 | 3.19 | 76.892 | 731.7433 | 323.1169 | -552.2382 | 0.93264 | 1.305 | -2.77 | 13.329 | 6.7211 | 2025-08-10 | 2025_08_10 Hr 03 | 42.7381 | 5.6e-05 | -731.7433 | -497.7896 | 191.5753 | 835.3854 | 107.5688 | 11.2638 | 83.7396 | 28.9377 | 50.0629 | 112.5747 | 0 | 188.5348 | 264.9615 | 0 | 0 | 14.7392 | 228.3633 | 0 | 138.7866 | 0
2025_08_10 Hr 04 | 0 | 0 | 0 | 0 | 0 | 0 | 0 | 0 | 0 | 41.1283 | 0 | 0.196 | 65 | 0 | 94.2674 | 94.2674 | 264.9615 | 0 | 0.01353 | 0.06 | 0.08976 | 2.013 | 0 | 0 | 0 | 0 | 0 | 0 | 0.2511 | 14.7392 | 0 | 228.3633 | 0 | 0 | 0 | 0 | 5.5084 | 13.5842 | 0 | 57.457 | 0 | 0.6357 | 2.6019 | 0.06 | -1 | -4.2 | 4.6017 | 0 | 0 | 0.94366 | 0.94366 | 0.94366 | 0.94366 | 1.0973 | 0.9477 | 1.1136 | 0.00194 | 0 | 0 | 0 | 0 | 0 | 0 | 0 | 0 | 0 | 0 | 0 | 0 | 0 | 0 | 0 | 0 | 0.90139 | 0 | -567.4044 | 13.4755 | 0 | 66.8948 | 66.7894 | 38.0298 | 904.4136 | 25.9341 | 52.6734 | 3.721 | 0.3248 | 0 | 13.166 | 3.19 | 76.892 | 705.4683 | 318.9721 | -575.3744 | 0.93264 | 1.305 | -2.77 | 13.2546 | 6.6836 | 2025-08-10 | 2025_08_10 Hr 04 | 41.4251 | 3.62e-05 | -705.4683 | -509.9474 | 186.1517 | 830.283 | 103.9775 | 11.2638 | 83.7396 | 28.1303 | 46.0002 | 112.0211 | 0 | 188.5348 | 264.9615 | 0 | 0 | 14.7392 | 228.3633 | 0 | 133.6842 | 0
2025_08_10 Hr 05 | 0 | 0 | 0 | 0 | 0 | 0 | 0 | 0 | 0 | 41.7921 | 0 | 0.196 | 59 | 0 | 94.2674 | 94.2674 | 264.9615 | 0 | 0.01353 | 0.06 | 0.08976 | 2.013 | 0 | 0 | 0 | 0 | 0 | 0 | 0.2511 | 14.7392 | 0 | 228.3633 | 0 | 0 | 0 | 0 | 5.6618 | 13.9625 | 0 | 56.2768 | 0 | 0.6357 | 2.6019 | 0.06 | -1 | -4.2 | 4.6017 | 0 | 0 | 1.3333 | 1.3333 | 1.3333 | 1.3333 | 1.5503 | 0.9477 | 1.1136 | 0.00194 | 0 | 0 | 0 | 0 | 0 | 0 | 0 | 0 | 0 | 0 | 0 | 0 | 0 | 0 | 0 | 0 | 0.90139 | 0 | -562.3137 | 13.4755 | 0 | 66.834 | 66.7379 | 40.3434 | 907.5084 | 26.03 | 52.8682 | 3.721 | 0.3248 | 0 | 13.166 | 3.19 | 76.892 | 709.1517 | 315.6502 | -570.2837 | 0.93264 | 1.305 | -2.77 | 13.3036 | 6.7083 | 2025-08-10 | 2025_08_10 Hr 05 | 42.9672 | -1.8e-05 | -709.1517 | -506.0369 | 189.7233 | 830.1708 | 100.2911 | 11.2638 | 83.7396 | 28.662 | 48.6756 | 112.3857 | 0 | 188.5348 | 264.9615 | 0 | 0 | 14.7392 | 228.3633 | 0 | 133.5719 | 0
2025_08_10 Hr 06 | 0 | 0 | 0 | 0 | 0 | 0 | 0 | 0 | 0 | 43.636 | 0 | 0.196 | 54 | 0 | 94.2674 | 94.2674 | 264.9615 | 0 | 0.01353 | 0.06 | 0.08976 | 2.013 | 0 | 0 | 0 | 0 | 0 | 0 | 0.2511 | 14.7392 | 0 | 228.3633 | 0 | 0 | 0 | 0 | 6.0879 | 15.0133 | 0 | 39.7508 | 0 | 0.6357 | 2.6019 | 0.06 | -1 | -4.2 | 4.6017 | 0 | 0 | 2.4156 | 2.4156 | 2.4156 | 2.4156 | 2.8088 | 4.0014 | 1.1136 | 0.00194 | 0 | 0 | 0 | 0 | 0 | 0 | 0 | 0 | 0 | 0 | 0 | 0 | 0 | 0 | 0 | 0 | 0.90139 | 0 | -552.5221 | 13.4755 | 0 | 69.9561 | 69.851 | 42.3678 | 922.652 | 26.2965 | 53.4095 | 3.721 | 0.3248 | 0 | 13.166 | 3.19 | 76.892 | 718.6517 | 316.7409 | -560.4921 | 0.93264 | 1.305 | -2.77 | 13.4398 | 6.777 | 2025-08-10 | 2025_08_10 Hr 06 | 49.4264 | -1.9e-05 | -718.6517 | -512.7713 | 199.6444 | 836.406 | 100.3692 | 11.2638 | 83.7396 | 30.1389 | 56.1073 | 113.3983 | 0 | 188.5348 | 264.9615 | 0 | 0 | 14.7392 | 228.3633 | 0 | 139.8071 | 0
2025_08_10 Hr 07 | 3.6201 | 4.5e-05 | 0.001269 | 0 | 0 | 0 | 0 | 0 | 0 | 49.512 | 0 | 0.196 | 51 | 0 | 94.2674 | 94.2674 | 253.9004 | 0 | 0.01353 | 0.06 | 0.08976 | 2.013 | 0 | 0 | 0 | 0 | 0 | 0 | 0.2511 | 14.7392 | 0 | 219.5424 | 0 | 0 | 0 | 0 | 7.4457 | 18.3617 | 0 | 89.7266 | 0 | 0.6357 | 2.6019 | 0.06 | -1 | -4.2 | 4.6017 | 0 | 0 | 5.8645 | 5.8645 | 5.8645 | 5.8645 | 6.8192 | 6.9498 | 1.1136 | 0.00194 | 0 | 0 | 0 | 0 | 0 | 0 | 0 | 0 | 0 | 0 | 0 | 0 | 0 | 0 | 0 | 0 | 0.90139 | 0 | -549.6188 | 13.4755 | 0 | 48.7988 | 48.7255 | 36.0054 | 888.8768 | 27.1457 | 55.1342 | 3.721 | 0.3248 | -3.6201 | 13.166 | 3.19 | 76.892 | 734.5684 | 317.1739 | -561.2089 | 0.93264 | 1.305 | -2.77 | 13.8738 | 6.9959 | 2025-08-10 | 2025_08_10 Hr 07 | 35.0424 | -8e-06 | -734.5684 | -459.8922 | 231.2595 | 774.2411 | 93.9565 | 11.2638 | 83.7396 | 34.8451 | 79.7893 | 116.6251 | 0 | 188.5348 | 253.9004 | 0 | 0 | 14.7392 | 219.5424 | 0 | 97.5243 | 0
2025_08_10 Hr 08 | 13.4159 | 0.000315 | 0.008883 | 0 | 0 | 0 | 0 | 0 | 0 | 51.8722 | 0 | 0.196 | 24 | 0 | 94.2674 | 94.2674 | 253.9004 | 0 | 0.01353 | 0.06 | 0.08976 | 2.013 | 0 | 0 | 0 | 0 | 0 | 0 | 0.2511 | 14.7392 | 0 | 219.5424 | 0 | 0 | 0 | 0 | 7.9911 | 19.7067 | 0 | 96.3138 | 0 | 0.6357 | 2.6019 | 0.06 | -1 | -4.2 | 4.6017 | 0 | 0 | 7.2499 | 7.2499 | 7.2499 | 7.2499 | 8.4301 | 6.9498 | 1.1136 | 0.00194 | 0 | 0 | 0 | 0 | 0 | 0 | 0 | 0 | 0 | 0 | 0 | 0 | 0 | 0 | 0 | 0 | 0.90139 | 0 | -479.3973 | 13.4755 | 0 | 47.1445 | 47.0738 | 21.9792 | 896.9813 | 27.4868 | 55.827 | 3.721 | 0.3248 | -13.4159 | 13.166 | 3.19 | 76.892 | 779.7516 | 287.2399 | -500.7832 | 0.93264 | 1.305 | -2.77 | 14.0481 | 7.0838 | 2025-08-10 | 2025_08_10 Hr 08 | 32.3547 | 0.000128 | -779.7516 | -383.0835 | 243.9585 | 770.9351 | 52.9382 | 11.2638 | 83.7396 | 36.7355 | 89.3018 | 117.9212 | 0 | 188.5348 | 253.9004 | 0 | 0 | 14.7392 | 219.5424 | 0 | 94.2183 | 0
2025_08_10 Hr 09 | 17.4822 | 0.001845 | 0.052029 | 0 | 0 | 0 | 0 | 0 | 0 | 58.2399 | 0 | 0.196 | 17 | 0 | 94.2674 | 94.2674 | 253.2907 | 0 | 0.01353 | 0.06 | 0.08976 | 2.013 | 0 | 0 | 0 | 0 | 0 | 0 | 0.2511 | 14.7392 | 0 | 219.5424 | 0 | 0 | 0 | 0 | 9.4626 | 23.3354 | 0 | 101.8794 | 0 | 0.6357 | 2.6019 | 0.06 | -1 | -4.2 | 4.6017 | 0 | 0 | 10.9874 | 10.9874 | 10.9874 | 10.9874 | 12.7761 | 10.9512 | 1.1136 | 0.00194 | 0 | 0 | 0 | 0 | 0 | 0 | 0 | 0 | 0 | 0 | 0 | 0 | 0 | 0 | 0 | 0 | 0.90139 | 0 | -441.1841 | 13.4755 | 0 | 47.1445 | 47.0738 | 13.3032 | 927.1786 | 28.4071 | 57.6961 | 3.721 | 0.3248 | -17.4822 | 13.166 | 3.19 | 76.892 | 845.5517 | 283.1299 | -466.6363 | 0.93264 | 1.305 | -2.77 | 14.5185 | 7.3209 | 2025-08-10 | 2025_08_10 Hr 09 | 30.8743 | -1.1e-05 | -845.5517 | -339.3047 | 278.2192 | 770.3254 | 41.3083 | 11.2638 | 83.7396 | 41.8356 | 114.9656 | 121.418 | 0 | 188.5348 | 253.2907 | 0 | 0 | 14.7392 | 219.5424 | 0 | 94.2183 | 0
2025_08_10 Hr 10 | 16.6679 | 0.004785 | 0.13494 | 0 | 0 | 0 | 0 | 0 | 0 | 74.196 | 0 | 0.196 | 17 | 0 | 93.9205 | 93.9205 | 252.0713 | 0 | 0.01353 | 0.06 | 0.08976 | 2.013 | 0 | 0 | 0 | 0 | 0 | 0 | 0.2511 | 17.0905 | 0 | 218.0024 | 0 | 0 | 0 | 0 | 13.1496 | 32.428 | 0 | 75.5335 | 0 | 0.6357 | 2.6019 | 0.06 | -1 | -4.2 | 4.6017 | 0 | 0 | 20.3529 | 20.3529 | 20.3529 | 20.3529 | 23.6662 | 12.9519 | 1.1136 | 0.00194 | 0 | 0 | 0 | 0 | 0 | 0 | 0 | 0 | 0 | 0 | 0 | 0 | 0 | 0 | 0 | 0 | 0.90139 | 0 | -470.3522 | 13.4755 | 0 | 55.792 | 55.7039 | 14.6046 | 1020.525 | 30.713 | 62.3796 | 3.721 | 0.3248 | -16.6679 | 13.166 | 3.19 | 76.892 | 895.4517 | 294.383 | -494.9901 | 0.93264 | 1.305 | -2.77 | 15.697 | 7.9152 | 2025-08-10 | 2025_08_10 Hr 10 | 50.3715 | -7.5e-05 | -895.4517 | -394.8187 | 364.0695 | 786.5011 | 44.6962 | 11.2638 | 83.7396 | 54.6153 | 179.2739 | 130.1803 | 0 | 187.8411 | 252.0713 | 0 | 0 | 17.0905 | 218.0024 | 0 | 111.4959 | 0
2025_08_10 Hr 11 | 17.9349 | 0.00735 | 0.20727 | 0 | 0 | 0 | 0 | 0 | 0 | 79.8998 | 0 | 0.196 | 17 | 0 | 94.2674 | 94.2674 | 253.9004 | 0 | 0.01353 | 0.06 | 0.08976 | 2.013 | 0 | 0 | 0 | 0 | 0 | 0 | 0.2511 | 14.7392 | 0 | 219.5424 | 0 | 0 | 0 | 0 | 14.4677 | 35.6784 | 0 | 77.9008 | 0 | 0.6357 | 2.6019 | 0.06 | -1 | -4.2 | 4.6017 | 0 | 0 | 23.7008 | 23.7008 | 23.7008 | 23.7008 | 27.5591 | 11.8989 | 1.1136 | 0.00194 | 0 | 0 | 0 | 0 | 0 | 0 | 0 | 0 | 0 | 0 | 0 | 0 | 0 | 0 | 0 | 0 | 0.90139 | 0 | -457.4677 | 13.4755 | 0 | 54.1386 | 54.0521 | 17.352 | 1046.561 | 31.5374 | 64.0538 | 3.721 | 0.3248 | -17.9349 | 13.166 | 3.19 | 76.892 | 941.5684 | 300.4792 | -483.3726 | 0.93264 | 1.305 | -2.77 | 16.1183 | 8.1276 | 2025-08-10 | 2025_08_10 Hr 11 | 39.0254 | -1.7e-05 | -941.5684 | -379.5669 | 394.7587 | 784.9076 | 46.4655 | 11.2638 | 83.7396 | 59.1837 | 202.2624 | 133.3126 | 0 | 188.5348 | 253.9004 | 0 | 0 | 14.7392 | 219.5424 | 0 | 108.1907 | 0
2025_08_10 Hr 12 | 17.4954 | 0.00927 | 0.26141 | 0 | 0 | 0 | 0 | 0 | 0 | 87.9639 | 0 | 0.196 | 18 | 0 | 94.2674 | 94.2674 | 253.9004 | 0 | 0.01353 | 0.06 | 0.08976 | 2.013 | 0 | 0 | 0 | 0 | 0 | 0 | 0.2511 | 14.7392 | 0 | 219.5424 | 0 | 0 | 0 | 0 | 16.3311 | 40.2737 | 0 | 68.7206 | 0 | 0.6357 | 2.6019 | 0.06 | -1 | -4.2 | 4.6017 | 0 | 0 | 28.4341 | 28.4341 | 28.4341 | 28.4341 | 33.0629 | 12.9519 | 1.1136 | 0.00194 | 0 | 0 | 0 | 0 | 0 | 0 | 0 | 0 | 0 | 0 | 0 | 0 | 0 | 0 | 0 | 0 | 0.90139 | 0 | -452.961 | 13.4755 | 0 | 57.4462 | 57.3556 | 26.3172 | 1092.186 | 32.7028 | 66.4209 | 3.721 | 0.3248 | -17.4954 | 13.166 | 3.19 | 76.892 | 997.9683 | 315.4883 | -478.4264 | 0.93264 | 1.305 | -2.77 | 16.7139 | 8.428 | 2025-08-10 | 2025_08_10 Hr 12 | 41.6867 | 9.3e-05 | -997.9683 | -384.2404 | 438.1469 | 791.5187 | 57.5398 | 11.2638 | 83.7396 | 65.6425 | 234.7633 | 137.7411 | 0 | 188.5348 | 253.9004 | 0 | 0 | 14.7392 | 219.5424 | 0 | 114.8018 | 0
2025_08_10 Hr 13 | 18.0128 | 0.010605 | 0.29906 | 3.8529 | 3.8556 | 3.8556 | 3.8537 | 3.8541 | 3.8556 | 88.7998 | 0 | 0.196 | 17 | 0 | 94.2674 | 94.2674 | 253.9004 | 0 | 0.01353 | 0.06 | 0.08976 | 2.013 | 0 | 0 | 0 | 0 | 0 | 0 | 0.2511 | 19.8342 | 7.2612 | 219.5424 | 0 | 0 | 0 | 0 | 16.5243 | 40.7501 | 0 | 49.9361 | 0 | 0.6357 | 2.6019 | 0 | -1 | -4.2 | 4.6017 | 0 | 0 | 28.9248 | 28.9248 | 28.9248 | 28.9248 | 33.6334 | 14.8473 | 1.1136 | 0.00194 | 0 | 0 | 0 | 0 | 0 | 0 | 0 | 0 | 0 | 0 | 0 | 0 | 0 | 0 | 0 | 0 | 0.90139 | 0 | -433.8639 | 13.4755 | 0 | 65.5292 | 65.4286 | 29.0646 | 1147.902 | 32.8236 | 66.6662 | 3.721 | 0.3248 | -18.0128 | 13.166 | 3.19 | 76.892 | 1058.1 | 320.1088 | -459.8467 | 0.93264 | 1.305 | -2.77 | 16.7757 | 8.4591 | 2025-08-10 | 2025_08_10 Hr 13 | 54.6634 | 4.5e-05 | -1058.1 | -383.9278 | 442.6444 | 843.1585 | 61.2216 | 11.2638 | 83.7396 | 66.312 | 238.1323 | 138.2001 | 23.1276 | 188.5348 | 253.9004 | 0 | 7.2612 | 19.8342 | 219.5424 | 0 | 130.9578 | 0
2025_08_10 Hr 14 | 16.658 | 0.011475 | 0.3236 | 3.8529 | 3.8556 | 3.8556 | 3.8537 | 3.8541 | 3.8556 | 84.4482 | 0 | 0.196 | 15 | 0 | 94.2674 | 94.2674 | 253.9004 | 0 | 0.01353 | 0.06 | 0.08976 | 2.013 | 0 | 0 | 0 | 0 | 0 | 0 | 0.2511 | 29.2342 | 7.2612 | 219.5424 | 0 | 0 | 0 | 0 | 15.5187 | 38.2703 | 0 | 52.8241 | 0 | 0.6357 | 2.6019 | 0 | -1 | -4.2 | 4.6017 | 0 | 0 | 26.3705 | 26.3705 | 26.3705 | 26.3705 | 30.6634 | 16.848 | 1.1136 | 0.00194 | 0 | 0 | 0 | 0 | 0 | 0 | 0 | 0 | 0 | 0 | 0 | 0 | 0 | 0 | 0 | 0 | 0.90139 | 0 | -357.3061 | 13.4755 | 0 | 65.5292 | 65.4286 | 26.6064 | 1136.302 | 32.1947 | 65.3889 | 3.721 | 0.3248 | -16.658 | 13.166 | 3.19 | 76.892 | 1121.1 | 313.9076 | -381.9341 | 0.93264 | 1.305 | -2.77 | 16.4542 | 8.2971 | 2025-08-10 | 2025_08_10 Hr 14 | 53.3328 | 6.3e-05 | -1121.1 | -304.482 | 419.2307 | 852.5585 | 58.7895 | 11.2638 | 83.7396 | 62.8266 | 220.5937 | 135.8104 | 23.1276 | 188.5348 | 253.9004 | 0 | 7.2612 | 29.2342 | 219.5424 | 0 | 130.9578 | 0
2025_08_10 Hr 15 | 14.3993 | 0.011565 | 0.32613 | 3.8529 | 3.8556 | 3.8556 | 3.8537 | 3.8541 | 3.8556 | 85.2841 | 0 | 0.196 | 17 | 0 | 94.2674 | 94.2674 | 253.9004 | 0 | 0.01353 | 0.06 | 0.08976 | 2.013 | 0 | 0 | 0 | 0 | 0 | 0 | 0.2511 | 38.6359 | 7.2612 | 219.5424 | 0 | 0 | 0 | 0 | 15.7119 | 38.7466 | 0 | 42.6587 | 0 | 0.6357 | 2.6019 | 0 | -1 | -4.2 | 4.6017 | 0 | 0 | 26.8612 | 26.8612 | 26.8612 | 26.8612 | 31.2339 | 16.848 | 1.1136 | 0.00194 | 0 | 0 | 0 | 0 | 0 | 0 | 0 | 0 | 0 | 0 | 0 | 0 | 0 | 0 | 0 | 0 | 0.90139 | 0 | -308.4621 | 13.4755 | 0 | 66.9952 | 66.8946 | 22.7022 | 1152.677 | 32.3155 | 65.6343 | 3.721 | 0.3248 | -14.3993 | 13.166 | 3.19 | 76.892 | 1174.708 | 310.2039 | -330.8314 | 0.93264 | 1.305 | -2.77 | 16.516 | 8.3282 | 2025-08-10 | 2025_08_10 Hr 15 | 60.074 | 0.000364 | -1174.708 | -265.8034 | 423.7282 | 864.8922 | 56.8879 | 11.2638 | 83.7396 | 63.4961 | 223.9627 | 136.2694 | 23.1276 | 188.5348 | 253.9004 | 0 | 7.2612 | 38.6359 | 219.5424 | 0 | 133.8899 | 0
2025_08_10 Hr 16 | 13.9897 | 0.008685 | 0.24492 | 3.8529 | 3.8556 | 3.8556 | 3.8537 | 3.8541 | 3.8556 | 84.2761 | 0 | 0.196 | 20 | 0 | 94.2674 | 94.2674 | 253.9004 | 0 | 0.01353 | 0.06 | 0.08976 | 2.013 | 0 | 0 | 0 | 0 | 0 | 0 | 0.2511 | 45.6721 | 7.2612 | 219.5424 | 0 | 0 | 0 | 0 | 15.4789 | 38.1722 | 0 | 35.765 | 0 | 0.6357 | 2.6019 | 0 | -1 | -4.2 | 4.6017 | 0 | 0 | 26.2695 | 26.2695 | 26.2695 | 26.2695 | 30.546 | 19.9017 | 1.1136 | 0.00194 | 0 | 0 | 0 | 0 | 0 | 0 | 0 | 0 | 0 | 0 | 0 | 0 | 0 | 0 | 0 | 0 | 0.90139 | 0 | -264.9039 | 13.4755 | 0 | 66.9952 | 66.8946 | 17.9304 | 1154.762 | 32.1698 | 65.3384 | 3.721 | 0.3248 | -13.9897 | 13.166 | 3.19 | 76.892 | 1214.183 | 310.5198 | -286.8636 | 0.93264 | 1.305 | -2.77 | 16.4415 | 8.2906 | 2025-08-10 | 2025_08_10 Hr 16 | 60.5675 | 0.000375 | -1214.183 | -229.1389 | 418.3047 | 871.9284 | 58.0857 | 11.2638 | 83.7396 | 62.6888 | 219.9001 | 135.7159 | 23.1276 | 188.5348 | 253.9004 | 0 | 7.2612 | 45.6721 | 219.5424 | 0 | 133.8899 | 0
2025_08_10 Hr 17 | 10.8936 | 0.010515 | 0.29652 | 3.8529 | 3.8556 | 3.8556 | 3.8537 | 3.8541 | 3.8556 | 87.128 | 0 | 0.196 | 24 | 0 | 94.2674 | 94.2674 | 253.2907 | 0 | 0.01353 | 0.06 | 0.08976 | 2.013 | 0 | 0 | 0 | 0 | 0 | 0 | 0.2511 | 45.6688 | 7.2612 | 219.0291 | 0 | 0 | 0 | 0 | 16.138 | 39.7974 | 0 | 38.95 | 0 | 0.6357 | 2.6019 | 0 | -1 | -4.2 | 4.6017 | 0 | 0 | 27.9435 | 27.9435 | 27.9435 | 27.9435 | 32.4924 | 22.8501 | 1.1136 | 0.00194 | 0 | 0 | 0 | 0 | 0 | 0 | 0 | 0 | 0 | 0 | 0 | 0 | 0 | 0 | 0 | 0 | 0.90139 | 0 | -228.4936 | 13.4755 | 0 | 66.5066 | 66.406 | 13.5924 | 1166.489 | 32.582 | 66.1755 | 3.721 | 0.3248 | -10.8936 | 13.166 | 3.19 | 76.892 | 1269.683 | 311.6021 | -247.3572 | 0.93264 | 1.305 | -2.77 | 16.6522 | 8.3969 | 2025-08-10 | 2025_08_10 Hr 17 | 82.4926 | 0.00039 | -1269.683 | -189.5436 | 433.6493 | 869.8247 | 60.7495 | 11.2638 | 83.7396 | 64.973 | 231.3943 | 137.282 | 23.1276 | 188.5348 | 253.2907 | 0 | 7.2612 | 45.6688 | 219.0291 | 0 | 132.9125 | 0
2025_08_10 Hr 18 | 9.8505 | 0.007755 | 0.21869 | 3.8529 | 3.8556 | 3.8556 | 3.8537 | 3.8541 | 3.8556 | 95.8559 | 0 | 0.196 | 31 | 0 | 94.2674 | 94.2674 | 253.9004 | 0 | 0.01353 | 0.06 | 0.08976 | 2.013 | 0 | 0 | 0 | 0 | 0 | 0 | 0.2511 | 46.06 | 7.2612 | 219.5424 | 0 | 0 | 0 | 0 | 18.1548 | 44.771 | 0 | 24.2489 | 0 | 0.6357 | 2.6019 | 0 | -1 | -4.2 | 4.6017 | 0 | 0 | 33.0664 | 33.0664 | 33.0664 | 33.0664 | 38.4493 | 18.8487 | 1.1136 | 0.00194 | 0 | 0 | 0 | 0 | 0 | 0 | 0 | 0 | 0 | 0 | 0 | 0 | 0 | 0 | 0 | 0 | 0.90139 | 0 | -242.9751 | 13.4755 | 0 | 66.9952 | 66.8946 | 13.014 | 1211.069 | 33.8433 | 68.7374 | 3.721 | 0.3248 | -9.8505 | 13.166 | 3.19 | 76.892 | 1292.292 | 317.7693 | -260.7956 | 0.93264 | 1.305 | -2.77 | 17.2968 | 8.7219 | 2025-08-10 | 2025_08_10 Hr 18 | 71.222 | -0.000302 | -1292.292 | -218.7262 | 480.609 | 872.3163 | 63.0891 | 11.2638 | 83.7396 | 71.9635 | 266.5706 | 142.075 | 23.1276 | 188.5348 | 253.9004 | 0 | 7.2612 | 46.06 | 219.5424 | 0 | 133.8899 | 0
2025_08_10 Hr 19 | 6.2071 | 0.00612 | 0.17258 | 3.8529 | 3.8556 | 3.8556 | 3.8537 | 3.8541 | 3.8556 | 92.6598 | 0 | 0.196 | 48 | 0 | 93.9205 | 93.9205 | 251.4617 | 0 | 0.01353 | 0.06 | 0.08976 | 2.013 | 0 | 0 | 0 | 0 | 0 | 0 | 0.2511 | 35.2904 | 7.2612 | 217.4891 | 0 | 0 | 0 | 0 | 17.4162 | 42.9497 | 0 | 64.207 | 0 | 0.6357 | 2.6019 | 0 | -1 | -4.2 | 4.6017 | 0 | 0 | 31.1904 | 31.1904 | 31.1904 | 31.1904 | 36.2679 | 18.8487 | 1.1136 | 0.00194 | 0 | 0 | 0 | 0 | 0 | 0 | 0 | 0 | 0 | 0 | 0 | 0 | 0 | 0 | 0 | 0 | 0.90139 | 0 | -253.9483 | 13.4755 | 0 | 57.1822 | 57.1015 | 6.6516 | 1160.02 | 33.3814 | 67.7992 | 3.721 | 0.3248 | -6.2071 | 13.166 | 3.19 | 76.892 | 1279.108 | 323.0068 | -268.1254 | 0.93264 | 1.305 | -2.77 | 17.0608 | 8.6029 | 2025-08-10 | 2025_08_10 Hr 19 | 50.8574 | 0.000416 | -1279.108 | -189.7414 | 463.4125 | 836.7548 | 73.679 | 11.2638 | 83.7396 | 69.4036 | 253.6892 | 140.3198 | 23.1276 | 187.8411 | 251.4617 | 0 | 7.2612 | 35.2904 | 217.4891 | 0 | 114.2837 | 0
2025_08_10 Hr 20 | 1.5522 | 0.00279 | 0.078678 | 3.8529 | 3.8556 | 3.8556 | 3.8537 | 3.8541 | 3.8556 | 92.168 | 0 | 0.196 | 60 | 0 | 94.2674 | 94.2674 | 253.9004 | 0 | 0.01353 | 0.06 | 0.08976 | 2.013 | 0 | 0 | 0 | 0 | 0 | 0 | 0.2511 | 41.7608 | 7.2612 | 219.5424 | 0 | 0 | 0 | 0 | 17.3026 | 42.6695 | 0 | 37.0865 | 0 | 0.6357 | 2.6019 | 0 | -1 | -4.2 | 4.6017 | 0 | 0 | 30.9018 | 30.9018 | 30.9018 | 30.9018 | 35.9323 | 16.848 | 1.1136 | 0.00194 | 0 | 0 | 0 | 0 | 0 | 0 | 0 | 0 | 0 | 0 | 0 | 0 | 0 | 0 | 0 | 0 | 0.90139 | 0 | -307.1253 | 13.4755 | 0 | 66.9952 | 66.8946 | 2.3136 | 1188.813 | 33.3104 | 67.6549 | 3.721 | 0.3248 | -1.5522 | 13.166 | 3.19 | 76.892 | 1232.992 | 323.7398 | -316.6475 | 0.93264 | 1.305 | -2.77 | 17.0245 | 8.5846 | 2025-08-10 | 2025_08_10 Hr 20 | 61.7491 | -0.000303 | -1232.992 | -270.0388 | 460.7669 | 868.0172 | 79.2431 | 11.2638 | 83.7396 | 69.0097 | 251.7074 | 140.0498 | 23.1276 | 188.5348 | 253.9004 | 0 | 7.2612 | 41.7608 | 219.5424 | 0 | 133.8899 | 0
2025_08_10 Hr 21 | 0 | 0.00057 | 0.016074 | 3.8529 | 3.8556 | 3.8556 | 3.8537 | 3.8541 | 3.8556 | 87.9639 | 0 | 0.196 | 70 | 0 | 94.2674 | 94.2674 | 253.9004 | 0 | 0.01353 | 0.06 | 0.08976 | 2.013 | 0 | 0 | 0 | 0 | 0 | 0 | 0.2511 | 45.9294 | 7.2612 | 219.5424 | 0 | 0 | 0 | 0 | 16.3311 | 40.2737 | 0 | 45.0415 | 0 | 0.6357 | 2.6019 | 0 | -1 | -4.2 | 4.6017 | 0 | 0 | 28.4341 | 28.4341 | 28.4341 | 28.4341 | 33.0629 | 15.9003 | 1.1136 | 0.00194 | 0 | 0 | 0 | 0 | 0 | 0 | 0 | 0 | 0 | 0 | 0 | 0 | 0 | 0 | 0 | 0 | 0.90139 | 0 | -376.715 | 13.4755 | 0 | 66.9952 | 66.8946 | 1.0122 | 1172.608 | 32.7028 | 66.4209 | 3.721 | 0.3248 | 0 | 13.166 | 3.19 | 76.892 | 1160.592 | 327.6275 | -384.685 | 0.93264 | 1.305 | -2.77 | 16.7139 | 8.428 | 2025-08-10 | 2025_08_10 Hr 21 | 57.4841 | -0.00027 | -1160.592 | -331.6735 | 438.1469 | 872.1858 | 86.9291 | 11.2638 | 83.7396 | 65.6425 | 234.7633 | 137.7411 | 23.1276 | 188.5348 | 253.9004 | 0 | 7.2612 | 45.9294 | 219.5424 | 0 | 133.8899 | 0
2025_08_10 Hr 22 | 0 | 0.00012 | 0.003384 | 0 | 0 | 0 | 0 | 0 | 0 | 76.5562 | 0 | 0.196 | 58 | 0 | 94.2674 | 94.2674 | 253.9004 | 0 | 0.01353 | 0.06 | 0.08976 | 2.013 | 0 | 0 | 0 | 0 | 0 | 0 | 0.2511 | 14.7392 | 7.2612 | 219.5424 | 0 | 0 | 0 | 0 | 13.695 | 33.773 | 0 | 56.3624 | 0 | 0.6357 | 2.6019 | 0.06 | -1 | -4.2 | 4.6017 | 0 | 0 | 21.7383 | 21.7383 | 21.7383 | 21.7383 | 25.2771 | 11.8989 | 1.1136 | 0.00194 | 0 | 0 | 0 | 0 | 0 | 0 | 0 | 0 | 0 | 0 | 0 | 0 | 0 | 0 | 0 | 0 | 0.90139 | 0 | -345.8337 | 13.4755 | 0 | 60.7547 | 60.6591 | 8.9652 | 1050.687 | 31.0541 | 63.0724 | 3.721 | 0.3248 | 0 | 13.166 | 3.19 | 76.892 | 1066.56 | 313.3141 | -353.8037 | 0.93264 | 1.305 | -2.77 | 15.8713 | 8.0031 | 2025-08-10 | 2025_08_10 Hr 22 | 42.1599 | 5.6e-05 | -1066.56 | -289.4713 | 376.7685 | 805.3918 | 78.8676 | 11.2638 | 83.7396 | 56.5057 | 188.7864 | 131.4765 | 0 | 188.5348 | 253.9004 | 0 | 7.2612 | 14.7392 | 219.5424 | 0 | 121.4138 | 0
2025_08_10 Hr 23 | 0 | 0 | 0 | 0 | 0 | 0 | 0 | 0 | 0 | 64.9518 | 0 | 0.196 | 40 | 0 | 94.2674 | 94.2674 | 264.676 | 0 | 0.01353 | 0.06 | 0.08976 | 2.013 | 0 | 0 | 0 | 0 | 0 | 0 | 0.2511 | 15.1317 | 7.2612 | 228.1622 | 0 | 0 | 0 | 0 | 11.0135 | 27.1602 | 0 | 28.8537 | 0 | 0.6357 | 2.6019 | 0.06 | -1 | -4.2 | 4.6017 | 0 | 0 | 14.927 | 14.927 | 14.927 | 14.927 | 17.357 | 11.8989 | 1.1136 | 0.00194 | 0 | 0 | 0 | 0 | 0 | 0 | 0 | 0 | 0 | 0 | 0 | 0 | 0 | 0 | 0 | 0 | 0.90139 | 0 | -375.5501 | 13.4755 | 0 | 69.9561 | 69.851 | 6.9408 | 1032.801 | 29.3771 | 59.6662 | 3.721 | 0.3248 | 0 | 13.166 | 3.19 | 76.892 | 965.0517 | 286.917 | -383.5201 | 0.93264 | 1.305 | -2.77 | 15.0142 | 7.5709 | 2025-08-10 | 2025_08_10 Hr 23 | 49.9375 | 3.7e-05 | -965.0517 | -346.6964 | 314.3319 | 843.5731 | 58.8397 | 11.2638 | 83.7396 | 47.2113 | 142.0167 | 125.1039 | 0 | 188.5348 | 264.676 | 0 | 7.2612 | 15.1317 | 228.1622 | 0 | 139.8071 | 0
2025_08_10 Hr 24 | 0 | 0 | 0 | 0 | 0 | 0 | 0 | 0 | 0 | 52.7081 | 0 | 0.196 | 15 | 0 | 94.2674 | 94.2674 | 264.9615 | 0 | 0.01353 | 0.06 | 0.08976 | 2.013 | 0 | 0 | 0 | 0 | 0 | 0 | 0.2511 | 14.7392 | 0 | 228.3633 | 0 | 0 | 0 | 0 | 8.1843 | 20.1831 | 0 | 53.6605 | 0 | 0.6357 | 2.6019 | 0.06 | -1 | -4.2 | 4.6017 | 0 | 0 | 7.7405 | 7.7405 | 7.7405 | 7.7405 | 9.0006 | 12.9519 | 1.1136 | 0.00194 | 0 | 0 | 0 | 0 | 0 | 0 | 0 | 0 | 0 | 0 | 0 | 0 | 0 | 0 | 0 | 0 | 0.90139 | 0 | -402.7694 | 13.4755 | 0 | 69.9561 | 69.851 | 6.6516 | 966.4818 | 27.6076 | 56.0724 | 3.721 | 0.3248 | 0 | 13.166 | 3.19 | 76.892 | 865.36 | 255.9572 | -410.7394 | 0.93264 | 1.305 | -2.77 | 14.1099 | 7.1149 | 2025-08-10 | 2025_08_10 Hr 24 | 46.0954 | 2.1e-05 | -865.36 | -349.1089 | 248.4561 | 836.406 | 34.6035 | 11.2638 | 83.7396 | 37.405 | 92.6708 | 118.3802 | 0 | 188.5348 | 264.9615 | 0 | 0 | 14.7392 | 228.3633 | 0 | 139.8071 | 0
2025_08_11 Hr 01 | 0 | 0 | 0 | 0 | 0 | 0 | 0 | 0 | 0 | 36.6934 | 0 | 0.196 | 9 | 0 | 94.2674 | 94.2674 | 264.9615 | 0 | 0.01353 | 0.06 | 0.08976 | 2.013 | 0 | 0 | 0 | 0 | 0 | 0 | 0.2511 | 14.7392 | 0 | 228.3633 | 0 | 0 | 0 | 0 | 2.7461 | 6.7711 | 0 | 72.3514 | 0 | 0.6357 | 2.2031 | 2.76 | -1 | -4.2 | 4.3409 | 0 | 0 | 0 | 0 | 0 | 0 | 0 | 12.9519 | 1.1136 | 0.00194 | 0 | 0 | 0 | 0 | 0 | 0 | 0 | 0 | 0 | 0 | 0 | 0 | 0 | 0 | 0 | 0 | 0.6015 | 0 | -419.9273 | 14.6361 | 0 | 69.9561 | 69.851 | 21.2562 | 890.4618 | 26.3424 | 53.4318 | 3.721 | 0.3248 | 0 | 13.166 | 3.19 | 76.892 | 795.6683 | 260.7524 | -427.8973 | 0.69969 | 1.305 | -2.77 | 13.3864 | 6.7742 | 2025-08-11 | 2025_08_11 Hr 01 | 43.0644 | 4.9e-05 | -795.6683 | -347.5759 | 168.6268 | 836.406 | 43.2081 | 11.2638 | 83.7396 | 17.3624 | 36.6934 | 114.5709 | 0 | 188.5348 | 264.9615 | 0 | 0 | 14.7392 | 228.3633 | 0 | 139.8071 | 0
2025_08_11 Hr 02 | 0 | 0 | 0 | 0 | 0 | 0 | 0 | 0 | 0 | 36.6934 | 0 | 0.196 | 20 | 0 | 94.2674 | 94.2674 | 264.9615 | 0 | 0.01353 | 0.06 | 0.08976 | 2.013 | 0 | 0 | 0 | 0 | 0 | 0 | 0.2511 | 14.7392 | 0 | 228.3633 | 0 | 0 | 0 | 0 | 1.0146 | 2.5016 | 0 | 46.0164 | 0 | 0.6357 | 2.2031 | 2.76 | -1 | -4.2 | 4.3409 | 0 | 0 | 0 | 0 | 0 | 0 | 0 | 11.8989 | 1.1136 | 0.00194 | 0 | 0 | 0 | 0 | 0 | 0 | 0 | 0 | 0 | 0 | 0 | 0 | 0 | 0 | 0 | 0 | 0.6015 | 0 | -455.6894 | 14.6361 | 0 | 69.9561 | 69.851 | 43.38 | 884.4608 | 25.159 | 51.0315 | 3.721 | 0.3248 | 0 | 13.166 | 3.19 | 76.892 | 755.1517 | 288.3339 | -463.6594 | 0.69969 | 1.305 | -2.77 | 12.785 | 6.4699 | 2025-08-11 | 2025_08_11 Hr 02 | 43.1613 | -1.3e-05 | -755.1517 | -409.673 | 158.1364 | 836.406 | 75.2789 | 11.2638 | 83.7396 | 11.3614 | 36.6934 | 110.0816 | 0 | 188.5348 | 264.9615 | 0 | 0 | 14.7392 | 228.3633 | 0 | 139.8071 | 0
2025_08_11 Hr 03 | 0 | 0 | 0 | 0 | 0 | 0 | 0 | 0 | 0 | 36.6934 | 0 | 0.196 | 37 | 0 | 94.2674 | 94.2674 | 264.9615 | 0 | 0.01353 | 0.06 | 0.08976 | 2.013 | 0 | 0 | 0 | 0 | 0 | 0 | 0.2511 | 14.7392 | 0 | 228.3633 | 0 | 0 | 0 | 0 | 0.69314 | 1.7091 | 0 | 80.7041 | 0 | 0.6357 | 2.2031 | 2.76 | -1 | -4.2 | 4.3409 | 0 | 0 | 0 | 0 | 0 | 0 | 0 | 10.9512 | 1.1136 | 0.00194 | 0 | 0 | 0 | 0 | 0 | 0 | 0 | 0 | 0 | 0 | 0 | 0 | 0 | 0 | 0 | 0 | 0.6015 | 0 | -484.7509 | 14.6361 | 0 | 51.4037 | 51.3265 | 41.934 | 846.2699 | 24.9394 | 50.586 | 3.721 | 0.3248 | 0 | 13.166 | 3.19 | 76.892 | 736.36 | 302.1068 | -492.7209 | 0.69969 | 1.305 | -2.77 | 12.6734 | 6.4134 | 2025-08-11 | 2025_08_11 Hr 03 | 37.363 | 1.95e-05 | -736.36 | -404.0468 | 156.189 | 799.3291 | 89.8852 | 11.2638 | 83.7396 | 10.2474 | 36.6934 | 109.2482 | 0 | 188.5348 | 264.9615 | 0 | 0 | 14.7392 | 228.3633 | 0 | 102.7303 | 0
2025_08_11 Hr 04 | 0 | 0 | 0 | 0 | 0 | 0 | 0 | 0 | 0 | 36.6934 | 0 | 0.196 | 35 | 0 | 94.2674 | 94.2674 | 264.9615 | 0 | 0.01353 | 0.06 | 0.08976 | 2.013 | 0 | 0 | 0 | 0 | 0 | 0 | 0.2511 | 14.7392 | 0 | 228.3633 | 0 | 0 | 0 | 0 | 0.073693 | 0.18171 | 0 | 84.239 | 0 | 0.6357 | 2.2031 | 3.0267 | -1 | -4.2 | 4.3409 | 0 | 0 | 0 | 0 | 0 | 0 | 0 | 11.8989 | 1.1136 | 0.00194 | 0 | 0 | 0 | 0 | 0 | 0 | 0 | 0 | 0 | 0 | 0 | 0 | 0 | 0 | 0 | 0 | 0.6015 | 0 | -491.1464 | 14.6361 | 0 | 52.935 | 52.8574 | 39.6204 | 847.1852 | 24.4327 | 49.5583 | 3.721 | 0.3248 | 0 | 13.166 | 3.19 | 76.892 | 729.1266 | 296.8189 | -499.1164 | 0.69969 | 1.305 | -2.77 | 12.4159 | 6.2831 | 2025-08-11 | 2025_08_11 Hr 04 | 39.8128 | 7.83e-05 | -729.1266 | -406.9074 | 152.1201 | 802.3912 | 86.5193 | 11.2638 | 83.7396 | 8.1006 | 36.6934 | 107.3262 | 0 | 188.5348 | 264.9615 | 0 | 0 | 14.7392 | 228.3633 | 0 | 105.7923 | 0
2025_08_11 Hr 05 | 0 | 0 | 0 | 0 | 0 | 0 | 0 | 0 | 0 | 36.6934 | 0 | 0.196 | 42 | 0 | 94.2674 | 94.2674 | 264.9615 | 0 | 0.01353 | 0.06 | 0.08976 | 2.013 | 0 | 0 | 0 | 0 | 0 | 0 | 0.2511 | 14.7392 | 0 | 228.3633 | 0 | 0 | 0 | 0 | 0.1925 | 0.47465 | 0 | 78.784 | 0 | 0.6357 | 2.2031 | 2.9933 | -1 | -4.2 | 4.3409 | 0 | 0 | 0 | 0 | 0 | 0 | 0 | 16.848 | 1.1136 | 0.00194 | 0 | 0 | 0 | 0 | 0 | 0 | 0 | 0 | 0 | 0 | 0 | 0 | 0 | 0 | 0 | 0 | 0.6015 | 0 | -496.0701 | 14.6361 | 0 | 60.7107 | 60.6146 | 44.3922 | 863.1298 | 24.4823 | 49.6589 | 3.721 | 0.3248 | 0 | 13.166 | 3.19 | 76.892 | 751.6017 | 313.7279 | -504.0401 | 0.69969 | 1.305 | -2.77 | 12.4411 | 6.2958 | 2025-08-11 | 2025_08_11 Hr 05 | 40.8438 | -1.2e-05 | -751.6017 | -417.2861 | 152.7201 | 817.9241 | 103.2402 | 11.2638 | 83.7396 | 8.5123 | 36.6934 | 107.5143 | 0 | 188.5348 | 264.9615 | 0 | 0 | 14.7392 | 228.3633 | 0 | 121.3253 | 0
2025_08_11 Hr 06 | 0 | 0 | 0 | 0 | 0 | 0 | 0 | 0 | 0 | 36.75 | 0 | 0.196 | 57 | 0 | 94.2674 | 94.2674 | 264.9615 | 0 | 0.01353 | 0.06 | 0.08976 | 2.013 | 0 | 0 | 0 | 0 | 0 | 0 | 0.2511 | 14.7392 | 0 | 228.3633 | 0 | 0 | 0 | 0 | 3.0312 | 7.4742 | 0 | 62.6525 | 0 | 0.6357 | 2.2031 | 2.76 | -1 | -4.2 | 4.3409 | 0 | 0 | 0 | 0 | 0 | 0 | 0 | 18.8487 | 1.1136 | 0.00194 | 0 | 0 | 0 | 0 | 0 | 0 | 0 | 0 | 0 | 0 | 0 | 0 | 0 | 0 | 0 | 0 | 0.6015 | 0 | -460.8131 | 14.6361 | 0 | 51.9144 | 51.8368 | 58.7076 | 855.4507 | 26.5373 | 53.8271 | 3.721 | 0.3248 | 0 | 13.166 | 3.19 | 76.892 | 802.16 | 352.8399 | -468.7831 | 0.69969 | 1.305 | -2.77 | 13.4854 | 6.8243 | 2025-08-11 | 2025_08_11 Hr 06 | 38.2883 | 2.8e-05 | -802.16 | -398.1606 | 170.4108 | 800.3501 | 134.5563 | 11.2638 | 83.7396 | 18.3506 | 36.75 | 115.3102 | 0 | 188.5348 | 264.9615 | 0 | 0 | 14.7392 | 228.3633 | 0 | 103.7512 | 0
2025_08_11 Hr 07 | 2.0713 | 4.5e-05 | 0.001269 | 0 | 0 | 0 | 0 | 0 | 0 | 45.6233 | -14.8 | 0.196 | 53 | 0 | 94.2674 | 94.2674 | 253.9004 | 21.08 | 0.01353 | 0.06 | 0.08976 | 2.013 | 0 | 0 | 0 | 0 | 0 | 0 | 0.2511 | 14.7392 | 0 | 219.5424 | 0 | 0 | 0 | 0 | 6.4632 | 15.9365 | 0 | 94.4988 | 0 | 0.6357 | 2.2031 | 1.41 | -1 | -4.2 | 4.3409 | 0 | 0 | 1.1911 | 1.1911 | 1.1911 | 1.1911 | 1.385 | 16.848 | 1.1136 | 0.00194 | 0 | 0 | 0 | 0 | 0 | 0 | 0 | 0 | 0 | 0 | 0 | 0 | 0 | 0 | 0 | 0 | 0.6015 | 0 | -418.3192 | 14.6361 | 0 | 49.3213 | 49.2486 | 34.9932 | 878.3858 | 28.8828 | 58.5846 | 3.721 | 0.3248 | -2.0713 | 13.166 | 3.19 | 76.892 | 863.8184 | 334.0941 | -443.1605 | 0.69969 | 1.305 | -2.77 | 14.6773 | 7.4274 | 2025-08-11 | 2025_08_11 Hr 07 | 38.8052 | 1e-06 | -863.8184 | -323.8204 | 191.4261 | 796.3667 | 104.8425 | 11.2638 | 83.7396 | 30.245 | 51.7729 | 109.4082 | 0 | 188.5348 | 253.9004 | 21.08 | 0 | 14.7392 | 219.5424 | 0 | 98.5699 | 0
2025_08_11 Hr 08 | 7.7792 | 0.00033 | 0.009306 | 0 | 0 | 0 | 0 | 0 | 0 | 60.577 | -14.8 | 0.196 | 33 | 0 | 94.2674 | 94.2674 | 253.9004 | 21.08 | 0.01353 | 0.06 | 0.08976 | 2.013 | 0 | 0 | 0 | 0 | 0 | 0 | 0.2511 | 14.7392 | 0 | 219.5424 | 0 | 0 | 0 | 0 | 9.6153 | 23.7086 | 0 | 76.3544 | 0 | 0.6357 | 2.2031 | 0.06 | -1 | -4.2 | 4.3409 | 0 | 0 | 8.9628 | 8.9628 | 8.9628 | 8.9628 | 10.4219 | 8.9505 | 1.1136 | 0.00194 | 0 | 0 | 0 | 0 | 0 | 0 | 0 | 0 | 0 | 0 | 0 | 0 | 0 | 0 | 0 | 0 | 0.6015 | 0 | -385.1832 | 14.6361 | 0 | 64.9659 | 64.8715 | 22.9914 | 975.6627 | 31.0369 | 62.954 | 3.721 | 0.3248 | -7.7792 | 13.166 | 3.19 | 76.892 | 944.36 | 308.0753 | -415.7325 | 0.69969 | 1.305 | -2.77 | 15.772 | 7.9814 | 2025-08-11 | 2025_08_11 Hr 08 | 48.2551 | 7.1e-05 | -944.36 | -308.8288 | 265.5996 | 827.6342 | 64.9515 | 11.2638 | 83.7396 | 41.169 | 106.8502 | 117.5804 | 0 | 188.5348 | 253.9004 | 21.08 | 0 | 14.7392 | 219.5424 | 0 | 129.8374 | 0
2025_08_11 Hr 09 | 10.3712 | 0.001815 | 0.051183 | 0 | 0 | 0 | 0 | 0 | 0 | 74.5223 | -14.8 | 0.196 | 24 | 0 | 94.2674 | 94.2674 | 253.9004 | 21.08 | 0.01353 | 0.06 | 0.08976 | 2.013 | 0 | 0 | 0 | 0 | 0 | 0 | 0.2511 | 14.7392 | 0 | 219.5424 | 0 | 0 | 0 | 0 | 12.5548 | 30.9565 | 0 | 82.3743 | 0 | 0.6357 | 2.2031 | 0.06 | -1 | -4.2 | 4.3409 | 0 | 0 | 17.1786 | 17.1786 | 17.1786 | 17.1786 | 19.9751 | 19.9017 | 1.1136 | 0.00194 | 0 | 0 | 0 | 0 | 0 | 0 | 0 | 0 | 0 | 0 | 0 | 0 | 0 | 0 | 0 | 0 | 0.6015 | 0 | -382.8568 | 14.6361 | 0 | 47.1445 | 47.0738 | 22.9914 | 1006.634 | 33.0458 | 67.0288 | 3.721 | 0.3248 | -10.3712 | 13.166 | 3.19 | 76.892 | 993.2516 | 320.2411 | -415.998 | 0.69969 | 1.305 | -2.77 | 16.7928 | 8.498 | 2025-08-11 | 2025_08_11 Hr 09 | 29.5669 | 0.000114 | -993.2516 | -300.4825 | 339.7696 | 792.0151 | 66.9461 | 11.2638 | 83.7396 | 51.3565 | 163.2116 | 125.2015 | 0 | 188.5348 | 253.9004 | 21.08 | 0 | 14.7392 | 219.5424 | 0 | 94.2183 | 0
2025_08_11 Hr 10 | 8.8207 | 0.004845 | 0.13663 | 0 | 0 | 0 | 0 | 0 | 0 | 85.7621 | -14.8 | 0.196 | 26 | 0 | 94.2674 | 94.2674 | 253.9004 | 21.08 | 0.01353 | 0.06 | 0.08976 | 2.013 | 0 | 0 | 0 | 0 | 0 | 0 | 0.2511 | 14.7392 | 0 | 219.5424 | 0 | 0 | 0 | 0 | 14.924 | 36.7983 | 0 | 82.9168 | 0 | 0.6357 | 2.2031 | 0.06 | -1 | -4.2 | 4.3409 | 0 | 0 | 23.8004 | 23.8004 | 23.8004 | 23.8004 | 27.6749 | 15.9003 | 1.1136 | 0.00194 | 0 | 0 | 0 | 0 | 0 | 0 | 0 | 0 | 0 | 0 | 0 | 0 | 0 | 0 | 0 | 0 | 0.6015 | 0 | -380.1348 | 14.6361 | 0 | 47.1445 | 47.0738 | 13.5924 | 1060.358 | 34.665 | 70.313 | 3.721 | 0.3248 | -8.8207 | 13.166 | 3.19 | 76.892 | 1044.985 | 313.4358 | -411.7255 | 0.69969 | 1.305 | -2.77 | 17.6156 | 8.9144 | 2025-08-11 | 2025_08_11 Hr 10 | 29.4863 | 6.1e-05 | -1044.985 | -297.218 | 399.5503 | 792.0151 | 55.6342 | 11.2638 | 83.7396 | 59.5675 | 208.6387 | 131.3441 | 0 | 188.5348 | 253.9004 | 21.08 | 0 | 14.7392 | 219.5424 | 0 | 94.2183 | 0
2025_08_11 Hr 11 | 9.3298 | 0.00759 | 0.21404 | 0 | 0 | 0 | 0 | 0 | 0 | 88.7873 | -14.8 | 0.196 | 22 | 0 | 94.2674 | 94.2674 | 170.9471 | 0 | 0.01353 | 0.06 | 0.08976 | 2.013 | 0 | 0 | 0 | 0 | 0 | 0 | 0.2511 | 14.7392 | 0 | 219.5424 | 0 | 0 | 0 | 0 | 15.5616 | 38.3706 | 0 | 166.2937 | 0 | 0.6357 | 2.2031 | 0.06 | -1 | -4.2 | 4.3409 | 0 | 0 | 25.5827 | 25.5827 | 25.5827 | 25.5827 | 29.7473 | 7.8975 | 1.1136 | 0.00194 | 0 | 0 | 0 | 0 | 0 | 0 | 0 | 0 | 0 | 0 | 0 | 0 | 0 | 0 | 0 | 0 | 0.6015 | 0 | -306.0936 | 14.6361 | 0 | 47.1445 | 47.0738 | 14.3154 | 970.8386 | 35.1008 | 71.1969 | 3.721 | 0.3248 | -9.3298 | 13.166 | 3.19 | 76.892 | 1103.26 | 304.3211 | -338.1934 | 0.69969 | 1.305 | -2.77 | 17.8371 | 9.0264 | 2025-08-11 | 2025_08_11 Hr 11 | 23.5222 | 1.2e-05 | -1103.26 | -139.7999 | 415.6401 | 687.9818 | 44.4345 | 11.2638 | 83.7396 | 61.7775 | 220.8653 | 132.9974 | 0 | 188.5348 | 170.9471 | 0 | 0 | 14.7392 | 219.5424 | 0 | 94.2183 | 0
2025_08_11 Hr 12 | 10.8886 | 0.009525 | 0.2686 | 0 | 0 | 0 | 0 | 0 | 0 | 88.4676 | -14.8 | 0.196 | 18 | 0 | 94.2674 | 94.2674 | 213.671 | 14.0533 | 0.01353 | 0.06 | 0.08976 | 2.013 | 0 | 0 | 0 | 0 | 0 | 0 | 0.2511 | 14.7392 | 0 | 219.5424 | 0 | 0 | 0 | 0 | 15.4942 | 38.2045 | 0 | 125.7945 | 0 | 0.6357 | 2.2031 | 0.06 | -1 | -4.2 | 4.3409 | 0 | 0 | 25.3943 | 25.3943 | 25.3943 | 25.3943 | 29.5283 | 10.9512 | 1.1136 | 0.00194 | 0 | 0 | 0 | 0 | 0 | 0 | 0 | 0 | 0 | 0 | 0 | 0 | 0 | 0 | 0 | 0 | 0.6015 | 0 | -253.1583 | 14.6361 | 0 | 47.1445 | 47.0738 | 13.5924 | 1026.145 | 35.0547 | 71.1035 | 3.721 | 0.3248 | -10.8886 | 13.166 | 3.19 | 76.892 | 1169.16 | 304.0378 | -286.8169 | 0.69969 | 1.305 | -2.77 | 17.8137 | 9.0146 | 2025-08-11 | 2025_08_11 Hr 12 | 30.2822 | 0 | -1169.16 | -127.3638 | 413.9396 | 744.7591 | 42.8217 | 11.2638 | 83.7396 | 61.5439 | 219.573 | 132.8226 | 0 | 188.5348 | 213.671 | 14.0533 | 0 | 14.7392 | 219.5424 | 0 | 94.2183 | 0
2025_08_11 Hr 13 | 11.3977 | 0.010695 | 0.3016 | 0 | 0 | 0 | 0 | 0 | 0 | 100.2239 | -14.8 | 0.196 | 19 | 0 | 94.2674 | 94.2674 | 253.9004 | 21.08 | 0.01353 | 0.06 | 0.08976 | 2.013 | 0 | 0 | 0 | 0 | 0 | 0 | 0.2511 | 15.3878 | 0 | 219.5424 | 0 | 0 | 0 | 0 | 17.9723 | 44.3147 | 0 | 70.7585 | 0 | 0.6357 | 2.2031 | 0.06 | -1 | -4.2 | 4.3409 | 0 | 0 | 32.3205 | 32.3205 | 32.3205 | 32.3205 | 37.5819 | 10.9512 | 1.1136 | 0.00194 | 0 | 0 | 0 | 0 | 0 | 0 | 0 | 0 | 0 | 0 | 0 | 0 | 0 | 0 | 0 | 0 | 0.6015 | 0 | -238.3983 | 14.6361 | 0 | 47.1445 | 47.0738 | 12.0018 | 1130.185 | 36.7483 | 74.5387 | 3.721 | 0.3248 | -11.3977 | 13.166 | 3.19 | 76.892 | 1238.76 | 310.3824 | -272.566 | 0.69969 | 1.305 | -2.77 | 18.6743 | 9.4501 | 2025-08-11 | 2025_08_11 Hr 13 | 32.9212 | 4.8e-05 | -1238.76 | -167.6398 | 476.4673 | 792.6637 | 42.2653 | 11.2638 | 83.7396 | 70.1322 | 267.0876 | 139.2475 | 0 | 188.5348 | 253.9004 | 21.08 | 0 | 15.3878 | 219.5424 | 0 | 94.2183 | 0
2025_08_11 Hr 14 | 12.8919 | 0.011175 | 0.31513 | 0 | 0 | 0 | 0 | 0 | 0 | 104.405 | -14.8 | 0.196 | 12 | 0 | 94.2674 | 94.2674 | 253.9004 | 21.08 | 0.01353 | 0.06 | 0.08976 | 2.013 | 0 | 0 | 0 | 0 | 0 | 0 | 0.2511 | 22.9517 | 0 | 219.5424 | 0 | 0 | 0 | 0 | 18.8536 | 46.4878 | 0 | 64.4777 | 0 | 0.6357 | 2.2031 | 0.06 | -1 | -4.2 | 4.3409 | 0 | 0 | 34.7837 | 34.7837 | 34.7837 | 34.7837 | 40.4462 | 7.8975 | 1.1136 | 0.00194 | 0 | 0 | 0 | 0 | 0 | 0 | 0 | 0 | 0 | 0 | 0 | 0 | 0 | 0 | 0 | 0 | 0.6015 | 0 | -187.7385 | 14.6361 | 0 | 50.0766 | 50.0058 | 9.6882 | 1163.58 | 37.3506 | 75.7604 | 3.721 | 0.3248 | -12.8919 | 13.166 | 3.19 | 76.892 | 1306.452 | 301.7947 | -223.4004 | 0.69969 | 1.305 | -2.77 | 18.9804 | 9.605 | 2025-08-11 | 2025_08_11 Hr 14 | 37.5857 | -0.000346 | -1306.452 | -123.2608 | 498.7052 | 806.0918 | 29.912 | 11.2638 | 83.7396 | 73.1866 | 283.9861 | 141.5325 | 0 | 188.5348 | 253.9004 | 21.08 | 0 | 22.9517 | 219.5424 | 0 | 100.0825 | 0
2025_08_11 Hr 15 | 14.736 | 0.01119 | 0.31556 | 3.8529 | 3.8556 | 3.8556 | 3.8537 | 3.8541 | 3.8556 | 104.0853 | -14.8 | 0.196 | 18 | 0 | 94.2674 | 94.2674 | 253.9004 | 21.08 | 0.01353 | 0.06 | 0.08976 | 2.013 | 0 | 0 | 0 | 0 | 0 | 0 | 0.2511 | 32.3537 | 7.2612 | 219.5424 | 0 | 0 | 0 | 0 | 18.7862 | 46.3216 | 0 | 34.8219 | 0 | 0.6357 | 2.2031 | 0 | -1 | -4.2 | 4.3409 | 0 | 0 | 34.5954 | 34.5954 | 34.5954 | 34.5954 | 40.2272 | 11.8989 | 1.1136 | 0.00194 | 0 | 0 | 0 | 0 | 0 | 0 | 0 | 0 | 0 | 0 | 0 | 0 | 0 | 0 | 0 | 0 | 0.6015 | 0 | -185.0558 | 14.6361 | 0 | 64.9646 | 64.8715 | 7.6638 | 1231.599 | 37.3045 | 75.667 | 3.721 | 0.3248 | -14.736 | 13.166 | 3.19 | 76.892 | 1355.3 | 311.441 | -222.5618 | 0.69969 | 1.305 | -2.77 | 18.957 | 9.5932 | 2025-08-11 | 2025_08_11 Hr 15 | 52.8889 | 6.4e-05 | -1355.3 | -150.2339 | 497.0047 | 875.6364 | 37.8894 | 11.2638 | 83.7396 | 72.9531 | 282.6939 | 141.3578 | 23.1276 | 188.5348 | 253.9004 | 21.08 | 7.2612 | 32.3537 | 219.5424 | 0 | 129.8362 | 0
2025_08_11 Hr 16 | 16.061 | 0.010695 | 0.3016 | 3.8529 | 3.8556 | 3.8556 | 3.8537 | 3.8541 | 3.8556 | 105.7578 | -14.8 | 0.196 | 27 | 0 | 94.2674 | 94.2674 | 253.9004 | 21.08 | 0.01353 | 0.06 | 0.08976 | 2.013 | 0 | 0 | 0 | 0 | 0 | 0 | 0.2511 | 41.7608 | 7.2612 | 219.5424 | 0 | 0 | 0 | 0 | 19.1388 | 47.1909 | 0 | 31.4421 | 0 | 0.6357 | 2.2031 | 0 | -1 | -4.2 | 4.3409 | 0 | 0 | 35.5807 | 35.5807 | 35.5807 | 35.5807 | 41.3729 | 10.9512 | 1.1136 | 0.00194 | 0 | 0 | 0 | 0 | 0 | 0 | 0 | 0 | 0 | 0 | 0 | 0 | 0 | 0 | 0 | 0 | 0.6015 | 0 | -161.1871 | 14.6361 | 0 | 66.9952 | 66.8946 | 5.6394 | 1253.027 | 37.5455 | 76.1556 | 3.721 | 0.3248 | -16.061 | 13.166 | 3.19 | 76.892 | 1404.158 | 319.7074 | -200.0181 | 0.69969 | 1.305 | -2.77 | 19.0794 | 9.6551 | 2025-08-11 | 2025_08_11 Hr 16 | 93.9425 | 0.000427 | -1404.158 | -129.745 | 505.8999 | 889.0972 | 43.9029 | 11.2638 | 83.7396 | 74.1748 | 289.4533 | 142.2718 | 23.1276 | 188.5348 | 253.9004 | 21.08 | 7.2612 | 41.7608 | 219.5424 | 0 | 133.8899 | 0
2025_08_11 Hr 17 | 14.4855 | 0.009675 | 0.27283 | 3.8529 | 3.8556 | 3.8556 | 3.8537 | 3.8541 | 3.8556 | 109.1273 | -14.8 | 0.196 | 56 | 0 | 94.2674 | 94.2674 | 253.9004 | 21.08 | 0.01353 | 0.06 | 0.08976 | 2.013 | 0 | 0 | 0 | 0 | 0 | 0 | 0.2511 | 46.06 | 7.2612 | 219.5424 | 0 | 0 | 0 | 0 | 19.849 | 48.9421 | 0 | 27.2046 | 0 | 0.6357 | 2.2031 | 0 | -1 | -4.2 | 4.3409 | 0 | 0 | 37.5658 | 37.5658 | 37.5658 | 37.5658 | 43.6811 | 11.8989 | 1.1136 | 0.00194 | 0 | 0 | 0 | 0 | 0 | 0 | 0 | 0 | 0 | 0 | 0 | 0 | 0 | 0 | 0 | 0 | 0.6015 | 0 | -175.2378 | 14.6361 | 0 | 66.9952 | 66.8946 | 5.6394 | 1273.377 | 38.0309 | 77.1402 | 3.721 | 0.3248 | -14.4855 | 13.166 | 3.19 | 76.892 | 1438.008 | 349.9201 | -212.4933 | 0.69969 | 1.305 | -2.77 | 19.3261 | 9.7799 | 2025-08-11 | 2025_08_11 Hr 17 | 100.7999 | 0.000406 | -1438.008 | -148.0332 | 523.8211 | 893.3963 | 73.8208 | 11.2638 | 83.7396 | 76.6364 | 303.0715 | 144.1132 | 23.1276 | 188.5348 | 253.9004 | 21.08 | 7.2612 | 46.06 | 219.5424 | 0 | 133.8899 | 0
2025_08_11 Hr 18 | 17.1289 | 0.00792 | 0.22334 | 3.8529 | 3.8556 | 3.8556 | 3.8537 | 3.8541 | 3.8556 | 110.2832 | -14.8 | 0.196 | 64 | 0 | 94.2674 | 94.2674 | 253.9004 | 21.08 | 0.01353 | 0.06 | 0.08976 | 2.013 | 0 | 0 | 0 | 0 | 0 | 0 | 0.2511 | 46.06 | 7.2612 | 219.5424 | 0 | 0 | 0 | 0 | 20.0927 | 49.5429 | 0 | 24.8485 | 0 | 0.6357 | 2.2031 | 0 | -1 | -4.2 | 4.3409 | 0 | 0 | 38.2468 | 38.2468 | 38.2468 | 38.2468 | 44.473 | 14.8473 | 1.1136 | 0.00194 | 0 | 0 | 0 | 0 | 0 | 0 | 0 | 0 | 0 | 0 | 0 | 0 | 0 | 0 | 0 | 0 | 0.6015 | 0 | -187.2636 | 14.6361 | 0 | 66.9952 | 66.8946 | 8.676 | 1278.844 | 38.1974 | 77.478 | 3.721 | 0.3248 | -17.1289 | 13.166 | 3.19 | 76.892 | 1443.708 | 367.1785 | -227.1625 | 0.69969 | 1.305 | -2.77 | 19.4107 | 9.8228 | 2025-08-11 | 2025_08_11 Hr 18 | 113.121 | 0.000393 | -1443.708 | -162.4151 | 529.9692 | 893.3963 | 87.7546 | 11.2638 | 83.7396 | 77.4808 | 307.7434 | 144.7449 | 23.1276 | 188.5348 | 253.9004 | 21.08 | 7.2612 | 46.06 | 219.5424 | 0 | 133.8899 | 0
2025_08_11 Hr 19 | 8.3 | 0.00555 | 0.15651 | 3.8529 | 3.8556 | 3.8556 | 3.8537 | 3.8541 | 3.8556 | 112.4722 | -14.8 | 0.196 | 62 | 0 | 94.2674 | 94.2674 | 253.9004 | 21.08 | 0.01353 | 0.06 | 0.08976 | 2.013 | 0 | 0 | 0 | 0 | 0 | 0 | 0.2511 | 46.06 | 7.2612 | 219.5424 | 0 | 0 | 0 | 0 | 20.5541 | 50.6806 | 0 | 19.268 | 0 | 0.6357 | 2.2031 | 0 | -1 | -4.2 | 4.3409 | 0 | 0 | 39.5364 | 39.5364 | 39.5364 | 39.5364 | 45.9725 | 14.8473 | 1.1136 | 0.00194 | 0 | 0 | 0 | 0 | 0 | 0 | 0 | 0 | 0 | 0 | 0 | 0 | 0 | 0 | 0 | 0 | 0.6015 | 0 | -222.0717 | 14.6361 | 0 | 66.9952 | 66.8946 | 10.2666 | 1289.223 | 38.5127 | 78.1176 | 3.721 | 0.3248 | -8.3 | 13.166 | 3.19 | 76.892 | 1414.483 | 359.134 | -253.1417 | 0.69969 | 1.305 | -2.77 | 19.5709 | 9.9039 | 2025-08-11 | 2025_08_11 Hr 19 | 115.0654 | 0.000408 | -1414.483 | -202.8037 | 541.6114 | 893.3963 | 87.276 | 11.2638 | 83.7396 | 79.0799 | 316.5903 | 145.9412 | 23.1276 | 188.5348 | 253.9004 | 21.08 | 7.2612 | 46.06 | 219.5424 | 0 | 133.8899 | 0
2025_08_11 Hr 20 | 1.0282 | 0.002655 | 0.074871 | 3.8529 | 3.8556 | 3.8556 | 3.8537 | 3.8541 | 3.8556 | 100.0518 | -14.8 | 0.196 | 65 | 0 | 94.2674 | 94.2674 | 253.9004 | 21.08 | 0.01353 | 0.06 | 0.08976 | 2.013 | 0 | 0 | 0 | 0 | 0 | 0 | 0.2511 | 46.06 | 7.2612 | 219.5424 | 0 | 0 | 0 | 0 | 17.936 | 44.2252 | 0 | 32.0746 | 0 | 0.6357 | 2.2031 | 0 | -1 | -4.2 | 4.3409 | 0 | 0 | 32.219 | 32.219 | 32.219 | 32.219 | 37.464 | 15.9003 | 1.1136 | 0.00194 | 0 | 0 | 0 | 0 | 0 | 0 | 0 | 0 | 0 | 0 | 0 | 0 | 0 | 0 | 0 | 0 | 0.6015 | 0 | -247.251 | 14.6361 | 0 | 66.9952 | 66.8946 | 7.6638 | 1229.869 | 36.7235 | 74.4884 | 3.721 | 0.3248 | -1.0282 | 13.166 | 3.19 | 76.892 | 1337.417 | 346.5218 | -271.0492 | 0.69969 | 1.305 | -2.77 | 18.6617 | 9.4437 | 2025-08-11 | 2025_08_11 Hr 20 | 106.2704 | -0.00023 | -1337.417 | -215.1764 | 475.5517 | 893.3963 | 88.6416 | 11.2638 | 83.7396 | 70.0064 | 266.3919 | 139.1534 | 23.1276 | 188.5348 | 253.9004 | 21.08 | 7.2612 | 46.06 | 219.5424 | 0 | 133.8899 | 0
2025_08_11 Hr 21 | 0.52072 | 0.00057 | 0.016074 | 3.8529 | 3.8556 | 3.8556 | 3.8537 | 3.8541 | 3.8556 | 96.1904 | -14.8 | 0.196 | 71 | 0 | 94.2674 | 94.2674 | 253.9004 | 21.08 | 0.01353 | 0.06 | 0.08976 | 2.013 | 0 | 0 | 0 | 0 | 0 | 0 | 0.2511 | 46.06 | 7.2612 | 219.5424 | 0 | 0 | 0 | 0 | 17.1221 | 42.2183 | 0 | 29.8607 | 0 | 0.6357 | 2.2031 | 0 | -1 | -4.2 | 4.3409 | 0 | 0 | 29.9441 | 29.9441 | 29.9441 | 29.9441 | 34.8187 | 22.8501 | 1.1136 | 0.00194 | 0 | 0 | 0 | 0 | 0 | 0 | 0 | 0 | 0 | 0 | 0 | 0 | 0 | 0 | 0 | 0 | 0.6015 | 0 | -323.7366 | 14.6361 | 0 | 66.9952 | 66.8946 | 8.3868 | 1211.384 | 36.1672 | 73.3601 | 3.721 | 0.3248 | -0.52072 | 13.166 | 3.19 | 76.892 | 1251.792 | 357.5748 | -347.0273 | 0.69969 | 1.305 | -2.77 | 18.379 | 9.3007 | 2025-08-11 | 2025_08_11 Hr 21 | 94.1911 | -0.000308 | -1251.792 | -293.8759 | 455.0143 | 893.3963 | 102.2535 | 11.2638 | 83.7396 | 67.1856 | 250.7855 | 137.0432 | 23.1276 | 188.5348 | 253.9004 | 21.08 | 7.2612 | 46.06 | 219.5424 | 0 | 133.8899 | 0
2025_08_11 Hr 22 | 0 | 0.00012 | 0.003384 | 3.8529 | 3.8556 | 3.8556 | 3.8537 | 3.8541 | 3.8556 | 84.2618 | -14.8 | 0.196 | 56 | 0 | 94.2674 | 94.2674 | 253.9004 | 21.08 | 0.01353 | 0.06 | 0.08976 | 2.013 | 0 | 0 | 0 | 0 | 0 | 0 | 0.2511 | 46.06 | 7.2612 | 219.5424 | 0 | 0 | 0 | 0 | 14.6077 | 36.0186 | 0 | 50.5112 | 0 | 0.6357 | 2.2031 | 0 | -1 | -4.2 | 4.3409 | 0 | 0 | 22.9165 | 22.9165 | 22.9165 | 22.9165 | 26.6471 | 20.8494 | 1.1136 | 0.00194 | 0 | 0 | 0 | 0 | 0 | 0 | 0 | 0 | 0 | 0 | 0 | 0 | 0 | 0 | 0 | 0 | 0.6015 | 0 | -365.8751 | 14.6361 | 0 | 66.9952 | 66.8946 | 4.0488 | 1154.446 | 34.4489 | 69.8746 | 3.721 | 0.3248 | 0 | 13.166 | 3.19 | 76.892 | 1145.508 | 329.196 | -388.6451 | 0.69969 | 1.305 | -2.77 | 17.5058 | 8.8588 | 2025-08-11 | 2025_08_11 Hr 22 | 86.4337 | 0.00038 | -1145.508 | -315.3639 | 391.5708 | 893.3963 | 80.9017 | 11.2638 | 83.7396 | 58.4715 | 202.5752 | 130.5242 | 23.1276 | 188.5348 | 253.9004 | 21.08 | 7.2612 | 46.06 | 219.5424 | 0 | 133.8899 | 0
2025_08_11 Hr 23 | 0 | 0 | 0 | 3.8529 | 3.8556 | 3.8556 | 3.8537 | 3.8541 | 3.8556 | 68.9638 | 0 | 0.196 | 73 | 0 | 94.2674 | 94.2674 | 264.6764 | 17.93 | 0.01353 | 0.06 | 0.08976 | 2.013 | 0 | 0 | 0 | 0 | 0 | 0 | 0.2511 | 45.8642 | 7.2612 | 228.1622 | 0 | 0 | 0 | 0 | 11.3831 | 28.0676 | 0 | 44.5187 | 0 | 0.6357 | 2.2031 | 0 | -1 | -4.2 | 4.3409 | 0 | 0 | 13.9039 | 13.9039 | 13.9039 | 13.9039 | 16.1673 | 22.8501 | 1.1136 | 0.00194 | 0 | 0 | 0 | 0 | 0 | 0 | 0 | 0 | 0 | 0 | 0 | 0 | 0 | 0 | 0 | 0 | 0.6015 | 0 | -459.3219 | 14.6361 | 0 | 69.9561 | 69.851 | 9.6882 | 1103.406 | 32.2451 | 65.4046 | 3.721 | 0.3248 | 0 | 13.166 | 3.19 | 76.892 | 1026.108 | 345.4756 | -467.2919 | 0.69969 | 1.305 | -2.77 | 16.3859 | 8.2921 | 2025-08-11 | 2025_08_11 Hr 23 | 60.759 | 0.000371 | -1026.108 | -414.8032 | 325.0062 | 915.3636 | 105.5383 | 11.2638 | 83.7396 | 47.2959 | 140.7466 | 136.9638 | 23.1276 | 188.5348 | 264.6764 | 17.93 | 7.2612 | 45.8642 | 228.1622 | 0 | 139.8071 | 0
2025_08_11 Hr 24 | 0 | 0 | 0 | 3.8529 | 3.8556 | 3.8556 | 3.8537 | 3.8541 | 3.8556 | 51.1818 | 0 | 0.196 | 27 | 0 | 94.2674 | 94.2674 | 264.9615 | 17.93 | 0.01353 | 0.06 | 0.08976 | 2.013 | 0 | 0 | 0 | 0 | 0 | 0 | 0.2511 | 45.4072 | 7.2612 | 228.3633 | 0 | 0 | 0 | 0 | 7.6349 | 18.8255 | 0 | 16.958 | 0 | 0.6357 | 2.2031 | 0.45 | -1 | -4.2 | 4.3409 | 0 | 0 | 3.5251 | 3.5251 | 3.5251 | 3.5251 | 4.0989 | 24.8508 | 1.1136 | 0.00194 | 0 | 0 | 0 | 0 | 0 | 0 | 0 | 0 | 0 | 0 | 0 | 0 | 0 | 0 | 0 | 0 | 0.6015 | 0 | -399.8762 | 14.6361 | 0 | 69.9561 | 69.851 | 20.3886 | 1019.079 | 29.6835 | 60.2087 | 3.721 | 0.3248 | 0 | 13.166 | 3.19 | 76.892 | 930.65 | 302.4587 | -407.8462 | 0.69969 | 1.305 | -2.77 | 15.0842 | 7.6333 | 2025-08-11 | 2025_08_11 Hr 24 | 54.2204 | 1.8e-05 | -930.65 | -382.9182 | 230.9325 | 915.3928 | 72.2394 | 11.2638 | 83.7396 | 34.3055 | 69.3811 | 127.2459 | 23.1276 | 188.5348 | 264.9615 | 17.93 | 7.2612 | 45.4072 | 228.3633 | 0 | 139.8071 | 0
2025_08_12 Hr 01 | 0 | 0 | 0 | 3.8529 | 3.8556 | 3.8556 | 3.8537 | 3.8541 | 3.8556 | 36.6934 | 0 | 0.196 | 53 | 0 | 94.2674 | 94.2674 | 264.9615 | 0 | 0.01353 | 0.06 | 0.08976 | 2.013 | 0 | 0 | 0 | 0 | 0 | 0 | 0.2511 | 24.9836 | 7.2612 | 228.3633 | 0 | 0 | 0 | 0 | 2.6071 | 6.4274 | 0 | 49.0032 | 0 | 0.6357 | 1.8043 | 2.7 | -1 | -4.2 | 4.0801 | 0 | 0 | 0 | 0 | 0 | 0 | 0 | 18.8487 | 1.1136 | 0.00194 | 0 | 0 | 0 | 0 | 0 | 0 | 0 | 0 | 0 | 0 | 0 | 0 | 0 | 0 | 0 | 0 | 0.3016 | 0 | -421.8584 | 15.3909 | 0 | 69.9561 | 69.851 | 20.6778 | 929.4198 | 27.6453 | 55.9999 | 3.721 | 0.3248 | 0 | 13.166 | 3.19 | 76.892 | 864.1917 | 315.5971 | -429.8284 | 0.46673 | 1.305 | -2.77 | 13.9673 | 7.0937 | 2025-08-12 | 2025_08_12 Hr 01 | 51.242 | -2.8e-05 | -864.1917 | -372.8552 | 172.4778 | 877.0392 | 92.5265 | 11.2638 | 83.7396 | 15.6872 | 36.6934 | 120.0972 | 23.1276 | 188.5348 | 264.9615 | 0 | 7.2612 | 24.9836 | 228.3633 | 0 | 139.8071 | 0
2025_08_12 Hr 02 | 0 | 0 | 0 | 3.8529 | 3.8556 | 3.8556 | 3.8537 | 3.8541 | 3.8556 | 36.6934 | 0 | 0.196 | 74 | 0 | 94.2674 | 94.2674 | 264.9615 | 0 | 0.01353 | 0.06 | 0.08976 | 2.013 | 0 | 0 | 0 | 0 | 0 | 0 | 0.2511 | 15.7803 | 7.2612 | 228.3633 | 0 | 0 | 0 | 0 | 1.1021 | 2.7172 | 0 | 63.4255 | 0 | 0.6357 | 1.8043 | 2.7 | -1 | -4.2 | 4.0801 | 0 | 0 | 0 | 0 | 0 | 0 | 0 | 15.9003 | 1.1136 | 0.00194 | 0 | 0 | 0 | 0 | 0 | 0 | 0 | 0 | 0 | 0 | 0 | 0 | 0 | 0 | 0 | 0 | 0.3016 | 0 | -496.655 | 15.3909 | 0 | 69.9561 | 69.851 | 27.0402 | 915.0013 | 26.5572 | 53.7957 | 3.721 | 0.3248 | 0 | 13.166 | 3.19 | 76.892 | 809.6917 | 335.8898 | -504.625 | 0.46673 | 1.305 | -2.77 | 13.4176 | 6.8145 | 2025-08-12 | 2025_08_12 Hr 02 | 51.5504 | -3.9e-05 | -809.6917 | -433.2295 | 163.1413 | 867.8359 | 116.9405 | 11.2638 | 83.7396 | 10.4721 | 36.6934 | 115.9758 | 23.1276 | 188.5348 | 264.9615 | 0 | 7.2612 | 15.7803 | 228.3633 | 0 | 139.8071 | 0
2025_08_12 Hr 03 | 0 | 0 | 0 | 3.8529 | 3.8556 | 3.8556 | 3.8537 | 3.8541 | 3.8556 | 36.6934 | 0 | 0.196 | 53 | 0 | 94.2674 | 94.2674 | 264.9615 | 0 | 0.01353 | 0.06 | 0.08976 | 2.013 | 0 | 0 | 0 | 0 | 0 | 0 | 0.2511 | 22.9517 | 7.2612 | 228.3633 | 0 | 0 | 0 | 0 | 0.045182 | 0.11139 | 0 | 59.0899 | 0 | 0.6357 | 1.8043 | 3 | -1 | -4.2 | 4.0801 | 0 | 0 | 0 | 0 | 0 | 0 | 0 | 31.8006 | 1.1136 | 0.00194 | 0 | 0 | 0 | 0 | 0 | 0 | 0 | 0 | 0 | 0 | 0 | 0 | 0 | 0 | 0 | 0 | 0.3016 | 0 | -536.6442 | 15.3909 | 0 | 69.9561 | 69.851 | 40.9218 | 918.5099 | 25.6422 | 51.9421 | 3.721 | 0.3248 | 0 | 13.166 | 3.19 | 76.892 | 774.1917 | 341.206 | -544.6142 | 0.46673 | 1.305 | -2.77 | 12.9553 | 6.5797 | 2025-08-12 | 2025_08_12 Hr 03 | 49.9554 | -2.918e-05 | -774.1917 | -477.5543 | 156.0129 | 875.0073 | 125.7224 | 11.2638 | 83.7396 | 6.8093 | 36.6934 | 112.5102 | 23.1276 | 188.5348 | 264.9615 | 0 | 7.2612 | 22.9517 | 228.3633 | 0 | 139.8071 | 0
2025_08_12 Hr 04 | 0 | 0 | 0 | 3.8529 | 3.8556 | 3.8556 | 3.8537 | 3.8541 | 3.8556 | 36.6934 | 0 | 0.196 | 31 | 0 | 94.2674 | 94.2674 | 264.9615 | 0 | 0.01353 | 0.06 | 0.08976 | 2.013 | 0 | 0 | 0 | 0 | 0 | 0 | 0.2511 | 32.355 | 7.2612 | 228.3633 | 0 | 0 | 0 | 0 | 0.14067 | 0.3468 | 0 | 53.223 | 0 | 0.6357 | 1.8043 | 2.8667 | -1 | -4.2 | 4.0801 | 0 | 0 | 0 | 0 | 0 | 0 | 0 | 42.7518 | 1.1136 | 0.00194 | 0 | 0 | 0 | 0 | 0 | 0 | 0 | 0 | 0 | 0 | 0 | 0 | 0 | 0 | 0 | 0 | 0.3016 | 0 | -543.4889 | 15.3909 | 0 | 69.9561 | 69.851 | 56.9724 | 928.2442 | 25.8117 | 52.2856 | 3.721 | 0.3248 | 0 | 13.166 | 3.19 | 76.892 | 776.8583 | 346.8501 | -551.4589 | 0.46673 | 1.305 | -2.77 | 13.041 | 6.6232 | 2025-08-12 | 2025_08_12 Hr 04 | 53.9384 | 3.02e-05 | -776.8583 | -490.2659 | 156.986 | 884.4106 | 130.7242 | 11.2638 | 83.7396 | 7.1402 | 36.6934 | 113.1524 | 23.1276 | 188.5348 | 264.9615 | 0 | 7.2612 | 32.355 | 228.3633 | 0 | 139.8071 | 0
2025_08_12 Hr 05 | 0 | 0 | 0 | 3.8529 | 3.8556 | 3.8556 | 3.8537 | 3.8541 | 3.8556 | 36.6934 | 0 | 0.196 | 46 | 0 | 94.2674 | 94.2674 | 264.9615 | 0 | 0.01353 | 0.06 | 0.08976 | 2.013 | 0 | 0 | 0 | 0 | 0 | 0 | 0.2511 | 41.7608 | 7.2612 | 228.3633 | 0 | 0 | 0 | 0 | 0.83829 | 2.0667 | 0 | 35.2153 | 0 | 0.6357 | 1.8043 | 2.7 | -1 | -4.2 | 4.0801 | 0 | 0 | 0 | 0 | 0 | 0 | 0 | 39.6981 | 1.1136 | 0.00194 | 0 | 0 | 0 | 0 | 0 | 0 | 0 | 0 | 0 | 0 | 0 | 0 | 0 | 0 | 0 | 0 | 0.3016 | 0 | -554.6149 | 15.3909 | 0 | 69.9561 | 69.851 | 66.6606 | 940.0676 | 26.3664 | 53.4092 | 3.721 | 0.3248 | 0 | 13.166 | 3.19 | 76.892 | 783.2833 | 370.5854 | -562.5849 | 0.46673 | 1.305 | -2.77 | 13.3212 | 6.7656 | 2025-08-12 | 2025_08_12 Hr 05 | 58.9437 | 3.27e-05 | -783.2833 | -519.3996 | 161.5044 | 893.8164 | 152.3587 | 11.2638 | 83.7396 | 9.5577 | 36.6934 | 115.2533 | 23.1276 | 188.5348 | 264.9615 | 0 | 7.2612 | 41.7608 | 228.3633 | 0 | 139.8071 | 0
2025_08_12 Hr 06 | 0 | 0 | 0 | 3.8529 | 3.8556 | 3.8556 | 3.8537 | 3.8541 | 3.8556 | 37.5564 | 0 | 0.196 | 78 | 0 | 94.2674 | 94.2674 | 264.9615 | 0 | 0.01353 | 0.06 | 0.08976 | 2.013 | 0 | 0 | 0 | 0 | 0 | 0 | 0.2511 | 46.06 | 7.2612 | 228.3633 | 0 | 0 | 0 | 0 | 3.5403 | 8.7282 | 0 | 52.9126 | 0 | 0.6357 | 1.8043 | 2.7 | -1 | -4.2 | 4.0801 | 0 | 0 | 0 | 0 | 0 | 0 | 0 | 42.7518 | 1.1136 | 0.00194 | 0 | 0 | 0 | 0 | 0 | 0 | 0 | 0 | 0 | 0 | 0 | 0 | 0 | 0 | 0 | 0 | 0.3016 | 0 | -576.5673 | 15.3909 | 0 | 69.9561 | 69.851 | 57.2616 | 954.5932 | 28.3201 | 57.3668 | 3.721 | 0.3248 | 0 | 13.166 | 3.19 | 76.892 | 826.6083 | 403.6398 | -584.5373 | 0.46673 | 1.305 | -2.77 | 14.3083 | 7.2669 | 2025-08-12 | 2025_08_12 Hr 06 | 67.7645 | 4.4e-05 | -826.6083 | -523.6547 | 179.1306 | 898.1156 | 178.0134 | 11.2638 | 83.7396 | 18.9212 | 37.5564 | 122.653 | 23.1276 | 188.5348 | 264.9615 | 0 | 7.2612 | 46.06 | 228.3633 | 0 | 139.8071 | 0
2025_08_12 Hr 07 | 2.0713 | 4.5e-05 | 0.001269 | 3.8529 | 3.8556 | 3.8556 | 3.8537 | 3.8541 | 3.8556 | 44.8394 | -14.8 | 0.196 | 69 | 0 | 94.2674 | 94.2674 | 253.9004 | 0 | 0.01353 | 0.06 | 0.08976 | 2.013 | 0 | 0 | 0 | 0 | 0 | 0 | 0.2511 | 46.06 | 7.2612 | 219.5424 | 0 | 0 | 0 | 0 | 5.6071 | 13.8236 | 0 | 79.8524 | 0 | 0.6357 | 1.8043 | 2.475 | -1 | -4.2 | 4.0801 | 0 | 0 | 0.033504 | 0.033504 | 0.033504 | 0.033504 | 0.038958 | 42.7518 | 1.1136 | 0.00194 | 0 | 0 | 0 | 0 | 0 | 0 | 0 | 0 | 0 | 0 | 0 | 0 | 0 | 0 | 0 | 0 | 0.3016 | 0 | -512.9194 | 15.3909 | 0 | 66.9952 | 66.8946 | 55.9602 | 943.4134 | 29.8146 | 60.394 | 3.721 | 0.3248 | -2.0713 | 13.166 | 3.19 | 76.892 | 886.575 | 401.0699 | -537.7607 | 0.46673 | 1.305 | -2.77 | 15.0633 | 7.6504 | 2025-08-12 | 2025_08_12 Hr 07 | 69.472 | 4.299e-05 | -886.575 | -433.067 | 184.609 | 872.3163 | 167.7133 | 11.2638 | 83.7396 | 26.0835 | 45.0123 | 113.5131 | 23.1276 | 188.5348 | 253.9004 | 0 | 7.2612 | 46.06 | 219.5424 | 0 | 133.8899 | 0
2025_08_12 Hr 08 | 8.3 | 0.000315 | 0.008883 | 3.8529 | 3.8556 | 3.8556 | 3.8537 | 3.8541 | 3.8556 | 56.9446 | -14.8 | 0.196 | 70 | 0 | 94.2674 | 94.2674 | 253.9004 | 0 | 0.01353 | 0.06 | 0.08976 | 2.013 | 0 | 0 | 0 | 0 | 0 | 0 | 0.2511 | 46.06 | 7.2612 | 219.5424 | 0 | 0 | 0 | 0 | 8.0111 | 19.7503 | 0 | 63.7914 | 0 | 0.6357 | 1.8043 | 0 | -1 | -4.2 | 4.0801 | 0 | 0 | 4.8602 | 4.8602 | 4.8602 | 4.8602 | 5.6515 | 38.7504 | 1.1136 | 0.00194 | 0 | 0 | 0 | 0 | 0 | 0 | 0 | 0 | 0 | 0 | 0 | 0 | 0 | 0 | 0 | 0 | 0.3016 | 0 | -478.3167 | 15.3909 | 0 | 66.9952 | 66.8946 | 60.2982 | 988.7764 | 31.5528 | 63.915 | 3.721 | 0.3248 | -8.3 | 13.166 | 3.19 | 76.892 | 958.4 | 415.2189 | -509.3867 | 0.46673 | 1.305 | -2.77 | 15.9415 | 8.0964 | 2025-08-12 | 2025_08_12 Hr 08 | 67.2657 | 5e-05 | -958.4 | -414.5253 | 236.5477 | 872.3163 | 169.0578 | 11.2638 | 83.7396 | 34.4141 | 82.037 | 120.0966 | 23.1276 | 188.5348 | 253.9004 | 0 | 7.2612 | 46.06 | 219.5424 | 0 | 133.8899 | 0
2025_08_12 Hr 09 | 11.9201 | 0.001725 | 0.048645 | 3.8529 | 3.8556 | 3.8556 | 3.8537 | 3.8541 | 3.8556 | 66.5156 | -14.8 | 0.196 | 78 | 0 | 94.2674 | 94.2674 | 253.9004 | 21.08 | 0.01353 | 0.06 | 0.08976 | 2.013 | 0 | 0 | 0 | 0 | 0 | 0 | 0.2511 | 46.06 | 7.2612 | 219.5424 | 0 | 0 | 0 | 0 | 9.9118 | 24.4362 | 0 | 40.7779 | 0 | 0.6357 | 1.8043 | 0 | -1 | -4.2 | 4.0801 | 0 | 0 | 10.5198 | 10.5198 | 10.5198 | 10.5198 | 12.2323 | 34.749 | 1.1136 | 0.00194 | 0 | 0 | 0 | 0 | 0 | 0 | 0 | 0 | 0 | 0 | 0 | 0 | 0 | 0 | 0 | 0 | 0.3016 | 0 | -455.9505 | 15.3909 | 0 | 66.9952 | 66.8946 | 51.0438 | 1055.273 | 32.9271 | 66.6989 | 3.721 | 0.3248 | -11.9201 | 13.166 | 3.19 | 76.892 | 1024.2 | 418.7899 | -490.6406 | 0.46673 | 1.305 | -2.77 | 16.6359 | 8.449 | 2025-08-12 | 2025_08_12 Hr 09 | 74.8719 | 3.9e-05 | -1024.2 | -415.1726 | 287.1297 | 893.3963 | 163.8432 | 11.2638 | 83.7396 | 41.0007 | 120.8272 | 125.3018 | 23.1276 | 188.5348 | 253.9004 | 21.08 | 7.2612 | 46.06 | 219.5424 | 0 | 133.8899 | 0
2025_08_12 Hr 10 | 13.4706 | 0.004725 | 0.13325 | 3.8529 | 3.8556 | 3.8556 | 3.8537 | 3.8541 | 3.8556 | 70.3785 | -14.8 | 0.196 | 80 | 0 | 94.2674 | 94.2674 | 253.9004 | 21.08 | 0.01353 | 0.06 | 0.08976 | 2.013 | 0 | 0 | 0 | 0 | 0 | 0 | 0.2511 | 46.06 | 7.2612 | 219.5424 | 0 | 0 | 0 | 0 | 10.6789 | 26.3274 | 0 | 57.1923 | 0 | 0.6357 | 1.8043 | 0 | -1 | -4.2 | 4.0801 | 0 | 0 | 12.804 | 12.804 | 12.804 | 12.804 | 14.8884 | 34.749 | 1.1136 | 0.00194 | 0 | 0 | 0 | 0 | 0 | 0 | 0 | 0 | 0 | 0 | 0 | 0 | 0 | 0 | 0 | 0 | 0.3016 | 0 | -415.187 | 15.3909 | 0 | 66.9952 | 66.8946 | 30.6552 | 1073.672 | 33.4818 | 67.8225 | 3.721 | 0.3248 | -13.4706 | 13.166 | 3.19 | 76.892 | 1083.492 | 404.0556 | -451.4276 | 0.46673 | 1.305 | -2.77 | 16.9161 | 8.5914 | 2025-08-12 | 2025_08_12 Hr 10 | 81.1181 | -0.00031 | -1083.492 | -357.9948 | 307.5445 | 893.3963 | 145.5422 | 11.2638 | 83.7396 | 43.6591 | 136.4828 | 127.4026 | 23.1276 | 188.5348 | 253.9004 | 21.08 | 7.2612 | 46.06 | 219.5424 | 0 | 133.8899 | 0
2025_08_12 Hr 11 | 18.2848 | 0.007395 | 0.20854 | 3.8529 | 3.8556 | 3.8556 | 3.8537 | 3.8541 | 3.8556 | 78.1041 | -14.8 | 0.196 | 83 | 0 | 94.2674 | 94.2674 | 253.9004 | 21.08 | 0.01353 | 0.06 | 0.08976 | 2.013 | 0 | 0 | 0 | 0 | 0 | 0 | 0.2511 | 46.06 | 7.2612 | 219.5424 | 0 | 0 | 0 | 0 | 12.2132 | 30.1099 | 0 | 44.6106 | 0 | 0.6357 | 1.8043 | 0 | -1 | -4.2 | 4.0801 | 0 | 0 | 17.3724 | 17.3724 | 17.3724 | 17.3724 | 20.2005 | 32.7483 | 1.1136 | 0.00194 | 0 | 0 | 0 | 0 | 0 | 0 | 0 | 0 | 0 | 0 | 0 | 0 | 0 | 0 | 0 | 0 | 0.3016 | 0 | -382.0858 | 15.3909 | 0 | 66.9952 | 66.8946 | 29.3538 | 1110.375 | 34.5911 | 70.0696 | 3.721 | 0.3248 | -18.2848 | 13.166 | 3.19 | 76.892 | 1144.617 | 412.7719 | -423.1406 | 0.46673 | 1.305 | -2.77 | 17.4766 | 8.876 | 2025-08-12 | 2025_08_12 Hr 11 | 92.5023 | -0.000309 | -1144.617 | -337.4753 | 348.3741 | 893.3963 | 145.318 | 11.2638 | 83.7396 | 48.9758 | 167.7941 | 131.6042 | 23.1276 | 188.5348 | 253.9004 | 21.08 | 7.2612 | 46.06 | 219.5424 | 0 | 133.8899 | 0
2025_08_12 Hr 12 | 15.9714 | 0.00897 | 0.25295 | 3.8529 | 3.8556 | 3.8556 | 3.8537 | 3.8541 | 3.8556 | 90.7261 | -14.8 | 0.196 | 84 | 0 | 94.2674 | 94.2674 | 253.9004 | 21.08 | 0.01353 | 0.06 | 0.08976 | 2.013 | 0 | 0 | 0 | 0 | 0 | 0 | 0.2511 | 46.06 | 7.2612 | 219.5424 | 0 | 0 | 0 | 0 | 14.7197 | 36.2895 | 0 | 38.8288 | 0 | 0.6357 | 1.8043 | 0 | -1 | -4.2 | 4.0801 | 0 | 0 | 24.836 | 24.836 | 24.836 | 24.836 | 28.8791 | 31.8006 | 1.1136 | 0.00194 | 0 | 0 | 0 | 0 | 0 | 0 | 0 | 0 | 0 | 0 | 0 | 0 | 0 | 0 | 0 | 0 | 0.3016 | 0 | -365.7571 | 15.3909 | 0 | 66.9952 | 66.8946 | 20.6778 | 1170.26 | 36.4035 | 73.7409 | 3.721 | 0.3248 | -15.9714 | 13.166 | 3.19 | 76.892 | 1213.292 | 408.7009 | -404.4985 | 0.46673 | 1.305 | -2.77 | 18.3923 | 9.3411 | 2025-08-12 | 2025_08_12 Hr 12 | 99.0608 | -0.00028 | -1213.292 | -326.9283 | 415.0799 | 893.3963 | 136.7403 | 11.2638 | 83.7396 | 57.662 | 218.9493 | 138.4687 | 23.1276 | 188.5348 | 253.9004 | 21.08 | 7.2612 | 46.06 | 219.5424 | 0 | 133.8899 | 0
2025_08_12 Hr 13 | 12.9499 | 0.010155 | 0.28637 | 3.8529 | 3.8556 | 3.8556 | 3.8537 | 3.8541 | 3.8556 | 99.7804 | -14.8 | 0.196 | 84 | 0 | 94.2674 | 94.2674 | 253.9004 | 21.08 | 0.01353 | 0.06 | 0.08976 | 2.013 | 0 | 0 | 0 | 0 | 0 | 0 | 0.2511 | 46.06 | 7.2612 | 219.5424 | 0 | 0 | 0 | 0 | 16.5178 | 40.7225 | 0 | 36.1149 | 0 | 0.6357 | 1.8043 | 0 | -1 | -4.2 | 4.0801 | 0 | 0 | 30.1901 | 30.1901 | 30.1901 | 30.1901 | 35.1047 | 27.7992 | 1.1136 | 0.00194 | 0 | 0 | 0 | 0 | 0 | 0 | 0 | 0 | 0 | 0 | 0 | 0 | 0 | 0 | 0 | 0 | 0.3016 | 0 | -317.3622 | 15.3909 | 0 | 66.9952 | 66.8946 | 16.629 | 1213.221 | 37.7036 | 76.3745 | 3.721 | 0.3248 | -12.9499 | 13.166 | 3.19 | 76.892 | 1298.808 | 402.5546 | -353.0821 | 0.46673 | 1.305 | -2.77 | 19.0491 | 9.6747 | 2025-08-12 | 2025_08_12 Hr 13 | 114.706 | 0.000352 | -1298.808 | -281.2473 | 462.9312 | 893.3963 | 128.7247 | 11.2638 | 83.7396 | 63.893 | 255.6453 | 143.3929 | 23.1276 | 188.5348 | 253.9004 | 21.08 | 7.2612 | 46.06 | 219.5424 | 0 | 133.8899 | 0
2025_08_12 Hr 14 | 14.1688 | 0.010875 | 0.30667 | 3.8529 | 3.8556 | 3.8556 | 3.8537 | 3.8541 | 3.8556 | 105.5131 | -14.8 | 0.196 | 86 | 0 | 94.2674 | 94.2674 | 253.9004 | 21.08 | 0.01353 | 0.06 | 0.08976 | 2.013 | 0 | 0 | 0 | 0 | 0 | 0 | 0.2511 | 46.06 | 7.2612 | 219.5424 | 0 | 0 | 0 | 0 | 17.6563 | 43.5292 | 0 | 33.1639 | 0 | 0.6357 | 1.8043 | 0 | -1 | -4.2 | 4.0801 | 0 | 0 | 33.58 | 33.58 | 33.58 | 33.58 | 39.0465 | 30.7476 | 1.1136 | 0.00194 | 0 | 0 | 0 | 0 | 0 | 0 | 0 | 0 | 0 | 0 | 0 | 0 | 0 | 0 | 0 | 0 | 0.3016 | 0 | -289.4778 | 15.3909 | 0 | 66.9952 | 66.8946 | 16.629 | 1240.421 | 38.5268 | 78.042 | 3.721 | 0.3248 | -14.1688 | 13.166 | 3.19 | 76.892 | 1359.008 | 411.8404 | -326.4166 | 0.46673 | 1.305 | -2.77 | 19.465 | 9.8859 | 2025-08-12 | 2025_08_12 Hr 14 | 121.6977 | 0.000352 | -1359.008 | -256.3139 | 493.2284 | 893.3963 | 133.6942 | 11.2638 | 83.7396 | 67.8382 | 278.8795 | 146.5107 | 23.1276 | 188.5348 | 253.9004 | 21.08 | 7.2612 | 46.06 | 219.5424 | 0 | 133.8899 | 0
2025_08_12 Hr 15 | 14.736 | 0.010995 | 0.31006 | 3.8529 | 3.8556 | 3.8556 | 3.8537 | 3.8541 | 3.8556 | 113.3864 | -14.8 | 0.196 | 86 | 0 | 94.2674 | 94.2674 | 253.9004 | 21.08 | 0.01353 | 0.06 | 0.08976 | 2.013 | 0 | 0 | 0 | 0 | 0 | 0 | 0.2511 | 46.06 | 7.2612 | 219.5424 | 0 | 0 | 0 | 0 | 19.2198 | 47.3839 | 0 | 20.7439 | 0 | 0.6357 | 1.8043 | 0 | -1 | -4.2 | 4.0801 | 0 | 0 | 38.2357 | 38.2357 | 38.2357 | 38.2357 | 44.4601 | 30.7476 | 1.1136 | 0.00194 | 0 | 0 | 0 | 0 | 0 | 0 | 0 | 0 | 0 | 0 | 0 | 0 | 0 | 0 | 0 | 0 | 0.3016 | 0 | -250.4014 | 15.3909 | 0 | 66.9952 | 66.8946 | 18.9426 | 1277.752 | 39.6574 | 80.3321 | 3.721 | 0.3248 | -14.736 | 13.166 | 3.19 | 76.892 | 1429.592 | 419.0032 | -287.9073 | 0.46673 | 1.305 | -2.77 | 20.0362 | 10.176 | 2025-08-12 | 2025_08_12 Hr 15 | 146.8034 | -0.000337 | -1429.592 | -229.6575 | 534.8382 | 893.3963 | 136.0113 | 11.2638 | 83.7396 | 73.2565 | 310.7891 | 150.7926 | 23.1276 | 188.5348 | 253.9004 | 21.08 | 7.2612 | 46.06 | 219.5424 | 0 | 133.8899 | 0
2025_08_12 Hr 16 | 17.2749 | 0.010485 | 0.29568 | 3.8529 | 3.8556 | 3.8556 | 3.8537 | 3.8541 | 3.8556 | 118.6025 | -14.8 | 0.196 | 69 | 0 | 94.2674 | 94.2674 | 253.9004 | 21.08 | 0.01353 | 0.06 | 0.08976 | 2.013 | 0 | 0 | 0 | 0 | 0 | 0 | 0.2511 | 46.06 | 7.2612 | 219.5424 | 0 | 0 | 0 | 0 | 20.2557 | 49.9377 | 0 | 20.1718 | 0 | 0.6357 | 1.8043 | 0 | -1 | -4.2 | 4.0801 | 0 | 0 | 41.3201 | 41.3201 | 41.3201 | 41.3201 | 48.0466 | 28.8522 | 1.1136 | 0.00194 | 0 | 0 | 0 | 0 | 0 | 0 | 0 | 0 | 0 | 0 | 0 | 0 | 0 | 0 | 0 | 0 | 0.3016 | 0 | -203.1622 | 15.3909 | 0 | 66.9952 | 66.8946 | 15.3276 | 1302.467 | 40.4064 | 81.8493 | 3.721 | 0.3248 | -17.2749 | 13.166 | 3.19 | 76.892 | 1481.3 | 401.8679 | -243.2071 | 0.46673 | 1.305 | -2.77 | 20.4146 | 10.3682 | 2025-08-12 | 2025_08_12 Hr 16 | 186.2853 | 6.1e-05 | -1481.3 | -182.9904 | 562.4047 | 893.3963 | 113.486 | 11.2638 | 83.7396 | 76.8461 | 331.9293 | 153.6294 | 23.1276 | 188.5348 | 253.9004 | 21.08 | 7.2612 | 46.06 | 219.5424 | 0 | 133.8899 | 0
2025_08_12 Hr 17 | 17.1919 | 0.009375 | 0.26438 | 3.8529 | 3.8556 | 3.8556 | 3.8537 | 3.8541 | 3.8556 | 133.0451 | -14.8 | 0.196 | 83 | 0 | 94.2674 | 94.2674 | 253.9004 | 21.08 | 0.01353 | 0.06 | 0.08976 | 2.013 | 0 | 0 | 0 | 0 | 0 | 0 | 0.2511 | 46.06 | 7.2612 | 219.5424 | 0 | 0 | 0 | 0 | 23.1238 | 57.0087 | 0 | 10.5534 | -0.69902 | 0.6357 | 1.8043 | 0 | -1 | -4.2 | 4.0801 | 0 | 0 | 49.8603 | 49.8603 | 49.8603 | 49.8603 | 57.9771 | 27.7992 | 1.1136 | 0.00194 | 0 | 0 | 0 | 0 | 0 | 0 | 0 | 0 | 0 | 0 | 0 | 0 | 0 | 0 | 0 | 0 | 0.3016 | 0 | -264.4644 | 15.3909 | 0 | 66.9952 | 66.8946 | 14.6046 | 1370.909 | 42.4802 | 86.0502 | 3.721 | 0.3248 | -17.1919 | 13.166 | 3.19 | 76.892 | 1498.2 | 421.8625 | -304.4263 | 0.46673 | 1.305 | -2.77 | 21.4624 | 10.9003 | 2025-08-12 | 2025_08_12 Hr 17 | 197.9181 | 1.41e-05 | -1498.2 | -254.61 | 638.7327 | 893.3963 | 125.6775 | 11.2638 | 83.7396 | 86.7853 | 390.4635 | 161.484 | 23.1276 | 188.5348 | 253.9004 | 21.08 | 7.2612 | 46.06 | 219.5424 | 0 | 133.8899 | 0
2025_08_12 Hr 18 | 17.5982 | 0.00765 | 0.21573 | 3.8529 | 3.8556 | 3.8556 | 3.8537 | 3.8541 | 3.8556 | 135.5793 | -14.8 | 0.196 | 78 | 0 | 94.2674 | 94.2674 | 253.9004 | 21.08 | 0.01353 | 0.06 | 0.08976 | 2.013 | 0 | 0 | 0 | 0 | 0 | 0 | 0.2511 | 46.06 | 7.2612 | 219.5424 | 0 | 0 | 0 | 0 | 23.6271 | 58.2495 | 0 | 9.3729 | -0.065885 | 0.6357 | 1.8043 | 0 | -1 | -4.2 | 4.0801 | 0 | 0 | 51.3589 | 51.3589 | 51.3589 | 51.3589 | 59.7196 | 26.8515 | 1.1136 | 0.00194 | 0 | 0 | 0 | 0 | 0 | 0 | 0 | 0 | 0 | 0 | 0 | 0 | 0 | 0 | 0 | 0 | 0.3016 | 0 | -254.7376 | 15.3909 | 0 | 66.9952 | 66.8946 | 15.0384 | 1382.876 | 42.8441 | 86.7873 | 3.721 | 0.3248 | -17.5982 | 13.166 | 3.19 | 76.892 | 1515.208 | 418.1315 | -295.1058 | 0.46673 | 1.305 | -2.77 | 21.6463 | 10.9937 | 2025-08-12 | 2025_08_12 Hr 18 | 200.7591 | 0.00032229 | -1515.208 | -245.4306 | 652.1259 | 893.3963 | 120.1133 | 11.2638 | 83.7396 | 88.5293 | 400.7343 | 162.8622 | 23.1276 | 188.5348 | 253.9004 | 21.08 | 7.2612 | 46.06 | 219.5424 | 0 | 133.8899 | 0
2025_08_12 Hr 19 | 9.8505 | 0.0045 | 0.1269 | 3.8529 | 3.8556 | 3.8556 | 3.8537 | 3.8541 | 3.8556 | 129.1823 | -14.8 | 0.196 | 70 | 0 | 94.2674 | 94.2674 | 253.9004 | 21.08 | 0.01353 | 0.06 | 0.08976 | 2.013 | 0 | 0 | 0 | 0 | 0 | 0 | 0.2511 | 46.06 | 7.2612 | 219.5424 | 0 | 0 | 0 | 0 | 22.3567 | 55.1175 | 0 | 28.5174 | 0 | 0.6357 | 1.8043 | 0 | -1 | -4.2 | 4.0801 | 0 | 0 | 47.5761 | 47.5761 | 47.5761 | 47.5761 | 55.3211 | 19.9017 | 1.1136 | 0.00194 | 0 | 0 | 0 | 0 | 0 | 0 | 0 | 0 | 0 | 0 | 0 | 0 | 0 | 0 | 0 | 0 | 0.3016 | 0 | -246.2285 | 15.3909 | 0 | 66.9952 | 66.8946 | 17.352 | 1352.458 | 41.9255 | 84.9266 | 3.721 | 0.3248 | -9.8505 | 13.166 | 3.19 | 76.892 | 1496.392 | 394.2653 | -278.849 | 0.46673 | 1.305 | -2.77 | 21.1822 | 10.758 | 2025-08-12 | 2025_08_12 Hr 19 | 189.113 | -0.000271 | -1496.392 | -217.7111 | 618.318 | 893.3963 | 107.3851 | 11.2638 | 83.7396 | 84.1269 | 374.8078 | 159.3832 | 23.1276 | 188.5348 | 253.9004 | 21.08 | 7.2612 | 46.06 | 219.5424 | 0 | 133.8899 | 0
2025_08_12 Hr 20 | 1.5522 | 0.002175 | 0.061335 | 3.8529 | 3.8556 | 3.8556 | 3.8537 | 3.8541 | 3.8556 | 123.3019 | -14.8 | 0.196 | 66 | 0 | 94.2674 | 94.2674 | 253.9004 | 21.08 | 0.01353 | 0.06 | 0.08976 | 2.013 | 0 | 0 | 0 | 0 | 0 | 0 | 0.2511 | 46.06 | 7.2612 | 219.5424 | 0 | 0 | 0 | 0 | 21.1889 | 52.2385 | 0 | 21.4287 | 0 | 0.6357 | 1.8043 | 0 | -1 | -4.2 | 4.0801 | 0 | 0 | 44.0989 | 44.0989 | 44.0989 | 44.0989 | 51.2778 | 16.848 | 1.1136 | 0.00194 | 0 | 0 | 0 | 0 | 0 | 0 | 0 | 0 | 0 | 0 | 0 | 0 | 0 | 0 | 0 | 0 | 0.3016 | 0 | -299.6302 | 15.3909 | 0 | 66.9952 | 66.8946 | 33.258 | 1324.513 | 41.0811 | 83.2162 | 3.721 | 0.3248 | -1.5522 | 13.166 | 3.19 | 76.892 | 1413.608 | 391.6189 | -323.9524 | 0.46673 | 1.305 | -2.77 | 20.7556 | 10.5413 | 2025-08-12 | 2025_08_12 Hr 20 | 156.8041 | 0.000379 | -1413.608 | -278.2015 | 587.2406 | 893.3963 | 116.1695 | 11.2638 | 83.7396 | 80.0801 | 350.9753 | 156.1851 | 23.1276 | 188.5348 | 253.9004 | 21.08 | 7.2612 | 46.06 | 219.5424 | 0 | 133.8899 | 0
2025_08_12 Hr 21 | 0 | 0.001095 | 0.030879 | 3.8529 | 3.8556 | 3.8556 | 3.8537 | 3.8541 | 3.8556 | 112.7221 | -14.8 | 0.196 | 62 | 0 | 94.2674 | 94.2674 | 253.9004 | 21.08 | 0.01353 | 0.06 | 0.08976 | 2.013 | 0 | 0 | 0 | 0 | 0 | 0 | 0.2511 | 46.06 | 7.2612 | 219.5424 | 0 | 0 | 0 | 0 | 19.0879 | 47.0587 | 0 | 14.9164 | -0.11437 | 0.6357 | 1.8043 | 0 | -1 | -4.2 | 4.0801 | 0 | 0 | 37.8428 | 37.8428 | 37.8428 | 37.8428 | 44.0033 | 28.8522 | 1.1136 | 0.00194 | 0 | 0 | 0 | 0 | 0 | 0 | 0 | 0 | 0 | 0 | 0 | 0 | 0 | 0 | 0 | 0 | 0.3016 | 0 | -340.7584 | 15.3909 | 0 | 66.9952 | 66.8946 | 36.7284 | 1274.323 | 39.562 | 80.1389 | 3.721 | 0.3248 | 0 | 13.166 | 3.19 | 76.892 | 1321.383 | 395.7864 | -363.5284 | 0.46673 | 1.305 | -2.77 | 19.988 | 10.1515 | 2025-08-12 | 2025_08_12 Hr 21 | 119.7299 | 0.0003647 | -1321.383 | -325.9563 | 531.3274 | 893.3963 | 127.6126 | 11.2638 | 83.7396 | 72.7993 | 308.0968 | 150.4313 | 23.1276 | 188.5348 | 253.9004 | 21.08 | 7.2612 | 46.06 | 219.5424 | 0 | 133.8899 | 0
2025_08_12 Hr 22 | 0 | 0.000255 | 0.007191 | 3.8529 | 3.8556 | 3.8556 | 3.8537 | 3.8541 | 3.8556 | 93.4079 | -14.8 | 0.196 | 69 | 0 | 94.2674 | 94.2674 | 253.9004 | 21.08 | 0.01353 | 0.06 | 0.08976 | 2.013 | 0 | 0 | 0 | 0 | 0 | 0 | 0.2511 | 46.06 | 7.2612 | 219.5424 | 0 | 0 | 0 | 0 | 15.2523 | 37.6025 | 0 | 46.8738 | 0 | 0.6357 | 1.8043 | 0 | -1 | -4.2 | 4.0801 | 0 | 0 | 26.4219 | 26.4219 | 26.4219 | 26.4219 | 30.7231 | 43.6995 | 1.1136 | 0.00194 | 0 | 0 | 0 | 0 | 0 | 0 | 0 | 0 | 0 | 0 | 0 | 0 | 0 | 0 | 0 | 0 | 0.3016 | 0 | -375.8617 | 15.3909 | 0 | 66.9952 | 66.8946 | 26.028 | 1182.729 | 36.7886 | 74.521 | 3.721 | 0.3248 | 0 | 13.166 | 3.19 | 76.892 | 1227.4 | 396.4284 | -398.6317 | 0.46673 | 1.305 | -2.77 | 18.5868 | 9.4399 | 2025-08-12 | 2025_08_12 Hr 22 | 107.5599 | 3.6e-05 | -1227.4 | -328.9879 | 429.2533 | 893.3963 | 138.7349 | 11.2638 | 83.7396 | 59.5076 | 229.8185 | 139.9272 | 23.1276 | 188.5348 | 253.9004 | 21.08 | 7.2612 | 46.06 | 219.5424 | 0 | 133.8899 | 0
2025_08_12 Hr 23 | 0 | 0 | 0 | 3.8529 | 3.8556 | 3.8556 | 3.8537 | 3.8541 | 3.8556 | 69.5419 | 0 | 0.196 | 61 | 0 | 94.2674 | 94.2674 | 264.6764 | 17.93 | 0.01353 | 0.06 | 0.08976 | 2.013 | 0 | 0 | 0 | 0 | 0 | 0 | 0.2511 | 46.06 | 7.2612 | 228.1622 | 0 | 0 | 0 | 0 | 10.5128 | 25.9179 | 0 | 28.962 | 0 | 0.6357 | 1.8043 | 0 | -1 | -4.2 | 4.0801 | 0 | 0 | 12.3093 | 12.3093 | 12.3093 | 12.3093 | 14.3132 | 24.8508 | 1.1136 | 0.00194 | 0 | 0 | 0 | 0 | 0 | 0 | 0 | 0 | 0 | 0 | 0 | 0 | 0 | 0 | 0 | 0 | 0.3016 | 0 | -391.2811 | 15.3909 | 0 | 69.9561 | 69.851 | 32.3904 | 1091.735 | 33.3616 | 67.5792 | 3.721 | 0.3248 | 0 | 13.166 | 3.19 | 76.892 | 1084.408 | 362.9623 | -399.2511 | 0.46673 | 1.305 | -2.77 | 16.8554 | 8.5605 | 2025-08-12 | 2025_08_12 Hr 23 | 99.2235 | 0.000377 | -1084.408 | -362.3191 | 317.9235 | 915.5594 | 118.2412 | 11.2638 | 83.7396 | 43.0834 | 133.0925 | 141.7476 | 23.1276 | 188.5348 | 264.6764 | 17.93 | 7.2612 | 46.06 | 228.1622 | 0 | 139.8071 | 0
2025_08_12 Hr 24 | 0 | 0 | 0 | 3.8529 | 3.8556 | 3.8556 | 3.8537 | 3.8541 | 3.8556 | 50.3753 | 0 | 0.196 | 52 | 0 | 94.2674 | 94.2674 | 264.9615 | 17.93 | 0.01353 | 0.06 | 0.08976 | 2.013 | 0 | 0 | 0 | 0 | 0 | 0 | 0.2511 | 45.9947 | 7.2612 | 228.3633 | 0 | 0 | 0 | 0 | 6.7065 | 16.534 | 0 | 66.1629 | 0 | 0.6357 | 1.8043 | 1.125 | -1 | -4.2 | 4.0801 | 0 | 0 | 1.5736 | 1.5736 | 1.5736 | 1.5736 | 1.8297 | 22.8501 | 1.1136 | 0.00194 | 0 | 0 | 0 | 0 | 0 | 0 | 0 | 0 | 0 | 0 | 0 | 0 | 0 | 0 | 0 | 0 | 0.3016 | 0 | -413.5917 | 15.3909 | 0 | 69.9561 | 69.851 | 24.0036 | 1004.373 | 30.6095 | 62.0042 | 3.721 | 0.3248 | 0 | 13.166 | 3.19 | 76.892 | 982.125 | 333.151 | -421.5617 | 0.46673 | 1.305 | -2.77 | 15.4649 | 7.8543 | 2025-08-12 | 2025_08_12 Hr 24 | 58.1242 | 0 | -982.125 | -347.4288 | 219.7163 | 915.9803 | 98.8537 | 11.2638 | 83.7396 | 29.8932 | 58.4993 | 131.3238 | 23.1276 | 188.5348 | 264.9615 | 17.93 | 7.2612 | 45.9947 | 228.3633 | 0 | 139.8071 | 0
2025_08_13 Hr 01 | 0 | 0 | 0 | 3.8529 | 3.8556 | 3.8556 | 3.8537 | 3.8541 | 3.8556 | 36.6934 | 0 | 0.196 | 49 | 0 | 94.2674 | 94.2674 | 264.9615 | 0 | 0.01353 | 0.06 | 0.08976 | 2.013 | 0 | 0 | 0 | 0 | 0 | 0 | 0.2511 | 46.06 | 7.2612 | 228.3633 | 0 | 0 | 0 | 0 | 2.8623 | 7.0555 | 0 | 106.5573 | 0 | 0.6357 | 1.4054 | 2.7 | -1 | -4.2 | 3.8194 | 0 | 0 | 0 | 0 | 0 | 0 | 0 | 46.6479 | 1.1136 | 0.00194 | 0 | 0 | 0 | 0 | 0 | 0 | 0 | 0 | 0 | 0 | 0 | 0 | 0 | 0 | 0 | 0 | 0.001698 | 0 | -505.8698 | 16.1223 | 0 | 69.9561 | 69.851 | 40.3434 | 950.1871 | 29.2011 | 59.0719 | 3.721 | 0.3248 | 0 | 13.166 | 3.19 | 76.892 | 908.4083 | 365.5037 | -513.8398 | 0.23378 | 1.305 | -2.77 | 14.6672 | 7.4765 | 2025-08-13 | 2025_08_13 Hr 01 | 59.7808 | 1.5e-05 | -908.4083 | -399.3125 | 178.6105 | 898.1156 | 135.9913 | 11.2638 | 83.7396 | 15.3781 | 36.6934 | 126.539 | 23.1276 | 188.5348 | 264.9615 | 0 | 7.2612 | 46.06 | 228.3633 | 0 | 139.8071 | 0
2025_08_13 Hr 02 | 0 | 0 | 0 | 3.8529 | 3.8556 | 3.8556 | 3.8537 | 3.8541 | 3.8556 | 36.6934 | 0 | 0.196 | 46 | 0 | 94.2674 | 94.2674 | 264.9615 | 0 | 0.01353 | 0.06 | 0.08976 | 2.013 | 0 | 0 | 0 | 0 | 0 | 0 | 0.2511 | 46.06 | 7.2612 | 228.3633 | 0 | 0 | 0 | 0 | 0.99934 | 2.4634 | 0 | 49.2504 | 0 | 0.6357 | 1.4054 | 2.7 | -1 | -4.2 | 3.8194 | 0 | 0 | 0 | 0 | 0 | 0 | 0 | 38.7504 | 1.1136 | 0.00194 | 0 | 0 | 0 | 0 | 0 | 0 | 0 | 0 | 0 | 0 | 0 | 0 | 0 | 0 | 0 | 0 | 0.001698 | 0 | -521.2711 | 16.1223 | 0 | 69.9561 | 69.851 | 90.6642 | 943.7319 | 27.7814 | 56.1999 | 3.721 | 0.3248 | 0 | 13.166 | 3.19 | 76.892 | 863.3 | 399.5587 | -529.2411 | 0.23378 | 1.305 | -2.77 | 13.9541 | 7.113 | 2025-08-13 | 2025_08_13 Hr 02 | 59.8866 | 1.88e-05 | -863.3 | -472.0207 | 166.7871 | 898.1156 | 175.4146 | 11.2638 | 83.7396 | 8.923 | 36.6934 | 121.1707 | 23.1276 | 188.5348 | 264.9615 | 0 | 7.2612 | 46.06 | 228.3633 | 0 | 139.8071 | 0
2025_08_13 Hr 03 | 0 | 0 | 0 | 3.8529 | 3.8556 | 3.8556 | 3.8537 | 3.8541 | 3.8556 | 36.6934 | 0 | 0.196 | 38 | 0 | 94.2674 | 94.2674 | 264.9615 | 0 | 0.01353 | 0.06 | 0.08976 | 2.013 | 0 | 0 | 0 | 0 | 0 | 0 | 0.2511 | 46.06 | 7.2612 | 228.3633 | 0 | 0 | 0 | 0 | 0.27357 | 0.67436 | 0 | 63.3145 | 0 | 0.6357 | 1.4054 | 2.7 | -1 | -4.2 | 3.8194 | 0 | 0 | 0 | 0 | 0 | 0 | 0 | 22.8501 | 1.1136 | 0.00194 | 0 | 0 | 0 | 0 | 0 | 0 | 0 | 0 | 0 | 0 | 0 | 0 | 0 | 0 | 0 | 0 | 0.001698 | 0 | -542.6971 | 16.1223 | 0 | 69.9561 | 69.851 | 87.0492 | 941.2172 | 27.2283 | 55.081 | 3.721 | 0.3248 | 0 | 13.166 | 3.19 | 76.892 | 823.8167 | 369.9521 | -550.6671 | 0.23378 | 1.305 | -2.77 | 13.6763 | 6.9714 | 2025-08-13 | 2025_08_13 Hr 03 | 60.5563 | -2.2e-05 | -823.8167 | -479.3826 | 162.1809 | 898.1156 | 147.8993 | 11.2638 | 83.7396 | 6.4082 | 36.6934 | 119.0793 | 23.1276 | 188.5348 | 264.9615 | 0 | 7.2612 | 46.06 | 228.3633 | 0 | 139.8071 | 0
2025_08_13 Hr 04 | 0 | 0 | 0 | 3.8529 | 3.8556 | 3.8556 | 3.8537 | 3.8541 | 3.8556 | 36.6934 | 0 | 0.196 | 31 | 0 | 94.2674 | 94.2674 | 264.9615 | 0 | 0.01353 | 0.06 | 0.08976 | 2.013 | 0 | 0 | 0 | 0 | 0 | 0 | 0.2511 | 46.06 | 7.2612 | 228.3633 | 0 | 0 | 0 | 0 | 0 | 0 | 0 | 48.3898 | 0 | 0.6357 | 1.4054 | 3.1 | -1 | -4.2 | 3.8194 | 0 | 0 | 0 | 0 | 0 | 0 | 0 | 27.7992 | 1.1136 | 0.00194 | 0 | 0 | 0 | 0 | 0 | 0 | 0 | 0 | 0 | 0 | 0 | 0 | 0 | 0 | 0 | 0 | 0.001698 | 0 | -557.4551 | 16.1223 | 0 | 69.9561 | 69.851 | 99.051 | 940.2693 | 26.8196 | 54.2544 | 3.721 | 0.3248 | 0 | 13.166 | 3.19 | 76.892 | 801.5917 | 378.3577 | -565.4251 | 0.23378 | 1.305 | -2.77 | 13.471 | 6.8668 | 2025-08-13 | 2025_08_13 Hr 04 | 61.3229 | -2.7e-05 | -801.5917 | -509.0653 | 159.6878 | 898.1156 | 157.8502 | 11.2638 | 83.7396 | 5.4603 | 36.6934 | 117.5341 | 23.1276 | 188.5348 | 264.9615 | 0 | 7.2612 | 46.06 | 228.3633 | 0 | 139.8071 | 0
2025_08_13 Hr 05 | 0 | 0 | 0 | 3.8529 | 3.8556 | 3.8556 | 3.8537 | 3.8541 | 3.8556 | 36.6934 | 0 | 0.196 | 28 | 0 | 94.2674 | 94.2674 | 264.9615 | 0 | 0.01353 | 0.06 | 0.08976 | 2.013 | 0 | 0 | 0 | 0 | 0 | 0 | 0.2511 | 46.06 | 7.2612 | 228.3633 | 0 | 0 | 0 | 0 | 0.54213 | 1.3363 | 0 | 56.376 | 0 | 0.6357 | 1.4054 | 2.7667 | -1 | -4.2 | 3.8194 | 0 | 0 | 0 | 0 | 0 | 0 | 0 | 39.6981 | 1.1136 | 0.00194 | 0 | 0 | 0 | 0 | 0 | 0 | 0 | 0 | 0 | 0 | 0 | 0 | 0 | 0 | 0 | 0 | 0.001698 | 0 | -556.373 | 16.1223 | 0 | 69.9561 | 69.851 | 97.3158 | 942.1477 | 27.4185 | 55.4659 | 3.721 | 0.3248 | 0 | 13.166 | 3.19 | 76.892 | 821.9667 | 387.786 | -564.343 | 0.23378 | 1.305 | -2.77 | 13.7718 | 7.0201 | 2025-08-13 | 2025_08_13 Hr 05 | 62.962 | -3.28e-05 | -821.9667 | -499.997 | 163.8308 | 898.1156 | 165.0139 | 11.2638 | 83.7396 | 7.3387 | 36.6934 | 119.7986 | 23.1276 | 188.5348 | 264.9615 | 0 | 7.2612 | 46.06 | 228.3633 | 0 | 139.8071 | 0
2025_08_13 Hr 06 | 0 | 0 | 0 | 3.8529 | 3.8556 | 3.8556 | 3.8537 | 3.8541 | 3.8556 | 36.9273 | 0 | 0.196 | 23 | 0 | 94.2674 | 94.2674 | 264.9615 | 0 | 0.01353 | 0.06 | 0.08976 | 2.013 | 0 | 0 | 0 | 0 | 0 | 0 | 0.2511 | 46.06 | 7.2612 | 228.3633 | 0 | 0 | 0 | 0 | 2.6727 | 6.5883 | 0 | 60.2921 | 0 | 0.6357 | 1.4054 | 2.7 | -1 | -4.2 | 3.8194 | 0 | 0 | 0 | 0 | 0 | 0 | 0 | 48.6486 | 1.1136 | 0.00194 | 0 | 0 | 0 | 0 | 0 | 0 | 0 | 0 | 0 | 0 | 0 | 0 | 0 | 0 | 0 | 0 | 0.001698 | 0 | -530.007 | 16.1223 | 0 | 69.9561 | 69.851 | 100.9308 | 949.7642 | 29.0567 | 58.7797 | 3.721 | 0.3248 | 0 | 13.166 | 3.19 | 76.892 | 873.625 | 401.5457 | -537.977 | 0.23378 | 1.305 | -2.77 | 14.5946 | 7.4395 | 2025-08-13 | 2025_08_13 Hr 06 | 66.055 | 2.1e-05 | -873.625 | -469.7149 | 177.6415 | 898.1156 | 172.5794 | 11.2638 | 83.7396 | 14.7214 | 36.9273 | 125.9929 | 23.1276 | 188.5348 | 264.9615 | 0 | 7.2612 | 46.06 | 228.3633 | 0 | 139.8071 | 0
2025_08_13 Hr 07 | 3.1011 | 6e-05 | 0.001692 | 3.8529 | 3.8556 | 3.8556 | 3.8537 | 3.8541 | 3.8556 | 47.7487 | -14.8 | 0.196 | 12 | 0 | 94.2674 | 94.2674 | 253.9004 | 0 | 0.01353 | 0.06 | 0.08976 | 2.013 | 0 | 0 | 0 | 0 | 0 | 0 | 0.2511 | 46.06 | 7.2612 | 219.5424 | 0 | 0 | 0 | 0 | 5.6082 | 13.8241 | 0 | 61.6206 | 0 | 0.6357 | 1.4054 | 2.025 | -1 | -4.2 | 3.8194 | 0 | 0 | 0.26077 | 0.26077 | 0.26077 | 0.26077 | 0.30323 | 48.6486 | 1.1136 | 0.00194 | 0 | 0 | 0 | 0 | 0 | 0 | 0 | 0 | 0 | 0 | 0 | 0 | 0 | 0 | 0 | 0 | 0.001698 | 0 | -466.5614 | 16.1223 | 0 | 66.9952 | 66.8946 | 104.2566 | 946.3055 | 31.2937 | 63.3051 | 3.721 | 0.3248 | -3.1011 | 13.166 | 3.19 | 76.892 | 920.925 | 405.4314 | -492.4325 | 0.23378 | 1.305 | -2.77 | 15.7183 | 8.0123 | 2025-08-13 | 2025_08_13 Hr 07 | 77.1991 | 5.96e-05 | -920.925 | -404.9408 | 193.6392 | 872.3163 | 164.907 | 11.2638 | 83.7396 | 24.8926 | 49.095 | 119.6516 | 23.1276 | 188.5348 | 253.9004 | 0 | 7.2612 | 46.06 | 219.5424 | 0 | 133.8899 | 0
2025_08_13 Hr 08 | 15.1704 | 0.0006 | 0.01692 | 3.8529 | 3.8556 | 3.8556 | 3.8537 | 3.8541 | 3.8556 | 63.8704 | -14.8 | 0.196 | 6 | 0 | 94.2674 | 94.2674 | 253.9004 | 0 | 0.01353 | 0.06 | 0.08976 | 2.013 | 0 | 0 | 0 | 0 | 0 | 0 | 0.2511 | 46.06 | 7.2612 | 219.5424 | 0 | 0 | 0 | 0 | 8.636 | 21.2878 | 0 | 55.9627 | 0 | 0.6357 | 1.4054 | 0 | -1 | -4.2 | 3.8194 | 0 | 0 | 6.9607 | 6.9607 | 6.9607 | 6.9607 | 8.0938 | 42.7518 | 1.1136 | 0.00194 | 0 | 0 | 0 | 0 | 0 | 0 | 0 | 0 | 0 | 0 | 0 | 0 | 0 | 0 | 0 | 0 | 0.001698 | 0 | -428.3837 | 16.1223 | 0 | 66.9952 | 66.8946 | 90.6642 | 1007.524 | 33.6011 | 67.9729 | 3.721 | 0.3248 | -15.1704 | 13.166 | 3.19 | 76.892 | 997.9 | 400.7372 | -466.3241 | 0.23378 | 1.305 | -2.77 | 16.8773 | 8.6031 | 2025-08-13 | 2025_08_13 Hr 08 | 72.7966 | 3.3e-05 | -997.9 | -372.421 | 263.5677 | 872.3163 | 139.4335 | 11.2638 | 83.7396 | 35.3841 | 99.8068 | 128.3768 | 23.1276 | 188.5348 | 253.9004 | 0 | 7.2612 | 46.06 | 219.5424 | 0 | 133.8899 | 0
2025_08_13 Hr 09 | 17.4822 | 0.00189 | 0.053298 | 3.8529 | 3.8556 | 3.8556 | 3.8537 | 3.8541 | 3.8556 | 70.9345 | -14.8 | 0.196 | 5 | 0 | 94.2674 | 94.2674 | 253.9004 | 21.08 | 0.01353 | 0.06 | 0.08976 | 2.013 | 0 | 0 | 0 | 0 | 0 | 0 | 0.2511 | 46.06 | 7.2612 | 219.5424 | 0 | 0 | 0 | 0 | 9.9627 | 24.5582 | 0 | 44.2515 | 0 | 0.6357 | 1.4054 | 0 | -1 | -4.2 | 3.8194 | 0 | 0 | 11.1532 | 11.1532 | 11.1532 | 11.1532 | 12.9688 | 32.7483 | 1.1136 | 0.00194 | 0 | 0 | 0 | 0 | 0 | 0 | 0 | 0 | 0 | 0 | 0 | 0 | 0 | 0 | 0 | 0 | 0.001698 | 0 | -379.7076 | 16.1223 | 0 | 66.9952 | 66.8946 | 75.0474 | 1061.947 | 34.6122 | 70.0183 | 3.721 | 0.3248 | -17.4822 | 13.166 | 3.19 | 76.892 | 1066.492 | 380.253 | -419.9597 | 0.23378 | 1.305 | -2.77 | 17.3851 | 8.8619 | 2025-08-13 | 2025_08_13 Hr 09 | 86.2762 | -0.000294 | -1066.492 | -335.4561 | 300.6971 | 893.3963 | 112.8509 | 11.2638 | 83.7396 | 39.9812 | 128.5161 | 132.1999 | 23.1276 | 188.5348 | 253.9004 | 21.08 | 7.2612 | 46.06 | 219.5424 | 0 | 133.8899 | 0
2025_08_13 Hr 10 | 17.6447 | 0.00477 | 0.13451 | 3.8529 | 3.8556 | 3.8556 | 3.8537 | 3.8541 | 3.8556 | 84.718 | -14.8 | 0.196 | 5 | 0 | 94.2674 | 94.2674 | 253.9004 | 21.08 | 0.01353 | 0.06 | 0.08976 | 2.013 | 0 | 0 | 0 | 0 | 0 | 0 | 0.2511 | 46.06 | 7.2612 | 219.5424 | 0 | 0 | 0 | 0 | 12.5514 | 30.9394 | 0 | 37.681 | 0 | 0.6357 | 1.4054 | 0 | -1 | -4.2 | 3.8194 | 0 | 0 | 19.3338 | 19.3338 | 19.3338 | 19.3338 | 22.4811 | 30.7476 | 1.1136 | 0.00194 | 0 | 0 | 0 | 0 | 0 | 0 | 0 | 0 | 0 | 0 | 0 | 0 | 0 | 0 | 0 | 0 | 0.001698 | 0 | -352.5063 | 16.1223 | 0 | 66.9952 | 66.8946 | 56.394 | 1127.016 | 36.585 | 74.0091 | 3.721 | 0.3248 | -17.6447 | 13.166 | 3.19 | 76.892 | 1139 | 367.224 | -392.921 | 0.23378 | 1.305 | -2.77 | 18.376 | 9.3671 | 2025-08-13 | 2025_08_13 Hr 10 | 104.4305 | 5.3e-05 | -1139 | -314.8254 | 373.1448 | 893.3963 | 92.2809 | 11.2638 | 83.7396 | 48.9511 | 184.5342 | 139.6595 | 23.1276 | 188.5348 | 253.9004 | 21.08 | 7.2612 | 46.06 | 219.5424 | 0 | 133.8899 | 0
2025_08_13 Hr 11 | 18.2848 | 0.007425 | 0.20938 | 3.8529 | 3.8556 | 3.8556 | 3.8537 | 3.8541 | 3.8556 | 94.6371 | -14.8 | 0.196 | 5 | 0 | 94.2674 | 94.2674 | 253.9004 | 21.08 | 0.01353 | 0.06 | 0.08976 | 2.013 | 0 | 0 | 0 | 0 | 0 | 0 | 0.2511 | 46.06 | 7.2612 | 219.5424 | 0 | 0 | 0 | 0 | 14.4144 | 35.5315 | 0 | 31.1143 | 0 | 0.6357 | 1.4054 | 0 | -1 | -4.2 | 3.8194 | 0 | 0 | 25.2209 | 25.2209 | 25.2209 | 25.2209 | 29.3266 | 30.7476 | 1.1136 | 0.00194 | 0 | 0 | 0 | 0 | 0 | 0 | 0 | 0 | 0 | 0 | 0 | 0 | 0 | 0 | 0 | 0 | 0.001698 | 0 | -318.9058 | 16.1223 | 0 | 66.9952 | 66.8946 | 42.9462 | 1173.859 | 38.0047 | 76.8811 | 3.721 | 0.3248 | -18.2848 | 13.166 | 3.19 | 76.892 | 1204.8 | 359.7873 | -359.9606 | 0.23378 | 1.305 | -2.77 | 19.0891 | 9.7305 | 2025-08-13 | 2025_08_13 Hr 11 | 95.041 | 6.7e-05 | -1204.8 | -287.7915 | 425.2812 | 893.3963 | 78.9106 | 11.2638 | 83.7396 | 55.4062 | 224.8472 | 145.0278 | 23.1276 | 188.5348 | 253.9004 | 21.08 | 7.2612 | 46.06 | 219.5424 | 0 | 133.8899 | 0
2025_08_13 Hr 12 | 17.9432 | 0.00936 | 0.26395 | 3.8529 | 3.8556 | 3.8556 | 3.8537 | 3.8541 | 3.8556 | 103.7195 | -14.8 | 0.196 | 4 | 0 | 94.2674 | 94.2674 | 253.9004 | 21.08 | 0.01353 | 0.06 | 0.08976 | 2.013 | 0 | 0 | 0 | 0 | 0 | 0 | 0.2511 | 46.06 | 7.2612 | 219.5424 | 0 | 0 | 0 | 0 | 16.1201 | 39.7363 | 0 | 27.8167 | 0 | 0.6357 | 1.4054 | 0 | -1 | -4.2 | 3.8194 | 0 | 0 | 30.6113 | 30.6113 | 30.6113 | 30.6113 | 35.5945 | 30.7476 | 1.1136 | 0.00194 | 0 | 0 | 0 | 0 | 0 | 0 | 0 | 0 | 0 | 0 | 0 | 0 | 0 | 0 | 0 | 0 | 0.001698 | 0 | -259.5223 | 16.1223 | 0 | 66.9952 | 66.8946 | 30.366 | 1216.736 | 39.3047 | 79.5108 | 3.721 | 0.3248 | -17.9432 | 13.166 | 3.19 | 76.892 | 1295.1 | 350.7828 | -300.2355 | 0.23378 | 1.305 | -2.77 | 19.742 | 10.0634 | 2025-08-13 | 2025_08_13 Hr 12 | 106.6267 | 0.0001 | -1295.1 | -231.7056 | 473.019 | 893.3963 | 65.3869 | 11.2638 | 83.7396 | 61.3167 | 261.7591 | 149.9433 | 23.1276 | 188.5348 | 253.9004 | 21.08 | 7.2612 | 46.06 | 219.5424 | 0 | 133.8899 | 0
2025_08_13 Hr 13 | 17.4623 | 0.010485 | 0.29568 | 3.8529 | 3.8556 | 3.8556 | 3.8537 | 3.8541 | 3.8556 | 110.7835 | -14.8 | 0.196 | 3 | 0 | 94.2674 | 94.2674 | 253.9004 | 21.08 | 0.01353 | 0.06 | 0.08976 | 2.013 | 0 | 0 | 0 | 0 | 0 | 0 | 0.2511 | 46.06 | 7.2612 | 219.5424 | 0 | 0 | 0 | 0 | 17.4469 | 43.0066 | 0 | 28.6041 | 0 | 0.6357 | 1.4054 | 0 | -1 | -4.2 | 3.8194 | 0 | 0 | 34.8038 | 34.8038 | 34.8038 | 34.8038 | 40.4695 | 26.8515 | 1.1136 | 0.00194 | 0 | 0 | 0 | 0 | 0 | 0 | 0 | 0 | 0 | 0 | 0 | 0 | 0 | 0 | 0 | 0 | 0.001698 | 0 | -182.2999 | 16.1223 | 0 | 66.9952 | 66.8946 | 21.69 | 1250.074 | 40.3158 | 81.5561 | 3.721 | 0.3248 | -17.4623 | 13.166 | 3.19 | 76.892 | 1396.7 | 340.554 | -222.5322 | 0.23378 | 1.305 | -2.77 | 20.2499 | 10.3223 | 2025-08-13 | 2025_08_13 Hr 13 | 128.2058 | 5e-05 | -1396.7 | -153.6958 | 510.1484 | 893.3963 | 51.8477 | 11.2638 | 83.7396 | 65.9137 | 290.4683 | 153.7663 | 23.1276 | 188.5348 | 253.9004 | 21.08 | 7.2612 | 46.06 | 219.5424 | 0 | 133.8899 | 0
2025_08_13 Hr 14 | 17.0808 | 0.011145 | 0.31429 | 3.8529 | 3.8556 | 3.8556 | 3.8537 | 3.8541 | 3.8556 | 121.0227 | -14.8 | 0.196 | 2 | 0 | 94.2674 | 94.2674 | 253.9004 | 21.08 | 0.01353 | 0.06 | 0.08976 | 2.013 | 0 | 0 | 0 | 0 | 0 | 0 | 0.2511 | 46.06 | 7.2612 | 219.5424 | 0 | 0 | 0 | 0 | 19.3699 | 47.7469 | 0 | 20.1204 | 0 | 0.6357 | 1.4054 | 0 | -1 | -4.2 | 3.8194 | 0 | 0 | 40.8808 | 40.8808 | 40.8808 | 40.8808 | 47.5358 | 26.8515 | 1.1136 | 0.00194 | 0 | 0 | 0 | 0 | 0 | 0 | 0 | 0 | 0 | 0 | 0 | 0 | 0 | 0 | 0 | 0 | 0.001698 | 0 | -147.8101 | 16.1223 | 0 | 66.9952 | 66.8946 | 19.9548 | 1298.369 | 41.7813 | 84.5208 | 3.721 | 0.3248 | -17.0808 | 13.166 | 3.19 | 76.892 | 1473.808 | 342.9795 | -187.6609 | 0.23378 | 1.305 | -2.77 | 20.986 | 10.6975 | 2025-08-13 | 2025_08_13 Hr 14 | 137.8774 | 0.000442 | -1473.808 | -127.6897 | 563.9667 | 893.3963 | 49.1317 | 11.2638 | 83.7396 | 72.5771 | 332.0818 | 159.3078 | 23.1276 | 188.5348 | 253.9004 | 21.08 | 7.2612 | 46.06 | 219.5424 | 0 | 133.8899 | 0
2025_08_13 Hr 15 | 17.046 | 0.011295 | 0.31852 | 3.8529 | 3.8556 | 3.8556 | 3.8537 | 3.8541 | 3.8556 | 124.7393 | -14.8 | 0.196 | 2 | 0 | 94.2674 | 94.2674 | 253.9004 | 21.08 | 0.01353 | 0.06 | 0.08976 | 2.013 | 0 | 0 | 0 | 0 | 0 | 0 | 0.2511 | 46.06 | 7.2612 | 219.5424 | 0 | 0 | 0 | 0 | 20.0679 | 49.4676 | 0 | 15.4109 | 0 | 0.6357 | 1.4054 | 0 | -1 | -4.2 | 3.8194 | 0 | 0 | 43.0866 | 43.0866 | 43.0866 | 43.0866 | 50.1007 | 27.7992 | 1.1136 | 0.00194 | 0 | 0 | 0 | 0 | 0 | 0 | 0 | 0 | 0 | 0 | 0 | 0 | 0 | 0 | 0 | 0 | 0.001698 | 0 | -103.8824 | 16.1223 | 0 | 66.9952 | 66.8946 | 17.6412 | 1315.897 | 42.3132 | 85.5969 | 3.721 | 0.3248 | -17.046 | 13.166 | 3.19 | 76.892 | 1531.2 | 343.5904 | -143.6984 | 0.23378 | 1.305 | -2.77 | 21.2532 | 10.8337 | 2025-08-13 | 2025_08_13 Hr 15 | 139.59 | 6.2e-05 | -1531.2 | -88.4715 | 583.5016 | 893.3963 | 47.7702 | 11.2638 | 83.7396 | 74.9957 | 347.1866 | 161.3193 | 23.1276 | 188.5348 | 253.9004 | 21.08 | 7.2612 | 46.06 | 219.5424 | 0 | 133.8899 | 0
2025_08_13 Hr 16 | 18.371 | 0.010815 | 0.30498 | 3.8529 | 3.8556 | 3.8556 | 3.8537 | 3.8541 | 3.8556 | 128.7513 | -14.8 | 0.196 | 3 | 0 | 94.2674 | 94.2674 | 253.9004 | 21.08 | 0.01353 | 0.06 | 0.08976 | 2.013 | 0 | 0 | 0 | 0 | 0 | 0 | 0.2511 | 46.06 | 7.2612 | 219.5424 | 0 | 0 | 0 | 0 | 20.8214 | 51.3249 | 0 | 14.0111 | 0 | 0.6357 | 1.4054 | 0 | -1 | -4.2 | 3.8194 | 0 | 0 | 45.4678 | 45.4678 | 45.4678 | 45.4678 | 52.8695 | 30.7476 | 1.1136 | 0.00194 | 0 | 0 | 0 | 0 | 0 | 0 | 0 | 0 | 0 | 0 | 0 | 0 | 0 | 0 | 0 | 0 | 0.001698 | 0 | -98.7664 | 16.1223 | 0 | 66.9952 | 66.8946 | 13.3032 | 1334.8 | 42.8874 | 86.7585 | 3.721 | 0.3248 | -18.371 | 13.166 | 3.19 | 76.892 | 1555.6 | 346.6966 | -139.9074 | 0.23378 | 1.305 | -2.77 | 21.5416 | 10.9807 | 2025-08-13 | 2025_08_13 Hr 16 | 196.1583 | 8.6e-05 | -1555.6 | -84.7554 | 604.5891 | 893.3963 | 47.3666 | 11.2638 | 83.7396 | 77.6066 | 363.4919 | 163.4906 | 23.1276 | 188.5348 | 253.9004 | 21.08 | 7.2612 | 46.06 | 219.5424 | 0 | 133.8899 | 0
2025_08_13 Hr 17 | 17.8901 | 0.009795 | 0.27622 | 3.8529 | 3.8556 | 3.8556 | 3.8537 | 3.8541 | 3.8556 | 137.6613 | -14.8 | 0.196 | 2 | 0 | 94.2674 | 94.2674 | 253.9004 | 21.08 | 0.01353 | 0.06 | 0.08976 | 2.013 | 0 | 0 | 0 | 0 | 0 | 0 | 0.2511 | 46.06 | 7.2612 | 219.5424 | 0 | 0 | 0 | 0 | 22.4948 | 55.4499 | 0 | 8.5627 | 0 | 0.6357 | 1.4054 | 0 | -1 | -4.2 | 3.8194 | 0 | 0 | 50.7559 | 50.7559 | 50.7559 | 50.7559 | 59.0185 | 24.8508 | 1.1136 | 0.00194 | 0 | 0 | 0 | 0 | 0 | 0 | 0 | 0 | 0 | 0 | 0 | 0 | 0 | 0 | 0 | 0 | 0.001698 | 0 | -140.3267 | 16.1223 | 0 | 66.9952 | 66.8946 | 10.9896 | 1376.781 | 44.1627 | 89.3383 | 3.721 | 0.3248 | -17.8901 | 13.166 | 3.19 | 76.892 | 1546.183 | 341.8264 | -180.9868 | 0.23378 | 1.305 | -2.77 | 22.1822 | 11.3072 | 2025-08-13 | 2025_08_13 Hr 17 | 237.0676 | 0.000365 | -1546.183 | -131.764 | 651.4212 | 893.3963 | 38.1264 | 11.2638 | 83.7396 | 83.405 | 399.7035 | 168.3127 | 23.1276 | 188.5348 | 253.9004 | 21.08 | 7.2612 | 46.06 | 219.5424 | 0 | 133.8899 | 0
2025_08_13 Hr 18 | 17.386 | 0.00807 | 0.22757 | 3.8529 | 3.8556 | 3.8556 | 3.8537 | 3.8541 | 3.8556 | 136.3322 | -14.8 | 0.196 | 1 | 0 | 94.2674 | 94.2674 | 253.9004 | 21.08 | 0.01353 | 0.06 | 0.08976 | 2.013 | 0 | 0 | 0 | 0 | 0 | 0 | 0.2511 | 46.06 | 7.2612 | 219.5424 | 0 | 0 | 0 | 0 | 22.2452 | 54.8346 | 0 | 11.222 | -1.0192 | 0.6357 | 1.4054 | 0 | -1 | -4.2 | 3.8194 | 0 | 0 | 49.9671 | 49.9671 | 49.9671 | 49.9671 | 58.1013 | 19.9017 | 1.1136 | 0.00194 | 0 | 0 | 0 | 0 | 0 | 0 | 0 | 0 | 0 | 0 | 0 | 0 | 0 | 0 | 0 | 0 | 0.001698 | 0 | -112.8403 | 16.1223 | 0 | 66.9952 | 66.8946 | 8.9652 | 1370.466 | 43.9725 | 88.9535 | 3.721 | 0.3248 | -17.386 | 13.166 | 3.19 | 76.892 | 1560.3 | 332.6278 | -152.9963 | 0.23378 | 1.305 | -2.77 | 22.0866 | 11.2585 | 2025-08-13 | 2025_08_13 Hr 18 | 272.3586 | 6.2e-05 | -1560.3 | -102.6375 | 644.4352 | 893.3963 | 30.1025 | 11.2638 | 83.7396 | 82.5401 | 394.3018 | 167.5934 | 23.1276 | 188.5348 | 253.9004 | 21.08 | 7.2612 | 46.06 | 219.5424 | 0 | 133.8899 | 0
2025_08_13 Hr 19 | 9.8505 | 0.005655 | 0.15947 | 3.8529 | 3.8556 | 3.8556 | 3.8537 | 3.8541 | 3.8556 | 126.2407 | -14.8 | 0.196 | 2 | 0 | 94.2674 | 94.2674 | 253.9004 | 21.08 | 0.01353 | 0.06 | 0.08976 | 2.013 | 0 | 0 | 0 | 0 | 0 | 0 | 0.2511 | 46.06 | 7.2612 | 219.5424 | 0 | 0 | 0 | 0 | 20.3499 | 50.1626 | 0 | 20.17 | 0 | 0.6357 | 1.4054 | 0 | -1 | -4.2 | 3.8194 | 0 | 0 | 43.9777 | 43.9777 | 43.9777 | 43.9777 | 51.1369 | 26.8515 | 1.1136 | 0.00194 | 0 | 0 | 0 | 0 | 0 | 0 | 0 | 0 | 0 | 0 | 0 | 0 | 0 | 0 | 0 | 0 | 0.001698 | 0 | -110.2517 | 16.1223 | 0 | 66.9952 | 66.8946 | 7.6638 | 1322.817 | 42.5281 | 86.0316 | 3.721 | 0.3248 | -9.8505 | 13.166 | 3.19 | 76.892 | 1526.392 | 326.2767 | -142.8722 | 0.23378 | 1.305 | -2.77 | 21.3611 | 10.8887 | 2025-08-13 | 2025_08_13 Hr 19 | 267.14 | -0.000256 | -1526.392 | -90.0817 | 591.3932 | 893.3963 | 36.6804 | 11.2638 | 83.7396 | 75.9728 | 353.2886 | 162.1319 | 23.1276 | 188.5348 | 253.9004 | 21.08 | 7.2612 | 46.06 | 219.5424 | 0 | 133.8899 | 0
2025_08_13 Hr 20 | 1.5522 | 0.00273 | 0.076986 | 3.8529 | 3.8556 | 3.8556 | 3.8537 | 3.8541 | 3.8556 | 118.3398 | -14.8 | 0.196 | 10 | 0 | 94.2674 | 94.2674 | 253.9004 | 21.08 | 0.01353 | 0.06 | 0.08976 | 2.013 | 0 | 0 | 0 | 0 | 0 | 0 | 0.2511 | 46.06 | 7.2612 | 219.5424 | 0 | 0 | 0 | 0 | 18.866 | 46.5049 | 0 | 26.1289 | 0 | 0.6357 | 1.4054 | 0 | -1 | -4.2 | 3.8194 | 0 | 0 | 39.2885 | 39.2885 | 39.2885 | 39.2885 | 45.6843 | 26.8515 | 1.1136 | 0.00194 | 0 | 0 | 0 | 0 | 0 | 0 | 0 | 0 | 0 | 0 | 0 | 0 | 0 | 0 | 0 | 0 | 0.001698 | 0 | -181.6902 | 16.1223 | 0 | 66.9952 | 66.8946 | 8.9652 | 1285.483 | 41.3973 | 83.744 | 3.721 | 0.3248 | -1.5522 | 13.166 | 3.19 | 76.892 | 1428.6 | 323.0009 | -206.0124 | 0.23378 | 1.305 | -2.77 | 20.7931 | 10.5991 | 2025-08-13 | 2025_08_13 Hr 20 | 220.1122 | 4.4e-05 | -1428.6 | -155.5613 | 549.8652 | 893.3963 | 45.8964 | 11.2638 | 83.7396 | 70.8312 | 321.1782 | 157.8559 | 23.1276 | 188.5348 | 253.9004 | 21.08 | 7.2612 | 46.06 | 219.5424 | 0 | 133.8899 | 0
2025_08_13 Hr 21 | 0 | 0.0006 | 0.01692 | 3.8529 | 3.8556 | 3.8556 | 3.8537 | 3.8541 | 3.8556 | 108.4206 | -14.8 | 0.196 | 33 | 0 | 94.2674 | 94.2674 | 253.9004 | 21.08 | 0.01353 | 0.06 | 0.08976 | 2.013 | 0 | 0 | 0 | 0 | 0 | 0 | 0.2511 | 46.06 | 7.2612 | 219.5424 | 0 | 0 | 0 | 0 | 17.0031 | 41.9127 | 0 | 27.3533 | 0 | 0.6357 | 1.4054 | 0 | -1 | -4.2 | 3.8194 | 0 | 0 | 33.4014 | 33.4014 | 33.4014 | 33.4014 | 38.8389 | 20.8494 | 1.1136 | 0.00194 | 0 | 0 | 0 | 0 | 0 | 0 | 0 | 0 | 0 | 0 | 0 | 0 | 0 | 0 | 0 | 0 | 0.001698 | 0 | -216.707 | 16.1223 | 0 | 66.9952 | 66.8946 | 10.2666 | 1238.654 | 39.9776 | 80.872 | 3.721 | 0.3248 | 0 | 13.166 | 3.19 | 76.892 | 1360.908 | 334.3776 | -239.477 | 0.23378 | 1.305 | -2.77 | 20.08 | 10.2357 | 2025-08-13 | 2025_08_13 Hr 21 | 153.4694 | 0.000378 | -1360.908 | -189.3537 | 497.7288 | 893.3963 | 64.1335 | 11.2638 | 83.7396 | 64.3761 | 280.8652 | 152.4875 | 23.1276 | 188.5348 | 253.9004 | 21.08 | 7.2612 | 46.06 | 219.5424 | 0 | 133.8899 | 0
2025_08_13 Hr 22 | 0 | 0.00012 | 0.003384 | 3.8529 | 3.8556 | 3.8556 | 3.8537 | 3.8541 | 3.8556 | 94.8094 | -14.8 | 0.196 | 66 | 0 | 94.2674 | 94.2674 | 253.9004 | 21.08 | 0.01353 | 0.06 | 0.08976 | 2.013 | 0 | 0 | 0 | 0 | 0 | 0 | 0.2511 | 46.06 | 7.2612 | 219.5424 | 0 | 0 | 0 | 0 | 14.4467 | 35.6113 | 0 | 45.7072 | 0 | 0.6357 | 1.4054 | 0 | -1 | -4.2 | 3.8194 | 0 | 0 | 25.3231 | 25.3231 | 25.3231 | 25.3231 | 29.4455 | 20.8494 | 1.1136 | 0.00194 | 0 | 0 | 0 | 0 | 0 | 0 | 0 | 0 | 0 | 0 | 0 | 0 | 0 | 0 | 0 | 0 | 0.001698 | 0 | -301.5846 | 16.1223 | 0 | 66.9952 | 66.8946 | 4.338 | 1174.465 | 38.0294 | 76.931 | 3.721 | 0.3248 | 0 | 13.166 | 3.19 | 76.892 | 1249.9 | 354.0821 | -324.3546 | 0.23378 | 1.305 | -2.77 | 19.1015 | 9.7369 | 2025-08-13 | 2025_08_13 Hr 22 | 141.7125 | 3.4e-05 | -1249.9 | -255.8774 | 426.1867 | 893.3963 | 91.1909 | 11.2638 | 83.7396 | 55.5183 | 225.5473 | 145.1211 | 23.1276 | 188.5348 | 253.9004 | 21.08 | 7.2612 | 46.06 | 219.5424 | 0 | 133.8899 | 0
2025_08_13 Hr 23 | 0 | 0 | 0 | 3.8529 | 3.8556 | 3.8556 | 3.8537 | 3.8541 | 3.8556 | 70.6145 | 0 | 0.196 | 75 | 0 | 94.2674 | 94.2674 | 264.6764 | 17.93 | 0.01353 | 0.06 | 0.08976 | 2.013 | 0 | 0 | 0 | 0 | 0 | 0 | 0.2511 | 46.06 | 7.2612 | 228.1622 | 0 | 0 | 0 | 0 | 9.9026 | 24.41 | 0 | 51.255 | 0 | 0.6357 | 1.4054 | 0 | -1 | -4.2 | 3.8194 | 0 | 0 | 10.9633 | 10.9633 | 10.9633 | 10.9633 | 12.748 | 24.8508 | 1.1136 | 0.00194 | 0 | 0 | 0 | 0 | 0 | 0 | 0 | 0 | 0 | 0 | 0 | 0 | 0 | 0 | 0 | 0 | 0.001698 | 0 | -348.1208 | 16.1223 | 0 | 69.9561 | 69.851 | 5.9286 | 1082.548 | 34.5664 | 69.9256 | 3.721 | 0.3248 | 0 | 13.166 | 3.19 | 76.892 | 1133.292 | 355.5795 | -356.0908 | 0.23378 | 1.305 | -2.77 | 17.3621 | 8.8502 | 2025-08-13 | 2025_08_13 Hr 23 | 109.56 | -0.000303 | -1133.292 | -296.8658 | 313.8153 | 915.5594 | 105.7794 | 11.2638 | 83.7396 | 39.773 | 127.2157 | 146.8267 | 23.1276 | 188.5348 | 264.6764 | 17.93 | 7.2612 | 46.06 | 228.1622 | 0 | 139.8071 | 0
2025_08_13 Hr 24 | 0 | 0 | 0 | 3.8529 | 3.8556 | 3.8556 | 3.8537 | 3.8541 | 3.8556 | 49.2501 | 0 | 0.196 | 74 | 0 | 94.2674 | 94.2674 | 264.9615 | 17.93 | 0.01353 | 0.06 | 0.08976 | 2.013 | 0 | 0 | 0 | 0 | 0 | 0 | 0.2511 | 46.06 | 7.2612 | 228.3633 | 0 | 0 | 0 | 0 | 5.8901 | 14.5192 | 0 | 46.8517 | 0 | 0.6357 | 1.4054 | 1.8 | -1 | -4.2 | 3.8194 | 0 | 0 | 0.5657 | 0.5657 | 0.5657 | 0.5657 | 0.65779 | 31.8006 | 1.1136 | 0.00194 | 0 | 0 | 0 | 0 | 0 | 0 | 0 | 0 | 0 | 0 | 0 | 0 | 0 | 0 | 0 | 0 | 0.001698 | 0 | -385.9519 | 16.1223 | 0 | 69.9561 | 69.851 | 17.0628 | 994.0859 | 31.5086 | 63.7398 | 3.721 | 0.3248 | 0 | 13.166 | 3.19 | 76.892 | 1008.117 | 361.101 | -393.9219 | 0.23378 | 1.305 | -2.77 | 15.8262 | 8.0673 | 2025-08-13 | 2025_08_13 Hr 24 | 88.3935 | -0.0003209 | -1008.117 | -339.1002 | 213.3045 | 916.0456 | 122.8634 | 11.2638 | 83.7396 | 25.8696 | 52.1707 | 135.2642 | 23.1276 | 188.5348 | 264.9615 | 17.93 | 7.2612 | 46.06 | 228.3633 | 0 | 139.8071 | 0
2025_08_14 Hr 01 | 0 | 0 | 0 | 3.8529 | 3.8556 | 3.8556 | 3.8537 | 3.8541 | 3.8556 | 42.8834 | 0 | 0.196 | 74 | 0 | 94.2674 | 94.2674 | 264.9615 | 0 | 0.01353 | 0.06 | 0.08976 | 2.013 | 0 | 0 | 0 | 0 | 0 | 0 | 0.2511 | 46.06 | 7.2612 | 228.3633 | 0 | 0 | 0 | 0 | 4.6825 | 11.5407 | 0 | 46.1306 | 0 | 0.6357 | 1.0066 | 2.7 | -1 | -4.2 | 3.9641 | 0 | 0 | 0 | 0 | 0 | 0 | 0 | 24.8508 | 1.1136 | 0.00194 | 0 | 0 | 0 | 0 | 0 | 0 | 0 | 0 | 0 | 0 | 0 | 0 | 0 | 0 | 0 | 0 | 0.17577 | 0 | -429.0791 | 15.5243 | 0 | 69.9561 | 69.851 | 18.6534 | 962.3695 | 29.5004 | 59.5968 | 3.721 | 0.3248 | 0 | 13.166 | 3.19 | 76.892 | 918.8167 | 347.3656 | -437.0491 | 0.00082 | 1.305 | -2.77 | 14.73 | 7.5364 | 2025-08-14 | 2025_08_14 Hr 01 | 74.7701 | -2.2e-05 | -918.8167 | -382.9485 | 191.1419 | 898.1156 | 117.5042 | 11.2638 | 83.7396 | 21.3705 | 42.8834 | 126.888 | 23.1276 | 188.5348 | 264.9615 | 0 | 7.2612 | 46.06 | 228.3633 | 0 | 139.8071 | 0
2025_08_14 Hr 02 | 0 | 0 | 0 | 3.8529 | 3.8556 | 3.8556 | 3.8537 | 3.8541 | 3.8556 | 36.7769 | 0 | 0.196 | 70 | 0 | 94.2674 | 94.2674 | 264.9615 | 0 | 0.01353 | 0.06 | 0.08976 | 2.013 | 0 | 0 | 0 | 0 | 0 | 0 | 0.2511 | 46.06 | 7.2612 | 228.3633 | 0 | 0 | 0 | 0 | 2.8984 | 7.1436 | 0 | 52.1427 | 0 | 0.6357 | 1.0066 | 2.7 | -1 | -4.2 | 3.9641 | 0 | 0 | 0 | 0 | 0 | 0 | 0 | 23.7978 | 1.1136 | 0.00194 | 0 | 0 | 0 | 0 | 0 | 0 | 0 | 0 | 0 | 0 | 0 | 0 | 0 | 0 | 0 | 0 | 0.17577 | 0 | -444.5741 | 15.5243 | 0 | 69.9561 | 69.851 | 12.7248 | 950.0818 | 28.1832 | 56.9356 | 3.721 | 0.3248 | 0 | 13.166 | 3.19 | 76.892 | 881.0917 | 331.4113 | -452.5441 | 0.00082 | 1.305 | -2.77 | 14.0722 | 7.1999 | 2025-08-14 | 2025_08_14 Hr 02 | 76.3651 | -2.1e-05 | -881.0917 | -392.4314 | 173.8814 | 898.1156 | 106.5226 | 11.2638 | 83.7396 | 15.1893 | 36.7769 | 121.9152 | 23.1276 | 188.5348 | 264.9615 | 0 | 7.2612 | 46.06 | 228.3633 | 0 | 139.8071 | 0
2025_08_14 Hr 03 | 0 | 0 | 0 | 3.8529 | 3.8556 | 3.8556 | 3.8537 | 3.8541 | 3.8556 | 36.6934 | 0 | 0.196 | 68 | 0 | 94.2674 | 94.2674 | 264.9615 | 0 | 0.01353 | 0.06 | 0.08976 | 2.013 | 0 | 0 | 0 | 0 | 0 | 0 | 0.2511 | 46.06 | 7.2612 | 228.3633 | 0 | 0 | 0 | 0 | 1.1762 | 2.8988 | 0 | 49.7445 | 0 | 0.6357 | 1.0066 | 2.7 | -1 | -4.2 | 3.9641 | 0 | 0 | 0 | 0 | 0 | 0 | 0 | 28.8522 | 1.1136 | 0.00194 | 0 | 0 | 0 | 0 | 0 | 0 | 0 | 0 | 0 | 0 | 0 | 0 | 0 | 0 | 0 | 0 | 0.17577 | 0 | -478.8962 | 15.5243 | 0 | 69.9561 | 69.851 | 10.2666 | 944.0313 | 26.9115 | 54.3667 | 3.721 | 0.3248 | 0 | 13.166 | 3.19 | 76.892 | 834.1166 | 327.2071 | -486.8662 | 0.00082 | 1.305 | -2.77 | 13.4373 | 6.8751 | 2025-08-14 | 2025_08_14 Hr 03 | 70.6549 | 8.2e-05 | -834.1166 | -429.1517 | 163.0306 | 898.1156 | 107.1188 | 11.2638 | 83.7396 | 9.2223 | 36.6934 | 117.1149 | 23.1276 | 188.5348 | 264.9615 | 0 | 7.2612 | 46.06 | 228.3633 | 0 | 139.8071 | 0
2025_08_14 Hr 04 | 0 | 0 | 0 | 3.8529 | 3.8556 | 3.8556 | 3.8537 | 3.8541 | 3.8556 | 36.6934 | 0 | 0.196 | 59 | 0 | 94.2674 | 94.2674 | 264.9615 | 0 | 0.01353 | 0.06 | 0.08976 | 2.013 | 0 | 0 | 0 | 0 | 0 | 0 | 0.2511 | 46.06 | 7.2612 | 228.3633 | 0 | 0 | 0 | 0 | 1.043 | 2.5705 | 0 | 56.3529 | 0 | 0.6357 | 1.0066 | 2.7 | -1 | -4.2 | 3.9641 | 0 | 0 | 0 | 0 | 0 | 0 | 0 | 31.8006 | 1.1136 | 0.00194 | 0 | 0 | 0 | 0 | 0 | 0 | 0 | 0 | 0 | 0 | 0 | 0 | 0 | 0 | 0 | 0 | 0.17577 | 0 | -492.3066 | 15.5243 | 0 | 69.9561 | 69.851 | 7.953 | 943.5698 | 26.8132 | 54.168 | 3.721 | 0.3248 | 0 | 13.166 | 3.19 | 76.892 | 818.1166 | 318.4706 | -500.2766 | 0.00082 | 1.305 | -2.77 | 13.3882 | 6.8499 | 2025-08-14 | 2025_08_14 Hr 04 | 68.4871 | 9.1e-05 | -818.1166 | -435.9537 | 162.1977 | 898.1156 | 98.7536 | 11.2638 | 83.7396 | 8.7608 | 36.6934 | 116.7436 | 23.1276 | 188.5348 | 264.9615 | 0 | 7.2612 | 46.06 | 228.3633 | 0 | 139.8071 | 0
2025_08_14 Hr 05 | 0 | 0 | 0 | 3.8529 | 3.8556 | 3.8556 | 3.8537 | 3.8541 | 3.8556 | 36.6934 | 0 | 0.196 | 41 | 0 | 94.2674 | 94.2674 | 264.9615 | 0 | 0.01353 | 0.06 | 0.08976 | 2.013 | 0 | 0 | 0 | 0 | 0 | 0 | 0.2511 | 46.06 | 7.2612 | 228.3633 | 0 | 0 | 0 | 0 | 1.3998 | 3.4499 | 0 | 52.85 | 0 | 0.6357 | 1.0066 | 2.7 | -1 | -4.2 | 3.9641 | 0 | 0 | 0 | 0 | 0 | 0 | 0 | 27.7992 | 1.1136 | 0.00194 | 0 | 0 | 0 | 0 | 0 | 0 | 0 | 0 | 0 | 0 | 0 | 0 | 0 | 0 | 0 | 0 | 0.17577 | 0 | -469.1132 | 15.5243 | 0 | 69.9561 | 69.851 | 12.7248 | 944.806 | 27.0766 | 54.7002 | 3.721 | 0.3248 | 0 | 13.166 | 3.19 | 76.892 | 822.8083 | 302.2355 | -477.0832 | 0.00082 | 1.305 | -2.77 | 13.5197 | 6.9172 | 2025-08-14 | 2025_08_14 Hr 05 | 73.7038 | 5.8e-05 | -822.8083 | -416.2632 | 164.4285 | 898.1156 | 81.524 | 11.2638 | 83.7396 | 9.997 | 36.6934 | 117.7381 | 23.1276 | 188.5348 | 264.9615 | 0 | 7.2612 | 46.06 | 228.3633 | 0 | 139.8071 | 0
2025_08_14 Hr 06 | 0 | 0 | 0 | 3.8529 | 3.8556 | 3.8556 | 3.8537 | 3.8541 | 3.8556 | 41.0493 | 0 | 0.196 | 28 | 0 | 94.2674 | 94.2674 | 264.9615 | 0 | 0.01353 | 0.06 | 0.08976 | 2.013 | 0 | 0 | 0 | 0 | 0 | 0 | 0.2511 | 46.06 | 7.2612 | 228.3633 | 0 | 0 | 0 | 0 | 4.1972 | 10.3447 | 0 | 53.9208 | 0 | 0.6357 | 1.0066 | 2.7 | -1 | -4.2 | 3.9641 | 0 | 0 | 0 | 0 | 0 | 0 | 0 | 30.7476 | 1.1136 | 0.00194 | 0 | 0 | 0 | 0 | 0 | 0 | 0 | 0 | 0 | 0 | 0 | 0 | 0 | 0 | 0 | 0 | 0.17577 | 0 | -432.4792 | 15.5243 | 0 | 69.9561 | 69.851 | 14.0262 | 958.8541 | 29.1421 | 58.873 | 3.721 | 0.3248 | 0 | 13.166 | 3.19 | 76.892 | 873.6083 | 301.2827 | -440.4492 | 0.00082 | 1.305 | -2.77 | 14.5511 | 7.4449 | 2025-08-14 | 2025_08_14 Hr 06 | 66.9538 | 4.9e-05 | -873.6083 | -378.5584 | 186.2739 | 898.1156 | 72.7738 | 11.2638 | 83.7396 | 19.6892 | 41.0493 | 125.5354 | 23.1276 | 188.5348 | 264.9615 | 0 | 7.2612 | 46.06 | 228.3633 | 0 | 139.8071 | 0
2025_08_14 Hr 07 | 2.0713 | 4.5e-05 | 0.001269 | 3.8529 | 3.8556 | 3.8556 | 3.8537 | 3.8541 | 3.8556 | 49.1129 | -14.8 | 0.196 | 28 | 0 | 94.2674 | 94.2674 | 253.9004 | 0 | 0.01353 | 0.06 | 0.08976 | 2.013 | 0 | 0 | 0 | 0 | 0 | 0 | 0.2511 | 46.06 | 7.2612 | 219.5424 | 0 | 0 | 0 | 0 | 5.8862 | 14.5073 | 0 | 80.4517 | 0 | 0.6357 | 1.0066 | 1.575 | -1 | -4.2 | 3.9641 | 0 | 0 | 0.58342 | 0.58342 | 0.58342 | 0.58342 | 0.6784 | 23.7978 | 1.1136 | 0.00194 | 0 | 0 | 0 | 0 | 0 | 0 | 0 | 0 | 0 | 0 | 0 | 0 | 0 | 0 | 0 | 0 | 0.17577 | 0 | -379.4294 | 15.5243 | 0 | 66.9952 | 66.8946 | 15.6168 | 949.9833 | 30.3892 | 61.3922 | 3.721 | 0.3248 | -2.0713 | 13.166 | 3.19 | 76.892 | 928.8666 | 302.7023 | -404.2707 | 0.00082 | 1.305 | -2.77 | 15.1738 | 7.7635 | 2025-08-14 | 2025_08_14 Hr 07 | 72.4742 | 0.0001138 | -928.8666 | -298.9777 | 193.1088 | 872.3163 | 67.4159 | 11.2638 | 83.7396 | 25.5408 | 52.125 | 115.443 | 23.1276 | 188.5348 | 253.9004 | 0 | 7.2612 | 46.06 | 219.5424 | 0 | 133.8899 | 0
2025_08_14 Hr 08 | 12.4408 | 0.00036 | 0.010152 | 3.8529 | 3.8556 | 3.8556 | 3.8537 | 3.8541 | 3.8556 | 63.5664 | -14.8 | 0.196 | 10 | 0 | 94.2674 | 94.2674 | 253.9004 | 0 | 0.01353 | 0.06 | 0.08976 | 2.013 | 0 | 0 | 0 | 0 | 0 | 0 | 0.2511 | 46.06 | 7.2612 | 219.5424 | 0 | 0 | 0 | 0 | 8.6789 | 21.3904 | 0 | 67.1269 | 0 | 0.6357 | 1.0066 | 0 | -1 | -4.2 | 3.9641 | 0 | 0 | 8.5737 | 8.5737 | 8.5737 | 8.5737 | 9.9694 | 23.7978 | 1.1136 | 0.00194 | 0 | 0 | 0 | 0 | 0 | 0 | 0 | 0 | 0 | 0 | 0 | 0 | 0 | 0 | 0 | 0 | 0.17577 | 0 | -331.9677 | 15.5243 | 0 | 66.9952 | 66.8946 | 17.9304 | 1015.373 | 32.4512 | 65.5579 | 3.721 | 0.3248 | -12.4408 | 13.166 | 3.19 | 76.892 | 1020.492 | 305.1698 | -367.1785 | 0.00082 | 1.305 | -2.77 | 16.2033 | 8.2903 | 2025-08-14 | 2025_08_14 Hr 08 | 70.5499 | -0.000296 | -1020.492 | -264.8408 | 266.274 | 872.3163 | 51.7387 | 11.2638 | 83.7396 | 35.2166 | 107.8304 | 123.227 | 23.1276 | 188.5348 | 253.9004 | 0 | 7.2612 | 46.06 | 219.5424 | 0 | 133.8899 | 0
2025_08_14 Hr 09 | 18.1306 | 0.001785 | 0.050337 | 3.8529 | 3.8556 | 3.8556 | 3.8537 | 3.8541 | 3.8556 | 72.6521 | -14.8 | 0.196 | 6 | 0 | 94.2674 | 94.2674 | 253.9004 | 21.08 | 0.01353 | 0.06 | 0.08976 | 2.013 | 0 | 0 | 0 | 0 | 0 | 0 | 0.2511 | 46.06 | 7.2612 | 219.5424 | 0 | 0 | 0 | 0 | 10.4344 | 25.7172 | 0 | 53.008 | 0 | 0.6357 | 1.0066 | 0 | -1 | -4.2 | 3.9641 | 0 | 0 | 13.9859 | 13.9859 | 13.9859 | 13.9859 | 16.2627 | 20.8494 | 1.1136 | 0.00194 | 0 | 0 | 0 | 0 | 0 | 0 | 0 | 0 | 0 | 0 | 0 | 0 | 0 | 0 | 0 | 0 | 0.17577 | 0 | -307.0183 | 15.5243 | 0 | 66.9952 | 66.8946 | 16.3398 | 1079.604 | 33.7474 | 68.1765 | 3.721 | 0.3248 | -18.1306 | 13.166 | 3.19 | 76.892 | 1091.908 | 307.2152 | -347.9189 | 0.00082 | 1.305 | -2.77 | 16.8506 | 8.6214 | 2025-08-14 | 2025_08_14 Hr 09 | 83.8382 | 0.000387 | -1091.908 | -254.0103 | 314.2776 | 893.3963 | 43.2413 | 11.2638 | 83.7396 | 41.2989 | 144.8584 | 128.1202 | 23.1276 | 188.5348 | 253.9004 | 21.08 | 7.2612 | 46.06 | 219.5424 | 0 | 133.8899 | 0
2025_08_14 Hr 10 | 17.8205 | 0.004905 | 0.13832 | 3.8529 | 3.8556 | 3.8556 | 3.8537 | 3.8541 | 3.8556 | 81.5655 | -14.8 | 0.196 | 6 | 0 | 94.2674 | 94.2674 | 253.9004 | 21.08 | 0.01353 | 0.06 | 0.08976 | 2.013 | 0 | 0 | 0 | 0 | 0 | 0 | 0.2511 | 46.06 | 7.2612 | 219.5424 | 0 | 0 | 0 | 0 | 12.1567 | 29.9619 | 0 | 48.237 | 0 | 0.6357 | 1.0066 | 0 | -1 | -4.2 | 3.9641 | 0 | 0 | 19.2955 | 19.2955 | 19.2955 | 19.2955 | 22.4366 | 16.848 | 1.1136 | 0.00194 | 0 | 0 | 0 | 0 | 0 | 0 | 0 | 0 | 0 | 0 | 0 | 0 | 0 | 0 | 0 | 0 | 0.17577 | 0 | -278.2856 | 15.5243 | 0 | 66.9952 | 66.8946 | 11.2788 | 1121.984 | 35.019 | 70.7455 | 3.721 | 0.3248 | -17.8205 | 13.166 | 3.19 | 76.892 | 1153.992 | 302.6462 | -318.876 | 0.00082 | 1.305 | -2.77 | 17.4855 | 8.9463 | 2025-08-14 | 2025_08_14 Hr 10 | 88.7546 | -0.000296 | -1153.992 | -230.0486 | 361.3705 | 893.3963 | 34.27 | 11.2638 | 83.7396 | 47.2659 | 181.184 | 132.9206 | 23.1276 | 188.5348 | 253.9004 | 21.08 | 7.2612 | 46.06 | 219.5424 | 0 | 133.8899 | 0
2025_08_14 Hr 11 | 18.764 | 0.00768 | 0.21658 | 3.8529 | 3.8556 | 3.8556 | 3.8537 | 3.8541 | 3.8556 | 83.9293 | -14.8 | 0.196 | 4 | 0 | 94.2674 | 94.2674 | 253.9004 | 21.08 | 0.01353 | 0.06 | 0.08976 | 2.013 | 0 | 0 | 0 | 0 | 0 | 0 | 0.2511 | 46.06 | 7.2612 | 219.5424 | 0 | 0 | 0 | 0 | 12.6134 | 31.0876 | 0 | 48.1706 | 0 | 0.6357 | 1.0066 | 0 | -1 | -4.2 | 3.9641 | 0 | 0 | 20.7035 | 20.7035 | 20.7035 | 20.7035 | 24.0739 | 11.8989 | 1.1136 | 0.00194 | 0 | 0 | 0 | 0 | 0 | 0 | 0 | 0 | 0 | 0 | 0 | 0 | 0 | 0 | 0 | 0 | 0.17577 | 0 | -198.1072 | 15.5243 | 0 | 66.9952 | 66.8946 | 9.2544 | 1133.278 | 35.3563 | 71.4268 | 3.721 | 0.3248 | -18.764 | 13.166 | 3.19 | 76.892 | 1237.7 | 295.8921 | -239.6412 | 0.00082 | 1.305 | -2.77 | 17.6539 | 9.0324 | 2025-08-14 | 2025_08_14 Hr 11 | 98.2548 | 5.5e-05 | -1237.7 | -149.9366 | 373.8593 | 893.3963 | 25.3776 | 11.2638 | 83.7396 | 48.8483 | 190.8173 | 134.1937 | 23.1276 | 188.5348 | 253.9004 | 21.08 | 7.2612 | 46.06 | 219.5424 | 0 | 133.8899 | 0
2025_08_14 Hr 12 | 17.9432 | 0.009555 | 0.26945 | 3.8529 | 3.8556 | 3.8556 | 3.8537 | 3.8541 | 3.8556 | 94.6894 | -14.8 | 0.196 | 5 | 0 | 94.2674 | 94.2674 | 253.9004 | 21.08 | 0.01353 | 0.06 | 0.08976 | 2.013 | 0 | 0 | 0 | 0 | 0 | 0 | 0.2511 | 46.06 | 7.2612 | 219.5424 | 0 | 0 | 0 | 0 | 14.6925 | 36.2117 | 0 | 40.0454 | 0 | 0.6357 | 1.0066 | 0 | -1 | -4.2 | 3.9641 | 0 | 0 | 27.1132 | 27.1132 | 27.1132 | 27.1132 | 31.5269 | 7.8975 | 1.1136 | 0.00194 | 0 | 0 | 0 | 0 | 0 | 0 | 0 | 0 | 0 | 0 | 0 | 0 | 0 | 0 | 0 | 0 | 0.17577 | 0 | -157.1042 | 15.5243 | 0 | 66.9952 | 66.8946 | 8.9652 | 1184.386 | 36.8914 | 74.528 | 3.721 | 0.3248 | -17.9432 | 13.166 | 3.19 | 76.892 | 1324.192 | 297.5775 | -197.8174 | 0.00082 | 1.305 | -2.77 | 18.4204 | 9.4246 | 2025-08-14 | 2025_08_14 Hr 12 | 109.0748 | -0.000297 | -1324.192 | -117.0588 | 430.709 | 893.3963 | 22.1417 | 11.2638 | 83.7396 | 56.0515 | 234.6689 | 139.9886 | 23.1276 | 188.5348 | 253.9004 | 21.08 | 7.2612 | 46.06 | 219.5424 | 0 | 133.8899 | 0
2025_08_14 Hr 13 | 18.0128 | 0.01068 | 0.30118 | 3.8529 | 3.8556 | 3.8556 | 3.8537 | 3.8541 | 3.8556 | 104.7846 | -14.8 | 0.196 | 5 | 0 | 94.2674 | 94.2674 | 253.9004 | 21.08 | 0.01353 | 0.06 | 0.08976 | 2.013 | 0 | 0 | 0 | 0 | 0 | 0 | 0.2511 | 46.06 | 7.2612 | 219.5424 | 0 | 0 | 0 | 0 | 16.6431 | 41.0193 | 0 | 36.9427 | 0 | 0.6357 | 1.0066 | 0 | -1 | -4.2 | 3.9641 | 0 | 0 | 33.1268 | 33.1268 | 33.1268 | 33.1268 | 38.5195 | 11.8989 | 1.1136 | 0.00194 | 0 | 0 | 0 | 0 | 0 | 0 | 0 | 0 | 0 | 0 | 0 | 0 | 0 | 0 | 0 | 0 | 0.17577 | 0 | -112.8623 | 15.5243 | 0 | 66.9952 | 66.8946 | 9.2544 | 1232.318 | 38.3316 | 77.4375 | 3.721 | 0.3248 | -18.0128 | 13.166 | 3.19 | 76.892 | 1422.992 | 307.3757 | -153.6451 | 0.00082 | 1.305 | -2.77 | 19.1395 | 9.7925 | 2025-08-14 | 2025_08_14 Hr 13 | 111.8549 | -0.00033 | -1422.992 | -75.9196 | 484.0463 | 893.3963 | 26.4652 | 11.2638 | 83.7396 | 62.8097 | 275.8111 | 145.4255 | 23.1276 | 188.5348 | 253.9004 | 21.08 | 7.2612 | 46.06 | 219.5424 | 0 | 133.8899 | 0
2025_08_14 Hr 14 | 16.8603 | 0.011055 | 0.31175 | 3.8529 | 3.8556 | 3.8556 | 3.8537 | 3.8541 | 3.8556 | 115.6925 | -14.8 | 0.196 | 5 | 0 | 94.2674 | 94.2674 | 253.9004 | 21.08 | 0.01353 | 0.06 | 0.08976 | 2.013 | 0 | 0 | 0 | 0 | 0 | 0 | 0.2511 | 46.06 | 7.2612 | 219.5424 | 0 | 0 | 0 | 0 | 18.7507 | 46.2138 | 0 | 20.7196 | 0 | 0.6357 | 1.0066 | 0 | -1 | -4.2 | 3.9641 | 0 | 0 | 39.6244 | 39.6244 | 39.6244 | 39.6244 | 46.0749 | 14.8473 | 1.1136 | 0.00194 | 0 | 0 | 0 | 0 | 0 | 0 | 0 | 0 | 0 | 0 | 0 | 0 | 0 | 0 | 0 | 0 | 0.17577 | 0 | -70.784 | 15.5243 | 0 | 66.9952 | 66.8946 | 14.0262 | 1284.085 | 39.8878 | 80.5813 | 3.721 | 0.3248 | -16.8603 | 13.166 | 3.19 | 76.892 | 1514.208 | 319.8183 | -110.4143 | 0.00082 | 1.305 | -2.77 | 19.9165 | 10.1901 | 2025-08-14 | 2025_08_14 Hr 14 | 125.4051 | 0.000451 | -1514.208 | -50.0644 | 541.6768 | 893.3963 | 34.1963 | 11.2638 | 83.7396 | 70.1118 | 320.2649 | 151.3 | 23.1276 | 188.5348 | 253.9004 | 21.08 | 7.2612 | 46.06 | 219.5424 | 0 | 133.8899 | 0
2025_08_14 Hr 15 | 17.046 | 0.01119 | 0.31556 | 3.8529 | 3.8556 | 3.8556 | 3.8537 | 3.8541 | 3.8556 | 123.7687 | -14.8 | 0.196 | 5 | 0 | 94.2674 | 94.2674 | 253.9004 | 21.08 | 0.01353 | 0.06 | 0.08976 | 2.013 | 0 | 0 | 0 | 0 | 0 | 0 | 0.2511 | 46.06 | 7.2612 | 219.5424 | 0 | 0 | 0 | 0 | 20.3112 | 50.0599 | 0 | 19.4358 | 0 | 0.6357 | 1.0066 | 0 | -1 | -4.2 | 3.9641 | 0 | 0 | 44.4353 | 44.4353 | 44.4353 | 44.4353 | 51.6689 | 11.8989 | 1.1136 | 0.00194 | 0 | 0 | 0 | 0 | 0 | 0 | 0 | 0 | 0 | 0 | 0 | 0 | 0 | 0 | 0 | 0 | 0.17577 | 0 | -69.4973 | 15.5243 | 0 | 66.9952 | 66.8946 | 10.9896 | 1322.409 | 41.04 | 82.909 | 3.721 | 0.3248 | -17.046 | 13.166 | 3.19 | 76.892 | 1550.9 | 318.3687 | -109.3133 | 0.00082 | 1.305 | -2.77 | 20.4918 | 10.4844 | 2025-08-14 | 2025_08_14 Hr 15 | 140.265 | 8.3e-05 | -1550.9 | -50.0615 | 584.3466 | 893.3963 | 28.2152 | 11.2638 | 83.7396 | 75.5184 | 353.1787 | 155.6495 | 23.1276 | 188.5348 | 253.9004 | 21.08 | 7.2612 | 46.06 | 219.5424 | 0 | 133.8899 | 0
2025_08_14 Hr 16 | 18.371 | 0.010785 | 0.30414 | 3.8529 | 3.8556 | 3.8556 | 3.8537 | 3.8541 | 3.8556 | 123.1039 | -14.8 | 0.196 | 4 | 0 | 94.2674 | 94.2674 | 253.9004 | 21.08 | 0.01353 | 0.06 | 0.08976 | 2.013 | 0 | 0 | 0 | 0 | 0 | 0 | 0.2511 | 46.06 | 7.2612 | 219.5424 | 0 | 0 | 0 | 0 | 20.1827 | 49.7433 | 0 | 19.9168 | 0 | 0.6357 | 1.0066 | 0 | -1 | -4.2 | 3.9641 | 0 | 0 | 44.0393 | 44.0393 | 44.0393 | 44.0393 | 51.2084 | 14.8473 | 1.1136 | 0.00194 | 0 | 0 | 0 | 0 | 0 | 0 | 0 | 0 | 0 | 0 | 0 | 0 | 0 | 0 | 0 | 0 | 0.17577 | 0 | -34.0244 | 15.5243 | 0 | 66.9952 | 66.8946 | 13.3032 | 1319.243 | 40.9451 | 82.7174 | 3.721 | 0.3248 | -18.371 | 13.166 | 3.19 | 76.892 | 1587.592 | 323.5972 | -75.1654 | 0.00082 | 1.305 | -2.77 | 20.4445 | 10.4602 | 2025-08-14 | 2025_08_14 Hr 16 | 210.6656 | -0.000243 | -1587.592 | -14.1076 | 580.8341 | 893.3963 | 32.4654 | 11.2638 | 83.7396 | 75.0733 | 350.4693 | 155.2915 | 23.1276 | 188.5348 | 253.9004 | 21.08 | 7.2612 | 46.06 | 219.5424 | 0 | 133.8899 | 0
2025_08_14 Hr 17 | 14.1008 | 0.009735 | 0.27453 | 3.8529 | 3.8556 | 3.8556 | 3.8537 | 3.8541 | 3.8556 | 129.4811 | -14.8 | 0.196 | 5 | 0 | 94.2674 | 94.2674 | 253.9004 | 21.08 | 0.01353 | 0.06 | 0.08976 | 2.013 | 0 | 0 | 0 | 0 | 0 | 0 | 0.2511 | 46.06 | 7.2612 | 219.5424 | 0 | 0 | 0 | 0 | 21.415 | 52.7802 | 0 | 17.8067 | -0.28497 | 0.6357 | 1.0066 | 0 | -1 | -4.2 | 3.9641 | 0 | 0 | 47.8381 | 47.8381 | 47.8381 | 47.8381 | 55.6257 | 14.8473 | 1.1136 | 0.00194 | 0 | 0 | 0 | 0 | 0 | 0 | 0 | 0 | 0 | 0 | 0 | 0 | 0 | 0 | 0 | 0 | 0.17577 | 0 | -93.9808 | 15.5243 | 0 | 66.9952 | 66.8946 | 15.6168 | 1349.472 | 41.8549 | 84.5554 | 3.721 | 0.3248 | -14.1008 | 13.166 | 3.19 | 76.892 | 1562.217 | 326.0741 | -130.8516 | 0.00082 | 1.305 | -2.77 | 20.8988 | 10.6926 | 2025-08-14 | 2025_08_14 Hr 17 | 239.4552 | -0.0003029 | -1562.217 | -76.4591 | 614.5277 | 893.3963 | 35.7484 | 11.2638 | 83.7396 | 79.3425 | 376.4591 | 158.726 | 23.1276 | 188.5348 | 253.9004 | 21.08 | 7.2612 | 46.06 | 219.5424 | 0 | 133.8899 | 0
2025_08_14 Hr 18 | 13.993 | 0.00795 | 0.22419 | 3.8529 | 3.8556 | 3.8556 | 3.8537 | 3.8541 | 3.8556 | 129.6535 | -14.8 | 0.196 | 5 | 0 | 94.2674 | 94.2674 | 253.9004 | 21.08 | 0.01353 | 0.06 | 0.08976 | 2.013 | 0 | 0 | 0 | 0 | 0 | 0 | 0.2511 | 46.06 | 7.2612 | 219.5424 | 0 | 0 | 0 | 0 | 21.4483 | 52.8623 | 0 | 10.5846 | -0.089813 | 0.6357 | 1.0066 | 0 | -1 | -4.2 | 3.9641 | 0 | 0 | 47.9408 | 47.9408 | 47.9408 | 47.9408 | 55.7451 | 18.8487 | 1.1136 | 0.00194 | 0 | 0 | 0 | 0 | 0 | 0 | 0 | 0 | 0 | 0 | 0 | 0 | 0 | 0 | 0 | 0 | 0.17577 | 0 | -113.7915 | 15.5243 | 0 | 66.9952 | 66.8946 | 20.6778 | 1350.24 | 41.8795 | 84.6051 | 3.721 | 0.3248 | -13.993 | 13.166 | 3.19 | 76.892 | 1545.3 | 335.1198 | -150.5545 | 0.00082 | 1.305 | -2.77 | 20.911 | 10.6989 | 2025-08-14 | 2025_08_14 Hr 18 | 246.719 | 7.245e-05 | -1545.3 | -103.2967 | 615.4383 | 893.3963 | 44.7586 | 11.2638 | 83.7396 | 79.4579 | 377.1616 | 158.8188 | 23.1276 | 188.5348 | 253.9004 | 21.08 | 7.2612 | 46.06 | 219.5424 | 0 | 133.8899 | 0
2025_08_14 Hr 19 | 7.2602 | 0.00561 | 0.1582 | 3.8529 | 3.8556 | 3.8556 | 3.8537 | 3.8541 | 3.8556 | 124.7782 | -14.8 | 0.196 | 8 | 0 | 94.2674 | 94.2674 | 253.9004 | 21.08 | 0.01353 | 0.06 | 0.08976 | 2.013 | 0 | 0 | 0 | 0 | 0 | 0 | 0.2511 | 46.06 | 7.2612 | 219.5424 | 0 | 0 | 0 | 0 | 20.5063 | 50.5406 | 0 | 11.4624 | 0 | 0.6357 | 1.0066 | 0 | -1 | -4.2 | 3.9641 | 0 | 0 | 45.0366 | 45.0366 | 45.0366 | 45.0366 | 52.3682 | 14.8473 | 1.1136 | 0.00194 | 0 | 0 | 0 | 0 | 0 | 0 | 0 | 0 | 0 | 0 | 0 | 0 | 0 | 0 | 0 | 0 | 0.17577 | 0 | -145.1986 | 15.5243 | 0 | 66.9952 | 66.8946 | 18.6534 | 1327.042 | 41.184 | 83.1999 | 3.721 | 0.3248 | -7.2602 | 13.166 | 3.19 | 76.892 | 1486.008 | 322.7332 | -175.2288 | 0.00082 | 1.305 | -2.77 | 20.5637 | 10.5212 | 2025-08-14 | 2025_08_14 Hr 19 | 251.2424 | 0.000397 | -1486.008 | -133.7362 | 589.6803 | 893.3963 | 41.6645 | 11.2638 | 83.7396 | 76.1942 | 357.2929 | 156.1932 | 23.1276 | 188.5348 | 253.9004 | 21.08 | 7.2612 | 46.06 | 219.5424 | 0 | 133.8899 | 0
2025_08_14 Hr 20 | 1.0282 | 0.00279 | 0.078678 | 3.8529 | 3.8556 | 3.8556 | 3.8537 | 3.8541 | 3.8556 | 112.6639 | -14.8 | 0.196 | 14 | 0 | 94.2674 | 94.2674 | 253.9004 | 21.08 | 0.01353 | 0.06 | 0.08976 | 2.013 | 0 | 0 | 0 | 0 | 0 | 0 | 0.2511 | 46.06 | 7.2612 | 219.5424 | 0 | 0 | 0 | 0 | 18.1655 | 44.7715 | 0 | 28.5505 | 0 | 0.6357 | 1.0066 | 0 | -1 | -4.2 | 3.9641 | 0 | 0 | 37.8203 | 37.8203 | 37.8203 | 37.8203 | 43.9771 | 14.8473 | 1.1136 | 0.00194 | 0 | 0 | 0 | 0 | 0 | 0 | 0 | 0 | 0 | 0 | 0 | 0 | 0 | 0 | 0 | 0 | 0.17577 | 0 | -180.7616 | 15.5243 | 0 | 66.9952 | 66.8946 | 14.3154 | 1269.482 | 39.4557 | 79.7084 | 3.721 | 0.3248 | -1.0282 | 13.166 | 3.19 | 76.892 | 1405.108 | 311.636 | -204.5598 | 0.00082 | 1.305 | -2.77 | 19.7008 | 10.0797 | 2025-08-14 | 2025_08_14 Hr 20 | 129.3712 | 0.000393 | -1405.108 | -152.2111 | 525.6755 | 893.3963 | 43.2442 | 11.2638 | 83.7396 | 68.0844 | 307.9222 | 149.6689 | 23.1276 | 188.5348 | 253.9004 | 21.08 | 7.2612 | 46.06 | 219.5424 | 0 | 133.8899 | 0
2025_08_14 Hr 21 | 0 | 0.000735 | 0.020727 | 3.8529 | 3.8556 | 3.8556 | 3.8537 | 3.8541 | 3.8556 | 102.0761 | -14.8 | 0.196 | 28 | 0 | 94.2674 | 94.2674 | 253.9004 | 21.08 | 0.01353 | 0.06 | 0.08976 | 2.013 | 0 | 0 | 0 | 0 | 0 | 0 | 0.2511 | 46.06 | 7.2612 | 219.5424 | 0 | 0 | 0 | 0 | 16.1198 | 39.7294 | 0 | 42.8671 | 0 | 0.6357 | 1.0066 | 0 | -1 | -4.2 | 3.9641 | 0 | 0 | 31.5134 | 31.5134 | 31.5134 | 31.5134 | 36.6434 | 20.8494 | 1.1136 | 0.00194 | 0 | 0 | 0 | 0 | 0 | 0 | 0 | 0 | 0 | 0 | 0 | 0 | 0 | 0 | 0 | 0 | 0.17577 | 0 | -225.4236 | 15.5243 | 0 | 66.9952 | 66.8946 | 17.6412 | 1219.187 | 37.9452 | 76.6569 | 3.721 | 0.3248 | 0 | 13.166 | 3.19 | 76.892 | 1342.092 | 328.2316 | -248.1936 | 0.00082 | 1.305 | -2.77 | 18.9466 | 9.6938 | 2025-08-14 | 2025_08_14 Hr 21 | 88.7609 | -0.000329 | -1342.092 | -182.5565 | 469.7363 | 893.3963 | 66.5121 | 11.2638 | 83.7396 | 60.9965 | 264.773 | 143.9668 | 23.1276 | 188.5348 | 253.9004 | 21.08 | 7.2612 | 46.06 | 219.5424 | 0 | 133.8899 | 0
2025_08_14 Hr 22 | 0 | 0.00021 | 0.005922 | 3.8529 | 3.8556 | 3.8556 | 3.8537 | 3.8541 | 3.8556 | 85.4313 | -14.8 | 0.196 | 47 | 0 | 94.2674 | 94.2674 | 253.9004 | 21.08 | 0.01353 | 0.06 | 0.08976 | 2.013 | 0 | 0 | 0 | 0 | 0 | 0 | 0.2511 | 46.06 | 7.2612 | 219.5424 | 0 | 0 | 0 | 0 | 12.9036 | 31.8028 | 0 | 57.1111 | 0 | 0.6357 | 1.0066 | 0 | -1 | -4.2 | 3.9641 | 0 | 0 | 21.5983 | 21.5983 | 21.5983 | 21.5983 | 25.1142 | 22.8501 | 1.1136 | 0.00194 | 0 | 0 | 0 | 0 | 0 | 0 | 0 | 0 | 0 | 0 | 0 | 0 | 0 | 0 | 0 | 0 | 0.17577 | 0 | -257.2899 | 15.5243 | 0 | 66.9952 | 66.8946 | 26.028 | 1140.194 | 35.5705 | 71.8597 | 3.721 | 0.3248 | 0 | 13.166 | 3.19 | 76.892 | 1265.9 | 348.6543 | -280.0599 | 0.00082 | 1.305 | -2.77 | 17.7609 | 9.0872 | 2025-08-14 | 2025_08_14 Hr 22 | 95.1683 | 4.3e-05 | -1265.9 | -200.1788 | 381.7948 | 893.3963 | 95.8842 | 11.2638 | 83.7396 | 49.8538 | 196.9385 | 135.0026 | 23.1276 | 188.5348 | 253.9004 | 21.08 | 7.2612 | 46.06 | 219.5424 | 0 | 133.8899 | 0
2025_08_14 Hr 23 | 0 | 0 | 0 | 3.8529 | 3.8556 | 3.8556 | 3.8537 | 3.8541 | 3.8556 | 70.1406 | 0 | 0.196 | 35 | 0 | 94.2674 | 94.2674 | 264.6764 | 17.93 | 0.01353 | 0.06 | 0.08976 | 2.013 | 0 | 0 | 0 | 0 | 0 | 0 | 0.2511 | 46.06 | 7.2612 | 228.1622 | 0 | 0 | 0 | 0 | 9.9492 | 24.5211 | 0 | 33.3379 | 0 | 0.6357 | 1.0066 | 0 | -1 | -4.2 | 3.9641 | 0 | 0 | 12.4898 | 12.4898 | 12.4898 | 12.4898 | 14.5231 | 23.7978 | 1.1136 | 0.00194 | 0 | 0 | 0 | 0 | 0 | 0 | 0 | 0 | 0 | 0 | 0 | 0 | 0 | 0 | 0 | 0 | 0.17577 | 0 | -300.8097 | 15.5243 | 0 | 69.9561 | 69.851 | 36.2946 | 1089.8 | 33.3891 | 67.4527 | 3.721 | 0.3248 | 0 | 13.166 | 3.19 | 76.892 | 1153.992 | 339.6335 | -308.7797 | 0.00082 | 1.305 | -2.77 | 16.6716 | 8.5299 | 2025-08-14 | 2025_08_14 Hr 23 | 86.3315 | -0.000306 | -1153.992 | -267.4718 | 315.8083 | 915.5594 | 95.0924 | 11.2638 | 83.7396 | 39.6176 | 134.623 | 141.5677 | 23.1276 | 188.5348 | 264.6764 | 17.93 | 7.2612 | 46.06 | 228.1622 | 0 | 139.8071 | 0
2025_08_14 Hr 24 | 0 | 0 | 0 | 3.8529 | 3.8556 | 3.8556 | 3.8537 | 3.8541 | 3.8556 | 49.2852 | 0 | 0.196 | 20 | 0 | 94.2674 | 94.2674 | 264.9615 | 17.93 | 0.01353 | 0.06 | 0.08976 | 2.013 | 0 | 0 | 0 | 0 | 0 | 0 | 0.2511 | 46.06 | 7.2612 | 228.3633 | 0 | 0 | 0 | 0 | 5.9195 | 14.5894 | 0 | 34.1797 | 0 | 0.6357 | 1.0066 | 1.35 | -1 | -4.2 | 3.9641 | 0 | 0 | 1.3805 | 1.3805 | 1.3805 | 1.3805 | 1.6052 | 16.848 | 1.1136 | 0.00194 | 0 | 0 | 0 | 0 | 0 | 0 | 0 | 0 | 0 | 0 | 0 | 0 | 0 | 0 | 0 | 0 | 0.17577 | 0 | -280.9107 | 15.5243 | 0 | 69.9561 | 69.851 | 32.6796 | 998.1141 | 30.4138 | 61.4419 | 3.721 | 0.3248 | 0 | 13.166 | 3.19 | 76.892 | 1046.25 | 302.8368 | -288.8807 | 0.00082 | 1.305 | -2.77 | 15.186 | 7.7698 | 2025-08-14 | 2025_08_14 Hr 24 | 74.541 | 1.3e-05 | -1046.25 | -246.731 | 212.4044 | 916.0456 | 69.5276 | 11.2638 | 83.7396 | 25.6562 | 56.4123 | 130.3358 | 23.1276 | 188.5348 | 264.9615 | 17.93 | 7.2612 | 46.06 | 228.3633 | 0 | 139.8071 | 0
2025_08_15 Hr 01 | 0 | 0 | 0 | 3.8529 | 3.8556 | 3.8556 | 3.8537 | 3.8541 | 3.8556 | 41.9988 | 0 | 0.196 | 18 | 0 | 94.2674 | 94.2674 | 264.9615 | 0 | 0.01353 | 0.06 | 0.08976 | 2.013 | 0 | 0 | 0 | 0 | 0 | 0 | 0.2511 | 46.06 | 7.2612 | 228.3633 | 0 | 0 | 0 | 0 | 4.6755 | 11.5218 | 0 | 46.4852 | 0 | 0.6357 | 1.2875 | 2.7 | -1 | -4.2 | 4.1088 | 0 | 0 | 0 | 0 | 0 | 0 | 0 | 16.848 | 1.1136 | 0.00194 | 0 | 0 | 0 | 0 | 0 | 0 | 0 | 0 | 0 | 0 | 0 | 0 | 0 | 0 | 0 | 0 | 0.34985 | 0 | -309.1306 | 15.3404 | 0 | 69.9561 | 69.851 | 19.3764 | 962.2237 | 29.2021 | 58.9139 | 3.721 | 0.3248 | 0 | 13.166 | 3.19 | 76.892 | 974.2 | 282.5917 | -317.1006 | 0.16586 | 1.305 | -2.77 | 14.4939 | 7.4436 | 2025-08-15 | 2025_08_15 Hr 01 | 73.7655 | 1.6e-05 | -974.2 | -262.6454 | 189.502 | 898.1156 | 54.2244 | 11.2638 | 83.7396 | 22.1093 | 41.9988 | 125.3939 | 23.1276 | 188.5348 | 264.9615 | 0 | 7.2612 | 46.06 | 228.3633 | 0 | 139.8071 | 0
2025_08_15 Hr 02 | 0 | 0 | 0 | 3.8529 | 3.8556 | 3.8556 | 3.8537 | 3.8541 | 3.8556 | 36.6934 | 0 | 0.196 | 23 | 0 | 94.2674 | 94.2674 | 264.9615 | 0 | 0.01353 | 0.06 | 0.08976 | 2.013 | 0 | 0 | 0 | 0 | 0 | 0 | 0.2511 | 46.06 | 7.2612 | 228.3633 | 0 | 0 | 0 | 0 | 1.8415 | 4.5379 | 0 | 48.8325 | 0 | 0.6357 | 1.2875 | 2.7 | -1 | -4.2 | 4.1088 | 0 | 0 | 0 | 0 | 0 | 0 | 0 | 18.8487 | 1.1136 | 0.00194 | 0 | 0 | 0 | 0 | 0 | 0 | 0 | 0 | 0 | 0 | 0 | 0 | 0 | 0 | 0 | 0 | 0.34985 | 0 | -350.83 | 15.3404 | 0 | 69.9561 | 69.851 | 13.5924 | 947.1003 | 27.1215 | 54.7163 | 3.721 | 0.3248 | 0 | 13.166 | 3.19 | 76.892 | 913.1 | 275.9672 | -358.8 | 0.16586 | 1.305 | -2.77 | 13.4612 | 6.9133 | 2025-08-15 | 2025_08_15 Hr 02 | 59.2874 | 5e-06 | -913.1 | -301.9975 | 166.5374 | 898.1156 | 55.4411 | 11.2638 | 83.7396 | 12.2913 | 36.6934 | 117.5527 | 23.1276 | 188.5348 | 264.9615 | 0 | 7.2612 | 46.06 | 228.3633 | 0 | 139.8071 | 0
2025_08_15 Hr 03 | 0 | 0 | 0 | 3.8529 | 3.8556 | 3.8556 | 3.8537 | 3.8541 | 3.8556 | 36.6934 | 0 | 0.196 | 13 | 0 | 94.2674 | 94.2674 | 264.9615 | 0 | 0.01353 | 0.06 | 0.08976 | 2.013 | 0 | 0 | 0 | 0 | 0 | 0 | 0.2511 | 46.06 | 7.2612 | 228.3633 | 0 | 0 | 0 | 0 | 0.89677 | 2.2099 | 0 | 44.9876 | 0 | 0.6357 | 1.2875 | 2.7 | -1 | -4.2 | 4.1088 | 0 | 0 | 0 | 0 | 0 | 0 | 0 | 27.7992 | 1.1136 | 0.00194 | 0 | 0 | 0 | 0 | 0 | 0 | 0 | 0 | 0 | 0 | 0 | 0 | 0 | 0 | 0 | 0 | 0.34985 | 0 | -376.2318 | 15.3404 | 0 | 69.9561 | 69.851 | 10.2666 | 943.8276 | 26.428 | 53.3172 | 3.721 | 0.3248 | 0 | 13.166 | 3.19 | 76.892 | 873.5917 | 268.9782 | -384.2018 | 0.16586 | 1.305 | -2.77 | 13.117 | 6.7365 | 2025-08-15 | 2025_08_15 Hr 03 | 61.2701 | -2.94e-05 | -873.5917 | -331.2442 | 160.651 | 898.1156 | 51.0658 | 11.2638 | 83.7396 | 9.0187 | 36.6934 | 114.939 | 23.1276 | 188.5348 | 264.9615 | 0 | 7.2612 | 46.06 | 228.3633 | 0 | 139.8071 | 0
2025_08_15 Hr 04 | 0 | 0 | 0 | 3.8529 | 3.8556 | 3.8556 | 3.8537 | 3.8541 | 3.8556 | 36.6934 | 0 | 0.196 | 18 | 0 | 94.2674 | 94.2674 | 264.9615 | 0 | 0.01353 | 0.06 | 0.08976 | 2.013 | 0 | 0 | 0 | 0 | 0 | 0 | 0.2511 | 46.06 | 7.2612 | 228.3633 | 0 | 0 | 0 | 0 | 0.084781 | 0.20892 | 0 | 50.4924 | 0 | 0.6357 | 1.2875 | 2.9 | -1 | -4.2 | 4.1088 | 0 | 0 | 0 | 0 | 0 | 0 | 0 | 27.7992 | 1.1136 | 0.00194 | 0 | 0 | 0 | 0 | 0 | 0 | 0 | 0 | 0 | 0 | 0 | 0 | 0 | 0 | 0 | 0 | 0.34985 | 0 | -389.5287 | 15.3404 | 0 | 69.9561 | 69.851 | 4.338 | 941.0147 | 25.8045 | 52.0593 | 3.721 | 0.3248 | 0 | 13.166 | 3.19 | 76.892 | 859.7083 | 265.6999 | -397.4987 | 0.16586 | 1.305 | -2.77 | 12.8075 | 6.5775 | 2025-08-15 | 2025_08_15 Hr 04 | 63.0501 | 3.823e-05 | -859.7083 | -339.0363 | 155.4884 | 898.1156 | 50.1372 | 11.2638 | 83.7396 | 6.2057 | 36.6934 | 112.5893 | 23.1276 | 188.5348 | 264.9615 | 0 | 7.2612 | 46.06 | 228.3633 | 0 | 139.8071 | 0
2025_08_15 Hr 05 | 0 | 0 | 0 | 3.8529 | 3.8556 | 3.8556 | 3.8537 | 3.8541 | 3.8556 | 36.6934 | 0 | 0.196 | 34 | 0 | 94.2674 | 94.2674 | 264.9615 | 0 | 0.01353 | 0.06 | 0.08976 | 2.013 | 0 | 0 | 0 | 0 | 0 | 0 | 0.2511 | 46.06 | 7.2612 | 228.3633 | 0 | 0 | 0 | 0 | 1.3834 | 3.4091 | 0 | 64.6172 | 0 | 0.6357 | 1.2875 | 2.7 | -1 | -4.2 | 4.1088 | 0 | 0 | 0 | 0 | 0 | 0 | 0 | 34.749 | 1.1136 | 0.00194 | 0 | 0 | 0 | 0 | 0 | 0 | 0 | 0 | 0 | 0 | 0 | 0 | 0 | 0 | 0 | 0 | 0.34985 | 0 | -426.9247 | 15.3404 | 0 | 69.9561 | 69.851 | 5.6394 | 945.5135 | 26.7853 | 54.038 | 3.721 | 0.3248 | 0 | 13.166 | 3.19 | 76.892 | 868.8834 | 293.6473 | -434.8947 | 0.16586 | 1.305 | -2.77 | 13.2943 | 6.8275 | 2025-08-15 | 2025_08_15 Hr 05 | 75.3605 | -6.3e-05 | -868.8834 | -362.3075 | 163.6834 | 898.1156 | 74.3884 | 11.2638 | 83.7396 | 10.7046 | 36.6934 | 116.2854 | 23.1276 | 188.5348 | 264.9615 | 0 | 7.2612 | 46.06 | 228.3633 | 0 | 139.8071 | 0
2025_08_15 Hr 06 | 0 | 0 | 0 | 3.8529 | 3.8556 | 3.8556 | 3.8537 | 3.8541 | 3.8556 | 39.0875 | 0 | 0.196 | 67 | 0 | 94.2674 | 94.2674 | 264.9615 | 0 | 0.01353 | 0.06 | 0.08976 | 2.013 | 0 | 0 | 0 | 0 | 0 | 0 | 0.2511 | 46.06 | 7.2612 | 228.3633 | 0 | 0 | 0 | 0 | 3.9264 | 9.6759 | 0 | 44.0207 | 0 | 0.6357 | 1.2875 | 2.7 | -1 | -4.2 | 4.1088 | 0 | 0 | 0 | 0 | 0 | 0 | 0 | 30.7476 | 1.1136 | 0.00194 | 0 | 0 | 0 | 0 | 0 | 0 | 0 | 0 | 0 | 0 | 0 | 0 | 0 | 0 | 0 | 0 | 0.34985 | 0 | -423.0786 | 15.3404 | 0 | 69.9561 | 69.851 | 19.3764 | 956.7175 | 28.6522 | 57.8044 | 3.721 | 0.3248 | 0 | 13.166 | 3.19 | 76.892 | 913.1083 | 343.4188 | -431.0486 | 0.16586 | 1.305 | -2.77 | 14.2209 | 7.3034 | 2025-08-15 | 2025_08_15 Hr 06 | 60.3184 | 3.3e-05 | -913.1083 | -379.0579 | 181.9232 | 898.1156 | 117.124 | 11.2638 | 83.7396 | 19.5143 | 39.0875 | 123.3214 | 23.1276 | 188.5348 | 264.9615 | 0 | 7.2612 | 46.06 | 228.3633 | 0 | 139.8071 | 0
2025_08_15 Hr 07 | 2.0713 | 4.5e-05 | 0.001269 | 3.8529 | 3.8556 | 3.8556 | 3.8537 | 3.8541 | 3.8556 | 49.3883 | -14.8 | 0.196 | 51 | 0 | 94.2674 | 94.2674 | 253.9004 | 0 | 0.01353 | 0.06 | 0.08976 | 2.013 | 0 | 0 | 0 | 0 | 0 | 0 | 0.2511 | 46.06 | 7.2612 | 219.5424 | 0 | 0 | 0 | 0 | 6.1069 | 15.049 | 0 | 75.3769 | 0 | 0.6357 | 1.2875 | 1.35 | -1 | -4.2 | 4.1088 | 0 | 0 | 1.1926 | 1.1926 | 1.1926 | 1.1926 | 1.3867 | 26.8515 | 1.1136 | 0.00194 | 0 | 0 | 0 | 0 | 0 | 0 | 0 | 0 | 0 | 0 | 0 | 0 | 0 | 0 | 0 | 0 | 0.34985 | 0 | -352.2335 | 15.3404 | 0 | 66.9952 | 66.8946 | 10.2666 | 954.931 | 30.253 | 61.0338 | 3.721 | 0.3248 | -2.0713 | 13.166 | 3.19 | 76.892 | 975.75 | 322.5169 | -377.0748 | 0.16586 | 1.305 | -2.77 | 15.0154 | 7.7115 | 2025-08-15 | 2025_08_15 Hr 07 | 62.3392 | 5.8e-05 | -975.75 | -276.8566 | 197.1674 | 872.3163 | 88.1194 | 11.2638 | 83.7396 | 27.0679 | 55.5455 | 114.554 | 23.1276 | 188.5348 | 253.9004 | 0 | 7.2612 | 46.06 | 219.5424 | 0 | 133.8899 | 0
2025_08_15 Hr 08 | 14.3313 | 0.000345 | 0.009729 | 3.8529 | 3.8556 | 3.8556 | 3.8537 | 3.8541 | 3.8556 | 69.0692 | -14.8 | 0.196 | 16 | 0 | 94.2674 | 94.2674 | 253.9004 | 0 | 0.01353 | 0.06 | 0.08976 | 2.013 | 0 | 0 | 0 | 0 | 0 | 0 | 0.2511 | 46.06 | 7.2612 | 219.5424 | 0 | 0 | 0 | 0 | 9.919 | 24.4432 | 0 | 61.1756 | 0 | 0.6357 | 1.2875 | 0 | -1 | -4.2 | 4.1088 | 0 | 0 | 12.1182 | 12.1182 | 12.1182 | 12.1182 | 14.0909 | 24.8508 | 1.1136 | 0.00194 | 0 | 0 | 0 | 0 | 0 | 0 | 0 | 0 | 0 | 0 | 0 | 0 | 0 | 0 | 0 | 0 | 0.34985 | 0 | -331.1444 | 15.3404 | 0 | 66.9952 | 66.8946 | 9.6882 | 1044.233 | 33.0516 | 66.68 | 3.721 | 0.3248 | -14.3313 | 13.166 | 3.19 | 76.892 | 1044.908 | 307.7454 | -368.2457 | 0.16586 | 1.305 | -2.77 | 16.4045 | 8.4248 | 2025-08-15 | 2025_08_15 Hr 08 | 73.5118 | 0.000359 | -1044.908 | -269.9688 | 297.0084 | 872.3163 | 50.5491 | 11.2638 | 83.7396 | 40.2742 | 131.6328 | 125.1013 | 23.1276 | 188.5348 | 253.9004 | 0 | 7.2612 | 46.06 | 219.5424 | 0 | 133.8899 | 0
2025_08_15 Hr 09 | 18.5551 | 0.001845 | 0.052029 | 3.8529 | 3.8556 | 3.8556 | 3.8537 | 3.8541 | 3.8556 | 78.1584 | -14.8 | 0.196 | 28 | 0 | 94.2674 | 94.2674 | 253.9004 | 21.08 | 0.01353 | 0.06 | 0.08976 | 2.013 | 0 | 0 | 0 | 0 | 0 | 0 | 0.2511 | 46.06 | 7.2612 | 219.5424 | 0 | 0 | 0 | 0 | 11.6796 | 28.7817 | 0 | 50.3068 | 0 | 0.6357 | 1.2875 | 0 | -1 | -4.2 | 4.1088 | 0 | 0 | 17.5523 | 17.5523 | 17.5523 | 17.5523 | 20.4096 | 24.8508 | 1.1136 | 0.00194 | 0 | 0 | 0 | 0 | 0 | 0 | 0 | 0 | 0 | 0 | 0 | 0 | 0 | 0 | 0 | 0 | 0.34985 | 0 | -337.3854 | 15.3404 | 0 | 66.9952 | 66.8946 | 6.6516 | 1108.599 | 34.3441 | 69.2876 | 3.721 | 0.3248 | -18.5551 | 13.166 | 3.19 | 76.892 | 1106 | 325.8051 | -378.7105 | 0.16586 | 1.305 | -2.77 | 17.046 | 8.7543 | 2025-08-15 | 2025_08_15 Hr 09 | 87.9083 | 5.9e-05 | -1106 | -287.0786 | 345.1226 | 893.3963 | 59.5563 | 11.2638 | 83.7396 | 46.3733 | 168.7769 | 129.9724 | 23.1276 | 188.5348 | 253.9004 | 21.08 | 7.2612 | 46.06 | 219.5424 | 0 | 133.8899 | 0
2025_08_15 Hr 10 | 17.8868 | 0.004995 | 0.14086 | 3.8529 | 3.8556 | 3.8556 | 3.8537 | 3.8541 | 3.8556 | 86.0652 | -14.8 | 0.196 | 25 | 0 | 94.2674 | 94.2674 | 253.9004 | 21.08 | 0.01353 | 0.06 | 0.08976 | 2.013 | 0 | 0 | 0 | 0 | 0 | 0 | 0.2511 | 46.06 | 7.2612 | 219.5424 | 0 | 0 | 0 | 0 | 13.2111 | 32.5558 | 0 | 47.0192 | 0 | 0.6357 | 1.2875 | 0 | -1 | -4.2 | 4.1088 | 0 | 0 | 22.2795 | 22.2795 | 22.2795 | 22.2795 | 25.9063 | 24.8508 | 1.1136 | 0.00194 | 0 | 0 | 0 | 0 | 0 | 0 | 0 | 0 | 0 | 0 | 0 | 0 | 0 | 0 | 0 | 0 | 0.34985 | 0 | -310.2424 | 15.3404 | 0 | 66.9952 | 66.8946 | 4.0488 | 1146.305 | 35.4685 | 71.5559 | 3.721 | 0.3248 | -17.8868 | 13.166 | 3.19 | 76.892 | 1166.2 | 323.7746 | -350.8992 | 0.16586 | 1.305 | -2.77 | 17.604 | 9.0409 | 2025-08-15 | 2025_08_15 Hr 10 | 91.5351 | 6e-05 | -1166.2 | -263.2232 | 386.978 | 893.3963 | 54.0455 | 11.2638 | 83.7396 | 51.679 | 201.0893 | 134.2098 | 23.1276 | 188.5348 | 253.9004 | 21.08 | 7.2612 | 46.06 | 219.5424 | 0 | 133.8899 | 0
2025_08_15 Hr 11 | 18.764 | 0.0078 | 0.21996 | 3.8529 | 3.8556 | 3.8556 | 3.8537 | 3.8541 | 3.8556 | 91.2871 | -14.8 | 0.196 | 6 | 0 | 94.2674 | 94.2674 | 253.9004 | 21.08 | 0.01353 | 0.06 | 0.08976 | 2.013 | 0 | 0 | 0 | 0 | 0 | 0 | 0.2511 | 46.06 | 7.2612 | 219.5424 | 0 | 0 | 0 | 0 | 14.2226 | 35.0484 | 0 | 45.6492 | 0 | 0.6357 | 1.2875 | 0 | -1 | -4.2 | 4.1088 | 0 | 0 | 25.4015 | 25.4015 | 25.4015 | 25.4015 | 29.5366 | 20.8494 | 1.1136 | 0.00194 | 0 | 0 | 0 | 0 | 0 | 0 | 0 | 0 | 0 | 0 | 0 | 0 | 0 | 0 | 0 | 0 | 0.34985 | 0 | -239.8658 | 15.3404 | 0 | 66.9952 | 66.8946 | 4.6272 | 1171.229 | 36.2111 | 73.0541 | 3.721 | 0.3248 | -18.764 | 13.166 | 3.19 | 76.892 | 1240.508 | 305.0302 | -281.3998 | 0.16586 | 1.305 | -2.77 | 17.9726 | 9.2302 | 2025-08-15 | 2025_08_15 Hr 11 | 96.0787 | 0.000368 | -1240.508 | -194.2166 | 414.6209 | 893.3963 | 31.7044 | 11.2638 | 83.7396 | 55.183 | 222.4296 | 137.0083 | 23.1276 | 188.5348 | 253.9004 | 21.08 | 7.2612 | 46.06 | 219.5424 | 0 | 133.8899 | 0
2025_08_15 Hr 12 | 17.7226 | 0.00957 | 0.26987 | 3.8529 | 3.8556 | 3.8556 | 3.8537 | 3.8541 | 3.8556 | 99.5142 | -14.8 | 0.196 | 24 | 0 | 94.2674 | 94.2674 | 253.9004 | 21.08 | 0.01353 | 0.06 | 0.08976 | 2.013 | 0 | 0 | 0 | 0 | 0 | 0 | 0.2511 | 46.06 | 7.2612 | 219.5424 | 0 | 0 | 0 | 0 | 15.8162 | 38.9754 | 0 | 36.3826 | 0 | 0.6357 | 1.2875 | 0 | -1 | -4.2 | 4.1088 | 0 | 0 | 30.3201 | 30.3201 | 30.3201 | 30.3201 | 35.2559 | 18.8487 | 1.1136 | 0.00194 | 0 | 0 | 0 | 0 | 0 | 0 | 0 | 0 | 0 | 0 | 0 | 0 | 0 | 0 | 0 | 0 | 0.34985 | 0 | -208.2482 | 15.3404 | 0 | 66.9952 | 66.8946 | 7.3746 | 1210.42 | 37.381 | 75.4143 | 3.721 | 0.3248 | -17.7226 | 13.166 | 3.19 | 76.892 | 1325.208 | 327.1462 | -248.7408 | 0.16586 | 1.305 | -2.77 | 18.5533 | 9.5284 | 2025-08-15 | 2025_08_15 Hr 12 | 102.9797 | 0.00035 | -1325.208 | -171.8656 | 458.1714 | 893.3963 | 50.5027 | 11.2638 | 83.7396 | 60.7036 | 256.0505 | 141.4173 | 23.1276 | 188.5348 | 253.9004 | 21.08 | 7.2612 | 46.06 | 219.5424 | 0 | 133.8899 | 0
2025_08_15 Hr 13 | 18.0128 | 0.0105 | 0.2961 | 3.8529 | 3.8556 | 3.8556 | 3.8537 | 3.8541 | 3.8556 | 108.2585 | -14.8 | 0.196 | 36 | 0 | 94.2674 | 94.2674 | 253.9004 | 21.08 | 0.01353 | 0.06 | 0.08976 | 2.013 | 0 | 0 | 0 | 0 | 0 | 0 | 0.2511 | 46.06 | 7.2612 | 219.5424 | 0 | 0 | 0 | 0 | 17.5099 | 43.1493 | 0 | 33.8768 | 0 | 0.6357 | 1.2875 | 0 | -1 | -4.2 | 4.1088 | 0 | 0 | 35.548 | 35.548 | 35.548 | 35.548 | 41.3349 | 16.848 | 1.1136 | 0.00194 | 0 | 0 | 0 | 0 | 0 | 0 | 0 | 0 | 0 | 0 | 0 | 0 | 0 | 0 | 0 | 0 | 0.34985 | 0 | -189.7781 | 15.3404 | 0 | 66.9952 | 66.8946 | 8.3868 | 1252.049 | 38.6245 | 77.9229 | 3.721 | 0.3248 | -18.0128 | 13.166 | 3.19 | 76.892 | 1398.5 | 343.135 | -230.5609 | 0.16586 | 1.305 | -2.77 | 19.1704 | 9.8453 | 2025-08-15 | 2025_08_15 Hr 13 | 108.883 | 1.4e-05 | -1398.5 | -155.9013 | 504.4601 | 893.3963 | 61.5414 | 11.2638 | 83.7396 | 66.5712 | 291.7854 | 146.1035 | 23.1276 | 188.5348 | 253.9004 | 21.08 | 7.2612 | 46.06 | 219.5424 | 0 | 133.8899 | 0
2025_08_15 Hr 14 | 16.8603 | 0.01104 | 0.31133 | 3.8529 | 3.8556 | 3.8556 | 3.8537 | 3.8541 | 3.8556 | 114.8352 | -14.8 | 0.196 | 37 | 0 | 94.2674 | 94.2674 | 253.9004 | 21.08 | 0.01353 | 0.06 | 0.08976 | 2.013 | 0 | 0 | 0 | 0 | 0 | 0 | 0.2511 | 46.06 | 7.2612 | 219.5424 | 0 | 0 | 0 | 0 | 18.7838 | 46.2885 | 0 | 23.6126 | 0 | 0.6357 | 1.2875 | 0 | -1 | -4.2 | 4.1088 | 0 | 0 | 39.48 | 39.48 | 39.48 | 39.48 | 45.907 | 14.8473 | 1.1136 | 0.00194 | 0 | 0 | 0 | 0 | 0 | 0 | 0 | 0 | 0 | 0 | 0 | 0 | 0 | 0 | 0 | 0 | 0.34985 | 0 | -186.8788 | 15.3404 | 0 | 66.9952 | 66.8946 | 13.014 | 1283.354 | 39.5597 | 79.8097 | 3.721 | 0.3248 | -16.8603 | 13.166 | 3.19 | 76.892 | 1429.592 | 349.1341 | -226.5091 | 0.16586 | 1.305 | -2.77 | 19.6346 | 10.0837 | 2025-08-15 | 2025_08_15 Hr 14 | 111.7743 | -0.000269 | -1429.592 | -163.2662 | 539.2745 | 893.3963 | 65.1837 | 11.2638 | 83.7396 | 70.9844 | 318.6621 | 149.6281 | 23.1276 | 188.5348 | 253.9004 | 21.08 | 7.2612 | 46.06 | 219.5424 | 0 | 133.8899 | 0
2025_08_15 Hr 15 | 16.7923 | 0.011145 | 0.31429 | 3.8529 | 3.8556 | 3.8556 | 3.8537 | 3.8541 | 3.8556 | 119.8601 | -14.8 | 0.196 | 30 | 0 | 94.2674 | 94.2674 | 253.9004 | 21.08 | 0.01353 | 0.06 | 0.08976 | 2.013 | 0 | 0 | 0 | 0 | 0 | 0 | 0.2511 | 46.06 | 7.2612 | 219.5424 | 0 | 0 | 0 | 0 | 19.7571 | 48.687 | 0 | 20.2779 | 0 | 0.6357 | 1.2875 | 0 | -1 | -4.2 | 4.1088 | 0 | 0 | 42.4842 | 42.4842 | 42.4842 | 42.4842 | 49.4002 | 14.8473 | 1.1136 | 0.00194 | 0 | 0 | 0 | 0 | 0 | 0 | 0 | 0 | 0 | 0 | 0 | 0 | 0 | 0 | 0 | 0 | 0.34985 | 0 | -172.7577 | 15.3404 | 0 | 66.9952 | 66.8946 | 12.7248 | 1307.264 | 40.2742 | 81.2512 | 3.721 | 0.3248 | -16.7923 | 13.166 | 3.19 | 76.892 | 1459.692 | 344.4699 | -212.32 | 0.16586 | 1.305 | -2.77 | 19.9893 | 10.2659 | 2025-08-15 | 2025_08_15 Hr 15 | 117.819 | -0.000283 | -1459.692 | -152.4798 | 565.8742 | 893.3963 | 57.8975 | 11.2638 | 83.7396 | 74.3562 | 339.197 | 152.321 | 23.1276 | 188.5348 | 253.9004 | 21.08 | 7.2612 | 46.06 | 219.5424 | 0 | 133.8899 | 0
2025_08_15 Hr 16 | 18.4291 | 0.01077 | 0.30371 | 3.8529 | 3.8556 | 3.8556 | 3.8537 | 3.8541 | 3.8556 | 125.0821 | -14.8 | 0.196 | 26 | 0 | 94.2674 | 94.2674 | 253.9004 | 21.08 | 0.01353 | 0.06 | 0.08976 | 2.013 | 0 | 0 | 0 | 0 | 0 | 0 | 0.2511 | 46.06 | 7.2612 | 219.5424 | 0 | 0 | 0 | 0 | 20.7686 | 51.1796 | 0 | 14.8004 | 0 | 0.6357 | 1.2875 | 0 | -1 | -4.2 | 4.1088 | 0 | 0 | 45.6062 | 45.6062 | 45.6062 | 45.6062 | 53.0305 | 14.8473 | 1.1136 | 0.00194 | 0 | 0 | 0 | 0 | 0 | 0 | 0 | 0 | 0 | 0 | 0 | 0 | 0 | 0 | 0 | 0 | 0.34985 | 0 | -170.493 | 15.3404 | 0 | 66.9952 | 66.8946 | 13.014 | 1332.098 | 41.0168 | 82.7494 | 3.721 | 0.3248 | -18.4291 | 13.166 | 3.19 | 76.892 | 1480.4 | 345.1941 | -211.6921 | 0.16586 | 1.305 | -2.77 | 20.3578 | 10.4551 | 2025-08-15 | 2025_08_15 Hr 16 | 119.5519 | 7.7e-05 | -1480.4 | -155.6926 | 593.5171 | 893.3963 | 54.1758 | 11.2638 | 83.7396 | 77.8603 | 360.5373 | 155.1195 | 23.1276 | 188.5348 | 253.9004 | 21.08 | 7.2612 | 46.06 | 219.5424 | 0 | 133.8899 | 0
2025_08_15 Hr 17 | 17.5485 | 0.010125 | 0.28552 | 3.8529 | 3.8556 | 3.8556 | 3.8537 | 3.8541 | 3.8556 | 124.7372 | -14.8 | 0.196 | 19 | 0 | 94.2674 | 94.2674 | 253.9004 | 21.08 | 0.01353 | 0.06 | 0.08976 | 2.013 | 0 | 0 | 0 | 0 | 0 | 0 | 0.2511 | 46.06 | 7.2612 | 219.5424 | 0 | 0 | 0 | 0 | 20.7018 | 51.015 | 0 | 17.1777 | 0 | 0.6357 | 1.2875 | 0 | -1 | -4.2 | 4.1088 | 0 | 0 | 45.4 | 45.4 | 45.4 | 45.4 | 52.7907 | 15.9003 | 1.1136 | 0.00194 | 0 | 0 | 0 | 0 | 0 | 0 | 0 | 0 | 0 | 0 | 0 | 0 | 0 | 0 | 0 | 0 | 0.34985 | 0 | -165.7981 | 15.3404 | 0 | 66.9952 | 66.8946 | 12.7248 | 1330.439 | 40.9678 | 82.6504 | 3.721 | 0.3248 | -17.5485 | 13.166 | 3.19 | 76.892 | 1479.392 | 337.8918 | -206.1166 | 0.16586 | 1.305 | -2.77 | 20.3335 | 10.4427 | 2025-08-15 | 2025_08_15 Hr 17 | 119.1657 | -0.000317 | -1479.392 | -148.6204 | 591.6916 | 893.3963 | 47.9207 | 11.2638 | 83.7396 | 77.6289 | 359.128 | 154.9347 | 23.1276 | 188.5348 | 253.9004 | 21.08 | 7.2612 | 46.06 | 219.5424 | 0 | 133.8899 | 0
2025_08_15 Hr 18 | 16.8719 | 0.008625 | 0.24322 | 3.8529 | 3.8556 | 3.8556 | 3.8537 | 3.8541 | 3.8556 | 121.0424 | -14.8 | 0.196 | 12 | 0 | 94.2674 | 94.2674 | 253.9004 | 21.08 | 0.01353 | 0.06 | 0.08976 | 2.013 | 0 | 0 | 0 | 0 | 0 | 0 | 0.2511 | 46.06 | 7.2612 | 219.5424 | 0 | 0 | 0 | 0 | 19.9861 | 49.2514 | 0 | 19.4345 | 0 | 0.6357 | 1.2875 | 0 | -1 | -4.2 | 4.1088 | 0 | 0 | 43.191 | 43.191 | 43.191 | 43.191 | 50.2221 | 14.8473 | 1.1136 | 0.00194 | 0 | 0 | 0 | 0 | 0 | 0 | 0 | 0 | 0 | 0 | 0 | 0 | 0 | 0 | 0 | 0 | 0.34985 | 0 | -167.3818 | 15.3404 | 0 | 66.9952 | 66.8946 | 14.3154 | 1312.818 | 40.4424 | 81.5905 | 3.721 | 0.3248 | -16.8719 | 13.166 | 3.19 | 76.892 | 1454 | 328.7713 | -207.0237 | 0.16586 | 1.305 | -2.77 | 20.0727 | 10.3087 | 2025-08-15 | 2025_08_15 Hr 18 | 124.5858 | 3e-06 | -1454 | -147.9473 | 572.1329 | 893.3963 | 41.4145 | 11.2638 | 83.7396 | 75.1496 | 344.0288 | 152.9546 | 23.1276 | 188.5348 | 253.9004 | 21.08 | 7.2612 | 46.06 | 219.5424 | 0 | 133.8899 | 0
2025_08_15 Hr 19 | 9.3281 | 0.004785 | 0.13494 | 3.8529 | 3.8556 | 3.8556 | 3.8537 | 3.8541 | 3.8556 | 111.8055 | -14.8 | 0.196 | 8 | 0 | 94.2674 | 94.2674 | 253.9004 | 21.08 | 0.01353 | 0.06 | 0.08976 | 2.013 | 0 | 0 | 0 | 0 | 0 | 0 | 0.2511 | 46.06 | 7.2612 | 219.5424 | 0 | 0 | 0 | 0 | 18.197 | 44.8424 | 0 | 20.6965 | 0 | 0.6357 | 1.2875 | 0 | -1 | -4.2 | 4.1088 | 0 | 0 | 37.6686 | 37.6686 | 37.6686 | 37.6686 | 43.8007 | 12.9519 | 1.1136 | 0.00194 | 0 | 0 | 0 | 0 | 0 | 0 | 0 | 0 | 0 | 0 | 0 | 0 | 0 | 0 | 0 | 0 | 0.34985 | 0 | -162.371 | 15.3404 | 0 | 66.9952 | 66.8946 | 15.0384 | 1268.763 | 39.1288 | 78.9405 | 3.721 | 0.3248 | -9.3281 | 13.166 | 3.19 | 76.892 | 1406.092 | 311.101 | -194.4691 | 0.16586 | 1.305 | -2.77 | 19.4208 | 9.9739 | 2025-08-15 | 2025_08_15 Hr 19 | 120.2034 | -0.000265 | -1406.092 | -141.6745 | 523.2365 | 893.3963 | 36.13 | 11.2638 | 83.7396 | 68.9514 | 306.2807 | 148.0044 | 23.1276 | 188.5348 | 253.9004 | 21.08 | 7.2612 | 46.06 | 219.5424 | 0 | 133.8899 | 0
2025_08_15 Hr 20 | 1.0282 | 0.002715 | 0.076563 | 3.8529 | 3.8556 | 3.8556 | 3.8537 | 3.8541 | 3.8556 | 102.7163 | -14.8 | 0.196 | 5 | 0 | 94.2674 | 94.2674 | 253.9004 | 21.08 | 0.01353 | 0.06 | 0.08976 | 2.013 | 0 | 0 | 0 | 0 | 0 | 0 | 0.2511 | 46.06 | 7.2612 | 219.5424 | 0 | 0 | 0 | 0 | 16.4364 | 40.5039 | 0 | 37.6735 | 0 | 0.6357 | 1.2875 | 0 | -1 | -4.2 | 4.1088 | 0 | 0 | 32.2345 | 32.2345 | 32.2345 | 32.2345 | 37.482 | 12.9519 | 1.1136 | 0.00194 | 0 | 0 | 0 | 0 | 0 | 0 | 0 | 0 | 0 | 0 | 0 | 0 | 0 | 0 | 0 | 0 | 0.34985 | 0 | -184.2002 | 15.3404 | 0 | 66.9952 | 66.8946 | 8.9652 | 1225.462 | 37.8363 | 76.3329 | 3.721 | 0.3248 | -1.0282 | 13.166 | 3.19 | 76.892 | 1343.992 | 288.8548 | -207.9984 | 0.16586 | 1.305 | -2.77 | 18.7793 | 9.6445 | 2025-08-15 | 2025_08_15 Hr 20 | 100.9007 | -0.000317 | -1343.992 | -146.5267 | 475.1222 | 893.3963 | 26.9964 | 11.2638 | 83.7396 | 62.8523 | 269.1365 | 143.1334 | 23.1276 | 188.5348 | 253.9004 | 21.08 | 7.2612 | 46.06 | 219.5424 | 0 | 133.8899 | 0
2025_08_15 Hr 21 | 0 | 0.00075 | 0.02115 | 3.8529 | 3.8556 | 3.8556 | 3.8537 | 3.8541 | 3.8556 | 97.0017 | -14.8 | 0.196 | 5 | 0 | 94.2674 | 94.2674 | 253.9004 | 21.08 | 0.01353 | 0.06 | 0.08976 | 2.013 | 0 | 0 | 0 | 0 | 0 | 0 | 0.2511 | 46.06 | 7.2612 | 219.5424 | 0 | 0 | 0 | 0 | 15.3295 | 37.7761 | 0 | 46.9398 | 0 | 0.6357 | 1.2875 | 0 | -1 | -4.2 | 4.1088 | 0 | 0 | 28.818 | 28.818 | 28.818 | 28.818 | 33.5093 | 15.9003 | 1.1136 | 0.00194 | 0 | 0 | 0 | 0 | 0 | 0 | 0 | 0 | 0 | 0 | 0 | 0 | 0 | 0 | 0 | 0 | 0.34985 | 0 | -220.6581 | 15.3404 | 0 | 66.9952 | 66.8946 | 12.7248 | 1198.218 | 37.0237 | 74.6935 | 3.721 | 0.3248 | 0 | 13.166 | 3.19 | 76.892 | 1293.2 | 291.4701 | -243.4281 | 0.16586 | 1.305 | -2.77 | 18.3759 | 9.4373 | 2025-08-15 | 2025_08_15 Hr 21 | 63.3933 | 1.7e-05 | -1293.2 | -173.7183 | 444.8715 | 893.3963 | 33.647 | 11.2638 | 83.7396 | 59.0177 | 245.783 | 140.0708 | 23.1276 | 188.5348 | 253.9004 | 21.08 | 7.2612 | 46.06 | 219.5424 | 0 | 133.8899 | 0
2025_08_15 Hr 22 | 0 | 0.00015 | 0.00423 | 3.8529 | 3.8556 | 3.8556 | 3.8537 | 3.8541 | 3.8556 | 86.7302 | -14.8 | 0.196 | 0 | 0 | 94.2674 | 94.2674 | 253.9004 | 21.08 | 0.01353 | 0.06 | 0.08976 | 2.013 | 0 | 0 | 0 | 0 | 0 | 0 | 0.2511 | 46.06 | 7.2612 | 219.5424 | 0 | 0 | 0 | 0 | 13.3399 | 32.8733 | 0 | 73.4504 | 0 | 0.6357 | 1.2875 | 0 | -1 | -4.2 | 4.1088 | 0 | 0 | 22.6771 | 22.6771 | 22.6771 | 22.6771 | 26.3687 | 20.8494 | 1.1136 | 0.00194 | 0 | 0 | 0 | 0 | 0 | 0 | 0 | 0 | 0 | 0 | 0 | 0 | 0 | 0 | 0 | 0 | 0.34985 | 0 | -277.8925 | 15.3404 | 0 | 66.9952 | 66.8946 | 21.69 | 1149.333 | 35.5631 | 71.7467 | 3.721 | 0.3248 | 0 | 13.166 | 3.19 | 76.892 | 1217 | 294.8792 | -300.6625 | 0.16586 | 1.305 | -2.77 | 17.651 | 9.065 | 2025-08-15 | 2025_08_15 Hr 22 | 70.244 | 4.3e-05 | -1217 | -204.4421 | 390.4986 | 893.3963 | 42.5438 | 11.2638 | 83.7396 | 52.1253 | 203.8072 | 134.5662 | 23.1276 | 188.5348 | 253.9004 | 21.08 | 7.2612 | 46.06 | 219.5424 | 0 | 133.8899 | 0
2025_08_15 Hr 23 | 0 | 0 | 0 | 3.8529 | 3.8556 | 3.8556 | 3.8537 | 3.8541 | 3.8556 | 67.5666 | 0 | 0.196 | 2 | 0 | 94.2674 | 94.2674 | 264.6764 | 17.93 | 0.01353 | 0.06 | 0.08976 | 2.013 | 0 | 0 | 0 | 0 | 0 | 0 | 0.2511 | 46.06 | 7.2612 | 228.1622 | 0 | 0 | 0 | 0 | 9.628 | 23.726 | 0 | 57.8973 | 0 | 0.6357 | 1.2875 | 0 | -1 | -4.2 | 4.1088 | 0 | 0 | 11.2199 | 11.2199 | 11.2199 | 11.2199 | 13.0464 | 28.8522 | 1.1136 | 0.00194 | 0 | 0 | 0 | 0 | 0 | 0 | 0 | 0 | 0 | 0 | 0 | 0 | 0 | 0 | 0 | 0 | 0.34985 | 0 | -323.3137 | 15.3404 | 0 | 69.9561 | 69.851 | 48.7302 | 1080.318 | 32.838 | 66.2489 | 3.721 | 0.3248 | 0 | 13.166 | 3.19 | 76.892 | 1128.583 | 321.6519 | -331.2837 | 0.16586 | 1.305 | -2.77 | 16.2984 | 8.3704 | 2025-08-15 | 2025_08_15 Hr 23 | 81.7228 | 0.000361 | -1128.583 | -265.4164 | 303.8545 | 915.5594 | 79.5824 | 11.2638 | 83.7396 | 39.266 | 125.4924 | 139.0961 | 23.1276 | 188.5348 | 264.6764 | 17.93 | 7.2612 | 46.06 | 228.1622 | 0 | 139.8071 | 0
2025_08_15 Hr 24 | 0 | 0 | 0 | 3.8529 | 3.8556 | 3.8556 | 3.8537 | 3.8541 | 3.8556 | 51.9254 | 0 | 0.196 | 16 | 0 | 94.2674 | 94.2674 | 264.9615 | 17.93 | 0.01353 | 0.06 | 0.08976 | 2.013 | 0 | 0 | 0 | 0 | 0 | 0 | 0.2511 | 46.06 | 7.2612 | 228.3633 | 0 | 0 | 0 | 0 | 6.5983 | 16.26 | 0 | 59.5284 | 0 | 0.6357 | 1.2875 | 0.675 | -1 | -4.2 | 4.1088 | 0 | 0 | 2.0705 | 2.0705 | 2.0705 | 2.0705 | 2.4076 | 28.8522 | 1.1136 | 0.00194 | 0 | 0 | 0 | 0 | 0 | 0 | 0 | 0 | 0 | 0 | 0 | 0 | 0 | 0 | 0 | 0 | 0.34985 | 0 | -360.8073 | 15.3404 | 0 | 69.9561 | 69.851 | 67.962 | 1007.431 | 30.6137 | 61.7617 | 3.721 | 0.3248 | 0 | 13.166 | 3.19 | 76.892 | 1044.683 | 346.5013 | -368.7773 | 0.16586 | 1.305 | -2.77 | 15.1945 | 7.8034 | 2025-08-15 | 2025_08_15 Hr 24 | 64.6891 | 0.000329 | -1044.683 | -301.279 | 222.0991 | 916.0456 | 112.8142 | 11.2638 | 83.7396 | 28.7703 | 62.615 | 130.7137 | 23.1276 | 188.5348 | 264.9615 | 17.93 | 7.2612 | 46.06 | 228.3633 | 0 | 139.8071 | 0
2025_08_16 Hr 01 | 0 | 0 | 0 | 3.8529 | 3.8556 | 3.8556 | 3.8537 | 3.8541 | 3.8556 | 53.8177 | 0 | 0.196 | 46 | 0 | 94.2674 | 94.2674 | 264.9615 | 0 | 0.01353 | 0.06 | 0.08976 | 2.013 | 0 | 0 | 0 | 0 | 0 | 0 | 0.2511 | 46.06 | 7.2612 | 228.3633 | 0 | 0 | 0 | 0 | 7.1788 | 17.6878 | 0 | 19.7524 | 0 | 0.6357 | 1.5683 | 0 | -1 | -4.2 | 4.2536 | 0 | 0 | 5.628 | 5.628 | 5.628 | 5.628 | 6.5442 | 26.8515 | 1.1136 | 0.00194 | 0 | 0 | 0 | 0 | 0 | 0 | 0 | 0 | 0 | 0 | 0 | 0 | 0 | 0 | 0 | 0 | 0.52392 | 0 | -410.7012 | 14.3239 | 0 | 69.9561 | 69.851 | 77.361 | 1012.533 | 29.0448 | 58.516 | 3.721 | 0.3248 | 0 | 13.166 | 3.19 | 76.892 | 990.4 | 376.786 | -418.6712 | 0.3309 | 1.305 | -2.77 | 14.3286 | 7.3869 | 2025-08-16 | 2025_08_16 Hr 01 | 73.8005 | 1e-05 | -990.4 | -390.9488 | 238.0173 | 898.1156 | 150.2125 | 11.2638 | 83.7396 | 31.5433 | 82.8739 | 123.6001 | 23.1276 | 188.5348 | 264.9615 | 0 | 7.2612 | 46.06 | 228.3633 | 0 | 139.8071 | 0
2025_08_16 Hr 02 | 0 | 0 | 0 | 3.8529 | 3.8556 | 3.8556 | 3.8537 | 3.8541 | 3.8556 | 41.2015 | 0 | 0.196 | 55 | 0 | 94.2674 | 94.2674 | 264.9615 | 0 | 0.01353 | 0.06 | 0.08976 | 2.013 | 0 | 0 | 0 | 0 | 0 | 0 | 0.2511 | 46.06 | 7.2612 | 228.3633 | 0 | 0 | 0 | 0 | 4.5863 | 11.3003 | 0 | 35.4414 | 0 | 0.6357 | 1.5683 | 2.25 | -1 | -4.2 | 4.2536 | 0 | 0 | 0.15572 | 0.15572 | 0.15572 | 0.15572 | 0.18107 | 11.8989 | 1.1136 | 0.00194 | 0 | 0 | 0 | 0 | 0 | 0 | 0 | 0 | 0 | 0 | 0 | 0 | 0 | 0 | 0 | 0 | 0.52392 | 0 | -380.0317 | 14.3239 | 0 | 69.9561 | 69.851 | 52.4898 | 962.6843 | 27.2566 | 54.9133 | 3.721 | 0.3248 | 0 | 13.166 | 3.19 | 76.892 | 949.3583 | 339.2343 | -388.0017 | 0.3309 | 1.305 | -2.77 | 13.4464 | 6.9321 | 2025-08-16 | 2025_08_16 Hr 02 | 70.2757 | 2.97e-05 | -949.3583 | -344.5903 | 181.4409 | 898.1156 | 119.3887 | 11.2638 | 83.7396 | 22.5633 | 42.0054 | 116.8722 | 23.1276 | 188.5348 | 264.9615 | 0 | 7.2612 | 46.06 | 228.3633 | 0 | 139.8071 | 0
2025_08_16 Hr 03 | 0 | 0 | 0 | 3.8529 | 3.8556 | 3.8556 | 3.8537 | 3.8541 | 3.8556 | 38.6881 | 0 | 0.196 | 63 | 0 | 94.2674 | 94.2674 | 264.9615 | 0 | 0.01353 | 0.06 | 0.08976 | 2.013 | 0 | 0 | 0 | 0 | 0 | 0 | 0.2511 | 46.06 | 7.2612 | 228.3633 | 0 | 0 | 0 | 0 | 4.0699 | 10.0277 | 0 | 32.235 | 0 | 0.6357 | 1.5683 | 2.7 | -1 | -4.2 | 4.2536 | 0 | 0 | 0 | 0 | 0 | 0 | 0 | 11.8989 | 1.1136 | 0.00194 | 0 | 0 | 0 | 0 | 0 | 0 | 0 | 0 | 0 | 0 | 0 | 0 | 0 | 0 | 0 | 0 | 0.52392 | 0 | -411.0352 | 14.3239 | 0 | 69.9561 | 69.851 | 40.488 | 957.578 | 26.9003 | 54.1956 | 3.721 | 0.3248 | 0 | 13.166 | 3.19 | 76.892 | 904.7 | 333.8922 | -419.0052 | 0.3309 | 1.305 | -2.77 | 13.2706 | 6.8415 | 2025-08-16 | 2025_08_16 Hr 03 | 69.3768 | 1e-05 | -904.7 | -378.8002 | 174.9943 | 898.1156 | 115.3869 | 11.2638 | 83.7396 | 20.7743 | 38.6881 | 115.5318 | 23.1276 | 188.5348 | 264.9615 | 0 | 7.2612 | 46.06 | 228.3633 | 0 | 139.8071 | 0
2025_08_16 Hr 04 | 0 | 0 | 0 | 3.8529 | 3.8556 | 3.8556 | 3.8537 | 3.8541 | 3.8556 | 38.8359 | 0 | 0.196 | 41 | 0 | 94.2674 | 94.2674 | 264.9615 | 0 | 0.01353 | 0.06 | 0.08976 | 2.013 | 0 | 0 | 0 | 0 | 0 | 0 | 0.2511 | 46.06 | 7.2612 | 228.3633 | 0 | 0 | 0 | 0 | 4.1002 | 10.1026 | 0 | 49.0755 | 0 | 0.6357 | 1.5683 | 2.7 | -1 | -4.2 | 4.2536 | 0 | 0 | 0 | 0 | 0 | 0 | 0 | 27.7992 | 1.1136 | 0.00194 | 0 | 0 | 0 | 0 | 0 | 0 | 0 | 0 | 0 | 0 | 0 | 0 | 0 | 0 | 0 | 0 | 0.52392 | 0 | -437.4991 | 14.3239 | 0 | 69.9561 | 69.851 | 21.9792 | 957.8311 | 26.9213 | 54.2378 | 3.721 | 0.3248 | 0 | 13.166 | 3.19 | 76.892 | 870.8 | 309.3625 | -445.4691 | 0.3309 | 1.305 | -2.77 | 13.281 | 6.8468 | 2025-08-16 | 2025_08_16 Hr 04 | 71.0864 | 1.1e-05 | -870.8 | -388.4236 | 175.3262 | 898.1156 | 90.7784 | 11.2638 | 83.7396 | 20.8796 | 38.8359 | 115.6107 | 23.1276 | 188.5348 | 264.9615 | 0 | 7.2612 | 46.06 | 228.3633 | 0 | 139.8071 | 0
2025_08_16 Hr 05 | 0 | 0 | 0 | 3.8529 | 3.8556 | 3.8556 | 3.8537 | 3.8541 | 3.8556 | 37.3328 | 0 | 0.196 | 43 | 0 | 94.2674 | 94.2674 | 264.9615 | 0 | 0.01353 | 0.06 | 0.08976 | 2.013 | 0 | 0 | 0 | 0 | 0 | 0 | 0.2511 | 46.06 | 7.2612 | 228.3633 | 0 | 0 | 0 | 0 | 3.7914 | 9.3416 | 0 | 64.3466 | 0 | 0.6357 | 1.5683 | 2.7 | -1 | -4.2 | 4.2536 | 0 | 0 | 0 | 0 | 0 | 0 | 0 | 32.7483 | 1.1136 | 0.00194 | 0 | 0 | 0 | 0 | 0 | 0 | 0 | 0 | 0 | 0 | 0 | 0 | 0 | 0 | 0 | 0 | 0.52392 | 0 | -474.1326 | 14.3239 | 0 | 69.9561 | 69.851 | 20.967 | 955.2581 | 26.7082 | 53.8086 | 3.721 | 0.3248 | 0 | 13.166 | 3.19 | 76.892 | 852 | 314.4979 | -482.1026 | 0.3309 | 1.305 | -2.77 | 13.1759 | 6.7926 | 2025-08-16 | 2025_08_16 Hr 05 | 72.3112 | 1.3e-05 | -852 | -409.786 | 171.9516 | 898.1156 | 96.7153 | 11.2638 | 83.7396 | 19.8097 | 37.3328 | 114.8091 | 23.1276 | 188.5348 | 264.9615 | 0 | 7.2612 | 46.06 | 228.3633 | 0 | 139.8071 | 0
2025_08_16 Hr 06 | 0 | 0 | 0 | 3.8529 | 3.8556 | 3.8556 | 3.8537 | 3.8541 | 3.8556 | 37.2712 | 0 | 0.196 | 54 | 0 | 94.2674 | 94.2674 | 264.9615 | 0 | 0.01353 | 0.06 | 0.08976 | 2.013 | 0 | 0 | 0 | 0 | 0 | 0 | 0.2511 | 46.06 | 7.2612 | 228.3633 | 0 | 0 | 0 | 0 | 3.7559 | 9.2542 | 0 | 52.4182 | 0 | 0.6357 | 1.5683 | 2.7 | -1 | -4.2 | 4.2536 | 0 | 0 | 0 | 0 | 0 | 0 | 0 | 30.7476 | 1.1136 | 0.00194 | 0 | 0 | 0 | 0 | 0 | 0 | 0 | 0 | 0 | 0 | 0 | 0 | 0 | 0 | 0 | 0 | 0.52392 | 0 | -467.9327 | 14.3239 | 0 | 69.9561 | 69.851 | 33.981 | 955.0737 | 26.6838 | 53.7593 | 3.721 | 0.3248 | 0 | 13.166 | 3.19 | 76.892 | 868.0084 | 336.4192 | -475.9027 | 0.3309 | 1.305 | -2.77 | 13.1638 | 6.7864 | 2025-08-16 | 2025_08_16 Hr 06 | 68.011 | -6.9e-05 | -868.0084 | -415.5145 | 171.6752 | 898.1156 | 118.7286 | 11.2638 | 83.7396 | 19.6869 | 37.2712 | 114.7171 | 23.1276 | 188.5348 | 264.9615 | 0 | 7.2612 | 46.06 | 228.3633 | 0 | 139.8071 | 0
2025_08_16 Hr 07 | 2.0713 | 3e-05 | 0.000846 | 3.8529 | 3.8556 | 3.8556 | 3.8537 | 3.8541 | 3.8556 | 44.0599 | -14.8 | 0.196 | 39 | 0 | 94.2674 | 94.2674 | 253.9004 | 0 | 0.01353 | 0.06 | 0.08976 | 2.013 | 0 | 0 | 0 | 0 | 0 | 0 | 0.2511 | 46.06 | 7.2612 | 219.5424 | 0 | 0 | 0 | 0 | 5.1737 | 12.7474 | 0 | 69.4345 | 0 | 0.6357 | 1.5683 | 1.35 | -1 | -4.2 | 4.2536 | 0 | 0 | 0.57197 | 0.57197 | 0.57197 | 0.57197 | 0.66508 | 34.749 | 1.1136 | 0.00194 | 0 | 0 | 0 | 0 | 0 | 0 | 0 | 0 | 0 | 0 | 0 | 0 | 0 | 0 | 0 | 0 | 0.52392 | 0 | -444.6461 | 14.3239 | 0 | 66.9952 | 66.8946 | 34.9932 | 943.9278 | 27.6617 | 55.7296 | 3.721 | 0.3248 | -2.0713 | 13.166 | 3.19 | 76.892 | 876.0583 | 332.1834 | -469.4874 | 0.3309 | 1.305 | -2.77 | 13.6462 | 7.0351 | 2025-08-16 | 2025_08_16 Hr 07 | 80.044 | 7.27e-05 | -876.0583 | -375.2116 | 175.2071 | 872.3163 | 108.7431 | 11.2638 | 83.7396 | 24.5979 | 47.0128 | 103.5965 | 23.1276 | 188.5348 | 253.9004 | 0 | 7.2612 | 46.06 | 219.5424 | 0 | 133.8899 | 0
2025_08_16 Hr 08 | 14.3313 | 0.00042 | 0.011844 | 3.8529 | 3.8556 | 3.8556 | 3.8537 | 3.8541 | 3.8556 | 52.635 | -14.8 | 0.196 | 36 | 0 | 94.2674 | 94.2674 | 253.9004 | 0 | 0.01353 | 0.06 | 0.08976 | 2.013 | 0 | 0 | 0 | 0 | 0 | 0 | 0.2511 | 46.06 | 7.2612 | 219.5424 | 0 | 0 | 0 | 0 | 6.9357 | 17.089 | 0 | 66.5153 | 0 | 0.6357 | 1.5683 | 0 | -1 | -4.2 | 4.2536 | 0 | 0 | 4.9183 | 4.9183 | 4.9183 | 4.9183 | 5.7189 | 36.7497 | 1.1136 | 0.00194 | 0 | 0 | 0 | 0 | 0 | 0 | 0 | 0 | 0 | 0 | 0 | 0 | 0 | 0 | 0 | 0 | 0.52392 | 0 | -425.2511 | 14.3239 | 0 | 66.9952 | 66.8946 | 29.0646 | 981.0566 | 28.8771 | 58.1783 | 3.721 | 0.3248 | -14.3313 | 13.166 | 3.19 | 76.892 | 927.3083 | 342.0888 | -462.3524 | 0.3309 | 1.305 | -2.77 | 14.2459 | 7.3442 | 2025-08-16 | 2025_08_16 Hr 08 | 69.4154 | 8.5e-05 | -927.3083 | -358.7358 | 216.8978 | 872.3163 | 101.8266 | 11.2638 | 83.7396 | 30.7015 | 78.027 | 108.1694 | 23.1276 | 188.5348 | 253.9004 | 0 | 7.2612 | 46.06 | 219.5424 | 0 | 133.8899 | 0
2025_08_16 Hr 09 | 18.3644 | 0.00192 | 0.054144 | 3.8529 | 3.8556 | 3.8556 | 3.8537 | 3.8541 | 3.8556 | 66.779 | -14.8 | 0.196 | 36 | 0 | 94.2674 | 94.2674 | 253.9004 | 21.08 | 0.01353 | 0.06 | 0.08976 | 2.013 | 0 | 0 | 0 | 0 | 0 | 0 | 0.2511 | 46.06 | 7.2612 | 219.5424 | 0 | 0 | 0 | 0 | 9.8421 | 24.25 | 0 | 54.3242 | 0 | 0.6357 | 1.5683 | 0 | -1 | -4.2 | 4.2536 | 0 | 0 | 13.4052 | 13.4052 | 13.4052 | 13.4052 | 15.5875 | 30.7476 | 1.1136 | 0.00194 | 0 | 0 | 0 | 0 | 0 | 0 | 0 | 0 | 0 | 0 | 0 | 0 | 0 | 0 | 0 | 0 | 0.52392 | 0 | -400.2211 | 14.3239 | 0 | 66.9952 | 66.8946 | 23.4252 | 1070.207 | 30.8819 | 62.2173 | 3.721 | 0.3248 | -18.3644 | 13.166 | 3.19 | 76.892 | 1025.2 | 342.0245 | -441.3555 | 0.3309 | 1.305 | -2.77 | 15.2349 | 7.8541 | 2025-08-16 | 2025_08_16 Hr 09 | 85.1719 | 3.1e-05 | -1025.2 | -345.8969 | 292.4683 | 893.3963 | 90.2289 | 11.2638 | 83.7396 | 40.7689 | 135.9874 | 115.712 | 23.1276 | 188.5348 | 253.9004 | 21.08 | 7.2612 | 46.06 | 219.5424 | 0 | 133.8899 | 0
2025_08_16 Hr 10 | 17.8205 | 0.004935 | 0.13917 | 3.8529 | 3.8556 | 3.8556 | 3.8537 | 3.8541 | 3.8556 | 82.2536 | -14.8 | 0.196 | 39 | 0 | 94.1518 | 94.1518 | 253.2907 | 19.3233 | 0.01353 | 0.06 | 0.08976 | 2.013 | 0 | 0 | 0 | 0 | 0 | 0 | 0.2511 | 45.8646 | 7.2612 | 219.0291 | 0 | 0 | 0 | 0 | 13.0219 | 32.0848 | 0 | 81.6054 | 0 | 0.6357 | 1.5683 | 0 | -1 | -4.2 | 4.2536 | 0 | 0 | 22.6906 | 22.6906 | 22.6906 | 22.6906 | 26.3844 | 27.7992 | 1.1136 | 0.00194 | 0 | 0 | 0 | 0 | 0 | 0 | 0 | 0 | 0 | 0 | 0 | 0 | 0 | 0 | 0 | 0 | 0.52392 | 0 | -413.8119 | 14.3239 | 0 | 65.5292 | 65.4286 | 21.5454 | 1138.481 | 33.0753 | 66.6363 | 3.721 | 0.3248 | -17.8205 | 13.166 | 3.19 | 76.892 | 1113.592 | 347.9076 | -454.4023 | 0.3309 | 1.305 | -2.77 | 16.3169 | 8.4119 | 2025-08-16 | 2025_08_16 Hr 10 | 114.8227 | -0.000271 | -1113.592 | -332.2065 | 375.1482 | 887.1579 | 88.4887 | 11.2638 | 83.7396 | 51.7834 | 199.4005 | 123.9642 | 23.1276 | 188.3036 | 253.2907 | 19.3233 | 7.2612 | 45.8646 | 219.0291 | 0 | 130.9578 | 0
2025_08_16 Hr 11 | 18.764 | 0.007425 | 0.20938 | 3.8529 | 3.8556 | 3.8556 | 3.8537 | 3.8541 | 3.8556 | 91.1737 | -14.8 | 0.196 | 32 | 0 | 94.2674 | 94.2674 | 253.9004 | 21.08 | 0.01353 | 0.06 | 0.08976 | 2.013 | 0 | 0 | 0 | 0 | 0 | 0 | 0.2511 | 46.06 | 7.2612 | 219.5424 | 0 | 0 | 0 | 0 | 14.8549 | 36.601 | 0 | 50.2947 | 0 | 0.6357 | 1.5683 | 0 | -1 | -4.2 | 4.2536 | 0 | 0 | 28.043 | 28.043 | 28.043 | 28.043 | 32.6082 | 38.7504 | 1.1136 | 0.00194 | 0 | 0 | 0 | 0 | 0 | 0 | 0 | 0 | 0 | 0 | 0 | 0 | 0 | 0 | 0 | 0 | 0.52392 | 0 | -403.1845 | 14.3239 | 0 | 66.9952 | 66.8946 | 52.9236 | 1187.692 | 34.3396 | 69.1835 | 3.721 | 0.3248 | -18.764 | 13.166 | 3.19 | 76.892 | 1182.208 | 388.94 | -444.7185 | 0.3309 | 1.305 | -2.77 | 16.9406 | 8.7335 | 2025-08-16 | 2025_08_16 Hr 11 | 75.6011 | 0.000391 | -1182.208 | -352.8898 | 422.8076 | 893.3963 | 123.8908 | 11.2638 | 83.7396 | 58.1326 | 235.9539 | 128.7211 | 23.1276 | 188.5348 | 253.9004 | 21.08 | 7.2612 | 46.06 | 219.5424 | 0 | 133.8899 | 0
2025_08_16 Hr 12 | 17.9432 | 0.008985 | 0.25338 | 3.8529 | 3.8556 | 3.8556 | 3.8537 | 3.8541 | 3.8556 | 91.0012 | -14.8 | 0.196 | 32 | 0 | 94.2674 | 94.2674 | 253.9004 | 21.08 | 0.01353 | 0.06 | 0.08976 | 2.013 | 0 | 0 | 0 | 0 | 0 | 0 | 0.2511 | 46.06 | 7.2612 | 219.5424 | 0 | 0 | 0 | 0 | 14.8194 | 36.5137 | 0 | 21.1922 | 0 | 0.6357 | 1.5683 | 0 | -1 | -4.2 | 4.2536 | 0 | 0 | 27.9395 | 27.9395 | 27.9395 | 27.9395 | 32.4878 | 30.7476 | 1.1136 | 0.00194 | 0 | 0 | 0 | 0 | 0 | 0 | 0 | 0 | 0 | 0 | 0 | 0 | 0 | 0 | 0 | 0 | 0.52392 | 0 | -330.7955 | 14.3239 | 0 | 66.9952 | 66.8946 | 66.516 | 1186.907 | 34.3152 | 69.1342 | 3.721 | 0.3248 | -17.9432 | 13.166 | 3.19 | 76.892 | 1230.208 | 393.6183 | -371.5087 | 0.3309 | 1.305 | -2.77 | 16.9286 | 8.7273 | 2025-08-16 | 2025_08_16 Hr 12 | 90.3905 | 0.000375 | -1230.208 | -309.6033 | 421.886 | 893.3963 | 129.526 | 11.2638 | 83.7396 | 58.0098 | 235.2471 | 128.6291 | 23.1276 | 188.5348 | 253.9004 | 21.08 | 7.2612 | 46.06 | 219.5424 | 0 | 133.8899 | 0
2025_08_16 Hr 13 | 18.0128 | 0.0102 | 0.28764 | 3.8529 | 3.8556 | 3.8556 | 3.8537 | 3.8541 | 3.8556 | 96.3976 | -14.8 | 0.196 | 36 | 0 | 94.2674 | 94.2674 | 253.9004 | 21.08 | 0.01353 | 0.06 | 0.08976 | 2.013 | 0 | 0 | 0 | 0 | 0 | 0 | 0.2511 | 45.8646 | 7.2612 | 219.5424 | 0 | 0 | 0 | 0 | 15.9283 | 39.2458 | 0 | 15.9663 | 0 | 0.6357 | 1.5683 | 0 | -1 | -4.2 | 4.2536 | 0 | 0 | 31.1776 | 31.1776 | 31.1776 | 31.1776 | 36.253 | 22.8501 | 1.1136 | 0.00194 | 0 | 0 | 0 | 0 | 0 | 0 | 0 | 0 | 0 | 0 | 0 | 0 | 0 | 0 | 0 | 0 | 0.52392 | 0 | -270.3942 | 14.3239 | 0 | 66.9952 | 66.8946 | 50.4654 | 1212.7 | 35.0801 | 70.6752 | 3.721 | 0.3248 | -18.0128 | 13.166 | 3.19 | 76.892 | 1294.108 | 376.6188 | -311.177 | 0.3309 | 1.305 | -2.77 | 17.3059 | 8.9218 | 2025-08-16 | 2025_08_16 Hr 13 | 72.5481 | 0.000364 | -1294.108 | -254.4279 | 450.7186 | 893.2009 | 109.6133 | 11.2638 | 83.7396 | 61.8509 | 257.3609 | 131.5069 | 23.1276 | 188.5348 | 253.9004 | 21.08 | 7.2612 | 45.8646 | 219.5424 | 0 | 133.8899 | 0
2025_08_16 Hr 14 | 16.658 | 0.010785 | 0.30414 | 3.8529 | 3.8556 | 3.8556 | 3.8537 | 3.8541 | 3.8556 | 101.6215 | -14.8 | 0.196 | 40 | 0 | 94.2674 | 94.2674 | 253.9004 | 21.08 | 0.01353 | 0.06 | 0.08976 | 2.013 | 0 | 0 | 0 | 0 | 0 | 0 | 0.2511 | 46.06 | 7.2612 | 219.5424 | 0 | 0 | 0 | 0 | 17.0017 | 41.8907 | 0 | 23.2874 | 0 | 0.6357 | 1.5683 | 0 | -1 | -4.2 | 4.2536 | 0 | 0 | 34.3121 | 34.3121 | 34.3121 | 34.3121 | 39.8978 | 15.9003 | 1.1136 | 0.00194 | 0 | 0 | 0 | 0 | 0 | 0 | 0 | 0 | 0 | 0 | 0 | 0 | 0 | 0 | 0 | 0 | 0.52392 | 0 | -227.5709 | 14.3239 | 0 | 66.9952 | 66.8946 | 33.5472 | 1238.037 | 35.8205 | 72.167 | 3.721 | 0.3248 | -16.658 | 13.166 | 3.19 | 76.892 | 1352.508 | 358.1823 | -266.9989 | 0.3309 | 1.305 | -2.77 | 17.6712 | 9.1101 | 2025-08-16 | 2025_08_16 Hr 14 | 83.9021 | 0.000359 | -1352.508 | -204.2835 | 478.6296 | 893.3963 | 89.7624 | 11.2638 | 83.7396 | 65.5692 | 278.7678 | 134.2926 | 23.1276 | 188.5348 | 253.9004 | 21.08 | 7.2612 | 46.06 | 219.5424 | 0 | 133.8899 | 0
2025_08_16 Hr 15 | 16.7923 | 0.010845 | 0.30583 | 3.8529 | 3.8556 | 3.8556 | 3.8537 | 3.8541 | 3.8556 | 101.2765 | -14.8 | 0.196 | 38 | 0 | 94.2674 | 94.2674 | 253.9004 | 21.08 | 0.01353 | 0.06 | 0.08976 | 2.013 | 0 | 0 | 0 | 0 | 0 | 0 | 0.2511 | 46.06 | 7.2612 | 219.5424 | 0 | 0 | 0 | 0 | 16.9308 | 41.716 | 0 | 29.5002 | 0 | 0.6357 | 1.5683 | 0 | -1 | -4.2 | 4.2536 | 0 | 0 | 34.1051 | 34.1051 | 34.1051 | 34.1051 | 39.6571 | 18.8487 | 1.1136 | 0.00194 | 0 | 0 | 0 | 0 | 0 | 0 | 0 | 0 | 0 | 0 | 0 | 0 | 0 | 0 | 0 | 0 | 0.52392 | 0 | -182.2958 | 14.3239 | 0 | 66.9952 | 66.8946 | 28.0524 | 1236.38 | 35.7716 | 72.0685 | 3.721 | 0.3248 | -16.7923 | 13.166 | 3.19 | 76.892 | 1397.608 | 353.5863 | -221.8581 | 0.3309 | 1.305 | -2.77 | 17.6471 | 9.0977 | 2025-08-16 | 2025_08_16 Hr 15 | 85.9976 | 0.000345 | -1397.608 | -152.7956 | 476.7864 | 893.3963 | 85.2178 | 11.2638 | 83.7396 | 65.3236 | 277.3542 | 134.1087 | 23.1276 | 188.5348 | 253.9004 | 21.08 | 7.2612 | 46.06 | 219.5424 | 0 | 133.8899 | 0
2025_08_16 Hr 16 | 17.2749 | 0.01044 | 0.29441 | 3.8529 | 3.8556 | 3.8556 | 3.8537 | 3.8541 | 3.8556 | 106.1555 | -14.8 | 0.196 | 38 | 0 | 94.2674 | 94.2674 | 253.9004 | 21.08 | 0.01353 | 0.06 | 0.08976 | 2.013 | 0 | 0 | 0 | 0 | 0 | 0 | 0.2511 | 46.06 | 7.2612 | 219.5424 | 0 | 0 | 0 | 0 | 17.9334 | 44.1862 | 0 | 32.7426 | 0 | 0.6357 | 1.5683 | 0 | -1 | -4.2 | 4.2536 | 0 | 0 | 37.0327 | 37.0327 | 37.0327 | 37.0327 | 43.0613 | 23.7978 | 1.1136 | 0.00194 | 0 | 0 | 0 | 0 | 0 | 0 | 0 | 0 | 0 | 0 | 0 | 0 | 0 | 0 | 0 | 0 | 0.52392 | 0 | -193.0556 | 14.3239 | 0 | 66.9952 | 66.8946 | 29.0646 | 1259.835 | 36.4631 | 73.4617 | 3.721 | 0.3248 | -17.2749 | 13.166 | 3.19 | 76.892 | 1422.108 | 362.6316 | -233.1005 | 0.3309 | 1.305 | -2.77 | 17.9882 | 9.2735 | 2025-08-16 | 2025_08_16 Hr 16 | 106.6906 | 0.000407 | -1422.108 | -160.313 | 502.8544 | 893.3963 | 91.1672 | 11.2638 | 83.7396 | 68.7964 | 297.3475 | 136.7105 | 23.1276 | 188.5348 | 253.9004 | 21.08 | 7.2612 | 46.06 | 219.5424 | 0 | 133.8899 | 0
2025_08_16 Hr 17 | 15.265 | 0.009375 | 0.26438 | 3.8529 | 3.8556 | 3.8556 | 3.8537 | 3.8541 | 3.8556 | 111.0344 | -14.8 | 0.196 | 51 | 0 | 94.2674 | 94.2674 | 253.9004 | 19.3233 | 0.01353 | 0.06 | 0.08976 | 2.013 | 0 | 0 | 0 | 0 | 0 | 0 | 0.2511 | 45.9947 | 7.2612 | 219.5424 | 0 | 0 | 0 | 0 | 18.9359 | 46.6564 | 0 | 18.382 | 0 | 0.6357 | 1.5683 | 0 | -1 | -4.2 | 4.2536 | 0 | 0 | 39.9602 | 39.9602 | 39.9602 | 39.9602 | 46.4654 | 26.8515 | 1.1136 | 0.00194 | 0 | 0 | 0 | 0 | 0 | 0 | 0 | 0 | 0 | 0 | 0 | 0 | 0 | 0 | 0 | 0 | 0.52392 | 0 | -208.4774 | 14.3239 | 0 | 66.5066 | 66.406 | 36.4392 | 1280.471 | 37.1547 | 74.855 | 3.721 | 0.3248 | -15.265 | 13.166 | 3.19 | 76.892 | 1438.992 | 386.6508 | -246.5124 | 0.3309 | 1.305 | -2.77 | 18.3294 | 9.4494 | 2025-08-16 | 2025_08_16 Hr 17 | 110.4552 | -0.000314 | -1438.992 | -190.0954 | 528.9222 | 890.597 | 114.5644 | 11.2638 | 83.7396 | 72.2691 | 317.3408 | 139.3123 | 23.1276 | 188.5348 | 253.9004 | 19.3233 | 7.2612 | 45.9947 | 219.5424 | 0 | 132.9125 | 0
2025_08_16 Hr 18 | 11.401 | 0.00765 | 0.21573 | 3.8529 | 3.8556 | 3.8556 | 3.8537 | 3.8541 | 3.8556 | 114.7306 | -14.8 | 0.196 | 39 | 0 | 94.2674 | 94.2674 | 253.9004 | 21.08 | 0.01353 | 0.06 | 0.08976 | 2.013 | 0 | 0 | 0 | 0 | 0 | 0 | 0.2511 | 46.06 | 7.2612 | 219.5424 | 0 | 0 | 0 | 0 | 19.6955 | 48.5278 | 0 | 27.9139 | 0 | 0.6357 | 1.5683 | 0 | -1 | -4.2 | 4.2536 | 0 | 0 | 42.1781 | 42.1781 | 42.1781 | 42.1781 | 49.0443 | 31.8006 | 1.1136 | 0.00194 | 0 | 0 | 0 | 0 | 0 | 0 | 0 | 0 | 0 | 0 | 0 | 0 | 0 | 0 | 0 | 0 | 0.52392 | 0 | -232.331 | 14.3239 | 0 | 66.9952 | 66.8946 | 31.5228 | 1300.999 | 37.6786 | 75.9104 | 3.721 | 0.3248 | -11.401 | 13.166 | 3.19 | 76.892 | 1435.2 | 372.7889 | -266.502 | 0.3309 | 1.305 | -2.77 | 18.5878 | 9.5827 | 2025-08-16 | 2025_08_16 Hr 18 | 113.4574 | 6.7e-05 | -1435.2 | -204.4171 | 548.6706 | 893.3963 | 102.5468 | 11.2638 | 83.7396 | 74.9 | 332.4873 | 141.2834 | 23.1276 | 188.5348 | 253.9004 | 21.08 | 7.2612 | 46.06 | 219.5424 | 0 | 133.8899 | 0
2025_08_16 Hr 19 | 3.0978 | 0.005295 | 0.14932 | 3.8529 | 3.8556 | 3.8556 | 3.8537 | 3.8541 | 3.8556 | 106.9933 | -14.8 | 0.196 | 39 | 0 | 94.1518 | 94.1518 | 252.0713 | 17.5667 | 0.01353 | 0.06 | 0.08976 | 2.013 | 0 | 0 | 0 | 0 | 0 | 0 | 0.2511 | 45.6035 | 7.2612 | 218.0024 | 0 | 0 | 0 | 0 | 18.1056 | 44.6104 | 0 | 43.1481 | 0 | 0.6357 | 1.5683 | 0 | -1 | -4.2 | 4.2536 | 0 | 0 | 37.5354 | 37.5354 | 37.5354 | 37.5354 | 43.6458 | 28.8522 | 1.1136 | 0.00194 | 0 | 0 | 0 | 0 | 0 | 0 | 0 | 0 | 0 | 0 | 0 | 0 | 0 | 0 | 0 | 0 | 0.52392 | 0 | -228.902 | 14.3239 | 0 | 65.0405 | 64.9399 | 40.488 | 1252.239 | 36.5819 | 73.701 | 3.721 | 0.3248 | -3.0978 | 13.166 | 3.19 | 76.892 | 1406.992 | 366.374 | -254.7698 | 0.3309 | 1.305 | -2.77 | 18.0468 | 9.3037 | 2025-08-16 | 2025_08_16 Hr 19 | 102.0732 | -0.000336 | -1406.992 | -185.7539 | 507.3307 | 881.9167 | 108.4948 | 11.2638 | 83.7396 | 69.3927 | 300.7807 | 137.1573 | 23.1276 | 188.3036 | 252.0713 | 17.5667 | 7.2612 | 45.6035 | 218.0024 | 0 | 129.9804 | 0
2025_08_16 Hr 20 | 0.51906 | 0.00258 | 0.072756 | 3.8529 | 3.8556 | 3.8556 | 3.8537 | 3.8541 | 3.8556 | 97.2354 | -14.8 | 0.196 | 55 | 0 | 94.2674 | 94.2674 | 253.9004 | 21.08 | 0.01353 | 0.06 | 0.08976 | 2.013 | 0 | 0 | 0 | 0 | 0 | 0 | 0.2511 | 46.06 | 7.2612 | 219.5424 | 0 | 0 | 0 | 0 | 16.1005 | 39.67 | 0 | 37.5922 | 0 | 0.6357 | 1.5683 | 0 | -1 | -4.2 | 4.2536 | 0 | 0 | 31.6803 | 31.6803 | 31.6803 | 31.6803 | 36.8375 | 24.8508 | 1.1136 | 0.00194 | 0 | 0 | 0 | 0 | 0 | 0 | 0 | 0 | 0 | 0 | 0 | 0 | 0 | 0 | 0 | 0 | 0.52392 | 0 | -260.7335 | 14.3239 | 0 | 66.9952 | 66.8946 | 47.4288 | 1216.71 | 35.1988 | 70.9145 | 3.721 | 0.3248 | -0.51906 | 13.166 | 3.19 | 76.892 | 1347.808 | 377.5283 | -284.0226 | 0.3309 | 1.305 | -2.77 | 17.3645 | 8.952 | 2025-08-16 | 2025_08_16 Hr 20 | 71.1445 | 0.000351 | -1347.808 | -223.1413 | 455.1949 | 893.3963 | 127.3549 | 11.2638 | 83.7396 | 62.4472 | 260.7941 | 131.9536 | 23.1276 | 188.5348 | 253.9004 | 21.08 | 7.2612 | 46.06 | 219.5424 | 0 | 133.8899 | 0
2025_08_16 Hr 21 | 0 | 0.000555 | 0.015651 | 3.8529 | 3.8556 | 3.8556 | 3.8537 | 3.8541 | 3.8556 | 98.2457 | -14.8 | 0.196 | 49 | 0 | 94.2674 | 94.2674 | 253.9004 | 21.08 | 0.01353 | 0.06 | 0.08976 | 2.013 | 0 | 0 | 0 | 0 | 0 | 0 | 0.2511 | 46.06 | 7.2612 | 219.5424 | 0 | 0 | 0 | 0 | 16.3081 | 40.1815 | 0 | 29.3951 | 0 | 0.6357 | 1.5683 | 0 | -1 | -4.2 | 4.2536 | 0 | 0 | 32.2865 | 32.2865 | 32.2865 | 32.2865 | 37.5424 | 30.7476 | 1.1136 | 0.00194 | 0 | 0 | 0 | 0 | 0 | 0 | 0 | 0 | 0 | 0 | 0 | 0 | 0 | 0 | 0 | 0 | 0.52392 | 0 | -332.4412 | 14.3239 | 0 | 66.9952 | 66.8946 | 52.4898 | 1221.512 | 35.342 | 71.203 | 3.721 | 0.3248 | 0 | 13.166 | 3.19 | 76.892 | 1278.2 | 382.5038 | -355.2112 | 0.3309 | 1.305 | -2.77 | 17.4351 | 8.9884 | 2025-08-16 | 2025_08_16 Hr 21 | 71.1344 | 5e-05 | -1278.2 | -303.0461 | 460.5928 | 893.3963 | 132.2536 | 11.2638 | 83.7396 | 63.1663 | 264.9341 | 132.4924 | 23.1276 | 188.5348 | 253.9004 | 21.08 | 7.2612 | 46.06 | 219.5424 | 0 | 133.8899 | 0
2025_08_16 Hr 22 | 0 | 0.000105 | 0.002961 | 3.8529 | 3.8556 | 3.8556 | 3.8537 | 3.8541 | 3.8556 | 87.1325 | -14.8 | 0.196 | 39 | 0 | 94.2674 | 94.2674 | 253.9004 | 21.08 | 0.01353 | 0.06 | 0.08976 | 2.013 | 0 | 0 | 0 | 0 | 0 | 0 | 0.2511 | 46.06 | 7.2612 | 219.5424 | 0 | 0 | 0 | 0 | 14.0245 | 34.555 | 0 | 26.2774 | 0 | 0.6357 | 1.5683 | 0 | -1 | -4.2 | 4.2536 | 0 | 0 | 25.6182 | 25.6182 | 25.6182 | 25.6182 | 29.7886 | 28.8522 | 1.1136 | 0.00194 | 0 | 0 | 0 | 0 | 0 | 0 | 0 | 0 | 0 | 0 | 0 | 0 | 0 | 0 | 0 | 0 | 0.52392 | 0 | -342.1922 | 14.3239 | 0 | 66.9952 | 66.8946 | 51.0438 | 1168.049 | 33.7668 | 68.0295 | 3.721 | 0.3248 | 0 | 13.166 | 3.19 | 76.892 | 1192.6 | 363.2356 | -364.9622 | 0.3309 | 1.305 | -2.77 | 16.6581 | 8.5878 | 2025-08-16 | 2025_08_16 Hr 22 | 68.7367 | 2e-05 | -1192.6 | -315.9148 | 401.216 | 893.3963 | 118.8991 | 11.2638 | 83.7396 | 55.2562 | 219.3938 | 126.566 | 23.1276 | 188.5348 | 253.9004 | 21.08 | 7.2612 | 46.06 | 219.5424 | 0 | 133.8899 | 0
2025_08_16 Hr 23 | 0 | 0 | 0 | 3.8529 | 3.8556 | 3.8556 | 3.8537 | 3.8541 | 3.8556 | 65.1034 | 0 | 0.196 | 43 | 0 | 94.2674 | 94.2674 | 264.6764 | 17.93 | 0.01353 | 0.06 | 0.08976 | 2.013 | 0 | 0 | 0 | 0 | 0 | 0 | 0.2511 | 46.06 | 7.2612 | 228.1622 | 0 | 0 | 0 | 0 | 9.4978 | 23.4017 | 0 | 36.0589 | 0 | 0.6357 | 1.5683 | 0 | -1 | -4.2 | 4.2536 | 0 | 0 | 12.3998 | 12.3998 | 12.3998 | 12.3998 | 14.4184 | 36.7497 | 1.1136 | 0.00194 | 0 | 0 | 0 | 0 | 0 | 0 | 0 | 0 | 0 | 0 | 0 | 0 | 0 | 0 | 0 | 0 | 0.52392 | 0 | -369.2346 | 14.3239 | 0 | 69.9561 | 69.851 | 36.4392 | 1084.257 | 30.6444 | 61.7388 | 3.721 | 0.3248 | 0 | 13.166 | 3.19 | 76.892 | 1091.892 | 348.7808 | -377.2046 | 0.3309 | 1.305 | -2.77 | 15.1177 | 7.7937 | 2025-08-16 | 2025_08_16 Hr 23 | 63.1379 | -0.000306 | -1091.892 | -333.1757 | 298.3157 | 915.5594 | 116.1889 | 11.2638 | 83.7396 | 39.5762 | 129.121 | 129.6184 | 23.1276 | 188.5348 | 264.6764 | 17.93 | 7.2612 | 46.06 | 228.1622 | 0 | 139.8071 | 0
2025_08_16 Hr 24 | 0 | 0 | 0 | 3.8529 | 3.8556 | 3.8556 | 3.8537 | 3.8541 | 3.8556 | 52.1422 | 0 | 0.196 | 65 | 0 | 94.2674 | 94.2674 | 264.9615 | 17.93 | 0.01353 | 0.06 | 0.08976 | 2.013 | 0 | 0 | 0 | 0 | 0 | 0 | 0.2511 | 45.4072 | 7.2612 | 228.3633 | 0 | 0 | 0 | 0 | 6.8345 | 16.8395 | 0 | 18.6428 | -0.023753 | 0.6357 | 1.5683 | 0 | -1 | -4.2 | 4.2536 | 0 | 0 | 4.6226 | 4.6226 | 4.6226 | 4.6226 | 5.3751 | 24.8508 | 1.1136 | 0.00194 | 0 | 0 | 0 | 0 | 0 | 0 | 0 | 0 | 0 | 0 | 0 | 0 | 0 | 0 | 0 | 0 | 0.52392 | 0 | -386.47 | 14.3239 | 0 | 69.9561 | 69.851 | 36.4392 | 1021.751 | 28.8073 | 58.0376 | 3.721 | 0.3248 | 0 | 13.166 | 3.19 | 76.892 | 997.9 | 351.97 | -394.44 | 0.3309 | 1.305 | -2.77 | 14.2114 | 7.3264 | 2025-08-16 | 2025_08_16 Hr 24 | 56.4848 | -8.21e-06 | -997.9 | -367.851 | 229.0647 | 915.3928 | 126.29 | 11.2638 | 83.7396 | 30.3507 | 76.0075 | 122.7065 | 23.1276 | 188.5348 | 264.9615 | 17.93 | 7.2612 | 45.4072 | 228.3633 | 0 | 139.8071 | 0
2025_08_17 Hr 01 | 0 | 0 | 0 | 0 | 0 | 0 | 0 | 0 | 0 | 38.4826 | 0 | 0.196 | 75 | 0 | 94.2674 | 94.2674 | 264.9615 | 0 | 0.01353 | 0.06 | 0.08976 | 2.013 | 0 | 0 | 0 | 0 | 0 | 0 | 0.2511 | 14.7392 | 0 | 228.3633 | 0 | 0 | 0 | 0 | 4.3718 | 10.77 | 0 | 62.1031 | 0 | 0.6357 | 1.8492 | 2.76 | -1 | -4.2 | 4.3983 | 0 | 0 | 0 | 0 | 0 | 0 | 0 | 22.8501 | 1.1136 | 0.00194 | 0 | 0 | 0 | 0 | 0 | 0 | 0 | 0 | 0 | 0 | 0 | 0 | 0 | 0 | 0 | 0 | 0.69799 | 0 | -359.3435 | 14.5097 | 0 | 63.772 | 63.6762 | 40.9218 | 885.1129 | 27.5122 | 55.3519 | 3.721 | 0.3248 | 0 | 13.166 | 3.19 | 76.892 | 939.46 | 359.5575 | -367.3135 | 0.49594 | 1.305 | -2.77 | 13.4571 | 6.9812 | 2025-08-17 | 2025_08_17 Hr 01 | 43.9012 | 1.6e-05 | -939.46 | -297.2404 | 178.878 | 824.047 | 138.7719 | 11.2638 | 83.7396 | 22.5832 | 38.4826 | 117.8122 | 0 | 188.5348 | 264.9615 | 0 | 0 | 14.7392 | 228.3633 | 0 | 127.4482 | 0
2025_08_17 Hr 02 | 0 | 0 | 0 | 0 | 0 | 0 | 0 | 0 | 0 | 36.6934 | 0 | 0.196 | 76 | 0 | 94.2674 | 94.2674 | 264.9615 | 0 | 0.01353 | 0.06 | 0.08976 | 2.013 | 0 | 0 | 0 | 0 | 0 | 0 | 0.2511 | 14.7392 | 0 | 228.3633 | 0 | 0 | 0 | 0 | 2.5788 | 6.3529 | 0 | 91.9339 | 0 | 0.6357 | 1.8492 | 2.76 | -1 | -4.2 | 4.3983 | 0 | 0 | 0 | 0 | 0 | 0 | 0 | 19.9017 | 1.1136 | 0.00194 | 0 | 0 | 0 | 0 | 0 | 0 | 0 | 0 | 0 | 0 | 0 | 0 | 0 | 0 | 0 | 0 | 0.69799 | 0 | -405.4411 | 14.5097 | 0 | 52.9354 | 52.8574 | 39.042 | 855.4582 | 26.2515 | 52.8155 | 3.721 | 0.3248 | 0 | 13.166 | 3.19 | 76.892 | 884.9767 | 350.9957 | -413.4111 | 0.49594 | 1.305 | -2.77 | 12.8405 | 6.6613 | 2025-08-17 | 2025_08_17 Hr 02 | 43.1082 | -3.4e-05 | -884.9767 | -313.5072 | 166.1452 | 802.3916 | 134.9437 | 11.2638 | 83.7396 | 16.3732 | 36.6934 | 113.0786 | 0 | 188.5348 | 264.9615 | 0 | 0 | 14.7392 | 228.3633 | 0 | 105.7928 | 0
2025_08_17 Hr 03 | 0 | 0 | 0 | 0 | 0 | 0 | 0 | 0 | 0 | 36.6934 | 0 | 0.196 | 77 | 0 | 94.2674 | 94.2674 | 264.9615 | 0 | 0.01353 | 0.06 | 0.08976 | 2.013 | 0 | 0 | 0 | 0 | 0 | 0 | 0.2511 | 14.7392 | 0 | 228.3633 | 0 | 0 | 0 | 0 | 1.9696 | 4.8521 | 0 | 78.4186 | 0 | 0.6357 | 1.8492 | 2.76 | -1 | -4.2 | 4.3983 | 0 | 0 | 0 | 0 | 0 | 0 | 0 | 19.9017 | 1.1136 | 0.00194 | 0 | 0 | 0 | 0 | 0 | 0 | 0 | 0 | 0 | 0 | 0 | 0 | 0 | 0 | 0 | 0 | 0.69799 | 0 | -454.8113 | 14.5097 | 0 | 65.3192 | 65.2199 | 45.9828 | 878.0945 | 25.8232 | 51.9537 | 3.721 | 0.3248 | 0 | 13.166 | 3.19 | 76.892 | 851.06 | 357.3282 | -462.7813 | 0.49594 | 1.305 | -2.77 | 12.6309 | 6.5526 | 2025-08-17 | 2025_08_17 Hr 03 | 44.6503 | 1.8e-05 | -851.06 | -376.3927 | 162.4268 | 827.138 | 142.8845 | 11.2638 | 83.7396 | 14.2632 | 36.6934 | 111.4702 | 0 | 188.5348 | 264.9615 | 0 | 0 | 14.7392 | 228.3633 | 0 | 130.5392 | 0
2025_08_17 Hr 04 | 0 | 0 | 0 | 0 | 0 | 0 | 0 | 0 | 0 | 36.6934 | 0 | 0.196 | 66 | 0 | 94.2674 | 94.2674 | 264.9615 | 0 | 0.01353 | 0.06 | 0.08976 | 2.013 | 0 | 0 | 0 | 0 | 0 | 0 | 0.2511 | 14.7392 | 0 | 228.3633 | 0 | 0 | 0 | 0 | 1.1573 | 2.851 | 0 | 40.5184 | 0 | 0.6357 | 1.8492 | 2.76 | -1 | -4.2 | 4.3983 | 0 | 0 | 0 | 0 | 0 | 0 | 0 | 30.7476 | 1.1136 | 0.00194 | 0 | 0 | 0 | 0 | 0 | 0 | 0 | 0 | 0 | 0 | 0 | 0 | 0 | 0 | 0 | 0 | 0.69799 | 0 | -468.7964 | 14.5097 | 0 | 69.9561 | 69.851 | 65.5038 | 884.5491 | 25.2521 | 50.8046 | 3.721 | 0.3248 | 0 | 13.166 | 3.19 | 76.892 | 822.8517 | 374.5505 | -476.7664 | 0.49594 | 1.305 | -2.77 | 12.3516 | 6.4077 | 2025-08-17 | 2025_08_17 Hr 04 | 47.1088 | -1.7e-05 | -822.8517 | -428.278 | 157.4689 | 836.406 | 162.2514 | 11.2638 | 83.7396 | 11.4498 | 36.6934 | 109.3257 | 0 | 188.5348 | 264.9615 | 0 | 0 | 14.7392 | 228.3633 | 0 | 139.8071 | 0
2025_08_17 Hr 05 | 0 | 0 | 0 | 0 | 0 | 0 | 0 | 0 | 0 | 36.6934 | 0 | 0.196 | 62 | 0 | 94.2674 | 94.2674 | 264.9615 | 0 | 0.01353 | 0.06 | 0.08976 | 2.013 | 0 | 0 | 0 | 0 | 0 | 0 | 0.2511 | 16.5682 | 0 | 228.3633 | 0 | 0 | 0 | 0 | 0.345 | 0.84993 | 0 | 39.8486 | 0 | 0.6357 | 1.8492 | 2.76 | -1 | -4.2 | 4.3983 | 0 | 0 | 0 | 0 | 0 | 0 | 0 | 39.6981 | 1.1136 | 0.00194 | 0 | 0 | 0 | 0 | 0 | 0 | 0 | 0 | 0 | 0 | 0 | 0 | 0 | 0 | 0 | 0 | 0.69799 | 0 | -463.3124 | 14.5097 | 0 | 69.9561 | 69.851 | 57.9846 | 883.5648 | 24.6809 | 49.6555 | 3.721 | 0.3248 | 0 | 13.166 | 3.19 | 76.892 | 821.9683 | 369.8373 | -471.2824 | 0.49594 | 1.305 | -2.77 | 12.0722 | 6.2628 | 2025-08-17 | 2025_08_17 Hr 05 | 51.8056 | 4.99e-05 | -821.9683 | -423.4638 | 152.511 | 838.235 | 159.6827 | 11.2638 | 83.7396 | 8.6364 | 36.6934 | 107.1812 | 0 | 188.5348 | 264.9615 | 0 | 0 | 16.5682 | 228.3633 | 0 | 139.8071 | 0
2025_08_17 Hr 06 | 0 | 0 | 0 | 0 | 0 | 0 | 0 | 0 | 0 | 36.6934 | 0 | 0.196 | 30 | 0 | 94.2674 | 94.2674 | 264.9615 | 0 | 0.01353 | 0.06 | 0.08976 | 2.013 | 0 | 0 | 0 | 0 | 0 | 0 | 0.2511 | 14.7392 | 0 | 228.3633 | 0 | 0 | 0 | 0 | 1.8656 | 4.5959 | 0 | 59.7584 | 0 | 0.6357 | 1.8492 | 2.76 | -1 | -4.2 | 4.3983 | 0 | 0 | 0 | 0 | 0 | 0 | 0 | 40.7511 | 1.1136 | 0.00194 | 0 | 0 | 0 | 0 | 0 | 0 | 0 | 0 | 0 | 0 | 0 | 0 | 0 | 0 | 0 | 0 | 0.69799 | 0 | -454.2323 | 14.5097 | 0 | 69.9561 | 69.851 | 52.4898 | 887.0023 | 25.7501 | 51.8066 | 3.721 | 0.3248 | 0 | 13.166 | 3.19 | 76.892 | 821.9683 | 337.4099 | -462.2023 | 0.49594 | 1.305 | -2.77 | 12.5952 | 6.5341 | 2025-08-17 | 2025_08_17 Hr 06 | 49.0915 | 5.2e-05 | -821.9683 | -394.4739 | 161.7919 | 836.406 | 123.2409 | 11.2638 | 83.7396 | 13.9029 | 36.6934 | 111.1956 | 0 | 188.5348 | 264.9615 | 0 | 0 | 14.7392 | 228.3633 | 0 | 139.8071 | 0
2025_08_17 Hr 07 | 1.5472 | 3e-05 | 0.000846 | 3.8529 | 3.8556 | 3.8556 | 3.8537 | 3.8541 | 3.8556 | 36.6934 | 0 | 0.196 | 29 | 0 | 94.2674 | 94.2674 | 253.9004 | 0 | 0.01353 | 0.06 | 0.08976 | 2.013 | 0 | 0 | 0 | 0 | 0 | 0 | 0.2511 | 15.4535 | 7.2612 | 219.5424 | 0 | 0 | 0 | 0 | 2.4104 | 5.9381 | 0 | 93.1334 | 0 | 0.6357 | 1.8492 | 2.7 | -1 | -4.2 | 4.3983 | 0 | 0 | 0 | 0 | 0 | 0 | 0 | 38.7504 | 1.1136 | 0.00194 | 0 | 0 | 0 | 0 | 0 | 0 | 0 | 0 | 0 | 0 | 0 | 0 | 0 | 0 | 0 | 0 | 0.69799 | 0 | -485.6809 | 14.5097 | 0 | 60.7547 | 60.6591 | 62.0334 | 881.7178 | 26.1331 | 52.5773 | 3.721 | 0.3248 | -1.5472 | 13.166 | 3.19 | 76.892 | 826.5917 | 346.9385 | -495.1981 | 0.49594 | 1.305 | -2.77 | 12.7826 | 6.6313 | 2025-08-17 | 2025_08_17 Hr 07 | 46.5157 | 1.2e-05 | -826.5917 | -392.5475 | 165.1173 | 829.2337 | 129.7847 | 11.2638 | 83.7396 | 15.7899 | 36.6934 | 112.634 | 23.1276 | 188.5348 | 253.9004 | 0 | 7.2612 | 15.4535 | 219.5424 | 0 | 121.4138 | 0
2025_08_17 Hr 08 | 9.8505 | 0.000345 | 0.009729 | 3.8529 | 3.8556 | 3.8556 | 3.8537 | 3.8541 | 3.8556 | 40.5078 | 0 | 0.196 | 24 | 0 | 94.2674 | 94.2674 | 253.9004 | 0 | 0.01353 | 0.06 | 0.08976 | 2.013 | 0 | 0 | 0 | 0 | 0 | 0 | 0.2511 | 22.9525 | 7.2612 | 219.5424 | 0 | 0 | 0 | 0 | 4.7086 | 11.5997 | 0 | 61.6369 | 0 | 0.6357 | 1.8492 | 2.475 | -1 | -4.2 | 4.3983 | 0 | 0 | 0.012286 | 0.012286 | 0.012286 | 0.012286 | 0.014286 | 27.7992 | 1.1136 | 0.00194 | 0 | 0 | 0 | 0 | 0 | 0 | 0 | 0 | 0 | 0 | 0 | 0 | 0 | 0 | 0 | 0 | 0.69799 | 0 | -417.7792 | 14.5097 | 0 | 66.0179 | 65.9173 | 67.5282 | 911.5847 | 27.749 | 55.8283 | 3.721 | 0.3248 | -9.8505 | 13.166 | 3.19 | 76.892 | 888.475 | 350.8531 | -435.5997 | 0.49594 | 1.305 | -2.77 | 13.5729 | 7.0413 | 2025-08-17 | 2025_08_17 Hr 08 | 49.2298 | 4.915e-05 | -888.475 | -356.1423 | 183.0223 | 847.2541 | 119.3375 | 11.2638 | 83.7396 | 23.7497 | 40.5712 | 118.7014 | 23.1276 | 188.5348 | 253.9004 | 0 | 7.2612 | 22.9525 | 219.5424 | 0 | 131.9351 | 0
2025_08_17 Hr 09 | 17.0477 | 0.00168 | 0.047376 | 3.8529 | 3.8556 | 3.8556 | 3.8537 | 3.8541 | 3.8556 | 57.7711 | 0 | 0.196 | 28 | 0 | 94.2674 | 94.2674 | 253.9004 | 21.08 | 0.01353 | 0.06 | 0.08976 | 2.013 | 0 | 0 | 0 | 0 | 0 | 0 | 0.2511 | 32.3521 | 7.2612 | 219.5424 | 0 | 0 | 0 | 0 | 8.3589 | 20.5924 | 0 | 80.3342 | 0 | 0.6357 | 1.8492 | 0 | -1 | -4.2 | 4.3983 | 0 | 0 | 6.3078 | 6.3078 | 6.3078 | 6.3078 | 7.3346 | 20.8494 | 1.1136 | 0.00194 | 0 | 0 | 0 | 0 | 0 | 0 | 0 | 0 | 0 | 0 | 0 | 0 | 0 | 0 | 0 | 0 | 0.69799 | 0 | -421.0826 | 14.5097 | 0 | 62.4089 | 62.3108 | 55.9602 | 997.2951 | 30.3157 | 60.9922 | 3.721 | 0.3248 | -17.0477 | 13.166 | 3.19 | 76.892 | 984.7 | 353.171 | -446.1003 | 0.49594 | 1.305 | -2.77 | 14.8284 | 7.6926 | 2025-08-17 | 2025_08_17 Hr 09 | 47.5819 | 6e-05 | -984.7 | -340.7484 | 255.0681 | 870.5183 | 104.8587 | 11.2638 | 83.7396 | 36.3928 | 90.3367 | 128.3386 | 23.1276 | 188.5348 | 253.9004 | 21.08 | 7.2612 | 32.3521 | 219.5424 | 0 | 124.7197 | 0
2025_08_17 Hr 10 | 16.6679 | 0.004455 | 0.12563 | 3.8529 | 3.8556 | 3.8556 | 3.8537 | 3.8541 | 3.8556 | 68.8884 | 0 | 0.196 | 24 | 0 | 94.1518 | 94.1518 | 252.0713 | 19.3233 | 0.01353 | 0.06 | 0.08976 | 2.013 | 0 | 0 | 0 | 0 | 0 | 0 | 0.2511 | 41.7537 | 7.2612 | 218.0024 | 0 | 0 | 0 | 0 | 10.5927 | 26.0954 | 0 | 78.225 | 0 | 0.6357 | 1.8492 | 0 | -1 | -4.2 | 4.3983 | 0 | 0 | 13.0028 | 13.0028 | 13.0028 | 13.0028 | 15.1195 | 23.7978 | 1.1136 | 0.00194 | 0 | 0 | 0 | 0 | 0 | 0 | 0 | 0 | 0 | 0 | 0 | 0 | 0 | 0 | 0 | 0 | 0.69799 | 0 | -430.0479 | 14.5097 | 0 | 63.3104 | 63.2198 | 64.9254 | 1056.648 | 31.8863 | 64.1522 | 3.721 | 0.3248 | -16.6679 | 13.166 | 3.19 | 76.892 | 1046.792 | 366.605 | -454.6858 | 0.49594 | 1.305 | -2.77 | 15.5966 | 8.0912 | 2025-08-17 | 2025_08_17 Hr 10 | 77.6146 | -0.000377 | -1046.792 | -351.8229 | 314.3845 | 876.3734 | 112.8533 | 11.2638 | 83.7396 | 44.1296 | 136.0189 | 134.236 | 23.1276 | 188.3036 | 252.0713 | 19.3233 | 7.2612 | 41.7537 | 218.0024 | 0 | 126.5302 | 0
2025_08_17 Hr 11 | 17.9349 | 0.007155 | 0.20177 | 3.8529 | 3.8556 | 3.8556 | 3.8537 | 3.8541 | 3.8556 | 74.6073 | 0 | 0.196 | 34 | 0 | 94.2674 | 94.2674 | 253.9004 | 21.08 | 0.01353 | 0.06 | 0.08976 | 2.013 | 0 | 0 | 0 | 0 | 0 | 0 | 0.2511 | 43.7108 | 7.2612 | 219.5424 | 0 | 0 | 0 | 0 | 11.7418 | 28.9262 | 0 | 55.7221 | 0 | 0.6357 | 1.8492 | 0 | -1 | -4.2 | 4.3983 | 0 | 0 | 16.4468 | 16.4468 | 16.4468 | 16.4468 | 19.1241 | 18.8487 | 1.1136 | 0.00194 | 0 | 0 | 0 | 0 | 0 | 0 | 0 | 0 | 0 | 0 | 0 | 0 | 0 | 0 | 0 | 0 | 0.69799 | 0 | -397.1335 | 14.5097 | 0 | 66.9952 | 66.8946 | 77.5056 | 1098.877 | 32.6943 | 65.7777 | 3.721 | 0.3248 | -17.9349 | 13.166 | 3.19 | 76.892 | 1120.1 | 388.5394 | -423.0384 | 0.49594 | 1.305 | -2.77 | 15.9918 | 8.2962 | 2025-08-17 | 2025_08_17 Hr 11 | 55.7947 | 1.1e-05 | -1120.1 | -341.4114 | 344.8975 | 891.0472 | 130.5632 | 11.2638 | 83.7396 | 48.1095 | 159.5184 | 137.2697 | 23.1276 | 188.5348 | 253.9004 | 21.08 | 7.2612 | 43.7108 | 219.5424 | 0 | 133.8899 | 0
2025_08_17 Hr 12 | 17.4954 | 0.00933 | 0.26311 | 3.8529 | 3.8556 | 3.8556 | 3.8537 | 3.8541 | 3.8556 | 85.059 | 0 | 0.196 | 23 | 0 | 94.2674 | 94.2674 | 253.9004 | 21.08 | 0.01353 | 0.06 | 0.08976 | 2.013 | 0 | 0 | 0 | 0 | 0 | 0 | 0.2511 | 45.4076 | 7.2612 | 219.5424 | 0 | 0 | 0 | 0 | 13.8418 | 34.0998 | 0 | 48.355 | 0 | 0.6357 | 1.8492 | 0 | -1 | -4.2 | 4.3983 | 0 | 0 | 22.741 | 22.741 | 22.741 | 22.741 | 26.443 | 14.8473 | 1.1136 | 0.00194 | 0 | 0 | 0 | 0 | 0 | 0 | 0 | 0 | 0 | 0 | 0 | 0 | 0 | 0 | 0 | 0 | 0.69799 | 0 | -333.4906 | 14.5097 | 0 | 66.9952 | 66.8946 | 77.5056 | 1150.856 | 34.1709 | 68.7485 | 3.721 | 0.3248 | -17.4954 | 13.166 | 3.19 | 76.892 | 1218.9 | 378.6451 | -358.956 | 0.49594 | 1.305 | -2.77 | 16.7141 | 8.6709 | 2025-08-17 | 2025_08_17 Hr 12 | 61.8838 | 5e-05 | -1218.9 | -285.1356 | 400.6629 | 892.744 | 115.6253 | 11.2638 | 83.7396 | 55.3831 | 202.4658 | 142.814 | 23.1276 | 188.5348 | 253.9004 | 21.08 | 7.2612 | 45.4076 | 219.5424 | 0 | 133.8899 | 0
2025_08_17 Hr 13 | 17.648 | 0.010695 | 0.3016 | 3.8529 | 3.8556 | 3.8556 | 3.8537 | 3.8541 | 3.8556 | 92.9718 | 0 | 0.196 | 18 | 0 | 94.2674 | 94.2674 | 253.9004 | 21.08 | 0.01353 | 0.06 | 0.08976 | 2.013 | 0 | 0 | 0 | 0 | 0 | 0 | 0.2511 | 45.8642 | 7.2612 | 219.5424 | 0 | 0 | 0 | 0 | 15.4317 | 38.0166 | 0 | 28.7804 | 0 | 0.6357 | 1.8492 | 0 | -1 | -4.2 | 4.3983 | 0 | 0 | 27.5061 | 27.5061 | 27.5061 | 27.5061 | 31.9839 | 16.848 | 1.1136 | 0.00194 | 0 | 0 | 0 | 0 | 0 | 0 | 0 | 0 | 0 | 0 | 0 | 0 | 0 | 0 | 0 | 0 | 0.69799 | 0 | -278.5849 | 14.5097 | 0 | 66.9952 | 66.8946 | 80.5422 | 1189.372 | 35.2888 | 70.9976 | 3.721 | 0.3248 | -17.648 | 13.166 | 3.19 | 76.892 | 1296.983 | 383.0338 | -304.2029 | 0.49594 | 1.305 | -2.77 | 17.2609 | 8.9545 | 2025-08-17 | 2025_08_17 Hr 13 | 70.4282 | 0.000386 | -1296.983 | -249.8045 | 442.8814 | 893.2005 | 115.7025 | 11.2638 | 83.7396 | 60.8897 | 234.9802 | 147.0115 | 23.1276 | 188.5348 | 253.9004 | 21.08 | 7.2612 | 45.8642 | 219.5424 | 0 | 133.8899 | 0
2025_08_17 Hr 14 | 16.658 | 0.01122 | 0.3164 | 3.8529 | 3.8556 | 3.8556 | 3.8537 | 3.8541 | 3.8556 | 103.9166 | 0 | 0.196 | 12 | 0 | 94.2674 | 94.2674 | 253.9004 | 21.08 | 0.01353 | 0.06 | 0.08976 | 2.013 | 0 | 0 | 0 | 0 | 0 | 0 | 0.2511 | 45.8642 | 7.2612 | 219.5424 | 0 | 0 | 0 | 0 | 17.6308 | 43.4341 | 0 | 23.7059 | 0 | 0.6357 | 1.8492 | 0 | -1 | -4.2 | 4.3983 | 0 | 0 | 34.0972 | 34.0972 | 34.0972 | 34.0972 | 39.6479 | 20.8494 | 1.1136 | 0.00194 | 0 | 0 | 0 | 0 | 0 | 0 | 0 | 0 | 0 | 0 | 0 | 0 | 0 | 0 | 0 | 0 | 0.69799 | 0 | -257.3337 | 14.5097 | 0 | 66.9952 | 66.8946 | 69.9864 | 1241.977 | 36.835 | 74.1085 | 3.721 | 0.3248 | -16.658 | 13.166 | 3.19 | 76.892 | 1359.017 | 375.2958 | -281.9617 | 0.49594 | 1.305 | -2.77 | 18.0172 | 9.3469 | 2025-08-17 | 2025_08_17 Hr 14 | 70.6925 | -0.000291 | -1359.017 | -233.6278 | 501.2772 | 893.2005 | 103.1634 | 11.2638 | 83.7396 | 68.5064 | 279.9534 | 152.8173 | 23.1276 | 188.5348 | 253.9004 | 21.08 | 7.2612 | 45.8642 | 219.5424 | 0 | 133.8899 | 0
2025_08_17 Hr 15 | 16.2218 | 0.011175 | 0.31513 | 3.8529 | 3.8556 | 3.8556 | 3.8537 | 3.8541 | 3.8556 | 109.2904 | 0 | 0.196 | 6 | 0 | 94.2674 | 94.2674 | 253.9004 | 21.08 | 0.01353 | 0.06 | 0.08976 | 2.013 | 0 | 0 | 0 | 0 | 0 | 0 | 0.2511 | 46.06 | 7.2612 | 219.5424 | 0 | 0 | 0 | 0 | 18.7106 | 46.0941 | 0 | 2.6186 | -1.0444 | 0.6357 | 1.8492 | 0 | -1 | -4.2 | 4.3983 | 0 | 0 | 37.3334 | 37.3334 | 37.3334 | 37.3334 | 43.4109 | 26.8515 | 1.1136 | 0.00194 | 0 | 0 | 0 | 0 | 0 | 0 | 0 | 0 | 0 | 0 | 0 | 0 | 0 | 0 | 0 | 0 | 0.69799 | 0 | -216.0762 | 14.5097 | 0 | 66.9952 | 66.8946 | 62.4672 | 1267.992 | 37.5943 | 75.6359 | 3.721 | 0.3248 | -16.2218 | 13.166 | 3.19 | 76.892 | 1399.492 | 370.1931 | -240.268 | 0.49594 | 1.305 | -2.77 | 18.3885 | 9.5395 | 2025-08-17 | 2025_08_17 Hr 15 | 75.125 | -0.000221 | -1399.492 | -214.502 | 529.949 | 893.3963 | 95.645 | 11.2638 | 83.7396 | 72.2462 | 302.0349 | 155.668 | 23.1276 | 188.5348 | 253.9004 | 21.08 | 7.2612 | 46.06 | 219.5424 | 0 | 133.8899 | 0
2025_08_17 Hr 16 | 16.061 | 0.010665 | 0.30075 | 3.8529 | 3.8556 | 3.8556 | 3.8537 | 3.8541 | 3.8556 | 114.8367 | 0 | 0.196 | 5 | 0 | 94.2674 | 94.2674 | 253.9004 | 21.08 | 0.01353 | 0.06 | 0.08976 | 2.013 | 0 | 0 | 0 | 0 | 0 | 0 | 0.2511 | 46.06 | 7.2612 | 219.5424 | 0 | 0 | 0 | 0 | 19.825 | 48.8395 | 0 | 30.7767 | 0 | 0.6357 | 1.8492 | 0 | -1 | -4.2 | 4.3983 | 0 | 0 | 40.6735 | 40.6735 | 40.6735 | 40.6735 | 47.2947 | 35.802 | 1.1136 | 0.00194 | 0 | 0 | 0 | 0 | 0 | 0 | 0 | 0 | 0 | 0 | 0 | 0 | 0 | 0 | 0 | 0 | 0.69799 | 0 | -215.5865 | 14.5097 | 0 | 66.9952 | 66.8946 | 38.4636 | 1294.628 | 38.3778 | 77.2124 | 3.721 | 0.3248 | -16.061 | 13.166 | 3.19 | 76.892 | 1442.708 | 356.9208 | -239.6175 | 0.49594 | 1.305 | -2.77 | 18.7718 | 9.7384 | 2025-08-17 | 2025_08_17 Hr 16 | 80.7735 | 0.000392 | -1442.708 | -184.8098 | 559.5414 | 893.3963 | 79.577 | 11.2638 | 83.7396 | 76.106 | 324.8253 | 158.6101 | 23.1276 | 188.5348 | 253.9004 | 21.08 | 7.2612 | 46.06 | 219.5424 | 0 | 133.8899 | 0
2025_08_17 Hr 17 | 10.3712 | 0.009435 | 0.26607 | 3.8529 | 3.8556 | 3.8556 | 3.8537 | 3.8541 | 3.8556 | 127.9753 | 0 | 0.196 | 5 | 0 | 94.2674 | 94.2674 | 253.2907 | 19.3233 | 0.01353 | 0.06 | 0.08976 | 2.013 | 0 | 0 | 0 | 0 | 0 | 0 | 0.2511 | 44.2339 | 7.2612 | 219.0291 | 0 | 0 | 0 | 0 | 22.4649 | 55.3431 | 0 | 23.5951 | 0 | 0.6357 | 1.8492 | 0 | -1 | -4.2 | 4.3983 | 0 | 0 | 48.5857 | 48.5857 | 48.5857 | 48.5857 | 56.495 | 39.6981 | 1.1136 | 0.00194 | 0 | 0 | 0 | 0 | 0 | 0 | 0 | 0 | 0 | 0 | 0 | 0 | 0 | 0 | 0 | 0 | 0.69799 | 0 | -237.9361 | 14.5097 | 0 | 64.0631 | 63.9626 | 46.995 | 1347.155 | 40.234 | 80.9469 | 3.721 | 0.3248 | -10.3712 | 13.166 | 3.19 | 76.892 | 1485.1 | 370.627 | -256.2773 | 0.49594 | 1.305 | -2.77 | 19.6797 | 10.2094 | 2025-08-17 | 2025_08_17 Hr 17 | 71.1163 | -9e-06 | -1485.1 | -214.341 | 629.6426 | 882.8264 | 91.9686 | 11.2638 | 83.7396 | 85.2495 | 378.8133 | 165.5798 | 23.1276 | 188.5348 | 253.2907 | 19.3233 | 7.2612 | 44.2339 | 219.0291 | 0 | 128.0257 | 0
2025_08_17 Hr 18 | 9.8505 | 0.007605 | 0.21446 | 3.8529 | 3.8556 | 3.8556 | 3.8537 | 3.8541 | 3.8556 | 132.6836 | 0 | 0.196 | 5 | 0 | 94.2674 | 94.2674 | 253.9004 | 21.08 | 0.01353 | 0.06 | 0.08976 | 2.013 | 0 | 0 | 0 | 0 | 0 | 0 | 0.2511 | 46.06 | 7.2612 | 219.5424 | 0 | 0 | 0 | 0 | 23.4109 | 57.6736 | 0 | 0 | -28.974 | 0.6357 | 1.8492 | 0 | -1 | -4.2 | 4.3983 | 0 | 0 | 51.4211 | 51.4211 | 51.4211 | 51.4211 | 59.792 | 39.6981 | 1.1136 | 0.00194 | 0 | 0 | 0 | 0 | 0 | 0 | 0 | 0 | 0 | 0 | 0 | 0 | 0 | 0 | 0 | 0 | 0.69799 | 0 | -229.6081 | 14.5097 | 0 | 66.9952 | 66.8946 | 48.0072 | 1380.297 | 40.8992 | 82.2851 | 3.721 | 0.3248 | -9.8505 | 13.166 | 3.19 | 76.892 | 1477.508 | 373.6142 | -247.4286 | 0.49594 | 1.305 | -2.77 | 20.0051 | 10.3782 | 2025-08-17 | 2025_08_17 Hr 18 | 66.1375 | 0.000425 | -1477.508 | -258.5821 | 654.7634 | 893.3963 | 92.9274 | 11.2638 | 83.7396 | 88.526 | 398.16 | 168.0773 | 23.1276 | 188.5348 | 253.9004 | 21.08 | 7.2612 | 46.06 | 219.5424 | 0 | 133.8899 | 0
2025_08_17 Hr 19 | 7.7809 | 0.005265 | 0.14847 | 3.8529 | 3.8556 | 3.8556 | 3.8537 | 3.8541 | 3.8556 | 129.6516 | 0 | 0.196 | 6 | 0 | 93.9205 | 93.9205 | 252.0713 | 15.81 | 0.01353 | 0.06 | 0.08976 | 2.013 | 0 | 0 | 0 | 0 | 0 | 0 | 0.2511 | 43.7112 | 7.2612 | 218.0024 | 0 | 0 | 0 | 0 | 22.8017 | 56.1728 | 0 | 32.5263 | 0 | 0.6357 | 1.8492 | 0 | -1 | -4.2 | 4.3983 | 0 | 0 | 49.5952 | 49.5952 | 49.5952 | 49.5952 | 57.6688 | 36.7497 | 1.1136 | 0.00194 | 0 | 0 | 0 | 0 | 0 | 0 | 0 | 0 | 0 | 0 | 0 | 0 | 0 | 0 | 0 | 0 | 0.69799 | 0 | -232.3611 | 14.5097 | 0 | 59.5891 | 59.496 | 11.4234 | 1339.176 | 40.4708 | 81.4233 | 3.721 | 0.3248 | -7.7809 | 13.166 | 3.19 | 76.892 | 1454.992 | 331.4017 | -248.112 | 0.49594 | 1.305 | -2.77 | 19.7956 | 10.2695 | 2025-08-17 | 2025_08_17 Hr 19 | 66.7808 | -0.000333 | -1454.992 | -199.8348 | 638.5862 | 866.91 | 54.3268 | 11.2638 | 83.7396 | 86.416 | 385.7012 | 166.469 | 23.1276 | 187.8411 | 252.0713 | 15.81 | 7.2612 | 43.7112 | 218.0024 | 0 | 119.0852 | 0
2025_08_17 Hr 20 | 1.0282 | 0.002535 | 0.071487 | 3.8529 | 3.8556 | 3.8556 | 3.8537 | 3.8541 | 3.8556 | 118.3863 | 0 | 0.196 | 14 | 0 | 94.2674 | 94.2674 | 253.9004 | 21.08 | 0.01353 | 0.06 | 0.08976 | 2.013 | 0 | 0 | 0 | 0 | 0 | 0 | 0.2511 | 46.06 | 7.2612 | 219.5424 | 0 | 0 | 0 | 0 | 20.5382 | 50.5966 | 0 | 35.8244 | 0 | 0.6357 | 1.8492 | 0 | -1 | -4.2 | 4.3983 | 0 | 0 | 42.8111 | 42.8111 | 42.8111 | 42.8111 | 49.7804 | 39.6981 | 1.1136 | 0.00194 | 0 | 0 | 0 | 0 | 0 | 0 | 0 | 0 | 0 | 0 | 0 | 0 | 0 | 0 | 0 | 0 | 0.69799 | 0 | -291.2176 | 14.5097 | 0 | 66.9952 | 66.8946 | 6.9408 | 1311.455 | 38.8793 | 78.2213 | 3.721 | 0.3248 | -1.0282 | 13.166 | 3.19 | 76.892 | 1372.2 | 325.1361 | -300.2158 | 0.49594 | 1.305 | -2.77 | 19.0171 | 9.8656 | 2025-08-17 | 2025_08_17 Hr 20 | 63.8816 | 1.8e-05 | -1372.2 | -255.3932 | 578.4805 | 893.3963 | 60.7129 | 11.2638 | 83.7396 | 78.5763 | 339.4112 | 160.4931 | 23.1276 | 188.5348 | 253.9004 | 21.08 | 7.2612 | 46.06 | 219.5424 | 0 | 133.8899 | 0
2025_08_17 Hr 21 | 0 | 0.000615 | 0.017343 | 3.8529 | 3.8556 | 3.8556 | 3.8537 | 3.8541 | 3.8556 | 114.1711 | 0 | 0.196 | 37 | 0 | 94.2674 | 94.2674 | 253.9004 | 21.08 | 0.01353 | 0.06 | 0.08976 | 2.013 | 0 | 0 | 0 | 0 | 0 | 0 | 0.2511 | 45.9294 | 7.2612 | 219.5424 | 0 | 0 | 0 | 0 | 19.6913 | 48.5101 | 0 | 31.9529 | 0 | 0.6357 | 1.8492 | 0 | -1 | -4.2 | 4.3983 | 0 | 0 | 40.2727 | 40.2727 | 40.2727 | 40.2727 | 46.8287 | 43.6995 | 1.1136 | 0.00194 | 0 | 0 | 0 | 0 | 0 | 0 | 0 | 0 | 0 | 0 | 0 | 0 | 0 | 0 | 0 | 0 | 0.69799 | 0 | -381.1418 | 14.5097 | 0 | 66.9952 | 66.8946 | 24.0036 | 1291.016 | 38.2838 | 77.0232 | 3.721 | 0.3248 | 0 | 13.166 | 3.19 | 76.892 | 1299.792 | 365.9342 | -389.1118 | 0.49594 | 1.305 | -2.77 | 18.7258 | 9.7145 | 2025-08-17 | 2025_08_17 Hr 21 | 55.1929 | -0.000318 | -1299.792 | -349.1889 | 555.9903 | 893.2658 | 104.7211 | 11.2638 | 83.7396 | 75.6428 | 322.0904 | 158.2571 | 23.1276 | 188.5348 | 253.9004 | 21.08 | 7.2612 | 45.9294 | 219.5424 | 0 | 133.8899 | 0
2025_08_17 Hr 22 | 0 | 0.00012 | 0.003384 | 3.8529 | 3.8556 | 3.8556 | 3.8537 | 3.8541 | 3.8556 | 91.616 | 0 | 0.196 | 52 | 0 | 94.2674 | 94.2674 | 253.9004 | 21.08 | 0.01353 | 0.06 | 0.08976 | 2.013 | 0 | 0 | 0 | 0 | 0 | 0 | 0.2511 | 37.9656 | 7.2612 | 219.5424 | 0 | 0 | 0 | 0 | 15.1593 | 37.3454 | 0 | 53.5162 | -0.30447 | 0.6357 | 1.8492 | 0 | -1 | -4.2 | 4.3983 | 0 | 0 | 26.6897 | 26.6897 | 26.6897 | 26.6897 | 31.0345 | 35.802 | 1.1136 | 0.00194 | 0 | 0 | 0 | 0 | 0 | 0 | 0 | 0 | 0 | 0 | 0 | 0 | 0 | 0 | 0 | 0 | 0.69799 | 0 | -393.8689 | 14.5097 | 0 | 62.4089 | 62.3108 | 32.9688 | 1165.49 | 35.0973 | 70.6122 | 3.721 | 0.3248 | 0 | 13.166 | 3.19 | 76.892 | 1186.9 | 370.0367 | -401.8389 | 0.49594 | 1.305 | -2.77 | 17.1672 | 8.9059 | 2025-08-17 | 2025_08_17 Hr 22 | 49.3418 | 2.67e-05 | -1186.9 | -340.6572 | 435.6477 | 876.1318 | 120.7743 | 11.2638 | 83.7396 | 59.9462 | 229.4092 | 146.2923 | 23.1276 | 188.5348 | 253.9004 | 21.08 | 7.2612 | 37.9656 | 219.5424 | 0 | 124.7197 | 0
2025_08_17 Hr 23 | 0 | 0 | 0 | 3.8529 | 3.8556 | 3.8556 | 3.8537 | 3.8541 | 3.8556 | 74.2868 | 0 | 0.196 | 49 | 0 | 94.2674 | 94.2674 | 264.676 | 17.93 | 0.01353 | 0.06 | 0.08976 | 2.013 | 0 | 0 | 0 | 0 | 0 | 0 | 0.2511 | 41.7554 | 7.2612 | 228.1622 | 0 | 0 | 0 | 0 | 11.6774 | 28.7676 | 0 | 46.2122 | 0 | 0.6357 | 1.8492 | 0 | -1 | -4.2 | 4.3983 | 0 | 0 | 16.2538 | 16.2538 | 16.2538 | 16.2538 | 18.8997 | 27.7992 | 1.1136 | 0.00194 | 0 | 0 | 0 | 0 | 0 | 0 | 0 | 0 | 0 | 0 | 0 | 0 | 0 | 0 | 0 | 0 | 0.69799 | 0 | -449.1122 | 14.5097 | 0 | 69.9561 | 69.851 | 38.4636 | 1117.342 | 32.649 | 65.6866 | 3.721 | 0.3248 | 0 | 13.166 | 3.19 | 76.892 | 1061.808 | 355.3359 | -457.0822 | 0.49594 | 1.305 | -2.77 | 15.9697 | 8.2847 | 2025-08-17 | 2025_08_17 Hr 23 | 58.2913 | 0.000367 | -1061.808 | -402.9001 | 343.1878 | 911.2544 | 115.2628 | 11.2638 | 83.7396 | 47.8864 | 158.2016 | 137.0997 | 23.1276 | 188.5348 | 264.676 | 17.93 | 7.2612 | 41.7554 | 228.1622 | 0 | 139.8071 | 0
2025_08_17 Hr 24 | 0 | 0 | 0 | 0 | 0 | 0 | 0 | 0 | 0 | 49.8583 | 0 | 0.196 | 35 | 0 | 94.2674 | 94.2674 | 264.9615 | 17.93 | 0.01353 | 0.06 | 0.08976 | 2.013 | 0 | 0 | 0 | 0 | 0 | 0 | 0.2511 | 14.7392 | 0 | 228.3633 | 0 | 0 | 0 | 0 | 6.769 | 16.6756 | 0 | 55.2288 | 0 | 0.6357 | 1.8492 | 1.185 | -1 | -4.2 | 4.3983 | 0 | 0 | 2.4606 | 2.4606 | 2.4606 | 2.4606 | 2.8611 | 27.7992 | 1.1136 | 0.00194 | 0 | 0 | 0 | 0 | 0 | 0 | 0 | 0 | 0 | 0 | 0 | 0 | 0 | 0 | 0 | 0 | 0.69799 | 0 | -383.7786 | 14.5097 | 0 | 69.4458 | 69.3408 | 49.0194 | 946.7633 | 29.1978 | 58.7431 | 3.721 | 0.3248 | 0 | 13.166 | 3.19 | 76.892 | 949.1767 | 338.9331 | -391.7486 | 0.49594 | 1.305 | -2.77 | 14.2816 | 7.4089 | 2025-08-17 | 2025_08_17 Hr 24 | 48.695 | -2e-05 | -949.1767 | -328.5498 | 217.589 | 853.3154 | 111.8186 | 11.2638 | 83.7396 | 30.8861 | 62.5618 | 124.1411 | 0 | 188.5348 | 264.9615 | 17.93 | 0 | 14.7392 | 228.3633 | 0 | 138.7866 | 0
2025_08_18 Hr 01 | 0 | 0 | 0 | 0 | 0 | 0 | 0 | 0 | 0 | 36.6934 | 0 | 0.196 | 29 | 0 | 94.2674 | 94.2674 | 264.9615 | 0 | 0.01353 | 0.06 | 0.08976 | 2.013 | 0 | 0 | 0 | 0 | 0 | 0 | 0.2511 | 14.7392 | 0 | 228.3633 | 0 | 0 | 0 | 0 | 1.2886 | 3.174 | 0 | 33.2411 | 0 | 0.6357 | 2.1301 | 2.76 | -1 | -4.2 | 4.5431 | 0 | 0 | 0 | 0 | 0 | 0 | 0 | 31.8006 | 1.1136 | 0.00194 | 0 | 0 | 0 | 0 | 0 | 0 | 0 | 0 | 0 | 0 | 0 | 0 | 0 | 0 | 0 | 0 | 0.87206 | 0 | -366.6584 | 15.8709 | 0 | 69.9561 | 69.851 | 56.5386 | 885.7681 | 27.8597 | 55.9731 | 3.721 | 0.3248 | 0 | 13.166 | 3.19 | 76.892 | 884.96 | 340.5792 | -374.6284 | 0.66098 | 1.305 | -2.77 | 13.5096 | 7.0533 | 2025-08-18 | 2025_08_18 Hr 01 | 48.4485 | 5e-06 | -884.96 | -333.4173 | 169.6287 | 836.406 | 117.3392 | 11.2638 | 83.7396 | 12.6688 | 36.6934 | 120.2665 | 0 | 188.5348 | 264.9615 | 0 | 0 | 14.7392 | 228.3633 | 0 | 139.8071 | 0
2025_08_18 Hr 02 | 0 | 0 | 0 | 0 | 0 | 0 | 0 | 0 | 0 | 36.6934 | 0 | 0.196 | 20 | 0 | 94.2674 | 94.2674 | 264.9615 | 0 | 0.01353 | 0.06 | 0.08976 | 2.013 | 0 | 0 | 0 | 0 | 0 | 0 | 0.2511 | 14.7392 | 0 | 228.3633 | 0 | 0 | 0 | 0 | 0.054281 | 0.1337 | 0 | 86.4589 | 0 | 0.6357 | 2.1301 | 3.0933 | -1 | -4.2 | 4.5431 | 0 | 0 | 0 | 0 | 0 | 0 | 0 | 35.802 | 1.1136 | 0.00194 | 0 | 0 | 0 | 0 | 0 | 0 | 0 | 0 | 0 | 0 | 0 | 0 | 0 | 0 | 0 | 0 | 0.87206 | 0 | -391.8876 | 15.8709 | 0 | 51.4037 | 51.3265 | 34.5594 | 844.4167 | 26.4117 | 53.0638 | 3.721 | 0.3248 | 0 | 13.166 | 3.19 | 76.892 | 839.1934 | 308.1753 | -399.8576 | 0.66098 | 1.305 | -2.77 | 12.8074 | 6.6867 | 2025-08-18 | 2025_08_18 Hr 02 | 41.3813 | -5.903e-05 | -839.1934 | -305.4287 | 159.9281 | 799.3291 | 90.3614 | 11.2638 | 83.7396 | 8.3942 | 36.6934 | 114.8405 | 0 | 188.5348 | 264.9615 | 0 | 0 | 14.7392 | 228.3633 | 0 | 102.7303 | 0
2025_08_18 Hr 03 | 0 | 0 | 0 | 0 | 0 | 0 | 0 | 0 | 0 | 36.6934 | 0 | 0.196 | 14 | 0 | 94.2674 | 94.2674 | 264.9615 | 0 | 0.01353 | 0.06 | 0.08976 | 2.013 | 0 | 0 | 0 | 0 | 0 | 0 | 0.2511 | 14.7392 | 0 | 228.3633 | 0 | 0 | 0 | 0 | 0 | 0 | 0 | 51.8206 | 0 | 0.6357 | 2.1301 | 3.16 | -1 | -4.2 | 4.5431 | 0 | 0 | 0 | 0 | 0 | 0 | 0 | 39.6981 | 1.1136 | 0.00194 | 0 | 0 | 0 | 0 | 0 | 0 | 0 | 0 | 0 | 0 | 0 | 0 | 0 | 0 | 0 | 0 | 0.87206 | 0 | -423.2068 | 15.8709 | 0 | 68.3809 | 68.2816 | 34.5594 | 878.1609 | 25.7936 | 51.822 | 3.721 | 0.3248 | 0 | 13.166 | 3.19 | 76.892 | 802.56 | 303.7553 | -431.1768 | 0.66098 | 1.305 | -2.77 | 12.5077 | 6.5302 | 2025-08-18 | 2025_08_18 Hr 03 | 45.7697 | 3.1e-05 | -802.56 | -371.3862 | 157.424 | 833.2613 | 88.2575 | 11.2638 | 83.7396 | 8.2062 | 36.6934 | 112.5244 | 0 | 188.5348 | 264.9615 | 0 | 0 | 14.7392 | 228.3633 | 0 | 136.6625 | 0
2025_08_18 Hr 04 | 0 | 0 | 0 | 0 | 0 | 0 | 0 | 0 | 0 | 36.6934 | 0 | 0.196 | 10 | 0 | 94.2674 | 94.2674 | 264.9615 | 0 | 0.01353 | 0.06 | 0.08976 | 2.013 | 0 | 0 | 0 | 0 | 0 | 0 | 0.2511 | 14.7392 | 0 | 228.3633 | 0 | 0 | 0 | 0 | 0 | 0 | 0 | 54.827 | 0 | 0.6357 | 2.1301 | 3.16 | -1 | -4.2 | 4.5431 | 0 | 0 | 0 | 0 | 0 | 0 | 0 | 38.7504 | 1.1136 | 0.00194 | 0 | 0 | 0 | 0 | 0 | 0 | 0 | 0 | 0 | 0 | 0 | 0 | 0 | 0 | 0 | 0 | 0.87206 | 0 | -447.7854 | 15.8709 | 0 | 69.9561 | 69.851 | 37.4514 | 881.3055 | 26.245 | 52.729 | 3.721 | 0.3248 | 0 | 13.166 | 3.19 | 76.892 | 783.7683 | 303.3911 | -455.7554 | 0.66098 | 1.305 | -2.77 | 12.7266 | 6.6445 | 2025-08-18 | 2025_08_18 Hr 04 | 46.5363 | 5.8e-05 | -783.7683 | -392.9583 | 159.1155 | 836.406 | 86.2018 | 11.2638 | 83.7396 | 8.2062 | 36.6934 | 114.2159 | 0 | 188.5348 | 264.9615 | 0 | 0 | 14.7392 | 228.3633 | 0 | 139.8071 | 0
2025_08_18 Hr 05 | 0 | 0 | 0 | 0 | 0 | 0 | 0 | 0 | 0 | 36.6934 | 0 | 0.196 | 16 | 0 | 94.2674 | 94.2674 | 264.9615 | 0 | 0.01353 | 0.06 | 0.08976 | 2.013 | 0 | 0 | 0 | 0 | 0 | 0 | 0.2511 | 14.7392 | 0 | 228.3633 | 0 | 0 | 0 | 0 | 0.1136 | 0.27982 | 0 | 103.9353 | 0 | 0.6357 | 2.1301 | 2.9933 | -1 | -4.2 | 4.5431 | 0 | 0 | 0 | 0 | 0 | 0 | 0 | 39.6981 | 1.1136 | 0.00194 | 0 | 0 | 0 | 0 | 0 | 0 | 0 | 0 | 0 | 0 | 0 | 0 | 0 | 0 | 0 | 0 | 0.87206 | 0 | -477.8462 | 15.8709 | 0 | 62.1964 | 62.1067 | 43.9584 | 866.1949 | 26.8388 | 53.922 | 3.721 | 0.3248 | 0 | 13.166 | 3.19 | 76.892 | 803.385 | 319.0709 | -485.8162 | 0.66098 | 1.305 | -2.77 | 13.0145 | 6.7948 | 2025-08-18 | 2025_08_18 Hr 05 | 45.4525 | -1.78e-05 | -803.385 | -373.9109 | 161.734 | 820.902 | 99.6565 | 11.2638 | 83.7396 | 8.5996 | 36.6934 | 116.441 | 0 | 188.5348 | 264.9615 | 0 | 0 | 14.7392 | 228.3633 | 0 | 124.3031 | 0
2025_08_18 Hr 06 | 0 | 0 | 0 | 0 | 0 | 0 | 0 | 0 | 0 | 36.6934 | 0 | 0.196 | 26 | 0 | 94.2674 | 94.2674 | 264.9615 | 0 | 0.01353 | 0.06 | 0.08976 | 2.013 | 0 | 0 | 0 | 0 | 0 | 0 | 0.2511 | 14.7392 | 0 | 228.3633 | 0 | 0 | 0 | 0 | 1.4995 | 3.6934 | 0 | 72.1801 | 0 | 0.6357 | 2.1301 | 2.76 | -1 | -4.2 | 4.5431 | 0 | 0 | 0 | 0 | 0 | 0 | 0 | 34.749 | 1.1136 | 0.00194 | 0 | 0 | 0 | 0 | 0 | 0 | 0 | 0 | 0 | 0 | 0 | 0 | 0 | 0 | 0 | 0 | 0.87206 | 0 | -417.3144 | 15.8709 | 0 | 51.4037 | 51.3265 | 80.5422 | 849.4216 | 28.0229 | 56.301 | 3.721 | 0.3248 | 0 | 13.166 | 3.19 | 76.892 | 861.46 | 365.1427 | -425.2844 | 0.66098 | 1.305 | -2.77 | 13.5887 | 7.0946 | 2025-08-18 | 2025_08_18 Hr 06 | 41.1346 | 9e-06 | -861.46 | -345.1343 | 170.9706 | 799.3291 | 141.2912 | 11.2638 | 83.7396 | 13.3991 | 36.6934 | 120.8781 | 0 | 188.5348 | 264.9615 | 0 | 0 | 14.7392 | 228.3633 | 0 | 102.7303 | 0
2025_08_18 Hr 07 | 2.5903 | 3e-05 | 0.000846 | 0 | 0 | 0 | 0 | 0 | 0 | 47.0222 | -14.8 | 0.196 | 36 | 0 | 94.2674 | 94.2674 | 253.9004 | 0 | 0.01353 | 0.06 | 0.08976 | 2.013 | 0 | 0 | 0 | 0 | 0 | 0 | 0.2511 | 14.7392 | 0 | 219.5424 | 0 | 0 | 0 | 0 | 5.4837 | 13.5071 | 0 | 125.1251 | 0 | 0.6357 | 2.1301 | 2.085 | -1 | -4.2 | 4.5431 | 0 | 0 | 0.18237 | 0.18237 | 0.18237 | 0.18237 | 0.21206 | 31.8006 | 1.1136 | 0.00194 | 0 | 0 | 0 | 0 | 0 | 0 | 0 | 0 | 0 | 0 | 0 | 0 | 0 | 0 | 0 | 0 | 0.87206 | 0 | -396.3948 | 15.8709 | 0 | 47.1445 | 47.0738 | 61.0212 | 846.0966 | 31.1065 | 62.4962 | 3.721 | 0.3248 | -2.5903 | 13.166 | 3.19 | 76.892 | 916.285 | 366.8184 | -421.7551 | 0.66098 | 1.305 | -2.77 | 15.0839 | 7.8753 | 2025-08-18 | 2025_08_18 Hr 07 | 40.5279 | 1.85e-05 | -916.285 | -271.2697 | 192.7935 | 770.9351 | 128.8227 | 11.2638 | 83.7396 | 27.197 | 47.9637 | 117.6328 | 0 | 188.5348 | 253.9004 | 0 | 0 | 14.7392 | 219.5424 | 0 | 94.2183 | 0
2025_08_18 Hr 08 | 10.887 | 0.0003 | 0.00846 | 0 | 0 | 0 | 0 | 0 | 0 | 57.2484 | -14.8 | 0.196 | 28 | 0 | 94.2674 | 94.2674 | 253.9004 | 0 | 0.01353 | 0.06 | 0.08976 | 2.013 | 0 | 0 | 0 | 0 | 0 | 0 | 0.2511 | 14.7392 | 7.2612 | 219.5424 | 0 | 0 | 0 | 0 | 7.3546 | 18.1156 | 0 | 96.3964 | 0 | 0.6357 | 2.1301 | 0.06 | -1 | -4.2 | 4.5431 | 0 | 0 | 2.5981 | 2.5981 | 2.5981 | 2.5981 | 3.021 | 40.7511 | 1.1136 | 0.00194 | 0 | 0 | 0 | 0 | 0 | 0 | 0 | 0 | 0 | 0 | 0 | 0 | 0 | 0 | 0 | 0 | 0.87206 | 0 | -362.9425 | 15.8709 | 0 | 51.7321 | 51.6576 | 69.9864 | 891.7144 | 32.5545 | 65.4054 | 3.721 | 0.3248 | -10.887 | 13.166 | 3.19 | 76.892 | 981.9683 | 390.457 | -396.5995 | 0.66098 | 1.305 | -2.77 | 15.7861 | 8.2418 | 2025-08-18 | 2025_08_18 Hr 08 | 43.6309 | 9.3e-05 | -981.9683 | -266.5461 | 227.3971 | 787.3677 | 138.7463 | 11.2638 | 83.7396 | 33.6764 | 70.6619 | 123.0588 | 0 | 188.5348 | 253.9004 | 0 | 7.2612 | 14.7392 | 219.5424 | 0 | 103.3897 | 0
2025_08_18 Hr 09 | 14.5104 | 0.00168 | 0.047376 | 3.8529 | 3.8556 | 3.8556 | 3.8537 | 3.8541 | 3.8556 | 73.4005 | -14.8 | 0.196 | 22 | 0 | 94.2674 | 94.2674 | 253.9004 | 21.08 | 0.01353 | 0.06 | 0.08976 | 2.013 | 0 | 0 | 0 | 0 | 0 | 0 | 0.2511 | 14.7392 | 7.2612 | 219.5424 | 0 | 0 | 0 | 0 | 10.2934 | 25.3543 | 0 | 62.1018 | 0 | 0.6357 | 2.1301 | 0 | -1 | -4.2 | 4.5431 | 0 | 0 | 12.3602 | 12.3602 | 12.3602 | 12.3602 | 14.3723 | 44.6472 | 1.1136 | 0.00194 | 0 | 0 | 0 | 0 | 0 | 0 | 0 | 0 | 0 | 0 | 0 | 0 | 0 | 0 | 0 | 0 | 0.87206 | 0 | -434.1388 | 15.8709 | 0 | 56.2061 | 56.1241 | 56.9724 | 1021.631 | 34.829 | 69.975 | 3.721 | 0.3248 | -14.5104 | 13.166 | 3.19 | 76.892 | 999.8 | 387.4868 | -471.4192 | 0.66098 | 1.305 | -2.77 | 16.889 | 8.8177 | 2025-08-18 | 2025_08_18 Hr 09 | 44.6283 | 6.1e-05 | -999.8 | -372.037 | 312.6491 | 840.5159 | 123.6687 | 11.2638 | 83.7396 | 43.8539 | 137.2135 | 131.5817 | 23.1276 | 188.5348 | 253.9004 | 21.08 | 7.2612 | 14.7392 | 219.5424 | 0 | 112.3302 | 0
2025_08_18 Hr 10 | 12.9499 | 0.00462 | 0.13028 | 3.8529 | 3.8556 | 3.8556 | 3.8537 | 3.8541 | 3.8556 | 87.5551 | -14.8 | 0.196 | 22 | 0 | 94.2674 | 94.2674 | 253.9004 | 21.08 | 0.01353 | 0.06 | 0.08976 | 2.013 | 0 | 0 | 0 | 0 | 0 | 0 | 0.2511 | 14.7392 | 7.2612 | 219.5424 | 0 | 0 | 0 | 0 | 12.8688 | 31.6978 | 0 | 53.3149 | 0 | 0.6357 | 2.1301 | 0 | -1 | -4.2 | 4.5431 | 0 | 0 | 20.9151 | 20.9151 | 20.9151 | 20.9151 | 24.3198 | 42.7518 | 1.1136 | 0.00194 | 0 | 0 | 0 | 0 | 0 | 0 | 0 | 0 | 0 | 0 | 0 | 0 | 0 | 0 | 0 | 0 | 0.87206 | 0 | -468.7803 | 15.8709 | 0 | 64.9659 | 64.8715 | 35.427 | 1106.461 | 36.8222 | 73.9796 | 3.721 | 0.3248 | -12.9499 | 13.166 | 3.19 | 76.892 | 1025.233 | 369.9574 | -504.5002 | 0.66098 | 1.305 | -2.77 | 17.8556 | 9.3223 | 2025-08-18 | 2025_08_18 Hr 10 | 46.4719 | 0.000411 | -1025.233 | -415.4654 | 387.3586 | 858.0231 | 100.3137 | 11.2638 | 83.7396 | 52.7728 | 195.5352 | 139.0506 | 23.1276 | 188.5348 | 253.9004 | 21.08 | 7.2612 | 14.7392 | 219.5424 | 0 | 129.8374 | 0
2025_08_18 Hr 11 | 15.5402 | 0.00732 | 0.20642 | 3.8529 | 3.8556 | 3.8556 | 3.8537 | 3.8541 | 3.8556 | 92.6103 | -14.8 | 0.196 | 24 | 0 | 94.2674 | 94.2674 | 253.9004 | 21.08 | 0.01353 | 0.06 | 0.08976 | 2.013 | 0 | 0 | 0 | 0 | 0 | 0 | 0.2511 | 15.3878 | 7.2612 | 219.5424 | 0 | 0 | 0 | 0 | 13.7886 | 33.9634 | 0 | 53.812 | 0 | 0.6357 | 2.1301 | 0 | -1 | -4.2 | 4.5431 | 0 | 0 | 23.9704 | 23.9704 | 23.9704 | 23.9704 | 27.8725 | 48.6486 | 1.1136 | 0.00194 | 0 | 0 | 0 | 0 | 0 | 0 | 0 | 0 | 0 | 0 | 0 | 0 | 0 | 0 | 0 | 0 | 0.87206 | 0 | -490.1798 | 15.8709 | 0 | 66.9952 | 66.8946 | 24.4374 | 1135.253 | 37.5341 | 75.4098 | 3.721 | 0.3248 | -15.5402 | 13.166 | 3.19 | 76.892 | 1032.7 | 372.1251 | -528.4901 | 0.66098 | 1.305 | -2.77 | 18.2008 | 9.5025 | 2025-08-18 | 2025_08_18 Hr 11 | 49.5547 | 4.3e-05 | -1032.7 | -436.3678 | 414.0405 | 862.7241 | 97.2997 | 11.2638 | 83.7396 | 55.9581 | 216.3643 | 141.7181 | 23.1276 | 188.5348 | 253.9004 | 21.08 | 7.2612 | 15.3878 | 219.5424 | 0 | 133.8899 | 0
2025_08_18 Hr 12 | 17.2749 | 0.00924 | 0.26057 | 3.8529 | 3.8556 | 3.8556 | 3.8537 | 3.8541 | 3.8556 | 101.0193 | -14.8 | 0.196 | 27 | 0 | 94.2674 | 94.2674 | 253.9004 | 21.08 | 0.01353 | 0.06 | 0.08976 | 2.013 | 0 | 0 | 0 | 0 | 0 | 0 | 0.2511 | 22.9533 | 7.2612 | 219.5424 | 0 | 0 | 0 | 0 | 15.3185 | 37.7319 | 0 | 56.1365 | 0 | 0.6357 | 2.1301 | 0 | -1 | -4.2 | 4.5431 | 0 | 0 | 29.0526 | 29.0526 | 29.0526 | 29.0526 | 33.7821 | 46.6479 | 1.1136 | 0.00194 | 0 | 0 | 0 | 0 | 0 | 0 | 0 | 0 | 0 | 0 | 0 | 0 | 0 | 0 | 0 | 0 | 0.87206 | 0 | -515.6065 | 15.8709 | 0 | 66.9952 | 66.8946 | 12.4356 | 1182.819 | 38.7182 | 77.7888 | 3.721 | 0.3248 | -17.2749 | 13.166 | 3.19 | 76.892 | 1050.6 | 367.2962 | -555.6514 | 0.66098 | 1.305 | -2.77 | 18.775 | 9.8023 | 2025-08-18 | 2025_08_18 Hr 12 | 51.7711 | 8.9e-05 | -1050.6 | -459.47 | 458.4237 | 870.2897 | 86.3533 | 11.2638 | 83.7396 | 61.2566 | 251.0119 | 146.1552 | 23.1276 | 188.5348 | 253.9004 | 21.08 | 7.2612 | 22.9533 | 219.5424 | 0 | 133.8899 | 0
2025_08_18 Hr 13 | 16.9316 | 0.010395 | 0.29314 | 3.8529 | 3.8556 | 3.8556 | 3.8537 | 3.8541 | 3.8556 | 110.4639 | -14.8 | 0.196 | 26 | 0 | 94.2674 | 94.2674 | 253.9004 | 21.08 | 0.01353 | 0.06 | 0.08976 | 2.013 | 0 | 0 | 0 | 0 | 0 | 0 | 0.2511 | 32.3596 | 7.2612 | 219.5424 | 0 | 0 | 0 | 0 | 17.0369 | 41.9646 | 0 | 59.9523 | 0 | 0.6357 | 2.1301 | 0 | -1 | -4.2 | 4.5431 | 0 | 0 | 34.7608 | 34.7608 | 34.7608 | 34.7608 | 40.4196 | 36.7497 | 1.1136 | 0.00194 | 0 | 0 | 0 | 0 | 0 | 0 | 0 | 0 | 0 | 0 | 0 | 0 | 0 | 0 | 0 | 0 | 0.87206 | 0 | -535.2517 | 15.8709 | 0 | 66.9952 | 66.8946 | 8.9652 | 1237.124 | 40.0481 | 80.4608 | 3.721 | 0.3248 | -16.9316 | 13.166 | 3.19 | 76.892 | 1079.692 | 357.5691 | -574.9533 | 0.66098 | 1.305 | -2.77 | 19.4199 | 10.139 | 2025-08-18 | 2025_08_18 Hr 13 | 56.6971 | -0.000308 | -1079.692 | -475.2994 | 508.2733 | 879.6959 | 72.0184 | 11.2638 | 83.7396 | 67.2077 | 289.9268 | 151.1388 | 23.1276 | 188.5348 | 253.9004 | 21.08 | 7.2612 | 32.3596 | 219.5424 | 0 | 133.8899 | 0
2025_08_18 Hr 14 | 16.1903 | 0.011055 | 0.31175 | 3.8529 | 3.8556 | 3.8556 | 3.8537 | 3.8541 | 3.8556 | 116.6781 | -14.8 | 0.196 | 22 | 0 | 94.2674 | 94.2674 | 253.9004 | 21.08 | 0.01353 | 0.06 | 0.08976 | 2.013 | 0 | 0 | 0 | 0 | 0 | 0 | 0.2511 | 41.7608 | 7.2612 | 219.5424 | 0 | 0 | 0 | 0 | 18.1676 | 44.7496 | 0 | 38.9103 | 0 | 0.6357 | 2.1301 | 0 | -1 | -4.2 | 4.5431 | 0 | 0 | 38.5166 | 38.5166 | 38.5166 | 38.5166 | 44.7868 | 36.7497 | 1.1136 | 0.00194 | 0 | 0 | 0 | 0 | 0 | 0 | 0 | 0 | 0 | 0 | 0 | 0 | 0 | 0 | 0 | 0 | 0.87206 | 0 | -499.2097 | 15.8709 | 0 | 66.9952 | 66.8946 | 21.5454 | 1276.064 | 40.9232 | 82.2189 | 3.721 | 0.3248 | -16.1903 | 13.166 | 3.19 | 76.892 | 1145.492 | 368.6877 | -538.17 | 0.66098 | 1.305 | -2.77 | 19.8442 | 10.3605 | 2025-08-18 | 2025_08_18 Hr 14 | 62.5806 | -0.000336 | -1145.492 | -460.2994 | 541.0726 | 889.0972 | 80.6179 | 11.2638 | 83.7396 | 71.1233 | 315.5314 | 154.4178 | 23.1276 | 188.5348 | 253.9004 | 21.08 | 7.2612 | 41.7608 | 219.5424 | 0 | 133.8899 | 0
2025_08_18 Hr 15 | 15.9399 | 0.0111 | 0.31302 | 3.8529 | 3.8556 | 3.8556 | 3.8537 | 3.8541 | 3.8556 | 126.2707 | -14.8 | 0.196 | 21 | 0 | 94.2674 | 94.2674 | 253.9004 | 21.08 | 0.01353 | 0.06 | 0.08976 | 2.013 | 0 | 0 | 0 | 0 | 0 | 0 | 0.2511 | 46.06 | 7.2612 | 219.5424 | 0 | 0 | 0 | 0 | 19.9129 | 49.0486 | 0 | 17.6077 | -0.14594 | 0.6357 | 2.1301 | 0 | -1 | -4.2 | 4.5431 | 0 | 0 | 44.3143 | 44.3143 | 44.3143 | 44.3143 | 51.5282 | 31.8006 | 1.1136 | 0.00194 | 0 | 0 | 0 | 0 | 0 | 0 | 0 | 0 | 0 | 0 | 0 | 0 | 0 | 0 | 0 | 0 | 0.87206 | 0 | -475.8418 | 15.8709 | 0 | 66.9952 | 66.8946 | 28.0524 | 1325.933 | 42.274 | 84.9328 | 3.721 | 0.3248 | -15.9399 | 13.166 | 3.19 | 76.892 | 1202.9 | 374.0569 | -514.5517 | 0.66098 | 1.305 | -2.77 | 20.4992 | 10.7025 | 2025-08-18 | 2025_08_18 Hr 15 | 68.1518 | 2.78e-05 | -1202.9 | -458.3801 | 591.7032 | 893.3963 | 81.1771 | 11.2638 | 83.7396 | 77.1677 | 355.056 | 159.4795 | 23.1276 | 188.5348 | 253.9004 | 21.08 | 7.2612 | 46.06 | 219.5424 | 0 | 133.8899 | 0
2025_08_18 Hr 16 | 17.2749 | 0.010845 | 0.30583 | 3.8529 | 3.8556 | 3.8556 | 3.8537 | 3.8541 | 3.8556 | 134.0385 | -14.8 | 0.196 | 22 | 0 | 94.2674 | 94.2674 | 253.9004 | 21.08 | 0.01353 | 0.06 | 0.08976 | 2.013 | 0 | 0 | 0 | 0 | 0 | 0 | 0.2511 | 46.06 | 7.2612 | 219.5424 | 0 | 0 | 0 | 0 | 21.3262 | 52.5298 | 0 | 15.1724 | -0.15539 | 0.6357 | 2.1301 | 0 | -1 | -4.2 | 4.5431 | 0 | 0 | 49.009 | 49.009 | 49.009 | 49.009 | 56.9872 | 28.8522 | 1.1136 | 0.00194 | 0 | 0 | 0 | 0 | 0 | 0 | 0 | 0 | 0 | 0 | 0 | 0 | 0 | 0 | 0 | 0 | 0.87206 | 0 | -437.8954 | 15.8709 | 0 | 66.9952 | 66.8946 | 25.0158 | 1362.826 | 43.3678 | 87.1304 | 3.721 | 0.3248 | -17.2749 | 13.166 | 3.19 | 76.892 | 1274.408 | 374.5054 | -477.9402 | 0.66098 | 1.305 | -2.77 | 21.0296 | 10.9795 | 2025-08-18 | 2025_08_18 Hr 16 | 81.843 | 0.0003774 | -1274.408 | -422.8784 | 632.7023 | 893.3963 | 76.1847 | 11.2638 | 83.7396 | 82.0622 | 387.0618 | 163.5783 | 23.1276 | 188.5348 | 253.9004 | 21.08 | 7.2612 | 46.06 | 219.5424 | 0 | 133.8899 | 0
2025_08_18 Hr 17 | 16.8221 | 0.009735 | 0.27453 | 3.8529 | 3.8556 | 3.8556 | 3.8537 | 3.8541 | 3.8556 | 138.4032 | -14.8 | 0.196 | 19 | 0 | 94.2674 | 94.2674 | 253.9004 | 21.08 | 0.01353 | 0.06 | 0.08976 | 2.013 | 0 | 0 | 0 | 0 | 0 | 0 | 0.2511 | 46.06 | 7.2612 | 219.5424 | 0 | 0 | 0 | 0 | 22.1204 | 54.4859 | 0 | 8.4192 | -0.92383 | 0.6357 | 2.1301 | 0 | -1 | -4.2 | 4.5431 | 0 | 0 | 51.647 | 51.647 | 51.647 | 51.647 | 60.0547 | 23.7978 | 1.1136 | 0.00194 | 0 | 0 | 0 | 0 | 0 | 0 | 0 | 0 | 0 | 0 | 0 | 0 | 0 | 0 | 0 | 0 | 0.87206 | 0 | -383.675 | 15.8709 | 0 | 66.9952 | 66.8946 | 25.4496 | 1383.529 | 43.9825 | 88.3653 | 3.721 | 0.3248 | -16.8221 | 13.166 | 3.19 | 76.892 | 1336.492 | 368.7341 | -423.2671 | 0.66098 | 1.305 | -2.77 | 21.3277 | 11.1351 | 2025-08-18 | 2025_08_18 Hr 17 | 85.5874 | -0.0003292 | -1336.492 | -376.1796 | 655.7399 | 893.3963 | 68.5317 | 11.2638 | 83.7396 | 84.8125 | 405.046 | 165.8814 | 23.1276 | 188.5348 | 253.9004 | 21.08 | 7.2612 | 46.06 | 219.5424 | 0 | 133.8899 | 0
2025_08_18 Hr 18 | 16.109 | 0.007995 | 0.22546 | 3.8529 | 3.8556 | 3.8556 | 3.8537 | 3.8541 | 3.8556 | 142.62 | -14.8 | 0.196 | 8 | 0 | 94.2674 | 94.2674 | 253.9004 | 21.08 | 0.01353 | 0.06 | 0.08976 | 2.013 | 0 | 0 | 0 | 0 | 0 | 0 | 0.2511 | 46.06 | 7.2612 | 219.5424 | 0 | 0 | 0 | 0 | 22.8876 | 56.3757 | 0 | 3.249 | -0.9636 | 0.6357 | 2.1301 | 0 | -1 | -4.2 | 4.5431 | 0 | 0 | 54.1956 | 54.1956 | 54.1956 | 54.1956 | 63.0181 | 22.8501 | 1.1136 | 0.00194 | 0 | 0 | 0 | 0 | 0 | 0 | 0 | 0 | 0 | 0 | 0 | 0 | 0 | 0 | 0 | 0 | 0.87206 | 0 | -361.7361 | 15.8709 | 0 | 66.9952 | 66.8946 | 21.9792 | 1403.512 | 44.5763 | 89.5583 | 3.721 | 0.3248 | -16.109 | 13.166 | 3.19 | 76.892 | 1360.008 | 354.8263 | -400.6151 | 0.66098 | 1.305 | -2.77 | 21.6156 | 11.2854 | 2025-08-18 | 2025_08_18 Hr 18 | 85.799 | 0.0003686 | -1360.008 | -359.4507 | 677.9965 | 893.3963 | 53.0628 | 11.2638 | 83.7396 | 87.4695 | 422.4205 | 168.1065 | 23.1276 | 188.5348 | 253.9004 | 21.08 | 7.2612 | 46.06 | 219.5424 | 0 | 133.8899 | 0
2025_08_18 Hr 19 | 8.819 | 0.00552 | 0.15566 | 3.8529 | 3.8556 | 3.8556 | 3.8537 | 3.8541 | 3.8556 | 136.2085 | -14.8 | 0.196 | 4 | 0 | 94.2674 | 94.2674 | 253.9004 | 21.08 | 0.01353 | 0.06 | 0.08976 | 2.013 | 0 | 0 | 0 | 0 | 0 | 0 | 0.2511 | 46.06 | 7.2612 | 219.5424 | 0 | 0 | 0 | 0 | 21.7211 | 53.5023 | 0 | 5.7406 | -0.54299 | 0.6357 | 2.1301 | 0 | -1 | -4.2 | 4.5431 | 0 | 0 | 50.3206 | 50.3206 | 50.3206 | 50.3206 | 58.5123 | 20.8494 | 1.1136 | 0.00194 | 0 | 0 | 0 | 0 | 0 | 0 | 0 | 0 | 0 | 0 | 0 | 0 | 0 | 0 | 0 | 0 | 0.87206 | 0 | -313.2267 | 15.8709 | 0 | 66.9952 | 66.8946 | 17.0628 | 1372.985 | 43.6734 | 87.7444 | 3.721 | 0.3248 | -8.819 | 13.166 | 3.19 | 76.892 | 1366.6 | 333.2335 | -344.8157 | 0.66098 | 1.305 | -2.77 | 21.1778 | 11.0568 | 2025-08-18 | 2025_08_18 Hr 19 | 90.3124 | 1.26e-05 | -1366.6 | -308.0291 | 644.156 | 893.3963 | 42.0734 | 11.2638 | 83.7396 | 83.4296 | 396.0031 | 164.7234 | 23.1276 | 188.5348 | 253.9004 | 21.08 | 7.2612 | 46.06 | 219.5424 | 0 | 133.8899 | 0
2025_08_18 Hr 20 | 0.51906 | 0.00261 | 0.073602 | 3.8529 | 3.8556 | 3.8556 | 3.8537 | 3.8541 | 3.8556 | 127.2818 | -14.8 | 0.196 | 0 | 0 | 94.2674 | 94.2674 | 253.9004 | 21.08 | 0.01353 | 0.06 | 0.08976 | 2.013 | 0 | 0 | 0 | 0 | 0 | 0 | 0.2511 | 46.06 | 7.2612 | 219.5424 | 0 | 0 | 0 | 0 | 20.0969 | 49.5017 | 0 | 17.4357 | 0 | 0.6357 | 2.1301 | 0 | -1 | -4.2 | 4.5431 | 0 | 0 | 44.9253 | 44.9253 | 44.9253 | 44.9253 | 52.2388 | 14.8473 | 1.1136 | 0.00194 | 0 | 0 | 0 | 0 | 0 | 0 | 0 | 0 | 0 | 0 | 0 | 0 | 0 | 0 | 0 | 0 | 0.87206 | 0 | -348.2505 | 15.8709 | 0 | 66.9952 | 66.8946 | 9.5436 | 1330.496 | 42.4164 | 85.2189 | 3.721 | 0.3248 | -0.51906 | 13.166 | 3.19 | 76.892 | 1279.092 | 302.699 | -371.5396 | 0.66098 | 1.305 | -2.77 | 20.5683 | 10.7386 | 2025-08-18 | 2025_08_18 Hr 20 | 70.4555 | -0.00026 | -1279.092 | -330.8148 | 597.0396 | 893.3963 | 24.4671 | 11.2638 | 83.7396 | 77.8048 | 359.2219 | 160.013 | 23.1276 | 188.5348 | 253.9004 | 21.08 | 7.2612 | 46.06 | 219.5424 | 0 | 133.8899 | 0
2025_08_18 Hr 21 | 0 | 0.000555 | 0.015651 | 3.8529 | 3.8556 | 3.8556 | 3.8537 | 3.8541 | 3.8556 | 114.3355 | -14.8 | 0.196 | 3 | 0 | 94.2674 | 94.2674 | 253.9004 | 21.08 | 0.01353 | 0.06 | 0.08976 | 2.013 | 0 | 0 | 0 | 0 | 0 | 0 | 0.2511 | 46.06 | 7.2612 | 219.5424 | 0 | 0 | 0 | 0 | 17.7414 | 43.6997 | 0 | 38.0064 | 0 | 0.6357 | 2.1301 | 0 | -1 | -4.2 | 4.5431 | 0 | 0 | 37.1008 | 37.1008 | 37.1008 | 37.1008 | 43.1404 | 19.9017 | 1.1136 | 0.00194 | 0 | 0 | 0 | 0 | 0 | 0 | 0 | 0 | 0 | 0 | 0 | 0 | 0 | 0 | 0 | 0 | 0.87206 | 0 | -361.951 | 15.8709 | 0 | 66.9952 | 66.8946 | 7.5192 | 1268.938 | 40.5933 | 81.5562 | 3.721 | 0.3248 | 0 | 13.166 | 3.19 | 76.892 | 1223.6 | 301.3766 | -384.721 | 0.66098 | 1.305 | -2.77 | 19.6842 | 10.277 | 2025-08-18 | 2025_08_18 Hr 21 | 60.5322 | 9.4e-05 | -1223.6 | -323.9446 | 528.7079 | 893.3963 | 30.4371 | 11.2638 | 83.7396 | 69.6472 | 305.879 | 153.1817 | 23.1276 | 188.5348 | 253.9004 | 21.08 | 7.2612 | 46.06 | 219.5424 | 0 | 133.8899 | 0
2025_08_18 Hr 22 | 0 | 9e-05 | 0.002538 | 3.8529 | 3.8556 | 3.8556 | 3.8537 | 3.8541 | 3.8556 | 90.5882 | -14.8 | 0.196 | 9 | 0 | 94.2674 | 94.2674 | 253.9004 | 21.08 | 0.01353 | 0.06 | 0.08976 | 2.013 | 0 | 0 | 0 | 0 | 0 | 0 | 0.2511 | 46.06 | 7.2612 | 219.5424 | 0 | 0 | 0 | 0 | 13.4207 | 33.0571 | 0 | 62.2488 | 0 | 0.6357 | 2.1301 | 0 | -1 | -4.2 | 4.5431 | 0 | 0 | 22.7482 | 22.7482 | 22.7482 | 22.7482 | 26.4515 | 28.8522 | 1.1136 | 0.00194 | 0 | 0 | 0 | 0 | 0 | 0 | 0 | 0 | 0 | 0 | 0 | 0 | 0 | 0 | 0 | 0 | 0.87206 | 0 | -386.2599 | 15.8709 | 0 | 66.9952 | 66.8946 | 15.4722 | 1156.115 | 37.2493 | 74.8377 | 3.721 | 0.3248 | 0 | 13.166 | 3.19 | 76.892 | 1121.083 | 311.749 | -409.0299 | 0.66098 | 1.305 | -2.77 | 18.0627 | 9.4304 | 2025-08-18 | 2025_08_18 Hr 22 | 69.3373 | 0.000397 | -1121.083 | -324.0111 | 403.3678 | 893.3963 | 53.327 | 11.2638 | 83.7396 | 54.684 | 208.0327 | 140.6511 | 23.1276 | 188.5348 | 253.9004 | 21.08 | 7.2612 | 46.06 | 219.5424 | 0 | 133.8899 | 0
2025_08_18 Hr 23 | 0 | 0 | 0 | 3.8529 | 3.8556 | 3.8556 | 3.8537 | 3.8541 | 3.8556 | 67.0136 | 0 | 0.196 | 21 | 0 | 94.2674 | 94.2674 | 264.6764 | 17.93 | 0.01353 | 0.06 | 0.08976 | 2.013 | 0 | 0 | 0 | 0 | 0 | 0 | 0.2511 | 45.8642 | 7.2612 | 228.1622 | 0 | 0 | 0 | 0 | 9.1314 | 22.4919 | 0 | 51.7522 | 0 | 0.6357 | 2.1301 | 0 | -1 | -4.2 | 4.5431 | 0 | 0 | 8.5001 | 8.5001 | 8.5001 | 8.5001 | 9.8838 | 26.8515 | 1.1136 | 0.00194 | 0 | 0 | 0 | 0 | 0 | 0 | 0 | 0 | 0 | 0 | 0 | 0 | 0 | 0 | 0 | 0 | 0.87206 | 0 | -424.9995 | 15.8709 | 0 | 69.9561 | 69.851 | 29.4984 | 1066.091 | 33.9296 | 68.1681 | 3.721 | 0.3248 | 0 | 13.166 | 3.19 | 76.892 | 1008.208 | 323.3349 | -432.9695 | 0.66098 | 1.305 | -2.77 | 16.4529 | 8.59 | 2025-08-18 | 2025_08_18 Hr 23 | 59.8689 | 0.000365 | -1008.208 | -373.2473 | 293.7387 | 915.3636 | 77.3499 | 11.2638 | 83.7396 | 39.8295 | 110.8977 | 143.0116 | 23.1276 | 188.5348 | 264.6764 | 17.93 | 7.2612 | 45.8642 | 228.1622 | 0 | 139.8071 | 0
2025_08_18 Hr 24 | 0 | 0 | 0 | 3.8529 | 3.8556 | 3.8556 | 3.8537 | 3.8541 | 3.8556 | 44.645 | 0 | 0.196 | 30 | 0 | 94.2674 | 94.2674 | 264.9615 | 17.93 | 0.01353 | 0.06 | 0.08976 | 2.013 | 0 | 0 | 0 | 0 | 0 | 0 | 0.2511 | 45.8642 | 7.2612 | 228.3633 | 0 | 0 | 0 | 0 | 5.0529 | 12.4462 | 0 | 61.558 | 0 | 0.6357 | 2.1301 | 2.475 | -1 | -4.2 | 4.5431 | 0 | 0 | 0.068624 | 0.068624 | 0.068624 | 0.068624 | 0.079795 | 20.8494 | 1.1136 | 0.00194 | 0 | 0 | 0 | 0 | 0 | 0 | 0 | 0 | 0 | 0 | 0 | 0 | 0 | 0 | 0 | 0 | 0.87206 | 0 | -449.2914 | 15.8709 | 0 | 69.9561 | 69.851 | 37.0176 | 986.5543 | 30.7732 | 61.8264 | 3.721 | 0.3248 | 0 | 13.166 | 3.19 | 76.892 | 912.875 | 322.024 | -457.2614 | 0.66098 | 1.305 | -2.77 | 14.9223 | 7.7909 | 2025-08-18 | 2025_08_18 Hr 24 | 57.2606 | 1.94e-05 | -912.875 | -387.7334 | 201.8882 | 915.8498 | 87.867 | 11.2638 | 83.7396 | 25.7053 | 44.9993 | 131.1836 | 23.1276 | 188.5348 | 264.9615 | 17.93 | 7.2612 | 45.8642 | 228.3633 | 0 | 139.8071 | 0
2025_08_19 Hr 01 | 0 | 0 | 0 | 3.8529 | 3.8556 | 3.8556 | 3.8537 | 3.8541 | 3.8556 | 36.6934 | 0 | 0.196 | 39 | 0 | 94.2674 | 94.2674 | 264.9615 | 0 | 0.01353 | 0.06 | 0.08976 | 2.013 | 0 | 0 | 0 | 0 | 0 | 0 | 0.2511 | 46.06 | 7.2612 | 228.3633 | 0 | 0 | 0 | 0 | 1.3044 | 3.2125 | 0 | 32.0696 | 0 | 0.6357 | 2.4109 | 2.7 | -1 | -4.2 | 4.6878 | 0 | 0 | 0 | 0 | 0 | 0 | 0 | 23.7978 | 1.1136 | 0.00194 | 0 | 0 | 0 | 0 | 0 | 0 | 0 | 0 | 0 | 0 | 0 | 0 | 0 | 0 | 0 | 0 | 1.0461 | 0 | -457.2109 | 16.2337 | 0 | 69.9561 | 69.851 | 45.9828 | 948.2968 | 28.6248 | 57.344 | 3.721 | 0.3248 | 0 | 13.166 | 3.19 | 76.892 | 850.1 | 334.9146 | -465.1809 | 0.82602 | 1.305 | -2.77 | 13.7386 | 7.2195 | 2025-08-19 | 2025_08_19 Hr 01 | 56.5027 | 1.7e-05 | -850.1 | -425.1413 | 173.3417 | 898.1156 | 108.7806 | 11.2638 | 83.7396 | 13.4878 | 36.6934 | 123.1606 | 23.1276 | 188.5348 | 264.9615 | 0 | 7.2612 | 46.06 | 228.3633 | 0 | 139.8071 | 0
2025_08_19 Hr 02 | 0 | 0 | 0 | 3.8529 | 3.8556 | 3.8556 | 3.8537 | 3.8541 | 3.8556 | 36.6934 | 0 | 0.196 | 45 | 0 | 94.2674 | 94.2674 | 264.9615 | 0 | 0.01353 | 0.06 | 0.08976 | 2.013 | 0 | 0 | 0 | 0 | 0 | 0 | 0.2511 | 45.9947 | 7.2612 | 228.3633 | 0 | 0 | 0 | 0 | 0.01673 | 0.041203 | 0 | 39.3584 | 0 | 0.6357 | 2.4109 | 3.0333 | -1 | -4.2 | 4.6878 | 0 | 0 | 0 | 0 | 0 | 0 | 0 | 24.8508 | 1.1136 | 0.00194 | 0 | 0 | 0 | 0 | 0 | 0 | 0 | 0 | 0 | 0 | 0 | 0 | 0 | 0 | 0 | 0 | 1.0461 | 0 | -472.8979 | 16.2337 | 0 | 69.9561 | 69.851 | 20.967 | 943.7725 | 27.1567 | 54.3987 | 3.721 | 0.3248 | 0 | 13.166 | 3.19 | 76.892 | 813.725 | 311.4619 | -480.8679 | 0.82602 | 1.305 | -2.77 | 13.0329 | 6.8487 | 2025-08-19 | 2025_08_19 Hr 02 | 55.8595 | 1.408e-05 | -813.725 | -433.5394 | 163.3929 | 898.0503 | 90.8178 | 11.2638 | 83.7396 | 9.0288 | 36.6934 | 117.6707 | 23.1276 | 188.5348 | 264.9615 | 0 | 7.2612 | 45.9947 | 228.3633 | 0 | 139.8071 | 0
2025_08_19 Hr 03 | 0 | 0 | 0 | 3.8529 | 3.8556 | 3.8556 | 3.8537 | 3.8541 | 3.8556 | 36.6934 | 0 | 0.196 | 59 | 0 | 94.2674 | 94.2674 | 264.9615 | 0 | 0.01353 | 0.06 | 0.08976 | 2.013 | 0 | 0 | 0 | 0 | 0 | 0 | 0.2511 | 46.06 | 7.2612 | 228.3633 | 0 | 0 | 0 | 0 | 0 | 0 | 0 | 40.877 | 0 | 0.6357 | 2.4109 | 3.1 | -1 | -4.2 | 4.6878 | 0 | 0 | 0 | 0 | 0 | 0 | 0 | 30.7476 | 1.1136 | 0.00194 | 0 | 0 | 0 | 0 | 0 | 0 | 0 | 0 | 0 | 0 | 0 | 0 | 0 | 0 | 0 | 0 | 1.0461 | 0 | -507.7266 | 16.2337 | 0 | 69.9561 | 69.851 | 8.5314 | 943.7799 | 26.5439 | 53.1691 | 3.721 | 0.3248 | 0 | 13.166 | 3.19 | 76.892 | 785.5917 | 316.6313 | -515.6966 | 0.82602 | 1.305 | -2.77 | 12.7384 | 6.6939 | 2025-08-19 | 2025_08_19 Hr 03 | 56.6437 | -2.6e-05 | -785.5917 | -466.8496 | 161.0432 | 898.1156 | 98.279 | 11.2638 | 83.7396 | 8.9709 | 36.6934 | 115.3789 | 23.1276 | 188.5348 | 264.9615 | 0 | 7.2612 | 46.06 | 228.3633 | 0 | 139.8071 | 0
2025_08_19 Hr 04 | 0 | 0 | 0 | 3.8529 | 3.8556 | 3.8556 | 3.8537 | 3.8541 | 3.8556 | 36.6934 | 0 | 0.196 | 73 | 0 | 94.2674 | 94.2674 | 264.9615 | 0 | 0.01353 | 0.06 | 0.08976 | 2.013 | 0 | 0 | 0 | 0 | 0 | 0 | 0.2511 | 46.06 | 7.2612 | 228.3633 | 0 | 0 | 0 | 0 | 0 | 0 | 0 | 51.5484 | 0 | 0.6357 | 2.4109 | 3.1 | -1 | -4.2 | 4.6878 | 0 | 0 | 0 | 0 | 0 | 0 | 0 | 35.802 | 1.1136 | 0.00194 | 0 | 0 | 0 | 0 | 0 | 0 | 0 | 0 | 0 | 0 | 0 | 0 | 0 | 0 | 0 | 0 | 1.0461 | 0 | -550.2531 | 16.2337 | 0 | 69.9561 | 69.851 | 2.4582 | 943.7799 | 26.5681 | 53.2178 | 3.721 | 0.3248 | 0 | 13.166 | 3.19 | 76.892 | 766.8083 | 329.7032 | -558.2231 | 0.82602 | 1.305 | -2.77 | 12.75 | 6.7 | 2025-08-19 | 2025_08_19 Hr 04 | 55.93 | 4.6e-05 | -766.8083 | -498.7047 | 161.1338 | 898.1156 | 111.2602 | 11.2638 | 83.7396 | 8.9709 | 36.6934 | 115.4695 | 23.1276 | 188.5348 | 264.9615 | 0 | 7.2612 | 46.06 | 228.3633 | 0 | 139.8071 | 0
2025_08_19 Hr 05 | 0 | 0 | 0 | 3.8529 | 3.8556 | 3.8556 | 3.8537 | 3.8541 | 3.8556 | 36.6934 | 0 | 0.196 | 81 | 0 | 94.2674 | 94.2674 | 264.9615 | 0 | 0.01353 | 0.06 | 0.08976 | 2.013 | 0 | 0 | 0 | 0 | 0 | 0 | 0.2511 | 46.06 | 7.2612 | 228.3633 | 0 | 0 | 0 | 0 | 0 | 0 | 0 | 60.8247 | 0 | 0.6357 | 2.4109 | 3.1 | -1 | -4.2 | 4.6878 | 0 | 0 | 0 | 0 | 0 | 0 | 0 | 38.7504 | 1.1136 | 0.00194 | 0 | 0 | 0 | 0 | 0 | 0 | 0 | 0 | 0 | 0 | 0 | 0 | 0 | 0 | 0 | 0 | 1.0461 | 0 | -550.8792 | 16.2337 | 0 | 69.9561 | 69.851 | 6.507 | 943.7799 | 27.039 | 54.1625 | 3.721 | 0.3248 | 0 | 13.166 | 3.19 | 76.892 | 792.2167 | 346.4613 | -558.8492 | 0.82602 | 1.305 | -2.77 | 12.9763 | 6.819 | 2025-08-19 | 2025_08_19 Hr 05 | 63.4466 | -2.3e-05 | -792.2167 | -490.0545 | 162.8947 | 898.1156 | 126.2574 | 11.2638 | 83.7396 | 8.9709 | 36.6934 | 117.2305 | 23.1276 | 188.5348 | 264.9615 | 0 | 7.2612 | 46.06 | 228.3633 | 0 | 139.8071 | 0
2025_08_19 Hr 06 | 0 | 0 | 0 | 3.8529 | 3.8556 | 3.8556 | 3.8537 | 3.8541 | 3.8556 | 36.6934 | 0 | 0.196 | 84 | 0 | 94.2674 | 94.2674 | 264.9615 | 0 | 0.01353 | 0.06 | 0.08976 | 2.013 | 0 | 0 | 0 | 0 | 0 | 0 | 0.2511 | 46.06 | 7.2612 | 228.3633 | 0 | 0 | 0 | 0 | 1.3044 | 3.2125 | 0 | 57.905 | 0 | 0.6357 | 2.4109 | 2.7 | -1 | -4.2 | 4.6878 | 0 | 0 | 0 | 0 | 0 | 0 | 0 | 40.7511 | 1.1136 | 0.00194 | 0 | 0 | 0 | 0 | 0 | 0 | 0 | 0 | 0 | 0 | 0 | 0 | 0 | 0 | 0 | 0 | 1.0461 | 0 | -526.8012 | 16.2337 | 0 | 69.9561 | 69.851 | 16.4844 | 948.2968 | 28.6248 | 57.344 | 3.721 | 0.3248 | 0 | 13.166 | 3.19 | 76.892 | 838.8 | 367.3695 | -534.7712 | 0.82602 | 1.305 | -2.77 | 13.7386 | 7.2195 | 2025-08-19 | 2025_08_19 Hr 06 | 60.3536 | 1.7e-05 | -838.8 | -468.8962 | 173.3417 | 898.1156 | 141.2355 | 11.2638 | 83.7396 | 13.4878 | 36.6934 | 123.1606 | 23.1276 | 188.5348 | 264.9615 | 0 | 7.2612 | 46.06 | 228.3633 | 0 | 139.8071 | 0
2025_08_19 Hr 07 | 2.0713 | 3e-05 | 0.000846 | 3.8529 | 3.8556 | 3.8556 | 3.8537 | 3.8541 | 3.8556 | 42.4225 | -14.8 | 0.196 | 84 | 0 | 94.2674 | 94.2674 | 253.9004 | 0 | 0.01353 | 0.06 | 0.08976 | 2.013 | 0 | 0 | 0 | 0 | 0 | 0 | 0.2511 | 46.06 | 7.2612 | 219.5424 | 0 | 0 | 0 | 0 | 4.3293 | 10.6621 | 0 | 75.1903 | 0 | 0.6357 | 2.4109 | 2.7 | -1 | -4.2 | 4.6878 | 0 | 0 | 0 | 0 | 0 | 0 | 0 | 36.7497 | 1.1136 | 0.00194 | 0 | 0 | 0 | 0 | 0 | 0 | 0 | 0 | 0 | 0 | 0 | 0 | 0 | 0 | 0 | 0 | 1.0461 | 0 | -460.372 | 16.2337 | 0 | 66.9952 | 66.8946 | 17.0628 | 938.7019 | 31.0346 | 62.1789 | 3.721 | 0.3248 | -2.0713 | 13.166 | 3.19 | 76.892 | 903.7083 | 375.0294 | -485.2133 | 0.82602 | 1.305 | -2.77 | 14.8969 | 7.8282 | 2025-08-19 | 2025_08_19 Hr 07 | 74.4588 | 7.7e-05 | -903.7083 | -385.1818 | 183.757 | 872.3163 | 137.8134 | 11.2638 | 83.7396 | 23.9623 | 42.4225 | 117.3722 | 23.1276 | 188.5348 | 253.9004 | 0 | 7.2612 | 46.06 | 219.5424 | 0 | 133.8899 | 0
2025_08_19 Hr 08 | 13.4159 | 0.00042 | 0.011844 | 3.8529 | 3.8556 | 3.8556 | 3.8537 | 3.8541 | 3.8556 | 57.2613 | -14.8 | 0.196 | 39 | 0 | 94.2674 | 94.2674 | 253.9004 | 0 | 0.01353 | 0.06 | 0.08976 | 2.013 | 0 | 0 | 0 | 0 | 0 | 0 | 0.2511 | 46.06 | 7.2612 | 219.5424 | 0 | 0 | 0 | 0 | 7.0021 | 17.2447 | 0 | 75.6776 | 0 | 0.6357 | 2.4109 | 0.9 | -1 | -4.2 | 4.6878 | 0 | 0 | 1.9037 | 1.9037 | 1.9037 | 1.9037 | 2.2136 | 16.848 | 1.1136 | 0.00194 | 0 | 0 | 0 | 0 | 0 | 0 | 0 | 0 | 0 | 0 | 0 | 0 | 0 | 0 | 0 | 0 | 1.0461 | 0 | -353.0314 | 16.2337 | 0 | 66.9952 | 66.8946 | 8.5314 | 972.6354 | 33.164 | 66.451 | 3.721 | 0.3248 | -13.4159 | 13.166 | 3.19 | 76.892 | 980 | 320.9043 | -389.2173 | 0.82602 | 1.305 | -2.77 | 15.9204 | 8.366 | 2025-08-19 | 2025_08_19 Hr 08 | 71.9704 | 2.4e-05 | -980 | -277.3538 | 225.6424 | 872.3163 | 64.3917 | 11.2638 | 83.7396 | 33.2177 | 67.0895 | 125.3351 | 23.1276 | 188.5348 | 253.9004 | 0 | 7.2612 | 46.06 | 219.5424 | 0 | 133.8899 | 0
2025_08_19 Hr 09 | 18.3644 | 0.001755 | 0.049491 | 3.8529 | 3.8556 | 3.8556 | 3.8537 | 3.8541 | 3.8556 | 69.8918 | -14.8 | 0.196 | 19 | 0 | 94.2674 | 94.2674 | 253.9004 | 21.08 | 0.01353 | 0.06 | 0.08976 | 2.013 | 0 | 0 | 0 | 0 | 0 | 0 | 0.2511 | 46.06 | 7.2612 | 219.5424 | 0 | 0 | 0 | 0 | 9.2273 | 22.7248 | 0 | 66.2716 | 0 | 0.6357 | 2.4109 | 0 | -1 | -4.2 | 4.6878 | 0 | 0 | 9.1481 | 9.1481 | 9.1481 | 9.1481 | 10.6373 | 18.8487 | 1.1136 | 0.00194 | 0 | 0 | 0 | 0 | 0 | 0 | 0 | 0 | 0 | 0 | 0 | 0 | 0 | 0 | 0 | 0 | 1.0461 | 0 | -341.7375 | 16.2337 | 0 | 66.9952 | 66.8946 | 4.0488 | 1051.49 | 34.9367 | 70.0076 | 3.721 | 0.3248 | -18.3644 | 13.166 | 3.19 | 76.892 | 1044.892 | 310.0015 | -382.8719 | 0.82602 | 1.305 | -2.77 | 16.7725 | 8.8138 | 2025-08-19 | 2025_08_19 Hr 09 | 57.4027 | -0.000299 | -1044.892 | -275.466 | 290.0091 | 893.3963 | 41.9487 | 11.2638 | 83.7396 | 40.9231 | 117.1216 | 131.9644 | 23.1276 | 188.5348 | 253.9004 | 21.08 | 7.2612 | 46.06 | 219.5424 | 0 | 133.8899 | 0
2025_08_19 Hr 10 | 17.8868 | 0.00459 | 0.12944 | 3.8529 | 3.8556 | 3.8556 | 3.8537 | 3.8541 | 3.8556 | 76.3057 | -14.8 | 0.196 | 7 | 0 | 94.2674 | 94.2674 | 253.9004 | 21.08 | 0.01353 | 0.06 | 0.08976 | 2.013 | 0 | 0 | 0 | 0 | 0 | 0 | 0.2511 | 46.06 | 7.2612 | 219.5424 | 0 | 0 | 0 | 0 | 10.3573 | 25.5078 | 0 | 62.4586 | 0 | 0.6357 | 2.4109 | 0 | -1 | -4.2 | 4.6878 | 0 | 0 | 13.0385 | 13.0385 | 13.0385 | 13.0385 | 15.1611 | 19.9017 | 1.1136 | 0.00194 | 0 | 0 | 0 | 0 | 0 | 0 | 0 | 0 | 0 | 0 | 0 | 0 | 0 | 0 | 0 | 0 | 1.0461 | 0 | -308.5727 | 16.2337 | 0 | 66.9952 | 66.8946 | 4.4826 | 1081.983 | 35.837 | 71.8138 | 3.721 | 0.3248 | -17.8868 | 13.166 | 3.19 | 76.892 | 1097.592 | 302.38 | -349.2295 | 0.82602 | 1.305 | -2.77 | 17.2053 | 9.0412 | 2025-08-19 | 2025_08_19 Hr 10 | 77.2898 | -0.000297 | -1097.592 | -246.1141 | 323.7877 | 893.3963 | 31.5183 | 11.2638 | 83.7396 | 44.836 | 143.6209 | 135.3309 | 23.1276 | 188.5348 | 253.9004 | 21.08 | 7.2612 | 46.06 | 219.5424 | 0 | 133.8899 | 0
2025_08_19 Hr 11 | 18.764 | 0.00738 | 0.20812 | 3.8529 | 3.8556 | 3.8556 | 3.8537 | 3.8541 | 3.8556 | 80.4994 | -14.8 | 0.196 | 9 | 0 | 94.2674 | 94.2674 | 253.9004 | 21.08 | 0.01353 | 0.06 | 0.08976 | 2.013 | 0 | 0 | 0 | 0 | 0 | 0 | 0.2511 | 46.06 | 7.2612 | 219.5424 | 0 | 0 | 0 | 0 | 11.0962 | 27.3273 | 0 | 66.1639 | 0 | 0.6357 | 2.4109 | 0 | -1 | -4.2 | 4.6878 | 0 | 0 | 15.5823 | 15.5823 | 15.5823 | 15.5823 | 18.1189 | 20.8494 | 1.1136 | 0.00194 | 0 | 0 | 0 | 0 | 0 | 0 | 0 | 0 | 0 | 0 | 0 | 0 | 0 | 0 | 0 | 0 | 1.0461 | 0 | -271.1633 | 16.2337 | 0 | 66.9952 | 66.8946 | 5.061 | 1101.946 | 36.4256 | 72.9947 | 3.721 | 0.3248 | -18.764 | 13.166 | 3.19 | 76.892 | 1164.4 | 308.9872 | -312.6973 | 0.82602 | 1.305 | -2.77 | 17.4882 | 9.1899 | 2025-08-19 | 2025_08_19 Hr 11 | 82.5386 | 4.6e-05 | -1164.4 | -204.9994 | 345.8738 | 893.3963 | 35.1259 | 11.2638 | 83.7396 | 47.3944 | 160.9474 | 137.532 | 23.1276 | 188.5348 | 253.9004 | 21.08 | 7.2612 | 46.06 | 219.5424 | 0 | 133.8899 | 0
2025_08_19 Hr 12 | 17.9432 | 0.009585 | 0.2703 | 3.8529 | 3.8556 | 3.8556 | 3.8537 | 3.8541 | 3.8556 | 103.7622 | -14.8 | 0.196 | 21 | 0 | 94.2674 | 94.2674 | 253.9004 | 21.08 | 0.01353 | 0.06 | 0.08976 | 2.013 | 0 | 0 | 0 | 0 | 0 | 0 | 0.2511 | 46.06 | 7.2612 | 219.5424 | 0 | 0 | 0 | 0 | 15.1945 | 37.4207 | 0 | 45.3316 | 0 | 0.6357 | 2.4109 | 0 | -1 | -4.2 | 4.6878 | 0 | 0 | 29.6925 | 29.6925 | 29.6925 | 29.6925 | 34.5261 | 19.9017 | 1.1136 | 0.00194 | 0 | 0 | 0 | 0 | 0 | 0 | 0 | 0 | 0 | 0 | 0 | 0 | 0 | 0 | 0 | 0 | 1.0461 | 0 | -317.0263 | 16.2337 | 0 | 66.9952 | 66.8946 | 12.4356 | 1212.311 | 39.6906 | 79.5453 | 3.721 | 0.3248 | -17.9432 | 13.166 | 3.19 | 76.892 | 1238.708 | 338.8053 | -357.7395 | 0.82602 | 1.305 | -2.77 | 19.0576 | 10.0146 | 2025-08-19 | 2025_08_19 Hr 12 | 87.3139 | 0.000409 | -1238.708 | -271.6947 | 468.3862 | 893.3963 | 53.6172 | 11.2638 | 83.7396 | 61.5861 | 257.0583 | 149.7418 | 23.1276 | 188.5348 | 253.9004 | 21.08 | 7.2612 | 46.06 | 219.5424 | 0 | 133.8899 | 0
2025_08_19 Hr 13 | 18.0128 | 0.01116 | 0.31471 | 3.8529 | 3.8556 | 3.8556 | 3.8537 | 3.8541 | 3.8556 | 109.14 | -14.8 | 0.196 | 25 | 0 | 94.2674 | 94.2674 | 253.9004 | 21.08 | 0.01353 | 0.06 | 0.08976 | 2.013 | 0 | 0 | 0 | 0 | 0 | 0 | 0.2511 | 46.06 | 7.2612 | 219.5424 | 0 | 0 | 0 | 0 | 16.142 | 39.754 | 0 | 42.4116 | 0 | 0.6357 | 2.4109 | 0 | -1 | -4.2 | 4.6878 | 0 | 0 | 32.9544 | 32.9544 | 32.9544 | 32.9544 | 38.3191 | 20.8494 | 1.1136 | 0.00194 | 0 | 0 | 0 | 0 | 0 | 0 | 0 | 0 | 0 | 0 | 0 | 0 | 0 | 0 | 0 | 0 | 1.0461 | 0 | -281.9997 | 16.2337 | 0 | 66.9952 | 66.8946 | 17.4966 | 1237.855 | 40.4454 | 81.0597 | 3.721 | 0.3248 | -18.0128 | 13.166 | 3.19 | 76.892 | 1309.192 | 351.7078 | -322.7825 | 0.82602 | 1.305 | -2.77 | 19.4204 | 10.2052 | 2025-08-19 | 2025_08_19 Hr 13 | 91.1821 | -0.000261 | -1309.192 | -239.5881 | 496.7082 | 893.3963 | 63.6719 | 11.2638 | 83.7396 | 64.8669 | 279.2769 | 152.5644 | 23.1276 | 188.5348 | 253.9004 | 21.08 | 7.2612 | 46.06 | 219.5424 | 0 | 133.8899 | 0
2025_08_19 Hr 14 | 16.8603 | 0.01182 | 0.33332 | 3.8529 | 3.8556 | 3.8556 | 3.8537 | 3.8541 | 3.8556 | 123.2999 | -14.8 | 0.196 | 26 | 0 | 94.2674 | 94.2674 | 253.9004 | 21.08 | 0.01353 | 0.06 | 0.08976 | 2.013 | 0 | 0 | 0 | 0 | 0 | 0 | 0.2511 | 46.06 | 7.2612 | 219.5424 | 0 | 0 | 0 | 0 | 18.6366 | 45.8978 | 0 | 20.3859 | -3.3761 | 0.6357 | 2.4109 | 0 | -1 | -4.2 | 4.6878 | 0 | 0 | 41.5433 | 41.5433 | 41.5433 | 41.5433 | 48.3061 | 19.9017 | 1.1136 | 0.00194 | 0 | 0 | 0 | 0 | 0 | 0 | 0 | 0 | 0 | 0 | 0 | 0 | 0 | 0 | 0 | 0 | 1.0461 | 0 | -263.7709 | 16.2337 | 0 | 66.9952 | 66.8946 | 23.4252 | 1305.014 | 42.4329 | 85.047 | 3.721 | 0.3248 | -16.8603 | 13.166 | 3.19 | 76.892 | 1382.592 | 363.9689 | -303.4012 | 0.82602 | 1.305 | -2.77 | 20.3757 | 10.7073 | 2025-08-19 | 2025_08_19 Hr 14 | 107.7244 | -0.000291 | -1382.592 | -246.7611 | 571.2809 | 893.3963 | 69.672 | 11.2638 | 83.7396 | 73.5054 | 337.7791 | 159.9965 | 23.1276 | 188.5348 | 253.9004 | 21.08 | 7.2612 | 46.06 | 219.5424 | 0 | 133.8899 | 0
2025_08_19 Hr 15 | 16.7923 | 0.01185 | 0.33417 | 3.8529 | 3.8556 | 3.8556 | 3.8537 | 3.8541 | 3.8556 | 134.2529 | -14.8 | 0.196 | 28 | 0 | 94.2674 | 94.2674 | 253.9004 | 21.08 | 0.01353 | 0.06 | 0.08976 | 2.013 | 0 | 0 | 0 | 0 | 0 | 0 | 0.2511 | 46.06 | 7.2612 | 219.5424 | 0 | 0 | 0 | 0 | 20.5663 | 50.6502 | 0 | 10.1881 | -0.34888 | 0.6357 | 2.4109 | 0 | -1 | -4.2 | 4.6878 | 0 | 0 | 48.1869 | 48.1869 | 48.1869 | 48.1869 | 56.0313 | 18.8487 | 1.1136 | 0.00194 | 0 | 0 | 0 | 0 | 0 | 0 | 0 | 0 | 0 | 0 | 0 | 0 | 0 | 0 | 0 | 0 | 1.0461 | 0 | -248.9703 | 16.2337 | 0 | 66.9952 | 66.8946 | 15.4722 | 1356.95 | 43.9702 | 88.1313 | 3.721 | 0.3248 | -16.7923 | 13.166 | 3.19 | 76.892 | 1440.9 | 362.6438 | -288.5326 | 0.82602 | 1.305 | -2.77 | 21.1146 | 11.0955 | 2025-08-19 | 2025_08_19 Hr 15 | 118.8164 | 5.78e-05 | -1440.9 | -239.131 | 628.9644 | 893.3963 | 62.6669 | 11.2638 | 83.7396 | 80.1874 | 383.0317 | 165.7453 | 23.1276 | 188.5348 | 253.9004 | 21.08 | 7.2612 | 46.06 | 219.5424 | 0 | 133.8899 | 0
2025_08_19 Hr 16 | 18.1704 | 0.011295 | 0.31852 | 3.8529 | 3.8556 | 3.8556 | 3.8537 | 3.8541 | 3.8556 | 141.3328 | -14.8 | 0.196 | 28 | 0 | 94.2674 | 94.2674 | 253.9004 | 21.08 | 0.01353 | 0.06 | 0.08976 | 2.013 | 0 | 0 | 0 | 0 | 0 | 0 | 0.2511 | 46.06 | 7.2612 | 219.5424 | 0 | 0 | 0 | 0 | 21.8136 | 53.7221 | 0 | 9.9142 | -2.0529 | 0.6357 | 2.4109 | 0 | -1 | -4.2 | 4.6878 | 0 | 0 | 52.4813 | 52.4813 | 52.4813 | 52.4813 | 61.0248 | 18.8487 | 1.1136 | 0.00194 | 0 | 0 | 0 | 0 | 0 | 0 | 0 | 0 | 0 | 0 | 0 | 0 | 0 | 0 | 0 | 0 | 1.0461 | 0 | -241.7256 | 16.2337 | 0 | 66.9952 | 66.8946 | 9.5436 | 1390.504 | 44.9639 | 90.1249 | 3.721 | 0.3248 | -18.1704 | 13.166 | 3.19 | 76.892 | 1477.508 | 361.8087 | -282.666 | 0.82602 | 1.305 | -2.77 | 21.5923 | 11.3466 | 2025-08-19 | 2025_08_19 Hr 16 | 119.1086 | 0.000332 | -1477.508 | -233.8643 | 666.2507 | 893.3963 | 56.7221 | 11.2638 | 83.7396 | 84.5066 | 412.2828 | 169.4613 | 23.1276 | 188.5348 | 253.9004 | 21.08 | 7.2612 | 46.06 | 219.5424 | 0 | 133.8899 | 0
2025_08_19 Hr 17 | 17.8901 | 0.01011 | 0.2851 | 3.8529 | 3.8556 | 3.8556 | 3.8537 | 3.8541 | 3.8556 | 150.0903 | -14.8 | 0.196 | 26 | 0 | 94.2674 | 94.2674 | 253.9004 | 21.08 | 0.01353 | 0.06 | 0.08976 | 2.013 | 0 | 0 | 0 | 0 | 0 | 0 | 0.2511 | 46.06 | 7.2612 | 219.5424 | 0 | 0 | 0 | 0 | 23.3565 | 57.5218 | 0 | 13.9007 | -1.1838 | 0.6357 | 2.4109 | 0 | -1 | -4.2 | 4.6878 | 0 | 0 | 57.7932 | 57.7932 | 57.7932 | 57.7932 | 67.2014 | 19.9017 | 1.1136 | 0.00194 | 0 | 0 | 0 | 0 | 0 | 0 | 0 | 0 | 0 | 0 | 0 | 0 | 0 | 0 | 0 | 0 | 1.0461 | 0 | -307.2812 | 16.2337 | 0 | 66.9952 | 66.8946 | 6.9408 | 1431.995 | 45.54 | 92.591 | 3.721 | 0.3248 | -17.8901 | 13.166 | 3.19 | 76.892 | 1458.692 | 361.9209 | -347.9413 | 0.82602 | 1.305 | -2.77 | 22.1831 | 11.657 | 2025-08-19 | 2025_08_19 Hr 17 | 124.2735 | -0.000295 | -1458.692 | -294.5643 | 711.7185 | 893.3963 | 53.1377 | 11.2638 | 83.7396 | 89.8492 | 448.4645 | 173.4048 | 23.1276 | 188.5348 | 253.9004 | 21.08 | 7.2612 | 46.06 | 219.5424 | 0 | 133.8899 | 0
2025_08_19 Hr 18 | 17.1289 | 0.008295 | 0.23392 | 3.8529 | 3.8556 | 3.8556 | 3.8537 | 3.8541 | 3.8556 | 145.6992 | -14.8 | 0.196 | 24 | 0 | 94.2674 | 94.2674 | 253.9004 | 21.08 | 0.01353 | 0.06 | 0.08976 | 2.013 | 0 | 0 | 0 | 0 | 0 | 0 | 0.2511 | 46.06 | 7.2612 | 219.5424 | 0 | 0 | 0 | 0 | 22.5829 | 55.6166 | 0 | 10.0611 | -2.2753 | 0.6357 | 2.4109 | 0 | -1 | -4.2 | 4.6878 | 0 | 0 | 55.1298 | 55.1298 | 55.1298 | 55.1298 | 64.1044 | 16.848 | 1.1136 | 0.00194 | 0 | 0 | 0 | 0 | 0 | 0 | 0 | 0 | 0 | 0 | 0 | 0 | 0 | 0 | 0 | 0 | 1.0461 | 0 | -290.23 | 16.2337 | 0 | 66.9952 | 66.8946 | 15.0384 | 1411.123 | 45.4547 | 91.3545 | 3.721 | 0.3248 | -17.1289 | 13.166 | 3.19 | 76.892 | 1451.208 | 362.4282 | -330.1289 | 0.82602 | 1.305 | -2.77 | 21.8869 | 11.5014 | 2025-08-19 | 2025_08_19 Hr 18 | 119.5687 | 0.000346 | -1451.208 | -282.4442 | 689.1242 | 893.3963 | 56.1286 | 11.2638 | 83.7396 | 87.1704 | 430.3227 | 171.6311 | 23.1276 | 188.5348 | 253.9004 | 21.08 | 7.2612 | 46.06 | 219.5424 | 0 | 133.8899 | 0
2025_08_19 Hr 19 | 8.3 | 0.00576 | 0.16243 | 3.8529 | 3.8556 | 3.8556 | 3.8537 | 3.8541 | 3.8556 | 147.204 | -14.8 | 0.196 | 36 | 0 | 94.2674 | 94.2674 | 253.9004 | 21.08 | 0.01353 | 0.06 | 0.08976 | 2.013 | 0 | 0 | 0 | 0 | 0 | 0 | 0.2511 | 46.06 | 7.2612 | 219.5424 | 0 | 0 | 0 | 0 | 22.848 | 56.2695 | 0 | 7.768 | -0.013157 | 0.6357 | 2.4109 | 0 | -1 | -4.2 | 4.6878 | 0 | 0 | 56.0425 | 56.0425 | 56.0425 | 56.0425 | 65.1657 | 18.8487 | 1.1136 | 0.00194 | 0 | 0 | 0 | 0 | 0 | 0 | 0 | 0 | 0 | 0 | 0 | 0 | 0 | 0 | 0 | 0 | 1.0461 | 0 | -372.1331 | 16.2337 | 0 | 66.9952 | 66.8946 | 15.0384 | 1418.187 | 45.54 | 91.7782 | 3.721 | 0.3248 | -8.3 | 13.166 | 3.19 | 76.892 | 1391 | 368.2612 | -403.2031 | 0.82602 | 1.305 | -2.77 | 21.9884 | 11.5547 | 2025-08-19 | 2025_08_19 Hr 19 | 112.6576 | 1.54e-06 | -1391 | -364.3783 | 696.9232 | 893.3963 | 70.0553 | 11.2638 | 83.7396 | 88.0884 | 436.5399 | 172.295 | 23.1276 | 188.5348 | 253.9004 | 21.08 | 7.2612 | 46.06 | 219.5424 | 0 | 133.8899 | 0
2025_08_19 Hr 20 | 0.51906 | 0.0027 | 0.07614 | 3.8529 | 3.8556 | 3.8556 | 3.8537 | 3.8541 | 3.8556 | 137.2872 | -14.8 | 0.196 | 59 | 0 | 94.2674 | 94.2674 | 253.9004 | 21.08 | 0.01353 | 0.06 | 0.08976 | 2.013 | 0 | 0 | 0 | 0 | 0 | 0 | 0.2511 | 46.06 | 7.2612 | 219.5424 | 0 | 0 | 0 | 0 | 21.1009 | 51.9667 | 0 | 20.1221 | -1.7143 | 0.6357 | 2.4109 | 0 | -1 | -4.2 | 4.6878 | 0 | 0 | 50.0274 | 50.0274 | 50.0274 | 50.0274 | 58.1713 | 20.8494 | 1.1136 | 0.00194 | 0 | 0 | 0 | 0 | 0 | 0 | 0 | 0 | 0 | 0 | 0 | 0 | 0 | 0 | 0 | 0 | 1.0461 | 0 | -438.9644 | 16.2337 | 0 | 66.9952 | 66.8946 | 16.4844 | 1371.079 | 44.396 | 88.9857 | 3.721 | 0.3248 | -0.51906 | 13.166 | 3.19 | 76.892 | 1309.2 | 381.9669 | -462.2534 | 0.82602 | 1.305 | -2.77 | 21.3193 | 11.2031 | 2025-08-19 | 2025_08_19 Hr 20 | 65.0959 | 9.8e-05 | -1309.2 | -420.5566 | 644.9443 | 893.3963 | 96.4126 | 11.2638 | 83.7396 | 82.0385 | 395.568 | 167.3379 | 23.1276 | 188.5348 | 253.9004 | 21.08 | 7.2612 | 46.06 | 219.5424 | 0 | 133.8899 | 0
2025_08_19 Hr 21 | 0 | 0.00063 | 0.017766 | 3.8529 | 3.8556 | 3.8556 | 3.8537 | 3.8541 | 3.8556 | 119.0815 | -14.8 | 0.196 | 70 | 0 | 94.2674 | 94.2674 | 253.9004 | 21.08 | 0.01353 | 0.06 | 0.08976 | 2.013 | 0 | 0 | 0 | 0 | 0 | 0 | 0.2511 | 45.8646 | 7.2612 | 219.5424 | 0 | 0 | 0 | 0 | 17.8935 | 44.0675 | 0 | 42.5748 | -0.12328 | 0.6357 | 2.4109 | 0 | -1 | -4.2 | 4.6878 | 0 | 0 | 38.9846 | 38.9846 | 38.9846 | 38.9846 | 45.3309 | 30.7476 | 1.1136 | 0.00194 | 0 | 0 | 0 | 0 | 0 | 0 | 0 | 0 | 0 | 0 | 0 | 0 | 0 | 0 | 0 | 0 | 1.0461 | 0 | -459.925 | 16.2337 | 0 | 66.9952 | 66.8946 | 19.9548 | 1284.501 | 41.8408 | 83.8591 | 3.721 | 0.3248 | 0 | 13.166 | 3.19 | 76.892 | 1240.517 | 396.2589 | -482.695 | 0.82602 | 1.305 | -2.77 | 20.0911 | 10.5577 | 2025-08-19 | 2025_08_19 Hr 21 | 57.9632 | -0.0002986 | -1240.517 | -417.4735 | 549.065 | 893.2009 | 120.7208 | 11.2638 | 83.7396 | 70.9319 | 320.3507 | 157.7824 | 23.1276 | 188.5348 | 253.9004 | 21.08 | 7.2612 | 45.8646 | 219.5424 | 0 | 133.8899 | 0
2025_08_19 Hr 22 | 0 | 0.00012 | 0.003384 | 3.8529 | 3.8556 | 3.8556 | 3.8537 | 3.8541 | 3.8556 | 99.8891 | -14.8 | 0.196 | 68 | 0 | 94.2674 | 94.2674 | 253.9004 | 21.08 | 0.01353 | 0.06 | 0.08976 | 2.013 | 0 | 0 | 0 | 0 | 0 | 0 | 0.2511 | 46.06 | 7.2612 | 219.5424 | 0 | 0 | 0 | 0 | 14.5122 | 35.7403 | 0 | 51.3 | 0 | 0.6357 | 2.4109 | 0 | -1 | -4.2 | 4.6878 | 0 | 0 | 27.3433 | 27.3433 | 27.3433 | 27.3433 | 31.7945 | 30.7476 | 1.1136 | 0.00194 | 0 | 0 | 0 | 0 | 0 | 0 | 0 | 0 | 0 | 0 | 0 | 0 | 0 | 0 | 0 | 0 | 1.0461 | 0 | -470.7993 | 16.2337 | 0 | 66.9952 | 66.8946 | 34.5594 | 1193.68 | 39.147 | 78.4547 | 3.721 | 0.3248 | 0 | 13.166 | 3.19 | 76.892 | 1150.2 | 398.7895 | -493.5693 | 0.82602 | 1.305 | -2.77 | 18.7963 | 9.8773 | 2025-08-19 | 2025_08_19 Hr 22 | 69.2365 | 3.9e-05 | -1150.2 | -419.4993 | 447.9891 | 893.3963 | 133.3105 | 11.2638 | 83.7396 | 59.2234 | 241.0567 | 147.709 | 23.1276 | 188.5348 | 253.9004 | 21.08 | 7.2612 | 46.06 | 219.5424 | 0 | 133.8899 | 0
2025_08_19 Hr 23 | 0 | 0 | 0 | 3.8529 | 3.8556 | 3.8556 | 3.8537 | 3.8541 | 3.8556 | 73.0987 | 0 | 0.196 | 37 | 0 | 94.2674 | 94.2674 | 264.6764 | 17.93 | 0.01353 | 0.06 | 0.08976 | 2.013 | 0 | 0 | 0 | 0 | 0 | 0 | 0.2511 | 45.0808 | 7.2612 | 228.1622 | 0 | 0 | 0 | 0 | 9.7923 | 24.1163 | 0 | 5.1712 | -15.0046 | 0.6357 | 2.4109 | 0 | -1 | -4.2 | 4.6878 | 0 | 0 | 11.0933 | 11.0933 | 11.0933 | 11.0933 | 12.8992 | 31.8006 | 1.1136 | 0.00194 | 0 | 0 | 0 | 0 | 0 | 0 | 0 | 0 | 0 | 0 | 0 | 0 | 0 | 0 | 0 | 0 | 1.0461 | 0 | -369.0617 | 16.2337 | 0 | 69.9561 | 69.851 | 42.5124 | 1087.831 | 35.3869 | 70.9107 | 3.721 | 0.3248 | 0 | 13.166 | 3.19 | 76.892 | 1063.7 | 362.7341 | -377.0317 | 0.82602 | 1.305 | -2.77 | 16.9889 | 8.9275 | 2025-08-19 | 2025_08_19 Hr 23 | 54.4584 | 4.3e-05 | -1063.7 | -378.8951 | 321.6985 | 914.5802 | 111.313 | 11.2638 | 83.7396 | 42.8795 | 130.3713 | 148.4476 | 23.1276 | 188.5348 | 264.6764 | 17.93 | 7.2612 | 45.0808 | 228.1622 | 0 | 139.8071 | 0
2025_08_19 Hr 24 | 0 | 0 | 0 | 0 | 0 | 0 | 0 | 0 | 0 | 52.8703 | 0 | 0.196 | 18 | 0 | 94.2674 | 94.2674 | 264.9615 | 17.93 | 0.01353 | 0.06 | 0.08976 | 2.013 | 0 | 0 | 0 | 0 | 0 | 0 | 0.2511 | 22.374 | 7.2612 | 228.3633 | 0 | 0 | 0 | 0 | 6.2285 | 15.3395 | 0 | 67.2793 | 0 | 0.6357 | 2.4109 | 1.86 | -1 | -4.2 | 4.6878 | 0 | 0 | 0.68136 | 0.68136 | 0.68136 | 0.68136 | 0.79227 | 36.7497 | 1.1136 | 0.00194 | 0 | 0 | 0 | 0 | 0 | 0 | 0 | 0 | 0 | 0 | 0 | 0 | 0 | 0 | 0 | 0 | 1.0461 | 0 | -362.8865 | 16.2337 | 0 | 69.9561 | 69.851 | 20.5332 | 956.1588 | 32.5477 | 65.2145 | 3.721 | 0.3248 | 0 | 13.166 | 3.19 | 76.892 | 968.6683 | 316.0868 | -370.8565 | 0.82602 | 1.305 | -2.77 | 15.6242 | 8.2104 | 2025-08-19 | 2025_08_19 Hr 24 | 50.0612 | 4.09e-05 | -968.6683 | -295.6073 | 224.7573 | 869.232 | 75.2829 | 11.2638 | 83.7396 | 30.5389 | 56.388 | 137.8304 | 0 | 188.5348 | 264.9615 | 17.93 | 7.2612 | 22.374 | 228.3633 | 0 | 139.8071 | 0
2025_08_20 Hr 01 | 0 | 0 | 0 | 0 | 0 | 0 | 0 | 0 | 0 | 41.5146 | 0 | 0.196 | 67 | 0 | 94.2674 | 94.2674 | 264.9615 | 0 | 0.01353 | 0.06 | 0.08976 | 2.013 | 0 | 0 | 0 | 0 | 0 | 0 | 0.2511 | 14.7392 | 7.2612 | 228.3633 | 0 | 0 | 0 | 0 | 3.7983 | 9.3528 | 0 | 33.9756 | 0 | 0.6357 | 2.6918 | 2.76 | -1 | -4.2 | 4.8326 | 0 | 0 | 0 | 0 | 0 | 0 | 0 | 35.802 | 1.1136 | 0.00194 | 0 | 0 | 0 | 0 | 0 | 0 | 0 | 0 | 0 | 0 | 0 | 0 | 0 | 0 | 0 | 0 | 1.2202 | 0 | -401.2141 | 16.1725 | 0 | 66.8944 | 66.7894 | 45.549 | 901.9452 | 30.3839 | 60.8729 | 3.721 | 0.3248 | 0 | 13.166 | 3.19 | 76.892 | 907.56 | 380.8234 | -409.1841 | 0.99106 | 1.305 | -2.77 | 14.475 | 7.5946 | 2025-08-20 | 2025_08_20 Hr 01 | 49.4002 | 3.4e-05 | -907.56 | -367.2385 | 193.9003 | 837.5438 | 148.351 | 11.2638 | 83.7396 | 22.8867 | 41.5146 | 129.4989 | 0 | 188.5348 | 264.9615 | 0 | 7.2612 | 14.7392 | 228.3633 | 0 | 133.6838 | 0
2025_08_20 Hr 02 | 0 | 0 | 0 | 0 | 0 | 0 | 0 | 0 | 0 | 36.6934 | 0 | 0.196 | 70 | 0 | 94.2674 | 94.2674 | 264.9615 | 0 | 0.01353 | 0.06 | 0.08976 | 2.013 | 0 | 0 | 0 | 0 | 0 | 0 | 0.2511 | 19.8346 | 7.2612 | 228.3633 | 0 | 0 | 0 | 0 | 1.702 | 4.191 | 0 | 63.9964 | 0 | 0.6357 | 2.6918 | 2.76 | -1 | -4.2 | 4.8326 | 0 | 0 | 0 | 0 | 0 | 0 | 0 | 32.7483 | 1.1136 | 0.00194 | 0 | 0 | 0 | 0 | 0 | 0 | 0 | 0 | 0 | 0 | 0 | 0 | 0 | 0 | 0 | 0 | 1.2202 | 0 | -444.0315 | 16.1725 | 0 | 69.9561 | 69.851 | 17.4966 | 901.0846 | 28.7096 | 57.5183 | 3.721 | 0.3248 | 0 | 13.166 | 3.19 | 76.892 | 859.5517 | 346.4721 | -452.0015 | 0.99106 | 1.305 | -2.77 | 13.6773 | 7.1761 | 2025-08-20 | 2025_08_20 Hr 02 | 55.1809 | -9e-06 | -859.5517 | -380.0351 | 175.5758 | 848.7626 | 120.2449 | 11.2638 | 83.7396 | 15.6286 | 36.6934 | 123.2538 | 0 | 188.5348 | 264.9615 | 0 | 7.2612 | 19.8346 | 228.3633 | 0 | 139.8071 | 0
2025_08_20 Hr 03 | 0 | 0 | 0 | 0 | 0 | 0 | 0 | 0 | 0 | 36.6934 | 0 | 0.196 | 63 | 0 | 94.2674 | 94.2674 | 264.9615 | 0 | 0.01353 | 0.06 | 0.08976 | 2.013 | 0 | 0 | 0 | 0 | 0 | 0 | 0.2511 | 29.2359 | 7.2612 | 228.3633 | 0 | 0 | 0 | 0 | 0.72951 | 1.7963 | 0 | 82.548 | 0 | 0.6357 | 2.6918 | 2.76 | -1 | -4.2 | 4.8326 | 0 | 0 | 0 | 0 | 0 | 0 | 0 | 30.7476 | 1.1136 | 0.00194 | 0 | 0 | 0 | 0 | 0 | 0 | 0 | 0 | 0 | 0 | 0 | 0 | 0 | 0 | 0 | 0 | 1.2202 | 0 | -485.0353 | 16.1725 | 0 | 69.9561 | 69.851 | 19.521 | 907.1187 | 27.9328 | 55.9621 | 3.721 | 0.3248 | 0 | 13.166 | 3.19 | 76.892 | 833.26 | 336.5986 | -493.0053 | 0.99106 | 1.305 | -2.77 | 13.3072 | 6.9819 | 2025-08-20 | 2025_08_20 Hr 03 | 54.5729 | 1.66e-05 | -833.26 | -402.4873 | 169.3114 | 858.1638 | 113.2686 | 11.2638 | 83.7396 | 12.2615 | 36.6934 | 120.3566 | 0 | 188.5348 | 264.9615 | 0 | 7.2612 | 29.2359 | 228.3633 | 0 | 139.8071 | 0
2025_08_20 Hr 04 | 0 | 0 | 0 | 3.8529 | 3.8556 | 3.8556 | 3.8537 | 3.8541 | 3.8556 | 36.6934 | 0 | 0.196 | 35 | 0 | 94.2674 | 94.2674 | 264.9615 | 0 | 0.01353 | 0.06 | 0.08976 | 2.013 | 0 | 0 | 0 | 0 | 0 | 0 | 0.2511 | 32.3537 | 7.2612 | 228.3633 | 0 | 0 | 0 | 0 | 0.81595 | 2.0092 | 0 | 49.5014 | 0 | 0.6357 | 2.6918 | 2.7 | -1 | -4.2 | 4.8326 | 0 | 0 | 0 | 0 | 0 | 0 | 0 | 31.8006 | 1.1136 | 0.00194 | 0 | 0 | 0 | 0 | 0 | 0 | 0 | 0 | 0 | 0 | 0 | 0 | 0 | 0 | 0 | 0 | 1.2202 | 0 | -503.246 | 16.1725 | 0 | 69.9561 | 69.851 | 58.563 | 933.6635 | 28.0018 | 56.1005 | 3.721 | 0.3248 | 0 | 13.166 | 3.19 | 76.892 | 820.9 | 348.9511 | -511.216 | 0.99106 | 1.305 | -2.77 | 13.3401 | 6.9992 | 2025-08-20 | 2025_08_20 Hr 04 | 52.9867 | 1.31e-05 | -820.9 | -453.7446 | 169.8683 | 884.4093 | 125.3636 | 11.2638 | 83.7396 | 12.5608 | 36.6934 | 120.6141 | 23.1276 | 188.5348 | 264.9615 | 0 | 7.2612 | 32.3537 | 228.3633 | 0 | 139.8071 | 0
2025_08_20 Hr 05 | 0 | 0 | 0 | 3.8529 | 3.8556 | 3.8556 | 3.8537 | 3.8541 | 3.8556 | 36.6934 | 0 | 0.196 | 62 | 0 | 94.2674 | 94.2674 | 264.9615 | 0 | 0.01353 | 0.06 | 0.08976 | 2.013 | 0 | 0 | 0 | 0 | 0 | 0 | 0.2511 | 41.7583 | 7.2612 | 228.3633 | 0 | 0 | 0 | 0 | 0.72951 | 1.7963 | 0 | 42.5714 | 0 | 0.6357 | 2.6918 | 2.7 | -1 | -4.2 | 4.8326 | 0 | 0 | 0 | 0 | 0 | 0 | 0 | 36.7497 | 1.1136 | 0.00194 | 0 | 0 | 0 | 0 | 0 | 0 | 0 | 0 | 0 | 0 | 0 | 0 | 0 | 0 | 0 | 0 | 1.2202 | 0 | -524.2345 | 16.1725 | 0 | 69.9561 | 69.851 | 57.9846 | 942.7688 | 27.9328 | 55.9621 | 3.721 | 0.3248 | 0 | 13.166 | 3.19 | 76.892 | 833.2 | 380.0643 | -532.2045 | 0.99106 | 1.305 | -2.77 | 13.3072 | 6.9819 | 2025-08-20 | 2025_08_20 Hr 05 | 54.4231 | 1.18e-05 | -833.2 | -481.6631 | 169.3114 | 893.8139 | 156.7343 | 11.2638 | 83.7396 | 12.2615 | 36.6934 | 120.3566 | 23.1276 | 188.5348 | 264.9615 | 0 | 7.2612 | 41.7583 | 228.3633 | 0 | 139.8071 | 0
2025_08_20 Hr 06 | 0 | 0 | 0 | 3.8529 | 3.8556 | 3.8556 | 3.8537 | 3.8541 | 3.8556 | 38.2316 | 0 | 0.196 | 55 | 0 | 94.2674 | 94.2674 | 264.9615 | 0 | 0.01353 | 0.06 | 0.08976 | 2.013 | 0 | 0 | 0 | 0 | 0 | 0 | 0.2511 | 46.06 | 7.2612 | 228.3633 | 0 | 0 | 0 | 0 | 2.7653 | 6.8092 | 0 | 49.9656 | 0 | 0.6357 | 2.6918 | 2.7 | -1 | -4.2 | 4.8326 | 0 | 0 | 0 | 0 | 0 | 0 | 0 | 43.6995 | 1.1136 | 0.00194 | 0 | 0 | 0 | 0 | 0 | 0 | 0 | 0 | 0 | 0 | 0 | 0 | 0 | 0 | 0 | 0 | 1.2202 | 0 | -482.8209 | 16.1725 | 0 | 69.9561 | 69.851 | 50.4654 | 955.6572 | 29.5588 | 59.2198 | 3.721 | 0.3248 | 0 | 13.166 | 3.19 | 76.892 | 893.3917 | 378.5598 | -490.7909 | 0.99106 | 1.305 | -2.77 | 14.0819 | 7.3884 | 2025-08-20 | 2025_08_20 Hr 06 | 72.5054 | -1.9e-05 | -893.3917 | -432.8553 | 183.9631 | 898.1156 | 149.1649 | 11.2638 | 83.7396 | 19.3101 | 38.2316 | 126.4214 | 23.1276 | 188.5348 | 264.9615 | 0 | 7.2612 | 46.06 | 228.3633 | 0 | 139.8071 | 0
2025_08_20 Hr 07 | 1.0298 | 3e-05 | 0.000846 | 3.8529 | 3.8556 | 3.8556 | 3.8537 | 3.8541 | 3.8556 | 52.0211 | -14.8 | 0.196 | 35 | 0 | 94.2674 | 94.2674 | 253.9004 | 0 | 0.01353 | 0.06 | 0.08976 | 2.013 | 0 | 0 | 0 | 0 | 0 | 0 | 0.2511 | 46.06 | 7.2612 | 219.5424 | 0 | 0 | 0 | 0 | 5.6568 | 13.9293 | 0 | 73.1844 | 0 | 0.6357 | 2.6918 | 1.575 | -1 | -4.2 | 4.8326 | 0 | 0 | 0.5721 | 0.5721 | 0.5721 | 0.5721 | 0.66523 | 47.7009 | 1.1136 | 0.00194 | 0 | 0 | 0 | 0 | 0 | 0 | 0 | 0 | 0 | 0 | 0 | 0 | 0 | 0 | 0 | 0 | 1.2202 | 0 | -438.9011 | 16.1725 | 0 | 66.9952 | 66.8946 | 42.9462 | 956.6136 | 31.8684 | 63.847 | 3.721 | 0.3248 | -1.0298 | 13.166 | 3.19 | 76.892 | 931.7833 | 364.6862 | -462.7009 | 0.99106 | 1.305 | -2.77 | 15.1822 | 7.9657 | 2025-08-20 | 2025_08_20 Hr 07 | 78.6599 | 6.89e-05 | -931.7833 | -365.7167 | 204.5323 | 872.3163 | 125.648 | 11.2638 | 83.7396 | 29.3218 | 54.9747 | 120.2358 | 23.1276 | 188.5348 | 253.9004 | 0 | 7.2612 | 46.06 | 219.5424 | 0 | 133.8899 | 0
2025_08_20 Hr 08 | 7.7792 | 0.000345 | 0.009729 | 3.8529 | 3.8556 | 3.8556 | 3.8537 | 3.8541 | 3.8556 | 63.4964 | -14.8 | 0.196 | 33 | 0 | 94.2674 | 94.2674 | 253.9004 | 0 | 0.01353 | 0.06 | 0.08976 | 2.013 | 0 | 0 | 0 | 0 | 0 | 0 | 0.2511 | 46.06 | 7.2612 | 219.5424 | 0 | 25.56 | 0 | 0 | 7.6667 | 18.8783 | 0 | 70.4257 | 0 | 0.6357 | 2.6918 | 0 | -1 | -4.2 | 4.8326 | 0 | 0 | 5.7846 | 5.7846 | 5.7846 | 5.7846 | 6.7262 | 44.6472 | 1.1136 | 0.00194 | 0 | 0 | 0 | 0 | 0 | 0 | 0 | 0 | 0 | 0 | 0 | 0 | 0 | 0 | 0 | 0 | 1.2202 | 0 | -418.7239 | 16.1725 | 0 | 66.9952 | 66.8946 | 40.488 | 1027.527 | 33.4738 | 67.0632 | 3.721 | 0.3248 | -7.7792 | 13.166 | 3.19 | 76.892 | 1018.592 | 369.9117 | -449.2731 | 0.99106 | 1.305 | -2.77 | 15.947 | 8.3669 | 2025-08-20 | 2025_08_20 Hr 08 | 86.4273 | -0.000284 | -1018.592 | -348.2982 | 255.8648 | 897.8763 | 118.1453 | 11.2638 | 83.7396 | 36.2806 | 93.3608 | 126.2234 | 23.1276 | 188.5348 | 253.9004 | 0 | 7.2612 | 46.06 | 219.5424 | 25.56 | 133.8899 | 0
2025_08_20 Hr 09 | 10.8886 | 0.00174 | 0.049068 | 3.8529 | 3.8556 | 3.8556 | 3.8537 | 3.8541 | 3.8556 | 76.9707 | -14.8 | 0.196 | 35 | 0 | 94.2674 | 94.2674 | 253.9004 | 21.08 | 0.01353 | 0.06 | 0.08976 | 2.013 | 0 | 0 | 0 | 0 | 0 | 0 | 0.2511 | 46.06 | 7.2612 | 219.5424 | 0 | 25.56 | 0 | 0 | 10.0266 | 24.6894 | 0 | 58.9459 | 0 | 0.6357 | 2.6918 | 0 | -1 | -4.2 | 4.8326 | 0 | 0 | 13.9867 | 13.9867 | 13.9867 | 13.9867 | 16.2636 | 43.6995 | 1.1136 | 0.00194 | 0 | 0 | 0 | 0 | 0 | 0 | 0 | 0 | 0 | 0 | 0 | 0 | 0 | 0 | 0 | 0 | 1.2202 | 0 | -437.1735 | 16.1725 | 0 | 66.9952 | 66.8946 | 36.4392 | 1112.638 | 35.3587 | 70.8397 | 3.721 | 0.3248 | -10.8886 | 13.166 | 3.19 | 76.892 | 1077.808 | 377.0565 | -470.8321 | 0.99106 | 1.305 | -2.77 | 16.845 | 8.8381 | 2025-08-20 | 2025_08_20 Hr 09 | 84.4527 | 0.000374 | -1077.808 | -378.2276 | 326.8867 | 918.9563 | 115.1895 | 11.2638 | 83.7396 | 44.4516 | 149.1811 | 133.254 | 23.1276 | 188.5348 | 253.9004 | 21.08 | 7.2612 | 46.06 | 219.5424 | 25.56 | 133.8899 | 0
2025_08_20 Hr 10 | 13.4706 | 0.00477 | 0.13451 | 3.8529 | 3.8556 | 3.8556 | 3.8537 | 3.8541 | 3.8556 | 88.4213 | -14.8 | 0.196 | 33 | 0 | 94.2674 | 94.2674 | 253.9004 | 21.08 | 0.01353 | 0.06 | 0.08976 | 2.013 | 0 | 0 | 0 | 0 | 0 | 0 | 0.2511 | 46.06 | 7.2612 | 219.5424 | 0 | 25.56 | 0 | 0 | 12.0321 | 29.6277 | 0 | 55.2157 | 0 | 0.6357 | 2.6918 | 0 | -1 | -4.2 | 4.8326 | 0 | 0 | 20.957 | 20.957 | 20.957 | 20.957 | 24.3687 | 46.6479 | 1.1136 | 0.00194 | 0 | 0 | 0 | 0 | 0 | 0 | 0 | 0 | 0 | 0 | 0 | 0 | 0 | 0 | 0 | 0 | 1.2202 | 0 | -449.6402 | 16.1725 | 0 | 66.9952 | 66.8946 | 35.427 | 1167.104 | 36.9606 | 74.049 | 3.721 | 0.3248 | -13.4706 | 13.166 | 3.19 | 76.892 | 1121.992 | 385.5525 | -485.8808 | 0.99106 | 1.305 | -2.77 | 17.6081 | 9.2385 | 2025-08-20 | 2025_08_20 Hr 10 | 91.3538 | -0.000281 | -1121.992 | -394.4245 | 387.2423 | 918.9563 | 115.2142 | 11.2638 | 83.7396 | 51.3954 | 196.6182 | 139.2287 | 23.1276 | 188.5348 | 253.9004 | 21.08 | 7.2612 | 46.06 | 219.5424 | 25.56 | 133.8899 | 0
2025_08_20 Hr 11 | 15.5402 | 0.0075 | 0.2115 | 3.8529 | 3.8556 | 3.8556 | 3.8537 | 3.8541 | 3.8556 | 98.3666 | -14.8 | 0.196 | 31 | 0 | 94.2674 | 94.2674 | 253.9004 | 21.08 | 0.01353 | 0.06 | 0.08976 | 2.013 | 0 | 0 | 0 | 0 | 0 | 0 | 0.2511 | 46.06 | 7.2612 | 219.5424 | 0 | 25.56 | 0 | 0 | 13.7739 | 33.9168 | 0 | 49.8279 | 0 | 0.6357 | 2.6918 | 0 | -1 | -4.2 | 4.8326 | 0 | 0 | 27.011 | 27.011 | 27.011 | 27.011 | 31.4082 | 40.7511 | 1.1136 | 0.00194 | 0 | 0 | 0 | 0 | 0 | 0 | 0 | 0 | 0 | 0 | 0 | 0 | 0 | 0 | 0 | 0 | 1.2202 | 0 | -431.8173 | 16.1725 | 0 | 66.9952 | 66.8946 | 40.488 | 1214.413 | 38.3519 | 76.8364 | 3.721 | 0.3248 | -15.5402 | 13.166 | 3.19 | 76.892 | 1184.092 | 389.9782 | -470.1275 | 0.99106 | 1.305 | -2.77 | 18.2709 | 9.5863 | 2025-08-20 | 2025_08_20 Hr 11 | 92.1396 | -0.000265 | -1184.092 | -381.9894 | 439.6632 | 918.9563 | 112.4581 | 11.2638 | 83.7396 | 57.4264 | 237.8189 | 144.418 | 23.1276 | 188.5348 | 253.9004 | 21.08 | 7.2612 | 46.06 | 219.5424 | 25.56 | 133.8899 | 0
2025_08_20 Hr 12 | 17.4954 | 0.009585 | 0.2703 | 3.8529 | 3.8556 | 3.8556 | 3.8537 | 3.8541 | 3.8556 | 110.681 | -14.8 | 0.196 | 31 | 0 | 94.2674 | 94.2674 | 253.9004 | 21.08 | 0.01353 | 0.06 | 0.08976 | 2.013 | 0 | 0 | 0 | 0 | 0 | 0 | 0.2511 | 46.06 | 7.2612 | 219.5424 | 0 | 25.56 | 0 | 0 | 15.9307 | 39.2276 | 0 | 28.6974 | 0 | 0.6357 | 2.6918 | 0 | -1 | -4.2 | 4.8326 | 0 | 0 | 34.5071 | 34.5071 | 34.5071 | 34.5071 | 40.1246 | 40.7511 | 1.1136 | 0.00194 | 0 | 0 | 0 | 0 | 0 | 0 | 0 | 0 | 0 | 0 | 0 | 0 | 0 | 0 | 0 | 0 | 1.2202 | 0 | -424.3051 | 16.1725 | 0 | 66.9952 | 66.8946 | 47.4288 | 1272.955 | 40.0746 | 80.2878 | 3.721 | 0.3248 | -17.4954 | 13.166 | 3.19 | 76.892 | 1242.383 | 405.3017 | -464.5705 | 0.99106 | 1.305 | -2.77 | 19.0916 | 10.0169 | 2025-08-20 | 2025_08_20 Hr 12 | 92.9254 | 0.000417 | -1242.383 | -395.6077 | 504.5715 | 918.9563 | 119.4598 | 11.2638 | 83.7396 | 64.894 | 288.8341 | 150.8434 | 23.1276 | 188.5348 | 253.9004 | 21.08 | 7.2612 | 46.06 | 219.5424 | 25.56 | 133.8899 | 0
2025_08_20 Hr 13 | 17.8337 | 0.01089 | 0.3071 | 3.8529 | 3.8556 | 3.8556 | 3.8537 | 3.8541 | 3.8556 | 123.6617 | -14.8 | 0.196 | 30 | 0 | 94.2674 | 94.2674 | 253.9004 | 21.08 | 0.01353 | 0.06 | 0.08976 | 2.013 | 0 | 0 | 0 | 0 | 0 | 0 | 0.2511 | 46.06 | 7.2612 | 219.5424 | 0 | 25.56 | 0 | 0 | 18.2042 | 44.8259 | 0 | 25.9517 | 0 | 0.6357 | 2.6918 | 0 | -1 | -4.2 | 4.8326 | 0 | 0 | 42.4089 | 42.4089 | 42.4089 | 42.4089 | 49.3126 | 42.7518 | 1.1136 | 0.00194 | 0 | 0 | 0 | 0 | 0 | 0 | 0 | 0 | 0 | 0 | 0 | 0 | 0 | 0 | 0 | 0 | 1.2202 | 0 | -431.9276 | 16.1725 | 0 | 66.9952 | 66.8946 | 42.9462 | 1334.639 | 41.8905 | 83.9259 | 3.721 | 0.3248 | -17.8337 | 13.166 | 3.19 | 76.892 | 1296.992 | 408.9325 | -472.5313 | 0.99106 | 1.305 | -2.77 | 19.9567 | 10.4708 | 2025-08-20 | 2025_08_20 Hr 13 | 120.2268 | -0.000237 | -1296.992 | -405.9759 | 572.9919 | 918.9563 | 116.016 | 11.2638 | 83.7396 | 72.7657 | 342.6098 | 157.6164 | 23.1276 | 188.5348 | 253.9004 | 21.08 | 7.2612 | 46.06 | 219.5424 | 25.56 | 133.8899 | 0
2025_08_20 Hr 14 | 16.459 | 0.011415 | 0.3219 | 3.8529 | 3.8556 | 3.8556 | 3.8537 | 3.8541 | 3.8556 | 135.285 | -14.8 | 0.196 | 31 | 0 | 94.2674 | 94.2674 | 253.9004 | 21.08 | 0.01353 | 0.06 | 0.08976 | 2.013 | 0 | 0 | 0 | 0 | 0 | 0 | 0.2511 | 46.06 | 7.2612 | 219.5424 | 0 | 25.56 | 0 | 0 | 20.24 | 49.8387 | 0 | 4.6166 | -4.5412 | 0.6357 | 2.6918 | 0 | -1 | -4.2 | 4.8326 | 0 | 0 | 49.4843 | 49.4843 | 49.4843 | 49.4843 | 57.5399 | 38.7504 | 1.1136 | 0.00194 | 0 | 0 | 0 | 0 | 0 | 0 | 0 | 0 | 0 | 0 | 0 | 0 | 0 | 0 | 0 | 0 | 1.2202 | 0 | -391.7508 | 16.1725 | 0 | 66.9952 | 66.8946 | 45.549 | 1389.855 | 43.5166 | 87.1836 | 3.721 | 0.3248 | -16.459 | 13.166 | 3.19 | 76.892 | 1372.175 | 413.2245 | -430.9798 | 0.99106 | 1.305 | -2.77 | 20.7314 | 10.8772 | 2025-08-20 | 2025_08_20 Hr 14 | 125.1029 | -1.5e-05 | -1372.175 | -391.6754 | 634.2579 | 918.9563 | 115.6327 | 11.2638 | 83.7396 | 79.8143 | 390.7623 | 163.6813 | 23.1276 | 188.5348 | 253.9004 | 21.08 | 7.2612 | 46.06 | 219.5424 | 25.56 | 133.8899 | 0
2025_08_20 Hr 15 | 16.2218 | 0.011595 | 0.32698 | 3.8529 | 3.8556 | 3.8556 | 3.8537 | 3.8541 | 3.8556 | 140.8376 | -14.8 | 0.196 | 31 | 0 | 94.2674 | 94.2674 | 253.9004 | 21.08 | 0.01353 | 0.06 | 0.08976 | 2.013 | 0 | 0 | 0 | 0 | 0 | 0 | 0.2511 | 46.06 | 7.2612 | 219.5424 | 0 | 25.56 | 0 | 0 | 21.2125 | 52.2334 | 0 | 3.8302 | 0 | 0.6357 | 2.6918 | 0 | -1 | -4.2 | 4.8326 | 0 | 0 | 52.8644 | 52.8644 | 52.8644 | 52.8644 | 61.4702 | 39.6981 | 1.1136 | 0.00194 | 0 | 0 | 0 | 0 | 0 | 0 | 0 | 0 | 0 | 0 | 0 | 0 | 0 | 0 | 0 | 0 | 1.2202 | 0 | -367.4663 | 16.1725 | 0 | 66.9952 | 66.8946 | 31.5228 | 1416.23 | 44.2934 | 88.7398 | 3.721 | 0.3248 | -16.2218 | 13.166 | 3.19 | 76.892 | 1416.408 | 402.8062 | -406.4581 | 0.99106 | 1.305 | -2.77 | 21.1014 | 11.0714 | 2025-08-20 | 2025_08_20 Hr 15 | 165.7233 | 0.000348 | -1416.408 | -363.6361 | 663.5252 | 918.9563 | 102.5595 | 11.2638 | 83.7396 | 83.1814 | 413.7652 | 166.5785 | 23.1276 | 188.5348 | 253.9004 | 21.08 | 7.2612 | 46.06 | 219.5424 | 25.56 | 133.8899 | 0
2025_08_20 Hr 16 | 17.2749 | 0.010965 | 0.30921 | 3.8529 | 3.8556 | 3.8556 | 3.8537 | 3.8541 | 3.8556 | 144.0458 | -14.8 | 0.196 | 31 | 0 | 94.2674 | 94.2674 | 253.9004 | 21.08 | 0.01353 | 0.06 | 0.08976 | 2.013 | 0 | 0 | 0 | 0 | 0 | 0 | 0.2511 | 46.06 | 7.2612 | 219.5424 | 0 | 25.56 | 0 | 0 | 21.7744 | 53.6169 | 0 | 0.90005 | -12.1506 | 0.6357 | 2.6918 | 0 | -1 | -4.2 | 4.8326 | 0 | 0 | 54.8173 | 54.8173 | 54.8173 | 54.8173 | 63.741 | 36.7497 | 1.1136 | 0.00194 | 0 | 0 | 0 | 0 | 0 | 0 | 0 | 0 | 0 | 0 | 0 | 0 | 0 | 0 | 0 | 0 | 1.2202 | 0 | -338.2301 | 16.1725 | 0 | 66.9952 | 66.8946 | 25.0158 | 1431.448 | 44.7422 | 89.639 | 3.721 | 0.3248 | -17.2749 | 13.166 | 3.19 | 76.892 | 1438 | 396.0772 | -378.275 | 0.99106 | 1.305 | -2.77 | 21.3152 | 11.1835 | 2025-08-20 | 2025_08_20 Hr 16 | 204.6209 | 6.79e-05 | -1438 | -349.4806 | 680.4352 | 918.9563 | 93.0857 | 11.2638 | 83.7396 | 85.1269 | 427.0558 | 168.2525 | 23.1276 | 188.5348 | 253.9004 | 21.08 | 7.2612 | 46.06 | 219.5424 | 25.56 | 133.8899 | 0
2025_08_20 Hr 17 | 14.1008 | 0.009885 | 0.27876 | 3.8529 | 3.8556 | 3.8556 | 3.8537 | 3.8541 | 3.8556 | 137.4814 | -14.8 | 0.196 | 37 | 0 | 94.2674 | 94.2674 | 253.9004 | 21.08 | 0.01353 | 0.06 | 0.08976 | 2.013 | 0 | 0 | 0 | 0 | 0 | 0 | 0.2511 | 46.06 | 7.2612 | 219.5424 | 0 | 25.56 | 0 | 0 | 20.6247 | 50.7859 | 0 | 14.8961 | -4.4978 | 0.6357 | 2.6918 | 0 | -1 | -4.2 | 4.8326 | 0 | 0 | 50.8213 | 50.8213 | 50.8213 | 50.8213 | 59.0946 | 36.7497 | 1.1136 | 0.00194 | 0 | 0 | 0 | 0 | 0 | 0 | 0 | 0 | 0 | 0 | 0 | 0 | 0 | 0 | 0 | 0 | 1.2202 | 0 | -293.2598 | 16.1725 | 0 | 66.9952 | 66.8946 | 5.9286 | 1400.243 | 43.8239 | 87.7992 | 3.721 | 0.3248 | -14.1008 | 13.166 | 3.19 | 76.892 | 1456.9 | 376.3897 | -330.1306 | 0.99106 | 1.305 | -2.77 | 20.8777 | 10.954 | 2025-08-20 | 2025_08_20 Hr 17 | 196.6084 | 2.6e-05 | -1456.9 | -282.8615 | 645.8348 | 918.9563 | 79.9669 | 11.2638 | 83.7396 | 81.1462 | 399.8613 | 164.8273 | 23.1276 | 188.5348 | 253.9004 | 21.08 | 7.2612 | 46.06 | 219.5424 | 25.56 | 133.8899 | 0
2025_08_20 Hr 18 | 8.3 | 0.008085 | 0.228 | 3.8529 | 3.8556 | 3.8556 | 3.8537 | 3.8541 | 3.8556 | 134.9396 | -14.8 | 0.196 | 47 | 0 | 94.2674 | 94.2674 | 253.9004 | 21.08 | 0.01353 | 0.06 | 0.08976 | 2.013 | 0 | 0 | 0 | 0 | 0 | 0 | 0.2511 | 46.06 | 7.2612 | 219.5424 | 0 | 25.56 | 0 | 0 | 20.1795 | 49.6897 | 0 | 13.0948 | 0 | 0.6357 | 2.6918 | 0 | -1 | -4.2 | 4.8326 | 0 | 0 | 49.274 | 49.274 | 49.274 | 49.274 | 57.2954 | 30.7476 | 1.1136 | 0.00194 | 0 | 0 | 0 | 0 | 0 | 0 | 0 | 0 | 0 | 0 | 0 | 0 | 0 | 0 | 0 | 0 | 1.2202 | 0 | -300.6072 | 16.1725 | 0 | 66.9952 | 66.8946 | 4.0488 | 1388.12 | 43.4683 | 87.0868 | 3.721 | 0.3248 | -8.3 | 13.166 | 3.19 | 76.892 | 1440.917 | 371.3789 | -331.6772 | 0.99106 | 1.305 | -2.77 | 20.7083 | 10.8651 | 2025-08-20 | 2025_08_20 Hr 18 | 180.2373 | -0.000233 | -1440.917 | -287.5124 | 632.4369 | 918.9563 | 82.0325 | 11.2638 | 83.7396 | 79.6048 | 389.3311 | 163.501 | 23.1276 | 188.5348 | 253.9004 | 21.08 | 7.2612 | 46.06 | 219.5424 | 25.56 | 133.8899 | 0
2025_08_20 Hr 19 | 2.0696 | 0.00558 | 0.15736 | 3.8529 | 3.8556 | 3.8556 | 3.8537 | 3.8541 | 3.8556 | 127.6842 | -14.8 | 0.196 | 58 | 0 | 94.2674 | 94.2674 | 253.9004 | 21.08 | 0.01353 | 0.06 | 0.08976 | 2.013 | 0 | 0 | 0 | 0 | 0 | 0 | 0.2511 | 46.06 | 7.2612 | 219.5424 | 0 | 25.56 | 0 | 0 | 18.9087 | 46.5607 | 0 | 17.4913 | 0 | 0.6357 | 2.6918 | 0 | -1 | -4.2 | 4.8326 | 0 | 0 | 44.8575 | 44.8575 | 44.8575 | 44.8575 | 52.1599 | 31.8006 | 1.1136 | 0.00194 | 0 | 0 | 0 | 0 | 0 | 0 | 0 | 0 | 0 | 0 | 0 | 0 | 0 | 0 | 0 | 0 | 1.2202 | 0 | -345.5455 | 16.1725 | 0 | 66.9952 | 66.8946 | 3.0366 | 1353.593 | 42.4533 | 85.0533 | 3.721 | 0.3248 | -2.0696 | 13.166 | 3.19 | 76.892 | 1373.1 | 372.4011 | -370.3851 | 0.99106 | 1.305 | -2.77 | 20.2248 | 10.6114 | 2025-08-20 | 2025_08_20 Hr 19 | 163.4432 | 5.1e-05 | -1373.1 | -328.0542 | 594.1943 | 918.9563 | 93.0001 | 11.2638 | 83.7396 | 75.205 | 359.274 | 159.7153 | 23.1276 | 188.5348 | 253.9004 | 21.08 | 7.2612 | 46.06 | 219.5424 | 25.56 | 133.8899 | 0
2025_08_20 Hr 20 | 0.51906 | 0.00264 | 0.074448 | 3.8529 | 3.8556 | 3.8556 | 3.8537 | 3.8541 | 3.8556 | 113.3709 | -14.8 | 0.196 | 70 | 0 | 94.2674 | 94.2674 | 253.9004 | 21.08 | 0.01353 | 0.06 | 0.08976 | 2.013 | 0 | 0 | 0 | 0 | 0 | 0 | 0.2511 | 46.06 | 7.2612 | 219.5424 | 0 | 25.56 | 0 | 0 | 16.4019 | 40.3877 | 0 | 48.2896 | 0 | 0.6357 | 2.6918 | 0 | -1 | -4.2 | 4.8326 | 0 | 0 | 36.1446 | 36.1446 | 36.1446 | 36.1446 | 42.0286 | 28.8522 | 1.1136 | 0.00194 | 0 | 0 | 0 | 0 | 0 | 0 | 0 | 0 | 0 | 0 | 0 | 0 | 0 | 0 | 0 | 0 | 1.2202 | 0 | -383.0323 | 16.1725 | 0 | 66.9952 | 66.8946 | 1.0122 | 1285.534 | 40.4509 | 81.0417 | 3.721 | 0.3248 | -0.51906 | 13.166 | 3.19 | 76.892 | 1297.908 | 370.4064 | -406.3214 | 0.99106 | 1.305 | -2.77 | 19.2709 | 10.1109 | 2025-08-20 | 2025_08_20 Hr 20 | 135.3051 | 0.000403 | -1297.908 | -334.7427 | 518.7499 | 918.9563 | 99.9415 | 11.2638 | 83.7396 | 66.5252 | 299.9778 | 152.2469 | 23.1276 | 188.5348 | 253.9004 | 21.08 | 7.2612 | 46.06 | 219.5424 | 25.56 | 133.8899 | 0
2025_08_20 Hr 21 | 0 | 0.00057 | 0.016074 | 3.8529 | 3.8556 | 3.8556 | 3.8537 | 3.8541 | 3.8556 | 104.4374 | -14.8 | 0.196 | 74 | 0 | 94.2674 | 94.2674 | 253.9004 | 21.08 | 0.01353 | 0.06 | 0.08976 | 2.013 | 0 | 0 | 0 | 0 | 0 | 0 | 0.2511 | 46.06 | 7.2612 | 219.5424 | 0 | 25.56 | 0 | 0 | 14.8372 | 36.535 | 0 | 50.6703 | 0 | 0.6357 | 2.6918 | 0 | -1 | -4.2 | 4.8326 | 0 | 0 | 30.7065 | 30.7065 | 30.7065 | 30.7065 | 35.7052 | 28.8522 | 1.1136 | 0.00194 | 0 | 0 | 0 | 0 | 0 | 0 | 0 | 0 | 0 | 0 | 0 | 0 | 0 | 0 | 0 | 0 | 1.2202 | 0 | -406.7659 | 16.1725 | 0 | 66.9952 | 66.8946 | 17.4966 | 1243.049 | 39.2012 | 78.5379 | 3.721 | 0.3248 | 0 | 13.166 | 3.19 | 76.892 | 1249.892 | 385.7084 | -429.5359 | 0.99106 | 1.305 | -2.77 | 18.6755 | 9.7985 | 2025-08-20 | 2025_08_20 Hr 21 | 100.0544 | -0.000271 | -1249.892 | -356.0956 | 471.6621 | 918.9563 | 120.3654 | 11.2638 | 83.7396 | 61.1078 | 262.9687 | 147.5856 | 23.1276 | 188.5348 | 253.9004 | 21.08 | 7.2612 | 46.06 | 219.5424 | 25.56 | 133.8899 | 0
2025_08_20 Hr 22 | 0 | 9e-05 | 0.002538 | 3.8529 | 3.8556 | 3.8556 | 3.8537 | 3.8541 | 3.8556 | 90.1241 | -14.8 | 0.196 | 88 | 0 | 94.2674 | 94.2674 | 253.9004 | 21.08 | 0.01353 | 0.06 | 0.08976 | 2.013 | 0 | 0 | 0 | 0 | 0 | 0 | 0.2511 | 46.06 | 7.2612 | 219.5424 | 0 | 25.56 | 0 | 0 | 12.3303 | 30.362 | 0 | 52.2185 | 0 | 0.6357 | 2.6918 | 0 | -1 | -4.2 | 4.8326 | 0 | 0 | 21.9936 | 21.9936 | 21.9936 | 21.9936 | 25.5739 | 27.7992 | 1.1136 | 0.00194 | 0 | 0 | 0 | 0 | 0 | 0 | 0 | 0 | 0 | 0 | 0 | 0 | 0 | 0 | 0 | 0 | 1.2202 | 0 | -432.5465 | 16.1725 | 0 | 66.9952 | 66.8946 | 29.9322 | 1175.059 | 37.1988 | 74.5263 | 3.721 | 0.3248 | 0 | 13.166 | 3.19 | 76.892 | 1175.583 | 403.6221 | -455.3165 | 0.99106 | 1.305 | -2.77 | 17.7216 | 9.298 | 2025-08-20 | 2025_08_20 Hr 22 | 94.9769 | 0.000385 | -1175.583 | -380.328 | 396.2176 | 918.9563 | 145.734 | 11.2638 | 83.7396 | 52.428 | 203.6724 | 140.1172 | 23.1276 | 188.5348 | 253.9004 | 21.08 | 7.2612 | 46.06 | 219.5424 | 25.56 | 133.8899 | 0
2025_08_20 Hr 23 | 0 | 0 | 0 | 3.8529 | 3.8556 | 3.8556 | 3.8537 | 3.8541 | 3.8556 | 66.5318 | 0 | 0.196 | 91 | 0 | 94.2674 | 94.2674 | 264.6764 | 17.93 | 0.01353 | 0.06 | 0.08976 | 2.013 | 0 | 0 | 0 | 0 | 0 | 0 | 0.2511 | 46.06 | 7.2612 | 228.1622 | 0 | 25.56 | 0 | 0 | 8.1983 | 20.1874 | 0 | 47.8413 | 0 | 0.6357 | 2.6918 | 0 | -1 | -4.2 | 4.8326 | 0 | 0 | 7.6323 | 7.6323 | 7.6323 | 7.6323 | 8.8748 | 27.7992 | 1.1136 | 0.00194 | 0 | 0 | 0 | 0 | 0 | 0 | 0 | 0 | 0 | 0 | 0 | 0 | 0 | 0 | 0 | 0 | 1.2202 | 0 | -445.0792 | 16.1725 | 0 | 69.9561 | 69.851 | 32.535 | 1085.176 | 33.8984 | 67.914 | 3.721 | 0.3248 | 0 | 13.166 | 3.19 | 76.892 | 1076.883 | 396.9149 | -453.0492 | 0.99106 | 1.305 | -2.77 | 16.1492 | 8.4731 | 2025-08-20 | 2025_08_20 Hr 23 | 90.2705 | 0.000379 | -1076.883 | -397.2379 | 286.6643 | 941.1194 | 151.3342 | 11.2638 | 83.7396 | 38.1213 | 105.9357 | 142.6073 | 23.1276 | 188.5348 | 264.6764 | 17.93 | 7.2612 | 46.06 | 228.1622 | 25.56 | 139.8071 | 0
2025_08_20 Hr 24 | 0 | 0 | 0 | 3.8529 | 3.8556 | 3.8556 | 3.8537 | 3.8541 | 3.8556 | 50.5157 | 0 | 0.196 | 90 | 0 | 94.2674 | 94.2674 | 264.9615 | 17.93 | 0.01353 | 0.06 | 0.08976 | 2.013 | 0 | 0 | 0 | 0 | 0 | 0 | 0.2511 | 46.06 | 7.2612 | 228.3633 | 0 | 0 | 0 | 0 | 5.3932 | 13.2801 | 0 | 36.8528 | 0 | 0.6357 | 2.6918 | 2.025 | -1 | -4.2 | 4.8326 | 0 | 0 | 0.22139 | 0.22139 | 0.22139 | 0.22139 | 0.25743 | 28.8522 | 1.1136 | 0.00194 | 0 | 0 | 0 | 0 | 0 | 0 | 0 | 0 | 0 | 0 | 0 | 0 | 0 | 0 | 0 | 0 | 1.2202 | 0 | -436.8151 | 16.1725 | 0 | 69.9561 | 69.851 | 34.9932 | 996.1132 | 31.6578 | 63.4251 | 3.721 | 0.3248 | 0 | 13.166 | 3.19 | 76.892 | 979.25 | 391.0692 | -444.7851 | 0.99106 | 1.305 | -2.77 | 15.0818 | 7.913 | 2025-08-20 | 2025_08_20 Hr 24 | 71.166 | 7.6e-06 | -979.25 | -399.9624 | 214.3179 | 916.0456 | 153.8454 | 11.2638 | 83.7396 | 28.4089 | 51.6587 | 134.2504 | 23.1276 | 188.5348 | 264.9615 | 17.93 | 7.2612 | 46.06 | 228.3633 | 0 | 139.8071 | 0
2025_08_21 Hr 01 | 0 | 0 | 0 | 3.8529 | 3.8556 | 3.8556 | 3.8537 | 3.8541 | 3.8556 | 45.6236 | 0 | 0.196 | 87 | 0 | 94.2674 | 94.2674 | 264.9615 | 0 | 0.01353 | 0.06 | 0.08976 | 2.013 | 0 | 0 | 0 | 0 | 0 | 0 | 0.2511 | 46.06 | 7.2612 | 228.3633 | 0 | 0 | 0 | 0 | 4.716 | 11.6108 | 0 | 50.5561 | 0 | 0.6357 | 2.9394 | 2.025 | -1 | -4.2 | 4.9773 | 0 | 0 | 0.31224 | 0.31224 | 0.31224 | 0.31224 | 0.36307 | 40.7511 | 1.1136 | 0.00194 | 0 | 0 | 0 | 0 | 0 | 0 | 0 | 0 | 0 | 0 | 0 | 0 | 0 | 0 | 0 | 0 | 1.3943 | 0 | -467.5714 | 15.1892 | 0 | 69.9561 | 69.851 | 24.4374 | 972.1451 | 29.0664 | 57.9808 | 3.721 | 0.3248 | 0 | 13.166 | 3.19 | 76.892 | 925.625 | 378.4652 | -475.5414 | 1.1561 | 1.305 | -2.77 | 13.8249 | 7.242 | 2025-08-21 | 2025_08_21 Hr 01 | 71.2365 | 1.62e-05 | -925.625 | -417.0153 | 197.3328 | 898.1156 | 152.1885 | 11.2638 | 83.7396 | 26.7939 | 47.2356 | 123.3032 | 23.1276 | 188.5348 | 264.9615 | 0 | 7.2612 | 46.06 | 228.3633 | 0 | 139.8071 | 0
2025_08_21 Hr 02 | 0 | 0 | 0 | 3.8529 | 3.8556 | 3.8556 | 3.8537 | 3.8541 | 3.8556 | 36.9543 | 0 | 0.196 | 86 | 0 | 94.2674 | 94.2674 | 264.9615 | 0 | 0.01353 | 0.06 | 0.08976 | 2.013 | 0 | 0 | 0 | 0 | 0 | 0 | 0.2511 | 46.06 | 7.2612 | 228.3633 | 0 | 0 | 0 | 0 | 2.9424 | 7.2443 | 0 | 89.3169 | 0 | 0.6357 | 2.9394 | 2.7 | -1 | -4.2 | 4.9773 | 0 | 0 | 0 | 0 | 0 | 0 | 0 | 46.6479 | 1.1136 | 0.00194 | 0 | 0 | 0 | 0 | 0 | 0 | 0 | 0 | 0 | 0 | 0 | 0 | 0 | 0 | 0 | 0 | 1.3943 | 0 | -540.1215 | 15.1892 | 0 | 69.9561 | 69.851 | 26.4618 | 955.7237 | 27.7372 | 55.3295 | 3.721 | 0.3248 | 0 | 13.166 | 3.19 | 76.892 | 877.3917 | 380.4426 | -548.0915 | 1.1561 | 1.305 | -2.77 | 13.1927 | 6.9108 | 2025-08-21 | 2025_08_21 Hr 02 | 70.0204 | -1.7e-05 | -877.3917 | -450.8046 | 175.9676 | 898.1156 | 159.1097 | 11.2638 | 83.7396 | 20.6538 | 36.9543 | 118.3595 | 23.1276 | 188.5348 | 264.9615 | 0 | 7.2612 | 46.06 | 228.3633 | 0 | 139.8071 | 0
2025_08_21 Hr 03 | 0 | 0 | 0 | 3.8529 | 3.8556 | 3.8556 | 3.8537 | 3.8541 | 3.8556 | 36.8931 | 0 | 0.196 | 79 | 0 | 94.2674 | 94.2674 | 264.9615 | 0 | 0.01353 | 0.06 | 0.08976 | 2.013 | 0 | 0 | 0 | 0 | 0 | 0 | 0.2511 | 46.06 | 7.2612 | 228.3633 | 0 | 0 | 0 | 0 | 3.0701 | 7.5586 | 0 | 65.5245 | 0 | 0.6357 | 2.9394 | 2.7 | -1 | -4.2 | 4.9773 | 0 | 0 | 0 | 0 | 0 | 0 | 0 | 46.6479 | 1.1136 | 0.00194 | 0 | 0 | 0 | 0 | 0 | 0 | 0 | 0 | 0 | 0 | 0 | 0 | 0 | 0 | 0 | 0 | 1.3943 | 0 | -576.9468 | 15.1892 | 0 | 69.9561 | 69.851 | 60.4428 | 956.1044 | 27.8329 | 55.5204 | 3.721 | 0.3248 | 0 | 13.166 | 3.19 | 76.892 | 844.4916 | 407.7795 | -584.9168 | 1.1561 | 1.305 | -2.77 | 13.2382 | 6.9346 | 2025-08-21 | 2025_08_21 Hr 03 | 69.897 | 8.8e-05 | -844.4916 | -511.4223 | 176.7042 | 898.1156 | 186.0907 | 11.2638 | 83.7396 | 21.0958 | 36.8931 | 118.7154 | 23.1276 | 188.5348 | 264.9615 | 0 | 7.2612 | 46.06 | 228.3633 | 0 | 139.8071 | 0
2025_08_21 Hr 04 | 0 | 0 | 0 | 3.8529 | 3.8556 | 3.8556 | 3.8537 | 3.8541 | 3.8556 | 36.6934 | 0 | 0.196 | 80 | 0 | 94.2674 | 94.2674 | 264.9615 | 0 | 0.01353 | 0.06 | 0.08976 | 2.013 | 0 | 0 | 0 | 0 | 0 | 0 | 0.2511 | 46.06 | 7.2612 | 228.3633 | 0 | 0 | 0 | 0 | 2.0397 | 5.0218 | 0 | 60.3379 | 0 | 0.6357 | 2.9394 | 2.7 | -1 | -4.2 | 4.9773 | 0 | 0 | 0 | 0 | 0 | 0 | 0 | 46.6479 | 1.1136 | 0.00194 | 0 | 0 | 0 | 0 | 0 | 0 | 0 | 0 | 0 | 0 | 0 | 0 | 0 | 0 | 0 | 0 | 1.3943 | 0 | -587.9563 | 15.1892 | 0 | 69.9561 | 69.851 | 69.9864 | 952.3375 | 27.0607 | 53.98 | 3.721 | 0.3248 | 0 | 13.166 | 3.19 | 76.892 | 832.2 | 415.4509 | -595.9263 | 1.1561 | 1.305 | -2.77 | 12.8709 | 6.7422 | 2025-08-21 | 2025_08_21 Hr 04 | 69.3331 | 7e-06 | -832.2 | -527.6184 | 170.0651 | 898.1156 | 196.6343 | 11.2638 | 83.7396 | 17.5285 | 36.6934 | 115.8432 | 23.1276 | 188.5348 | 264.9615 | 0 | 7.2612 | 46.06 | 228.3633 | 0 | 139.8071 | 0
2025_08_21 Hr 05 | 0 | 0 | 0 | 3.8529 | 3.8556 | 3.8556 | 3.8537 | 3.8541 | 3.8556 | 36.8409 | 0 | 0.196 | 86 | 0 | 94.2674 | 94.2674 | 264.9615 | 0 | 0.01353 | 0.06 | 0.08976 | 2.013 | 0 | 0 | 0 | 0 | 0 | 0 | 0.2511 | 46.06 | 7.2612 | 228.3633 | 0 | 0 | 0 | 0 | 2.5093 | 6.1779 | 0 | 60.4528 | 0 | 0.6357 | 2.9394 | 2.7 | -1 | -4.2 | 4.9773 | 0 | 0 | 0 | 0 | 0 | 0 | 0 | 43.6995 | 1.1136 | 0.00194 | 0 | 0 | 0 | 0 | 0 | 0 | 0 | 0 | 0 | 0 | 0 | 0 | 0 | 0 | 0 | 0 | 1.3943 | 0 | -594.1288 | 15.1892 | 0 | 69.9561 | 69.851 | 76.4934 | 954.1108 | 27.4126 | 54.682 | 3.721 | 0.3248 | 0 | 13.166 | 3.19 | 76.892 | 838.7833 | 426.3185 | -602.0988 | 1.1561 | 1.305 | -2.77 | 13.0383 | 6.8299 | 2025-08-21 | 2025_08_21 Hr 05 | 81.6082 | 3.7e-05 | -838.7833 | -533.676 | 173.1474 | 898.1156 | 206.1929 | 11.2638 | 83.7396 | 19.1543 | 36.8409 | 117.1522 | 23.1276 | 188.5348 | 264.9615 | 0 | 7.2612 | 46.06 | 228.3633 | 0 | 139.8071 | 0
2025_08_21 Hr 06 | 0 | 0 | 0 | 3.8529 | 3.8556 | 3.8556 | 3.8537 | 3.8541 | 3.8556 | 45.3027 | 0 | 0.196 | 83 | 0 | 94.2674 | 94.2674 | 264.9615 | 0 | 0.01353 | 0.06 | 0.08976 | 2.013 | 0 | 0 | 0 | 0 | 0 | 0 | 0.2511 | 46.06 | 7.2612 | 228.3633 | 0 | 0 | 0 | 0 | 4.6567 | 11.4649 | 0 | 20.7161 | 0 | 0.6357 | 2.9394 | 2.025 | -1 | -4.2 | 4.9773 | 0 | 0 | 0.23817 | 0.23817 | 0.23817 | 0.23817 | 0.27694 | 38.7504 | 1.1136 | 0.00194 | 0 | 0 | 0 | 0 | 0 | 0 | 0 | 0 | 0 | 0 | 0 | 0 | 0 | 0 | 0 | 0 | 1.3943 | 0 | -515.0415 | 15.1892 | 0 | 69.9561 | 69.851 | 82.422 | 971.2366 | 29.0219 | 57.8922 | 3.721 | 0.3248 | 0 | 13.166 | 3.19 | 76.892 | 899.225 | 430.2838 | -523.0115 | 1.1561 | 1.305 | -2.77 | 13.8037 | 7.2309 | 2025-08-21 | 2025_08_21 Hr 06 | 88.0498 | 1.9e-06 | -899.225 | -494.3254 | 196.259 | 898.1156 | 204.1724 | 11.2638 | 83.7396 | 26.5887 | 46.5323 | 123.138 | 23.1276 | 188.5348 | 264.9615 | 0 | 7.2612 | 46.06 | 228.3633 | 0 | 139.8071 | 0
2025_08_21 Hr 07 | 1.5472 | 3e-05 | 0.000846 | 3.8529 | 3.8556 | 3.8556 | 3.8537 | 3.8541 | 3.8556 | 63.3491 | -14.8 | 0.196 | 77 | 0 | 94.2674 | 94.2674 | 253.9004 | 0 | 0.01353 | 0.06 | 0.08976 | 2.013 | 0 | 0 | 0 | 0 | 0 | 0 | 0.2511 | 46.06 | 7.2612 | 219.5424 | 0 | 0 | 0 | 0 | 7.9896 | 19.6703 | 0 | 67.2943 | 0 | 0.6357 | 2.9394 | 0 | -1 | -4.2 | 4.9773 | 0 | 0 | 8.4222 | 8.4222 | 8.4222 | 8.4222 | 9.7932 | 38.7504 | 1.1136 | 0.00194 | 0 | 0 | 0 | 0 | 0 | 0 | 0 | 0 | 0 | 0 | 0 | 0 | 0 | 0 | 0 | 0 | 1.3943 | 0 | -498.1995 | 15.1892 | 0 | 66.9952 | 66.8946 | 54.948 | 1017.275 | 31.5196 | 62.8745 | 3.721 | 0.3248 | -1.5472 | 13.166 | 3.19 | 76.892 | 969.7 | 407.6473 | -522.5167 | 1.1561 | 1.305 | -2.77 | 14.9917 | 7.8532 | 2025-08-21 | 2025_08_21 Hr 07 | 93.7817 | 4.9e-05 | -969.7 | -430.9052 | 262.5862 | 872.3163 | 170.6993 | 11.2638 | 83.7396 | 38.127 | 106.8311 | 117.6282 | 23.1276 | 188.5348 | 253.9004 | 0 | 7.2612 | 46.06 | 219.5424 | 0 | 133.8899 | 0
2025_08_21 Hr 08 | 6.7494 | 0.00033 | 0.009306 | 3.8529 | 3.8556 | 3.8556 | 3.8537 | 3.8541 | 3.8556 | 81.5437 | -14.8 | 0.196 | 59 | 0 | 94.2674 | 94.2674 | 253.9004 | 0 | 0.01353 | 0.06 | 0.08976 | 2.013 | 0 | 0 | 0 | 0 | 0 | 0 | 0.2511 | 46.06 | 7.2612 | 219.5424 | 0 | 0 | 0 | 0 | 11.3498 | 27.9431 | 0 | 60.3654 | 0 | 0.6357 | 2.9394 | 0 | -1 | -4.2 | 4.9773 | 0 | 0 | 19.5372 | 19.5372 | 19.5372 | 19.5372 | 22.7177 | 28.8522 | 1.1136 | 0.00194 | 0 | 0 | 0 | 0 | 0 | 0 | 0 | 0 | 0 | 0 | 0 | 0 | 0 | 0 | 0 | 0 | 1.3943 | 0 | -505.8015 | 15.1892 | 0 | 66.9952 | 66.8946 | 52.4898 | 1104.496 | 34.0377 | 67.8976 | 3.721 | 0.3248 | -6.7494 | 13.166 | 3.19 | 76.892 | 1021.4 | 391.8598 | -535.3209 | 1.1561 | 1.305 | -2.77 | 16.1894 | 8.4806 | 2025-08-21 | 2025_08_21 Hr 08 | 93.3284 | 2.4e-05 | -1021.4 | -445.4361 | 359.1647 | 872.3163 | 140.3516 | 11.2638 | 83.7396 | 49.76 | 182.4101 | 126.9946 | 23.1276 | 188.5348 | 253.9004 | 0 | 7.2612 | 46.06 | 219.5424 | 0 | 133.8899 | 0
2025_08_21 Hr 09 | 12.4392 | 0.00168 | 0.047376 | 3.8529 | 3.8556 | 3.8556 | 3.8537 | 3.8541 | 3.8556 | 86.259 | -14.8 | 0.196 | 62 | 0 | 94.2674 | 94.2674 | 253.9004 | 21.08 | 0.01353 | 0.06 | 0.08976 | 2.013 | 0 | 0 | 0 | 0 | 0 | 0 | 0.2511 | 46.06 | 7.2612 | 219.5424 | 0 | 0 | 0 | 0 | 12.2206 | 30.0871 | 0 | 47.5864 | 0 | 0.6357 | 2.9394 | 0 | -1 | -4.2 | 4.9773 | 0 | 0 | 22.4178 | 22.4178 | 22.4178 | 22.4178 | 26.0672 | 20.8494 | 1.1136 | 0.00194 | 0 | 0 | 0 | 0 | 0 | 0 | 0 | 0 | 0 | 0 | 0 | 0 | 0 | 0 | 0 | 0 | 1.3943 | 0 | -476.5425 | 15.1892 | 0 | 66.9952 | 66.8946 | 56.9724 | 1148.216 | 34.6903 | 69.1994 | 3.721 | 0.3248 | -12.4392 | 13.166 | 3.19 | 76.892 | 1083.508 | 399.458 | -511.7516 | 1.1561 | 1.305 | -2.77 | 16.4998 | 8.6432 | 2025-08-21 | 2025_08_21 Hr 09 | 94.6481 | 0.000381 | -1083.508 | -428.9561 | 384.1939 | 893.3963 | 139.8709 | 11.2638 | 83.7396 | 52.7747 | 201.9972 | 129.422 | 23.1276 | 188.5348 | 253.9004 | 21.08 | 7.2612 | 46.06 | 219.5424 | 0 | 133.8899 | 0
2025_08_21 Hr 10 | 16.4125 | 0.004695 | 0.1324 | 3.8529 | 3.8556 | 3.8556 | 3.8537 | 3.8541 | 3.8556 | 90.3077 | -14.8 | 0.196 | 56 | 0 | 94.2674 | 94.2674 | 253.9004 | 21.08 | 0.01353 | 0.06 | 0.08976 | 2.013 | 0 | 0 | 0 | 0 | 0 | 0 | 0.2511 | 46.06 | 7.2612 | 219.5424 | 0 | 0 | 0 | 0 | 12.9683 | 31.928 | 0 | 32.1692 | 0 | 0.6357 | 2.9394 | 0 | -1 | -4.2 | 4.9773 | 0 | 0 | 24.8911 | 24.8911 | 24.8911 | 24.8911 | 28.9431 | 15.9003 | 1.1136 | 0.00194 | 0 | 0 | 0 | 0 | 0 | 0 | 0 | 0 | 0 | 0 | 0 | 0 | 0 | 0 | 0 | 0 | 1.3943 | 0 | -430.3469 | 15.1892 | 0 | 66.9952 | 66.8946 | 56.9724 | 1167.707 | 35.2507 | 70.3172 | 3.721 | 0.3248 | -16.4125 | 13.166 | 3.19 | 76.892 | 1124.917 | 394.5696 | -469.5294 | 1.1561 | 1.305 | -2.77 | 16.7663 | 8.7828 | 2025-08-21 | 2025_08_21 Hr 10 | 96.8041 | -0.000299 | -1124.917 | -398.1777 | 405.6849 | 893.3963 | 129.0098 | 11.2638 | 83.7396 | 55.3634 | 218.8153 | 131.5062 | 23.1276 | 188.5348 | 253.9004 | 21.08 | 7.2612 | 46.06 | 219.5424 | 0 | 133.8899 | 0
2025_08_21 Hr 11 | 17.5103 | 0.007335 | 0.20685 | 3.8529 | 3.8556 | 3.8556 | 3.8537 | 3.8541 | 3.8556 | 93.5171 | -14.8 | 0.196 | 43 | 0 | 94.2674 | 94.2674 | 253.9004 | 21.08 | 0.01353 | 0.06 | 0.08976 | 2.013 | 0 | 0 | 0 | 0 | 0 | 0 | 0.2511 | 46.06 | 7.2612 | 219.5424 | 0 | 0 | 0 | 0 | 13.561 | 33.3872 | 0 | 29.5971 | 0 | 0.6357 | 2.9394 | 0 | -1 | -4.2 | 4.9773 | 0 | 0 | 26.8517 | 26.8517 | 26.8517 | 26.8517 | 31.2229 | 18.8487 | 1.1136 | 0.00194 | 0 | 0 | 0 | 0 | 0 | 0 | 0 | 0 | 0 | 0 | 0 | 0 | 0 | 0 | 0 | 0 | 1.3943 | 0 | -350.4591 | 15.1892 | 0 | 66.9952 | 66.8946 | 44.9706 | 1183.165 | 35.6949 | 71.2032 | 3.721 | 0.3248 | -17.5103 | 13.166 | 3.19 | 76.892 | 1197.292 | 375.2688 | -390.7394 | 1.1561 | 1.305 | -2.77 | 16.9776 | 8.8935 | 2025-08-21 | 2025_08_21 Hr 11 | 97.2776 | -0.000283 | -1197.292 | -320.862 | 422.7204 | 893.3963 | 107.0335 | 11.2638 | 83.7396 | 57.4153 | 232.1468 | 133.1584 | 23.1276 | 188.5348 | 253.9004 | 21.08 | 7.2612 | 46.06 | 219.5424 | 0 | 133.8899 | 0
2025_08_21 Hr 12 | 17.9432 | 0.009285 | 0.26184 | 3.8529 | 3.8556 | 3.8556 | 3.8537 | 3.8541 | 3.8556 | 94.8749 | -14.8 | 0.196 | 37 | 0 | 94.2674 | 94.2674 | 253.9004 | 21.08 | 0.01353 | 0.06 | 0.08976 | 2.013 | 0 | 0 | 0 | 0 | 0 | 0 | 0.2511 | 46.06 | 7.2612 | 219.5424 | 0 | 0 | 0 | 0 | 13.8118 | 34.0046 | 0 | 45.9015 | 0 | 0.6357 | 2.9394 | 0 | -1 | -4.2 | 4.9773 | 0 | 0 | 27.6812 | 27.6812 | 27.6812 | 27.6812 | 32.1874 | 20.8494 | 1.1136 | 0.00194 | 0 | 0 | 0 | 0 | 0 | 0 | 0 | 0 | 0 | 0 | 0 | 0 | 0 | 0 | 0 | 0 | 1.3943 | 0 | -264.0183 | 15.1892 | 0 | 66.9952 | 66.8946 | 32.9688 | 1189.729 | 35.8828 | 71.5781 | 3.721 | 0.3248 | -17.9432 | 13.166 | 3.19 | 76.892 | 1291.3 | 360.4014 | -304.7315 | 1.1561 | 1.305 | -2.77 | 17.067 | 8.9403 | 2025-08-21 | 2025_08_21 Hr 12 | 96.6127 | 4.8e-05 | -1291.3 | -218.1168 | 429.9278 | 893.3963 | 91.0893 | 11.2638 | 83.7396 | 58.2834 | 237.787 | 133.8574 | 23.1276 | 188.5348 | 253.9004 | 21.08 | 7.2612 | 46.06 | 219.5424 | 0 | 133.8899 | 0
2025_08_21 Hr 13 | 17.8337 | 0.010575 | 0.29822 | 3.8529 | 3.8556 | 3.8556 | 3.8537 | 3.8541 | 3.8556 | 101.6146 | -14.8 | 0.196 | 33 | 0 | 94.2674 | 94.2674 | 253.9004 | 21.08 | 0.01353 | 0.06 | 0.08976 | 2.013 | 0 | 0 | 0 | 0 | 0 | 0 | 0.2511 | 46.06 | 7.2612 | 219.5424 | 0 | 0 | 0 | 0 | 15.0565 | 37.069 | 0 | 24.2953 | 0 | 0.6357 | 2.9607 | 0 | -1 | -4.2 | 4.9773 | 0 | 0 | 31.7984 | 31.7984 | 31.7984 | 31.7984 | 36.9749 | 22.8501 | 1.1136 | 0.00194 | 0 | 0 | 0 | 0 | 0 | 0 | 0 | 0 | 0 | 0 | 0 | 0 | 0 | 0 | 0 | 0 | 1.3943 | 0 | -232.8496 | 15.1892 | 0 | 66.9952 | 66.8946 | 38.4636 | 1222.091 | 36.8156 | 73.4387 | 3.721 | 0.3248 | -17.8337 | 13.166 | 3.19 | 76.892 | 1340.192 | 367.2583 | -273.4533 | 1.1561 | 1.305 | -2.77 | 17.5106 | 9.1727 | 2025-08-21 | 2025_08_21 Hr 13 | 103.5435 | -0.00026 | -1340.192 | -208.5543 | 465.7238 | 893.3963 | 94.6225 | 11.2638 | 83.7396 | 62.6139 | 265.7831 | 137.3269 | 23.1276 | 188.5348 | 253.9004 | 21.08 | 7.2612 | 46.06 | 219.5424 | 0 | 133.8899 | 0
2025_08_21 Hr 14 | 16.459 | 0.011265 | 0.31767 | 3.8529 | 3.8556 | 3.8556 | 3.8537 | 3.8541 | 3.8556 | 109.8601 | -14.8 | 0.196 | 27 | 0 | 94.2674 | 94.2674 | 253.9004 | 21.08 | 0.01353 | 0.06 | 0.08976 | 2.013 | 0 | 0 | 0 | 0 | 0 | 0 | 0.2511 | 46.06 | 7.2612 | 219.5424 | 0 | 0 | 0 | 0 | 16.5793 | 40.8181 | 0 | 24.8085 | 0 | 0.6357 | 3.0102 | 0 | -1 | -4.2 | 4.9773 | 0 | 0 | 36.8356 | 36.8356 | 36.8356 | 36.8356 | 42.8321 | 22.8501 | 1.1136 | 0.00194 | 0 | 0 | 0 | 0 | 0 | 0 | 0 | 0 | 0 | 0 | 0 | 0 | 0 | 0 | 0 | 0 | 1.3943 | 0 | -209.9812 | 15.1892 | 0 | 66.9952 | 66.8946 | 28.0524 | 1261.684 | 37.9568 | 75.7152 | 3.721 | 0.3248 | -16.459 | 13.166 | 3.19 | 76.892 | 1391 | 353.7178 | -249.2102 | 1.1561 | 1.305 | -2.77 | 18.0534 | 9.457 | 2025-08-21 | 2025_08_21 Hr 14 | 122.9973 | 0 | -1391 | -185.1728 | 509.5415 | 893.3963 | 78.2314 | 11.2638 | 83.7396 | 67.9353 | 300.0346 | 141.5716 | 23.1276 | 188.5348 | 253.9004 | 21.08 | 7.2612 | 46.06 | 219.5424 | 0 | 133.8899 | 0
2025_08_21 Hr 15 | 14.736 | 0.01131 | 0.31894 | 3.8529 | 3.8556 | 3.8556 | 3.8537 | 3.8541 | 3.8556 | 114.9211 | -14.8 | 0.196 | 25 | 0 | 94.2674 | 94.2674 | 253.9004 | 21.08 | 0.01353 | 0.06 | 0.08976 | 2.013 | 0 | 0 | 0 | 0 | 0 | 0 | 0.2511 | 46.06 | 7.2612 | 219.5424 | 0 | 0 | 0 | 0 | 17.5139 | 43.1193 | 0 | 18.0178 | 0 | 0.6357 | 3.0408 | 0 | -1 | -4.2 | 4.9773 | 0 | 0 | 39.9273 | 39.9273 | 39.9273 | 39.9273 | 46.4271 | 23.7978 | 1.1136 | 0.00194 | 0 | 0 | 0 | 0 | 0 | 0 | 0 | 0 | 0 | 0 | 0 | 0 | 0 | 0 | 0 | 0 | 1.3943 | 0 | -184.0189 | 15.1892 | 0 | 66.9952 | 66.8946 | 24.4374 | 1285.974 | 38.6572 | 77.1124 | 3.721 | 0.3248 | -14.736 | 13.166 | 3.19 | 76.892 | 1432.4 | 349.9328 | -221.5249 | 1.1561 | 1.305 | -2.77 | 18.3866 | 9.6315 | 2025-08-21 | 2025_08_21 Hr 15 | 143.1967 | 0.00013 | -1432.4 | -166.0011 | 536.436 | 893.3963 | 73.5655 | 11.2638 | 83.7396 | 71.2017 | 321.0574 | 144.1769 | 23.1276 | 188.5348 | 253.9004 | 21.08 | 7.2612 | 46.06 | 219.5424 | 0 | 133.8899 | 0
2025_08_21 Hr 16 | 11.9184 | 0.01074 | 0.30287 | 3.8529 | 3.8556 | 3.8556 | 3.8537 | 3.8541 | 3.8556 | 115.4395 | -14.8 | 0.196 | 23 | 0 | 94.2674 | 94.2674 | 253.9004 | 21.08 | 0.01353 | 0.06 | 0.08976 | 2.013 | 0 | 0 | 0 | 0 | 0 | 0 | 0.2511 | 46.06 | 7.2612 | 219.5424 | 0 | 0 | 0 | 0 | 17.6097 | 43.355 | 0 | 18.6744 | 0 | 0.6357 | 3.0439 | 0 | -1 | -4.2 | 4.9773 | 0 | 0 | 40.244 | 40.244 | 40.244 | 40.244 | 46.7954 | 23.7978 | 1.1136 | 0.00194 | 0 | 0 | 0 | 0 | 0 | 0 | 0 | 0 | 0 | 0 | 0 | 0 | 0 | 0 | 0 | 0 | 1.3943 | 0 | -153.5069 | 15.1892 | 0 | 66.9952 | 66.8946 | 17.9304 | 1288.446 | 38.7289 | 77.2555 | 3.721 | 0.3248 | -11.9184 | 13.166 | 3.19 | 76.892 | 1457.8 | 338.8746 | -188.1953 | 1.1561 | 1.305 | -2.77 | 18.4207 | 9.6494 | 2025-08-21 | 2025_08_21 Hr 16 | 161.905 | 7.6e-05 | -1457.8 | -134.8325 | 539.191 | 893.3963 | 65.0418 | 11.2638 | 83.7396 | 71.5363 | 323.2109 | 144.4438 | 23.1276 | 188.5348 | 253.9004 | 21.08 | 7.2612 | 46.06 | 219.5424 | 0 | 133.8899 | 0
2025_08_21 Hr 17 | 9.8522 | 0.009675 | 0.27283 | 3.8529 | 3.8556 | 3.8556 | 3.8537 | 3.8541 | 3.8556 | 117.612 | -14.8 | 0.196 | 32 | 0 | 94.2674 | 94.2674 | 253.9004 | 21.08 | 0.01353 | 0.06 | 0.08976 | 2.013 | 0 | 0 | 0 | 0 | 0 | 0 | 0.2511 | 46.06 | 7.2612 | 219.5424 | 0 | 0 | 0 | 0 | 18.0109 | 44.3428 | 0 | 20.1216 | 0 | 0.6357 | 3.0571 | 0 | -1 | -4.2 | 4.9773 | 0 | 0 | 41.5712 | 41.5712 | 41.5712 | 41.5712 | 48.3386 | 22.8501 | 1.1136 | 0.00194 | 0 | 0 | 0 | 0 | 0 | 0 | 0 | 0 | 0 | 0 | 0 | 0 | 0 | 0 | 0 | 0 | 1.3943 | 0 | -150.2337 | 15.1892 | 0 | 66.9952 | 66.8946 | 12.4356 | 1298.843 | 39.0296 | 77.8553 | 3.721 | 0.3248 | -9.8522 | 13.166 | 3.19 | 76.892 | 1476.592 | 340.4832 | -182.8559 | 1.1561 | 1.305 | -2.77 | 18.5637 | 9.7243 | 2025-08-21 | 2025_08_21 Hr 17 | 181.6981 | -0.000271 | -1476.592 | -130.1121 | 550.7359 | 893.3963 | 67.5682 | 11.2638 | 83.7396 | 72.9384 | 332.2353 | 145.5622 | 23.1276 | 188.5348 | 253.9004 | 21.08 | 7.2612 | 46.06 | 219.5424 | 0 | 133.8899 | 0
2025_08_21 Hr 18 | 7.7809 | 0.00792 | 0.22334 | 3.8529 | 3.8556 | 3.8556 | 3.8537 | 3.8541 | 3.8556 | 121.167 | -14.8 | 0.196 | 53 | 0 | 94.2674 | 94.2674 | 253.9004 | 21.08 | 0.01353 | 0.06 | 0.08976 | 2.013 | 0 | 0 | 0 | 0 | 0 | 0 | 0.2511 | 46.06 | 7.2612 | 219.5424 | 0 | 0 | 0 | 0 | 18.6674 | 45.9592 | 0 | 20.9643 | 0 | 0.6357 | 3.0785 | 0 | -1 | -4.2 | 4.9773 | 0 | 0 | 43.7429 | 43.7429 | 43.7429 | 43.7429 | 50.8638 | 22.8501 | 1.1136 | 0.00194 | 0 | 0 | 0 | 0 | 0 | 0 | 0 | 0 | 0 | 0 | 0 | 0 | 0 | 0 | 0 | 0 | 1.3943 | 0 | -211.0586 | 15.1892 | 0 | 66.9952 | 66.8946 | 9.9774 | 1315.855 | 39.5216 | 78.8368 | 3.721 | 0.3248 | -7.7809 | 13.166 | 3.19 | 76.892 | 1453.992 | 358.782 | -241.6095 | 1.1561 | 1.305 | -2.77 | 18.7977 | 9.8469 | 2025-08-21 | 2025_08_21 Hr 18 | 167.4629 | -0.000239 | -1453.992 | -190.0943 | 569.6275 | 893.3963 | 86.0588 | 11.2638 | 83.7396 | 75.2328 | 347.0024 | 147.3923 | 23.1276 | 188.5348 | 253.9004 | 21.08 | 7.2612 | 46.06 | 219.5424 | 0 | 133.8899 | 0
2025_08_21 Hr 19 | 3.0978 | 0.00546 | 0.15397 | 3.8529 | 3.8556 | 3.8556 | 3.8537 | 3.8541 | 3.8556 | 118.3032 | -14.8 | 0.196 | 74 | 0 | 94.2674 | 94.2674 | 253.9004 | 21.08 | 0.01353 | 0.06 | 0.08976 | 2.013 | 0 | 0 | 0 | 0 | 0 | 0 | 0.2511 | 46.06 | 7.2612 | 219.5424 | 0 | 0 | 0 | 0 | 18.1385 | 44.6571 | 0 | 28.1443 | 0 | 0.6357 | 3.0612 | 0 | -1 | -4.2 | 4.9773 | 0 | 0 | 41.9935 | 41.9935 | 41.9935 | 41.9935 | 48.8296 | 19.9017 | 1.1136 | 0.00194 | 0 | 0 | 0 | 0 | 0 | 0 | 0 | 0 | 0 | 0 | 0 | 0 | 0 | 0 | 0 | 0 | 1.3943 | 0 | -321.1461 | 15.1892 | 0 | 66.9952 | 66.8946 | 11.4234 | 1302.042 | 39.1253 | 78.0461 | 3.721 | 0.3248 | -3.0978 | 13.166 | 3.19 | 76.892 | 1355.292 | 372.1198 | -347.0139 | 1.1561 | 1.305 | -2.77 | 18.6092 | 9.7482 | 2025-08-21 | 2025_08_21 Hr 19 | 146.0143 | -0.000316 | -1355.292 | -293.0018 | 554.4092 | 893.3963 | 105.4845 | 11.2638 | 83.7396 | 73.3846 | 335.1066 | 145.918 | 23.1276 | 188.5348 | 253.9004 | 21.08 | 7.2612 | 46.06 | 219.5424 | 0 | 133.8899 | 0
2025_08_21 Hr 20 | 0 | 0.002565 | 0.072333 | 3.8529 | 3.8556 | 3.8556 | 3.8537 | 3.8541 | 3.8556 | 109.8601 | -14.8 | 0.196 | 92 | 0 | 94.2674 | 94.2674 | 253.9004 | 21.08 | 0.01353 | 0.06 | 0.08976 | 2.013 | 0 | 0 | 0 | 0 | 0 | 0 | 0.2511 | 46.06 | 7.2612 | 219.5424 | 0 | 0 | 0 | 0 | 16.5793 | 40.8181 | 0 | 31.5388 | 0 | 0.6357 | 3.0102 | 0 | -1 | -4.2 | 4.9773 | 0 | 0 | 36.8356 | 36.8356 | 36.8356 | 36.8356 | 42.8321 | 28.8522 | 1.1136 | 0.00194 | 0 | 0 | 0 | 0 | 0 | 0 | 0 | 0 | 0 | 0 | 0 | 0 | 0 | 0 | 0 | 0 | 1.3943 | 0 | -417.57 | 15.1892 | 0 | 66.9952 | 66.8946 | 17.0628 | 1261.439 | 37.9568 | 75.7152 | 3.721 | 0.3248 | 0 | 13.166 | 3.19 | 76.892 | 1249.9 | 397.2626 | -440.34 | 1.1561 | 1.305 | -2.77 | 18.0534 | 9.457 | 2025-08-21 | 2025_08_21 Hr 20 | 110.0382 | 0 | -1249.9 | -386.0312 | 509.5415 | 893.3963 | 137.9899 | 11.2638 | 83.7396 | 67.9353 | 300.0346 | 141.5716 | 23.1276 | 188.5348 | 253.9004 | 21.08 | 7.2612 | 46.06 | 219.5424 | 0 | 133.8899 | 0
2025_08_21 Hr 21 | 0 | 0.000525 | 0.014805 | 3.8529 | 3.8556 | 3.8556 | 3.8537 | 3.8541 | 3.8556 | 106.3298 | -14.8 | 0.196 | 94 | 0 | 94.2674 | 94.2674 | 253.9004 | 21.08 | 0.01353 | 0.06 | 0.08976 | 2.013 | 0 | 0 | 0 | 0 | 0 | 0 | 0.2511 | 46.06 | 7.2612 | 219.5424 | 0 | 0 | 0 | 0 | 15.9273 | 39.213 | 0 | 26.2903 | 0 | 0.6357 | 2.9889 | 0 | -1 | -4.2 | 4.9773 | 0 | 0 | 34.679 | 34.679 | 34.679 | 34.679 | 40.3244 | 44.6472 | 1.1136 | 0.00194 | 0 | 0 | 0 | 0 | 0 | 0 | 0 | 0 | 0 | 0 | 0 | 0 | 0 | 0 | 0 | 0 | 1.3943 | 0 | -469.263 | 15.1892 | 0 | 66.9952 | 66.8946 | 19.521 | 1244.438 | 37.4682 | 74.7405 | 3.721 | 0.3248 | 0 | 13.166 | 3.19 | 76.892 | 1194.392 | 415.6964 | -492.033 | 1.1561 | 1.305 | -2.77 | 17.821 | 9.3353 | 2025-08-21 | 2025_08_21 Hr 21 | 106.6633 | -0.000315 | -1194.392 | -442.9727 | 490.7811 | 893.3963 | 158.1835 | 11.2638 | 83.7396 | 65.6568 | 285.37 | 139.7543 | 23.1276 | 188.5348 | 253.9004 | 21.08 | 7.2612 | 46.06 | 219.5424 | 0 | 133.8899 | 0
2025_08_21 Hr 22 | 0 | 9e-05 | 0.002538 | 3.8529 | 3.8556 | 3.8556 | 3.8537 | 3.8541 | 3.8556 | 89.9621 | -14.8 | 0.196 | 93 | 0 | 94.2674 | 94.2674 | 253.9004 | 21.08 | 0.01353 | 0.06 | 0.08976 | 2.013 | 0 | 0 | 0 | 0 | 0 | 0 | 0.2511 | 46.06 | 7.2612 | 219.5424 | 0 | 0 | 0 | 0 | 12.9045 | 31.7708 | 0 | 52.5187 | 0 | 0.6357 | 2.9404 | 0 | -1 | -4.2 | 4.9773 | 0 | 0 | 24.68 | 24.68 | 24.68 | 24.68 | 28.6976 | 35.802 | 1.1136 | 0.00194 | 0 | 0 | 0 | 0 | 0 | 0 | 0 | 0 | 0 | 0 | 0 | 0 | 0 | 0 | 0 | 0 | 1.3943 | 0 | -481.5839 | 15.1892 | 0 | 66.9952 | 66.8946 | 14.0262 | 1165.922 | 35.2028 | 70.2218 | 3.721 | 0.3248 | 0 | 13.166 | 3.19 | 76.892 | 1106.017 | 391.93 | -504.3539 | 1.1561 | 1.305 | -2.77 | 16.7436 | 8.7709 | 2025-08-21 | 2025_08_21 Hr 22 | 99.5003 | -0.000311 | -1106.017 | -429.0652 | 403.8513 | 893.3963 | 142.8308 | 11.2638 | 83.7396 | 55.1434 | 217.3796 | 131.3283 | 23.1276 | 188.5348 | 253.9004 | 21.08 | 7.2612 | 46.06 | 219.5424 | 0 | 133.8899 | 0
2025_08_21 Hr 23 | 0 | 3e-05 | 0.000846 | 3.8529 | 3.8556 | 3.8556 | 3.8537 | 3.8541 | 3.8556 | 69.0766 | 0 | 0.196 | 92 | 0 | 94.2674 | 94.2674 | 264.6764 | 17.93 | 0.01353 | 0.06 | 0.08976 | 2.013 | 0 | 0 | 0 | 0 | 0 | 0 | 0.2511 | 46.06 | 7.2612 | 228.1622 | 0 | 0 | 0 | 0 | 9.0473 | 22.2745 | 0 | 46.6064 | 0 | 0.6357 | 2.9394 | 0 | -1 | -4.2 | 4.9773 | 0 | 0 | 11.9211 | 11.9211 | 11.9211 | 11.9211 | 13.8617 | 19.9017 | 1.1136 | 0.00194 | 0 | 0 | 0 | 0 | 0 | 0 | 0 | 0 | 0 | 0 | 0 | 0 | 0 | 0 | 0 | 0 | 1.3943 | 0 | -482.1474 | 15.1892 | 0 | 69.9561 | 69.851 | 21.9792 | 1087.972 | 32.3123 | 64.4557 | 3.721 | 0.3248 | 0 | 13.166 | 3.19 | 76.892 | 1016.692 | 372.231 | -490.1174 | 1.1561 | 1.305 | -2.77 | 15.3687 | 8.0507 | 2025-08-21 | 2025_08_21 Hr 23 | 90.1295 | -0.000298 | -1016.692 | -435.541 | 307.7881 | 915.5594 | 133.8818 | 11.2638 | 83.7396 | 41.7889 | 130.6226 | 135.3766 | 23.1276 | 188.5348 | 264.6764 | 17.93 | 7.2612 | 46.06 | 228.1622 | 0 | 139.8071 | 0
2025_08_21 Hr 24 | 0 | 3e-05 | 0.000846 | 3.8529 | 3.8556 | 3.8556 | 3.8537 | 3.8541 | 3.8556 | 45.4755 | 0 | 0.196 | 90 | 0 | 94.2674 | 94.2674 | 264.9615 | 17.93 | 0.01353 | 0.06 | 0.08976 | 2.013 | 0 | 0 | 0 | 0 | 0 | 0 | 0.2511 | 46.06 | 7.2612 | 228.3633 | 0 | 0 | 0 | 0 | 4.6887 | 11.5435 | 0 | 51.098 | 0 | 0.6357 | 2.9394 | 2.025 | -1 | -4.2 | 4.9773 | 0 | 0 | 0.61055 | 0.61055 | 0.61055 | 0.61055 | 0.70995 | 15.9003 | 1.1136 | 0.00194 | 0 | 0 | 0 | 0 | 0 | 0 | 0 | 0 | 0 | 0 | 0 | 0 | 0 | 0 | 0 | 0 | 1.3943 | 0 | -455.4876 | 15.1892 | 0 | 69.9561 | 69.851 | 30.5106 | 991.3732 | 29.0459 | 57.9399 | 3.721 | 0.3248 | 0 | 13.166 | 3.19 | 76.892 | 941.625 | 362.6114 | -463.4576 | 1.1561 | 1.305 | -2.77 | 13.8151 | 7.2368 | 2025-08-21 | 2025_08_21 Hr 24 | 74.4969 | 1.89e-05 | -941.625 | -404.3896 | 198.5538 | 916.0456 | 136.4118 | 11.2638 | 83.7396 | 26.6992 | 48.6276 | 123.227 | 23.1276 | 188.5348 | 264.9615 | 17.93 | 7.2612 | 46.06 | 228.3633 | 0 | 139.8071 | 0
2025_08_22 Hr 01 | 0 | 3e-05 | 0.000846 | 3.8529 | 3.8556 | 3.8556 | 3.8537 | 3.8541 | 3.8556 | 36.7255 | 0 | 0.196 | 89 | 0 | 94.2674 | 94.2674 | 264.9615 | 0 | 0.01353 | 0.06 | 0.08976 | 2.013 | 0 | 0 | 0 | 0 | 0 | 0 | 0.2511 | 46.06 | 7.2612 | 228.3633 | 0 | 0 | 0 | 0 | 2.9462 | 7.2525 | 0 | 52.3881 | 0 | 0.6357 | 3 | 2.7 | -1 | -4.2 | 5.1221 | 0 | 0 | 0 | 0 | 0 | 0 | 0 | 6.9498 | 1.1136 | 0.00194 | 0 | 0 | 0 | 0 | 0 | 0 | 0 | 0 | 0 | 0 | 0 | 0 | 0 | 0 | 0 | 0 | 1.5684 | 0 | -473.8551 | 14.9634 | 0 | 69.9561 | 69.851 | 37.0176 | 956.0522 | 27.1712 | 53.9596 | 3.721 | 0.3248 | 0 | 13.166 | 3.19 | 76.892 | 878.3 | 351.6847 | -481.8251 | 1.3211 | 1.305 | -2.77 | 12.9021 | 6.7475 | 2025-08-22 | 2025_08_22 Hr 01 | 73.2016 | 1.9e-05 | -878.3 | -421.467 | 173.6797 | 898.1156 | 132.9683 | 11.2638 | 83.7396 | 21.2103 | 36.7255 | 115.7439 | 23.1276 | 188.5348 | 264.9615 | 0 | 7.2612 | 46.06 | 228.3633 | 0 | 139.8071 | 0
2025_08_22 Hr 02 | 0 | 3e-05 | 0.000846 | 3.8529 | 3.8556 | 3.8556 | 3.8537 | 3.8541 | 3.8556 | 36.6934 | 0 | 0.196 | 79 | 0 | 94.2674 | 94.2674 | 264.9615 | 0 | 0.01353 | 0.06 | 0.08976 | 2.013 | 0 | 0 | 0 | 0 | 0 | 0 | 0.2511 | 46.06 | 7.2612 | 228.3633 | 0 | 0 | 0 | 0 | 2.1347 | 5.2548 | 0 | 36.8721 | 0 | 0.6357 | 3 | 2.7 | -1 | -4.2 | 5.1221 | 0 | 0 | 0 | 0 | 0 | 0 | 0 | 4.0014 | 1.1136 | 0.00194 | 0 | 0 | 0 | 0 | 0 | 0 | 0 | 0 | 0 | 0 | 0 | 0 | 0 | 0 | 0 | 0 | 1.5684 | 0 | -490.0135 | 14.9634 | 0 | 69.9561 | 69.851 | 34.9932 | 953.2109 | 26.5727 | 52.7711 | 3.721 | 0.3248 | 0 | 13.166 | 3.19 | 76.892 | 826.5917 | 334.4922 | -497.9835 | 1.3211 | 1.305 | -2.77 | 12.6179 | 6.5989 | 2025-08-22 | 2025_08_22 Hr 02 | 73.087 | -2.6e-05 | -826.5917 | -453.1414 | 168.6186 | 898.1156 | 117.9955 | 11.2638 | 83.7396 | 18.4011 | 36.6934 | 113.5241 | 23.1276 | 188.5348 | 264.9615 | 0 | 7.2612 | 46.06 | 228.3633 | 0 | 139.8071 | 0
2025_08_22 Hr 03 | 0 | 3e-05 | 0.000846 | 3.8529 | 3.8556 | 3.8556 | 3.8537 | 3.8541 | 3.8556 | 36.6934 | 0 | 0.196 | 84 | 0 | 94.2674 | 94.2674 | 264.9615 | 0 | 0.01353 | 0.06 | 0.08976 | 2.013 | 0 | 0 | 0 | 0 | 0 | 0 | 0.2511 | 46.06 | 7.2612 | 228.3633 | 0 | 0 | 0 | 0 | 0.81884 | 2.0157 | 0 | 63.4521 | 0 | 0.6357 | 3 | 2.7 | -1 | -4.2 | 5.1221 | 0 | 0 | 0 | 0 | 0 | 0 | 0 | 8.9505 | 1.1136 | 0.00194 | 0 | 0 | 0 | 0 | 0 | 0 | 0 | 0 | 0 | 0 | 0 | 0 | 0 | 0 | 0 | 0 | 1.5684 | 0 | -524.4872 | 14.9634 | 0 | 69.9561 | 69.851 | 18.5088 | 948.6559 | 25.6024 | 50.844 | 3.721 | 0.3248 | 0 | 13.166 | 3.19 | 76.892 | 804.0084 | 324.3575 | -532.4572 | 1.3211 | 1.305 | -2.77 | 12.1571 | 6.3579 | 2025-08-22 | 2025_08_22 Hr 03 | 71.1219 | -5.12e-05 | -804.0084 | -461.0351 | 160.4642 | 898.1156 | 111.4602 | 11.2638 | 83.7396 | 13.8461 | 36.6934 | 109.9248 | 23.1276 | 188.5348 | 264.9615 | 0 | 7.2612 | 46.06 | 228.3633 | 0 | 139.8071 | 0
2025_08_22 Hr 04 | 0 | 3e-05 | 0.000846 | 3.8529 | 3.8556 | 3.8556 | 3.8537 | 3.8541 | 3.8556 | 36.6934 | 0 | 0.196 | 83 | 0 | 94.2674 | 94.2674 | 264.9615 | 0 | 0.01353 | 0.06 | 0.08976 | 2.013 | 0 | 0 | 0 | 0 | 0 | 0 | 0.2511 | 46.06 | 7.2612 | 228.3633 | 0 | 0 | 0 | 0 | 1.6625 | 4.0923 | 0 | 99.1597 | 0 | 0.6357 | 3 | 2.7 | -1 | -4.2 | 5.1221 | 0 | 0 | 0 | 0 | 0 | 0 | 0 | 28.8522 | 1.1136 | 0.00194 | 0 | 0 | 0 | 0 | 0 | 0 | 0 | 0 | 0 | 0 | 0 | 0 | 0 | 0 | 0 | 0 | 1.5684 | 0 | -600.46 | 14.9634 | 0 | 69.9561 | 69.851 | 30.9444 | 951.5762 | 26.2245 | 52.0795 | 3.721 | 0.3248 | 0 | 13.166 | 3.19 | 76.892 | 800.3083 | 358.0024 | -608.43 | 1.3211 | 1.305 | -2.77 | 12.4525 | 6.5124 | 2025-08-22 | 2025_08_22 Hr 04 | 76.5678 | 5e-05 | -800.3083 | -501.3003 | 165.6921 | 898.1156 | 142.7975 | 11.2638 | 83.7396 | 16.7663 | 36.6934 | 112.2324 | 23.1276 | 188.5348 | 264.9615 | 0 | 7.2612 | 46.06 | 228.3633 | 0 | 139.8071 | 0
2025_08_22 Hr 05 | 0 | 3e-05 | 0.000846 | 3.8529 | 3.8556 | 3.8556 | 3.8537 | 3.8541 | 3.8556 | 36.6934 | 0 | 0.196 | 76 | 0 | 94.2674 | 94.2674 | 264.9615 | 0 | 0.01353 | 0.06 | 0.08976 | 2.013 | 0 | 0 | 0 | 0 | 0 | 0 | 0.2511 | 46.06 | 7.2612 | 228.3633 | 0 | 0 | 0 | 0 | 1.6625 | 4.0923 | 0 | 51.7159 | 0 | 0.6357 | 3 | 2.7 | -1 | -4.2 | 5.1221 | 0 | 0 | 0 | 0 | 0 | 0 | 0 | 35.802 | 1.1136 | 0.00194 | 0 | 0 | 0 | 0 | 0 | 0 | 0 | 0 | 0 | 0 | 0 | 0 | 0 | 0 | 0 | 0 | 1.5684 | 0 | -589.2355 | 14.9634 | 0 | 69.9561 | 69.851 | 77.5056 | 951.5762 | 26.2245 | 52.0795 | 3.721 | 0.3248 | 0 | 13.166 | 3.19 | 76.892 | 810.6 | 404.5134 | -597.2055 | 1.3211 | 1.305 | -2.77 | 12.4525 | 6.5124 | 2025-08-22 | 2025_08_22 Hr 05 | 86.4549 | 1e-05 | -810.6 | -537.5196 | 165.6921 | 898.1156 | 189.3085 | 11.2638 | 83.7396 | 16.7663 | 36.6934 | 112.2324 | 23.1276 | 188.5348 | 264.9615 | 0 | 7.2612 | 46.06 | 228.3633 | 0 | 139.8071 | 0
2025_08_22 Hr 06 | 0 | 3e-05 | 0.000846 | 3.8529 | 3.8556 | 3.8556 | 3.8537 | 3.8541 | 3.8556 | 39.4072 | 0 | 0.196 | 88 | 0 | 94.2674 | 94.2674 | 264.9615 | 0 | 0.01353 | 0.06 | 0.08976 | 2.013 | 0 | 0 | 0 | 0 | 0 | 0 | 0.2511 | 46.06 | 7.2612 | 228.3633 | 0 | 0 | 0 | 0 | 3.6065 | 8.8777 | 0 | 34.6456 | 0 | 0.6357 | 3.0001 | 2.7 | -1 | -4.2 | 5.1221 | 0 | 0 | 0 | 0 | 0 | 0 | 0 | 38.7504 | 1.1136 | 0.00194 | 0 | 0 | 0 | 0 | 0 | 0 | 0 | 0 | 0 | 0 | 0 | 0 | 0 | 0 | 0 | 0 | 1.5684 | 0 | -557.0876 | 14.9634 | 0 | 69.9561 | 69.851 | 76.9272 | 961.0195 | 27.6581 | 54.9265 | 3.721 | 0.3248 | 0 | 13.166 | 3.19 | 76.892 | 854.8083 | 424.2008 | -565.0576 | 1.3211 | 1.305 | -2.77 | 13.1333 | 6.8684 | 2025-08-22 | 2025_08_22 Hr 06 | 81.0971 | 5.4e-05 | -854.8083 | -522.442 | 180.4529 | 898.1156 | 203.6785 | 11.2638 | 83.7396 | 23.4958 | 39.4072 | 117.5498 | 23.1276 | 188.5348 | 264.9615 | 0 | 7.2612 | 46.06 | 228.3633 | 0 | 139.8071 | 0
2025_08_22 Hr 07 | 1.5472 | 3e-05 | 0.000846 | 3.8529 | 3.8556 | 3.8556 | 3.8537 | 3.8541 | 3.8556 | 54.8007 | -14.8 | 0.196 | 83 | 0 | 94.2674 | 94.2674 | 253.9004 | 0 | 0.01353 | 0.06 | 0.08976 | 2.013 | 0 | 0 | 0 | 0 | 0 | 0 | 0.2511 | 46.06 | 7.2612 | 219.5424 | 0 | 0 | 0 | 0 | 6.738 | 16.5862 | 0 | 76.6362 | 0 | 0.6357 | 3.0636 | 0.45 | -1 | -4.2 | 5.1221 | 0 | 0 | 3.3398 | 3.3398 | 3.3398 | 3.3398 | 3.8835 | 46.6479 | 1.1136 | 0.00194 | 0 | 0 | 0 | 0 | 0 | 0 | 0 | 0 | 0 | 0 | 0 | 0 | 0 | 0 | 0 | 0 | 1.5684 | 0 | -530.9973 | 14.9634 | 0 | 66.9952 | 66.8946 | 57.9846 | 978.7598 | 29.9675 | 59.5127 | 3.721 | 0.3248 | -1.5472 | 13.166 | 3.19 | 76.892 | 918.35 | 418.2686 | -555.3145 | 1.3211 | 1.305 | -2.77 | 14.2299 | 7.4419 | 2025-08-22 | 2025_08_22 Hr 07 | 88.8654 | 4.2e-05 | -918.35 | -454.3611 | 217.758 | 872.3163 | 187.6334 | 11.2638 | 83.7396 | 34.3993 | 72.0433 | 111.3154 | 23.1276 | 188.5348 | 253.9004 | 0 | 7.2612 | 46.06 | 219.5424 | 0 | 133.8899 | 0
2025_08_22 Hr 08 | 11.3994 | 3e-05 | 0.000846 | 3.8529 | 3.8556 | 3.8556 | 3.8537 | 3.8541 | 3.8556 | 66.6057 | -14.8 | 0.196 | 75 | 0 | 94.2674 | 94.2674 | 253.9004 | 0 | 0.01353 | 0.06 | 0.08976 | 2.013 | 0 | 0 | 0 | 0 | 0 | 0 | 0.2511 | 46.06 | 7.2612 | 219.5424 | 0 | 0 | 0 | 0 | 8.9295 | 21.981 | 0 | 66.0967 | 0 | 0.6357 | 3.1425 | 0 | -1 | -4.2 | 5.1221 | 0 | 0 | 10.4243 | 10.4243 | 10.4243 | 10.4243 | 12.1212 | 51.7023 | 1.1136 | 0.00194 | 0 | 0 | 0 | 0 | 0 | 0 | 0 | 0 | 0 | 0 | 0 | 0 | 0 | 0 | 0 | 0 | 1.5684 | 0 | -515.1067 | 14.9634 | 0 | 66.9952 | 66.8946 | 58.9968 | 1034.806 | 31.5837 | 62.7223 | 3.721 | 0.3248 | -11.3994 | 13.166 | 3.19 | 76.892 | 983.8083 | 432.182 | -549.2761 | 1.3211 | 1.305 | -2.77 | 14.9973 | 7.8433 | 2025-08-22 | 2025_08_22 Hr 08 | 94.8799 | 8.3e-05 | -983.8083 | -449.01 | 279.7986 | 872.3163 | 185.7 | 11.2638 | 83.7396 | 42.0646 | 120.4239 | 117.31 | 23.1276 | 188.5348 | 253.9004 | 0 | 7.2612 | 46.06 | 219.5424 | 0 | 133.8899 | 0
2025_08_22 Hr 09 | 10.3712 | 3e-05 | 0.000846 | 3.8529 | 3.8556 | 3.8556 | 3.8537 | 3.8541 | 3.8556 | 71.3228 | -14.8 | 0.196 | 77 | 0 | 94.2674 | 94.2674 | 253.9004 | 21.08 | 0.01353 | 0.06 | 0.08976 | 2.013 | 0 | 0 | 0 | 0 | 0 | 0 | 0.2511 | 46.06 | 7.2612 | 219.5424 | 0 | 0 | 0 | 0 | 9.8053 | 24.1367 | 0 | 68.7224 | 0 | 0.6357 | 3.174 | 0 | -1 | -4.2 | 5.1221 | 0 | 0 | 13.3161 | 13.3161 | 13.3161 | 13.3161 | 15.4838 | 56.6514 | 1.1136 | 0.00194 | 0 | 0 | 0 | 0 | 0 | 0 | 0 | 0 | 0 | 0 | 0 | 0 | 0 | 0 | 0 | 0 | 1.5684 | 0 | -521.5414 | 14.9634 | 0 | 66.9952 | 66.8946 | 58.563 | 1078.596 | 32.2295 | 64.0048 | 3.721 | 0.3248 | -10.3712 | 13.166 | 3.19 | 76.892 | 1032.7 | 440.0645 | -554.6826 | 1.3211 | 1.305 | -2.77 | 15.304 | 8.0036 | 2025-08-22 | 2025_08_22 Hr 09 | 97.5496 | 1.5e-05 | -1032.7 | -452.819 | 304.9039 | 893.3963 | 192.2153 | 11.2638 | 83.7396 | 45.1275 | 140.071 | 119.7054 | 23.1276 | 188.5348 | 253.9004 | 21.08 | 7.2612 | 46.06 | 219.5424 | 0 | 133.8899 | 0
2025_08_22 Hr 10 | 11.3977 | 3e-05 | 0.000846 | 3.8529 | 3.8556 | 3.8556 | 3.8537 | 3.8541 | 3.8556 | 84.98 | -14.8 | 0.196 | 83 | 0 | 94.2674 | 94.2674 | 253.9004 | 21.08 | 0.01353 | 0.06 | 0.08976 | 2.013 | 0 | 0 | 0 | 0 | 0 | 0 | 0.2511 | 46.06 | 7.2612 | 219.5424 | 0 | 0 | 0 | 0 | 12.3407 | 30.378 | 0 | 48.0131 | 0 | 0.6357 | 3.2653 | 0 | -1 | -4.2 | 5.1221 | 0 | 0 | 21.6888 | 21.6888 | 21.6888 | 21.6888 | 25.2196 | 50.6493 | 1.1136 | 0.00194 | 0 | 0 | 0 | 0 | 0 | 0 | 0 | 0 | 0 | 0 | 0 | 0 | 0 | 0 | 0 | 0 | 1.5684 | 0 | -528.4162 | 14.9634 | 0 | 66.9952 | 66.8946 | 67.962 | 1144.348 | 34.0993 | 67.7181 | 3.721 | 0.3248 | -11.3977 | 13.166 | 3.19 | 76.892 | 1087.2 | 457.4231 | -562.5839 | 1.3211 | 1.305 | -2.77 | 16.1918 | 8.468 | 2025-08-22 | 2025_08_22 Hr 10 | 97.7612 | 2.8e-05 | -1087.2 | -480.4031 | 377.5912 | 893.3963 | 201.6122 | 11.2638 | 83.7396 | 53.9956 | 196.955 | 126.6406 | 23.1276 | 188.5348 | 253.9004 | 21.08 | 7.2612 | 46.06 | 219.5424 | 0 | 133.8899 | 0
2025_08_22 Hr 11 | 16.58 | 3e-05 | 0.000846 | 3.8529 | 3.8556 | 3.8556 | 3.8537 | 3.8541 | 3.8556 | 94.4141 | -14.8 | 0.196 | 82 | 0 | 94.2674 | 94.2674 | 253.9004 | 21.08 | 0.01353 | 0.06 | 0.08976 | 2.013 | 0 | 0 | 0 | 0 | 0 | 0 | 0.2511 | 46.06 | 7.2612 | 219.5424 | 0 | 0 | 0 | 0 | 14.0922 | 34.6893 | 0 | 38.3094 | 0 | 0.6357 | 3.3283 | 0 | -1 | -4.2 | 5.1221 | 0 | 0 | 27.4726 | 27.4726 | 27.4726 | 27.4726 | 31.9448 | 46.6479 | 1.1136 | 0.00194 | 0 | 0 | 0 | 0 | 0 | 0 | 0 | 0 | 0 | 0 | 0 | 0 | 0 | 0 | 0 | 0 | 1.5684 | 0 | -506.1919 | 14.9634 | 0 | 66.9952 | 66.8946 | 68.5404 | 1189.768 | 35.3909 | 70.2831 | 3.721 | 0.3248 | -16.58 | 13.166 | 3.19 | 76.892 | 1145.508 | 462.9731 | -545.5419 | 1.3211 | 1.305 | -2.77 | 16.8052 | 8.7887 | 2025-08-22 | 2025_08_22 Hr 11 | 96.1392 | 0.000386 | -1145.508 | -467.8825 | 427.8019 | 893.3963 | 197.1892 | 11.2638 | 83.7396 | 60.1214 | 236.2492 | 131.4313 | 23.1276 | 188.5348 | 253.9004 | 21.08 | 7.2612 | 46.06 | 219.5424 | 0 | 133.8899 | 0
2025_08_22 Hr 12 | 15.9714 | 3e-05 | 0.000846 | 3.8529 | 3.8556 | 3.8556 | 3.8537 | 3.8541 | 3.8556 | 101.5021 | -14.8 | 0.196 | 78 | 0 | 94.2674 | 94.2674 | 253.9004 | 21.08 | 0.01353 | 0.06 | 0.08976 | 2.013 | 0 | 0 | 0 | 0 | 0 | 0 | 0.2511 | 46.06 | 7.2612 | 219.5424 | 0 | 0 | 0 | 0 | 15.408 | 37.9285 | 0 | 38.5601 | 0 | 0.6357 | 3.3757 | 0 | -1 | -4.2 | 5.1221 | 0 | 0 | 31.8179 | 31.8179 | 31.8179 | 31.8179 | 36.9976 | 47.7009 | 1.1136 | 0.00194 | 0 | 0 | 0 | 0 | 0 | 0 | 0 | 0 | 0 | 0 | 0 | 0 | 0 | 0 | 0 | 0 | 1.5684 | 0 | -463.0033 | 14.9634 | 0 | 66.9952 | 66.8946 | 66.516 | 1223.892 | 36.3613 | 72.2103 | 3.721 | 0.3248 | -15.9714 | 13.166 | 3.19 | 76.892 | 1221.7 | 460.9924 | -501.7447 | 1.3211 | 1.305 | -2.77 | 17.2659 | 9.0297 | 2025-08-22 | 2025_08_22 Hr 12 | 94.5575 | 7.8e-05 | -1221.7 | -424.4432 | 465.5257 | 893.3963 | 192.2178 | 11.2638 | 83.7396 | 64.7238 | 265.7713 | 135.0306 | 23.1276 | 188.5348 | 253.9004 | 21.08 | 7.2612 | 46.06 | 219.5424 | 0 | 133.8899 | 0
2025_08_22 Hr 13 | 17.4623 | 3e-05 | 0.000846 | 3.8529 | 3.8556 | 3.8556 | 3.8537 | 3.8541 | 3.8556 | 107.4045 | -14.8 | 0.196 | 73 | 0 | 94.2674 | 94.2674 | 253.9004 | 21.08 | 0.01353 | 0.06 | 0.08976 | 2.013 | 0 | 0 | 0 | 0 | 0 | 0 | 0.2511 | 46.06 | 7.2612 | 219.5424 | 0 | 0 | 0 | 0 | 16.5038 | 40.6259 | 0 | 9.6773 | -0.09762 | 0.6357 | 3.4151 | 0 | -1 | -4.2 | 5.1221 | 0 | 0 | 35.4365 | 35.4365 | 35.4365 | 35.4365 | 41.2052 | 47.7009 | 1.1136 | 0.00194 | 0 | 0 | 0 | 0 | 0 | 0 | 0 | 0 | 0 | 0 | 0 | 0 | 0 | 0 | 0 | 0 | 1.5684 | 0 | -398.0078 | 14.9634 | 0 | 66.9952 | 66.8946 | 69.9864 | 1252.309 | 37.1694 | 73.8151 | 3.721 | 0.3248 | -17.4623 | 13.166 | 3.19 | 76.892 | 1287.6 | 463.951 | -438.2401 | 1.3211 | 1.305 | -2.77 | 17.6497 | 9.2304 | 2025-08-22 | 2025_08_22 Hr 13 | 100.5211 | -2.79e-06 | -1287.6 | -388.4281 | 496.9402 | 893.3963 | 190.6882 | 11.2638 | 83.7396 | 68.5564 | 290.3558 | 138.028 | 23.1276 | 188.5348 | 253.9004 | 21.08 | 7.2612 | 46.06 | 219.5424 | 0 | 133.8899 | 0
2025_08_22 Hr 14 | 15.5916 | 3e-05 | 0.000846 | 3.8529 | 3.8556 | 3.8556 | 3.8537 | 3.8541 | 3.8556 | 116.1718 | -14.8 | 0.196 | 74 | 0 | 94.2674 | 94.2674 | 253.9004 | 21.08 | 0.01353 | 0.06 | 0.08976 | 2.013 | 0 | 0 | 0 | 0 | 0 | 0 | 0.2511 | 46.06 | 7.2612 | 219.5424 | 0 | 0 | 0 | 0 | 18.1315 | 44.6325 | 0 | 20.3535 | 0 | 0.6357 | 3.4737 | 0 | -1 | -4.2 | 5.1221 | 0 | 0 | 40.8114 | 40.8114 | 40.8114 | 40.8114 | 47.4552 | 48.6486 | 1.1136 | 0.00194 | 0 | 0 | 0 | 0 | 0 | 0 | 0 | 0 | 0 | 0 | 0 | 0 | 0 | 0 | 0 | 0 | 1.5684 | 0 | -385.7158 | 14.9634 | 0 | 66.9952 | 66.8946 | 49.0194 | 1294.519 | 38.3697 | 76.1988 | 3.721 | 0.3248 | -15.5916 | 13.166 | 3.19 | 76.892 | 1338.308 | 447.5132 | -424.0775 | 1.3211 | 1.305 | -2.77 | 18.2196 | 9.5285 | 2025-08-22 | 2025_08_22 Hr 14 | 107.1199 | 0.000329 | -1338.308 | -365.3623 | 543.6019 | 893.3963 | 171.6689 | 11.2638 | 83.7396 | 74.2492 | 326.8726 | 142.4801 | 23.1276 | 188.5348 | 253.9004 | 21.08 | 7.2612 | 46.06 | 219.5424 | 0 | 133.8899 | 0
2025_08_22 Hr 15 | 16.2218 | 3e-05 | 0.000846 | 3.8529 | 3.8556 | 3.8556 | 3.8537 | 3.8541 | 3.8556 | 120.8889 | -14.8 | 0.196 | 60 | 0 | 94.2674 | 94.2674 | 253.9004 | 21.08 | 0.01353 | 0.06 | 0.08976 | 2.013 | 0 | 0 | 0 | 0 | 0 | 0 | 0.2511 | 46.06 | 7.2612 | 219.5424 | 0 | 0 | 0 | 0 | 19.0072 | 46.7882 | 0 | 28.0921 | 0 | 0.6357 | 3.5052 | 0 | -1 | -4.2 | 5.1221 | 0 | 0 | 43.7033 | 43.7033 | 43.7033 | 43.7033 | 50.8178 | 34.749 | 1.1136 | 0.00194 | 0 | 0 | 0 | 0 | 0 | 0 | 0 | 0 | 0 | 0 | 0 | 0 | 0 | 0 | 0 | 0 | 1.5684 | 0 | -349.4897 | 14.9634 | 0 | 66.9952 | 66.8946 | 45.549 | 1317.229 | 39.0155 | 77.4813 | 3.721 | 0.3248 | -16.2218 | 13.166 | 3.19 | 76.892 | 1376.008 | 419.1687 | -388.4815 | 1.3211 | 1.305 | -2.77 | 18.5263 | 9.6888 | 2025-08-22 | 2025_08_22 Hr 15 | 111.7038 | 0.000393 | -1376.008 | -321.3976 | 568.7074 | 893.3963 | 140.2989 | 11.2638 | 83.7396 | 77.3122 | 346.5198 | 144.8754 | 23.1276 | 188.5348 | 253.9004 | 21.08 | 7.2612 | 46.06 | 219.5424 | 0 | 133.8899 | 0
2025_08_22 Hr 16 | 18.371 | 3e-05 | 0.000846 | 3.8529 | 3.8556 | 3.8556 | 3.8537 | 3.8541 | 3.8556 | 123.7784 | -14.8 | 0.196 | 45 | 0 | 94.2674 | 94.2674 | 253.9004 | 21.08 | 0.01353 | 0.06 | 0.08976 | 2.013 | 0 | 0 | 0 | 0 | 0 | 0 | 0.2511 | 46.06 | 7.2612 | 219.5424 | 0 | 0 | 0 | 0 | 19.5436 | 48.1087 | 0 | 17.6292 | 0 | 0.6357 | 3.5245 | 0 | -1 | -4.2 | 5.1221 | 0 | 0 | 45.4747 | 45.4747 | 45.4747 | 45.4747 | 52.8776 | 34.749 | 1.1136 | 0.00194 | 0 | 0 | 0 | 0 | 0 | 0 | 0 | 0 | 0 | 0 | 0 | 0 | 0 | 0 | 0 | 0 | 1.5684 | 0 | -331.479 | 14.9634 | 0 | 66.9952 | 66.8946 | 54.5142 | 1331.14 | 39.4111 | 78.2669 | 3.721 | 0.3248 | -18.371 | 13.166 | 3.19 | 76.892 | 1392.9 | 416.7504 | -372.62 | 1.3211 | 1.305 | -2.77 | 18.7141 | 9.7871 | 2025-08-22 | 2025_08_22 Hr 16 | 142.3807 | 4.1e-05 | -1392.9 | -313.8498 | 584.086 | 893.3963 | 134.2641 | 11.2638 | 83.7396 | 79.1884 | 358.5549 | 146.3427 | 23.1276 | 188.5348 | 253.9004 | 21.08 | 7.2612 | 46.06 | 219.5424 | 0 | 133.8899 | 0
2025_08_22 Hr 17 | 17.8901 | 3e-05 | 0.000846 | 3.8529 | 3.8556 | 3.8556 | 3.8537 | 3.8541 | 3.8556 | 129.1623 | -14.8 | 0.196 | 40 | 0 | 94.2674 | 94.2674 | 253.9004 | 21.08 | 0.01353 | 0.06 | 0.08976 | 2.013 | 0 | 0 | 0 | 0 | 0 | 0 | 0.2511 | 46.06 | 7.2612 | 219.5424 | 0 | 0 | 0 | 0 | 20.5431 | 50.5691 | 0 | 11.4477 | 0 | 0.6357 | 3.5605 | 0 | -1 | -4.2 | 5.1221 | 0 | 0 | 48.7754 | 48.7754 | 48.7754 | 48.7754 | 56.7156 | 38.7504 | 1.1136 | 0.00194 | 0 | 0 | 0 | 0 | 0 | 0 | 0 | 0 | 0 | 0 | 0 | 0 | 0 | 0 | 0 | 0 | 1.5684 | 0 | -334.5787 | 14.9634 | 0 | 66.9952 | 66.8946 | 54.948 | 1357.061 | 40.1482 | 79.7308 | 3.721 | 0.3248 | -17.8901 | 13.166 | 3.19 | 76.892 | 1411.708 | 418.4386 | -375.2388 | 1.3211 | 1.305 | -2.77 | 19.0641 | 9.9701 | 2025-08-22 | 2025_08_22 Hr 17 | 148.6941 | 0.00043 | -1411.708 | -323.131 | 612.7403 | 893.3963 | 133.6993 | 11.2638 | 83.7396 | 82.6843 | 380.9794 | 149.0767 | 23.1276 | 188.5348 | 253.9004 | 21.08 | 7.2612 | 46.06 | 219.5424 | 0 | 133.8899 | 0
2025_08_22 Hr 18 | 17.1289 | 3e-05 | 0.000846 | 3.8529 | 3.8556 | 3.8556 | 3.8537 | 3.8541 | 3.8556 | 123.2598 | -14.8 | 0.196 | 46 | 0 | 94.2674 | 94.2674 | 253.9004 | 21.08 | 0.01353 | 0.06 | 0.08976 | 2.013 | 0 | 0 | 0 | 0 | 0 | 0 | 0.2511 | 46.06 | 7.2612 | 219.5424 | 0 | 0 | 0 | 0 | 19.4473 | 47.8717 | 0 | 21.4017 | -1.4635 | 0.6357 | 3.5211 | 0 | -1 | -4.2 | 5.1221 | 0 | 0 | 45.1568 | 45.1568 | 45.1568 | 45.1568 | 52.5079 | 31.8006 | 1.1136 | 0.00194 | 0 | 0 | 0 | 0 | 0 | 0 | 0 | 0 | 0 | 0 | 0 | 0 | 0 | 0 | 0 | 0 | 1.5684 | 0 | -325.5887 | 14.9634 | 0 | 66.9952 | 66.8946 | 52.9236 | 1328.644 | 39.3401 | 78.1259 | 3.721 | 0.3248 | -17.1289 | 13.166 | 3.19 | 76.892 | 1394.8 | 411.7059 | -365.4876 | 1.3211 | 1.305 | -2.77 | 18.6804 | 9.7695 | 2025-08-22 | 2025_08_22 Hr 18 | 146.8807 | 9.5e-05 | -1394.8 | -305.6505 | 581.3258 | 893.3963 | 130.7251 | 11.2638 | 83.7396 | 78.8516 | 356.3948 | 146.0794 | 23.1276 | 188.5348 | 253.9004 | 21.08 | 7.2612 | 46.06 | 219.5424 | 0 | 133.8899 | 0
2025_08_22 Hr 19 | 7.2602 | 3e-05 | 0.000846 | 3.8529 | 3.8556 | 3.8556 | 3.8537 | 3.8541 | 3.8556 | 113.6528 | -14.8 | 0.196 | 61 | 0 | 94.2674 | 94.2674 | 253.9004 | 21.08 | 0.01353 | 0.06 | 0.08976 | 2.013 | 0 | 0 | 0 | 0 | 0 | 0 | 0.2511 | 46.06 | 7.2612 | 219.5424 | 0 | 0 | 0 | 0 | 17.6638 | 43.4813 | 0 | 23.8487 | 0 | 0.6357 | 3.4569 | 0 | -1 | -4.2 | 5.1221 | 0 | 0 | 39.2671 | 39.2671 | 39.2671 | 39.2671 | 45.6594 | 26.8515 | 1.1136 | 0.00194 | 0 | 0 | 0 | 0 | 0 | 0 | 0 | 0 | 0 | 0 | 0 | 0 | 0 | 0 | 0 | 0 | 1.5684 | 0 | -335.2016 | 14.9634 | 0 | 66.9952 | 66.8946 | 54.5142 | 1282.391 | 38.0248 | 75.5139 | 3.721 | 0.3248 | -7.2602 | 13.166 | 3.19 | 76.892 | 1349.608 | 408.6002 | -365.2318 | 1.3211 | 1.305 | -2.77 | 18.0559 | 9.4428 | 2025-08-22 | 2025_08_22 Hr 19 | 141.5815 | 0.000411 | -1349.608 | -311.3529 | 530.195 | 893.3963 | 142.3666 | 11.2638 | 83.7396 | 72.6136 | 316.3806 | 141.2009 | 23.1276 | 188.5348 | 253.9004 | 21.08 | 7.2612 | 46.06 | 219.5424 | 0 | 133.8899 | 0
2025_08_22 Hr 20 | 0 | 3e-05 | 0.000846 | 3.8529 | 3.8556 | 3.8556 | 3.8537 | 3.8541 | 3.8556 | 105.0584 | -14.8 | 0.196 | 69 | 0 | 94.2674 | 94.2674 | 253.9004 | 21.08 | 0.01353 | 0.06 | 0.08976 | 2.013 | 0 | 0 | 0 | 0 | 0 | 0 | 0.2511 | 46.06 | 7.2612 | 219.5424 | 0 | 0 | 0 | 0 | 16.0683 | 39.5537 | 0 | 49.6299 | 0 | 0.6357 | 3.3994 | 0 | -1 | -4.2 | 5.1221 | 0 | 0 | 33.9982 | 33.9982 | 33.9982 | 33.9982 | 39.5327 | 23.7978 | 1.1136 | 0.00194 | 0 | 0 | 0 | 0 | 0 | 0 | 0 | 0 | 0 | 0 | 0 | 0 | 0 | 0 | 0 | 0 | 1.5684 | 0 | -408.9218 | 14.9634 | 0 | 66.9952 | 66.8946 | 52.9236 | 1241.014 | 36.8482 | 73.1772 | 3.721 | 0.3248 | 0 | 13.166 | 3.19 | 76.892 | 1259.283 | 400.3314 | -431.6918 | 1.3211 | 1.305 | -2.77 | 17.4971 | 9.1506 | 2025-08-22 | 2025_08_22 Hr 20 | 109.0711 | 0.000432 | -1259.283 | -359.2919 | 484.4533 | 893.3963 | 145.7223 | 11.2638 | 83.7396 | 67.033 | 280.5838 | 136.8366 | 23.1276 | 188.5348 | 253.9004 | 21.08 | 7.2612 | 46.06 | 219.5424 | 0 | 133.8899 | 0
2025_08_22 Hr 21 | 0 | 3e-05 | 0.000846 | 3.8529 | 3.8556 | 3.8556 | 3.8537 | 3.8541 | 3.8556 | 101.5021 | -14.8 | 0.196 | 74 | 0 | 94.2674 | 94.2674 | 253.9004 | 21.08 | 0.01353 | 0.06 | 0.08976 | 2.013 | 0 | 0 | 0 | 0 | 0 | 0 | 0.2511 | 46.06 | 7.2612 | 219.5424 | 0 | 0 | 0 | 0 | 15.408 | 37.9285 | 0 | 32.2347 | 0 | 0.6357 | 3.3757 | 0 | -1 | -4.2 | 5.1221 | 0 | 0 | 31.8179 | 31.8179 | 31.8179 | 31.8179 | 36.9976 | 28.8522 | 1.1136 | 0.00194 | 0 | 0 | 0 | 0 | 0 | 0 | 0 | 0 | 0 | 0 | 0 | 0 | 0 | 0 | 0 | 0 | 1.5684 | 0 | -446.6995 | 14.9634 | 0 | 66.9952 | 66.8946 | 69.9864 | 1223.892 | 36.3613 | 72.2103 | 3.721 | 0.3248 | 0 | 13.166 | 3.19 | 76.892 | 1212.3 | 425.6427 | -469.4695 | 1.3211 | 1.305 | -2.77 | 17.2659 | 9.0297 | 2025-08-22 | 2025_08_22 Hr 21 | 88.2975 | 8.8e-05 | -1212.3 | -414.4649 | 465.5257 | 893.3963 | 172.8395 | 11.2638 | 83.7396 | 64.7238 | 265.7713 | 135.0306 | 23.1276 | 188.5348 | 253.9004 | 21.08 | 7.2612 | 46.06 | 219.5424 | 0 | 133.8899 | 0
2025_08_22 Hr 22 | 0 | 3e-05 | 0.000846 | 3.8529 | 3.8556 | 3.8556 | 3.8537 | 3.8541 | 3.8556 | 89.5242 | -14.8 | 0.196 | 71 | 0 | 94.2674 | 94.2674 | 253.9004 | 21.08 | 0.01353 | 0.06 | 0.08976 | 2.013 | 0 | 0 | 0 | 0 | 0 | 0 | 0.2511 | 46.06 | 7.2612 | 219.5424 | 0 | 0 | 0 | 0 | 13.1844 | 32.4547 | 0 | 46.0106 | 0 | 0.6357 | 3.2956 | 0 | -1 | -4.2 | 5.1221 | 0 | 0 | 24.4747 | 24.4747 | 24.4747 | 24.4747 | 28.459 | 26.8515 | 1.1136 | 0.00194 | 0 | 0 | 0 | 0 | 0 | 0 | 0 | 0 | 0 | 0 | 0 | 0 | 0 | 0 | 0 | 0 | 1.5684 | 0 | -468.1385 | 14.9634 | 0 | 66.9952 | 66.8946 | 66.516 | 1166.225 | 34.7214 | 68.9536 | 3.721 | 0.3248 | 0 | 13.166 | 3.19 | 76.892 | 1132.417 | 411.0891 | -490.9085 | 1.3211 | 1.305 | -2.77 | 16.4872 | 8.6225 | 2025-08-22 | 2025_08_22 Hr 22 | 82.6457 | -0.000301 | -1132.417 | -422.1279 | 401.7764 | 893.3963 | 164.3684 | 11.2638 | 83.7396 | 56.9462 | 215.882 | 128.9482 | 23.1276 | 188.5348 | 253.9004 | 21.08 | 7.2612 | 46.06 | 219.5424 | 0 | 133.8899 | 0
2025_08_22 Hr 23 | 0 | 3e-05 | 0.000846 | 3.8529 | 3.8556 | 3.8556 | 3.8537 | 3.8541 | 3.8556 | 71.3228 | 0 | 0.196 | 71 | 0 | 94.2674 | 94.2674 | 264.6764 | 17.93 | 0.01353 | 0.06 | 0.08976 | 2.013 | 0 | 0 | 0 | 0 | 0 | 0 | 0.2511 | 46.06 | 7.2612 | 228.1622 | 0 | 0 | 0 | 0 | 9.8053 | 24.1367 | 0 | 30.1864 | 0 | 0.6357 | 3.174 | 0 | -1 | -4.2 | 5.1221 | 0 | 0 | 13.3161 | 13.3161 | 13.3161 | 13.3161 | 15.4838 | 34.749 | 1.1136 | 0.00194 | 0 | 0 | 0 | 0 | 0 | 0 | 0 | 0 | 0 | 0 | 0 | 0 | 0 | 0 | 0 | 0 | 1.5684 | 0 | -476.6518 | 14.9634 | 0 | 69.9561 | 69.851 | 68.5404 | 1100.759 | 32.2295 | 64.0048 | 3.721 | 0.3248 | 0 | 13.166 | 3.19 | 76.892 | 1058.092 | 411.7682 | -484.6218 | 1.3211 | 1.305 | -2.77 | 15.304 | 8.0036 | 2025-08-22 | 2025_08_22 Hr 23 | 66.7247 | -0.000325 | -1058.092 | -446.4654 | 319.7039 | 915.5594 | 174.2903 | 11.2638 | 83.7396 | 45.1275 | 140.071 | 134.5054 | 23.1276 | 188.5348 | 264.6764 | 17.93 | 7.2612 | 46.06 | 228.1622 | 0 | 139.8071 | 0
2025_08_22 Hr 24 | 0 | 3e-05 | 0.000846 | 3.8529 | 3.8556 | 3.8556 | 3.8537 | 3.8541 | 3.8556 | 49.3922 | 0 | 0.196 | 40 | 0 | 94.2674 | 94.2674 | 264.9615 | 17.93 | 0.01353 | 0.06 | 0.08976 | 2.013 | 0 | 0 | 0 | 0 | 0 | 0 | 0.2511 | 46.06 | 7.2612 | 228.3633 | 0 | 0 | 0 | 0 | 5.7339 | 14.1145 | 0 | 41.6617 | 0 | 0.6357 | 3.0323 | 1.35 | -1 | -4.2 | 5.1221 | 0 | 0 | 1.4368 | 1.4368 | 1.4368 | 1.4368 | 1.6707 | 39.6981 | 1.1136 | 0.00194 | 0 | 0 | 0 | 0 | 0 | 0 | 0 | 0 | 0 | 0 | 0 | 0 | 0 | 0 | 0 | 0 | 1.5684 | 0 | -428.3064 | 14.9634 | 0 | 69.9561 | 69.851 | 62.4672 | 1003.749 | 29.227 | 58.0422 | 3.721 | 0.3248 | 0 | 13.166 | 3.19 | 76.892 | 977.6417 | 368.5076 | -436.2764 | 1.3211 | 1.305 | -2.77 | 13.8783 | 7.258 | 2025-08-22 | 2025_08_22 Hr 24 | 64.416 | -2.7e-05 | -977.6417 | -386.6447 | 211.0711 | 916.0456 | 142.1662 | 11.2638 | 83.7396 | 30.8923 | 56.81 | 123.3689 | 23.1276 | 188.5348 | 264.9615 | 17.93 | 7.2612 | 46.06 | 228.3633 | 0 | 139.8071 | 0
2025_08_23 Hr 01 | 0 | 3e-05 | 0.000846 | 3.8529 | 3.8556 | 3.8556 | 3.8537 | 3.8541 | 3.8556 | 46.0644 | 0 | 0.196 | 77 | 0 | 94.2674 | 94.2674 | 264.9615 | 0 | 0.01353 | 0.06 | 0.08976 | 2.013 | 0 | 0 | 0 | 0 | 0 | 0 | 0.2511 | 46.06 | 7.2612 | 228.3633 | 0 | 0 | 0 | 0 | 5.2985 | 13.0408 | 0 | 51.5863 | 0 | 0.6357 | 3.3008 | 1.35 | -1 | -4.2 | 5.2668 | 0 | 0 | 0.75616 | 0.75616 | 0.75616 | 0.75616 | 0.87925 | 38.7504 | 1.1136 | 0.00194 | 0 | 0 | 0 | 0 | 0 | 0 | 0 | 0 | 0 | 0 | 0 | 0 | 0 | 0 | 0 | 0 | 1.7424 | 0 | -504.9048 | 14.1151 | 0 | 69.9561 | 69.851 | 57.9846 | 978.2202 | 27.1162 | 53.6049 | 3.721 | 0.3248 | 0 | 13.166 | 3.19 | 76.892 | 908.0417 | 391.11 | -512.8748 | 1.4862 | 1.305 | -2.77 | 12.8542 | 6.7112 | 2025-08-23 | 2025_08_23 Hr 01 | 66.4072 | -1.43e-05 | -908.0417 | -453.3185 | 194.5053 | 898.1156 | 173.7359 | 11.2638 | 83.7396 | 30.1355 | 49.9683 | 114.4016 | 23.1276 | 188.5348 | 264.9615 | 0 | 7.2612 | 46.06 | 228.3633 | 0 | 139.8071 | 0
2025_08_23 Hr 02 | 0 | 3e-05 | 0.000846 | 3.8529 | 3.8556 | 3.8556 | 3.8537 | 3.8541 | 3.8556 | 40.4808 | 0 | 0.196 | 78 | 0 | 94.2674 | 94.2674 | 264.9615 | 0 | 0.01353 | 0.06 | 0.08976 | 2.013 | 0 | 0 | 0 | 0 | 0 | 0 | 0.2511 | 46.06 | 7.2612 | 228.3633 | 0 | 0 | 0 | 0 | 4.2103 | 10.3625 | 0 | 47.8557 | 0 | 0.6357 | 3.258 | 2.7 | -1 | -4.2 | 5.2668 | 0 | 0 | 0 | 0 | 0 | 0 | 0 | 36.7497 | 1.1136 | 0.00194 | 0 | 0 | 0 | 0 | 0 | 0 | 0 | 0 | 0 | 0 | 0 | 0 | 0 | 0 | 0 | 0 | 1.7424 | 0 | -535.984 | 14.1151 | 0 | 69.9561 | 69.851 | 58.563 | 964.9236 | 26.3601 | 52.1102 | 3.721 | 0.3248 | 0 | 13.166 | 3.19 | 76.892 | 856.7167 | 387.8913 | -543.954 | 1.4862 | 1.305 | -2.77 | 12.4958 | 6.524 | 2025-08-23 | 2025_08_23 Hr 02 | 65.3674 | -1.4e-05 | -856.7167 | -488.1283 | 178.4124 | 898.1156 | 173.3136 | 11.2638 | 83.7396 | 26.3263 | 40.4808 | 111.6052 | 23.1276 | 188.5348 | 264.9615 | 0 | 7.2612 | 46.06 | 228.3633 | 0 | 139.8071 | 0
2025_08_23 Hr 03 | 0 | 3e-05 | 0.000846 | 3.8529 | 3.8556 | 3.8556 | 3.8537 | 3.8541 | 3.8556 | 38.6422 | 0 | 0.196 | 66 | 0 | 94.2674 | 94.2674 | 264.9615 | 0 | 0.01353 | 0.06 | 0.08976 | 2.013 | 0 | 0 | 0 | 0 | 0 | 0 | 0.2511 | 46.06 | 7.2612 | 228.3633 | 0 | 0 | 0 | 0 | 3.8492 | 9.4738 | 0 | 45.9339 | 0 | 0.6357 | 3.2438 | 2.7 | -1 | -4.2 | 5.2668 | 0 | 0 | 0 | 0 | 0 | 0 | 0 | 44.6472 | 1.1136 | 0.00194 | 0 | 0 | 0 | 0 | 0 | 0 | 0 | 0 | 0 | 0 | 0 | 0 | 0 | 0 | 0 | 0 | 1.7424 | 0 | -555.3428 | 14.1151 | 0 | 69.9561 | 69.851 | 55.9602 | 961.8208 | 26.1092 | 51.6142 | 3.721 | 0.3248 | 0 | 13.166 | 3.19 | 76.892 | 824.7 | 380.258 | -563.3128 | 1.4862 | 1.305 | -2.77 | 12.3768 | 6.4619 | 2025-08-23 | 2025_08_23 Hr 03 | 64.3628 | 6e-06 | -824.7 | -509.4089 | 174.3816 | 898.1156 | 166.6083 | 11.2638 | 83.7396 | 25.0622 | 38.6422 | 110.6772 | 23.1276 | 188.5348 | 264.9615 | 0 | 7.2612 | 46.06 | 228.3633 | 0 | 139.8071 | 0
2025_08_23 Hr 04 | 0 | 3e-05 | 0.000846 | 3.8529 | 3.8556 | 3.8556 | 3.8537 | 3.8541 | 3.8556 | 36.6934 | 0 | 0.196 | 46 | 0 | 94.2674 | 94.2674 | 264.9615 | 0 | 0.01353 | 0.06 | 0.08976 | 2.013 | 0 | 0 | 0 | 0 | 0 | 0 | 0.2511 | 46.06 | 7.2612 | 228.3633 | 0 | 0 | 0 | 0 | 2.3373 | 5.7527 | 0 | 60.6626 | 0 | 0.6357 | 3.1844 | 2.7 | -1 | -4.2 | 5.2668 | 0 | 0 | 0 | 0 | 0 | 0 | 0 | 44.6472 | 1.1136 | 0.00194 | 0 | 0 | 0 | 0 | 0 | 0 | 0 | 0 | 0 | 0 | 0 | 0 | 0 | 0 | 0 | 0 | 1.7424 | 0 | -551.3336 | 14.1151 | 0 | 69.9561 | 69.851 | 50.4654 | 954.5797 | 25.0587 | 49.5374 | 3.721 | 0.3248 | 0 | 13.166 | 3.19 | 76.892 | 806.8167 | 350.878 | -559.3036 | 1.4862 | 1.305 | -2.77 | 11.8788 | 6.2019 | 2025-08-23 | 2025_08_23 Hr 04 | 62.7678 | -3.8e-05 | -806.8167 | -490.671 | 163.2552 | 898.1156 | 141.1135 | 11.2638 | 83.7396 | 19.7699 | 36.6934 | 106.7919 | 23.1276 | 188.5348 | 264.9615 | 0 | 7.2612 | 46.06 | 228.3633 | 0 | 139.8071 | 0
2025_08_23 Hr 05 | 0 | 3e-05 | 0.000846 | 3.8529 | 3.8556 | 3.8556 | 3.8537 | 3.8541 | 3.8556 | 36.7101 | 0 | 0.196 | 16 | 0 | 94.2674 | 94.2674 | 264.9615 | 0 | 0.01353 | 0.06 | 0.08976 | 2.013 | 0 | 0 | 0 | 0 | 0 | 0 | 0.2511 | 46.06 | 7.2612 | 228.3633 | 0 | 0 | 0 | 0 | 2.997 | 7.3762 | 0 | 58.6924 | 0 | 0.6357 | 3.2103 | 2.7 | -1 | -4.2 | 5.2668 | 0 | 0 | 0 | 0 | 0 | 0 | 0 | 44.6472 | 1.1136 | 0.00194 | 0 | 0 | 0 | 0 | 0 | 0 | 0 | 0 | 0 | 0 | 0 | 0 | 0 | 0 | 0 | 0 | 1.7424 | 0 | -546.4868 | 14.1151 | 0 | 69.9561 | 69.851 | 60.4428 | 956.9055 | 25.517 | 50.4435 | 3.721 | 0.3248 | 0 | 13.166 | 3.19 | 76.892 | 793.6917 | 332.5505 | -554.4568 | 1.4862 | 1.305 | -2.77 | 12.0961 | 6.3154 | 2025-08-23 | 2025_08_23 Hr 05 | 61.7016 | -2.9e-05 | -793.6917 | -487.7944 | 167.2762 | 898.1156 | 121.0909 | 11.2638 | 83.7396 | 22.079 | 36.7101 | 108.4871 | 23.1276 | 188.5348 | 264.9615 | 0 | 7.2612 | 46.06 | 228.3633 | 0 | 139.8071 | 0
2025_08_23 Hr 06 | 0 | 3e-05 | 0.000846 | 3.8529 | 3.8556 | 3.8556 | 3.8537 | 3.8541 | 3.8556 | 37.4031 | 0 | 0.196 | 9 | 0 | 94.2674 | 94.2674 | 264.9615 | 0 | 0.01353 | 0.06 | 0.08976 | 2.013 | 0 | 0 | 0 | 0 | 0 | 0 | 0.2511 | 46.06 | 7.2612 | 228.3633 | 0 | 0 | 0 | 0 | 3.5844 | 8.822 | 0 | 48.0658 | 0 | 0.6357 | 3.2334 | 2.7 | -1 | -4.2 | 5.2668 | 0 | 0 | 0 | 0 | 0 | 0 | 0 | 42.7518 | 1.1136 | 0.00194 | 0 | 0 | 0 | 0 | 0 | 0 | 0 | 0 | 0 | 0 | 0 | 0 | 0 | 0 | 0 | 0 | 1.7424 | 0 | -531.1223 | 14.1151 | 0 | 69.9561 | 69.851 | 66.9498 | 959.6548 | 25.9252 | 51.2504 | 3.721 | 0.3248 | 0 | 13.166 | 3.19 | 76.892 | 800.3 | 331.6717 | -539.0923 | 1.4862 | 1.305 | -2.77 | 12.2896 | 6.4164 | 2025-08-23 | 2025_08_23 Hr 06 | 73.633 | -1e-06 | -800.3 | -483.0565 | 171.535 | 898.1156 | 118.7025 | 11.2638 | 83.7396 | 24.1352 | 37.4031 | 109.9966 | 23.1276 | 188.5348 | 264.9615 | 0 | 7.2612 | 46.06 | 228.3633 | 0 | 139.8071 | 0
2025_08_23 Hr 07 | 2.0713 | 3e-05 | 0.000846 | 3.8529 | 3.8556 | 3.8556 | 3.8537 | 3.8541 | 3.8556 | 45.5455 | -14.8 | 0.196 | 16 | 0 | 94.2674 | 94.2674 | 253.9004 | 0 | 0.01353 | 0.06 | 0.08976 | 2.013 | 0 | 0 | 0 | 0 | 0 | 0 | 0.2511 | 46.06 | 7.2612 | 219.5424 | 0 | 0 | 0 | 0 | 5.1974 | 12.7919 | 0 | 73.4278 | 0 | 0.6357 | 3.2968 | 1.35 | -1 | -4.2 | 5.2668 | 0 | 0 | 0.77855 | 0.77855 | 0.77855 | 0.77855 | 0.90529 | 46.6479 | 1.1136 | 0.00194 | 0 | 0 | 0 | 0 | 0 | 0 | 0 | 0 | 0 | 0 | 0 | 0 | 0 | 0 | 0 | 0 | 1.7424 | 0 | -536.2973 | 14.1151 | 0 | 66.9952 | 66.8946 | 63.4794 | 951.6637 | 27.046 | 53.466 | 3.721 | 0.3248 | -2.0713 | 13.166 | 3.19 | 76.892 | 809.2667 | 345.3138 | -561.1385 | 1.4862 | 1.305 | -2.77 | 12.8209 | 6.6938 | 2025-08-23 | 2025_08_23 Hr 07 | 77.1425 | 1.64e-05 | -809.2667 | -462.8695 | 178.6883 | 872.3163 | 126.1282 | 11.2638 | 83.7396 | 29.7815 | 49.565 | 99.3417 | 23.1276 | 188.5348 | 253.9004 | 0 | 7.2612 | 46.06 | 219.5424 | 0 | 133.8899 | 0
2025_08_23 Hr 08 | 13.4159 | 3e-05 | 0.000846 | 3.8529 | 3.8556 | 3.8556 | 3.8537 | 3.8541 | 3.8556 | 54.4891 | -14.8 | 0.196 | 14 | 0 | 94.2674 | 94.2674 | 253.9004 | 0 | 0.01353 | 0.06 | 0.08976 | 2.013 | 0 | 0 | 0 | 0 | 0 | 0 | 0.2511 | 46.06 | 7.2612 | 219.5424 | 0 | 0 | 0 | 0 | 6.9404 | 17.0818 | 0 | 58.3704 | 0 | 0.6357 | 3.3653 | 0 | -1 | -4.2 | 5.2668 | 0 | 0 | 5.4486 | 5.4486 | 5.4486 | 5.4486 | 6.3355 | 48.6486 | 1.1136 | 0.00194 | 0 | 0 | 0 | 0 | 0 | 0 | 0 | 0 | 0 | 0 | 0 | 0 | 0 | 0 | 0 | 0 | 1.7424 | 0 | -507.8256 | 14.1151 | 0 | 66.9952 | 66.8946 | 61.455 | 990.8189 | 28.2571 | 55.8602 | 3.721 | 0.3248 | -13.4159 | 13.166 | 3.19 | 76.892 | 864.2917 | 359.1139 | -544.0115 | 1.4862 | 1.305 | -2.77 | 13.395 | 6.9935 | 2025-08-23 | 2025_08_23 Hr 08 | 76.6388 | 4e-06 | -864.2917 | -449.4552 | 222.3227 | 872.3163 | 124.1045 | 11.2638 | 83.7396 | 35.8829 | 82.6189 | 103.8209 | 23.1276 | 188.5348 | 253.9004 | 0 | 7.2612 | 46.06 | 219.5424 | 0 | 133.8899 | 0
2025_08_23 Hr 09 | 18.5551 | 3e-05 | 0.000846 | 3.8529 | 3.8556 | 3.8556 | 3.8537 | 3.8541 | 3.8556 | 67.9785 | -14.8 | 0.196 | 11 | 0 | 94.2674 | 94.2674 | 253.9004 | 21.08 | 0.01353 | 0.06 | 0.08976 | 2.013 | 0 | 0 | 0 | 0 | 0 | 0 | 0.2511 | 46.06 | 7.2612 | 219.5424 | 0 | 0 | 0 | 0 | 9.5694 | 23.5522 | 0 | 40.8811 | 0 | 0.6357 | 3.4686 | 0 | -1 | -4.2 | 5.2668 | 0 | 0 | 13.7476 | 13.7476 | 13.7476 | 13.7476 | 15.9856 | 47.7009 | 1.1136 | 0.00194 | 0 | 0 | 0 | 0 | 0 | 0 | 0 | 0 | 0 | 0 | 0 | 0 | 0 | 0 | 0 | 0 | 1.7424 | 0 | -508.0068 | 14.1151 | 0 | 66.9952 | 66.8946 | 48.0072 | 1077.437 | 30.0838 | 59.4714 | 3.721 | 0.3248 | -18.5551 | 13.166 | 3.19 | 76.892 | 922.6 | 353.6134 | -549.3319 | 1.4862 | 1.305 | -2.77 | 14.2609 | 7.4456 | 2025-08-23 | 2025_08_23 Hr 09 | 75.4299 | 5.6e-05 | -922.6 | -467.1257 | 294.617 | 893.3963 | 106.709 | 11.2638 | 83.7396 | 45.0856 | 138.9546 | 110.5768 | 23.1276 | 188.5348 | 253.9004 | 21.08 | 7.2612 | 46.06 | 219.5424 | 0 | 133.8899 | 0
2025_08_23 Hr 10 | 17.8205 | 3e-05 | 0.000846 | 3.8529 | 3.8556 | 3.8556 | 3.8537 | 3.8541 | 3.8556 | 78.6267 | -14.8 | 0.196 | 8 | 0 | 94.1518 | 94.1518 | 253.2907 | 19.3233 | 0.01353 | 0.06 | 0.08976 | 2.013 | 0 | 0 | 0 | 0 | 0 | 0 | 0.2511 | 45.6692 | 7.2612 | 219.0291 | 0 | 0 | 0 | 0 | 11.6446 | 28.6597 | 0 | 49.8667 | 0 | 0.6357 | 3.5502 | 0 | -1 | -4.2 | 5.2668 | 0 | 0 | 20.2987 | 20.2987 | 20.2987 | 20.2987 | 23.6032 | 44.6472 | 1.1136 | 0.00194 | 0 | 0 | 0 | 0 | 0 | 0 | 0 | 0 | 0 | 0 | 0 | 0 | 0 | 0 | 0 | 0 | 1.7424 | 0 | -515.8962 | 14.1151 | 0 | 65.5292 | 65.4286 | 31.5228 | 1122.738 | 31.5257 | 62.3219 | 3.721 | 0.3248 | -17.8205 | 13.166 | 3.19 | 76.892 | 951.7917 | 335.6736 | -556.4866 | 1.4862 | 1.305 | -2.77 | 14.9445 | 7.8025 | 2025-08-23 | 2025_08_23 Hr 10 | 96.9615 | 3.2e-05 | -951.7917 | -466.0295 | 351.6844 | 886.9625 | 84.1709 | 11.2638 | 83.7396 | 52.3499 | 183.4248 | 115.9097 | 23.1276 | 188.3036 | 253.2907 | 19.3233 | 7.2612 | 45.6692 | 219.0291 | 0 | 130.9578 | 0
2025_08_23 Hr 11 | 18.5849 | 3e-05 | 0.000846 | 3.8529 | 3.8556 | 3.8556 | 3.8537 | 3.8541 | 3.8556 | 87.7185 | -14.8 | 0.196 | 6 | 0 | 94.2674 | 94.2674 | 253.9004 | 21.08 | 0.01353 | 0.06 | 0.08976 | 2.013 | 0 | 0 | 0 | 0 | 0 | 0 | 0.2511 | 46.06 | 7.2612 | 219.5424 | 0 | 0 | 0 | 0 | 13.4165 | 33.0207 | 0 | 30.7611 | 0 | 0.6357 | 3.6198 | 0 | -1 | -4.2 | 5.2668 | 0 | 0 | 25.8922 | 25.8922 | 25.8922 | 25.8922 | 30.1073 | 42.7518 | 1.1136 | 0.00194 | 0 | 0 | 0 | 0 | 0 | 0 | 0 | 0 | 0 | 0 | 0 | 0 | 0 | 0 | 0 | 0 | 1.7424 | 0 | -521.3939 | 14.1151 | 0 | 66.9952 | 66.8946 | 26.4618 | 1173.344 | 32.7569 | 64.7558 | 3.721 | 0.3248 | -18.5849 | 13.166 | 3.19 | 76.892 | 973.3917 | 332.0352 | -562.7488 | 1.4862 | 1.305 | -2.77 | 15.5281 | 8.1072 | 2025-08-23 | 2025_08_23 Hr 11 | 71.521 | -1.3e-05 | -973.3917 | -490.6328 | 400.4102 | 893.3963 | 75.2145 | 11.2638 | 83.7396 | 58.5524 | 221.3946 | 120.4631 | 23.1276 | 188.5348 | 253.9004 | 21.08 | 7.2612 | 46.06 | 219.5424 | 0 | 133.8899 | 0
2025_08_23 Hr 12 | 17.0079 | 3e-05 | 0.000846 | 3.8529 | 3.8556 | 3.8556 | 3.8537 | 3.8541 | 3.8556 | 96.8349 | -14.8 | 0.196 | 3 | 0 | 94.2674 | 94.2674 | 253.9004 | 21.08 | 0.01353 | 0.06 | 0.08976 | 2.013 | 0 | 0 | 0 | 0 | 0 | 0 | 0.2511 | 46.06 | 7.2612 | 219.5424 | 0 | 0 | 0 | 0 | 15.1932 | 37.3936 | 0 | 32.1587 | 0 | 0.6357 | 3.6896 | 0 | -1 | -4.2 | 5.2668 | 0 | 0 | 31.5009 | 31.5009 | 31.5009 | 31.5009 | 36.629 | 43.6995 | 1.1136 | 0.00194 | 0 | 0 | 0 | 0 | 0 | 0 | 0 | 0 | 0 | 0 | 0 | 0 | 0 | 0 | 0 | 0 | 1.7424 | 0 | -533.7612 | 14.1151 | 0 | 66.9952 | 66.8946 | 16.0506 | 1217.637 | 33.9915 | 67.1963 | 3.721 | 0.3248 | -17.0079 | 13.166 | 3.19 | 76.892 | 998.8167 | 322.5604 | -573.5391 | 1.4862 | 1.305 | -2.77 | 16.1133 | 8.4128 | 2025-08-23 | 2025_08_23 Hr 12 | 76.7295 | 1e-05 | -998.8167 | -501.6025 | 449.2685 | 893.3963 | 62.751 | 11.2638 | 83.7396 | 64.7718 | 259.4677 | 125.0289 | 23.1276 | 188.5348 | 253.9004 | 21.08 | 7.2612 | 46.06 | 219.5424 | 0 | 133.8899 | 0
2025_08_23 Hr 13 | 17.2069 | 3e-05 | 0.000846 | 3.8529 | 3.8556 | 3.8556 | 3.8537 | 3.8541 | 3.8556 | 105.2596 | -14.8 | 0.196 | 3 | 0 | 94.2674 | 94.2674 | 253.9004 | 21.08 | 0.01353 | 0.06 | 0.08976 | 2.013 | 0 | 0 | 0 | 0 | 0 | 0 | 0.2511 | 45.9947 | 7.2612 | 219.5424 | 0 | 0 | 0 | 0 | 16.8351 | 41.4346 | 0 | 23.0799 | 0 | 0.6357 | 3.7541 | 0 | -1 | -4.2 | 5.2668 | 0 | 0 | 36.6841 | 36.6841 | 36.6841 | 36.6841 | 42.6559 | 42.7518 | 1.1136 | 0.00194 | 0 | 0 | 0 | 0 | 0 | 0 | 0 | 0 | 0 | 0 | 0 | 0 | 0 | 0 | 0 | 0 | 1.7424 | 0 | -555.9463 | 14.1151 | 0 | 66.9952 | 66.8946 | 14.46 | 1258.503 | 35.1323 | 69.4516 | 3.721 | 0.3248 | -17.2069 | 13.166 | 3.19 | 76.892 | 1010.1 | 324.4404 | -595.9232 | 1.4862 | 1.305 | -2.77 | 16.6541 | 8.6951 | 2025-08-23 | 2025_08_23 Hr 13 | 75.9936 | 1e-05 | -1010.1 | -532.8664 | 494.4192 | 893.3311 | 60.2127 | 11.2638 | 83.7396 | 70.5193 | 294.6517 | 129.2483 | 23.1276 | 188.5348 | 253.9004 | 21.08 | 7.2612 | 45.9947 | 219.5424 | 0 | 133.8899 | 0
2025_08_23 Hr 14 | 16.459 | 3e-05 | 0.000846 | 3.8529 | 3.8556 | 3.8556 | 3.8537 | 3.8541 | 3.8556 | 111.3373 | -14.8 | 0.196 | 7 | 0 | 94.2674 | 94.2674 | 253.9004 | 21.08 | 0.01353 | 0.06 | 0.08976 | 2.013 | 0 | 0 | 0 | 0 | 0 | 0 | 0.2511 | 45.8642 | 7.2612 | 219.5424 | 0 | 0 | 0 | 0 | 18.0195 | 44.3499 | 0 | 18.3196 | 0 | 0.6357 | 3.8007 | 0 | -1 | -4.2 | 5.2668 | 0 | 0 | 40.4232 | 40.4232 | 40.4232 | 40.4232 | 47.0037 | 38.7504 | 1.1136 | 0.00194 | 0 | 0 | 0 | 0 | 0 | 0 | 0 | 0 | 0 | 0 | 0 | 0 | 0 | 0 | 0 | 0 | 1.7424 | 0 | -554.6519 | 14.1151 | 0 | 66.9952 | 66.8946 | 9.9774 | 1287.901 | 35.9554 | 71.0786 | 3.721 | 0.3248 | -16.459 | 13.166 | 3.19 | 76.892 | 1034.592 | 322.2523 | -593.8809 | 1.4862 | 1.305 | -2.77 | 17.0443 | 8.8988 | 2025-08-23 | 2025_08_23 Hr 14 | 67.6116 | -0.000269 | -1034.592 | -536.3323 | 526.9914 | 893.2005 | 55.7287 | 11.2638 | 83.7396 | 74.6655 | 320.0338 | 132.2921 | 23.1276 | 188.5348 | 253.9004 | 21.08 | 7.2612 | 45.8642 | 219.5424 | 0 | 133.8899 | 0
2025_08_23 Hr 15 | 15.9399 | 3e-05 | 0.000846 | 3.8529 | 3.8556 | 3.8556 | 3.8537 | 3.8541 | 3.8556 | 108.1502 | -14.8 | 0.196 | 6 | 0 | 94.2674 | 94.2674 | 253.9004 | 21.08 | 0.01353 | 0.06 | 0.08976 | 2.013 | 0 | 0 | 0 | 0 | 0 | 0 | 0.2511 | 46.06 | 7.2612 | 219.5424 | 0 | 0 | 0 | 0 | 17.3984 | 42.8211 | 0 | 23.7017 | 0 | 0.6357 | 3.7763 | 0 | -1 | -4.2 | 5.2668 | 0 | 0 | 38.4624 | 38.4624 | 38.4624 | 38.4624 | 44.7238 | 36.7497 | 1.1136 | 0.00194 | 0 | 0 | 0 | 0 | 0 | 0 | 0 | 0 | 0 | 0 | 0 | 0 | 0 | 0 | 0 | 0 | 1.7424 | 0 | -543.266 | 14.1151 | 0 | 66.9952 | 66.8946 | 5.4948 | 1272.612 | 35.5238 | 70.2254 | 3.721 | 0.3248 | -15.9399 | 13.166 | 3.19 | 76.892 | 1026.992 | 312.6538 | -581.9759 | 1.4862 | 1.305 | -2.77 | 16.8397 | 8.792 | 2025-08-23 | 2025_08_23 Hr 15 | 63.34 | -0.000312 | -1026.992 | -519.5643 | 509.9109 | 893.3963 | 48.2454 | 11.2638 | 83.7396 | 72.4913 | 306.7237 | 130.696 | 23.1276 | 188.5348 | 253.9004 | 21.08 | 7.2612 | 46.06 | 219.5424 | 0 | 133.8899 | 0
2025_08_23 Hr 16 | 16.5319 | 3e-05 | 0.000846 | 3.8529 | 3.8556 | 3.8556 | 3.8537 | 3.8541 | 3.8556 | 113.882 | -14.8 | 0.196 | 5 | 0 | 94.2674 | 94.2674 | 253.9004 | 21.08 | 0.01353 | 0.06 | 0.08976 | 2.013 | 0 | 0 | 0 | 0 | 0 | 0 | 0.2511 | 45.9947 | 7.2612 | 219.5424 | 0 | 0 | 0 | 0 | 18.5155 | 45.5705 | 0 | 20.3126 | 0 | 0.6357 | 3.8202 | 0 | -1 | -4.2 | 5.2668 | 0 | 0 | 41.9888 | 41.9888 | 41.9888 | 41.9888 | 48.8242 | 35.802 | 1.1136 | 0.00194 | 0 | 0 | 0 | 0 | 0 | 0 | 0 | 0 | 0 | 0 | 0 | 0 | 0 | 0 | 0 | 0 | 1.7424 | 0 | -585.3413 | 14.1151 | 0 | 66.9952 | 66.8946 | 3.4704 | 1300.395 | 36.3 | 71.7598 | 3.721 | 0.3248 | -16.5319 | 13.166 | 3.19 | 76.892 | 1008.208 | 312.1444 | -624.6432 | 1.4862 | 1.305 | -2.77 | 17.2076 | 8.9841 | 2025-08-23 | 2025_08_23 Hr 16 | 58.5748 | 0.000369 | -1008.208 | -565.0287 | 540.6293 | 893.3311 | 44.2733 | 11.2638 | 83.7396 | 76.4015 | 330.6612 | 133.5666 | 23.1276 | 188.5348 | 253.9004 | 21.08 | 7.2612 | 45.9947 | 219.5424 | 0 | 133.8899 | 0
2025_08_23 Hr 17 | 15.265 | 3e-05 | 0.000846 | 3.8529 | 3.8556 | 3.8556 | 3.8537 | 3.8541 | 3.8556 | 111.8561 | -14.8 | 0.196 | 2 | 0 | 94.1518 | 94.1518 | 253.2907 | 19.3233 | 0.01353 | 0.06 | 0.08976 | 2.013 | 0 | 0 | 0 | 0 | 0 | 0 | 0.2511 | 44.2339 | 7.2612 | 219.0291 | 0 | 0 | 0 | 0 | 18.1207 | 44.5987 | 0 | 31.6032 | -0.034777 | 0.6357 | 3.8047 | 0 | -1 | -4.2 | 5.2668 | 0 | 0 | 40.7424 | 40.7424 | 40.7424 | 40.7424 | 47.3749 | 30.7476 | 1.1136 | 0.00194 | 0 | 0 | 0 | 0 | 0 | 0 | 0 | 0 | 0 | 0 | 0 | 0 | 0 | 0 | 0 | 0 | 1.7424 | 0 | -557.1157 | 14.1151 | 0 | 64.0631 | 63.9626 | 3.0366 | 1279.816 | 36.0256 | 71.2175 | 3.721 | 0.3248 | -15.265 | 13.166 | 3.19 | 76.892 | 1017.608 | 301.3746 | -595.1506 | 1.4862 | 1.305 | -2.77 | 17.0776 | 8.9162 | 2025-08-23 | 2025_08_23 Hr 17 | 66.2583 | 0.00035787 | -1017.608 | -525.5472 | 529.772 | 882.5951 | 35.7851 | 11.2638 | 83.7396 | 75.0195 | 322.2005 | 132.552 | 23.1276 | 188.3036 | 253.2907 | 19.3233 | 7.2612 | 44.2339 | 219.0291 | 0 | 128.0257 | 0
2025_08_23 Hr 18 | 15.7542 | 3e-05 | 0.000846 | 3.8529 | 3.8556 | 3.8556 | 3.8537 | 3.8541 | 3.8556 | 112.869 | -14.8 | 0.196 | 2 | 0 | 94.2674 | 94.2674 | 253.9004 | 21.08 | 0.01353 | 0.06 | 0.08976 | 2.013 | 0 | 0 | 0 | 0 | 0 | 0 | 0.2511 | 46.06 | 7.2612 | 219.5424 | 0 | 0 | 0 | 0 | 18.3181 | 45.0846 | 0 | 19.6832 | 0 | 0.6357 | 3.8124 | 0 | -1 | -4.2 | 5.2668 | 0 | 0 | 41.3656 | 41.3656 | 41.3656 | 41.3656 | 48.0995 | 24.8508 | 1.1136 | 0.00194 | 0 | 0 | 0 | 0 | 0 | 0 | 0 | 0 | 0 | 0 | 0 | 0 | 0 | 0 | 0 | 0 | 1.7424 | 0 | -576.1763 | 14.1151 | 0 | 66.9952 | 66.8946 | 2.0244 | 1295.539 | 36.1628 | 71.4886 | 3.721 | 0.3248 | -15.7542 | 13.166 | 3.19 | 76.892 | 995.9833 | 295.4621 | -614.7004 | 1.4862 | 1.305 | -2.77 | 17.1426 | 8.9501 | 2025-08-23 | 2025_08_23 Hr 18 | 65.6438 | 5.2e-05 | -995.9833 | -556.4931 | 535.2006 | 893.3963 | 28.8761 | 11.2638 | 83.7396 | 75.7105 | 326.4309 | 133.0593 | 23.1276 | 188.5348 | 253.9004 | 21.08 | 7.2612 | 46.06 | 219.5424 | 0 | 133.8899 | 0
2025_08_23 Hr 19 | 5.6914 | 3e-05 | 0.000846 | 3.8529 | 3.8556 | 3.8556 | 3.8537 | 3.8541 | 3.8556 | 111.3373 | -14.8 | 0.196 | 1 | 0 | 93.9205 | 93.9205 | 251.4617 | 15.81 | 0.01353 | 0.06 | 0.08976 | 2.013 | 0 | 0 | 0 | 0 | 0 | 0 | 0.2511 | 43.1233 | 7.2612 | 218.0024 | 0 | 0 | 0 | 0 | 18.0195 | 44.3499 | 0 | 49.7041 | 0 | 0.6357 | 3.8007 | 0 | -1 | -4.2 | 5.2668 | 0 | 0 | 40.4232 | 40.4232 | 40.4232 | 40.4232 | 47.0037 | 18.8487 | 1.1136 | 0.00194 | 0 | 0 | 0 | 0 | 0 | 0 | 0 | 0 | 0 | 0 | 0 | 0 | 0 | 0 | 0 | 0 | 1.7424 | 0 | -561.6948 | 14.1151 | 0 | 59.5891 | 59.496 | 0.4338 | 1260.413 | 35.9554 | 71.0786 | 3.721 | 0.3248 | -5.6914 | 13.166 | 3.19 | 76.892 | 996 | 276.0395 | -590.1562 | 1.4862 | 1.305 | -2.77 | 17.0443 | 8.8988 | 2025-08-23 | 2025_08_23 Hr 19 | 58.501 | 5.3e-05 | -996 | -511.9907 | 526.9914 | 865.7125 | 20.2834 | 11.2638 | 83.7396 | 74.6655 | 320.0338 | 132.2921 | 23.1276 | 187.8411 | 251.4617 | 15.81 | 7.2612 | 43.1233 | 218.0024 | 0 | 119.0852 | 0
2025_08_23 Hr 20 | 0.51906 | 3e-05 | 0.000846 | 3.8529 | 3.8556 | 3.8556 | 3.8537 | 3.8541 | 3.8556 | 100.3679 | -14.8 | 0.196 | 1 | 0 | 94.2674 | 94.2674 | 253.9004 | 21.08 | 0.01353 | 0.06 | 0.08976 | 2.013 | 0 | 0 | 0 | 0 | 0 | 0 | 0.2511 | 0 | 7.2612 | 219.5424 | 0 | 0 | 0 | 0 | 15.8817 | 39.0882 | 0 | 70.4594 | 0 | 0.6357 | 3.7167 | 0.55 | -1 | -4.2 | 5.2668 | 0 | 0 | 33.6745 | 33.6745 | 33.6745 | 33.6745 | 39.1564 | 19.9017 | 1.1136 | 0.00194 | 0 | 0 | 0 | 0 | 0 | 0 | 0 | 0 | 0 | 0 | 0 | 0 | 0 | 0 | 0 | 0 | 1.7424 | 0 | -531.6627 | 14.1151 | 0 | 66.9952 | 66.8946 | 0 | 1188.741 | 34.4699 | 68.142 | 3.721 | 0.3248 | -0.51906 | 13.166 | 3.19 | 76.892 | 970.2416 | 265.9926 | -554.9518 | 1.4862 | 1.305 | -2.77 | 16.3401 | 8.5312 | 2025-08-23 | 2025_08_23 Hr 20 | 48.4265 | 0.000136 | -970.2416 | -461.2033 | 468.2027 | 847.3363 | 20.9026 | 11.2638 | 83.7396 | 67.182 | 274.2224 | 126.7983 | 23.1276 | 188.5348 | 253.9004 | 21.08 | 7.2612 | 0 | 219.5424 | 0 | 133.8899 | 0
2025_08_23 Hr 21 | 0 | 3e-05 | 0.000846 | 3.8529 | 3.8556 | 3.8556 | 3.8537 | 3.8541 | 3.8556 | 96.4891 | -14.8 | 0.196 | 1 | 0 | 94.2674 | 94.2674 | 253.9004 | 21.08 | 0.01353 | 0.06 | 0.08976 | 2.013 | 0 | 0 | 0 | 0 | 0 | 0 | 0.2511 | 0 | 7.2612 | 219.5424 | 0 | 0 | 0 | 0 | 15.1258 | 37.2277 | 0 | 40.7085 | 0 | 0.6357 | 3.687 | 0.55 | -1 | -4.2 | 5.2668 | 0 | 0 | 31.2882 | 31.2882 | 31.2882 | 31.2882 | 36.3816 | 20.8494 | 1.1136 | 0.00194 | 0 | 0 | 0 | 0 | 0 | 0 | 0 | 0 | 0 | 0 | 0 | 0 | 0 | 0 | 0 | 0 | 1.7424 | 0 | -536.5617 | 14.1151 | 0 | 66.5066 | 66.406 | 39.4758 | 1168.919 | 33.9446 | 67.1037 | 3.721 | 0.3248 | 0 | 13.166 | 3.19 | 76.892 | 954.25 | 303.9543 | -559.3317 | 1.4862 | 1.305 | -2.77 | 16.0911 | 8.4012 | 2025-08-23 | 2025_08_23 Hr 21 | 46.7037 | 6.9e-05 | -954.25 | -495.8532 | 447.4148 | 846.359 | 61.3261 | 11.2638 | 83.7396 | 64.5359 | 258.0232 | 124.8557 | 23.1276 | 188.5348 | 253.9004 | 21.08 | 7.2612 | 0 | 219.5424 | 0 | 132.9125 | 0
2025_08_23 Hr 22 | 0 | 1.5e-05 | 0.000423 | 3.8529 | 3.8556 | 3.8556 | 3.8537 | 3.8541 | 3.8556 | 84.8526 | -14.8 | 0.196 | 1 | 0 | 94.2674 | 94.2674 | 253.9004 | 21.08 | 0.01353 | 0.06 | 0.08976 | 2.013 | 0 | 0 | 0 | 0 | 0 | 0 | 0.2511 | 0 | 7.2612 | 219.5424 | 0 | 0 | 0 | 0 | 12.858 | 31.6461 | 0 | 38.4349 | 0 | 0.6357 | 3.5978 | 0.55 | -1 | -4.2 | 5.2668 | 0 | 0 | 24.1291 | 24.1291 | 24.1291 | 24.1291 | 28.0571 | 22.8501 | 1.1136 | 0.00194 | 0 | 0 | 0 | 0 | 0 | 0 | 0 | 0 | 0 | 0 | 0 | 0 | 0 | 0 | 0 | 0 | 1.7424 | 0 | -503.4546 | 14.1151 | 0 | 66.9952 | 66.8946 | 44.5368 | 1113.36 | 32.3689 | 63.9886 | 3.721 | 0.3248 | 0 | 13.166 | 3.19 | 76.892 | 930.7584 | 305.1882 | -526.2246 | 1.4862 | 1.305 | -2.77 | 15.3441 | 8.0112 | 2025-08-23 | 2025_08_23 Hr 22 | 53.3227 | -3.1e-05 | -930.7584 | -465.0197 | 385.051 | 847.3363 | 68.3873 | 11.2638 | 83.7396 | 56.5973 | 209.4259 | 119.0278 | 23.1276 | 188.5348 | 253.9004 | 21.08 | 7.2612 | 0 | 219.5424 | 0 | 133.8899 | 0
2025_08_23 Hr 23 | 0 | 0 | 0 | 3.8529 | 3.8556 | 3.8556 | 3.8537 | 3.8541 | 3.8556 | 67.8302 | 0 | 0.196 | 1 | 0 | 94.2674 | 94.2674 | 264.6764 | 17.93 | 0.01353 | 0.06 | 0.08976 | 2.013 | 0 | 0 | 0 | 0 | 0 | 0 | 0.2511 | 0 | 7.2612 | 228.1622 | 0 | 0 | 0 | 0 | 9.5405 | 23.4811 | 0 | 35.0425 | 0 | 0.6357 | 3.4675 | 0.55 | -1 | -4.2 | 5.2668 | 0 | 0 | 13.6564 | 13.6564 | 13.6564 | 13.6564 | 15.8796 | 20.8494 | 1.1136 | 0.00194 | 0 | 0 | 0 | 0 | 0 | 0 | 0 | 0 | 0 | 0 | 0 | 0 | 0 | 0 | 0 | 0 | 1.7424 | 0 | -507.5719 | 14.1151 | 0 | 69.9561 | 69.851 | 40.488 | 1052.819 | 30.0637 | 59.4317 | 3.721 | 0.3248 | 0 | 13.166 | 3.19 | 76.892 | 862.9333 | 290.6134 | -515.5419 | 1.4862 | 1.305 | -2.77 | 14.2514 | 7.4407 | 2025-08-23 | 2025_08_23 Hr 23 | 52.4049 | 4.7e-05 | -862.9333 | -472.5294 | 308.6225 | 869.4994 | 62.3374 | 11.2638 | 83.7396 | 44.9844 | 138.3355 | 125.3025 | 23.1276 | 188.5348 | 264.6764 | 17.93 | 7.2612 | 0 | 228.1622 | 0 | 139.8071 | 0
2025_08_23 Hr 24 | 0 | 0 | 0 | 0 | 0 | 0 | 0 | 0 | 0 | 54.4891 | 0 | 0.196 | 0 | 0 | 94.2674 | 94.2674 | 264.9615 | 17.93 | 0.01353 | 0.06 | 0.08976 | 2.013 | 0 | 0 | 0 | 0 | 0 | 0 | 0.2511 | 0 | 7.2612 | 228.3633 | 0 | 0 | 0 | 0 | 6.9404 | 17.0818 | 0 | 36.2482 | 0 | 0.6357 | 3.3653 | 0.61 | -1 | -4.2 | 5.2668 | 0 | 0 | 5.4486 | 5.4486 | 5.4486 | 5.4486 | 6.3355 | 26.8515 | 1.1136 | 0.00194 | 0 | 0 | 0 | 0 | 0 | 0 | 0 | 0 | 0 | 0 | 0 | 0 | 0 | 0 | 0 | 0 | 1.7424 | 0 | -481.5701 | 14.1151 | 0 | 69.9561 | 69.851 | 40.488 | 965.3597 | 28.2571 | 55.8602 | 3.721 | 0.3248 | 0 | 13.166 | 3.19 | 76.892 | 801.0016 | 288.9338 | -489.5401 | 1.4862 | 1.305 | -2.77 | 13.395 | 6.9935 | 2025-08-23 | 2025_08_23 Hr 24 | 49.9904 | 7.3e-05 | -801.0016 | -445.3219 | 237.1227 | 846.858 | 67.3395 | 11.2638 | 83.7396 | 35.8829 | 82.6189 | 118.6209 | 0 | 188.5348 | 264.9615 | 17.93 | 7.2612 | 0 | 228.3633 | 0 | 139.8071 | 0
2025_08_24 Hr 01 | 0 | 0 | 0 | 0 | 0 | 0 | 0 | 0 | 0 | 46.2448 | 0 | 0.196 | 0 | 0 | 94.2674 | 94.2674 | 264.9615 | 0 | 0.01353 | 0.06 | 0.08976 | 2.013 | 0 | 0 | 0 | 0 | 0 | 0 | 0.2511 | 0 | 7.2612 | 228.3633 | 0 | 0 | 0 | 0 | 5.6497 | 13.9028 | 0 | 66.0094 | 0 | 0.6357 | 3.5792 | 1.51 | -1 | -4.2 | 5.4116 | 0 | 0 | 1.7309 | 1.7309 | 1.7309 | 1.7309 | 2.0127 | 24.8508 | 1.1136 | 0.00194 | 0 | 0 | 0 | 0 | 0 | 0 | 0 | 0 | 0 | 0 | 0 | 0 | 0 | 0 | 0 | 0 | 1.9165 | 0 | -475.6974 | 13.5782 | 0 | 69.9561 | 69.851 | 32.535 | 916.2202 | 26.1725 | 51.4973 | 3.721 | 0.3248 | 0 | 13.166 | 3.19 | 76.892 | 769.01 | 270.4478 | -483.6674 | 1.6512 | 1.305 | -2.77 | 12.3854 | 6.4552 | 2025-08-24 | 2025_08_24 Hr 01 | 51.506 | 6e-06 | -769.01 | -409.688 | 197.3808 | 828.928 | 57.3858 | 11.2638 | 83.7396 | 32.111 | 55.1812 | 110.0886 | 0 | 188.5348 | 264.9615 | 0 | 7.2612 | 0 | 228.3633 | 0 | 139.8071 | 0
2025_08_24 Hr 02 | 0 | 0 | 0 | 0 | 0 | 0 | 0 | 0 | 0 | 36.8113 | 0 | 0.196 | 1 | 0 | 94.2674 | 94.2674 | 264.9615 | 0 | 0.01353 | 0.06 | 0.08976 | 2.013 | 0 | 0 | 0 | 0 | 0 | 0 | 0.2511 | 0 | 7.2612 | 228.3633 | 0 | 0 | 0 | 0 | 3.1062 | 7.6436 | 0 | 74.2809 | 0 | 0.6357 | 3.4707 | 3.31 | -1 | -4.2 | 5.4116 | 0 | 0 | 0 | 0 | 0 | 0 | 0 | 18.8487 | 1.1136 | 0.00194 | 0 | 0 | 0 | 0 | 0 | 0 | 0 | 0 | 0 | 0 | 0 | 0 | 0 | 0 | 0 | 0 | 1.9165 | 0 | -492.5341 | 13.5782 | 0 | 69.9561 | 69.851 | 49.4532 | 888.9391 | 24.4745 | 48.1562 | 3.721 | 0.3248 | 0 | 13.166 | 3.19 | 76.892 | 738.8184 | 276.1024 | -500.5041 | 1.6512 | 1.305 | -2.77 | 11.5818 | 6.0364 | 2025-08-24 | 2025_08_24 Hr 02 | 52.8366 | -5.7e-05 | -738.8184 | -418.2532 | 163.8382 | 828.928 | 69.3019 | 11.2638 | 83.7396 | 23.1998 | 36.8113 | 103.8271 | 0 | 188.5348 | 264.9615 | 0 | 7.2612 | 0 | 228.3633 | 0 | 139.8071 | 0
2025_08_24 Hr 03 | 0 | 0 | 0 | 0 | 0 | 0 | 0 | 0 | 0 | 36.7046 | 0 | 0.196 | 2 | 0 | 94.2674 | 94.2674 | 264.9615 | 0 | 0.01353 | 0.06 | 0.08976 | 2.013 | 0 | 0 | 0 | 0 | 0 | 0 | 0.2511 | 0 | 7.2612 | 228.3633 | 0 | 0 | 0 | 0 | 3.5127 | 8.6441 | 0 | 52.2692 | 0 | 0.6357 | 3.4881 | 3.31 | -1 | -4.2 | 5.4116 | 0 | 0 | 0 | 0 | 0 | 0 | 0 | 14.8473 | 1.1136 | 0.00194 | 0 | 0 | 0 | 0 | 0 | 0 | 0 | 0 | 0 | 0 | 0 | 0 | 0 | 0 | 0 | 0 | 1.9165 | 0 | -524.5299 | 13.5782 | 0 | 69.9561 | 69.851 | 74.0352 | 890.2568 | 24.7459 | 48.6903 | 3.721 | 0.3248 | 0 | 13.166 | 3.19 | 76.892 | 708.71 | 298.6839 | -532.4999 | 1.6512 | 1.305 | -2.77 | 11.7103 | 6.1034 | 2025-08-24 | 2025_08_24 Hr 03 | 53.2949 | 1.8e-05 | -708.71 | -472.2607 | 166.1568 | 828.928 | 90.8825 | 11.2638 | 83.7396 | 24.6242 | 36.7046 | 104.828 | 0 | 188.5348 | 264.9615 | 0 | 7.2612 | 0 | 228.3633 | 0 | 139.8071 | 0
2025_08_24 Hr 04 | 0 | 0 | 0 | 3.8529 | 3.8556 | 3.8556 | 3.8537 | 3.8541 | 3.8556 | 36.6934 | 0 | 0.196 | 3 | 0 | 94.2674 | 94.2674 | 264.9615 | 0 | 0.01353 | 0.06 | 0.08976 | 2.013 | 0 | 0 | 0 | 0 | 0 | 0 | 0.2511 | 0 | 7.2612 | 228.3633 | 0 | 0 | 0 | 0 | 3.007 | 7.3996 | 0 | 51.5594 | 0 | 0.6357 | 3.4665 | 3.25 | -1 | -4.2 | 5.4116 | 0 | 0 | 0 | 0 | 0 | 0 | 0 | 12.9519 | 1.1136 | 0.00194 | 0 | 0 | 0 | 0 | 0 | 0 | 0 | 0 | 0 | 0 | 0 | 0 | 0 | 0 | 0 | 0 | 1.9165 | 0 | -544.6425 | 13.5782 | 0 | 69.9561 | 69.851 | 76.4934 | 911.6014 | 24.4083 | 48.026 | 3.721 | 0.3248 | 0 | 13.166 | 3.19 | 76.892 | 709.55 | 299.0017 | -552.6125 | 1.6512 | 1.305 | -2.77 | 11.5505 | 6.0201 | 2025-08-24 | 2025_08_24 Hr 04 | 50.7306 | 2.4e-05 | -709.55 | -493.0831 | 163.1288 | 852.0556 | 92.4453 | 11.2638 | 83.7396 | 22.8524 | 36.6934 | 103.583 | 23.1276 | 188.5348 | 264.9615 | 0 | 7.2612 | 0 | 228.3633 | 0 | 139.8071 | 0
2025_08_24 Hr 05 | 0 | 0 | 0 | 3.8529 | 3.8556 | 3.8556 | 3.8537 | 3.8541 | 3.8556 | 36.6934 | 0 | 0.196 | 7 | 0 | 94.2674 | 94.2674 | 264.9615 | 0 | 0.01353 | 0.06 | 0.08976 | 2.013 | 0 | 0 | 0 | 0 | 0 | 0 | 0.2511 | 0 | 7.2612 | 228.3633 | 0 | 0 | 0 | 0 | 2.9723 | 7.3142 | 0 | 57.4299 | 0 | 0.6357 | 3.465 | 3.25 | -1 | -4.2 | 5.4116 | 0 | 0 | 0 | 0 | 0 | 0 | 0 | 14.8473 | 1.1136 | 0.00194 | 0 | 0 | 0 | 0 | 0 | 0 | 0 | 0 | 0 | 0 | 0 | 0 | 0 | 0 | 0 | 0 | 1.9165 | 0 | -560.4557 | 13.5782 | 0 | 69.9561 | 69.851 | 77.9394 | 911.4798 | 24.3851 | 47.9804 | 3.721 | 0.3248 | 0 | 13.166 | 3.19 | 76.892 | 706.7416 | 306.2577 | -568.4257 | 1.6512 | 1.305 | -2.77 | 11.5395 | 6.0144 | 2025-08-24 | 2025_08_24 Hr 05 | 48.6509 | 7.3e-05 | -706.7416 | -503.0258 | 162.9217 | 852.0556 | 99.7867 | 11.2638 | 83.7396 | 22.7308 | 36.6934 | 103.4975 | 23.1276 | 188.5348 | 264.9615 | 0 | 7.2612 | 0 | 228.3633 | 0 | 139.8071 | 0
2025_08_24 Hr 06 | 0 | 0 | 0 | 3.8529 | 3.8556 | 3.8556 | 3.8537 | 3.8541 | 3.8556 | 37.5665 | 0 | 0.196 | 10 | 0 | 94.2674 | 94.2674 | 264.9615 | 0 | 0.01353 | 0.06 | 0.08976 | 2.013 | 0 | 0 | 0 | 0 | 0 | 0 | 0.2511 | 0 | 7.2612 | 228.3633 | 0 | 0 | 0 | 0 | 3.8548 | 9.486 | 0 | 38.2654 | 0 | 0.6357 | 3.5027 | 3.25 | -1 | -4.2 | 5.4116 | 0 | 0 | 0 | 0 | 0 | 0 | 0 | 15.9003 | 1.1136 | 0.00194 | 0 | 0 | 0 | 0 | 0 | 0 | 0 | 0 | 0 | 0 | 0 | 0 | 0 | 0 | 0 | 0 | 1.9165 | 0 | -550.605 | 13.5782 | 0 | 69.9561 | 69.851 | 86.4708 | 915.4449 | 24.9743 | 49.1397 | 3.721 | 0.3248 | 0 | 13.166 | 3.19 | 76.892 | 716.15 | 321.0147 | -558.575 | 1.6512 | 1.305 | -2.77 | 11.8183 | 6.1597 | 2025-08-24 | 2025_08_24 Hr 06 | 54.8898 | 1.6e-05 | -716.15 | -512.3396 | 169.0595 | 852.0556 | 112.3711 | 11.2638 | 83.7396 | 25.8228 | 37.5665 | 105.6702 | 23.1276 | 188.5348 | 264.9615 | 0 | 7.2612 | 0 | 228.3633 | 0 | 139.8071 | 0
2025_08_24 Hr 07 | 1.0298 | 1.5e-05 | 0.000423 | 3.8529 | 3.8556 | 3.8556 | 3.8537 | 3.8541 | 3.8556 | 38.9786 | 0 | 0.196 | 24 | 0 | 94.2674 | 94.2674 | 253.9004 | 0 | 0.01353 | 0.06 | 0.08976 | 2.013 | 0 | 0 | 0 | 0 | 0 | 0 | 0.2511 | 0 | 7.2612 | 219.5424 | 0 | 0 | 0 | 0 | 4.192 | 10.3157 | 0 | 68.3531 | 0 | 0.6357 | 3.517 | 3.25 | -1 | -4.2 | 5.4116 | 0 | 0 | 0 | 0 | 0 | 0 | 0 | 16.848 | 1.1136 | 0.00194 | 0 | 0 | 0 | 0 | 0 | 0 | 0 | 0 | 0 | 0 | 0 | 0 | 0 | 0 | 0 | 0 | 1.9165 | 0 | -544.363 | 13.5782 | 0 | 66.9952 | 66.8946 | 74.469 | 892.2393 | 25.1994 | 49.5825 | 3.721 | 0.3248 | -1.0298 | 13.166 | 3.19 | 76.892 | 733.05 | 325.8204 | -553.3629 | 1.6512 | 1.305 | -2.77 | 11.9248 | 6.2152 | 2025-08-24 | 2025_08_24 Hr 07 | 50.0052 | 3.7e-05 | -733.05 | -476.0099 | 172.4827 | 826.2563 | 115.3174 | 11.2638 | 83.7396 | 27.004 | 38.9786 | 106.5001 | 23.1276 | 188.5348 | 253.9004 | 0 | 7.2612 | 0 | 219.5424 | 0 | 133.8899 | 0
2025_08_24 Hr 08 | 8.3 | 0.0003 | 0.00846 | 0 | 0 | 0 | 0 | 0 | 0 | 51.6327 | 0 | 0.196 | 17 | 0 | 94.2674 | 94.2674 | 253.9004 | 0 | 0.01353 | 0.06 | 0.08976 | 2.013 | 0 | 0 | 0 | 0 | 0 | 0 | 0.2511 | 0 | 0 | 219.5424 | 0 | 0 | 0 | 0 | 6.7306 | 16.5627 | 0 | 87.1545 | 0 | 0.6357 | 3.6253 | 0.835 | -1 | -4.2 | 5.4116 | 0 | 0 | 4.557 | 4.557 | 4.557 | 4.557 | 5.2988 | 15.9003 | 1.1136 | 0.00194 | 0 | 0 | 0 | 0 | 0 | 0 | 0 | 0 | 0 | 0 | 0 | 0 | 0 | 0 | 0 | 0 | 1.9165 | 0 | -504.3566 | 13.5782 | 0 | 56.3939 | 56.3098 | 67.5282 | 885.7471 | 26.8941 | 52.9171 | 3.721 | 0.3248 | -8.3 | 13.166 | 3.19 | 76.892 | 776.7267 | 324.4517 | -520.6266 | 1.6512 | 1.305 | -2.77 | 12.7268 | 6.6332 | 2025-08-24 | 2025_08_24 Hr 08 | 42.0303 | 8e-06 | -776.7267 | -417.2021 | 223.8068 | 774.6813 | 100.4373 | 11.2638 | 83.7396 | 35.8978 | 75.1595 | 112.7495 | 0 | 188.5348 | 253.9004 | 0 | 0 | 0 | 219.5424 | 0 | 112.7037 | 0
2025_08_24 Hr 09 | 18.5551 | 0.00159 | 0.044838 | 0 | 0 | 0 | 0 | 0 | 0 | 63.2736 | 0 | 0.196 | 8 | 0 | 94.2674 | 94.2674 | 253.2907 | 17.5667 | 0.01353 | 0.06 | 0.08976 | 2.013 | 0 | 0 | 0 | 0 | 0 | 0 | 0.2511 | 0 | 0 | 219.5424 | 0 | 0 | 0 | 0 | 9.0659 | 22.3094 | 0 | 41.8408 | 0 | 0.6357 | 3.7249 | 0.71 | -1 | -4.2 | 5.4116 | 0 | 0 | 11.7314 | 11.7314 | 11.7314 | 11.7314 | 13.6412 | 16.848 | 1.1136 | 0.00194 | 0 | 0 | 0 | 0 | 0 | 0 | 0 | 0 | 0 | 0 | 0 | 0 | 0 | 0 | 0 | 0 | 1.9165 | 0 | -363.0282 | 13.5782 | 0 | 0 | 0 | 61.455 | 846.8994 | 28.4532 | 55.9847 | 3.721 | 0.3248 | -18.5551 | 13.166 | 3.19 | 76.892 | 825.5183 | 326.3315 | -389.5533 | 1.6512 | 1.305 | -2.77 | 13.4646 | 7.0177 | 2025-08-24 | 2025_08_24 Hr 09 | 30.8302 | 7.1e-05 | -825.5183 | -321.1874 | 286.4183 | 678.9346 | 86.3494 | 11.2638 | 83.7396 | 44.0795 | 123.8405 | 118.4983 | 0 | 188.5348 | 253.2907 | 17.5667 | 0 | 0 | 219.5424 | 0 | 0 | 0
2025_08_24 Hr 10 | 17.4424 | 0.00438 | 0.12352 | 0 | 0 | 0 | 0 | 0 | 0 | 78.1274 | 0 | 0.196 | 6 | 0 | 93.9205 | 93.9205 | 247.1948 | 10.54 | 0.01353 | 0.06 | 0.08976 | 2.013 | 0 | 0 | 0 | 0 | 0 | 0 | 0.2511 | 0 | 0 | 216.4624 | 0 | 0 | 0 | 0 | 12.0458 | 29.6423 | 0 | 45.2266 | -2.0439 | 0.6357 | 3.8519 | 0.71 | -1 | -4.2 | 5.4116 | 0 | 0 | 20.902 | 20.902 | 20.902 | 20.902 | 24.3047 | 10.9512 | 1.1136 | 0.00194 | 0 | 0 | 0 | 0 | 0 | 0 | 0 | 0 | 0 | 0 | 0 | 0 | 0 | 0 | 0 | 0 | 1.9165 | 0 | -379.7928 | 13.5782 | 0 | 0 | 0 | 54.5142 | 902.7213 | 30.4425 | 59.899 | 3.721 | 0.3248 | -17.4424 | 13.166 | 3.19 | 76.892 | 858.4183 | 317.7195 | -405.2051 | 1.6512 | 1.305 | -2.77 | 14.406 | 7.5084 | 2025-08-24 | 2025_08_24 Hr 10 | 42.3258 | 7.4e-05 | -858.4183 | -336.6101 | 366.3935 | 662.0383 | 71.5933 | 11.2638 | 83.7396 | 54.5193 | 186.0402 | 125.834 | 0 | 187.8411 | 247.1948 | 10.54 | 0 | 0 | 216.4624 | 0 | 0 | 0
2025_08_24 Hr 11 | 16.58 | 0.00702 | 0.19796 | 0 | 0 | 0 | 0 | 0 | 0 | 83.54 | 0 | 0.196 | 6 | 0 | 94.2674 | 94.2674 | 244.7556 | 7.0267 | 0.01353 | 0.06 | 0.08976 | 2.013 | 0 | 0 | 0 | 0 | 0 | 0 | 0.2511 | 0 | 0 | 216.4624 | 0 | 0 | 0 | 0 | 13.1316 | 32.3144 | 0 | 16.3291 | -3.7598 | 0.6357 | 3.8982 | 0.71 | -1 | -4.2 | 5.4116 | 0 | 0 | 24.2437 | 24.2437 | 24.2437 | 24.2437 | 28.1904 | 6.9498 | 1.1136 | 0.00194 | 0 | 0 | 0 | 0 | 0 | 0 | 0 | 0 | 0 | 0 | 0 | 0 | 0 | 0 | 0 | 0 | 1.9165 | 0 | -335.1541 | 13.5782 | 0 | 0 | 0 | 61.0212 | 924.0063 | 31.1674 | 61.3253 | 3.721 | 0.3248 | -16.58 | 13.166 | 3.19 | 76.892 | 898.91 | 322.0385 | -359.7041 | 1.6512 | 1.305 | -2.77 | 14.749 | 7.6872 | 2025-08-24 | 2025_08_24 Hr 11 | 27.1468 | -3.9e-05 | -898.91 | -322.5848 | 395.5359 | 656.7795 | 74.176 | 11.2638 | 83.7396 | 58.3235 | 208.7054 | 128.507 | 0 | 188.5348 | 244.7556 | 7.0267 | 0 | 0 | 216.4624 | 0 | 0 | 0
2025_08_24 Hr 12 | 17.0079 | 0.008925 | 0.25168 | 0 | 0 | 0 | 0 | 0 | 0 | 90.1142 | 0 | 0.196 | 8 | 0 | 94.2674 | 94.2674 | 226.4666 | 7.0267 | 0.01353 | 0.06 | 0.08976 | 2.013 | 0 | 0 | 0 | 0 | 0 | 0 | 0.2511 | 0 | 0 | 211.8424 | 0 | 0 | 0 | 0 | 14.4505 | 35.5599 | 0 | 4.3119 | -39.7278 | 0.6357 | 3.9544 | 0.71 | -1 | -4.2 | 5.4116 | 0 | 0 | 28.3026 | 28.3026 | 28.3026 | 28.3026 | 32.91 | 4.0014 | 1.1136 | 0.00194 | 0 | 0 | 0 | 0 | 0 | 0 | 0 | 0 | 0 | 0 | 0 | 0 | 0 | 0 | 0 | 0 | 1.9165 | 0 | -252.478 | 13.5782 | 0 | 0 | 0 | 35.427 | 933.301 | 32.0479 | 63.0577 | 3.721 | 0.3248 | -17.0079 | 13.166 | 3.19 | 76.892 | 919.6017 | 299.1724 | -277.4559 | 1.6512 | 1.305 | -2.77 | 15.1657 | 7.9043 | 2025-08-24 | 2025_08_24 Hr 12 | 26.107 | -5.6e-05 | -919.6017 | -287.8938 | 430.9325 | 633.8705 | 47.689 | 11.2638 | 83.7396 | 62.9441 | 236.2347 | 131.7537 | 0 | 188.5348 | 226.4666 | 7.0267 | 0 | 0 | 211.8424 | 0 | 0 | 0
2025_08_24 Hr 13 | 15.5419 | 0.009795 | 0.27622 | 0 | 0 | 0 | 0 | 0 | 0 | 90.6332 | 0 | 0.196 | 10 | 0 | 93.5737 | 93.5737 | 166.5646 | 0 | 0.01353 | 0.06 | 0.08976 | 2.013 | 0 | 0 | 0 | 0 | 0 | 0 | 0.2511 | 0 | 0 | 176.7797 | 0 | 0 | 0 | 0 | 14.5546 | 35.8161 | 0 | 4.9923 | -19.6797 | 0.6357 | 3.9589 | 0.71 | -1 | -4.2 | 5.4116 | 0 | 0 | 28.6231 | 28.6231 | 28.6231 | 28.6231 | 33.2826 | 2.9484 | 1.1136 | 0.00194 | 0 | 0 | 0 | 0 | 0 | 0 | 0 | 0 | 0 | 0 | 0 | 0 | 0 | 0 | 0 | 0 | 1.9165 | 0 | -125.4229 | 13.5782 | 0 | 0 | 0 | 15.4722 | 832.4847 | 32.1174 | 63.1945 | 3.721 | 0.3248 | -15.5419 | 13.166 | 3.19 | 76.892 | 947.8184 | 278.9558 | -148.9348 | 1.6512 | 1.305 | -2.77 | 15.1986 | 7.9215 | 2025-08-24 | 2025_08_24 Hr 13 | 22.4555 | -2e-05 | -947.8184 | -140.1103 | 433.727 | 530.4916 | 28.7066 | 11.2638 | 83.7396 | 63.3089 | 238.4081 | 132.0101 | 0 | 187.1473 | 166.5646 | 0 | 0 | 0 | 176.7797 | 0 | 0 | 0
2025_08_24 Hr 14 | 16.1903 | 0.01029 | 0.29018 | 0 | 0 | 0 | 0 | 0 | 0 | 101.0877 | 0 | 0.196 | 13 | 0 | 93.9205 | 93.9205 | 164.964 | 1.7567 | 0.01353 | 0.06 | 0.08976 | 2.013 | 0 | 0 | 0 | 0 | 0 | 0 | 0.2511 | 0 | 0 | 159.8401 | 0 | 0 | 0 | 0 | 16.6519 | 40.9772 | 0 | 6.0921 | -7.7387 | 0.6357 | 4.0483 | 0.71 | -1 | -4.2 | 5.4116 | 0 | 0 | 35.0776 | 35.0776 | 35.0776 | 35.0776 | 40.7879 | 2.9484 | 1.1136 | 0.00194 | 0 | 0 | 0 | 0 | 0 | 0 | 0 | 0 | 0 | 0 | 0 | 0 | 0 | 0 | 0 | 0 | 1.9165 | 0 | -163.4352 | 13.5782 | 0 | 0 | 0 | 17.9304 | 867.5346 | 33.5175 | 65.9494 | 3.721 | 0.3248 | -16.1903 | 13.166 | 3.19 | 76.892 | 968.5183 | 290.2259 | -187.5955 | 1.6512 | 1.305 | -2.77 | 15.8612 | 8.2668 | 2025-08-24 | 2025_08_24 Hr 14 | 22.8256 | 8.4e-05 | -968.5183 | -165.0818 | 490.0157 | 514.4018 | 34.1793 | 11.2638 | 83.7396 | 70.6567 | 282.1859 | 137.1731 | 0 | 187.8411 | 164.964 | 1.7567 | 0 | 0 | 159.8401 | 0 | 0 | 0
2025_08_24 Hr 15 | 15.9399 | 0.010365 | 0.29229 | 0 | 0 | 0 | 0 | 0 | 0 | 100.7417 | 0 | 0.196 | 18 | 0 | 94.2674 | 94.2674 | 213.6664 | 21.08 | 0.01353 | 0.06 | 0.08976 | 2.013 | 0 | 0 | 0 | 0 | 0 | 0 | 0.2511 | 0 | 0 | 192.8901 | 0 | 0 | 0 | 0 | 16.5825 | 40.8064 | 0 | 78.3414 | 0 | 0.6357 | 4.0453 | 0.71 | -1 | -4.2 | 5.4116 | 0 | 0 | 34.864 | 34.864 | 34.864 | 34.864 | 40.5395 | 2.9484 | 1.1136 | 0.00194 | 0 | 0 | 0 | 0 | 0 | 0 | 0 | 0 | 0 | 0 | 0 | 0 | 0 | 0 | 0 | 0 | 1.9165 | 0 | -317.7943 | 13.5782 | 0 | 0 | 0 | 16.4844 | 967.6141 | 33.4712 | 65.8582 | 3.721 | 0.3248 | -15.9399 | 13.166 | 3.19 | 76.892 | 997.61 | 293.3587 | -341.7042 | 1.6512 | 1.305 | -2.77 | 15.8392 | 8.2554 | 2025-08-24 | 2025_08_24 Hr 15 | 36.0084 | -1.3e-05 | -997.61 | -239.4529 | 488.1527 | 616.1713 | 37.7355 | 11.2638 | 83.7396 | 70.4135 | 280.737 | 137.0022 | 0 | 188.5348 | 213.6664 | 21.08 | 0 | 0 | 192.8901 | 0 | 0 | 0
2025_08_24 Hr 16 | 13.4723 | 0.00993 | 0.28003 | 0 | 0 | 0 | 0 | 0 | 0 | 103.1143 | 0 | 0.196 | 8 | 0 | 94.2674 | 94.2674 | 253.9004 | 21.08 | 0.01353 | 0.06 | 0.08976 | 2.013 | 0 | 0 | 0 | 0 | 0 | 0 | 0.2511 | 0 | 0 | 219.5424 | 0 | 0 | 0 | 0 | 17.0585 | 41.9777 | 0 | 13.8993 | 0 | 0.6357 | 4.0656 | 0.71 | -1 | -4.2 | 5.4116 | 0 | 0 | 36.3288 | 36.3288 | 36.3288 | 36.3288 | 42.2428 | 2.9484 | 1.1136 | 0.00194 | 0 | 0 | 0 | 0 | 0 | 0 | 0 | 0 | 0 | 0 | 0 | 0 | 0 | 0 | 0 | 0 | 1.9165 | 0 | -276.6556 | 13.5782 | 0 | 0 | 0 | 13.4478 | 1046.091 | 33.789 | 66.4835 | 3.721 | 0.3248 | -13.4723 | 13.166 | 3.19 | 76.892 | 1040.918 | 279.0258 | -298.0979 | 1.6512 | 1.305 | -2.77 | 15.9896 | 8.3337 | 2025-08-24 | 2025_08_24 Hr 16 | 38.6079 | 0.000344 | -1040.918 | -262.7563 | 500.9274 | 683.0576 | 24.6862 | 11.2638 | 83.7396 | 72.0811 | 290.6723 | 138.1739 | 0 | 188.5348 | 253.9004 | 21.08 | 0 | 0 | 219.5424 | 0 | 0 | 0
2025_08_24 Hr 17 | 14.8769 | 0.00897 | 0.25295 | 0 | 0 | 0 | 0 | 0 | 0 | 107.3406 | 0 | 0.196 | 5 | 0 | 94.1518 | 94.1518 | 250.2427 | 15.81 | 0.01353 | 0.06 | 0.08976 | 2.013 | 0 | 0 | 0 | 0 | 0 | 0 | 0.2511 | 0 | 0 | 219.0291 | 0 | 0 | 0 | 0 | 17.9064 | 44.0641 | 0 | 18.8107 | -0.18465 | 0.6357 | 4.1018 | 0.71 | -1 | -4.2 | 5.4116 | 0 | 0 | 38.9381 | 38.9381 | 38.9381 | 38.9381 | 45.2768 | 0.9477 | 1.1136 | 0.00194 | 0 | 0 | 0 | 0 | 0 | 0 | 0 | 0 | 0 | 0 | 0 | 0 | 0 | 0 | 0 | 0 | 1.9165 | 0 | -238.7569 | 13.5782 | 0 | 0 | 0 | 14.46 | 1057.06 | 34.355 | 67.5972 | 3.721 | 0.3248 | -14.8769 | 13.166 | 3.19 | 76.892 | 1092.61 | 278.5281 | -261.6038 | 1.6512 | 1.305 | -2.77 | 16.2574 | 8.4734 | 2025-08-24 | 2025_08_24 Hr 17 | 41.6136 | -2.25e-05 | -1092.61 | -220.1308 | 523.6824 | 673.3854 | 20.6696 | 11.2638 | 83.7396 | 75.0515 | 308.3698 | 140.2611 | 0 | 188.3036 | 250.2427 | 15.81 | 0 | 0 | 219.0291 | 0 | 0 | 0
2025_08_24 Hr 18 | 9.8505 | 0.007185 | 0.20262 | 0 | 0 | 0 | 0 | 0 | 0 | 112.9015 | 0 | 0.196 | 5 | 0 | 94.2674 | 94.2674 | 170.2226 | 0 | 0.01353 | 0.06 | 0.08976 | 2.013 | 0 | 0 | 0 | 0 | 0 | 0 | 0.2511 | 0 | 0 | 201.0624 | 0 | 0 | 0 | 0 | 19.022 | 46.8093 | 0 | 0 | -65.6512 | 0.6357 | 4.1494 | 0.71 | -1 | -4.2 | 5.4116 | 0 | 0 | 42.3713 | 42.3713 | 42.3713 | 42.3713 | 49.269 | 0.9477 | 1.1136 | 0.00194 | 0 | 0 | 0 | 0 | 0 | 0 | 0 | 0 | 0 | 0 | 0 | 0 | 0 | 0 | 0 | 0 | 1.9165 | 0 | -41.1484 | 13.5782 | 0 | 0 | 0 | 13.014 | 970.6383 | 35.0997 | 69.0626 | 3.721 | 0.3248 | -9.8505 | 13.166 | 3.19 | 76.892 | 1120.818 | 274.8002 | -58.9689 | 1.6512 | 1.305 | -2.77 | 16.6099 | 8.657 | 2025-08-24 | 2025_08_24 Hr 18 | 23.9895 | 0.000279 | -1120.818 | -106.7997 | 553.6232 | 559.8198 | 19.1715 | 11.2638 | 83.7396 | 78.9599 | 331.6559 | 143.0074 | 0 | 188.5348 | 170.2226 | 0 | 0 | 0 | 201.0624 | 0 | 0 | 0
2025_08_24 Hr 19 | 4.6599 | 0.00495 | 0.13959 | 0 | 0 | 0 | 0 | 0 | 0 | 110.5289 | 0 | 0.196 | 3 | 0 | 91.0299 | 91.0299 | 163.6315 | 7.0267 | 0.01353 | 0.06 | 0.08976 | 2.013 | 0 | 0 | 0 | 0 | 0 | 0 | 0.2511 | 0 | 0 | 196.4424 | 0 | 0 | 0 | 0 | 18.546 | 45.638 | 0 | 56.1453 | -0.081601 | 0.6357 | 4.1291 | 0.71 | -1 | -4.2 | 5.4116 | 0 | 0 | 40.9065 | 40.9065 | 40.9065 | 40.9065 | 47.5657 | 0 | 1.1136 | 0.00194 | 0 | 0 | 0 | 0 | 0 | 0 | 0 | 0 | 0 | 0 | 0 | 0 | 0 | 0 | 0 | 0 | 1.9165 | 0 | -142.7796 | 13.5782 | 0 | 0 | 0 | 9.9774 | 948.3127 | 34.782 | 68.4373 | 3.721 | 0.3248 | -4.6599 | 13.166 | 3.19 | 76.892 | 1111.418 | 262.4513 | -155.4095 | 1.6512 | 1.305 | -2.77 | 16.4595 | 8.5787 | 2025-08-24 | 2025_08_24 Hr 19 | 25.0029 | 0.00037398 | -1111.418 | -86.7159 | 540.8485 | 549.1604 | 13.1219 | 11.2638 | 83.7396 | 77.2923 | 321.7205 | 141.8356 | 0 | 182.0598 | 163.6315 | 7.0267 | 0 | 0 | 196.4424 | 0 | 0 | 0
2025_08_24 Hr 20 | 0.51906 | 0.00228 | 0.064296 | 0 | 0 | 0 | 0 | 0 | 0 | 102.9413 | 0 | 0.196 | 1 | 0 | 94.2674 | 94.2674 | 213.6681 | 0 | 0.01353 | 0.06 | 0.08976 | 2.013 | 0 | 0 | 0 | 0 | 0 | 0 | 0.2511 | 0 | 0 | 219.5424 | 0 | 0 | 0 | 0 | 17.0238 | 41.8923 | 0 | 26.6195 | -0.065864 | 0.6357 | 4.0642 | 0.71 | -1 | -4.2 | 5.4116 | 0 | 0 | 36.222 | 36.222 | 36.222 | 36.222 | 42.1186 | 0 | 1.1136 | 0.00194 | 0 | 0 | 0 | 0 | 0 | 0 | 0 | 0 | 0 | 0 | 0 | 0 | 0 | 0 | 0 | 0 | 1.9165 | 0 | -193.1041 | 13.5782 | 0 | 0 | 0 | 22.5576 | 983.717 | 33.7658 | 66.4379 | 3.721 | 0.3248 | -0.51906 | 13.166 | 3.19 | 76.892 | 1073.818 | 265.1409 | -201.5932 | 1.6512 | 1.305 | -2.77 | 15.9786 | 8.328 | 2025-08-24 | 2025_08_24 Hr 20 | 25.5933 | 0.00036549 | -1073.818 | -166.5505 | 499.9959 | 621.7453 | 23.6242 | 11.2638 | 83.7396 | 71.9595 | 289.9479 | 138.0885 | 0 | 188.5348 | 213.6681 | 0 | 0 | 0 | 219.5424 | 0 | 0 | 0
2025_08_24 Hr 21 | 0 | 0.000555 | 0.015651 | 0 | 0 | 0 | 0 | 0 | 0 | 104.968 | 0 | 0.196 | 0 | 0 | 94.2674 | 94.2674 | 253.9004 | 15.81 | 0.01353 | 0.06 | 0.08976 | 2.013 | 0 | 0 | 0 | 0 | 0 | 0 | 0.2511 | 0 | 0 | 219.5424 | 0 | 0 | 0 | 0 | 17.4304 | 42.8928 | 0 | 32.4737 | 0 | 0.6357 | 4.0815 | 0.71 | -1 | -4.2 | 5.4116 | 0 | 0 | 37.4732 | 37.4732 | 37.4732 | 37.4732 | 43.5735 | 0 | 1.1136 | 0.00194 | 0 | 0 | 0 | 0 | 0 | 0 | 0 | 0 | 0 | 0 | 0 | 0 | 0 | 0 | 0 | 0 | 1.9165 | 0 | -333.6242 | 13.5782 | 0 | 0 | 0 | 63.0456 | 1049.622 | 34.0372 | 66.972 | 3.721 | 0.3248 | 0 | 13.166 | 3.19 | 76.892 | 1045.61 | 305.1089 | -341.5942 | 1.6512 | 1.305 | -2.77 | 16.1071 | 8.395 | 2025-08-24 | 2025_08_24 Hr 21 | 29.7878 | 5.9e-05 | -1045.61 | -301.1505 | 510.9077 | 677.7876 | 63.0618 | 11.2638 | 83.7396 | 73.3839 | 298.4344 | 139.0894 | 0 | 188.5348 | 253.9004 | 15.81 | 0 | 0 | 219.5424 | 0 | 0 | 0
2025_08_24 Hr 22 | 0 | 7.5e-05 | 0.002115 | 0 | 0 | 0 | 0 | 0 | 0 | 88.2605 | 0 | 0.196 | 1 | 0 | 94.2674 | 94.2674 | 253.9004 | 12.2967 | 0.01353 | 0.06 | 0.08976 | 2.013 | 0 | 0 | 0 | 0 | 0 | 0 | 0.2511 | 0 | 0 | 219.5424 | 0 | 0 | 0 | 0 | 14.0786 | 34.6448 | 0 | 44.9223 | 0 | 0.6357 | 3.9386 | 0.71 | -1 | -4.2 | 5.4116 | 0 | 0 | 27.1582 | 27.1582 | 27.1582 | 27.1582 | 31.5793 | 2.9484 | 1.1136 | 0.00194 | 0 | 0 | 0 | 0 | 0 | 0 | 0 | 0 | 0 | 0 | 0 | 0 | 0 | 0 | 0 | 0 | 1.9165 | 0 | -354.819 | 13.5782 | 0 | 0 | 0 | 78.5178 | 964.3903 | 31.7996 | 62.5692 | 3.721 | 0.3248 | 0 | 13.166 | 3.19 | 76.892 | 962.8017 | 316.278 | -362.789 | 1.6512 | 1.305 | -2.77 | 15.0482 | 7.8431 | 2025-08-24 | 2025_08_24 Hr 22 | 30.2196 | 9e-06 | -962.8017 | -309.8967 | 420.9522 | 674.2743 | 82.4684 | 11.2638 | 83.7396 | 61.6413 | 228.4726 | 130.8383 | 0 | 188.5348 | 253.9004 | 12.2967 | 0 | 0 | 219.5424 | 0 | 0 | 0
2025_08_24 Hr 23 | 0 | 0 | 0 | 0 | 0 | 0 | 0 | 0 | 0 | 68.5132 | 0 | 0.196 | 6 | 0 | 94.2674 | 94.2674 | 264.6764 | 17.93 | 0.01353 | 0.06 | 0.08976 | 2.013 | 0 | 0 | 0 | 0 | 0 | 0 | 0.2511 | 0 | 0 | 228.1622 | 0 | 0 | 0 | 0 | 10.117 | 24.8961 | 0 | 31.7212 | 0 | 0.6357 | 3.7697 | 0.71 | -1 | -4.2 | 5.4116 | 0 | 0 | 14.9663 | 14.9663 | 14.9663 | 14.9663 | 17.4027 | 4.0014 | 1.1136 | 0.00194 | 0 | 0 | 0 | 0 | 0 | 0 | 0 | 0 | 0 | 0 | 0 | 0 | 0 | 0 | 0 | 0 | 1.9165 | 0 | -346.3898 | 13.5782 | 0 | 0 | 0 | 89.9412 | 892.8467 | 29.1549 | 57.3655 | 3.721 | 0.3248 | 0 | 13.166 | 3.19 | 76.892 | 894.21 | 324.002 | -354.3598 | 1.6512 | 1.305 | -2.77 | 13.7967 | 7.1908 | 2025-08-24 | 2025_08_24 Hr 23 | 36.5608 | 5.6e-05 | -894.21 | -314.6686 | 314.6292 | 699.3034 | 99.9426 | 11.2638 | 83.7396 | 47.7621 | 145.7812 | 121.086 | 0 | 188.5348 | 264.6764 | 17.93 | 0 | 0 | 228.1622 | 0 | 0 | 0
2025_08_24 Hr 24 | 0 | 0 | 0 | 0 | 0 | 0 | 0 | 0 | 0 | 56.6993 | 0 | 0.196 | 15 | 0 | 94.2674 | 94.2674 | 264.9615 | 17.93 | 0.01353 | 0.06 | 0.08976 | 2.013 | 0 | 0 | 0 | 0 | 0 | 0 | 0.2511 | 0 | 0 | 228.3633 | 0 | 0 | 0 | 0 | 7.747 | 19.0639 | 0 | 39.736 | 0 | 0.6357 | 3.6686 | 0.71 | -1 | -4.2 | 5.4116 | 0 | 0 | 7.6726 | 7.6726 | 7.6726 | 7.6726 | 8.9216 | 10.9512 | 1.1136 | 0.00194 | 0 | 0 | 0 | 0 | 0 | 0 | 0 | 0 | 0 | 0 | 0 | 0 | 0 | 0 | 0 | 0 | 1.9165 | 0 | -402.2523 | 13.5782 | 0 | 0 | 0 | 97.4604 | 835.5597 | 27.5727 | 54.2523 | 3.721 | 0.3248 | 0 | 13.166 | 3.19 | 76.892 | 806.71 | 341.6367 | -410.2223 | 1.6512 | 1.305 | -2.77 | 13.0479 | 6.8006 | 2025-08-24 | 2025_08_24 Hr 24 | 39.6891 | 1.2e-05 | -806.71 | -362.5163 | 251.0217 | 699.7896 | 123.4116 | 11.2638 | 83.7396 | 39.4588 | 96.3112 | 115.2516 | 0 | 188.5348 | 264.9615 | 17.93 | 0 | 0 | 228.3633 | 0 | 0 | 0
2025_08_25 Hr 01 | 0 | 0 | 0 | 0 | 0 | 0 | 0 | 0 | 0 | 36.6934 | 0 | 0.196 | 26 | 0 | 94.2674 | 94.2674 | 264.9615 | 0 | 0.01353 | 0.06 | 0.08976 | 2.013 | 0 | 0 | 0 | 0 | 0 | 0 | 0.2511 | 0 | 0 | 228.3633 | 0 | 0 | 0 | 0 | 1.7958 | 4.4184 | 0 | 57.0345 | 0 | 0.6357 | 3.6669 | 3.31 | -1 | -4.2 | 5.5563 | 0 | 0 | 0 | 0 | 0 | 0 | 0 | 7.8975 | 1.1136 | 0.00194 | 0 | 0 | 0 | 0 | 0 | 0 | 0 | 0 | 0 | 0 | 0 | 0 | 0 | 0 | 0 | 0 | 2.0906 | 0 | -502.0611 | 14.5718 | 0 | 66.8349 | 66.7379 | 104.5458 | 871.47 | 25.1742 | 49.2951 | 3.721 | 0.3248 | 0 | 13.166 | 3.19 | 76.892 | 767.01 | 348.5366 | -510.0311 | 1.8163 | 1.305 | -2.77 | 11.8918 | 6.187 | 2025-08-25 | 2025_08_25 Hr 01 | 46.0693 | 3e-06 | -767.01 | -445.0266 | 163.1574 | 815.4324 | 138.4433 | 11.2638 | 83.7396 | 19.3442 | 36.6934 | 107.1198 | 0 | 188.5348 | 264.9615 | 0 | 0 | 0 | 228.3633 | 0 | 133.5728 | 0
2025_08_25 Hr 02 | 0 | 0 | 0 | 0 | 0 | 0 | 0 | 0 | 0 | 36.6934 | 0 | 0.196 | 54 | 0 | 94.2674 | 94.2674 | 264.9615 | 0 | 0.01353 | 0.06 | 0.08976 | 2.013 | 0 | 0 | 0 | 0 | 0 | 0 | 0.2511 | 0 | 0 | 228.3633 | 0 | 0 | 0 | 0 | 0.85764 | 2.1101 | 0 | 22.6536 | 0 | 0.6357 | 3.6237 | 3.31 | -1 | -4.2 | 5.5563 | 0 | 0 | 0 | 0 | 0 | 0 | 0 | 10.9512 | 1.1136 | 0.00194 | 0 | 0 | 0 | 0 | 0 | 0 | 0 | 0 | 0 | 0 | 0 | 0 | 0 | 0 | 0 | 0 | 2.0906 | 0 | -523.1241 | 14.5718 | 0 | 69.9561 | 69.851 | 103.9674 | 874.4148 | 24.5029 | 47.9806 | 3.721 | 0.3248 | 0 | 13.166 | 3.19 | 76.892 | 742.5183 | 376.5441 | -531.0941 | 1.8163 | 1.305 | -2.77 | 11.5747 | 6.022 | 2025-08-25 | 2025_08_25 Hr 02 | 55.0576 | 3.4e-05 | -742.5183 | -500.4705 | 157.4001 | 821.6668 | 168.9186 | 11.2638 | 83.7396 | 16.0546 | 36.6934 | 104.6521 | 0 | 188.5348 | 264.9615 | 0 | 0 | 0 | 228.3633 | 0 | 139.8071 | 0
2025_08_25 Hr 03 | 0 | 0 | 0 | 0 | 0 | 0 | 0 | 0 | 0 | 36.6934 | 0 | 0.196 | 80 | 0 | 94.2674 | 94.2674 | 264.9615 | 0 | 0.01353 | 0.06 | 0.08976 | 2.013 | 0 | 0 | 0 | 0 | 0 | 0 | 0.2511 | 0 | 0 | 228.3633 | 0 | 0 | 0 | 0 | 0.92171 | 2.2678 | 0 | 40.2102 | 0 | 0.6357 | 3.6267 | 3.31 | -1 | -4.2 | 5.5563 | 0 | 0 | 0 | 0 | 0 | 0 | 0 | 12.9519 | 1.1136 | 0.00194 | 0 | 0 | 0 | 0 | 0 | 0 | 0 | 0 | 0 | 0 | 0 | 0 | 0 | 0 | 0 | 0 | 2.0906 | 0 | -573.9344 | 14.5718 | 0 | 69.9561 | 69.851 | 76.9272 | 874.6394 | 24.5488 | 48.0704 | 3.721 | 0.3248 | 0 | 13.166 | 3.19 | 76.892 | 710.6183 | 377.6731 | -581.9044 | 1.8163 | 1.305 | -2.77 | 11.5964 | 6.0333 | 2025-08-25 | 2025_08_25 Hr 03 | 46.0693 | 5.54e-05 | -710.6183 | -533.7242 | 157.7933 | 821.6668 | 169.8791 | 11.2638 | 83.7396 | 16.2793 | 36.6934 | 104.8206 | 0 | 188.5348 | 264.9615 | 0 | 0 | 0 | 228.3633 | 0 | 139.8071 | 0
2025_08_25 Hr 04 | 0 | 0 | 0 | 0 | 0 | 0 | 0 | 0 | 0 | 36.6934 | 0 | 0.196 | 70 | 0 | 94.2674 | 94.2674 | 264.9615 | 0 | 0.01353 | 0.06 | 0.08976 | 2.013 | 0 | 0 | 0 | 0 | 0 | 0 | 0.2511 | 0 | 0 | 228.3633 | 0 | 0 | 0 | 0 | 0.05809 | 0.14292 | 0 | 40.3354 | 0 | 0.6357 | 3.582 | 3.61 | -1 | -4.2 | 5.5563 | 0 | 0 | 0 | 0 | 0 | 0 | 0 | 12.9519 | 1.1136 | 0.00194 | 0 | 0 | 0 | 0 | 0 | 0 | 0 | 0 | 0 | 0 | 0 | 0 | 0 | 0 | 0 | 0 | 2.0906 | 0 | -535.1054 | 14.5718 | 0 | 69.9561 | 69.851 | 66.9498 | 871.6063 | 23.8546 | 46.7111 | 3.721 | 0.3248 | 0 | 13.166 | 3.19 | 76.892 | 724.01 | 355.1437 | -543.0754 | 1.8163 | 1.305 | -2.77 | 11.2684 | 5.8627 | 2025-08-25 | 2025_08_25 Hr 04 | 45.2498 | 8.32e-06 | -724.01 | -494.77 | 152.2081 | 821.6668 | 149.9017 | 11.2638 | 83.7396 | 13.2462 | 36.6934 | 102.2685 | 0 | 188.5348 | 264.9615 | 0 | 0 | 0 | 228.3633 | 0 | 139.8071 | 0
2025_08_25 Hr 05 | 0 | 0 | 0 | 0 | 0 | 0 | 0 | 0 | 0 | 36.6934 | 0 | 0.196 | 77 | 0 | 94.2674 | 94.2674 | 264.9615 | 0 | 0.01353 | 0.06 | 0.08976 | 2.013 | 0 | 0 | 0 | 0 | 0 | 0 | 0.2511 | 0 | 0 | 228.3633 | 0 | 0 | 0 | 0 | 1.1688 | 2.8758 | 0 | 47.7185 | 0 | 0.6357 | 3.638 | 3.31 | -1 | -4.2 | 5.5563 | 0 | 0 | 0 | 0 | 0 | 0 | 0 | 18.8487 | 1.1136 | 0.00194 | 0 | 0 | 0 | 0 | 0 | 0 | 0 | 0 | 0 | 0 | 0 | 0 | 0 | 0 | 0 | 0 | 2.0906 | 0 | -534.6086 | 14.5718 | 0 | 69.9561 | 69.851 | 58.563 | 875.506 | 24.7256 | 48.4167 | 3.721 | 0.3248 | 0 | 13.166 | 3.19 | 76.892 | 743.5016 | 362.8558 | -542.5786 | 1.8163 | 1.305 | -2.77 | 11.6799 | 6.0767 | 2025-08-25 | 2025_08_25 Hr 05 | 45.2586 | 8.3e-05 | -743.5016 | -486.8901 | 159.3099 | 821.6668 | 154.4117 | 11.2638 | 83.7396 | 17.1458 | 36.6934 | 105.4706 | 0 | 188.5348 | 264.9615 | 0 | 0 | 0 | 228.3633 | 0 | 139.8071 | 0
2025_08_25 Hr 06 | 0 | 0 | 0 | 0 | 0 | 0 | 0 | 0 | 0 | 40.8317 | 0 | 0.196 | 87 | 0 | 94.2674 | 94.2674 | 264.9615 | 0 | 0.01353 | 0.06 | 0.08976 | 2.013 | 0 | 0 | 0 | 0 | 0 | 0 | 0.2511 | 0 | 0 | 228.3633 | 0 | 0 | 0 | 0 | 4.235 | 10.4198 | 0 | 58.3505 | 0 | 0.6357 | 3.7791 | 3.31 | -1 | -4.2 | 5.5563 | 0 | 0 | 0 | 0 | 0 | 0 | 0 | 23.7978 | 1.1136 | 0.00194 | 0 | 0 | 0 | 0 | 0 | 0 | 0 | 0 | 0 | 0 | 0 | 0 | 0 | 0 | 0 | 0 | 2.0906 | 0 | -502.4769 | 14.5718 | 0 | 66.8948 | 66.7894 | 55.5264 | 884.2726 | 26.9195 | 52.7127 | 3.721 | 0.3248 | 0 | 13.166 | 3.19 | 76.892 | 815.01 | 382.8337 | -510.4469 | 1.8163 | 1.305 | -2.77 | 12.7162 | 6.6159 | 2025-08-25 | 2025_08_25 Hr 06 | 44.7034 | 1.2e-05 | -815.01 | -444.1264 | 182.2649 | 815.5438 | 166.3242 | 11.2638 | 83.7396 | 27.8971 | 40.8317 | 113.5361 | 0 | 188.5348 | 264.9615 | 0 | 0 | 0 | 228.3633 | 0 | 133.6842 | 0
2025_08_25 Hr 07 | 1.0298 | 1.5e-05 | 0.000423 | 3.8529 | 3.8556 | 3.8556 | 3.8537 | 3.8541 | 3.8556 | 58.0726 | -14.8 | 0.196 | 74 | 0 | 94.2674 | 94.2674 | 253.9004 | 0 | 0.01353 | 0.06 | 0.08976 | 2.013 | 0 | 0 | 0 | 0 | 0 | 0 | 0.2511 | 0 | 7.2612 | 219.5424 | 0 | 0 | 0 | 0 | 7.6078 | 18.7183 | 0 | 76.4249 | 0 | 0.6357 | 3.9343 | 0.55 | -1 | -4.2 | 5.5563 | 0 | 0 | 5.7175 | 5.7175 | 5.7175 | 5.7175 | 6.6482 | 28.8522 | 1.1136 | 0.00194 | 0 | 0 | 0 | 0 | 0 | 0 | 0 | 0 | 0 | 0 | 0 | 0 | 0 | 0 | 0 | 0 | 2.0906 | 0 | -512.936 | 14.5718 | 0 | 66.9952 | 66.8946 | 55.5264 | 953.5709 | 29.3328 | 57.4383 | 3.721 | 0.3248 | -1.0298 | 13.166 | 3.19 | 76.892 | 878.05 | 384.7899 | -536.7358 | 1.8163 | 1.305 | -2.77 | 13.8562 | 7.209 | 2025-08-25 | 2025_08_25 Hr 07 | 63.8403 | 4.3e-05 | -878.05 | -436.5111 | 234.9223 | 826.2563 | 158.379 | 11.2638 | 83.7396 | 39.7235 | 87.5907 | 107.6081 | 23.1276 | 188.5348 | 253.9004 | 0 | 7.2612 | 0 | 219.5424 | 0 | 133.8899 | 0
2025_08_25 Hr 08 | 9.3298 | 0.000345 | 0.009729 | 3.8529 | 3.8556 | 3.8556 | 3.8537 | 3.8541 | 3.8556 | 74.1187 | -14.8 | 0.196 | 37 | 0 | 94.2674 | 94.2674 | 253.9004 | 0 | 0.01353 | 0.06 | 0.08976 | 2.013 | 0 | 0 | 0 | 0 | 0 | 0 | 0.2511 | 0 | 7.2612 | 219.5424 | 0 | 0 | 0 | 0 | 10.5779 | 26.0258 | 0 | 55.6883 | 0 | 0.6357 | 4.071 | 0.55 | -1 | -4.2 | 5.5563 | 0 | 0 | 15.6589 | 15.6589 | 15.6589 | 15.6589 | 18.208 | 31.8006 | 1.1136 | 0.00194 | 0 | 0 | 0 | 0 | 0 | 0 | 0 | 0 | 0 | 0 | 0 | 0 | 0 | 0 | 0 | 0 | 2.0906 | 0 | -493.6181 | 14.5718 | 0 | 66.9952 | 66.8946 | 58.9968 | 1031.366 | 31.4579 | 61.5996 | 3.721 | 0.3248 | -9.3298 | 13.166 | 3.19 | 76.892 | 931.6583 | 370.3217 | -525.7179 | 1.8163 | 1.305 | -2.77 | 14.8601 | 7.7313 | 2025-08-25 | 2025_08_25 Hr 08 | 69.3813 | 7.2e-05 | -931.6583 | -437.9298 | 320.5209 | 826.2563 | 127.8075 | 11.2638 | 83.7396 | 50.1378 | 154.9623 | 115.4207 | 23.1276 | 188.5348 | 253.9004 | 0 | 7.2612 | 0 | 219.5424 | 0 | 133.8899 | 0
2025_08_25 Hr 09 | 15.5419 | 0.001575 | 0.044415 | 3.8529 | 3.8556 | 3.8556 | 3.8537 | 3.8541 | 3.8556 | 77.8273 | -14.8 | 0.196 | 25 | 0 | 94.2674 | 94.2674 | 253.9004 | 21.08 | 0.01353 | 0.06 | 0.08976 | 2.013 | 0 | 0 | 0 | 0 | 0 | 0 | 0.2511 | 0 | 7.2612 | 219.5424 | 0 | 0 | 0 | 0 | 11.2643 | 27.7148 | 0 | 17.7163 | 0 | 0.6357 | 4.1026 | 0.55 | -1 | -4.2 | 5.5563 | 0 | 0 | 17.9566 | 17.9566 | 17.9566 | 17.9566 | 20.8798 | 27.7992 | 1.1136 | 0.00194 | 0 | 0 | 0 | 0 | 0 | 0 | 0 | 0 | 0 | 0 | 0 | 0 | 0 | 0 | 0 | 0 | 2.0906 | 0 | -436.0002 | 14.5718 | 0 | 66.9952 | 66.8946 | 53.9358 | 1070.459 | 31.9491 | 62.5614 | 3.721 | 0.3248 | -15.5419 | 13.166 | 3.19 | 76.892 | 971.1417 | 357.2784 | -474.3121 | 1.8163 | 1.305 | -2.77 | 15.0921 | 7.852 | 2025-08-25 | 2025_08_25 Hr 09 | 65.422 | -1.3e-05 | -971.1417 | -418.2839 | 340.3048 | 847.3363 | 106.781 | 11.2638 | 83.7396 | 52.5448 | 170.5336 | 117.2264 | 23.1276 | 188.5348 | 253.9004 | 21.08 | 7.2612 | 0 | 219.5424 | 0 | 133.8899 | 0
2025_08_25 Hr 10 | 16.0411 | 0.00432 | 0.12182 | 3.8529 | 3.8556 | 3.8556 | 3.8537 | 3.8541 | 3.8556 | 87.9643 | -14.8 | 0.196 | 29 | 0 | 94.2674 | 94.2674 | 253.9004 | 21.08 | 0.01353 | 0.06 | 0.08976 | 2.013 | 0 | 0 | 0 | 0 | 0 | 0 | 0.2511 | 0 | 7.2612 | 219.5424 | 0 | 0 | 0 | 0 | 13.1407 | 32.3313 | 0 | 34.261 | 0 | 0.6357 | 4.1889 | 0.55 | -1 | -4.2 | 5.5563 | 0 | 0 | 24.237 | 24.237 | 24.237 | 24.237 | 28.1826 | 32.7483 | 1.1136 | 0.00194 | 0 | 0 | 0 | 0 | 0 | 0 | 0 | 0 | 0 | 0 | 0 | 0 | 0 | 0 | 0 | 0 | 2.0906 | 0 | -436.0067 | 14.5718 | 0 | 66.9952 | 66.8946 | 18.5088 | 1119.677 | 33.2916 | 65.1903 | 3.721 | 0.3248 | -16.0411 | 13.166 | 3.19 | 76.892 | 1015.358 | 336.2379 | -474.8177 | 1.8163 | 1.305 | -2.77 | 15.7263 | 8.182 | 2025-08-25 | 2025_08_25 Hr 10 | 60.7978 | 0.000366 | -1015.358 | -401.7457 | 394.381 | 847.3363 | 80.3832 | 11.2638 | 83.7396 | 59.124 | 213.095 | 122.162 | 23.1276 | 188.5348 | 253.9004 | 21.08 | 7.2612 | 0 | 219.5424 | 0 | 133.8899 | 0
2025_08_25 Hr 11 | 18.2848 | 0.00702 | 0.19796 | 3.8529 | 3.8556 | 3.8556 | 3.8537 | 3.8541 | 3.8556 | 96.0739 | -14.8 | 0.196 | 31 | 0 | 94.2674 | 94.2674 | 253.9004 | 21.08 | 0.01353 | 0.06 | 0.08976 | 2.013 | 0 | 0 | 0 | 0 | 0 | 0 | 0.2511 | 0 | 7.2612 | 219.5424 | 0 | 0 | 0 | 0 | 14.6417 | 36.0245 | 0 | 33.1735 | 0 | 0.6357 | 4.258 | 0.55 | -1 | -4.2 | 5.5563 | 0 | 0 | 29.2614 | 29.2614 | 29.2614 | 29.2614 | 34.0248 | 28.8522 | 1.1136 | 0.00194 | 0 | 0 | 0 | 0 | 0 | 0 | 0 | 0 | 0 | 0 | 0 | 0 | 0 | 0 | 0 | 0 | 2.0906 | 0 | -427.1948 | 14.5718 | 0 | 66.9952 | 66.8946 | 6.9408 | 1159.066 | 34.3656 | 67.2934 | 3.721 | 0.3248 | -18.2848 | 13.166 | 3.19 | 76.892 | 1052.958 | 328.9687 | -468.2496 | 1.8163 | 1.305 | -2.77 | 16.2337 | 8.446 | 2025-08-25 | 2025_08_25 Hr 11 | 64.7974 | 0.000375 | -1052.958 | -394.0213 | 437.6419 | 847.3363 | 66.998 | 11.2638 | 83.7396 | 64.3873 | 247.1442 | 126.1105 | 23.1276 | 188.5348 | 253.9004 | 21.08 | 7.2612 | 0 | 219.5424 | 0 | 133.8899 | 0
2025_08_25 Hr 12 | 16.6862 | 0.008955 | 0.25253 | 3.8529 | 3.8556 | 3.8556 | 3.8537 | 3.8541 | 3.8556 | 99.7826 | -14.8 | 0.196 | 29 | 0 | 94.2674 | 94.2674 | 253.9004 | 21.08 | 0.01353 | 0.06 | 0.08976 | 2.013 | 0 | 0 | 0 | 0 | 0 | 0 | 0.2511 | 0 | 7.2612 | 219.5424 | 0 | 0 | 0 | 0 | 15.3282 | 37.7134 | 0 | 36.2011 | 0 | 0.6357 | 4.2895 | 0.55 | -1 | -4.2 | 5.5563 | 0 | 0 | 31.5591 | 31.5591 | 31.5591 | 31.5591 | 36.6966 | 18.8487 | 1.1136 | 0.00194 | 0 | 0 | 0 | 0 | 0 | 0 | 0 | 0 | 0 | 0 | 0 | 0 | 0 | 0 | 0 | 0 | 2.0906 | 0 | -401.0475 | 14.5718 | 0 | 66.9952 | 66.8946 | 1.0122 | 1177.099 | 34.8568 | 68.2552 | 3.721 | 0.3248 | -16.6862 | 13.166 | 3.19 | 76.892 | 1084.042 | 311.2456 | -440.5037 | 1.8163 | 1.305 | -2.77 | 16.4657 | 8.5667 | 2025-08-25 | 2025_08_25 Hr 12 | 69.6936 | -0.000314 | -1084.042 | -364.8463 | 457.4259 | 847.3363 | 49.1224 | 11.2638 | 83.7396 | 66.7943 | 262.7154 | 127.9162 | 23.1276 | 188.5348 | 253.9004 | 21.08 | 7.2612 | 0 | 219.5424 | 0 | 133.8899 | 0
2025_08_25 Hr 13 | 17.8337 | 0.010215 | 0.28806 | 3.8529 | 3.8556 | 3.8556 | 3.8537 | 3.8541 | 3.8556 | 107.7191 | -14.8 | 0.196 | 26 | 0 | 94.2674 | 94.2674 | 253.9004 | 21.08 | 0.01353 | 0.06 | 0.08976 | 2.013 | 0 | 0 | 0 | 0 | 0 | 0 | 0.2511 | 0 | 7.2612 | 219.5424 | 0 | 0 | 0 | 0 | 16.7972 | 41.3278 | 0 | 31.2606 | 0 | 0.6357 | 4.3571 | 0.55 | -1 | -4.2 | 5.5563 | 0 | 0 | 36.4762 | 36.4762 | 36.4762 | 36.4762 | 42.4141 | 28.8522 | 1.1136 | 0.00194 | 0 | 0 | 0 | 0 | 0 | 0 | 0 | 0 | 0 | 0 | 0 | 0 | 0 | 0 | 0 | 0 | 2.0906 | 0 | -398.5888 | 14.5718 | 0 | 66.9952 | 66.8946 | 2.0244 | 1215.608 | 35.9079 | 70.3135 | 3.721 | 0.3248 | -17.8337 | 13.166 | 3.19 | 76.892 | 1131.95 | 324.2744 | -439.1925 | 1.8163 | 1.305 | -2.77 | 16.9622 | 8.825 | 2025-08-25 | 2025_08_25 Hr 13 | 68.6152 | 6e-05 | -1131.95 | -367.3282 | 499.7636 | 847.3363 | 57.1749 | 11.2638 | 83.7396 | 71.9453 | 296.0379 | 131.7804 | 23.1276 | 188.5348 | 253.9004 | 21.08 | 7.2612 | 0 | 219.5424 | 0 | 133.8899 | 0
2025_08_25 Hr 14 | 16.1903 | 0.01071 | 0.30202 | 3.8529 | 3.8556 | 3.8556 | 3.8537 | 3.8541 | 3.8556 | 110.0679 | -14.8 | 0.196 | 28 | 0 | 94.2674 | 94.2674 | 253.9004 | 21.08 | 0.01353 | 0.06 | 0.08976 | 2.013 | 0 | 0 | 0 | 0 | 0 | 0 | 0.2511 | 0 | 7.2612 | 219.5424 | 0 | 0 | 0 | 0 | 17.232 | 42.3975 | 0 | 31.1237 | 0 | 0.6357 | 4.3771 | 0.55 | -1 | -4.2 | 5.5563 | 0 | 0 | 37.9314 | 37.9314 | 37.9314 | 37.9314 | 44.1063 | 31.8006 | 1.1136 | 0.00194 | 0 | 0 | 0 | 0 | 0 | 0 | 0 | 0 | 0 | 0 | 0 | 0 | 0 | 0 | 0 | 0 | 2.0906 | 0 | -369.8651 | 14.5718 | 0 | 66.9952 | 66.8946 | 3.0366 | 1227.008 | 36.219 | 70.9226 | 3.721 | 0.3248 | -16.1903 | 13.166 | 3.19 | 76.892 | 1179.042 | 329.7356 | -408.8254 | 1.8163 | 1.305 | -2.77 | 17.1091 | 8.9015 | 2025-08-25 | 2025_08_25 Hr 14 | 63.5779 | -0.000311 | -1179.042 | -338.7414 | 512.2934 | 847.3363 | 63.1499 | 11.2638 | 83.7396 | 73.4697 | 305.8997 | 132.924 | 23.1276 | 188.5348 | 253.9004 | 21.08 | 7.2612 | 0 | 219.5424 | 0 | 133.8899 | 0
2025_08_25 Hr 15 | 16.2218 | 0.01008 | 0.28426 | 3.8529 | 3.8556 | 3.8556 | 3.8537 | 3.8541 | 3.8556 | 114.815 | -14.8 | 0.196 | 33 | 0 | 94.2674 | 94.2674 | 253.9004 | 21.08 | 0.01353 | 0.06 | 0.08976 | 2.013 | 0 | 0 | 0 | 0 | 0 | 0 | 0.2511 | 0 | 7.2612 | 219.5424 | 0 | 0 | 0 | 0 | 18.1106 | 44.5594 | 0 | 28.4575 | 0 | 0.6357 | 4.4176 | 0.55 | -1 | -4.2 | 5.5563 | 0 | 0 | 40.8725 | 40.8725 | 40.8725 | 40.8725 | 47.5261 | 26.8515 | 1.1136 | 0.00194 | 0 | 0 | 0 | 0 | 0 | 0 | 0 | 0 | 0 | 0 | 0 | 0 | 0 | 0 | 0 | 0 | 2.0906 | 0 | -348.4469 | 14.5718 | 0 | 66.9952 | 66.8946 | 5.9286 | 1250.002 | 36.8477 | 72.1537 | 3.721 | 0.3248 | -16.2218 | 13.166 | 3.19 | 76.892 | 1226.042 | 335.0207 | -387.4387 | 1.8163 | 1.305 | -2.77 | 17.4061 | 9.056 | 2025-08-25 | 2025_08_25 Hr 15 | 65.1798 | -0.000324 | -1226.042 | -319.9894 | 537.6169 | 847.3363 | 66.0744 | 11.2638 | 83.7396 | 76.5507 | 325.8309 | 135.2353 | 23.1276 | 188.5348 | 253.9004 | 21.08 | 7.2612 | 0 | 219.5424 | 0 | 133.8899 | 0
2025_08_25 Hr 16 | 18.1704 | 0.010095 | 0.28468 | 3.8529 | 3.8556 | 3.8556 | 3.8537 | 3.8541 | 3.8556 | 113.4552 | -14.8 | 0.196 | 37 | 0 | 94.2674 | 94.2674 | 253.9004 | 21.08 | 0.01353 | 0.06 | 0.08976 | 2.013 | 0 | 0 | 0 | 0 | 0 | 0 | 0.2511 | 0 | 7.2612 | 219.5424 | 0 | 0 | 0 | 0 | 17.8589 | 43.9401 | 0 | 28.2768 | 0 | 0.6357 | 4.406 | 0.55 | -1 | -4.2 | 5.5563 | 0 | 0 | 40.03 | 40.03 | 40.03 | 40.03 | 46.5465 | 28.8522 | 1.1136 | 0.00194 | 0 | 0 | 0 | 0 | 0 | 0 | 0 | 0 | 0 | 0 | 0 | 0 | 0 | 0 | 0 | 0 | 2.0906 | 0 | -314.4659 | 14.5718 | 0 | 66.9952 | 66.8946 | 10.9896 | 1243.411 | 36.6676 | 71.8011 | 3.721 | 0.3248 | -18.1704 | 13.166 | 3.19 | 76.892 | 1263.65 | 347.3689 | -355.4062 | 1.8163 | 1.305 | -2.77 | 17.3211 | 9.0117 | 2025-08-25 | 2025_08_25 Hr 16 | 64.8574 | 8.1e-05 | -1263.65 | -286.1891 | 530.3628 | 847.3363 | 77.1366 | 11.2638 | 83.7396 | 75.6681 | 320.1215 | 134.5732 | 23.1276 | 188.5348 | 253.9004 | 21.08 | 7.2612 | 0 | 219.5424 | 0 | 133.8899 | 0
2025_08_25 Hr 17 | 17.5485 | 0.0054 | 0.15228 | 3.8529 | 3.8556 | 3.8556 | 3.8537 | 3.8541 | 3.8556 | 120.378 | -14.8 | 0.196 | 40 | 0 | 94.2674 | 94.2674 | 253.9004 | 21.08 | 0.01353 | 0.06 | 0.08976 | 2.013 | 0 | 0 | 0 | 0 | 0 | 0 | 0.2511 | 0 | 7.2612 | 219.5424 | 0 | 0 | 0 | 0 | 19.1403 | 47.0928 | 0 | 33.4457 | 0 | 0.6357 | 4.4649 | 0.55 | -1 | -4.2 | 5.5563 | 0 | 0 | 44.319 | 44.319 | 44.319 | 44.319 | 51.5337 | 32.7483 | 1.1136 | 0.00194 | 0 | 0 | 0 | 0 | 0 | 0 | 0 | 0 | 0 | 0 | 0 | 0 | 0 | 0 | 0 | 0 | 2.0906 | 0 | -323.482 | 14.5718 | 0 | 66.9952 | 66.8946 | 13.4478 | 1276.838 | 37.5844 | 73.5964 | 3.721 | 0.3248 | -17.5485 | 13.166 | 3.19 | 76.892 | 1305.95 | 359.4673 | -363.8005 | 1.8163 | 1.305 | -2.77 | 17.7542 | 9.237 | 2025-08-25 | 2025_08_25 Hr 17 | 79.9155 | 4.9e-05 | -1305.95 | -290.0363 | 567.2928 | 847.3363 | 86.3538 | 11.2638 | 83.7396 | 80.1612 | 349.1878 | 137.9438 | 23.1276 | 188.5348 | 253.9004 | 21.08 | 7.2612 | 0 | 219.5424 | 0 | 133.8899 | 0
2025_08_25 Hr 18 | 17.1289 | 0.003075 | 0.086715 | 3.8529 | 3.8556 | 3.8556 | 3.8537 | 3.8541 | 3.8556 | 118.8698 | -14.8 | 0.196 | 42 | 0 | 94.2674 | 94.2674 | 253.9004 | 21.08 | 0.01353 | 0.06 | 0.08976 | 2.013 | 0 | 0 | 0 | 0 | 0 | 0 | 0.2511 | 0 | 7.2612 | 219.5424 | 0 | 0 | 0 | 0 | 18.8611 | 46.406 | 0 | 23.5041 | 0 | 0.6357 | 4.4521 | 0.55 | -1 | -4.2 | 5.5563 | 0 | 0 | 43.3846 | 43.3846 | 43.3846 | 43.3846 | 50.4472 | 36.7497 | 1.1136 | 0.00194 | 0 | 0 | 0 | 0 | 0 | 0 | 0 | 0 | 0 | 0 | 0 | 0 | 0 | 0 | 0 | 0 | 2.0906 | 0 | -307.1375 | 14.5718 | 0 | 66.9952 | 66.8946 | 27.0402 | 1269.461 | 37.3847 | 73.2053 | 3.721 | 0.3248 | -17.1289 | 13.166 | 3.19 | 76.892 | 1323.833 | 377.9048 | -347.0364 | 1.8163 | 1.305 | -2.77 | 17.6598 | 9.188 | 2025-08-25 | 2025_08_25 Hr 18 | 78.6058 | 0.000344 | -1323.833 | -283.6334 | 559.2473 | 847.3363 | 105.8797 | 11.2638 | 83.7396 | 79.1824 | 342.8555 | 137.2095 | 23.1276 | 188.5348 | 253.9004 | 21.08 | 7.2612 | 0 | 219.5424 | 0 | 133.8899 | 0
2025_08_25 Hr 19 | 5.6914 | 0.002475 | 0.069795 | 3.8529 | 3.8556 | 3.8556 | 3.8537 | 3.8541 | 3.8556 | 116.8424 | -14.8 | 0.196 | 64 | 0 | 94.2674 | 94.2674 | 253.9004 | 21.08 | 0.01353 | 0.06 | 0.08976 | 2.013 | 0 | 0 | 0 | 0 | 0 | 0 | 0.2511 | 0 | 7.2612 | 219.5424 | 0 | 0 | 0 | 0 | 18.4859 | 45.4827 | 0 | 17.0837 | 0 | 0.6357 | 4.4348 | 0.55 | -1 | -4.2 | 5.5563 | 0 | 0 | 42.1285 | 42.1285 | 42.1285 | 42.1285 | 48.9867 | 28.8522 | 1.1136 | 0.00194 | 0 | 0 | 0 | 0 | 0 | 0 | 0 | 0 | 0 | 0 | 0 | 0 | 0 | 0 | 0 | 0 | 2.0906 | 0 | -319.203 | 14.5718 | 0 | 66.9952 | 66.8946 | 29.0646 | 1259.616 | 37.1162 | 72.6795 | 3.721 | 0.3248 | -5.6914 | 13.166 | 3.19 | 76.892 | 1310.642 | 381.6065 | -347.6644 | 1.8163 | 1.305 | -2.77 | 17.533 | 9.122 | 2025-08-25 | 2025_08_25 Hr 19 | 76.9133 | -0.000313 | -1310.642 | -302.1193 | 548.4321 | 847.3363 | 121.9891 | 11.2638 | 83.7396 | 77.8665 | 334.3432 | 136.2224 | 23.1276 | 188.5348 | 253.9004 | 21.08 | 7.2612 | 0 | 219.5424 | 0 | 133.8899 | 0
2025_08_25 Hr 20 | 0.51906 | 0.0027 | 0.07614 | 3.8529 | 3.8556 | 3.8556 | 3.8537 | 3.8541 | 3.8556 | 109.5734 | -14.8 | 0.196 | 64 | 0 | 94.2674 | 94.2674 | 253.9004 | 21.08 | 0.01353 | 0.06 | 0.08976 | 2.013 | 0 | 0 | 0 | 0 | 0 | 0 | 0.2511 | 0 | 7.2612 | 219.5424 | 0 | 0 | 0 | 0 | 17.1404 | 42.1723 | 0 | 21.0801 | 0 | 0.6357 | 4.3729 | 0.55 | -1 | -4.2 | 5.5563 | 0 | 0 | 37.625 | 37.625 | 37.625 | 37.625 | 43.75 | 19.9017 | 1.1136 | 0.00194 | 0 | 0 | 0 | 0 | 0 | 0 | 0 | 0 | 0 | 0 | 0 | 0 | 0 | 0 | 0 | 0 | 2.0906 | 0 | -331.8228 | 14.5718 | 0 | 66.9952 | 66.8946 | 23.4252 | 1224.385 | 36.1535 | 70.7944 | 3.721 | 0.3248 | -0.51906 | 13.166 | 3.19 | 76.892 | 1248.658 | 358.3053 | -355.1118 | 1.8163 | 1.305 | -2.77 | 17.0782 | 8.8854 | 2025-08-25 | 2025_08_25 Hr 20 | 85.6781 | 0.000331 | -1248.658 | -310.7427 | 509.6555 | 847.3363 | 107.4057 | 11.2638 | 83.7396 | 73.1488 | 303.8235 | 132.6832 | 23.1276 | 188.5348 | 253.9004 | 21.08 | 7.2612 | 0 | 219.5424 | 0 | 133.8899 | 0
2025_08_25 Hr 21 | 0 | 0.000645 | 0.018189 | 3.8529 | 3.8556 | 3.8556 | 3.8537 | 3.8541 | 3.8556 | 102.6506 | -14.8 | 0.196 | 59 | 0 | 94.2674 | 94.2674 | 253.9004 | 21.08 | 0.01353 | 0.06 | 0.08976 | 2.013 | 0 | 0 | 0 | 0 | 0 | 0 | 0.2511 | 0 | 7.2612 | 219.5424 | 0 | 0 | 0 | 0 | 15.859 | 39.0196 | 0 | 29.3466 | 0 | 0.6357 | 4.314 | 0.55 | -1 | -4.2 | 5.5563 | 0 | 0 | 33.336 | 33.336 | 33.336 | 33.336 | 38.7627 | 20.8494 | 1.1136 | 0.00194 | 0 | 0 | 0 | 0 | 0 | 0 | 0 | 0 | 0 | 0 | 0 | 0 | 0 | 0 | 0 | 0 | 2.0906 | 0 | -375.8145 | 14.5718 | 0 | 66.9952 | 66.8946 | 16.4844 | 1190.767 | 35.2366 | 68.999 | 3.721 | 0.3248 | 0 | 13.166 | 3.19 | 76.892 | 1164.95 | 343.4205 | -398.5845 | 1.8163 | 1.305 | -2.77 | 16.6451 | 8.66 | 2025-08-25 | 2025_08_25 Hr 21 | 85.5673 | 2.2e-05 | -1164.95 | -346.4679 | 472.7255 | 847.3363 | 96.3526 | 11.2638 | 83.7396 | 68.6557 | 274.7572 | 129.3126 | 23.1276 | 188.5348 | 253.9004 | 21.08 | 7.2612 | 0 | 219.5424 | 0 | 133.8899 | 0
2025_08_25 Hr 22 | 0 | 0.000105 | 0.002961 | 3.8529 | 3.8556 | 3.8556 | 3.8537 | 3.8541 | 3.8556 | 84.2557 | -14.8 | 0.196 | 60 | 0 | 94.2674 | 94.2674 | 253.9004 | 21.08 | 0.01353 | 0.06 | 0.08976 | 2.013 | 0 | 0 | 0 | 0 | 0 | 0 | 0.2511 | 0 | 7.2612 | 219.5424 | 0 | 0 | 0 | 0 | 12.4542 | 30.6423 | 0 | 59.179 | 0 | 0.6357 | 4.1573 | 0.55 | -1 | -4.2 | 5.5563 | 0 | 0 | 21.9393 | 21.9393 | 21.9393 | 21.9393 | 25.5108 | 16.848 | 1.1136 | 0.00194 | 0 | 0 | 0 | 0 | 0 | 0 | 0 | 0 | 0 | 0 | 0 | 0 | 0 | 0 | 0 | 0 | 2.0906 | 0 | -390.3187 | 14.5718 | 0 | 66.9952 | 66.8946 | 12.0018 | 1101.58 | 32.8004 | 64.2285 | 3.721 | 0.3248 | 0 | 13.166 | 3.19 | 76.892 | 1074.65 | 326.9796 | -413.0887 | 1.8163 | 1.305 | -2.77 | 15.4943 | 8.0613 | 2025-08-25 | 2025_08_25 Hr 22 | 82.9882 | 2.8e-05 | -1074.65 | -331.1397 | 374.597 | 847.3363 | 88.8529 | 11.2638 | 83.7396 | 56.717 | 197.5238 | 120.3563 | 23.1276 | 188.5348 | 253.9004 | 21.08 | 7.2612 | 0 | 219.5424 | 0 | 133.8899 | 0
2025_08_25 Hr 23 | 0 | 0 | 0 | 3.8529 | 3.8556 | 3.8556 | 3.8537 | 3.8541 | 3.8556 | 61.9543 | 0 | 0.196 | 68 | 0 | 94.2674 | 94.2674 | 264.6764 | 17.93 | 0.01353 | 0.06 | 0.08976 | 2.013 | 0 | 0 | 0 | 0 | 0 | 0 | 0.2511 | 0 | 7.2612 | 228.1622 | 0 | 0 | 0 | 0 | 8.3263 | 20.486 | 0 | 49.8026 | 0 | 0.6357 | 3.9674 | 0.55 | -1 | -4.2 | 5.5563 | 0 | 0 | 8.1224 | 8.1224 | 8.1224 | 8.1224 | 9.4447 | 16.848 | 1.1136 | 0.00194 | 0 | 0 | 0 | 0 | 0 | 0 | 0 | 0 | 0 | 0 | 0 | 0 | 0 | 0 | 0 | 0 | 2.0906 | 0 | -431.716 | 14.5718 | 0 | 69.9561 | 69.851 | 22.9914 | 1015.631 | 29.8469 | 58.4449 | 3.721 | 0.3248 | 0 | 13.166 | 3.19 | 76.892 | 960.8583 | 335.1109 | -439.686 | 1.8163 | 1.305 | -2.77 | 14.0991 | 7.3354 | 2025-08-25 | 2025_08_25 Hr 23 | 81.3174 | 7.1e-05 | -960.8583 | -381.9134 | 270.4295 | 869.4994 | 107.8394 | 11.2638 | 83.7396 | 42.2428 | 103.8886 | 124.2981 | 23.1276 | 188.5348 | 264.6764 | 17.93 | 7.2612 | 0 | 228.1622 | 0 | 139.8071 | 0
2025_08_25 Hr 24 | 0 | 0 | 0 | 3.8529 | 3.8556 | 3.8556 | 3.8537 | 3.8541 | 3.8556 | 45.0675 | 0 | 0.196 | 68 | 0 | 94.2674 | 94.2674 | 264.9615 | 17.93 | 0.01353 | 0.06 | 0.08976 | 2.013 | 0 | 0 | 0 | 0 | 0 | 0 | 0.2511 | 0 | 7.2612 | 228.3633 | 0 | 0 | 0 | 0 | 5.2006 | 12.7956 | 0 | 39.7264 | 0 | 0.6357 | 3.8236 | 2.575 | -1 | -4.2 | 5.5563 | 0 | 0 | 0.25433 | 0.25433 | 0.25433 | 0.25433 | 0.29574 | 16.848 | 1.1136 | 0.00194 | 0 | 0 | 0 | 0 | 0 | 0 | 0 | 0 | 0 | 0 | 0 | 0 | 0 | 0 | 0 | 0 | 2.0906 | 0 | -434.201 | 14.5718 | 0 | 69.9561 | 69.851 | 29.0646 | 947.6492 | 27.6104 | 54.0656 | 3.721 | 0.3248 | 0 | 13.166 | 3.19 | 76.892 | 878.1667 | 332.9621 | -442.171 | 1.8163 | 1.305 | -2.77 | 13.0426 | 6.7857 | 2025-08-25 | 2025_08_25 Hr 24 | 77.5988 | -1.74e-05 | -878.1667 | -394.4746 | 193.7397 | 869.9856 | 113.9126 | 11.2638 | 83.7396 | 31.283 | 46.3806 | 116.0761 | 23.1276 | 188.5348 | 264.9615 | 17.93 | 7.2612 | 0 | 228.3633 | 0 | 139.8071 | 0
2025_08_26 Hr 01 | 0 | 0 | 0 | 3.8529 | 3.8556 | 3.8556 | 3.8537 | 3.8541 | 3.8556 | 36.6934 | 0 | 0.196 | 72 | 0 | 94.2674 | 94.2674 | 264.9615 | 0 | 0.01353 | 0.06 | 0.08976 | 2.013 | 0 | 0 | 0 | 0 | 0 | 0 | 0.2511 | 18.3336 | 7.2612 | 228.3633 | 0 | 0 | 0 | 0 | 2.2483 | 5.5308 | 0 | 45.7033 | 0 | 0.6357 | 3.9409 | 2.7 | -1 | -4.2 | 5.701 | 0 | 0 | 0 | 0 | 0 | 0 | 0 | 20.8494 | 1.1136 | 0.00194 | 0 | 0 | 0 | 0 | 0 | 0 | 0 | 0 | 0 | 0 | 0 | 0 | 0 | 0 | 0 | 0 | 2.2647 | 0 | -474.2974 | 14.7287 | 0 | 69.9561 | 69.851 | 21.5454 | 928.7089 | 25.61 | 49.9013 | 3.721 | 0.3248 | 0 | 13.166 | 3.19 | 76.892 | 818.1 | 325.9552 | -482.2674 | 1.9406 | 1.305 | -2.77 | 12.0757 | 6.2713 | 2025-08-26 | 2025_08_26 Hr 01 | 71.448 | 9e-06 | -818.1 | -428.5941 | 166.9067 | 870.3892 | 114.3948 | 11.2638 | 83.7396 | 21.6263 | 36.6934 | 108.587 | 23.1276 | 188.5348 | 264.9615 | 0 | 7.2612 | 18.3336 | 228.3633 | 0 | 139.8071 | 0
2025_08_26 Hr 02 | 0 | 0 | 0 | 3.8529 | 3.8556 | 3.8556 | 3.8537 | 3.8541 | 3.8556 | 36.6934 | 0 | 0.196 | 74 | 0 | 94.2674 | 94.2674 | 264.9615 | 0 | 0.01353 | 0.06 | 0.08976 | 2.013 | 0 | 0 | 0 | 0 | 0 | 0 | 0.2511 | 19.8359 | 7.2612 | 228.3633 | 0 | 0 | 0 | 0 | 1.329 | 3.2692 | 0 | 57.9323 | 0 | 0.6357 | 3.8955 | 2.7 | -1 | -4.2 | 5.701 | 0 | 0 | 0 | 0 | 0 | 0 | 0 | 18.8487 | 1.1136 | 0.00194 | 0 | 0 | 0 | 0 | 0 | 0 | 0 | 0 | 0 | 0 | 0 | 0 | 0 | 0 | 0 | 0 | 2.2647 | 0 | -502.6988 | 14.7287 | 0 | 69.9561 | 69.851 | 16.4844 | 926.9847 | 24.9461 | 48.6075 | 3.721 | 0.3248 | 0 | 13.166 | 3.19 | 76.892 | 792.7083 | 318.4601 | -510.6688 | 1.9406 | 1.305 | -2.77 | 11.7627 | 6.1087 | 2025-08-26 | 2025_08_26 Hr 02 | 72.761 | 4.1e-05 | -792.7083 | -444.7665 | 161.2469 | 871.8915 | 109.3331 | 11.2638 | 83.7396 | 18.3999 | 36.6934 | 106.1536 | 23.1276 | 188.5348 | 264.9615 | 0 | 7.2612 | 19.8359 | 228.3633 | 0 | 139.8071 | 0
2025_08_26 Hr 03 | 0 | 0 | 0 | 3.8529 | 3.8556 | 3.8556 | 3.8537 | 3.8541 | 3.8556 | 36.6934 | 0 | 0.196 | 73 | 0 | 94.2674 | 94.2674 | 264.9615 | 0 | 0.01353 | 0.06 | 0.08976 | 2.013 | 0 | 0 | 0 | 0 | 0 | 0 | 0.2511 | 29.2404 | 7.2612 | 228.3633 | 0 | 0 | 0 | 0 | 0.25784 | 0.63428 | 0 | 61.5423 | 0 | 0.6357 | 3.8425 | 2.7667 | -1 | -4.2 | 5.701 | 0 | 0 | 0 | 0 | 0 | 0 | 0 | 18.8487 | 1.1136 | 0.00194 | 0 | 0 | 0 | 0 | 0 | 0 | 0 | 0 | 0 | 0 | 0 | 0 | 0 | 0 | 0 | 0 | 2.2647 | 0 | -546.2173 | 14.7287 | 0 | 69.9561 | 69.851 | 18.9426 | 932.6303 | 24.172 | 47.0992 | 3.721 | 0.3248 | 0 | 13.166 | 3.19 | 76.892 | 757.0667 | 317.0813 | -554.1873 | 1.9406 | 1.305 | -2.77 | 11.3977 | 5.9191 | 2025-08-26 | 2025_08_26 Hr 03 | 72.5054 | -3.22e-05 | -757.0667 | -484.675 | 154.6509 | 881.296 | 110.7913 | 11.2638 | 83.7396 | 14.6409 | 36.6934 | 103.3166 | 23.1276 | 188.5348 | 264.9615 | 0 | 7.2612 | 29.2404 | 228.3633 | 0 | 139.8071 | 0
2025_08_26 Hr 04 | 0 | 0 | 0 | 3.8529 | 3.8556 | 3.8556 | 3.8537 | 3.8541 | 3.8556 | 36.6934 | 0 | 0.196 | 73 | 0 | 94.2674 | 94.2674 | 264.9615 | 0 | 0.01353 | 0.06 | 0.08976 | 2.013 | 0 | 0 | 0 | 0 | 0 | 0 | 0.2511 | 38.6405 | 7.2612 | 228.3633 | 0 | 0 | 0 | 0 | 0.34683 | 0.85319 | 0 | 69.2282 | 0 | 0.6357 | 3.8469 | 2.7 | -1 | -4.2 | 5.701 | 0 | 0 | 0 | 0 | 0 | 0 | 0 | 15.9003 | 1.1136 | 0.00194 | 0 | 0 | 0 | 0 | 0 | 0 | 0 | 0 | 0 | 0 | 0 | 0 | 0 | 0 | 0 | 0 | 2.2647 | 0 | -573.1821 | 14.7287 | 0 | 69.9561 | 69.851 | 26.4618 | 942.3427 | 24.2367 | 47.2254 | 3.721 | 0.3248 | 0 | 13.166 | 3.19 | 76.892 | 752.3083 | 321.8895 | -581.1521 | 1.9406 | 1.305 | -2.77 | 11.4282 | 5.935 | 2025-08-26 | 2025_08_26 Hr 04 | 74.4529 | 3.56e-05 | -752.3083 | -503.9539 | 155.2006 | 890.696 | 115.3621 | 11.2638 | 83.7396 | 14.9532 | 36.6934 | 103.554 | 23.1276 | 188.5348 | 264.9615 | 0 | 7.2612 | 38.6405 | 228.3633 | 0 | 139.8071 | 0
2025_08_26 Hr 05 | 0 | 0 | 0 | 3.8529 | 3.8556 | 3.8556 | 3.8537 | 3.8541 | 3.8556 | 36.6934 | 0 | 0.196 | 73 | 0 | 94.2674 | 94.2674 | 264.9615 | 0 | 0.01353 | 0.06 | 0.08976 | 2.013 | 0 | 0 | 0 | 0 | 0 | 0 | 0.2511 | 45.674 | 7.2612 | 228.3633 | 0 | 0 | 0 | 0 | 0.53069 | 1.3055 | 0 | 64.0547 | 0 | 0.6357 | 3.856 | 2.7 | -1 | -4.2 | 5.701 | 0 | 0 | 0 | 0 | 0 | 0 | 0 | 14.8473 | 1.1136 | 0.00194 | 0 | 0 | 0 | 0 | 0 | 0 | 0 | 0 | 0 | 0 | 0 | 0 | 0 | 0 | 0 | 0 | 2.2647 | 0 | -581.131 | 14.7287 | 0 | 69.9561 | 69.851 | 40.9218 | 950.0214 | 24.3695 | 47.4841 | 3.721 | 0.3248 | 0 | 13.166 | 3.19 | 76.892 | 760.7584 | 335.7832 | -589.101 | 1.9406 | 1.305 | -2.77 | 11.4908 | 5.9675 | 2025-08-26 | 2025_08_26 Hr 05 | 83.5821 | -5.72e-05 | -760.7584 | -517.0763 | 156.3326 | 897.7296 | 128.7691 | 11.2638 | 83.7396 | 15.5985 | 36.6934 | 104.0407 | 23.1276 | 188.5348 | 264.9615 | 0 | 7.2612 | 45.674 | 228.3633 | 0 | 139.8071 | 0
2025_08_26 Hr 06 | 0 | 0 | 0 | 3.8529 | 3.8556 | 3.8556 | 3.8537 | 3.8541 | 3.8556 | 38.3949 | 0 | 0.196 | 75 | 0 | 94.2674 | 94.2674 | 264.9615 | 0 | 0.01353 | 0.06 | 0.08976 | 2.013 | 0 | 0 | 0 | 0 | 0 | 0 | 0.2511 | 46.06 | 7.2612 | 228.3633 | 0 | 0 | 0 | 0 | 3.1945 | 7.8585 | 0 | 64.7322 | 0 | 0.6357 | 3.9877 | 2.7 | -1 | -4.2 | 5.701 | 0 | 0 | 0 | 0 | 0 | 0 | 0 | 14.8473 | 1.1136 | 0.00194 | 0 | 0 | 0 | 0 | 0 | 0 | 0 | 0 | 0 | 0 | 0 | 0 | 0 | 0 | 0 | 0 | 2.2647 | 0 | -556.18 | 14.7287 | 0 | 69.9561 | 69.851 | 54.948 | 961.4575 | 26.2934 | 51.2329 | 3.721 | 0.3248 | 0 | 13.166 | 3.19 | 76.892 | 820.9 | 358.8604 | -564.15 | 1.9406 | 1.305 | -2.77 | 12.398 | 6.4386 | 2025-08-26 | 2025_08_26 Hr 06 | 95.2493 | 1.4e-05 | -820.9 | -491.4478 | 174.4335 | 898.1156 | 144.7953 | 11.2638 | 83.7396 | 24.947 | 38.3949 | 111.0916 | 23.1276 | 188.5348 | 264.9615 | 0 | 7.2612 | 46.06 | 228.3633 | 0 | 139.8071 | 0
2025_08_26 Hr 07 | 1.5472 | 1.5e-05 | 0.000423 | 3.8529 | 3.8556 | 3.8556 | 3.8537 | 3.8541 | 3.8556 | 54.7872 | -14.8 | 0.196 | 78 | 0 | 94.2674 | 94.2674 | 253.9004 | 0 | 0.01353 | 0.06 | 0.08976 | 2.013 | 0 | 0 | 0 | 0 | 0 | 0 | 0.2511 | 46.06 | 7.2612 | 219.5424 | 0 | 0 | 0 | 0 | 6.8091 | 16.7504 | 0 | 95.3224 | 0 | 0.6357 | 4.1663 | 0.675 | -1 | -4.2 | 5.701 | 0 | 0 | 3.3172 | 3.3172 | 3.3172 | 3.3172 | 3.8572 | 20.8494 | 1.1136 | 0.00194 | 0 | 0 | 0 | 0 | 0 | 0 | 0 | 0 | 0 | 0 | 0 | 0 | 0 | 0 | 0 | 0 | 2.2647 | 0 | -554.3591 | 14.7287 | 0 | 66.9952 | 66.8946 | 65.9376 | 981.8622 | 28.904 | 56.3196 | 3.721 | 0.3248 | -1.5472 | 13.166 | 3.19 | 76.892 | 888.475 | 389.9667 | -578.6763 | 1.9406 | 1.305 | -2.77 | 13.6289 | 7.0779 | 2025-08-26 | 2025_08_26 Hr 07 | 96.522 | 5.2e-05 | -888.475 | -459.0367 | 215.4045 | 872.3163 | 164.7874 | 11.2638 | 83.7396 | 37.6321 | 71.9134 | 105.8591 | 23.1276 | 188.5348 | 253.9004 | 0 | 7.2612 | 46.06 | 219.5424 | 0 | 133.8899 | 0
2025_08_26 Hr 08 | 13.8736 | 0.000375 | 0.010575 | 3.8529 | 3.8556 | 3.8556 | 3.8537 | 3.8541 | 3.8556 | 68.4649 | -14.8 | 0.196 | 52 | 0 | 94.2674 | 94.2674 | 253.9004 | 0 | 0.01353 | 0.06 | 0.08976 | 2.013 | 0 | 0 | 0 | 0 | 0 | 0 | 0.2511 | 46.06 | 7.2612 | 219.5424 | 0 | 0 | 0 | 0 | 9.2891 | 22.8511 | 0 | 59.4088 | 0 | 0.6357 | 4.2889 | 0 | -1 | -4.2 | 5.701 | 0 | 0 | 11.508 | 11.508 | 11.508 | 11.508 | 13.3814 | 26.8515 | 1.1136 | 0.00194 | 0 | 0 | 0 | 0 | 0 | 0 | 0 | 0 | 0 | 0 | 0 | 0 | 0 | 0 | 0 | 0 | 2.2647 | 0 | -511.3361 | 14.7287 | 0 | 66.9952 | 66.8946 | 85.0248 | 1046.541 | 30.6951 | 59.8096 | 3.721 | 0.3248 | -13.8736 | 13.166 | 3.19 | 76.892 | 965.9167 | 407.9471 | -547.9797 | 1.9406 | 1.305 | -2.77 | 14.4735 | 7.5165 | 2025-08-26 | 2025_08_26 Hr 08 | 97.8418 | 1e-05 | -965.9167 | -451.9273 | 286.637 | 872.3163 | 163.8872 | 11.2638 | 83.7396 | 46.3353 | 127.8783 | 112.4233 | 23.1276 | 188.5348 | 253.9004 | 0 | 7.2612 | 46.06 | 219.5424 | 0 | 133.8899 | 0
2025_08_26 Hr 09 | 18.5551 | 0.00135 | 0.03807 | 3.8529 | 3.8556 | 3.8556 | 3.8537 | 3.8541 | 3.8556 | 75.9097 | -14.8 | 0.196 | 40 | 0 | 94.2674 | 94.2674 | 253.9004 | 21.08 | 0.01353 | 0.06 | 0.08976 | 2.013 | 0 | 0 | 0 | 0 | 0 | 0 | 0.2511 | 46.06 | 7.2612 | 219.5424 | 0 | 0 | 0 | 0 | 10.639 | 26.1717 | 0 | 29.6445 | 0 | 0.6357 | 4.3556 | 0 | -1 | -4.2 | 5.701 | 0 | 0 | 16.1365 | 16.1365 | 16.1365 | 16.1365 | 18.7634 | 23.7978 | 1.1136 | 0.00194 | 0 | 0 | 0 | 0 | 0 | 0 | 0 | 0 | 0 | 0 | 0 | 0 | 0 | 0 | 0 | 0 | 2.2647 | 0 | -477.9213 | 14.7287 | 0 | 66.9952 | 66.8946 | 78.9516 | 1103.726 | 31.67 | 61.7092 | 3.721 | 0.3248 | -18.5551 | 13.166 | 3.19 | 76.892 | 1009.2 | 395.0756 | -519.2464 | 1.9406 | 1.305 | -2.77 | 14.9332 | 7.7552 | 2025-08-26 | 2025_08_26 Hr 09 | 101.6499 | 2.9e-05 | -1009.2 | -448.2768 | 326.2882 | 893.3963 | 142.7888 | 11.2638 | 83.7396 | 51.0726 | 159.2194 | 115.9963 | 23.1276 | 188.5348 | 253.9004 | 21.08 | 7.2612 | 46.06 | 219.5424 | 0 | 133.8899 | 0
2025_08_26 Hr 10 | 17.8205 | 0.00264 | 0.074448 | 3.8529 | 3.8556 | 3.8556 | 3.8537 | 3.8541 | 3.8556 | 85.7042 | -14.8 | 0.196 | 56 | 0 | 94.2674 | 94.2674 | 253.9004 | 21.08 | 0.01353 | 0.06 | 0.08976 | 2.013 | 0 | 0 | 0 | 0 | 0 | 0 | 0.2511 | 46.06 | 7.2612 | 219.5424 | 0 | 0 | 0 | 0 | 12.4148 | 30.5404 | 0 | 56.8054 | 0 | 0.6357 | 4.4434 | 0 | -1 | -4.2 | 5.701 | 0 | 0 | 22.2259 | 22.2259 | 22.2259 | 22.2259 | 25.8441 | 27.7992 | 1.1136 | 0.00194 | 0 | 0 | 0 | 0 | 0 | 0 | 0 | 0 | 0 | 0 | 0 | 0 | 0 | 0 | 0 | 0 | 2.2647 | 0 | -505.1506 | 14.7287 | 0 | 66.9952 | 66.8946 | 52.9236 | 1151.228 | 32.9526 | 64.2084 | 3.721 | 0.3248 | -17.8205 | 13.166 | 3.19 | 76.892 | 1055.308 | 393.0162 | -545.741 | 1.9406 | 1.305 | -2.77 | 15.5379 | 8.0693 | 2025-08-26 | 2025_08_26 Hr 10 | 109.9916 | 0.000373 | -1055.308 | -448.3452 | 378.4539 | 893.3963 | 136.7999 | 11.2638 | 83.7396 | 57.3049 | 200.4521 | 120.6969 | 23.1276 | 188.5348 | 253.9004 | 21.08 | 7.2612 | 46.06 | 219.5424 | 0 | 133.8899 | 0
2025_08_26 Hr 11 | 18.764 | 0.004785 | 0.13494 | 3.8529 | 3.8556 | 3.8556 | 3.8537 | 3.8541 | 3.8556 | 89.4143 | -14.8 | 0.196 | 53 | 0 | 94.2674 | 94.2674 | 253.9004 | 21.08 | 0.01353 | 0.06 | 0.08976 | 2.013 | 0 | 0 | 0 | 0 | 0 | 0 | 0.2511 | 46.06 | 7.2612 | 219.5424 | 0 | 0 | 0 | 0 | 13.0875 | 32.1952 | 0 | 53.2812 | 0 | 0.6357 | 4.4766 | 0 | -1 | -4.2 | 5.701 | 0 | 0 | 24.5325 | 24.5325 | 24.5325 | 24.5325 | 28.5262 | 27.7992 | 1.1136 | 0.00194 | 0 | 0 | 0 | 0 | 0 | 0 | 0 | 0 | 0 | 0 | 0 | 0 | 0 | 0 | 0 | 0 | 2.2647 | 0 | -467.4586 | 14.7287 | 0 | 66.9952 | 66.8946 | 62.0334 | 1169.267 | 33.4385 | 65.155 | 3.721 | 0.3248 | -18.764 | 13.166 | 3.19 | 76.892 | 1115.408 | 401.8523 | -508.9926 | 1.9406 | 1.305 | -2.77 | 15.767 | 8.1882 | 2025-08-26 | 2025_08_26 Hr 11 | 114.102 | 0.000361 | -1115.408 | -414.1774 | 398.2137 | 893.3963 | 142.9723 | 11.2638 | 83.7396 | 59.6657 | 216.0705 | 122.4775 | 23.1276 | 188.5348 | 253.9004 | 21.08 | 7.2612 | 46.06 | 219.5424 | 0 | 133.8899 | 0
2025_08_26 Hr 12 | 17.9432 | 0.00969 | 0.27326 | 3.8529 | 3.8556 | 3.8556 | 3.8537 | 3.8541 | 3.8556 | 92.2834 | -14.8 | 0.196 | 63 | 0 | 94.2674 | 94.2674 | 253.9004 | 21.08 | 0.01353 | 0.06 | 0.08976 | 2.013 | 0 | 0 | 0 | 0 | 0 | 0 | 0.2511 | 46.06 | 7.2612 | 219.5424 | 0 | 0 | 0 | 0 | 13.6077 | 33.475 | 0 | 47.2919 | 0 | 0.6357 | 4.5023 | 0 | -1 | -4.2 | 5.701 | 0 | 0 | 26.3163 | 26.3163 | 26.3163 | 26.3163 | 30.6003 | 24.8508 | 1.1136 | 0.00194 | 0 | 0 | 0 | 0 | 0 | 0 | 0 | 0 | 0 | 0 | 0 | 0 | 0 | 0 | 0 | 0 | 2.2647 | 0 | -439.2192 | 14.7287 | 0 | 66.9952 | 66.8946 | 69.9864 | 1183.314 | 33.8142 | 65.8871 | 3.721 | 0.3248 | -17.9432 | 13.166 | 3.19 | 76.892 | 1168.092 | 417.4179 | -479.9324 | 1.9451 | 1.305 | -2.77 | 15.9442 | 8.2802 | 2025-08-26 | 2025_08_26 Hr 12 | 109.0647 | -0.00029 | -1168.092 | -391.9273 | 413.4991 | 893.3963 | 158.1201 | 11.2638 | 83.7396 | 61.4958 | 228.1488 | 123.8544 | 23.1276 | 188.5348 | 253.9004 | 21.08 | 7.2612 | 46.06 | 219.5424 | 0 | 133.8899 | 0
2025_08_26 Hr 13 | 17.8337 | 0.00858 | 0.24196 | 3.8529 | 3.8556 | 3.8556 | 3.8537 | 3.8541 | 3.8556 | 104.4523 | -14.8 | 0.196 | 73 | 0 | 94.2674 | 94.2674 | 253.9004 | 21.08 | 0.01353 | 0.06 | 0.08976 | 2.013 | 0 | 0 | 0 | 0 | 0 | 0 | 0.2511 | 46.06 | 7.2612 | 219.5424 | 0 | 0 | 0 | 0 | 15.8142 | 38.9027 | 0 | 26.5821 | 0 | 0.6357 | 4.6114 | 0 | -1 | -4.2 | 5.701 | 0 | 0 | 33.8819 | 33.8819 | 33.8819 | 33.8819 | 39.3975 | 31.8006 | 1.1136 | 0.00194 | 0 | 0 | 0 | 0 | 0 | 0 | 0 | 0 | 0 | 0 | 0 | 0 | 0 | 0 | 0 | 0 | 2.2647 | 0 | -431.36 | 14.7287 | 0 | 66.9952 | 66.8946 | 74.469 | 1242.302 | 35.4077 | 68.9921 | 3.721 | 0.3248 | -17.8337 | 13.166 | 3.19 | 76.892 | 1241.5 | 444.5799 | -471.9637 | 1.9921 | 1.305 | -2.77 | 16.6956 | 8.6705 | 2025-08-26 | 2025_08_26 Hr 13 | 108.3893 | 9e-06 | -1241.5 | -404.7779 | 478.358 | 893.3963 | 179.5201 | 11.2638 | 83.7396 | 69.2861 | 279.3773 | 129.6946 | 23.1276 | 188.5348 | 253.9004 | 21.08 | 7.2612 | 46.06 | 219.5424 | 0 | 133.8899 | 0
2025_08_26 Hr 14 | 16.8603 | 0.004545 | 0.12817 | 3.8529 | 3.8556 | 3.8556 | 3.8537 | 3.8541 | 3.8556 | 107.8161 | -14.8 | 0.196 | 76 | 0 | 94.2674 | 94.2674 | 253.9004 | 21.08 | 0.01353 | 0.06 | 0.08976 | 2.013 | 0 | 0 | 0 | 0 | 0 | 0 | 0.2511 | 46.06 | 7.2612 | 219.5424 | 0 | 0 | 0 | 0 | 16.4241 | 40.4031 | 0 | 24.6949 | 0 | 0.6357 | 4.6415 | 0 | -1 | -4.2 | 5.701 | 0 | 0 | 35.9732 | 35.9732 | 35.9732 | 35.9732 | 41.8293 | 32.7483 | 1.1136 | 0.00194 | 0 | 0 | 0 | 0 | 0 | 0 | 0 | 0 | 0 | 0 | 0 | 0 | 0 | 0 | 0 | 0 | 2.2647 | 0 | -373.7911 | 14.7287 | 0 | 66.9952 | 66.8946 | 67.5282 | 1258.503 | 35.8482 | 69.8504 | 3.721 | 0.3248 | -16.8603 | 13.166 | 3.19 | 76.892 | 1312 | 442.2237 | -413.4214 | 2.0058 | 1.305 | -2.77 | 16.9033 | 8.7783 | 2025-08-26 | 2025_08_26 Hr 14 | 108.9837 | 2e-05 | -1312 | -349.0962 | 496.2872 | 893.3963 | 176.4092 | 11.2638 | 83.7396 | 71.4401 | 293.5381 | 131.309 | 23.1276 | 188.5348 | 253.9004 | 21.08 | 7.2612 | 46.06 | 219.5424 | 0 | 133.8899 | 0
2025_08_26 Hr 15 | 16.7923 | 0.006285 | 0.17724 | 3.8529 | 3.8556 | 3.8556 | 3.8537 | 3.8541 | 3.8556 | 116.4481 | -14.8 | 0.196 | 79 | 0 | 94.2674 | 94.2674 | 253.9004 | 21.08 | 0.01353 | 0.06 | 0.08976 | 2.013 | 0 | 0 | 0 | 0 | 0 | 0 | 0.2511 | 46.06 | 7.2612 | 219.5424 | 0 | 0 | 0 | 0 | 17.9892 | 44.2533 | 0 | 15.2531 | 0 | 0.6357 | 4.7189 | 0 | -1 | -4.2 | 5.701 | 0 | 0 | 41.3398 | 41.3398 | 41.3398 | 41.3398 | 48.0696 | 39.6981 | 1.1136 | 0.00194 | 0 | 0 | 0 | 0 | 0 | 0 | 0 | 0 | 0 | 0 | 0 | 0 | 0 | 0 | 0 | 0 | 2.2647 | 0 | -348.4694 | 14.7287 | 0 | 66.9952 | 66.8946 | 61.455 | 1300.418 | 36.9786 | 72.053 | 3.721 | 0.3248 | -16.7923 | 13.166 | 3.19 | 76.892 | 1377.817 | 450.1768 | -388.0317 | 2.0408 | 1.305 | -2.77 | 17.4363 | 9.0551 | 2025-08-26 | 2025_08_26 Hr 15 | 140.1744 | -0.000316 | -1377.817 | -333.2163 | 542.2965 | 893.3963 | 180.3366 | 11.2638 | 83.7396 | 76.9678 | 329.877 | 135.4517 | 23.1276 | 188.5348 | 253.9004 | 21.08 | 7.2612 | 46.06 | 219.5424 | 0 | 133.8899 | 0
2025_08_26 Hr 16 | 18.1704 | 0.010425 | 0.29398 | 3.8529 | 3.8556 | 3.8556 | 3.8537 | 3.8541 | 3.8556 | 120.3313 | -14.8 | 0.196 | 78 | 0 | 94.2674 | 94.2674 | 253.9004 | 21.08 | 0.01353 | 0.06 | 0.08976 | 2.013 | 0 | 0 | 0 | 0 | 0 | 0 | 0.2511 | 46.06 | 7.2612 | 219.5424 | 0 | 0 | 0 | 0 | 18.6933 | 45.9853 | 0 | 13.2332 | -0.20858 | 0.6357 | 4.7537 | 0 | -1 | -4.2 | 5.701 | 0 | 0 | 43.7541 | 43.7541 | 43.7541 | 43.7541 | 50.8768 | 46.6479 | 1.1136 | 0.00194 | 0 | 0 | 0 | 0 | 0 | 0 | 0 | 0 | 0 | 0 | 0 | 0 | 0 | 0 | 0 | 0 | 2.2647 | 0 | -308.0111 | 14.7287 | 0 | 66.9952 | 66.8946 | 52.9236 | 1319.369 | 37.4871 | 73.0438 | 3.721 | 0.3248 | -18.1704 | 13.166 | 3.19 | 76.892 | 1434.283 | 450.841 | -348.9514 | 2.0566 | 1.305 | -2.77 | 17.6761 | 9.1797 | 2025-08-26 | 2025_08_26 Hr 16 | 158.2379 | 0.0003582 | -1434.283 | -294.9865 | 562.9942 | 893.3963 | 177.8759 | 11.2638 | 83.7396 | 79.4545 | 346.2244 | 137.3153 | 23.1276 | 188.5348 | 253.9004 | 21.08 | 7.2612 | 46.06 | 219.5424 | 0 | 133.8899 | 0
2025_08_26 Hr 17 | 17.8901 | 0.00921 | 0.25972 | 3.8529 | 3.8556 | 3.8556 | 3.8537 | 3.8541 | 3.8556 | 128.5923 | -14.8 | 0.196 | 84 | 0 | 94.2674 | 94.2674 | 253.9004 | 21.08 | 0.01353 | 0.06 | 0.08976 | 2.013 | 0 | 0 | 0 | 0 | 0 | 0 | 0.2511 | 46.06 | 7.2612 | 219.5424 | 0 | 0 | 0 | 0 | 20.1911 | 49.67 | 0 | 16.1998 | 0 | 0.6357 | 4.8277 | 0 | -1 | -4.2 | 5.701 | 0 | 0 | 48.8901 | 48.8901 | 48.8901 | 48.8901 | 56.8489 | 44.6472 | 1.1136 | 0.00194 | 0 | 0 | 0 | 0 | 0 | 0 | 0 | 0 | 0 | 0 | 0 | 0 | 0 | 0 | 0 | 0 | 2.2647 | 0 | -317.3956 | 14.7287 | 0 | 66.9952 | 66.8946 | 44.9706 | 1359.402 | 38.5689 | 75.1517 | 3.721 | 0.3248 | -17.8901 | 13.166 | 3.19 | 76.892 | 1468.117 | 450.5705 | -358.0557 | 2.0901 | 1.305 | -2.77 | 18.1861 | 9.4446 | 2025-08-26 | 2025_08_26 Hr 17 | 191.692 | -0.000338 | -1468.117 | -301.1958 | 607.026 | 893.3963 | 173.8867 | 11.2638 | 83.7396 | 84.7446 | 381.0014 | 141.28 | 23.1276 | 188.5348 | 253.9004 | 21.08 | 7.2612 | 46.06 | 219.5424 | 0 | 133.8899 | 0
2025_08_26 Hr 18 | 16.8719 | 0.00741 | 0.20896 | 3.8529 | 3.8556 | 3.8556 | 3.8537 | 3.8541 | 3.8556 | 131.1399 | -14.8 | 0.196 | 79 | 0 | 94.2674 | 94.2674 | 253.9004 | 21.08 | 0.01353 | 0.06 | 0.08976 | 2.013 | 0 | 0 | 0 | 0 | 0 | 0 | 0.2511 | 46.06 | 7.2612 | 219.5424 | 0 | 0 | 0 | 0 | 20.653 | 50.8063 | 0 | 8.7332 | -0.12458 | 0.6357 | 4.8505 | 0 | -1 | -4.2 | 5.701 | 0 | 0 | 50.4739 | 50.4739 | 50.4739 | 50.4739 | 58.6906 | 42.7518 | 1.1136 | 0.00194 | 0 | 0 | 0 | 0 | 0 | 0 | 0 | 0 | 0 | 0 | 0 | 0 | 0 | 0 | 0 | 0 | 2.2647 | 0 | -295.4341 | 14.7287 | 0 | 66.9952 | 66.8946 | 46.5612 | 1371.707 | 38.9025 | 75.8017 | 3.721 | 0.3248 | -16.8719 | 13.166 | 3.19 | 76.892 | 1490.708 | 445.4684 | -335.076 | 2.1004 | 1.305 | -2.77 | 18.3434 | 9.5263 | 2025-08-26 | 2025_08_26 Hr 18 | 195.0569 | 0.0003436 | -1490.708 | -286.8255 | 620.6047 | 893.3963 | 168.5294 | 11.2638 | 83.7396 | 86.3759 | 391.7261 | 142.5026 | 23.1276 | 188.5348 | 253.9004 | 21.08 | 7.2612 | 46.06 | 219.5424 | 0 | 133.8899 | 0
2025_08_26 Hr 19 | 5.6914 | 0.004965 | 0.14001 | 3.8529 | 3.8556 | 3.8556 | 3.8537 | 3.8541 | 3.8556 | 126.7373 | -14.8 | 0.196 | 70 | 0 | 94.2674 | 94.2674 | 253.9004 | 21.08 | 0.01353 | 0.06 | 0.08976 | 2.013 | 0 | 0 | 0 | 0 | 0 | 0 | 0.2511 | 46.06 | 7.2612 | 219.5424 | 0 | 0 | 0 | 0 | 19.8548 | 48.8426 | 0 | 56.7807 | 0 | 0.6357 | 4.8111 | 0 | -1 | -4.2 | 5.701 | 0 | 0 | 47.7368 | 47.7368 | 47.7368 | 47.7368 | 55.5079 | 46.6479 | 1.1136 | 0.00194 | 0 | 0 | 0 | 0 | 0 | 0 | 0 | 0 | 0 | 0 | 0 | 0 | 0 | 0 | 0 | 0 | 2.2647 | 0 | -348.516 | 14.7287 | 0 | 66.9952 | 66.8946 | 42.5124 | 1350.285 | 38.326 | 74.6784 | 3.721 | 0.3248 | -5.6914 | 13.166 | 3.19 | 76.892 | 1453.108 | 423.0198 | -376.9774 | 2.0825 | 1.305 | -2.77 | 18.0716 | 9.3851 | 2025-08-26 | 2025_08_26 Hr 19 | 167.8356 | 0.000357 | -1453.108 | -291.7353 | 597.1386 | 893.3963 | 159.3053 | 11.2638 | 83.7396 | 83.5567 | 373.1923 | 140.3897 | 23.1276 | 188.5348 | 253.9004 | 21.08 | 7.2612 | 46.06 | 219.5424 | 0 | 133.8899 | 0
2025_08_26 Hr 20 | 0.51906 | 0.002355 | 0.066411 | 3.8529 | 3.8556 | 3.8556 | 3.8537 | 3.8541 | 3.8556 | 117.2891 | -14.8 | 0.196 | 71 | 0 | 94.2674 | 94.2674 | 253.9004 | 21.08 | 0.01353 | 0.06 | 0.08976 | 2.013 | 0 | 0 | 0 | 0 | 0 | 0 | 0.2511 | 46.06 | 7.2612 | 219.5424 | 0 | 0 | 0 | 0 | 18.1417 | 44.6284 | 0 | 24.9678 | 0 | 0.6357 | 4.7264 | 0 | -1 | -4.2 | 5.701 | 0 | 0 | 41.8627 | 41.8627 | 41.8627 | 41.8627 | 48.6775 | 48.6486 | 1.1136 | 0.00194 | 0 | 0 | 0 | 0 | 0 | 0 | 0 | 0 | 0 | 0 | 0 | 0 | 0 | 0 | 0 | 0 | 2.2647 | 0 | -396.2725 | 14.7287 | 0 | 66.9952 | 66.8946 | 83.0004 | 1304.386 | 37.0887 | 72.2676 | 3.721 | 0.3248 | -0.51906 | 13.166 | 3.19 | 76.892 | 1366.592 | 456.7991 | -419.5616 | 2.0442 | 1.305 | -2.77 | 17.4882 | 9.0821 | 2025-08-26 | 2025_08_26 Hr 20 | 177.1848 | -0.00029 | -1366.592 | -371.3047 | 546.7789 | 893.3963 | 202.7178 | 11.2638 | 83.7396 | 77.5063 | 333.4173 | 135.8553 | 23.1276 | 188.5348 | 253.9004 | 21.08 | 7.2612 | 46.06 | 219.5424 | 0 | 133.8899 | 0
2025_08_26 Hr 21 | 0 | 0.000675 | 0.019035 | 3.8529 | 3.8556 | 3.8556 | 3.8537 | 3.8541 | 3.8556 | 109.5227 | -14.8 | 0.196 | 65 | 0 | 94.2674 | 94.2674 | 253.9004 | 21.08 | 0.01353 | 0.06 | 0.08976 | 2.013 | 0 | 0 | 0 | 0 | 0 | 0 | 0.2511 | 46.06 | 7.2612 | 219.5424 | 0 | 0 | 0 | 0 | 16.7335 | 41.1643 | 0 | 33.3894 | 0 | 0.6357 | 4.6568 | 0 | -1 | -4.2 | 5.701 | 0 | 0 | 37.0342 | 37.0342 | 37.0342 | 37.0342 | 43.063 | 52.65 | 1.1136 | 0.00194 | 0 | 0 | 0 | 0 | 0 | 0 | 0 | 0 | 0 | 0 | 0 | 0 | 0 | 0 | 0 | 0 | 2.2647 | 0 | -460.5805 | 14.7287 | 0 | 66.9952 | 66.8946 | 84.4464 | 1266.671 | 36.0717 | 70.2859 | 3.721 | 0.3248 | 0 | 13.166 | 3.19 | 76.892 | 1268.708 | 451.9985 | -483.3505 | 2.0127 | 1.305 | -2.77 | 17.0086 | 8.8331 | 2025-08-26 | 2025_08_26 Hr 21 | 126.2884 | 0.000346 | -1268.708 | -427.1911 | 505.3836 | 893.3963 | 202.1161 | 11.2638 | 83.7396 | 72.533 | 300.7226 | 132.128 | 23.1276 | 188.5348 | 253.9004 | 21.08 | 7.2612 | 46.06 | 219.5424 | 0 | 133.8899 | 0
2025_08_26 Hr 22 | 0 | 3e-05 | 0.000846 | 3.8529 | 3.8556 | 3.8556 | 3.8537 | 3.8541 | 3.8556 | 92.2834 | -14.8 | 0.196 | 68 | 0 | 94.2674 | 94.2674 | 253.9004 | 21.08 | 0.01353 | 0.06 | 0.08976 | 2.013 | 0 | 0 | 0 | 0 | 0 | 0 | 0.2511 | 46.06 | 7.2612 | 219.5424 | 0 | 0 | 0 | 0 | 13.6077 | 33.475 | 0 | 64.5304 | 0 | 0.6357 | 4.5023 | 0 | -1 | -4.2 | 5.701 | 0 | 0 | 26.3163 | 26.3163 | 26.3163 | 26.3163 | 30.6003 | 52.65 | 1.1136 | 0.00194 | 0 | 0 | 0 | 0 | 0 | 0 | 0 | 0 | 0 | 0 | 0 | 0 | 0 | 0 | 0 | 0 | 2.2647 | 0 | -517.3417 | 14.7287 | 0 | 66.9952 | 66.8946 | 88.0614 | 1183.05 | 33.8142 | 65.8871 | 3.721 | 0.3248 | 0 | 13.166 | 3.19 | 76.892 | 1157.808 | 450.3393 | -540.1117 | 1.9537 | 1.305 | -2.77 | 15.9442 | 8.2802 | 2025-08-26 | 2025_08_26 Hr 22 | 119.4982 | 0.000376 | -1157.808 | -452.8113 | 413.5077 | 893.3963 | 208.7123 | 11.2638 | 83.7396 | 61.5044 | 228.1488 | 123.8544 | 23.1276 | 188.5348 | 253.9004 | 21.08 | 7.2612 | 46.06 | 219.5424 | 0 | 133.8899 | 0
2025_08_26 Hr 23 | 0 | 0 | 0 | 3.8529 | 3.8556 | 3.8556 | 3.8537 | 3.8541 | 3.8556 | 64.5817 | 0 | 0.196 | 80 | 0 | 94.2674 | 94.2674 | 264.6764 | 17.93 | 0.01353 | 0.06 | 0.08976 | 2.013 | 0 | 0 | 0 | 0 | 0 | 0 | 0.2511 | 46.06 | 7.2612 | 228.1622 | 0 | 0 | 0 | 0 | 8.585 | 21.1191 | 0 | 59.9033 | 0 | 0.6357 | 4.2541 | 0 | -1 | -4.2 | 5.701 | 0 | 0 | 9.0938 | 9.0938 | 9.0938 | 9.0938 | 10.5742 | 43.6995 | 1.1136 | 0.00194 | 0 | 0 | 0 | 0 | 0 | 0 | 0 | 0 | 0 | 0 | 0 | 0 | 0 | 0 | 0 | 0 | 2.2647 | 0 | -546.5241 | 14.7287 | 0 | 69.9561 | 69.851 | 109.0284 | 1070.955 | 30.1866 | 58.8188 | 3.721 | 0.3248 | 0 | 13.166 | 3.19 | 76.892 | 1037.425 | 461.061 | -554.4941 | 1.9406 | 1.305 | -2.77 | 14.2337 | 7.3919 | 2025-08-26 | 2025_08_26 Hr 23 | 101.4353 | 3.5e-05 | -1037.425 | -486.6208 | 280.7551 | 915.5594 | 232.7279 | 11.2638 | 83.7396 | 43.8644 | 111.531 | 125.3597 | 23.1276 | 188.5348 | 264.6764 | 17.93 | 7.2612 | 46.06 | 228.1622 | 0 | 139.8071 | 0
2025_08_26 Hr 24 | 0 | 0 | 0 | 3.8529 | 3.8556 | 3.8556 | 3.8537 | 3.8541 | 3.8556 | 46.1799 | 0 | 0.196 | 85 | 0 | 94.2674 | 94.2674 | 264.9615 | 17.93 | 0.01353 | 0.06 | 0.08976 | 2.013 | 0 | 0 | 0 | 0 | 0 | 0 | 0.2511 | 46.06 | 7.2612 | 228.3633 | 0 | 0 | 0 | 0 | 5.2485 | 12.9112 | 0 | 37.5708 | 0 | 0.6357 | 4.0892 | 2.025 | -1 | -4.2 | 5.701 | 0 | 0 | 0.19423 | 0.19423 | 0.19423 | 0.19423 | 0.22585 | 34.749 | 1.1136 | 0.00194 | 0 | 0 | 0 | 0 | 0 | 0 | 0 | 0 | 0 | 0 | 0 | 0 | 0 | 0 | 0 | 0 | 2.2647 | 0 | -540.7349 | 14.7287 | 0 | 69.9561 | 69.851 | 126.525 | 995.3834 | 27.7769 | 54.1234 | 3.721 | 0.3248 | 0 | 13.166 | 3.19 | 76.892 | 950.025 | 465.7756 | -548.7049 | 1.9406 | 1.305 | -2.77 | 13.0974 | 6.8019 | 2025-08-26 | 2025_08_26 Hr 24 | 92.0153 | 1.07e-05 | -950.025 | -503.1641 | 195.866 | 916.0456 | 246.274 | 11.2638 | 83.7396 | 32.1552 | 47.1827 | 116.5282 | 23.1276 | 188.5348 | 264.9615 | 17.93 | 7.2612 | 46.06 | 228.3633 | 0 | 139.8071 | 0
2025_08_27 Hr 01 | 0 | 0 | 0 | 3.8529 | 3.8556 | 3.8556 | 3.8537 | 3.8541 | 3.8556 | 36.6934 | 0 | 0.196 | 89 | 0 | 94.2674 | 94.2674 | 264.9615 | 0 | 0.01353 | 0.06 | 0.08976 | 2.013 | 0 | 0 | 0 | 0 | 0 | 0 | 0.2511 | 46.06 | 7.2612 | 228.3633 | 0 | 0 | 0 | 0 | 1.1982 | 2.947 | 0 | 41.5247 | 0 | 0.6357 | 4.146 | 2.7 | -1 | -4.2 | 5.8458 | 0 | 0 | 0 | 0 | 0 | 0 | 0 | 40.7511 | 1.1136 | 0.00194 | 0 | 0 | 0 | 0 | 0 | 0 | 0 | 0 | 0 | 0 | 0 | 0 | 0 | 0 | 0 | 0 | 2.4387 | 0 | -567.3754 | 15.3865 | 0 | 69.9561 | 69.851 | 116.9814 | 953.4246 | 25.8958 | 50.2024 | 3.721 | 0.3248 | 0 | 13.166 | 3.19 | 76.892 | 879.3 | 459.696 | -575.3454 | 2.04 | 1.305 | -2.77 | 12.1878 | 6.3176 | 2025-08-27 | 2025_08_27 Hr 01 | 86.5077 | -4e-06 | -879.3 | -525.8506 | 165.2991 | 898.1156 | 246.7325 | 11.2638 | 83.7396 | 18.6156 | 36.6934 | 109.9901 | 23.1276 | 188.5348 | 264.9615 | 0 | 7.2612 | 46.06 | 228.3633 | 0 | 139.8071 | 0
2025_08_27 Hr 02 | 0 | 0 | 0 | 3.8529 | 3.8556 | 3.8556 | 3.8537 | 3.8541 | 3.8556 | 36.6934 | 0 | 0.196 | 93 | 0 | 94.2674 | 94.2674 | 264.9615 | 0 | 0.01353 | 0.06 | 0.08976 | 2.013 | 0 | 0 | 0 | 0 | 0 | 0 | 0.2511 | 46.06 | 7.2612 | 228.3633 | 0 | 0 | 0 | 0 | 0.026897 | 0.066155 | 0 | 59.2918 | 0 | 0.6357 | 4.0678 | 3.0333 | -1 | -4.2 | 5.8458 | 0 | 0 | 0 | 0 | 0 | 0 | 0 | 46.6479 | 1.1136 | 0.00194 | 0 | 0 | 0 | 0 | 0 | 0 | 0 | 0 | 0 | 0 | 0 | 0 | 0 | 0 | 0 | 0 | 2.4387 | 0 | -619.1432 | 15.3865 | 0 | 69.9561 | 69.851 | 102.5214 | 949.2943 | 24.781 | 48.0413 | 3.721 | 0.3248 | 0 | 13.166 | 3.19 | 76.892 | 832.5333 | 451.0604 | -627.1132 | 2.04 | 1.305 | -2.77 | 11.6631 | 6.0456 | 2025-08-27 | 2025_08_27 Hr 02 | 86.3667 | 3.2e-05 | -832.5333 | -559.8514 | 157.0964 | 898.1156 | 242.1693 | 11.2638 | 83.7396 | 14.4853 | 36.6934 | 105.9176 | 23.1276 | 188.5348 | 264.9615 | 0 | 7.2612 | 46.06 | 228.3633 | 0 | 139.8071 | 0
2025_08_27 Hr 03 | 0 | 0 | 0 | 3.8529 | 3.8556 | 3.8556 | 3.8537 | 3.8541 | 3.8556 | 36.6934 | 0 | 0.196 | 93 | 0 | 94.2674 | 94.2674 | 264.9615 | 0 | 0.01353 | 0.06 | 0.08976 | 2.013 | 0 | 0 | 0 | 0 | 0 | 0 | 0.2511 | 46.06 | 7.2612 | 228.3633 | 0 | 0 | 0 | 0 | 0 | 0 | 0 | 38.8966 | 0 | 0.6357 | 4.0554 | 3.1 | -1 | -4.2 | 5.8458 | 0 | 0 | 0 | 0 | 0 | 0 | 0 | 54.6507 | 1.1136 | 0.00194 | 0 | 0 | 0 | 0 | 0 | 0 | 0 | 0 | 0 | 0 | 0 | 0 | 0 | 0 | 0 | 0 | 2.4387 | 0 | -647.6714 | 15.3865 | 0 | 69.9561 | 69.851 | 110.4744 | 949.1889 | 24.6048 | 47.6998 | 3.721 | 0.3248 | 0 | 13.166 | 3.19 | 76.892 | 798.8167 | 466.3725 | -655.6414 | 2.04 | 1.305 | -2.77 | 11.5802 | 6.0027 | 2025-08-27 | 2025_08_27 Hr 03 | 90.9666 | -3.6e-05 | -798.8167 | -608.7748 | 156.3473 | 898.1156 | 258.1251 | 11.2638 | 83.7396 | 14.3799 | 36.6934 | 105.274 | 23.1276 | 188.5348 | 264.9615 | 0 | 7.2612 | 46.06 | 228.3633 | 0 | 139.8071 | 0
2025_08_27 Hr 04 | 0 | 0 | 0 | 3.8529 | 3.8556 | 3.8556 | 3.8537 | 3.8541 | 3.8556 | 36.6934 | 0 | 0.196 | 90 | 0 | 94.2674 | 94.2674 | 264.9615 | 0 | 0.01353 | 0.06 | 0.08976 | 2.013 | 0 | 0 | 0 | 0 | 0 | 0 | 0.2511 | 46.06 | 7.2612 | 228.3633 | 0 | 0 | 0 | 0 | 0 | 0 | 0 | 45.3202 | 0 | 0.6357 | 4.0093 | 3.1 | -1 | -4.2 | 5.8458 | 0 | 0 | 0 | 0 | 0 | 0 | 0 | 55.5984 | 1.1136 | 0.00194 | 0 | 0 | 0 | 0 | 0 | 0 | 0 | 0 | 0 | 0 | 0 | 0 | 0 | 0 | 0 | 0 | 2.4387 | 0 | -650.4825 | 15.3865 | 0 | 69.9561 | 69.851 | 99.051 | 949.1428 | 23.9481 | 46.4267 | 3.721 | 0.3248 | 0 | 13.166 | 3.19 | 76.892 | 786.5084 | 450.4978 | -658.4525 | 2.04 | 1.305 | -2.77 | 11.2711 | 5.8424 | 2025-08-27 | 2025_08_27 Hr 04 | 93.9098 | -5.2e-05 | -786.5084 | -605.1623 | 153.9022 | 898.1156 | 244.6494 | 11.2638 | 83.7396 | 14.3338 | 36.6934 | 102.875 | 23.1276 | 188.5348 | 264.9615 | 0 | 7.2612 | 46.06 | 228.3633 | 0 | 139.8071 | 0
2025_08_27 Hr 05 | 0 | 0 | 0 | 3.8529 | 3.8556 | 3.8556 | 3.8537 | 3.8541 | 3.8556 | 36.6934 | 0 | 0.196 | 86 | 0 | 94.2674 | 94.2674 | 264.9615 | 0 | 0.01353 | 0.06 | 0.08976 | 2.013 | 0 | 0 | 0 | 0 | 0 | 0 | 0.2511 | 46.06 | 7.2612 | 228.3633 | 0 | 0 | 0 | 0 | 0 | 0 | 0 | 56.8882 | 0 | 0.6357 | 4.0293 | 3.1 | -1 | -4.2 | 5.8458 | 0 | 0 | 0 | 0 | 0 | 0 | 0 | 59.5998 | 1.1136 | 0.00194 | 0 | 0 | 0 | 0 | 0 | 0 | 0 | 0 | 0 | 0 | 0 | 0 | 0 | 0 | 0 | 0 | 2.4387 | 0 | -648.0218 | 15.3865 | 0 | 69.9561 | 69.851 | 99.051 | 949.1628 | 24.2332 | 46.9794 | 3.721 | 0.3248 | 0 | 13.166 | 3.19 | 76.892 | 801.6 | 451.5407 | -655.9918 | 2.04 | 1.305 | -2.77 | 11.4053 | 5.912 | 2025-08-27 | 2025_08_27 Hr 05 | 108.8639 | 7e-06 | -801.6 | -591.1336 | 154.9637 | 898.1156 | 244.6508 | 11.2638 | 83.7396 | 14.3538 | 36.6934 | 103.9165 | 23.1276 | 188.5348 | 264.9615 | 0 | 7.2612 | 46.06 | 228.3633 | 0 | 139.8071 | 0
2025_08_27 Hr 06 | 0 | 0 | 0 | 3.8529 | 3.8556 | 3.8556 | 3.8537 | 3.8541 | 3.8556 | 36.9289 | 0 | 0.196 | 85 | 0 | 94.2674 | 94.2674 | 264.9615 | 0 | 0.01353 | 0.06 | 0.08976 | 2.013 | 0 | 0 | 0 | 0 | 0 | 0 | 0.2511 | 46.06 | 7.2612 | 228.3633 | 0 | 0 | 0 | 0 | 2.04 | 5.0176 | 0 | 52.3335 | 0 | 0.6357 | 4.1905 | 2.7 | -1 | -4.2 | 5.8458 | 0 | 0 | 0 | 0 | 0 | 0 | 0 | 52.65 | 1.1136 | 0.00194 | 0 | 0 | 0 | 0 | 0 | 0 | 0 | 0 | 0 | 0 | 0 | 0 | 0 | 0 | 0 | 0 | 2.4387 | 0 | -588.3275 | 15.3865 | 0 | 69.9561 | 69.851 | 108.0162 | 956.6171 | 26.53 | 51.432 | 3.721 | 0.3248 | 0 | 13.166 | 3.19 | 76.892 | 873.6 | 460.9469 | -596.2975 | 2.04 | 1.305 | -2.77 | 12.4863 | 6.4723 | 2025-08-27 | 2025_08_27 Hr 06 | 114.107 | 1.5e-05 | -873.6 | -535.994 | 170.8088 | 898.1156 | 245.6662 | 11.2638 | 83.7396 | 21.5726 | 36.9289 | 112.3072 | 23.1276 | 188.5348 | 264.9615 | 0 | 7.2612 | 46.06 | 228.3633 | 0 | 139.8071 | 0
2025_08_27 Hr 07 | 1.0298 | 1.5e-05 | 0.000423 | 3.8529 | 3.8556 | 3.8556 | 3.8537 | 3.8541 | 3.8556 | 49.7464 | -14.8 | 0.196 | 81 | 0 | 94.2674 | 94.2674 | 253.9004 | 0 | 0.01353 | 0.06 | 0.08976 | 2.013 | 0 | 0 | 0 | 0 | 0 | 0 | 0.2511 | 46.06 | 7.2612 | 219.5424 | 0 | 0 | 0 | 0 | 5.5818 | 13.7289 | 0 | 73.8637 | 0 | 0.6357 | 4.3777 | 2.025 | -1 | -4.2 | 5.8458 | 0 | 0 | 0.29841 | 0.29841 | 0.29841 | 0.29841 | 0.34699 | 46.6479 | 1.1136 | 0.00194 | 0 | 0 | 0 | 0 | 0 | 0 | 0 | 0 | 0 | 0 | 0 | 0 | 0 | 0 | 0 | 0 | 2.4387 | 0 | -521.8091 | 15.3865 | 0 | 66.9952 | 66.8946 | 102.9552 | 957.6168 | 29.1984 | 56.605 | 3.721 | 0.3248 | -1.0298 | 13.166 | 3.19 | 76.892 | 942.5333 | 456.6618 | -545.6089 | 2.04 | 1.305 | -2.77 | 13.7422 | 7.1233 | 2025-08-27 | 2025_08_27 Hr 07 | 136.2256 | 8.99e-05 | -942.5333 | -447.9454 | 192.5555 | 872.3163 | 230.6035 | 11.2638 | 83.7396 | 34.0129 | 51.2871 | 107.2555 | 23.1276 | 188.5348 | 253.9004 | 0 | 7.2612 | 46.06 | 219.5424 | 0 | 133.8899 | 0
2025_08_27 Hr 08 | 13.4159 | 0.000435 | 0.012267 | 3.8529 | 3.8556 | 3.8556 | 3.8537 | 3.8541 | 3.8556 | 60.2374 | -14.8 | 0.196 | 84 | 0 | 94.2674 | 94.2674 | 253.9004 | 0 | 0.01353 | 0.06 | 0.08976 | 2.013 | 0 | 0 | 0 | 0 | 0 | 0 | 0.2511 | 46.06 | 7.2612 | 219.5424 | 0 | 0 | 0 | 0 | 7.3846 | 18.163 | 0 | 55.563 | 0 | 0.6357 | 4.473 | 0 | -1 | -4.2 | 5.8458 | 0 | 0 | 4.0878 | 4.0878 | 4.0878 | 4.0878 | 4.7533 | 43.6995 | 1.1136 | 0.00194 | 0 | 0 | 0 | 0 | 0 | 0 | 0 | 0 | 0 | 0 | 0 | 0 | 0 | 0 | 0 | 0 | 2.4387 | 0 | -489.1085 | 15.3865 | 0 | 66.9952 | 66.8946 | 101.5092 | 994.0155 | 30.5566 | 59.2381 | 3.721 | 0.3248 | -13.4159 | 13.166 | 3.19 | 76.892 | 996.9 | 472.6158 | -525.2944 | 2.04 | 1.305 | -2.77 | 14.3814 | 7.4547 | 2025-08-27 | 2025_08_27 Hr 08 | 134.251 | 3e-05 | -996.9 | -433.5455 | 233.9043 | 872.3163 | 229.2214 | 11.2638 | 83.7396 | 40.3451 | 81.3419 | 112.2173 | 23.1276 | 188.5348 | 253.9004 | 0 | 7.2612 | 46.06 | 219.5424 | 0 | 133.8899 | 0
2025_08_27 Hr 09 | 18.5551 | 0.002025 | 0.057105 | 3.8529 | 3.8556 | 3.8556 | 3.8537 | 3.8541 | 3.8556 | 70.7037 | -14.8 | 0.196 | 93 | 0 | 94.2674 | 94.2674 | 253.9004 | 21.08 | 0.01353 | 0.06 | 0.08976 | 2.013 | 0 | 0 | 0 | 0 | 0 | 0 | 0.2511 | 46.06 | 7.2612 | 219.5424 | 0 | 0 | 0 | 0 | 9.1831 | 22.5866 | 0 | 58.1341 | 0 | 0.6357 | 4.5681 | 0 | -1 | -4.2 | 5.8458 | 0 | 0 | 10.6174 | 10.6174 | 10.6174 | 10.6174 | 12.3458 | 42.7518 | 1.1136 | 0.00194 | 0 | 0 | 0 | 0 | 0 | 0 | 0 | 0 | 0 | 0 | 0 | 0 | 0 | 0 | 0 | 0 | 2.4387 | 0 | -496.9104 | 15.3865 | 0 | 66.9952 | 66.8946 | 79.53 | 1065.638 | 31.9116 | 61.865 | 3.721 | 0.3248 | -18.5551 | 13.166 | 3.19 | 76.892 | 1054.317 | 468.7799 | -538.2355 | 2.0434 | 1.305 | -2.77 | 15.0191 | 7.7852 | 2025-08-27 | 2025_08_27 Hr 09 | 137.3942 | -0.000283 | -1054.317 | -438.7763 | 289.3523 | 893.3963 | 215.3409 | 11.2638 | 83.7396 | 46.6658 | 125.519 | 117.1675 | 23.1276 | 188.5348 | 253.9004 | 21.08 | 7.2612 | 46.06 | 219.5424 | 0 | 133.8899 | 0
2025_08_27 Hr 10 | 17.8205 | 0.004155 | 0.11717 | 3.8529 | 3.8556 | 3.8556 | 3.8537 | 3.8541 | 3.8556 | 76.444 | -14.8 | 0.196 | 87 | 0 | 94.2674 | 94.2674 | 253.9004 | 21.08 | 0.01353 | 0.06 | 0.08976 | 2.013 | 0 | 0 | 0 | 0 | 0 | 0 | 0.2511 | 46.06 | 7.2612 | 219.5424 | 0 | 0 | 0 | 0 | 10.1695 | 25.0128 | 0 | 69.6618 | 0 | 0.6357 | 4.6203 | 0 | -1 | -4.2 | 5.8458 | 0 | 0 | 14.1986 | 14.1986 | 14.1986 | 14.1986 | 16.51 | 46.6479 | 1.1136 | 0.00194 | 0 | 0 | 0 | 0 | 0 | 0 | 0 | 0 | 0 | 0 | 0 | 0 | 0 | 0 | 0 | 0 | 2.4387 | 0 | -469.658 | 15.3865 | 0 | 66.9952 | 66.8946 | 73.4568 | 1093.41 | 32.6548 | 63.3057 | 3.721 | 0.3248 | -17.8205 | 13.166 | 3.19 | 76.892 | 1115.408 | 462.5853 | -510.2484 | 2.0606 | 1.305 | -2.77 | 15.3689 | 7.9665 | 2025-08-27 | 2025_08_27 Hr 10 | 133.032 | 0.000371 | -1115.408 | -399.9962 | 319.7788 | 893.3963 | 207.226 | 11.2638 | 83.7396 | 50.1477 | 149.7486 | 119.8825 | 23.1276 | 188.5348 | 253.9004 | 21.08 | 7.2612 | 46.06 | 219.5424 | 0 | 133.8899 | 0
2025_08_27 Hr 11 | 18.764 | 0.006795 | 0.19162 | 3.8529 | 3.8556 | 3.8556 | 3.8537 | 3.8541 | 3.8556 | 86.069 | -14.8 | 0.196 | 84 | 0 | 94.2674 | 94.2674 | 253.9004 | 21.08 | 0.01353 | 0.06 | 0.08976 | 2.013 | 0 | 0 | 0 | 0 | 0 | 0 | 0.2511 | 46.06 | 7.2612 | 219.5424 | 0 | 0 | 0 | 0 | 11.8235 | 29.0808 | 0 | 42.4763 | 0 | 0.6357 | 4.7077 | 0 | -1 | -4.2 | 5.8458 | 0 | 0 | 20.2034 | 20.2034 | 20.2034 | 20.2034 | 23.4923 | 38.7504 | 1.1136 | 0.00194 | 0 | 0 | 0 | 0 | 0 | 0 | 0 | 0 | 0 | 0 | 0 | 0 | 0 | 0 | 0 | 0 | 2.4387 | 0 | -429.554 | 15.3865 | 0 | 66.9952 | 66.8946 | 82.422 | 1139.96 | 33.9009 | 65.7215 | 3.721 | 0.3248 | -18.764 | 13.166 | 3.19 | 76.892 | 1177.5 | 466.1515 | -471.088 | 2.1009 | 1.305 | -2.77 | 15.9554 | 8.2706 | 2025-08-27 | 2025_08_27 Hr 11 | 130.5134 | 3.3e-05 | -1177.5 | -387.0777 | 370.8071 | 893.3963 | 205.3708 | 11.2638 | 83.7396 | 55.9974 | 190.3749 | 124.4348 | 23.1276 | 188.5348 | 253.9004 | 21.08 | 7.2612 | 46.06 | 219.5424 | 0 | 133.8899 | 0
2025_08_27 Hr 12 | 17.9432 | 0.008655 | 0.24407 | 3.8529 | 3.8556 | 3.8556 | 3.8537 | 3.8541 | 3.8556 | 93.3434 | -14.8 | 0.196 | 81 | 0 | 94.2674 | 94.2674 | 253.9004 | 21.08 | 0.01353 | 0.06 | 0.08976 | 2.013 | 0 | 0 | 0 | 0 | 0 | 0 | 0.2511 | 46.06 | 7.2612 | 219.5424 | 0 | 0 | 0 | 0 | 13.0735 | 32.1554 | 0 | 58.7223 | 0 | 0.6357 | 4.7738 | 0 | -1 | -4.2 | 5.8458 | 0 | 0 | 24.7417 | 24.7417 | 24.7417 | 24.7417 | 28.7694 | 34.749 | 1.1136 | 0.00194 | 0 | 0 | 0 | 0 | 0 | 0 | 0 | 0 | 0 | 0 | 0 | 0 | 0 | 0 | 0 | 0 | 2.4387 | 0 | -390.7998 | 15.3865 | 0 | 66.9952 | 66.8946 | 72.0108 | 1175.139 | 34.8427 | 67.5472 | 3.721 | 0.3248 | -17.9432 | 13.166 | 3.19 | 76.892 | 1253.708 | 451.3604 | -431.513 | 2.1313 | 1.305 | -2.77 | 16.3986 | 8.5003 | 2025-08-27 | 2025_08_27 Hr 12 | 128.4279 | 0.000389 | -1253.708 | -332.0775 | 409.3736 | 893.3963 | 188.0125 | 11.2638 | 83.7396 | 60.4186 | 221.0796 | 127.8754 | 23.1276 | 188.5348 | 253.9004 | 21.08 | 7.2612 | 46.06 | 219.5424 | 0 | 133.8899 | 0
2025_08_27 Hr 13 | 17.8337 | 0.009675 | 0.27283 | 3.8529 | 3.8556 | 3.8556 | 3.8537 | 3.8541 | 3.8556 | 106.0117 | -14.8 | 0.196 | 75 | 0 | 94.2674 | 94.2674 | 253.9004 | 21.08 | 0.01353 | 0.06 | 0.08976 | 2.013 | 0 | 0 | 0 | 0 | 0 | 0 | 0.2511 | 46.06 | 7.2612 | 219.5424 | 0 | 0 | 0 | 0 | 15.2505 | 37.5098 | 0 | 34.3472 | 0 | 0.6357 | 4.8889 | 0 | -1 | -4.2 | 5.8458 | 0 | 0 | 32.6451 | 32.6451 | 32.6451 | 32.6451 | 37.9594 | 32.7483 | 1.1136 | 0.00194 | 0 | 0 | 0 | 0 | 0 | 0 | 0 | 0 | 0 | 0 | 0 | 0 | 0 | 0 | 0 | 0 | 2.4387 | 0 | -361.4271 | 15.3865 | 0 | 66.9952 | 66.8946 | 84.0126 | 1236.339 | 36.4828 | 70.7268 | 3.721 | 0.3248 | -17.8337 | 13.166 | 3.19 | 76.892 | 1329.9 | 461.2448 | -402.0308 | 2.1843 | 1.305 | -2.77 | 17.1705 | 8.9004 | 2025-08-27 | 2025_08_27 Hr 13 | 141.0206 | -2e-06 | -1329.9 | -327.0799 | 476.5368 | 893.3963 | 192.0434 | 11.2638 | 83.7396 | 68.118 | 274.5516 | 133.8671 | 23.1276 | 188.5348 | 253.9004 | 21.08 | 7.2612 | 46.06 | 219.5424 | 0 | 133.8899 | 0
2025_08_27 Hr 14 | 16.8603 | 0.0102 | 0.28764 | 3.8529 | 3.8556 | 3.8556 | 3.8537 | 3.8541 | 3.8556 | 118.1852 | -14.8 | 0.196 | 70 | 0 | 94.2674 | 94.2674 | 253.9004 | 21.08 | 0.01353 | 0.06 | 0.08976 | 2.013 | 0 | 0 | 0 | 0 | 0 | 0 | 0.2511 | 46.06 | 7.2612 | 219.5424 | 0 | 0 | 0 | 0 | 17.3424 | 42.655 | 0 | 31.5124 | 0 | 0.6357 | 4.9995 | 0 | -1 | -4.2 | 5.8458 | 0 | 0 | 40.2398 | 40.2398 | 40.2398 | 40.2398 | 46.7905 | 26.8515 | 1.1136 | 0.00194 | 0 | 0 | 0 | 0 | 0 | 0 | 0 | 0 | 0 | 0 | 0 | 0 | 0 | 0 | 0 | 0 | 2.4387 | 0 | -318.4802 | 15.3865 | 0 | 66.9952 | 66.8946 | 80.5422 | 1295.136 | 38.0588 | 73.7822 | 3.721 | 0.3248 | -16.8603 | 13.166 | 3.19 | 76.892 | 1420.2 | 451.6624 | -358.1105 | 2.2353 | 1.305 | -2.77 | 17.9123 | 9.2849 | 2025-08-27 | 2025_08_27 Hr 14 | 147.1358 | 1.4e-05 | -1420.2 | -286.9678 | 541.0765 | 893.3963 | 177.6915 | 11.2638 | 83.7396 | 75.5167 | 325.935 | 139.6248 | 23.1276 | 188.5348 | 253.9004 | 21.08 | 7.2612 | 46.06 | 219.5424 | 0 | 133.8899 | 0
2025_08_27 Hr 15 | 16.5054 | 0.01023 | 0.28849 | 3.8529 | 3.8556 | 3.8556 | 3.8537 | 3.8541 | 3.8556 | 130.3587 | -14.8 | 0.196 | 63 | 0 | 94.2674 | 94.2674 | 253.9004 | 21.08 | 0.01353 | 0.06 | 0.08976 | 2.013 | 0 | 0 | 0 | 0 | 0 | 0 | 0.2511 | 46.06 | 7.2612 | 219.5424 | 0 | 0 | 0 | 0 | 19.4343 | 47.8002 | 0 | 9.0271 | 0 | 0.6357 | 5.1101 | 0 | -1 | -4.2 | 5.8458 | 0 | 0 | 47.8345 | 47.8345 | 47.8345 | 47.8345 | 55.6215 | 23.7978 | 1.1136 | 0.00194 | 0 | 0 | 0 | 0 | 0 | 0 | 0 | 0 | 0 | 0 | 0 | 0 | 0 | 0 | 0 | 0 | 2.4387 | 0 | -280.6477 | 15.3865 | 0 | 66.9952 | 66.8946 | 85.0248 | 1353.919 | 39.6349 | 76.8375 | 3.721 | 0.3248 | -16.5054 | 13.166 | 3.19 | 76.892 | 1494.517 | 451.4941 | -319.9231 | 2.2863 | 1.305 | -2.77 | 18.6541 | 9.6694 | 2025-08-27 | 2025_08_27 Hr 15 | 154.0369 | -0.000317 | -1494.517 | -271.6206 | 605.6162 | 893.3963 | 172.1213 | 11.2638 | 83.7396 | 82.9154 | 377.3184 | 145.3825 | 23.1276 | 188.5348 | 253.9004 | 21.08 | 7.2612 | 46.06 | 219.5424 | 0 | 133.8899 | 0
2025_08_27 Hr 16 | 18.1704 | 0.009795 | 0.27622 | 3.8529 | 3.8556 | 3.8556 | 3.8537 | 3.8541 | 3.8556 | 138.6229 | -14.8 | 0.196 | 63 | 0 | 94.2674 | 94.2674 | 253.9004 | 21.08 | 0.01353 | 0.06 | 0.08976 | 2.013 | 0 | 0 | 0 | 0 | 0 | 0 | 0.2511 | 46.06 | 7.2612 | 219.5424 | 0 | 0 | 0 | 0 | 20.8544 | 51.2931 | 0 | 1.1148 | -1.8233 | 0.6357 | 5.1851 | 0 | -1 | -4.2 | 5.8458 | 0 | 0 | 52.9903 | 52.9903 | 52.9903 | 52.9903 | 61.6166 | 26.8515 | 1.1136 | 0.00194 | 0 | 0 | 0 | 0 | 0 | 0 | 0 | 0 | 0 | 0 | 0 | 0 | 0 | 0 | 0 | 0 | 2.4387 | 0 | -295.7264 | 15.3865 | 0 | 66.9952 | 66.8946 | 76.0596 | 1393.811 | 40.7048 | 78.9117 | 3.721 | 0.3248 | -18.1704 | 13.166 | 3.19 | 76.892 | 1507.592 | 451.1558 | -336.6667 | 2.3209 | 1.305 | -2.77 | 19.1576 | 9.9304 | 2025-08-27 | 2025_08_27 Hr 16 | 183.4443 | -0.000261 | -1507.592 | -296.4349 | 649.4298 | 893.3963 | 166.1971 | 11.2638 | 83.7396 | 87.938 | 412.2006 | 149.2911 | 23.1276 | 188.5348 | 253.9004 | 21.08 | 7.2612 | 46.06 | 219.5424 | 0 | 133.8899 | 0
2025_08_27 Hr 17 | 17.5485 | 0.00876 | 0.24703 | 3.8529 | 3.8556 | 3.8556 | 3.8537 | 3.8541 | 3.8556 | 150.6232 | -14.8 | 0.196 | 56 | 0 | 94.2674 | 94.2674 | 253.9004 | 21.08 | 0.01353 | 0.06 | 0.08976 | 2.013 | 0 | 0 | 0 | 0 | 0 | 0 | 0.2511 | 46.06 | 7.2612 | 219.5424 | 0 | 0 | 0 | 0 | 22.9166 | 56.3651 | 0 | 0 | -13.5036 | 0.6357 | 5.2942 | 0 | -1 | -4.2 | 5.8458 | 0 | 0 | 60.4769 | 60.4769 | 60.4769 | 60.4769 | 70.322 | 28.8522 | 1.1136 | 0.00194 | 0 | 0 | 0 | 0 | 0 | 0 | 0 | 0 | 0 | 0 | 0 | 0 | 0 | 0 | 0 | 0 | 2.4387 | 0 | -327.5964 | 15.3865 | 0 | 66.9952 | 66.8946 | 64.0578 | 1451.728 | 42.2584 | 81.9236 | 3.721 | 0.3248 | -17.5485 | 13.166 | 3.19 | 76.892 | 1509.517 | 439.2075 | -367.9149 | 2.3711 | 1.305 | -2.77 | 19.8888 | 10.3095 | 2025-08-27 | 2025_08_27 Hr 17 | 228.6151 | -0.000257 | -1509.517 | -341.1 | 713.0512 | 893.3963 | 149.1658 | 11.2638 | 83.7396 | 95.2314 | 462.8529 | 154.9668 | 23.1276 | 188.5348 | 253.9004 | 21.08 | 7.2612 | 46.06 | 219.5424 | 0 | 133.8899 | 0
2025_08_27 Hr 18 | 16.8719 | 0.00573 | 0.16159 | 3.8529 | 3.8556 | 3.8556 | 3.8537 | 3.8541 | 3.8556 | 150.6232 | -14.8 | 0.196 | 34 | 0 | 94.2674 | 94.2674 | 253.9004 | 21.08 | 0.01353 | 0.06 | 0.08976 | 2.013 | 0 | 0 | 0 | 0 | 0 | 0 | 0.2511 | 46.06 | 7.2612 | 219.5424 | 0 | 0 | 0 | 0 | 22.9166 | 56.3651 | 0 | 7.8043 | -5.3786 | 0.6357 | 5.2942 | 0 | -1 | -4.2 | 5.8458 | 0 | 0 | 60.4769 | 60.4769 | 60.4769 | 60.4769 | 70.322 | 31.8006 | 1.1136 | 0.00194 | 0 | 0 | 0 | 0 | 0 | 0 | 0 | 0 | 0 | 0 | 0 | 0 | 0 | 0 | 0 | 0 | 2.4387 | 0 | -355.6566 | 15.3865 | 0 | 66.9952 | 66.8946 | 47.4288 | 1451.642 | 42.2584 | 81.9236 | 3.721 | 0.3248 | -16.8719 | 13.166 | 3.19 | 76.892 | 1461.617 | 402.8473 | -395.2985 | 2.3711 | 1.305 | -2.77 | 19.8888 | 10.3095 | 2025-08-27 | 2025_08_27 Hr 18 | 286.2311 | -0.000259 | -1461.617 | -353.231 | 713.0512 | 893.3963 | 113.3967 | 11.2638 | 83.7396 | 95.2314 | 462.8529 | 154.9668 | 23.1276 | 188.5348 | 253.9004 | 21.08 | 7.2612 | 46.06 | 219.5424 | 0 | 133.8899 | 0
2025_08_27 Hr 19 | 5.1707 | 0.003135 | 0.088407 | 3.8529 | 3.8556 | 3.8556 | 3.8537 | 3.8541 | 3.8556 | 141.8394 | -14.8 | 0.196 | 23 | 0 | 94.2674 | 94.2674 | 253.9004 | 21.08 | 0.01353 | 0.06 | 0.08976 | 2.013 | 0 | 0 | 0 | 0 | 0 | 0 | 0.2511 | 46.06 | 7.2612 | 219.5424 | 0 | 0 | 0 | 0 | 21.4072 | 52.6526 | 0 | 27.8427 | 0 | 0.6357 | 5.2144 | 0 | -1 | -4.2 | 5.8458 | 0 | 0 | 54.997 | 54.997 | 54.997 | 54.997 | 63.95 | 18.8487 | 1.1136 | 0.00194 | 0 | 0 | 0 | 0 | 0 | 0 | 0 | 0 | 0 | 0 | 0 | 0 | 0 | 0 | 0 | 0 | 2.4387 | 0 | -363.7606 | 15.3865 | 0 | 66.9952 | 66.8946 | 46.995 | 1409.155 | 41.1212 | 79.719 | 3.721 | 0.3248 | -5.1707 | 13.166 | 3.19 | 76.892 | 1407.9 | 362.6034 | -391.7013 | 2.3343 | 1.305 | -2.77 | 19.3536 | 10.032 | 2025-08-27 | 2025_08_27 Hr 19 | 260.7225 | -3e-06 | -1407.9 | -335.9179 | 666.4829 | 893.3963 | 88.9352 | 11.2638 | 83.7396 | 89.893 | 425.7775 | 150.8124 | 23.1276 | 188.5348 | 253.9004 | 21.08 | 7.2612 | 46.06 | 219.5424 | 0 | 133.8899 | 0
2025_08_27 Hr 20 | 0 | 0.00216 | 0.060912 | 3.8529 | 3.8556 | 3.8556 | 3.8537 | 3.8541 | 3.8556 | 131.8681 | -14.8 | 0.196 | 19 | 0 | 94.2674 | 94.2674 | 253.9004 | 21.08 | 0.01353 | 0.06 | 0.08976 | 2.013 | 0 | 0 | 0 | 0 | 0 | 0 | 0.2511 | 46.06 | 7.2612 | 219.5424 | 0 | 0 | 0 | 0 | 19.6937 | 48.4381 | 0 | 24.7057 | 0 | 0.6357 | 5.1238 | 0 | -1 | -4.2 | 5.8458 | 0 | 0 | 48.7762 | 48.7762 | 48.7762 | 48.7762 | 56.7165 | 14.8473 | 1.1136 | 0.00194 | 0 | 0 | 0 | 0 | 0 | 0 | 0 | 0 | 0 | 0 | 0 | 0 | 0 | 0 | 0 | 0 | 2.4387 | 0 | -373.1631 | 15.3865 | 0 | 66.9952 | 66.8946 | 65.9376 | 1360.979 | 39.8303 | 77.2164 | 3.721 | 0.3248 | 0 | 13.166 | 3.19 | 76.892 | 1353.408 | 363.6568 | -395.9331 | 2.2926 | 1.305 | -2.77 | 18.746 | 9.7171 | 2025-08-27 | 2025_08_27 Hr 20 | 268.2582 | 0.000413 | -1353.408 | -348.4574 | 613.6181 | 893.3963 | 99.848 | 11.2638 | 83.7396 | 83.8327 | 383.6891 | 146.0963 | 23.1276 | 188.5348 | 253.9004 | 21.08 | 7.2612 | 46.06 | 219.5424 | 0 | 133.8899 | 0
2025_08_27 Hr 21 | 0 | 0.000645 | 0.018189 | 3.8529 | 3.8556 | 3.8556 | 3.8537 | 3.8541 | 3.8556 | 117.1708 | -14.8 | 0.196 | 14 | 0 | 94.2674 | 94.2674 | 253.9004 | 21.08 | 0.01353 | 0.06 | 0.08976 | 2.013 | 0 | 0 | 0 | 0 | 0 | 0 | 0.2511 | 46.06 | 7.2612 | 219.5424 | 0 | 0 | 0 | 0 | 17.1681 | 42.2262 | 0 | 27.914 | 0 | 0.6357 | 4.9903 | 0 | -1 | -4.2 | 5.8458 | 0 | 0 | 39.6069 | 39.6069 | 39.6069 | 39.6069 | 46.0546 | 19.9017 | 1.1136 | 0.00194 | 0 | 0 | 0 | 0 | 0 | 0 | 0 | 0 | 0 | 0 | 0 | 0 | 0 | 0 | 0 | 0 | 2.4387 | 0 | -367.2015 | 15.3865 | 0 | 66.9952 | 66.8946 | 74.469 | 1289.968 | 37.9275 | 73.5276 | 3.721 | 0.3248 | 0 | 13.166 | 3.19 | 76.892 | 1293.2 | 365.2897 | -389.9715 | 2.2311 | 1.305 | -2.77 | 17.8505 | 9.2529 | 2025-08-27 | 2025_08_27 Hr 21 | 155.0914 | 6.4e-05 | -1293.2 | -339.2874 | 535.6982 | 893.3963 | 108.3895 | 11.2638 | 83.7396 | 74.9001 | 321.6531 | 139.145 | 23.1276 | 188.5348 | 253.9004 | 21.08 | 7.2612 | 46.06 | 219.5424 | 0 | 133.8899 | 0
2025_08_27 Hr 22 | 0 | 4.5e-05 | 0.001269 | 3.8529 | 3.8556 | 3.8556 | 3.8537 | 3.8541 | 3.8556 | 95.0259 | -14.8 | 0.196 | 6 | 0 | 94.2674 | 94.2674 | 253.9004 | 21.08 | 0.01353 | 0.06 | 0.08976 | 2.013 | 0 | 0 | 0 | 0 | 0 | 0 | 0.2511 | 46.06 | 7.2612 | 219.5424 | 0 | 0 | 0 | 0 | 13.3627 | 32.8665 | 0 | 44.3265 | 0 | 0.6357 | 4.7891 | 0 | -1 | -4.2 | 5.8458 | 0 | 0 | 25.7914 | 25.7914 | 25.7914 | 25.7914 | 29.99 | 18.8487 | 1.1136 | 0.00194 | 0 | 0 | 0 | 0 | 0 | 0 | 0 | 0 | 0 | 0 | 0 | 0 | 0 | 0 | 0 | 0 | 2.4387 | 0 | -335.7134 | 15.3865 | 0 | 66.9952 | 66.8946 | 74.0352 | 1183.02 | 35.0605 | 67.9695 | 3.721 | 0.3248 | 0 | 13.166 | 3.19 | 76.892 | 1214.192 | 345.3286 | -358.4834 | 2.1384 | 1.305 | -2.77 | 16.5011 | 8.5535 | 2025-08-27 | 2025_08_27 Hr 22 | 160.7936 | -0.000271 | -1214.192 | -291.3869 | 418.2937 | 893.3963 | 98.8852 | 11.2638 | 83.7396 | 61.4412 | 228.1813 | 128.6712 | 23.1276 | 188.5348 | 253.9004 | 21.08 | 7.2612 | 46.06 | 219.5424 | 0 | 133.8899 | 0
2025_08_27 Hr 23 | 0 | 0 | 0 | 3.8529 | 3.8556 | 3.8556 | 3.8537 | 3.8541 | 3.8556 | 70.2088 | 0 | 0.196 | 0 | 0 | 94.2674 | 94.2674 | 264.6764 | 17.93 | 0.01353 | 0.06 | 0.08976 | 2.013 | 0 | 0 | 0 | 0 | 0 | 0 | 0.2511 | 46.06 | 7.2612 | 228.1622 | 0 | 0 | 0 | 0 | 9.0981 | 22.3774 | 0 | 23.8434 | 0 | 0.6357 | 4.5636 | 0 | -1 | -4.2 | 5.8458 | 0 | 0 | 10.3087 | 10.3087 | 10.3087 | 10.3087 | 11.9868 | 26.8515 | 1.1136 | 0.00194 | 0 | 0 | 0 | 0 | 0 | 0 | 0 | 0 | 0 | 0 | 0 | 0 | 0 | 0 | 0 | 0 | 2.4387 | 0 | -318.9527 | 15.3865 | 0 | 69.9561 | 69.851 | 73.4568 | 1085.364 | 31.8476 | 61.7408 | 3.721 | 0.3248 | 0 | 13.166 | 3.19 | 76.892 | 1117.3 | 335.0152 | -326.9227 | 2.0508 | 1.305 | -2.77 | 14.989 | 7.7696 | 2025-08-27 | 2025_08_27 Hr 23 | 119.4119 | 2.9e-05 | -1117.3 | -295.1093 | 301.5382 | 915.5594 | 100.3083 | 11.2638 | 83.7396 | 46.3745 | 123.4303 | 131.7335 | 23.1276 | 188.5348 | 264.6764 | 17.93 | 7.2612 | 46.06 | 228.1622 | 0 | 139.8071 | 0
2025_08_27 Hr 24 | 0 | 0 | 0 | 3.8529 | 3.8556 | 3.8556 | 3.8537 | 3.8541 | 3.8556 | 43.3852 | 0 | 0.196 | 0 | 0 | 94.2674 | 94.2674 | 264.9615 | 17.93 | 0.01353 | 0.06 | 0.08976 | 2.013 | 0 | 0 | 0 | 0 | 0 | 0 | 0.2511 | 46.06 | 7.2612 | 228.3633 | 0 | 0 | 0 | 0 | 4.3913 | 10.8007 | 0 | 45.192 | 0 | 0.6357 | 4.3148 | 2.475 | -1 | -4.2 | 5.8458 | 0 | 0 | 0.055872 | 0.055872 | 0.055872 | 0.055872 | 0.064968 | 36.7497 | 1.1136 | 0.00194 | 0 | 0 | 0 | 0 | 0 | 0 | 0 | 0 | 0 | 0 | 0 | 0 | 0 | 0 | 0 | 0 | 2.4387 | 0 | -331.9137 | 15.3865 | 0 | 69.9561 | 69.851 | 54.5142 | 989.5506 | 28.3015 | 54.8662 | 3.721 | 0.3248 | 0 | 13.166 | 3.19 | 76.892 | 1007.875 | 313.0161 | -339.8837 | 2.04 | 1.305 | -2.77 | 13.32 | 6.9045 | 2025-08-27 | 2025_08_27 Hr 24 | 103.0303 | 6.24e-06 | -1007.875 | -286.7217 | 192.2838 | 916.0456 | 91.2639 | 11.2638 | 83.7396 | 29.8313 | 43.6737 | 118.7787 | 23.1276 | 188.5348 | 264.9615 | 17.93 | 7.2612 | 46.06 | 228.3633 | 0 | 139.8071 | 0
2025_08_28 Hr 01 | 0 | 0 | 0 | 3.8529 | 3.8556 | 3.8556 | 3.8537 | 3.8541 | 3.8556 | 44.5984 | 0 | 0.196 | 4 | 0 | 94.2674 | 94.2674 | 264.9615 | 0 | 0.01353 | 0.06 | 0.08976 | 2.013 | 0 | 0 | 0 | 0 | 0 | 0 | 0.2511 | 46.06 | 7.2612 | 228.3633 | 0 | 0 | 0 | 0 | 4.7919 | 11.7842 | 0 | 46.6211 | 0 | 0.6357 | 4.5913 | 2.025 | -1 | -4.2 | 5.9905 | 0 | 0 | 0.22312 | 0.22312 | 0.22312 | 0.22312 | 0.25944 | 40.7511 | 1.1136 | 0.00194 | 0 | 0 | 0 | 0 | 0 | 0 | 0 | 0 | 0 | 0 | 0 | 0 | 0 | 0 | 0 | 0 | 2.6128 | 0 | -392.7717 | 14.12 | 0 | 69.9561 | 69.851 | 45.549 | 975.7855 | 25.9979 | 50.138 | 3.721 | 0.3248 | 0 | 13.166 | 3.19 | 76.892 | 923.725 | 302.0602 | -400.7417 | 2.1488 | 1.305 | -2.77 | 12.2125 | 6.3182 | 2025-08-28 | 2025_08_28 Hr 01 | 95.3198 | 1.62e-05 | -923.725 | -346.1506 | 186.4565 | 898.1156 | 90.3001 | 11.2638 | 83.7396 | 31.9196 | 45.7503 | 108.7866 | 23.1276 | 188.5348 | 264.9615 | 0 | 7.2612 | 46.06 | 228.3633 | 0 | 139.8071 | 0
2025_08_28 Hr 02 | 0 | 0 | 0 | 3.8529 | 3.8556 | 3.8556 | 3.8537 | 3.8541 | 3.8556 | 37.6737 | 0 | 0.196 | 23 | 0 | 94.2674 | 94.2674 | 264.9615 | 0 | 0.01353 | 0.06 | 0.08976 | 2.013 | 0 | 0 | 0 | 0 | 0 | 0 | 0.2511 | 46.06 | 7.2612 | 228.3633 | 0 | 0 | 0 | 0 | 3.319 | 8.1618 | 0 | 34.9099 | 0 | 0.6357 | 4.5083 | 2.7 | -1 | -4.2 | 5.9905 | 0 | 0 | 0 | 0 | 0 | 0 | 0 | 52.65 | 1.1136 | 0.00194 | 0 | 0 | 0 | 0 | 0 | 0 | 0 | 0 | 0 | 0 | 0 | 0 | 0 | 0 | 0 | 0 | 2.6128 | 0 | -440.7262 | 14.12 | 0 | 69.9561 | 69.851 | 44.9706 | 962.4917 | 24.981 | 48.1769 | 3.721 | 0.3248 | 0 | 13.166 | 3.19 | 76.892 | 877.3834 | 328.6779 | -448.6962 | 2.11 | 1.305 | -2.77 | 11.7349 | 6.0711 | 2025-08-28 | 2025_08_28 Hr 02 | 94.1213 | -5.8e-05 | -877.3834 | -405.8163 | 169.46 | 898.1156 | 120.6206 | 11.2638 | 83.7396 | 26.7024 | 37.6737 | 105.0839 | 23.1276 | 188.5348 | 264.9615 | 0 | 7.2612 | 46.06 | 228.3633 | 0 | 139.8071 | 0
2025_08_28 Hr 03 | 0 | 0 | 0 | 3.8529 | 3.8556 | 3.8556 | 3.8537 | 3.8541 | 3.8556 | 36.6934 | 0 | 0.196 | 63 | 0 | 94.2674 | 94.2674 | 264.9615 | 0 | 0.01353 | 0.06 | 0.08976 | 2.013 | 0 | 0 | 0 | 0 | 0 | 0 | 0.2511 | 46.06 | 7.2612 | 228.3633 | 0 | 0 | 0 | 0 | 1.4697 | 3.6142 | 0 | 40.2939 | 0 | 0.6357 | 4.4041 | 2.7 | -1 | -4.2 | 5.9905 | 0 | 0 | 0 | 0 | 0 | 0 | 0 | 59.5998 | 1.1136 | 0.00194 | 0 | 0 | 0 | 0 | 0 | 0 | 0 | 0 | 0 | 0 | 0 | 0 | 0 | 0 | 0 | 0 | 2.6128 | 0 | -495.2392 | 14.12 | 0 | 69.9561 | 69.851 | 26.4618 | 954.9615 | 23.7044 | 45.7149 | 3.721 | 0.3248 | 0 | 13.166 | 3.19 | 76.892 | 844.5167 | 352.4704 | -503.2092 | 2.0612 | 1.305 | -2.77 | 11.1352 | 5.7609 | 2025-08-28 | 2025_08_28 Hr 03 | 94.2799 | -1.5e-05 | -844.5167 | -454.9453 | 157.2814 | 898.1156 | 149.0616 | 11.2638 | 83.7396 | 20.1526 | 36.6934 | 100.4354 | 23.1276 | 188.5348 | 264.9615 | 0 | 7.2612 | 46.06 | 228.3633 | 0 | 139.8071 | 0
2025_08_28 Hr 04 | 0 | 0 | 0 | 3.8529 | 3.8556 | 3.8556 | 3.8537 | 3.8541 | 3.8556 | 36.6934 | 0 | 0.196 | 83 | 0 | 94.2674 | 94.2674 | 264.9615 | 0 | 0.01353 | 0.06 | 0.08976 | 2.013 | 0 | 0 | 0 | 0 | 0 | 0 | 0.2511 | 46.06 | 7.2612 | 228.3633 | 0 | 0 | 0 | 0 | 1.9423 | 4.7765 | 0 | 49.1064 | 0 | 0.6357 | 4.4308 | 2.7 | -1 | -4.2 | 5.9905 | 0 | 0 | 0 | 0 | 0 | 0 | 0 | 71.4987 | 1.1136 | 0.00194 | 0 | 0 | 0 | 0 | 0 | 0 | 0 | 0 | 0 | 0 | 0 | 0 | 0 | 0 | 0 | 0 | 2.6128 | 0 | -554.8015 | 14.12 | 0 | 69.9561 | 69.851 | 16.0506 | 956.6356 | 24.0307 | 46.3442 | 3.721 | 0.3248 | 0 | 13.166 | 3.19 | 76.892 | 818.1166 | 375.1462 | -562.7715 | 2.0737 | 1.305 | -2.77 | 11.2884 | 5.8402 | 2025-08-28 | 2025_08_28 Hr 04 | 94.4121 | 7.8e-05 | -818.1166 | -505.6951 | 160.1435 | 898.1156 | 170.5493 | 11.2638 | 83.7396 | 21.8266 | 36.6934 | 101.6235 | 23.1276 | 188.5348 | 264.9615 | 0 | 7.2612 | 46.06 | 228.3633 | 0 | 139.8071 | 0
2025_08_28 Hr 05 | 0 | 0 | 0 | 3.8529 | 3.8556 | 3.8556 | 3.8537 | 3.8541 | 3.8556 | 36.6934 | 0 | 0.196 | 83 | 0 | 94.2674 | 94.2674 | 264.9615 | 0 | 0.01353 | 0.06 | 0.08976 | 2.013 | 0 | 0 | 0 | 0 | 0 | 0 | 0.2511 | 46.06 | 7.2612 | 228.3633 | 0 | 0 | 0 | 0 | 2.5343 | 6.2322 | 0 | 45.8893 | 0 | 0.6357 | 4.4641 | 2.7 | -1 | -4.2 | 5.9905 | 0 | 0 | 0 | 0 | 0 | 0 | 0 | 73.4994 | 1.1136 | 0.00194 | 0 | 0 | 0 | 0 | 0 | 0 | 0 | 0 | 0 | 0 | 0 | 0 | 0 | 0 | 0 | 0 | 2.6128 | 0 | -539.4836 | 14.12 | 0 | 69.9561 | 69.851 | 13.4478 | 958.7322 | 24.4393 | 47.1323 | 3.721 | 0.3248 | 0 | 13.166 | 3.19 | 76.892 | 833.2 | 376.0321 | -547.4536 | 2.0893 | 1.305 | -2.77 | 11.4804 | 5.9395 | 2025-08-28 | 2025_08_28 Hr 05 | 107.216 | 2.1e-05 | -833.2 | -493.5943 | 163.7281 | 898.1156 | 169.9472 | 11.2638 | 83.7396 | 23.9232 | 36.6934 | 103.1115 | 23.1276 | 188.5348 | 264.9615 | 0 | 7.2612 | 46.06 | 228.3633 | 0 | 139.8071 | 0
2025_08_28 Hr 06 | 0 | 0 | 0 | 3.8529 | 3.8556 | 3.8556 | 3.8537 | 3.8541 | 3.8556 | 47.8162 | 0 | 0.196 | 75 | 0 | 94.2674 | 94.2674 | 264.9615 | 0 | 0.01353 | 0.06 | 0.08976 | 2.013 | 0 | 0 | 0 | 0 | 0 | 0 | 0.2511 | 46.06 | 7.2612 | 228.3633 | 0 | 0 | 0 | 0 | 5.3885 | 13.2511 | 0 | 46.2425 | 0 | 0.6357 | 4.6249 | 1.125 | -1 | -4.2 | 5.9905 | 0 | 0 | 1.926 | 1.926 | 1.926 | 1.926 | 2.2396 | 61.6005 | 1.1136 | 0.00194 | 0 | 0 | 0 | 0 | 0 | 0 | 0 | 0 | 0 | 0 | 0 | 0 | 0 | 0 | 0 | 0 | 2.6128 | 0 | -494.1479 | 14.12 | 0 | 69.9561 | 69.851 | 6.9408 | 989.9079 | 26.4097 | 50.9322 | 3.721 | 0.3248 | 0 | 13.166 | 3.19 | 76.892 | 890.8333 | 356.8009 | -502.1179 | 2.1646 | 1.305 | -2.77 | 12.406 | 6.4183 | 2025-08-28 | 2025_08_28 Hr 06 | 111.4017 | 4e-05 | -890.8333 | -447.9054 | 202.0784 | 898.1156 | 143.5413 | 11.2638 | 83.7396 | 34.0324 | 57.7598 | 110.2862 | 23.1276 | 188.5348 | 264.9615 | 0 | 7.2612 | 46.06 | 228.3633 | 0 | 139.8071 | 0
2025_08_28 Hr 07 | 2.0713 | 0 | 0 | 3.8529 | 3.8556 | 3.8556 | 3.8537 | 3.8541 | 3.8556 | 68.2614 | -14.8 | 0.196 | 67 | 0 | 94.2674 | 94.2674 | 253.9004 | 0 | 0.01353 | 0.06 | 0.08976 | 2.013 | 0 | 0 | 0 | 0 | 0 | 0 | 0.2511 | 46.06 | 7.2612 | 219.5424 | 0 | 0 | 0 | 0 | 9.1788 | 22.5721 | 0 | 71.4864 | 0 | 0.6357 | 4.8385 | 0 | -1 | -4.2 | 5.9905 | 0 | 0 | 13.3831 | 13.3831 | 13.3831 | 13.3831 | 15.5618 | 50.6493 | 1.1136 | 0.00194 | 0 | 0 | 0 | 0 | 0 | 0 | 0 | 0 | 0 | 0 | 0 | 0 | 0 | 0 | 0 | 0 | 2.6128 | 0 | -503.781 | 14.12 | 0 | 66.9952 | 66.8946 | 6.507 | 1057.129 | 29.0263 | 55.9783 | 3.721 | 0.3248 | -2.0713 | 13.166 | 3.19 | 76.892 | 949.0084 | 349.0149 | -528.6223 | 2.2645 | 1.305 | -2.77 | 13.6351 | 7.0542 | 2025-08-28 | 2025_08_28 Hr 07 | 120.5799 | -2.4e-05 | -949.0084 | -432.2946 | 289.8269 | 872.3163 | 124.1563 | 11.2638 | 83.7396 | 47.4572 | 137.3557 | 105.014 | 23.1276 | 188.5348 | 253.9004 | 0 | 7.2612 | 46.06 | 219.5424 | 0 | 133.8899 | 0
2025_08_28 Hr 08 | 12.9499 | 0 | 0 | 3.8529 | 3.8556 | 3.8556 | 3.8537 | 3.8541 | 3.8556 | 78.7563 | -14.8 | 0.196 | 29 | 0 | 94.2674 | 94.2674 | 253.9004 | 0 | 0.01353 | 0.06 | 0.08976 | 2.013 | 0 | 0 | 0 | 0 | 0 | 0 | 0.2511 | 46.06 | 7.2612 | 219.5424 | 0 | 0 | 0 | 0 | 11.1244 | 27.3567 | 0 | 54.4192 | 0 | 0.6357 | 4.9481 | 0 | -1 | -4.2 | 5.9905 | 0 | 0 | 19.9532 | 19.9532 | 19.9532 | 19.9532 | 23.2015 | 48.6486 | 1.1136 | 0.00194 | 0 | 0 | 0 | 0 | 0 | 0 | 0 | 0 | 0 | 0 | 0 | 0 | 0 | 0 | 0 | 0 | 2.6128 | 0 | -453.6003 | 14.12 | 0 | 66.9952 | 66.8946 | 15.4722 | 1108.435 | 30.3694 | 58.5686 | 3.721 | 0.3248 | -12.9499 | 13.166 | 3.19 | 76.892 | 1007.283 | 333.7489 | -489.3202 | 2.3158 | 1.305 | -2.77 | 14.2661 | 7.3807 | 2025-08-28 | 2025_08_28 Hr 08 | 126.4836 | 0.000387 | -1007.283 | -399.1811 | 346.0239 | 872.3163 | 93.1208 | 11.2638 | 83.7396 | 54.3484 | 181.7707 | 109.9047 | 23.1276 | 188.5348 | 253.9004 | 0 | 7.2612 | 46.06 | 219.5424 | 0 | 133.8899 | 0
2025_08_28 Hr 09 | 18.3644 | 0 | 0 | 3.8529 | 3.8556 | 3.8556 | 3.8537 | 3.8541 | 3.8556 | 86.182 | -14.8 | 0.196 | 14 | 0 | 94.2674 | 94.2674 | 253.9004 | 21.08 | 0.01353 | 0.06 | 0.08976 | 2.013 | 0 | 0 | 0 | 0 | 0 | 0 | 0.2511 | 46.06 | 7.2612 | 219.5424 | 0 | 0 | 0 | 0 | 12.501 | 30.742 | 0 | 37.6455 | 0 | 0.6357 | 5.0257 | 0 | -1 | -4.2 | 5.9905 | 0 | 0 | 24.6019 | 24.6019 | 24.6019 | 24.6019 | 28.6069 | 32.7483 | 1.1136 | 0.00194 | 0 | 0 | 0 | 0 | 0 | 0 | 0 | 0 | 0 | 0 | 0 | 0 | 0 | 0 | 0 | 0 | 2.6128 | 0 | -420.6433 | 14.12 | 0 | 66.9952 | 66.8946 | 15.4722 | 1165.817 | 31.3197 | 60.4014 | 3.721 | 0.3248 | -18.3644 | 13.166 | 3.19 | 76.892 | 1053.408 | 311.7235 | -461.7777 | 2.3521 | 1.305 | -2.77 | 14.7125 | 7.6116 | 2025-08-28 | 2025_08_28 Hr 09 | 135.7219 | 0.000367 | -1053.408 | -382.9978 | 385.7859 | 893.3963 | 62.2205 | 11.2638 | 83.7396 | 59.2243 | 213.1965 | 113.3652 | 23.1276 | 188.5348 | 253.9004 | 21.08 | 7.2612 | 46.06 | 219.5424 | 0 | 133.8899 | 0
2025_08_28 Hr 10 | 17.8205 | 0 | 0 | 3.8529 | 3.8556 | 3.8556 | 3.8537 | 3.8541 | 3.8556 | 96.6521 | -14.8 | 0.196 | 20 | 0 | 94.2674 | 94.2674 | 253.9004 | 21.08 | 0.01353 | 0.06 | 0.08976 | 2.013 | 0 | 0 | 0 | 0 | 0 | 0 | 0.2511 | 46.06 | 7.2612 | 219.5424 | 0 | 0 | 0 | 0 | 14.4421 | 35.5154 | 0 | 34.5994 | 0 | 0.6357 | 5.1351 | 0 | -1 | -4.2 | 5.9905 | 0 | 0 | 31.1565 | 31.1565 | 31.1565 | 31.1565 | 36.2285 | 27.7992 | 1.1136 | 0.00194 | 0 | 0 | 0 | 0 | 0 | 0 | 0 | 0 | 0 | 0 | 0 | 0 | 0 | 0 | 0 | 0 | 2.6128 | 0 | -393.9222 | 14.12 | 0 | 66.9952 | 66.8946 | 8.9652 | 1217.002 | 32.6597 | 62.9856 | 3.721 | 0.3248 | -17.8205 | 13.166 | 3.19 | 76.892 | 1127.692 | 310.6027 | -434.5127 | 2.4033 | 1.305 | -2.77 | 15.3419 | 7.9373 | 2025-08-28 | 2025_08_28 Hr 10 | 133.8279 | -0.000273 | -1127.692 | -359.3228 | 441.8504 | 893.3963 | 56.7644 | 11.2638 | 83.7396 | 66.0992 | 257.5068 | 118.2444 | 23.1276 | 188.5348 | 253.9004 | 21.08 | 7.2612 | 46.06 | 219.5424 | 0 | 133.8899 | 0
2025_08_28 Hr 11 | 18.764 | 0 | 0 | 3.8529 | 3.8556 | 3.8556 | 3.8537 | 3.8541 | 3.8556 | 92.766 | -14.8 | 0.196 | 23 | 0 | 94.2674 | 94.2674 | 253.9004 | 21.08 | 0.01353 | 0.06 | 0.08976 | 2.013 | 0 | 0 | 0 | 0 | 0 | 0 | 0.2511 | 46.06 | 7.2612 | 219.5424 | 0 | 0 | 0 | 0 | 13.7217 | 33.7437 | 0 | 39.7708 | 0 | 0.6357 | 5.0945 | 0 | -1 | -4.2 | 5.9905 | 0 | 0 | 28.7237 | 28.7237 | 28.7237 | 28.7237 | 33.3997 | 26.8515 | 1.1136 | 0.00194 | 0 | 0 | 0 | 0 | 0 | 0 | 0 | 0 | 0 | 0 | 0 | 0 | 0 | 0 | 0 | 0 | 2.6128 | 0 | -297.9911 | 14.12 | 0 | 66.9952 | 66.8946 | 7.5192 | 1198.004 | 32.1623 | 62.0264 | 3.721 | 0.3248 | -18.764 | 13.166 | 3.19 | 76.892 | 1208.592 | 310.3416 | -339.5251 | 2.3843 | 1.305 | -2.77 | 15.1083 | 7.8164 | 2025-08-28 | 2025_08_28 Hr 11 | 131.4503 | -0.000285 | -1208.592 | -258.2203 | 421.0416 | 893.3963 | 57.3707 | 11.2638 | 83.7396 | 63.5475 | 241.0606 | 116.4335 | 23.1276 | 188.5348 | 253.9004 | 21.08 | 7.2612 | 46.06 | 219.5424 | 0 | 133.8899 | 0
2025_08_28 Hr 12 | 17.7226 | 0 | 0 | 3.8529 | 3.8556 | 3.8556 | 3.8537 | 3.8541 | 3.8556 | 98.36 | -14.8 | 0.196 | 25 | 0 | 94.2674 | 94.2674 | 253.9004 | 21.08 | 0.01353 | 0.06 | 0.08976 | 2.013 | 0 | 0 | 0 | 0 | 0 | 0 | 0.2511 | 46.06 | 7.2612 | 219.5424 | 0 | 0 | 0 | 0 | 14.7587 | 36.294 | 0 | 31.7911 | 0 | 0.6357 | 5.1529 | 0 | -1 | -4.2 | 5.9905 | 0 | 0 | 32.2257 | 32.2257 | 32.2257 | 32.2257 | 37.4718 | 19.9017 | 1.1136 | 0.00194 | 0 | 0 | 0 | 0 | 0 | 0 | 0 | 0 | 0 | 0 | 0 | 0 | 0 | 0 | 0 | 0 | 2.6128 | 0 | -252.1279 | 14.12 | 0 | 66.9952 | 66.8946 | 8.5314 | 1225.352 | 32.8783 | 63.4071 | 3.721 | 0.3248 | -17.7226 | 13.166 | 3.19 | 76.892 | 1272.492 | 307.9695 | -292.6205 | 2.4117 | 1.305 | -2.77 | 15.4446 | 7.9904 | 2025-08-28 | 2025_08_28 Hr 12 | 140.477 | -0.000273 | -1272.492 | -220.3368 | 450.9956 | 893.3963 | 53.4331 | 11.2638 | 83.7396 | 67.2206 | 264.7347 | 119.0403 | 23.1276 | 188.5348 | 253.9004 | 21.08 | 7.2612 | 46.06 | 219.5424 | 0 | 133.8899 | 0
2025_08_28 Hr 13 | 17.648 | 0.004395 | 0.12394 | 3.8529 | 3.8556 | 3.8556 | 3.8537 | 3.8541 | 3.8556 | 106.6272 | -14.8 | 0.196 | 28 | 0 | 94.2674 | 94.2674 | 253.9004 | 21.08 | 0.01353 | 0.06 | 0.08976 | 2.013 | 0 | 0 | 0 | 0 | 0 | 0 | 0.2511 | 46.06 | 7.2612 | 219.5424 | 0 | 0 | 0 | 0 | 16.2914 | 40.063 | 0 | 25.5974 | 0 | 0.6357 | 5.2393 | 0 | -1 | -4.2 | 5.9905 | 0 | 0 | 37.4012 | 37.4012 | 37.4012 | 37.4012 | 43.4898 | 16.848 | 1.1136 | 0.00194 | 0 | 0 | 0 | 0 | 0 | 0 | 0 | 0 | 0 | 0 | 0 | 0 | 0 | 0 | 0 | 0 | 2.6128 | 0 | -220.4323 | 14.12 | 0 | 66.9952 | 66.8946 | 5.4948 | 1265.891 | 33.9363 | 65.4476 | 3.721 | 0.3248 | -17.648 | 13.166 | 3.19 | 76.892 | 1339.3 | 308.6616 | -260.8503 | 2.4521 | 1.305 | -2.77 | 15.9416 | 8.2475 | 2025-08-28 | 2025_08_28 Hr 13 | 146.1788 | 1.2e-05 | -1339.3 | -194.8349 | 495.264 | 893.3963 | 50.4711 | 11.2638 | 83.7396 | 72.6491 | 299.7219 | 122.893 | 23.1276 | 188.5348 | 253.9004 | 21.08 | 7.2612 | 46.06 | 219.5424 | 0 | 133.8899 | 0
2025_08_28 Hr 14 | 16.658 | 0.010485 | 0.29568 | 3.8529 | 3.8556 | 3.8556 | 3.8537 | 3.8541 | 3.8556 | 105.7856 | -14.8 | 0.196 | 33 | 0 | 94.2674 | 94.2674 | 253.9004 | 21.08 | 0.01353 | 0.06 | 0.08976 | 2.013 | 0 | 0 | 0 | 0 | 0 | 0 | 0.2511 | 46.06 | 7.2612 | 219.5424 | 0 | 0 | 0 | 0 | 16.1353 | 39.6793 | 0 | 26.4261 | 0 | 0.6357 | 5.2305 | 0 | -1 | -4.2 | 5.9905 | 0 | 0 | 36.8744 | 36.8744 | 36.8744 | 36.8744 | 42.8772 | 14.8473 | 1.1136 | 0.00194 | 0 | 0 | 0 | 0 | 0 | 0 | 0 | 0 | 0 | 0 | 0 | 0 | 0 | 0 | 0 | 0 | 2.6128 | 0 | -135.9868 | 14.12 | 0 | 66.9952 | 66.8946 | 2.4582 | 1261.949 | 33.8286 | 65.2398 | 3.721 | 0.3248 | -16.658 | 13.166 | 3.19 | 76.892 | 1420.208 | 307.2482 | -175.4148 | 2.448 | 1.305 | -2.77 | 15.891 | 8.2213 | 2025-08-28 | 2025_08_28 Hr 14 | 161.8849 | 0.000358 | -1420.208 | -109.5607 | 490.7576 | 893.3963 | 50.6117 | 11.2638 | 83.7396 | 72.0965 | 296.1603 | 122.5008 | 23.1276 | 188.5348 | 253.9004 | 21.08 | 7.2612 | 46.06 | 219.5424 | 0 | 133.8899 | 0
2025_08_28 Hr 15 | 16.5054 | 0.010515 | 0.29652 | 3.8529 | 3.8556 | 3.8556 | 3.8537 | 3.8541 | 3.8556 | 104.4243 | -14.8 | 0.196 | 45 | 0 | 94.2674 | 94.2674 | 253.9004 | 21.08 | 0.01353 | 0.06 | 0.08976 | 2.013 | 0 | 0 | 0 | 0 | 0 | 0 | 0.2511 | 46.06 | 7.2612 | 219.5424 | 0 | 0 | 0 | 0 | 15.8829 | 39.0587 | 0 | 30.066 | 0 | 0.6357 | 5.2163 | 0 | -1 | -4.2 | 5.9905 | 0 | 0 | 36.0221 | 36.0221 | 36.0221 | 36.0221 | 41.8862 | 11.8989 | 1.1136 | 0.00194 | 0 | 0 | 0 | 0 | 0 | 0 | 0 | 0 | 0 | 0 | 0 | 0 | 0 | 0 | 0 | 0 | 2.6128 | 0 | -89.1601 | 14.12 | 0 | 66.9952 | 66.8946 | 1.0122 | 1255.294 | 33.6544 | 64.9038 | 3.721 | 0.3248 | -16.5054 | 13.166 | 3.19 | 76.892 | 1470.992 | 314.0668 | -128.4355 | 2.4413 | 1.305 | -2.77 | 15.8092 | 8.179 | 2025-08-28 | 2025_08_28 Hr 15 | 163.8293 | -0.000263 | -1470.992 | -59.0941 | 483.468 | 893.3963 | 58.2181 | 11.2638 | 83.7396 | 71.2026 | 290.399 | 121.8664 | 23.1276 | 188.5348 | 253.9004 | 21.08 | 7.2612 | 46.06 | 219.5424 | 0 | 133.8899 | 0
2025_08_28 Hr 16 | 18.1704 | 0.009885 | 0.27876 | 3.8529 | 3.8556 | 3.8556 | 3.8537 | 3.8541 | 3.8556 | 99.5233 | -14.8 | 0.196 | 60 | 0 | 94.2674 | 94.2674 | 253.9004 | 21.08 | 0.01353 | 0.06 | 0.08976 | 2.013 | 0 | 0 | 0 | 0 | 0 | 0 | 0.2511 | 46.06 | 7.2612 | 219.5424 | 0 | 0 | 0 | 0 | 14.9744 | 36.8244 | 0 | 31.8483 | 0 | 0.6357 | 5.1651 | 0 | -1 | -4.2 | 5.9905 | 0 | 0 | 32.954 | 32.954 | 32.954 | 32.954 | 38.3186 | 10.9512 | 1.1136 | 0.00194 | 0 | 0 | 0 | 0 | 0 | 0 | 0 | 0 | 0 | 0 | 0 | 0 | 0 | 0 | 0 | 0 | 2.6128 | 0 | -71.225 | 14.12 | 0 | 66.9952 | 66.8946 | 1.0122 | 1231.318 | 33.0271 | 63.6942 | 3.721 | 0.3248 | -18.1704 | 13.166 | 3.19 | 76.892 | 1478.5 | 327.4995 | -112.1654 | 2.4174 | 1.305 | -2.77 | 15.5145 | 8.0266 | 2025-08-28 | 2025_08_28 Hr 16 | 153.4425 | 4.3e-05 | -1478.5 | -39.3768 | 457.225 | 893.3963 | 72.252 | 11.2638 | 83.7396 | 67.9845 | 269.658 | 119.5825 | 23.1276 | 188.5348 | 253.9004 | 21.08 | 7.2612 | 46.06 | 219.5424 | 0 | 133.8899 | 0
2025_08_28 Hr 17 | 17.1919 | 0.00825 | 0.23265 | 3.8529 | 3.8556 | 3.8556 | 3.8537 | 3.8541 | 3.8556 | 101.058 | -14.8 | 0.196 | 56 | 0 | 94.2674 | 94.2674 | 253.9004 | 21.08 | 0.01353 | 0.06 | 0.08976 | 2.013 | 0 | 0 | 0 | 0 | 0 | 0 | 0.2511 | 46.06 | 7.2612 | 219.5424 | 0 | 0 | 0 | 0 | 15.2589 | 37.524 | 0 | 32.9061 | 0 | 0.6357 | 5.1811 | 0 | -1 | -4.2 | 5.9905 | 0 | 0 | 33.9147 | 33.9147 | 33.9147 | 33.9147 | 39.4357 | 8.9505 | 1.1136 | 0.00194 | 0 | 0 | 0 | 0 | 0 | 0 | 0 | 0 | 0 | 0 | 0 | 0 | 0 | 0 | 0 | 0 | 2.6128 | 0 | -83.8397 | 14.12 | 0 | 66.9952 | 66.8946 | 0 | 1238.774 | 33.2235 | 64.073 | 3.721 | 0.3248 | -17.1919 | 13.166 | 3.19 | 76.892 | 1468.1 | 320.2218 | -123.8016 | 2.4249 | 1.305 | -2.77 | 15.6068 | 8.0743 | 2025-08-28 | 2025_08_28 Hr 17 | 245.7317 | 4.5e-05 | -1468.1 | -50.9336 | 465.4425 | 893.3963 | 65.1914 | 11.2638 | 83.7396 | 68.9922 | 276.1527 | 120.2976 | 23.1276 | 188.5348 | 253.9004 | 21.08 | 7.2612 | 46.06 | 219.5424 | 0 | 133.8899 | 0
2025_08_28 Hr 18 | 16.8719 | 0.00579 | 0.16328 | 3.8529 | 3.8556 | 3.8556 | 3.8537 | 3.8541 | 3.8556 | 100.3897 | -14.8 | 0.196 | 47 | 0 | 94.2674 | 94.2674 | 253.9004 | 21.08 | 0.01353 | 0.06 | 0.08976 | 2.013 | 0 | 0 | 0 | 0 | 0 | 0 | 0.2511 | 46.06 | 7.2612 | 219.5424 | 0 | 0 | 0 | 0 | 15.135 | 37.2193 | 0 | 33.0913 | 0 | 0.6357 | 5.1741 | 0 | -1 | -4.2 | 5.9905 | 0 | 0 | 33.4964 | 33.4964 | 33.4964 | 33.4964 | 38.9492 | 8.9505 | 1.1136 | 0.00194 | 0 | 0 | 0 | 0 | 0 | 0 | 0 | 0 | 0 | 0 | 0 | 0 | 0 | 0 | 0 | 0 | 2.6128 | 0 | -79.7745 | 14.12 | 0 | 66.9952 | 66.8946 | 0 | 1235.437 | 33.138 | 63.908 | 3.721 | 0.3248 | -16.8719 | 13.166 | 3.19 | 76.892 | 1459.7 | 310.5878 | -119.4164 | 2.4216 | 1.305 | -2.77 | 15.5666 | 8.0535 | 2025-08-28 | 2025_08_28 Hr 18 | 261.8408 | 8.9e-05 | -1459.7 | -46.6832 | 461.864 | 893.3963 | 56.1196 | 11.2638 | 83.7396 | 68.5534 | 273.3244 | 119.9862 | 23.1276 | 188.5348 | 253.9004 | 21.08 | 7.2612 | 46.06 | 219.5424 | 0 | 133.8899 | 0
2025_08_28 Hr 19 | 4.6599 | 0.003465 | 0.097713 | 3.8529 | 3.8556 | 3.8556 | 3.8537 | 3.8541 | 3.8556 | 99.5233 | -14.8 | 0.196 | 65 | 0 | 94.2674 | 94.2674 | 253.9004 | 21.08 | 0.01353 | 0.06 | 0.08976 | 2.013 | 0 | 0 | 0 | 0 | 0 | 0 | 0.2511 | 46.06 | 7.2612 | 219.5424 | 0 | 0 | 0 | 0 | 14.9744 | 36.8244 | 0 | 33.2291 | -0.036888 | 0.6357 | 5.1651 | 0 | -1 | -4.2 | 5.9905 | 0 | 0 | 32.954 | 32.954 | 32.954 | 32.954 | 38.3186 | 6.9498 | 1.1136 | 0.00194 | 0 | 0 | 0 | 0 | 0 | 0 | 0 | 0 | 0 | 0 | 0 | 0 | 0 | 0 | 0 | 0 | 2.6128 | 0 | -158.8762 | 14.12 | 0 | 66.9952 | 66.8946 | 0 | 1231.137 | 33.0271 | 63.6942 | 3.721 | 0.3248 | -4.6599 | 13.166 | 3.19 | 76.892 | 1391.992 | 313.9691 | -186.3061 | 2.4174 | 1.305 | -2.77 | 15.5145 | 8.0266 | 2025-08-28 | 2025_08_28 Hr 19 | 242.941 | -0.00028888 | -1391.992 | -125.684 | 457.225 | 893.3963 | 72.051 | 11.2638 | 83.7396 | 67.9845 | 269.658 | 119.5825 | 23.1276 | 188.5348 | 253.9004 | 21.08 | 7.2612 | 46.06 | 219.5424 | 0 | 133.8899 | 0
2025_08_28 Hr 20 | 0 | 0.00204 | 0.057528 | 3.8529 | 3.8556 | 3.8556 | 3.8537 | 3.8541 | 3.8556 | 103.9292 | -14.8 | 0.196 | 87 | 0 | 94.2674 | 94.2674 | 253.9004 | 21.08 | 0.01353 | 0.06 | 0.08976 | 2.013 | 0 | 0 | 0 | 0 | 0 | 0 | 0.2511 | 46.06 | 7.2612 | 219.5424 | 0 | 0 | 0 | 0 | 15.7912 | 38.833 | 0 | 30.6264 | 0 | 0.6357 | 5.2111 | 0 | -1 | -4.2 | 5.9905 | 0 | 0 | 35.7122 | 35.7122 | 35.7122 | 35.7122 | 41.5258 | 12.9519 | 1.1136 | 0.00194 | 0 | 0 | 0 | 0 | 0 | 0 | 0 | 0 | 0 | 0 | 0 | 0 | 0 | 0 | 0 | 0 | 2.6128 | 0 | -285.0714 | 14.12 | 0 | 66.9952 | 66.8946 | 0 | 1252.635 | 33.591 | 64.7816 | 3.721 | 0.3248 | 0 | 13.166 | 3.19 | 76.892 | 1314.783 | 339.363 | -307.8414 | 2.4389 | 1.305 | -2.77 | 15.7794 | 8.1636 | 2025-08-28 | 2025_08_28 Hr 20 | 200.477 | 0.000368 | -1314.783 | -254.445 | 480.8171 | 893.3963 | 100.0115 | 11.2638 | 83.7396 | 70.8775 | 288.3039 | 121.6357 | 23.1276 | 188.5348 | 253.9004 | 21.08 | 7.2612 | 46.06 | 219.5424 | 0 | 133.8899 | 0
2025_08_28 Hr 21 | 0 | 0.000555 | 0.015651 | 3.8529 | 3.8556 | 3.8556 | 3.8537 | 3.8541 | 3.8556 | 104.1025 | -14.8 | 0.196 | 82 | 0 | 94.2674 | 94.2674 | 253.9004 | 21.08 | 0.01353 | 0.06 | 0.08976 | 2.013 | 0 | 0 | 0 | 0 | 0 | 0 | 0.2511 | 46.06 | 7.2612 | 219.5424 | 0 | 0 | 0 | 0 | 15.8233 | 38.912 | 0 | 31.3173 | 0 | 0.6357 | 5.2129 | 0 | -1 | -4.2 | 5.9905 | 0 | 0 | 35.8207 | 35.8207 | 35.8207 | 35.8207 | 41.652 | 22.8501 | 1.1136 | 0.00194 | 0 | 0 | 0 | 0 | 0 | 0 | 0 | 0 | 0 | 0 | 0 | 0 | 0 | 0 | 0 | 0 | 2.6128 | 0 | -346.462 | 14.12 | 0 | 66.9952 | 66.8946 | 0.4338 | 1253.44 | 33.6132 | 64.8244 | 3.721 | 0.3248 | 0 | 13.166 | 3.19 | 76.892 | 1260.3 | 344.7743 | -369.232 | 2.4397 | 1.305 | -2.77 | 15.7898 | 8.169 | 2025-08-28 | 2025_08_28 Hr 21 | 207.4586 | 5.2e-05 | -1260.3 | -315.1447 | 481.7449 | 893.3963 | 105.3001 | 11.2638 | 83.7396 | 70.9913 | 289.0372 | 121.7164 | 23.1276 | 188.5348 | 253.9004 | 21.08 | 7.2612 | 46.06 | 219.5424 | 0 | 133.8899 | 0
2025_08_28 Hr 22 | 0 | 6e-05 | 0.001692 | 3.8529 | 3.8556 | 3.8556 | 3.8537 | 3.8541 | 3.8556 | 85.6622 | -14.8 | 0.196 | 81 | 0 | 94.2674 | 94.2674 | 253.9004 | 21.08 | 0.01353 | 0.06 | 0.08976 | 2.013 | 0 | 0 | 0 | 0 | 0 | 0 | 0.2511 | 46.06 | 7.2612 | 219.5424 | 0 | 0 | 0 | 0 | 12.4047 | 30.5051 | 0 | 44.6187 | 0 | 0.6357 | 5.0203 | 0 | -1 | -4.2 | 5.9905 | 0 | 0 | 24.2765 | 24.2765 | 24.2765 | 24.2765 | 28.2285 | 26.8515 | 1.1136 | 0.00194 | 0 | 0 | 0 | 0 | 0 | 0 | 0 | 0 | 0 | 0 | 0 | 0 | 0 | 0 | 0 | 0 | 2.6128 | 0 | -370.9903 | 14.12 | 0 | 66.9952 | 66.8946 | 2.0244 | 1163.278 | 31.2532 | 60.2731 | 3.721 | 0.3248 | 0 | 13.166 | 3.19 | 76.892 | 1154.908 | 340.7723 | -393.7603 | 2.3496 | 1.305 | -2.77 | 14.6812 | 7.5954 | 2025-08-28 | 2025_08_28 Hr 22 | 146.921 | 0.000371 | -1154.908 | -326.3716 | 383.0026 | 893.3963 | 109.8777 | 11.2638 | 83.7396 | 58.883 | 210.9966 | 113.123 | 23.1276 | 188.5348 | 253.9004 | 21.08 | 7.2612 | 46.06 | 219.5424 | 0 | 133.8899 | 0
2025_08_28 Hr 23 | 0 | 0 | 0 | 3.8529 | 3.8556 | 3.8556 | 3.8537 | 3.8541 | 3.8556 | 66.5783 | 0 | 0.196 | 73 | 0 | 94.2674 | 94.2674 | 264.6764 | 17.93 | 0.01353 | 0.06 | 0.08976 | 2.013 | 0 | 0 | 0 | 0 | 0 | 0 | 0.2511 | 46.06 | 7.2612 | 228.1622 | 0 | 0 | 0 | 0 | 8.8668 | 21.8048 | 0 | 36.8784 | 0 | 0.6357 | 4.8209 | 0 | -1 | -4.2 | 5.9905 | 0 | 0 | 12.3294 | 12.3294 | 12.3294 | 12.3294 | 14.3366 | 28.8522 | 1.1136 | 0.00194 | 0 | 0 | 0 | 0 | 0 | 0 | 0 | 0 | 0 | 0 | 0 | 0 | 0 | 0 | 0 | 0 | 2.6128 | 0 | -407.6153 | 14.12 | 0 | 69.9561 | 69.851 | 2.0244 | 1092.144 | 28.8108 | 55.5629 | 3.721 | 0.3248 | 0 | 13.166 | 3.19 | 76.892 | 1039.317 | 325.8796 | -415.5853 | 2.2563 | 1.305 | -2.77 | 13.5339 | 7.0019 | 2025-08-28 | 2025_08_28 Hr 23 | 112.5032 | -0.000299 | -1039.317 | -370.7369 | 295.6142 | 915.5594 | 103.8766 | 11.2638 | 83.7396 | 46.3521 | 130.2325 | 119.0296 | 23.1276 | 188.5348 | 264.6764 | 17.93 | 7.2612 | 46.06 | 228.1622 | 0 | 139.8071 | 0
2025_08_28 Hr 24 | 0 | 0 | 0 | 3.8529 | 3.8556 | 3.8556 | 3.8537 | 3.8541 | 3.8556 | 52.3706 | 0 | 0.196 | 45 | 0 | 94.2674 | 94.2674 | 264.9615 | 17.93 | 0.01353 | 0.06 | 0.08976 | 2.013 | 0 | 0 | 0 | 0 | 0 | 0 | 0.2511 | 46.06 | 7.2612 | 228.3633 | 0 | 0 | 0 | 0 | 6.2328 | 15.3275 | 0 | 48.5567 | 0 | 0.6357 | 4.6725 | 0 | -1 | -4.2 | 5.9905 | 0 | 0 | 3.435 | 3.435 | 3.435 | 3.435 | 3.9942 | 34.749 | 1.1136 | 0.00194 | 0 | 0 | 0 | 0 | 0 | 0 | 0 | 0 | 0 | 0 | 0 | 0 | 0 | 0 | 0 | 0 | 2.6128 | 0 | -417.5031 | 14.12 | 0 | 69.9561 | 69.851 | 1.0122 | 1023.173 | 26.9925 | 52.0562 | 3.721 | 0.3248 | 0 | 13.166 | 3.19 | 76.892 | 942.4 | 296.1432 | -425.4731 | 2.1868 | 1.305 | -2.77 | 12.6798 | 6.56 | 2025-08-28 | 2025_08_28 Hr 24 | 105.0218 | 1.4e-05 | -942.4 | -368.9464 | 219.5362 | 916.0456 | 80.7612 | 11.2638 | 83.7396 | 37.023 | 70.1047 | 112.4086 | 23.1276 | 188.5348 | 264.9615 | 17.93 | 7.2612 | 46.06 | 228.3633 | 0 | 139.8071 | 0
2025_08_29 Hr 01 | 0 | 0 | 0 | 3.8529 | 3.8556 | 3.8556 | 3.8537 | 3.8541 | 3.8556 | 38.8509 | 0 | 0.196 | 30 | 0 | 94.2674 | 94.2674 | 264.9615 | 0 | 0.01353 | 0.06 | 0.08976 | 2.013 | 0 | 0 | 0 | 0 | 0 | 0 | 0.2511 | 46.06 | 7.2612 | 228.3633 | 0 | 0 | 0 | 0 | 3.6592 | 8.997 | 0 | 55.4639 | 0 | 0.6357 | 4.7861 | 2.7 | -1 | -4.2 | 6.1353 | 0 | 0 | 0 | 0 | 0 | 0 | 0 | 34.749 | 1.1136 | 0.00194 | 0 | 0 | 0 | 0 | 0 | 0 | 0 | 0 | 0 | 0 | 0 | 0 | 0 | 0 | 0 | 0 | 2.7869 | 0 | -421.7791 | 14.3161 | 0 | 69.9561 | 69.851 | 1.446 | 965.6017 | 25.4052 | 48.7329 | 3.721 | 0.3248 | 0 | 13.166 | 3.19 | 76.892 | 867 | 275.6835 | -429.7491 | 2.2708 | 1.305 | -2.77 | 11.9109 | 6.15 | 2025-08-29 | 2025_08_29 Hr 01 | 81.3351 | 1.4e-05 | -867 | -366.3152 | 174.0012 | 898.1156 | 66.195 | 11.2638 | 83.7396 | 28.6352 | 38.8509 | 106.5151 | 23.1276 | 188.5348 | 264.9615 | 0 | 7.2612 | 46.06 | 228.3633 | 0 | 139.8071 | 0
2025_08_29 Hr 02 | 0 | 0 | 0 | 3.8529 | 3.8556 | 3.8556 | 3.8537 | 3.8541 | 3.8556 | 36.6934 | 0 | 0.196 | 37 | 0 | 94.2674 | 94.2674 | 264.9615 | 0 | 0.01353 | 0.06 | 0.08976 | 2.013 | 0 | 0 | 0 | 0 | 0 | 0 | 0.2511 | 46.06 | 7.2612 | 228.3633 | 0 | 0 | 0 | 0 | 1.8573 | 4.5667 | 0 | 54.6242 | 0 | 0.6357 | 4.6782 | 2.7 | -1 | -4.2 | 6.1353 | 0 | 0 | 0 | 0 | 0 | 0 | 0 | 28.8522 | 1.1136 | 0.00194 | 0 | 0 | 0 | 0 | 0 | 0 | 0 | 0 | 0 | 0 | 0 | 0 | 0 | 0 | 0 | 0 | 2.7869 | 0 | -456.0571 | 14.3161 | 0 | 69.9561 | 69.851 | 3.4704 | 957.053 | 24.1461 | 46.3175 | 3.721 | 0.3248 | 0 | 13.166 | 3.19 | 76.892 | 821.8917 | 274.2415 | -464.0271 | 2.2196 | 1.305 | -2.77 | 11.3205 | 5.8452 | 2025-08-29 | 2025_08_29 Hr 02 | 74.5234 | -3e-05 | -821.8917 | -401.4329 | 160.8829 | 898.1156 | 69.3226 | 11.2638 | 83.7396 | 22.244 | 36.6934 | 101.9455 | 23.1276 | 188.5348 | 264.9615 | 0 | 7.2612 | 46.06 | 228.3633 | 0 | 139.8071 | 0
2025_08_29 Hr 03 | 0 | 0 | 0 | 3.8529 | 3.8556 | 3.8556 | 3.8537 | 3.8541 | 3.8556 | 36.6934 | 0 | 0.196 | 40 | 0 | 94.2674 | 94.2674 | 264.9615 | 0 | 0.01353 | 0.06 | 0.08976 | 2.013 | 0 | 0 | 0 | 0 | 0 | 0 | 0.2511 | 46.06 | 7.2612 | 228.3633 | 0 | 0 | 0 | 0 | 1.3643 | 3.3544 | 0 | 52.9564 | 0 | 0.6357 | 4.6487 | 2.7 | -1 | -4.2 | 6.1353 | 0 | 0 | 0 | 0 | 0 | 0 | 0 | 23.7978 | 1.1136 | 0.00194 | 0 | 0 | 0 | 0 | 0 | 0 | 0 | 0 | 0 | 0 | 0 | 0 | 0 | 0 | 0 | 0 | 2.7869 | 0 | -492.2939 | 14.3161 | 0 | 69.9561 | 69.851 | 5.9286 | 955.3042 | 23.8016 | 45.6566 | 3.721 | 0.3248 | 0 | 13.166 | 3.19 | 76.892 | 781.3917 | 273.395 | -500.2639 | 2.2056 | 1.305 | -2.77 | 11.159 | 5.7618 | 2025-08-29 | 2025_08_29 Hr 03 | 77.5195 | -2.9e-05 | -781.3917 | -439.3375 | 157.8837 | 898.1156 | 69.7264 | 11.2638 | 83.7396 | 20.4952 | 36.6934 | 100.6951 | 23.1276 | 188.5348 | 264.9615 | 0 | 7.2612 | 46.06 | 228.3633 | 0 | 139.8071 | 0
2025_08_29 Hr 04 | 0 | 0 | 0 | 3.8529 | 3.8556 | 3.8556 | 3.8537 | 3.8541 | 3.8556 | 36.6934 | 0 | 0.196 | 53 | 0 | 94.2674 | 94.2674 | 264.9615 | 0 | 0.01353 | 0.06 | 0.08976 | 2.013 | 0 | 0 | 0 | 0 | 0 | 0 | 0.2511 | 46.06 | 7.2612 | 228.3633 | 0 | 0 | 0 | 0 | 0.66057 | 1.6242 | 0 | 50.6221 | 0 | 0.6357 | 4.6066 | 2.7 | -1 | -4.2 | 6.1353 | 0 | 0 | 0 | 0 | 0 | 0 | 0 | 20.8494 | 1.1136 | 0.00194 | 0 | 0 | 0 | 0 | 0 | 0 | 0 | 0 | 0 | 0 | 0 | 0 | 0 | 0 | 0 | 0 | 2.7869 | 0 | -500.1211 | 14.3161 | 0 | 69.9561 | 69.851 | 7.5192 | 952.8081 | 23.3098 | 44.7133 | 3.721 | 0.3248 | 0 | 13.166 | 3.19 | 76.892 | 778.5917 | 283.2525 | -508.0911 | 2.1856 | 1.305 | -2.77 | 10.9284 | 5.6427 | 2025-08-29 | 2025_08_29 Hr 04 | 84.481 | -2.49e-05 | -778.5917 | -449.4989 | 153.603 | 898.1156 | 81.3686 | 11.2638 | 83.7396 | 17.9991 | 36.6934 | 98.9105 | 23.1276 | 188.5348 | 264.9615 | 0 | 7.2612 | 46.06 | 228.3633 | 0 | 139.8071 | 0
2025_08_29 Hr 05 | 0 | 0 | 0 | 3.8529 | 3.8556 | 3.8556 | 3.8537 | 3.8541 | 3.8556 | 36.6934 | 0 | 0.196 | 30 | 0 | 94.2674 | 94.2674 | 264.9615 | 0 | 0.01353 | 0.06 | 0.08976 | 2.013 | 0 | 0 | 0 | 0 | 0 | 0 | 0.2511 | 46.06 | 7.2612 | 228.3633 | 0 | 0 | 0 | 0 | 1.4584 | 3.5858 | 0 | 53.9581 | 0 | 0.6357 | 4.6544 | 2.7 | -1 | -4.2 | 6.1353 | 0 | 0 | 0 | 0 | 0 | 0 | 0 | 27.7992 | 1.1136 | 0.00194 | 0 | 0 | 0 | 0 | 0 | 0 | 0 | 0 | 0 | 0 | 0 | 0 | 0 | 0 | 0 | 0 | 2.7869 | 0 | -484.7723 | 14.3161 | 0 | 69.9561 | 69.851 | 8.5314 | 955.6381 | 23.8673 | 45.7828 | 3.721 | 0.3248 | 0 | 13.166 | 3.19 | 76.892 | 787.0917 | 270.2379 | -492.7423 | 2.2083 | 1.305 | -2.77 | 11.1898 | 5.7777 | 2025-08-29 | 2025_08_29 Hr 05 | 105.1981 | -2.7e-05 | -787.0917 | -430.8142 | 158.4563 | 898.1156 | 66.3306 | 11.2638 | 83.7396 | 20.8291 | 36.6934 | 100.9338 | 23.1276 | 188.5348 | 264.9615 | 0 | 7.2612 | 46.06 | 228.3633 | 0 | 139.8071 | 0
2025_08_29 Hr 06 | 0 | 0 | 0 | 3.8529 | 3.8556 | 3.8556 | 3.8537 | 3.8541 | 3.8556 | 40.2651 | 0 | 0.196 | 15 | 0 | 94.2674 | 94.2674 | 264.9615 | 0 | 0.01353 | 0.06 | 0.08976 | 2.013 | 0 | 0 | 0 | 0 | 0 | 0 | 0.2511 | 46.06 | 7.2612 | 228.3633 | 0 | 0 | 0 | 0 | 3.843 | 9.4488 | 0 | 52.8412 | 0 | 0.6357 | 4.7971 | 2.7 | -1 | -4.2 | 6.1353 | 0 | 0 | 0 | 0 | 0 | 0 | 0 | 24.8508 | 1.1136 | 0.00194 | 0 | 0 | 0 | 0 | 0 | 0 | 0 | 0 | 0 | 0 | 0 | 0 | 0 | 0 | 0 | 0 | 2.7869 | 0 | -433.5339 | 14.3161 | 0 | 69.9561 | 69.851 | 10.9896 | 967.6677 | 25.5337 | 48.9792 | 3.721 | 0.3248 | 0 | 13.166 | 3.19 | 76.892 | 839.8 | 260.795 | -441.5039 | 2.276 | 1.305 | -2.77 | 11.9711 | 6.1811 | 2025-08-29 | 2025_08_29 Hr 06 | 106.8547 | 8e-06 | -839.8 | -380.6927 | 176.5333 | 898.1156 | 50.8404 | 11.2638 | 83.7396 | 29.2871 | 40.2651 | 106.9811 | 23.1276 | 188.5348 | 264.9615 | 0 | 7.2612 | 46.06 | 228.3633 | 0 | 139.8071 | 0
2025_08_29 Hr 07 | 0.51906 | 1.5e-05 | 0.000423 | 3.8529 | 3.8556 | 3.8556 | 3.8537 | 3.8541 | 3.8556 | 57.8284 | -14.8 | 0.196 | 9 | 0 | 94.2674 | 94.2674 | 253.9004 | 0 | 0.01353 | 0.06 | 0.08976 | 2.013 | 0 | 0 | 0 | 0 | 0 | 0 | 0.2511 | 46.06 | 7.2612 | 219.5424 | 0 | 0 | 0 | 0 | 7.1822 | 17.6592 | 0 | 75.6248 | 0 | 0.6357 | 4.997 | 0 | -1 | -4.2 | 6.1353 | 0 | 0 | 5.7801 | 5.7801 | 5.7801 | 5.7801 | 6.721 | 26.8515 | 1.1136 | 0.00194 | 0 | 0 | 0 | 0 | 0 | 0 | 0 | 0 | 0 | 0 | 0 | 0 | 0 | 0 | 0 | 0 | 2.7869 | 0 | -435.1453 | 14.3161 | 0 | 66.9952 | 66.8946 | 10.9896 | 1001.118 | 27.8671 | 53.4554 | 3.721 | 0.3248 | -0.51906 | 13.166 | 3.19 | 76.892 | 884.0917 | 265.7833 | -458.4344 | 2.3709 | 1.305 | -2.77 | 13.0651 | 6.7459 | 2025-08-29 | 2025_08_29 Hr 07 | 138.0189 | 1.5e-05 | -884.0917 | -359.5205 | 229.4509 | 872.3163 | 46.8415 | 11.2638 | 83.7396 | 41.1314 | 87.6698 | 100.6497 | 23.1276 | 188.5348 | 253.9004 | 0 | 7.2612 | 46.06 | 219.5424 | 0 | 133.8899 | 0
2025_08_29 Hr 08 | 7.2585 | 0.00036 | 0.010152 | 3.8529 | 3.8556 | 3.8556 | 3.8537 | 3.8541 | 3.8556 | 70.5062 | -14.8 | 0.196 | 6 | 0 | 94.2674 | 94.2674 | 253.9004 | 0 | 0.01353 | 0.06 | 0.08976 | 2.013 | 0 | 0 | 0 | 0 | 0 | 0 | 0.2511 | 46.06 | 7.2612 | 219.5424 | 0 | 0 | 0 | 0 | 9.4771 | 23.3017 | 0 | 65.0496 | 0 | 0.6357 | 5.1344 | 0 | -1 | -4.2 | 6.1353 | 0 | 0 | 13.7441 | 13.7441 | 13.7441 | 13.7441 | 15.9815 | 30.7476 | 1.1136 | 0.00194 | 0 | 0 | 0 | 0 | 0 | 0 | 0 | 0 | 0 | 0 | 0 | 0 | 0 | 0 | 0 | 0 | 2.7869 | 0 | -441.1927 | 14.3161 | 0 | 66.9952 | 66.8946 | 14.46 | 1063.062 | 29.4708 | 56.5316 | 3.721 | 0.3248 | -7.2585 | 13.166 | 3.19 | 76.892 | 939.6 | 282.7096 | -471.2212 | 2.4361 | 1.305 | -2.77 | 13.817 | 7.1342 | 2025-08-29 | 2025_08_29 Hr 08 | 127.5917 | 4.2e-05 | -939.6 | -376.1431 | 297.2053 | 872.3163 | 51.2181 | 11.2638 | 83.7396 | 49.2715 | 141.4641 | 106.4697 | 23.1276 | 188.5348 | 253.9004 | 0 | 7.2612 | 46.06 | 219.5424 | 0 | 133.8899 | 0
2025_08_29 Hr 09 | 9.8505 | 0.00162 | 0.045684 | 3.8529 | 3.8556 | 3.8556 | 3.8537 | 3.8541 | 3.8556 | 82.1688 | -14.8 | 0.196 | 5 | 0 | 94.2674 | 94.2674 | 253.9004 | 21.08 | 0.01353 | 0.06 | 0.08976 | 2.013 | 0 | 0 | 0 | 0 | 0 | 0 | 0.2511 | 46.06 | 7.2612 | 219.5424 | 0 | 0 | 0 | 0 | 11.5883 | 28.4925 | 0 | 40.8858 | 0 | 0.6357 | 5.2608 | 0 | -1 | -4.2 | 6.1353 | 0 | 0 | 21.0704 | 21.0704 | 21.0704 | 21.0704 | 24.5004 | 24.8508 | 1.1136 | 0.00194 | 0 | 0 | 0 | 0 | 0 | 0 | 0 | 0 | 0 | 0 | 0 | 0 | 0 | 0 | 0 | 0 | 2.7869 | 0 | -461.3721 | 14.3161 | 0 | 66.9952 | 66.8946 | 17.0628 | 1141.152 | 30.9461 | 59.3614 | 3.721 | 0.3248 | -9.8505 | 13.166 | 3.19 | 76.892 | 974.4083 | 286.3627 | -493.9926 | 2.496 | 1.305 | -2.77 | 14.5086 | 7.4913 | 2025-08-29 | 2025_08_29 Hr 09 | 126.3425 | 7.9e-05 | -974.4083 | -420.4863 | 359.534 | 893.3963 | 46.9609 | 11.2638 | 83.7396 | 56.7597 | 190.9507 | 111.8236 | 23.1276 | 188.5348 | 253.9004 | 21.08 | 7.2612 | 46.06 | 219.5424 | 0 | 133.8899 | 0
2025_08_29 Hr 10 | 10.8903 | 0.004305 | 0.1214 | 3.8529 | 3.8556 | 3.8556 | 3.8537 | 3.8541 | 3.8556 | 88.9287 | -14.8 | 0.196 | 5 | 0 | 94.2674 | 94.2674 | 253.9004 | 21.08 | 0.01353 | 0.06 | 0.08976 | 2.013 | 0 | 0 | 0 | 0 | 0 | 0 | 0.2511 | 46.06 | 7.2612 | 219.5424 | 0 | 0 | 0 | 0 | 12.8119 | 31.5011 | 0 | 39.0746 | 0 | 0.6357 | 5.334 | 0 | -1 | -4.2 | 6.1353 | 0 | 0 | 25.3168 | 25.3168 | 25.3168 | 25.3168 | 29.4382 | 27.7992 | 1.1136 | 0.00194 | 0 | 0 | 0 | 0 | 0 | 0 | 0 | 0 | 0 | 0 | 0 | 0 | 0 | 0 | 0 | 0 | 2.7869 | 0 | -451.7165 | 14.3161 | 0 | 66.9952 | 66.8946 | 8.5314 | 1174.252 | 31.8012 | 61.0017 | 3.721 | 0.3248 | -10.8903 | 13.166 | 3.19 | 76.892 | 1012.875 | 284.9254 | -485.3768 | 2.5308 | 1.305 | -2.77 | 14.9095 | 7.6983 | 2025-08-29 | 2025_08_29 Hr 10 | 113.6688 | 3e-06 | -1012.875 | -412.6418 | 395.6608 | 893.3963 | 41.4563 | 11.2638 | 83.7396 | 61.0999 | 219.634 | 114.9268 | 23.1276 | 188.5348 | 253.9004 | 21.08 | 7.2612 | 46.06 | 219.5424 | 0 | 133.8899 | 0
2025_08_29 Hr 11 | 10.8919 | 0.00696 | 0.19627 | 3.8529 | 3.8556 | 3.8556 | 3.8537 | 3.8541 | 3.8556 | 96.0352 | -14.8 | 0.196 | 4 | 0 | 94.2674 | 94.2674 | 253.9004 | 21.08 | 0.01353 | 0.06 | 0.08976 | 2.013 | 0 | 0 | 0 | 0 | 0 | 0 | 0.2511 | 46.06 | 7.2612 | 219.5424 | 0 | 0 | 0 | 0 | 14.0983 | 34.664 | 0 | 38.1698 | 0 | 0.6357 | 5.411 | 0 | -1 | -4.2 | 6.1353 | 0 | 0 | 29.781 | 29.781 | 29.781 | 29.781 | 34.6291 | 30.7476 | 1.1136 | 0.00194 | 0 | 0 | 0 | 0 | 0 | 0 | 0 | 0 | 0 | 0 | 0 | 0 | 0 | 0 | 0 | 0 | 2.7869 | 0 | -409.1178 | 14.3161 | 0 | 66.9952 | 66.8946 | 4.0488 | 1209.044 | 32.7001 | 62.7261 | 3.721 | 0.3248 | -10.8919 | 13.166 | 3.19 | 76.892 | 1090.092 | 285.6579 | -442.7797 | 2.5673 | 1.305 | -2.77 | 15.331 | 7.9159 | 2025-08-29 | 2025_08_29 Hr 11 | 115.2505 | -0.000294 | -1090.092 | -370.948 | 433.6403 | 893.3963 | 38.9996 | 11.2638 | 83.7396 | 65.6628 | 249.7883 | 118.1892 | 23.1276 | 188.5348 | 253.9004 | 21.08 | 7.2612 | 46.06 | 219.5424 | 0 | 133.8899 | 0
2025_08_29 Hr 12 | 12.4392 | 0.008895 | 0.25084 | 3.8529 | 3.8556 | 3.8556 | 3.8537 | 3.8541 | 3.8556 | 97.2237 | -14.8 | 0.196 | 4 | 0 | 94.2674 | 94.2674 | 253.9004 | 21.08 | 0.01353 | 0.06 | 0.08976 | 2.013 | 0 | 0 | 0 | 0 | 0 | 0 | 0.2511 | 46.06 | 7.2612 | 219.5424 | 0 | 0 | 0 | 0 | 14.3134 | 35.193 | 0 | 35.3426 | 0 | 0.6357 | 5.4239 | 0 | -1 | -4.2 | 6.1353 | 0 | 0 | 30.5276 | 30.5276 | 30.5276 | 30.5276 | 35.4973 | 28.8522 | 1.1136 | 0.00194 | 0 | 0 | 0 | 0 | 0 | 0 | 0 | 0 | 0 | 0 | 0 | 0 | 0 | 0 | 0 | 0 | 2.7869 | 0 | -342.1953 | 14.3161 | 0 | 66.9952 | 66.8946 | 4.0488 | 1214.905 | 32.8505 | 63.0145 | 3.721 | 0.3248 | -12.4392 | 13.166 | 3.19 | 76.892 | 1158.7 | 285.8573 | -377.4044 | 2.5734 | 1.305 | -2.77 | 15.4015 | 7.9523 | 2025-08-29 | 2025_08_29 Hr 12 | 123.703 | 3.3e-05 | -1158.7 | -306.8527 | 439.9923 | 893.3963 | 37.1607 | 11.2638 | 83.7396 | 66.426 | 254.8315 | 118.7348 | 23.1276 | 188.5348 | 253.9004 | 21.08 | 7.2612 | 46.06 | 219.5424 | 0 | 133.8899 | 0
2025_08_29 Hr 13 | 12.4392 | 0.010095 | 0.28468 | 3.8529 | 3.8556 | 3.8556 | 3.8537 | 3.8541 | 3.8556 | 97.5704 | -14.8 | 0.196 | 3 | 0 | 94.2674 | 94.2674 | 253.9004 | 21.08 | 0.01353 | 0.06 | 0.08976 | 2.013 | 0 | 0 | 0 | 0 | 0 | 0 | 0.2511 | 46.06 | 7.2612 | 219.5424 | 0 | 0 | 0 | 0 | 14.3762 | 35.3473 | 0 | 35.143 | 0 | 0.6357 | 5.4277 | 0 | -1 | -4.2 | 6.1353 | 0 | 0 | 30.7454 | 30.7454 | 30.7454 | 30.7454 | 35.7505 | 27.7992 | 1.1136 | 0.00194 | 0 | 0 | 0 | 0 | 0 | 0 | 0 | 0 | 0 | 0 | 0 | 0 | 0 | 0 | 0 | 0 | 2.7869 | 0 | -253.2977 | 14.3161 | 0 | 66.9952 | 66.8946 | 2.0244 | 1216.632 | 32.8943 | 63.0986 | 3.721 | 0.3248 | -12.4392 | 13.166 | 3.19 | 76.892 | 1245.208 | 281.9402 | -288.5069 | 2.5752 | 1.305 | -2.77 | 15.422 | 7.9629 | 2025-08-29 | 2025_08_29 Hr 13 | 108.7721 | 0.000387 | -1245.208 | -218.1547 | 441.845 | 893.3963 | 33.1184 | 11.2638 | 83.7396 | 66.6485 | 256.3025 | 118.894 | 23.1276 | 188.5348 | 253.9004 | 21.08 | 7.2612 | 46.06 | 219.5424 | 0 | 133.8899 | 0
2025_08_29 Hr 14 | 9.3314 | 0.01008 | 0.28426 | 3.8529 | 3.8556 | 3.8556 | 3.8537 | 3.8541 | 3.8556 | 105.6674 | -14.8 | 0.196 | 2 | 0 | 94.2674 | 94.2674 | 253.9004 | 21.08 | 0.01353 | 0.06 | 0.08976 | 2.013 | 0 | 0 | 0 | 0 | 0 | 0 | 0.2511 | 46.06 | 7.2612 | 219.5424 | 0 | 0 | 0 | 0 | 15.8419 | 38.9511 | 0 | 30.7751 | 0 | 0.6357 | 5.5154 | 0 | -1 | -4.2 | 6.1353 | 0 | 0 | 35.8318 | 35.8318 | 35.8318 | 35.8318 | 41.6649 | 31.8006 | 1.1136 | 0.00194 | 0 | 0 | 0 | 0 | 0 | 0 | 0 | 0 | 0 | 0 | 0 | 0 | 0 | 0 | 0 | 0 | 2.7869 | 0 | -226.3958 | 14.3161 | 0 | 66.9952 | 66.8946 | 0 | 1256.187 | 33.9186 | 65.0633 | 3.721 | 0.3248 | -9.3314 | 13.166 | 3.19 | 76.892 | 1311.992 | 283.5266 | -258.4973 | 2.6168 | 1.305 | -2.77 | 15.9022 | 8.2108 | 2025-08-29 | 2025_08_29 Hr 14 | 125.7074 | -0.00026 | -1311.992 | -195.6207 | 485.1178 | 893.3963 | 34.0949 | 11.2638 | 83.7396 | 71.8473 | 290.6594 | 122.611 | 23.1276 | 188.5348 | 253.9004 | 21.08 | 7.2612 | 46.06 | 219.5424 | 0 | 133.8899 | 0
2025_08_29 Hr 15 | 10.3679 | 0.009705 | 0.27368 | 3.8529 | 3.8556 | 3.8556 | 3.8537 | 3.8541 | 3.8556 | 109.233 | -14.8 | 0.196 | 1 | 0 | 94.2674 | 94.2674 | 253.9004 | 21.08 | 0.01353 | 0.06 | 0.08976 | 2.013 | 0 | 0 | 0 | 0 | 0 | 0 | 0.2511 | 46.06 | 7.2612 | 219.5424 | 0 | 0 | 0 | 0 | 16.4873 | 40.538 | 0 | 27.7522 | 0 | 0.6357 | 5.5541 | 0 | -1 | -4.2 | 6.1353 | 0 | 0 | 38.0717 | 38.0717 | 38.0717 | 38.0717 | 44.2694 | 28.8522 | 1.1136 | 0.00194 | 0 | 0 | 0 | 0 | 0 | 0 | 0 | 0 | 0 | 0 | 0 | 0 | 0 | 0 | 0 | 0 | 2.7869 | 0 | -160.3695 | 14.3161 | 0 | 66.9952 | 66.8946 | 0 | 1273.596 | 34.3696 | 65.9285 | 3.721 | 0.3248 | -10.3679 | 13.166 | 3.19 | 76.892 | 1390.092 | 282.2511 | -193.5074 | 2.6352 | 1.305 | -2.77 | 16.1137 | 8.32 | 2025-08-29 | 2025_08_29 Hr 15 | 176.4425 | -0.000294 | -1390.092 | -132.6173 | 504.1737 | 893.3963 | 30.1356 | 11.2638 | 83.7396 | 74.1367 | 305.7891 | 124.2479 | 23.1276 | 188.5348 | 253.9004 | 21.08 | 7.2612 | 46.06 | 219.5424 | 0 | 133.8899 | 0
2025_08_29 Hr 16 | 10.3712 | 0.0084 | 0.23688 | 3.8529 | 3.8556 | 3.8556 | 3.8537 | 3.8541 | 3.8556 | 112.9472 | -14.8 | 0.196 | 0 | 0 | 94.2674 | 94.2674 | 253.9004 | 21.08 | 0.01353 | 0.06 | 0.08976 | 2.013 | 0 | 0 | 0 | 0 | 0 | 0 | 0.2511 | 46.06 | 7.2612 | 219.5424 | 0 | 0 | 0 | 0 | 17.1597 | 42.1911 | 0 | 25.0198 | 0 | 0.6357 | 5.5943 | 0 | -1 | -4.2 | 6.1353 | 0 | 0 | 40.4049 | 40.4049 | 40.4049 | 40.4049 | 46.9824 | 24.8508 | 1.1136 | 0.00194 | 0 | 0 | 0 | 0 | 0 | 0 | 0 | 0 | 0 | 0 | 0 | 0 | 0 | 0 | 0 | 0 | 2.7869 | 0 | -143.3392 | 14.3161 | 0 | 66.9952 | 66.8946 | 0 | 1291.704 | 34.8394 | 66.8297 | 3.721 | 0.3248 | -10.3712 | 13.166 | 3.19 | 76.892 | 1419.2 | 278.9568 | -176.4804 | 2.6543 | 1.305 | -2.77 | 16.3339 | 8.4338 | 2025-08-29 | 2025_08_29 Hr 16 | 473.6906 | 9e-06 | -1419.2 | -118.3194 | 524.0235 | 893.3963 | 25.0961 | 11.2638 | 83.7396 | 76.5215 | 321.5491 | 125.953 | 23.1276 | 188.5348 | 253.9004 | 21.08 | 7.2612 | 46.06 | 219.5424 | 0 | 133.8899 | 0
2025_08_29 Hr 17 | 11.9201 | 0.00858 | 0.24196 | 3.8529 | 3.8556 | 3.8556 | 3.8537 | 3.8541 | 3.8556 | 119.0385 | -14.8 | 0.196 | 0 | 0 | 94.2674 | 94.2674 | 253.9004 | 21.08 | 0.01353 | 0.06 | 0.08976 | 2.013 | 0 | 0 | 0 | 0 | 0 | 0 | 0.2511 | 46.06 | 7.2612 | 219.5424 | 0 | 0 | 0 | 0 | 18.2623 | 44.9022 | 0 | 20.2552 | 0 | 0.6357 | 5.6603 | 0 | -1 | -4.2 | 6.1353 | 0 | 0 | 44.2313 | 44.2313 | 44.2313 | 44.2313 | 51.4318 | 20.8494 | 1.1136 | 0.00194 | 0 | 0 | 0 | 0 | 0 | 0 | 0 | 0 | 0 | 0 | 0 | 0 | 0 | 0 | 0 | 0 | 2.7869 | 0 | -161.4156 | 14.3161 | 0 | 66.9952 | 66.8946 | 0 | 1321.466 | 35.6099 | 68.3077 | 3.721 | 0.3248 | -11.9201 | 13.166 | 3.19 | 76.892 | 1424.917 | 279.3008 | -196.1057 | 2.6856 | 1.305 | -2.77 | 16.6952 | 8.6203 | 2025-08-29 | 2025_08_29 Hr 17 | 618.7702 | -0.000326 | -1424.917 | -141.1604 | 556.5774 | 893.3963 | 21.0999 | 11.2638 | 83.7396 | 80.4325 | 347.3956 | 128.7493 | 23.1276 | 188.5348 | 253.9004 | 21.08 | 7.2612 | 46.06 | 219.5424 | 0 | 133.8899 | 0
2025_08_29 Hr 18 | 8.819 | 0.00681 | 0.19204 | 3.8529 | 3.8556 | 3.8556 | 3.8537 | 3.8541 | 3.8556 | 118.1966 | -14.8 | 0.196 | 4 | 0 | 94.2674 | 94.2674 | 253.9004 | 21.08 | 0.01353 | 0.06 | 0.08976 | 2.013 | 0 | 0 | 0 | 0 | 0 | 0 | 0.2511 | 46.06 | 7.2612 | 219.5424 | 0 | 0 | 0 | 0 | 18.1099 | 44.5275 | 0 | 19.9575 | 0 | 0.6357 | 5.6512 | 0 | -1 | -4.2 | 6.1353 | 0 | 0 | 43.7025 | 43.7025 | 43.7025 | 43.7025 | 50.8168 | 22.8501 | 1.1136 | 0.00194 | 0 | 0 | 0 | 0 | 0 | 0 | 0 | 0 | 0 | 0 | 0 | 0 | 0 | 0 | 0 | 0 | 2.7869 | 0 | -203.0843 | 14.3161 | 0 | 66.9952 | 66.8946 | 0 | 1317.304 | 35.5035 | 68.1034 | 3.721 | 0.3248 | -8.819 | 13.166 | 3.19 | 76.892 | 1384.4 | 281.8121 | -234.6733 | 2.6812 | 1.305 | -2.77 | 16.6453 | 8.5945 | 2025-08-29 | 2025_08_29 Hr 18 | 666.4225 | -2e-06 | -1384.4 | -183.1268 | 552.0781 | 893.3963 | 27.049 | 11.2638 | 83.7396 | 79.892 | 343.8233 | 128.3628 | 23.1276 | 188.5348 | 253.9004 | 21.08 | 7.2612 | 46.06 | 219.5424 | 0 | 133.8899 | 0
2025_08_29 Hr 19 | 3.6201 | 0.00456 | 0.12859 | 3.8529 | 3.8556 | 3.8556 | 3.8537 | 3.8541 | 3.8556 | 115.9929 | -14.8 | 0.196 | 13 | 0 | 94.2674 | 94.2674 | 253.9004 | 21.08 | 0.01353 | 0.06 | 0.08976 | 2.013 | 0 | 0 | 0 | 0 | 0 | 0 | 0.2511 | 46.06 | 7.2612 | 219.5424 | 0 | 0 | 0 | 0 | 17.711 | 43.5466 | 0 | 23.3312 | 0 | 0.6357 | 5.6273 | 0 | -1 | -4.2 | 6.1353 | 0 | 0 | 42.3181 | 42.3181 | 42.3181 | 42.3181 | 49.2071 | 18.8487 | 1.1136 | 0.00194 | 0 | 0 | 0 | 0 | 0 | 0 | 0 | 0 | 0 | 0 | 0 | 0 | 0 | 0 | 0 | 0 | 2.7869 | 0 | -283.3216 | 14.3161 | 0 | 66.9952 | 66.8946 | 0 | 1306.474 | 35.2247 | 67.5687 | 3.721 | 0.3248 | -3.6201 | 13.166 | 3.19 | 76.892 | 1300.692 | 280.5979 | -309.7117 | 2.6699 | 1.305 | -2.77 | 16.5146 | 8.527 | 2025-08-29 | 2025_08_29 Hr 19 | 657.8189 | -0.000265 | -1300.692 | -259.9904 | 540.3005 | 893.3963 | 31.9819 | 11.2638 | 83.7396 | 78.477 | 334.4724 | 127.3511 | 23.1276 | 188.5348 | 253.9004 | 21.08 | 7.2612 | 46.06 | 219.5424 | 0 | 133.8899 | 0
2025_08_29 Hr 20 | 0.51906 | 0.00213 | 0.060066 | 3.8529 | 3.8556 | 3.8556 | 3.8537 | 3.8541 | 3.8556 | 108.713 | -14.8 | 0.196 | 45 | 0 | 94.2674 | 94.2674 | 253.9004 | 21.08 | 0.01353 | 0.06 | 0.08976 | 2.013 | 0 | 0 | 0 | 0 | 0 | 0 | 0.2511 | 46.06 | 7.2612 | 219.5424 | 0 | 0 | 0 | 0 | 16.3932 | 40.3066 | 0 | 30.9103 | 0 | 0.6357 | 5.5484 | 0 | -1 | -4.2 | 6.1353 | 0 | 0 | 37.745 | 37.745 | 37.745 | 37.745 | 43.8896 | 14.8473 | 1.1136 | 0.00194 | 0 | 0 | 0 | 0 | 0 | 0 | 0 | 0 | 0 | 0 | 0 | 0 | 0 | 0 | 0 | 0 | 2.7869 | 0 | -373.0181 | 14.3161 | 0 | 66.9952 | 66.8946 | 1.0122 | 1270.842 | 34.3038 | 65.8023 | 3.721 | 0.3248 | -0.51906 | 13.166 | 3.19 | 76.892 | 1208.608 | 303.1633 | -396.3072 | 2.6325 | 1.305 | -2.77 | 16.0828 | 8.3041 | 2025-08-29 | 2025_08_29 Hr 20 | 434.4673 | 0.000365 | -1208.608 | -342.1078 | 501.3947 | 893.3963 | 60.9217 | 11.2638 | 83.7396 | 73.8029 | 303.5826 | 124.0092 | 23.1276 | 188.5348 | 253.9004 | 21.08 | 7.2612 | 46.06 | 219.5424 | 0 | 133.8899 | 0
2025_08_29 Hr 21 | 0 | 0.000555 | 0.015651 | 3.8529 | 3.8556 | 3.8556 | 3.8537 | 3.8541 | 3.8556 | 103.6369 | -14.8 | 0.196 | 61 | 0 | 94.2674 | 94.2674 | 253.9004 | 21.08 | 0.01353 | 0.06 | 0.08976 | 2.013 | 0 | 0 | 0 | 0 | 0 | 0 | 0.2511 | 46.06 | 7.2612 | 219.5424 | 0 | 0 | 0 | 0 | 15.4743 | 38.0474 | 0 | 34.158 | 0 | 0.6357 | 5.4934 | 0 | -1 | -4.2 | 6.1353 | 0 | 0 | 34.5563 | 34.5563 | 34.5563 | 34.5563 | 40.1818 | 15.9003 | 1.1136 | 0.00194 | 0 | 0 | 0 | 0 | 0 | 0 | 0 | 0 | 0 | 0 | 0 | 0 | 0 | 0 | 0 | 0 | 2.7869 | 0 | -435.5316 | 14.3161 | 0 | 66.9952 | 66.8946 | 4.4826 | 1246 | 33.6617 | 64.5706 | 3.721 | 0.3248 | 0 | 13.166 | 3.19 | 76.892 | 1142.692 | 320.8358 | -458.3016 | 2.6064 | 1.305 | -2.77 | 15.7818 | 8.1487 | 2025-08-29 | 2025_08_29 Hr 21 | 302.5619 | -0.000346 | -1142.692 | -401.3736 | 474.2664 | 893.3963 | 81.3991 | 11.2638 | 83.7396 | 70.5437 | 282.0439 | 121.6789 | 23.1276 | 188.5348 | 253.9004 | 21.08 | 7.2612 | 46.06 | 219.5424 | 0 | 133.8899 | 0
2025_08_29 Hr 22 | 0 | 6e-05 | 0.001692 | 3.8529 | 3.8556 | 3.8556 | 3.8537 | 3.8541 | 3.8556 | 90.4639 | -14.8 | 0.196 | 74 | 0 | 94.2674 | 94.2674 | 253.9004 | 21.08 | 0.01353 | 0.06 | 0.08976 | 2.013 | 0 | 0 | 0 | 0 | 0 | 0 | 0.2511 | 46.06 | 7.2612 | 219.5424 | 0 | 0 | 0 | 0 | 13.0898 | 32.1844 | 0 | 38.0109 | 0 | 0.6357 | 5.3507 | 0 | -1 | -4.2 | 6.1353 | 0 | 0 | 26.2812 | 26.2812 | 26.2812 | 26.2812 | 30.5595 | 19.9017 | 1.1136 | 0.00194 | 0 | 0 | 0 | 0 | 0 | 0 | 0 | 0 | 0 | 0 | 0 | 0 | 0 | 0 | 0 | 0 | 2.7869 | 0 | -477.2949 | 14.3161 | 0 | 66.9952 | 66.8946 | 6.507 | 1181.632 | 31.9954 | 61.3742 | 3.721 | 0.3248 | 0 | 13.166 | 3.19 | 76.892 | 1053.392 | 333.8138 | -500.0649 | 2.5387 | 1.305 | -2.77 | 15.0006 | 7.7453 | 2025-08-29 | 2025_08_29 Hr 22 | 149.3691 | -0.000292 | -1053.392 | -439.284 | 403.8654 | 893.3963 | 100.4105 | 11.2638 | 83.7396 | 62.0857 | 226.1482 | 115.6316 | 23.1276 | 188.5348 | 253.9004 | 21.08 | 7.2612 | 46.06 | 219.5424 | 0 | 133.8899 | 0
2025_08_29 Hr 23 | 0 | 0 | 0 | 3.8529 | 3.8556 | 3.8556 | 3.8537 | 3.8541 | 3.8556 | 72.5366 | 0 | 0.196 | 78 | 0 | 94.2674 | 94.2674 | 264.6764 | 17.93 | 0.01353 | 0.06 | 0.08976 | 2.013 | 0 | 0 | 0 | 0 | 0 | 0 | 0.2511 | 46.06 | 7.2612 | 228.1622 | 0 | 0 | 0 | 0 | 9.8447 | 24.2054 | 0 | 38.3064 | 0 | 0.6357 | 5.1564 | 0 | -1 | -4.2 | 6.1353 | 0 | 0 | 15.0196 | 15.0196 | 15.0196 | 15.0196 | 17.4646 | 19.9017 | 1.1136 | 0.00194 | 0 | 0 | 0 | 0 | 0 | 0 | 0 | 0 | 0 | 0 | 0 | 0 | 0 | 0 | 0 | 0 | 2.7869 | 0 | -480.3602 | 14.3161 | 0 | 69.9561 | 69.851 | 2.0244 | 1116.214 | 29.7277 | 57.0242 | 3.721 | 0.3248 | 0 | 13.166 | 3.19 | 76.892 | 991.2917 | 325.1013 | -488.3302 | 2.4465 | 1.305 | -2.77 | 13.9374 | 7.1963 | 2025-08-29 | 2025_08_29 Hr 23 | 138.4371 | 1e-05 | -991.2917 | -442.0538 | 322.8566 | 915.5594 | 99.9261 | 11.2638 | 83.7396 | 50.5751 | 150.0796 | 122.2018 | 23.1276 | 188.5348 | 264.6764 | 17.93 | 7.2612 | 46.06 | 228.1622 | 0 | 139.8071 | 0
2025_08_29 Hr 24 | 0 | 0 | 0 | 3.8529 | 3.8556 | 3.8556 | 3.8537 | 3.8541 | 3.8556 | 54.0894 | 0 | 0.196 | 78 | 0 | 94.2674 | 94.2674 | 264.9615 | 17.93 | 0.01353 | 0.06 | 0.08976 | 2.013 | 0 | 0 | 0 | 0 | 0 | 0 | 0.2511 | 46.06 | 7.2612 | 228.3633 | 0 | 0 | 0 | 0 | 6.5054 | 15.9951 | 0 | 64.8705 | 0 | 0.6357 | 4.9565 | 0.45 | -1 | -4.2 | 6.1353 | 0 | 0 | 3.5729 | 3.5729 | 3.5729 | 3.5729 | 4.1546 | 19.9017 | 1.1136 | 0.00194 | 0 | 0 | 0 | 0 | 0 | 0 | 0 | 0 | 0 | 0 | 0 | 0 | 0 | 0 | 0 | 0 | 2.7869 | 0 | -470.3912 | 14.3161 | 0 | 69.9561 | 69.851 | 5.9286 | 1027.312 | 27.3942 | 52.5481 | 3.721 | 0.3248 | 0 | 13.166 | 3.19 | 76.892 | 934.3583 | 320.537 | -478.3612 | 2.3516 | 1.305 | -2.77 | 12.8434 | 6.6315 | 2025-08-29 | 2025_08_29 Hr 24 | 92.9758 | 4.1e-05 | -934.3583 | -405.5207 | 224.9997 | 916.0456 | 103.8303 | 11.2638 | 83.7396 | 38.7308 | 72.5357 | 113.7332 | 23.1276 | 188.5348 | 264.9615 | 17.93 | 7.2612 | 46.06 | 228.3633 | 0 | 139.8071 | 0
2025_08_30 Hr 01 | 0 | 0 | 0 | 3.8529 | 3.8556 | 3.8556 | 3.8537 | 3.8541 | 3.8556 | 41.8473 | 0 | 0.196 | 75 | 0 | 94.2674 | 94.2674 | 264.9615 | 0 | 0.01353 | 0.06 | 0.08976 | 2.013 | 0 | 0 | 0 | 0 | 0 | 0 | 0.2511 | 46.06 | 7.2612 | 228.3633 | 0 | 0 | 0 | 0 | 4.5673 | 11.2278 | 0 | 67.5873 | 0 | 0.6357 | 5.1025 | 2.7 | -1 | -4.2 | 6.28 | 0 | 0 | 0 | 0 | 0 | 0 | 0 | 20.8494 | 1.1136 | 0.00194 | 0 | 0 | 0 | 0 | 0 | 0 | 0 | 0 | 0 | 0 | 0 | 0 | 0 | 0 | 0 | 0 | 2.9609 | 0 | -484.4846 | 14.0021 | 0 | 69.9561 | 69.851 | 22.5576 | 972.5517 | 25.3087 | 48.2805 | 3.721 | 0.3248 | 0 | 13.166 | 3.19 | 76.892 | 874.6 | 326.9156 | -492.4546 | 2.4504 | 1.305 | -2.77 | 11.8419 | 6.1019 | 2025-08-30 | 2025_08_30 Hr 01 | 96.139 | 1.6e-05 | -874.6 | -416.8973 | 179.9713 | 898.1156 | 118.407 | 11.2638 | 83.7396 | 32.5888 | 41.8473 | 105.5352 | 23.1276 | 188.5348 | 264.9615 | 0 | 7.2612 | 46.06 | 228.3633 | 0 | 139.8071 | 0
2025_08_30 Hr 02 | 0 | 0 | 0 | 3.8529 | 3.8556 | 3.8556 | 3.8537 | 3.8541 | 3.8556 | 36.6934 | 0 | 0.196 | 72 | 0 | 94.2674 | 94.2674 | 264.9615 | 0 | 0.01353 | 0.06 | 0.08976 | 2.013 | 0 | 0 | 0 | 0 | 0 | 0 | 0.2511 | 46.06 | 7.2612 | 228.3633 | 0 | 0 | 0 | 0 | 2.9562 | 7.2671 | 0 | 41.2045 | 0 | 0.6357 | 5.0003 | 2.7 | -1 | -4.2 | 6.28 | 0 | 0 | 0 | 0 | 0 | 0 | 0 | 20.8494 | 1.1136 | 0.00194 | 0 | 0 | 0 | 0 | 0 | 0 | 0 | 0 | 0 | 0 | 0 | 0 | 0 | 0 | 0 | 0 | 2.9609 | 0 | -512.6635 | 14.0021 | 0 | 69.9561 | 69.851 | 38.4636 | 961.6749 | 24.2094 | 46.1834 | 3.721 | 0.3248 | 0 | 13.166 | 3.19 | 76.892 | 818.0917 | 335.8458 | -520.6335 | 2.4013 | 1.305 | -2.77 | 11.3275 | 5.8369 | 2025-08-30 | 2025_08_30 Hr 02 | 95.6455 | -1.6e-05 | -818.0917 | -471.459 | 165.1186 | 898.1156 | 131.313 | 11.2638 | 83.7396 | 26.8659 | 36.6934 | 101.5594 | 23.1276 | 188.5348 | 264.9615 | 0 | 7.2612 | 46.06 | 228.3633 | 0 | 139.8071 | 0
2025_08_30 Hr 03 | 0 | 0 | 0 | 3.8529 | 3.8556 | 3.8556 | 3.8537 | 3.8541 | 3.8556 | 36.6934 | 0 | 0.196 | 73 | 0 | 94.2674 | 94.2674 | 264.9615 | 0 | 0.01353 | 0.06 | 0.08976 | 2.013 | 0 | 0 | 0 | 0 | 0 | 0 | 0.2511 | 46.06 | 7.2612 | 228.3633 | 0 | 0 | 0 | 0 | 1.6537 | 4.0652 | 0 | 43.3174 | 0 | 0.6357 | 4.9177 | 2.7 | -1 | -4.2 | 6.28 | 0 | 0 | 0 | 0 | 0 | 0 | 0 | 18.8487 | 1.1136 | 0.00194 | 0 | 0 | 0 | 0 | 0 | 0 | 0 | 0 | 0 | 0 | 0 | 0 | 0 | 0 | 0 | 0 | 2.9609 | 0 | -520.7991 | 14.0021 | 0 | 69.9561 | 69.851 | 26.028 | 957.0482 | 23.3207 | 44.488 | 3.721 | 0.3248 | 0 | 13.166 | 3.19 | 76.892 | 790.7917 | 319.1953 | -528.7691 | 2.3616 | 1.305 | -2.77 | 10.9117 | 5.6226 | 2025-08-30 | 2025_08_30 Hr 03 | 96.139 | -2.1e-05 | -790.7917 | -477.4817 | 157.2777 | 898.1156 | 117.8767 | 11.2638 | 83.7396 | 22.2392 | 36.6934 | 98.3451 | 23.1276 | 188.5348 | 264.9615 | 0 | 7.2612 | 46.06 | 228.3633 | 0 | 139.8071 | 0
2025_08_30 Hr 04 | 0 | 0 | 0 | 3.8529 | 3.8556 | 3.8556 | 3.8537 | 3.8541 | 3.8556 | 36.6934 | 0 | 0.196 | 81 | 0 | 94.2674 | 94.2674 | 264.9615 | 0 | 0.01353 | 0.06 | 0.08976 | 2.013 | 0 | 0 | 0 | 0 | 0 | 0 | 0.2511 | 46.06 | 7.2612 | 228.3633 | 0 | 0 | 0 | 0 | 0.50546 | 1.2426 | 0 | 51.1712 | 0 | 0.6357 | 4.8449 | 2.7 | -1 | -4.2 | 6.28 | 0 | 0 | 0 | 0 | 0 | 0 | 0 | 18.8487 | 1.1136 | 0.00194 | 0 | 0 | 0 | 0 | 0 | 0 | 0 | 0 | 0 | 0 | 0 | 0 | 0 | 0 | 0 | 0 | 2.9609 | 0 | -537.2133 | 14.0021 | 0 | 69.9561 | 69.851 | 18.5088 | 952.9695 | 22.5373 | 42.9935 | 3.721 | 0.3248 | 0 | 13.166 | 3.19 | 76.892 | 775.8 | 316.8426 | -545.1833 | 2.3267 | 1.305 | -2.77 | 10.5451 | 5.4337 | 2025-08-30 | 2025_08_30 Hr 04 | 96.888 | 2.35e-05 | -775.8 | -486.0421 | 150.3656 | 898.1156 | 118.3575 | 11.2638 | 83.7396 | 18.1605 | 36.6934 | 95.5117 | 23.1276 | 188.5348 | 264.9615 | 0 | 7.2612 | 46.06 | 228.3633 | 0 | 139.8071 | 0
2025_08_30 Hr 05 | 0 | 0 | 0 | 3.8529 | 3.8556 | 3.8556 | 3.8537 | 3.8541 | 3.8556 | 36.6934 | 0 | 0.196 | 70 | 0 | 94.2674 | 94.2674 | 264.9615 | 0 | 0.01353 | 0.06 | 0.08976 | 2.013 | 0 | 0 | 0 | 0 | 0 | 0 | 0.2511 | 46.06 | 7.2612 | 228.3633 | 0 | 0 | 0 | 0 | 0.47823 | 1.1756 | 0 | 62.3595 | 0 | 0.6357 | 4.8431 | 2.7 | -1 | -4.2 | 6.28 | 0 | 0 | 0 | 0 | 0 | 0 | 0 | 20.8494 | 1.1136 | 0.00194 | 0 | 0 | 0 | 0 | 0 | 0 | 0 | 0 | 0 | 0 | 0 | 0 | 0 | 0 | 0 | 0 | 2.9609 | 0 | -555.9171 | 14.0021 | 0 | 69.9561 | 69.851 | 21.9792 | 952.8728 | 22.5187 | 42.958 | 3.721 | 0.3248 | 0 | 13.166 | 3.19 | 76.892 | 762.5917 | 311.2465 | -563.8871 | 2.3258 | 1.305 | -2.77 | 10.5364 | 5.4292 | 2025-08-30 | 2025_08_30 Hr 05 | 100.4304 | -2.23e-05 | -762.5917 | -493.5576 | 150.2017 | 898.1156 | 112.8286 | 11.2638 | 83.7396 | 18.0638 | 36.6934 | 95.4445 | 23.1276 | 188.5348 | 264.9615 | 0 | 7.2612 | 46.06 | 228.3633 | 0 | 139.8071 | 0
2025_08_30 Hr 06 | 0 | 0 | 0 | 3.8529 | 3.8556 | 3.8556 | 3.8537 | 3.8541 | 3.8556 | 36.6934 | 0 | 0.196 | 74 | 0 | 94.2674 | 94.2674 | 264.9615 | 0 | 0.01353 | 0.06 | 0.08976 | 2.013 | 0 | 0 | 0 | 0 | 0 | 0 | 0.2511 | 46.06 | 7.2612 | 228.3633 | 0 | 0 | 0 | 0 | 1.159 | 2.8491 | 0 | 48.7701 | 0 | 0.6357 | 4.8863 | 2.7 | -1 | -4.2 | 6.28 | 0 | 0 | 0 | 0 | 0 | 0 | 0 | 20.8494 | 1.1136 | 0.00194 | 0 | 0 | 0 | 0 | 0 | 0 | 0 | 0 | 0 | 0 | 0 | 0 | 0 | 0 | 0 | 0 | 2.9609 | 0 | -554.4819 | 14.0021 | 0 | 69.9561 | 69.851 | 35.427 | 955.291 | 22.9832 | 43.8441 | 3.721 | 0.3248 | 0 | 13.166 | 3.19 | 76.892 | 771.9833 | 330.3742 | -562.4519 | 2.3466 | 1.305 | -2.77 | 10.7538 | 5.5412 | 2025-08-30 | 2025_08_30 Hr 06 | 117.376 | 4.4e-05 | -771.9833 | -505.7118 | 154.2998 | 898.1156 | 130.2764 | 11.2638 | 83.7396 | 20.482 | 36.6934 | 97.1244 | 23.1276 | 188.5348 | 264.9615 | 0 | 7.2612 | 46.06 | 228.3633 | 0 | 139.8071 | 0
2025_08_30 Hr 07 | 0.51906 | 0 | 0 | 3.8529 | 3.8556 | 3.8556 | 3.8537 | 3.8541 | 3.8556 | 36.6934 | -14.8 | 0.196 | 74 | 0 | 94.2674 | 94.2674 | 253.9004 | 0 | 0.01353 | 0.06 | 0.08976 | 2.013 | 0 | 0 | 0 | 0 | 0 | 0 | 0.2511 | 46.06 | 7.2612 | 219.5424 | 0 | 0 | 0 | 0 | 2.6475 | 6.5085 | 0 | 82.8301 | 0 | 0.6357 | 4.9807 | 2.7 | -1 | -4.2 | 6.28 | 0 | 0 | 0 | 0 | 0 | 0 | 0 | 22.8501 | 1.1136 | 0.00194 | 0 | 0 | 0 | 0 | 0 | 0 | 0 | 0 | 0 | 0 | 0 | 0 | 0 | 0 | 0 | 0 | 2.9609 | 0 | -548.0334 | 14.0021 | 0 | 66.9952 | 66.8946 | 33.981 | 934.7794 | 23.9989 | 45.7817 | 3.721 | 0.3248 | -0.51906 | 13.166 | 3.19 | 76.892 | 781.4083 | 335.1214 | -571.3224 | 2.3919 | 1.305 | -2.77 | 11.229 | 5.7861 | 2025-08-30 | 2025_08_30 Hr 07 | 127.4848 | 8.8e-05 | -781.4083 | -465.2033 | 148.4609 | 872.3163 | 130.8311 | 11.2638 | 83.7396 | 25.7696 | 36.6934 | 85.9978 | 23.1276 | 188.5348 | 253.9004 | 0 | 7.2612 | 46.06 | 219.5424 | 0 | 133.8899 | 0
2025_08_30 Hr 08 | 9.3298 | 0 | 0 | 3.8529 | 3.8556 | 3.8556 | 3.8537 | 3.8541 | 3.8556 | 42.1941 | -14.8 | 0.196 | 48 | 0 | 94.2674 | 94.2674 | 253.9004 | 0 | 0.01353 | 0.06 | 0.08976 | 2.013 | 0 | 0 | 0 | 0 | 0 | 0 | 0.2511 | 46.06 | 7.2612 | 219.5424 | 0 | 0 | 0 | 0 | 4.6308 | 11.3839 | 0 | 87.0859 | 0 | 0.6357 | 5.1065 | 2.7 | -1 | -4.2 | 6.28 | 0 | 0 | 0 | 0 | 0 | 0 | 0 | 16.848 | 1.1136 | 0.00194 | 0 | 0 | 0 | 0 | 0 | 0 | 0 | 0 | 0 | 0 | 0 | 0 | 0 | 0 | 0 | 0 | 2.9609 | 0 | -500.3878 | 14.0021 | 0 | 66.9952 | 66.8946 | 39.042 | 947.3249 | 25.3521 | 48.3632 | 3.721 | 0.3248 | -9.3298 | 13.166 | 3.19 | 76.892 | 823.8083 | 321.8852 | -532.4876 | 2.4523 | 1.305 | -2.77 | 11.8622 | 6.1124 | 2025-08-30 | 2025_08_30 Hr 08 | 127.3438 | 7.9e-05 | -823.8083 | -413.3019 | 165.9006 | 872.3163 | 103.89 | 11.2638 | 83.7396 | 32.8145 | 42.1941 | 90.892 | 23.1276 | 188.5348 | 253.9004 | 0 | 7.2612 | 46.06 | 219.5424 | 0 | 133.8899 | 0
2025_08_30 Hr 09 | 10.3712 | 0.0012 | 0.03384 | 3.8529 | 3.8556 | 3.8556 | 3.8537 | 3.8541 | 3.8556 | 53.861 | -14.8 | 0.196 | 57 | 0 | 94.2674 | 94.2674 | 253.9004 | 21.08 | 0.01353 | 0.06 | 0.08976 | 2.013 | 0 | 0 | 0 | 0 | 0 | 0 | 0.2511 | 46.06 | 7.2612 | 219.5424 | 0 | 0 | 0 | 0 | 6.7684 | 16.6387 | 0 | 49.5174 | 0 | 0.6357 | 5.242 | 0.225 | -1 | -4.2 | 6.28 | 0 | 0 | 3.3123 | 3.3123 | 3.3123 | 3.3123 | 3.8515 | 15.9003 | 1.1136 | 0.00194 | 0 | 0 | 0 | 0 | 0 | 0 | 0 | 0 | 0 | 0 | 0 | 0 | 0 | 0 | 0 | 0 | 2.9609 | 0 | -475.1253 | 14.0021 | 0 | 66.9952 | 66.8946 | 49.4532 | 1004.799 | 26.8106 | 51.1456 | 3.721 | 0.3248 | -10.3712 | 13.166 | 3.19 | 76.892 | 892.7167 | 346.6663 | -508.2665 | 2.5174 | 1.305 | -2.77 | 12.5446 | 6.464 | 2025-08-30 | 2025_08_30 Hr 09 | 126.5479 | 2.5e-05 | -892.7167 | -425.6079 | 207.5363 | 893.3963 | 122.3885 | 11.2638 | 83.7396 | 40.4075 | 70.9619 | 96.1669 | 23.1276 | 188.5348 | 253.9004 | 21.08 | 7.2612 | 46.06 | 219.5424 | 0 | 133.8899 | 0
2025_08_30 Hr 10 | 13.993 | 0.002955 | 0.083331 | 3.8529 | 3.8556 | 3.8556 | 3.8537 | 3.8541 | 3.8556 | 68.4014 | -14.8 | 0.196 | 49 | 0 | 94.1518 | 94.1518 | 253.2907 | 19.3233 | 0.01353 | 0.06 | 0.08976 | 2.013 | 0 | 0 | 0 | 0 | 0 | 0 | 0.2511 | 45.9947 | 7.2612 | 219.0291 | 0 | 0 | 0 | 0 | 9.4324 | 23.1876 | 0 | 60.7277 | 0 | 0.6357 | 5.411 | 0 | -1 | -4.2 | 6.28 | 0 | 0 | 12.4565 | 12.4565 | 12.4565 | 12.4565 | 14.4843 | 11.8989 | 1.1136 | 0.00194 | 0 | 0 | 0 | 0 | 0 | 0 | 0 | 0 | 0 | 0 | 0 | 0 | 0 | 0 | 0 | 0 | 2.9609 | 0 | -491.4645 | 14.0021 | 0 | 66.5066 | 66.406 | 27.474 | 1071.908 | 28.6283 | 54.6131 | 3.721 | 0.3248 | -13.993 | 13.166 | 3.19 | 76.892 | 927.2917 | 322.8833 | -528.2275 | 2.5986 | 1.305 | -2.77 | 13.3951 | 6.9023 | 2025-08-30 | 2025_08_30 Hr 10 | 193.3995 | -1.8e-05 | -927.2917 | -430.7368 | 285.3231 | 889.2428 | 88.4592 | 11.2638 | 83.7396 | 49.8705 | 132.7116 | 102.741 | 23.1276 | 188.3036 | 253.2907 | 19.3233 | 7.2612 | 45.9947 | 219.0291 | 0 | 132.9125 | 0
2025_08_30 Hr 11 | 17.0609 | 0.004845 | 0.13663 | 3.8529 | 3.8556 | 3.8556 | 3.8537 | 3.8541 | 3.8556 | 82.2729 | -14.8 | 0.196 | 57 | 0 | 94.2674 | 94.2674 | 253.9004 | 21.08 | 0.01353 | 0.06 | 0.08976 | 2.013 | 0 | 0 | 0 | 0 | 0 | 0 | 0.2511 | 46.06 | 7.2612 | 219.5424 | 0 | 0 | 0 | 0 | 11.9738 | 29.4353 | 0 | 60.4846 | 0 | 0.6357 | 5.5722 | 0 | -1 | -4.2 | 6.28 | 0 | 0 | 21.2003 | 21.2003 | 21.2003 | 21.2003 | 24.6515 | 19.9017 | 1.1136 | 0.00194 | 0 | 0 | 0 | 0 | 0 | 0 | 0 | 0 | 0 | 0 | 0 | 0 | 0 | 0 | 0 | 0 | 2.9609 | 0 | -558.6591 | 14.0021 | 0 | 66.9952 | 66.8946 | 24.0036 | 1144.157 | 30.3624 | 57.9212 | 3.721 | 0.3248 | -17.0609 | 13.166 | 3.19 | 76.892 | 950.9083 | 344.7572 | -598.4901 | 2.676 | 1.305 | -2.77 | 14.2065 | 7.3204 | 2025-08-30 | 2025_08_30 Hr 11 | 140.6622 | 6.7e-05 | -950.9083 | -498.1745 | 359.6363 | 893.3963 | 101.0468 | 11.2638 | 83.7396 | 58.8983 | 191.7254 | 109.0127 | 23.1276 | 188.5348 | 253.9004 | 21.08 | 7.2612 | 46.06 | 219.5424 | 0 | 133.8899 | 0
2025_08_30 Hr 12 | 17.4954 | 0.00633 | 0.17851 | 3.8529 | 3.8556 | 3.8556 | 3.8537 | 3.8541 | 3.8556 | 89.7041 | -14.8 | 0.196 | 66 | 0 | 94.2674 | 94.2674 | 253.9004 | 21.08 | 0.01353 | 0.06 | 0.08976 | 2.013 | 0 | 0 | 0 | 0 | 0 | 0 | 0.2511 | 46.06 | 7.2612 | 219.5424 | 0 | 0 | 0 | 0 | 13.3353 | 32.7823 | 0 | 55.495 | 0 | 0.6357 | 5.6585 | 0 | -1 | -4.2 | 6.28 | 0 | 0 | 25.8844 | 25.8844 | 25.8844 | 25.8844 | 30.0982 | 14.8473 | 1.1136 | 0.00194 | 0 | 0 | 0 | 0 | 0 | 0 | 0 | 0 | 0 | 0 | 0 | 0 | 0 | 0 | 0 | 0 | 2.9609 | 0 | -601.4009 | 14.0021 | 0 | 66.9952 | 66.8946 | 35.427 | 1180.649 | 31.2914 | 59.6934 | 3.721 | 0.3248 | -17.4954 | 13.166 | 3.19 | 76.892 | 958.4 | 363.922 | -641.6663 | 2.7174 | 1.305 | -2.77 | 14.6412 | 7.5443 | 2025-08-30 | 2025_08_30 Hr 12 | 155.3509 | 3.6e-05 | -958.4 | -545.9058 | 399.447 | 893.3963 | 116.4591 | 11.2638 | 83.7396 | 63.7346 | 223.3399 | 112.3725 | 23.1276 | 188.5348 | 253.9004 | 21.08 | 7.2612 | 46.06 | 219.5424 | 0 | 133.8899 | 0
2025_08_30 Hr 13 | 17.8337 | 0.006705 | 0.18908 | 3.8529 | 3.8556 | 3.8556 | 3.8537 | 3.8541 | 3.8556 | 104.4427 | -14.8 | 0.196 | 65 | 0 | 94.2674 | 94.2674 | 253.9004 | 21.08 | 0.01353 | 0.06 | 0.08976 | 2.013 | 0 | 0 | 0 | 0 | 0 | 0 | 0.2511 | 46.06 | 7.2612 | 219.5424 | 0 | 0 | 0 | 0 | 16.0356 | 39.4205 | 0 | 31.7345 | 0 | 0.6357 | 5.8298 | 0 | -1 | -4.2 | 6.28 | 0 | 0 | 35.1747 | 35.1747 | 35.1747 | 35.1747 | 40.9008 | 4.9491 | 1.1136 | 0.00194 | 0 | 0 | 0 | 0 | 0 | 0 | 0 | 0 | 0 | 0 | 0 | 0 | 0 | 0 | 0 | 0 | 2.9609 | 0 | -622.5911 | 14.0021 | 0 | 66.9952 | 66.8946 | 48.0072 | 1252.954 | 33.1339 | 63.2083 | 3.721 | 0.3248 | -17.8337 | 13.166 | 3.19 | 76.892 | 994.1 | 372.6063 | -663.1948 | 2.7997 | 1.305 | -2.77 | 15.5033 | 7.9886 | 2025-08-30 | 2025_08_30 Hr 13 | 193.3917 | 6.6e-05 | -994.1 | -590.8566 | 478.4048 | 893.3963 | 118.1521 | 11.2638 | 83.7396 | 73.3265 | 286.0421 | 119.0362 | 23.1276 | 188.5348 | 253.9004 | 21.08 | 7.2612 | 46.06 | 219.5424 | 0 | 133.8899 | 0
2025_08_30 Hr 14 | 16.658 | 0.00792 | 0.22334 | 3.8529 | 3.8556 | 3.8556 | 3.8537 | 3.8541 | 3.8556 | 110.5115 | -14.8 | 0.196 | 51 | 0 | 94.2674 | 94.2674 | 253.9004 | 21.08 | 0.01353 | 0.06 | 0.08976 | 2.013 | 0 | 0 | 0 | 0 | 0 | 0 | 0.2511 | 46.06 | 7.2612 | 219.5424 | 0 | 0 | 0 | 0 | 17.1475 | 42.1539 | 0 | 22.2228 | 0 | 0.6357 | 5.9003 | 0 | -1 | -4.2 | 6.28 | 0 | 0 | 39.0001 | 39.0001 | 39.0001 | 39.0001 | 45.3489 | 10.9512 | 1.1136 | 0.00194 | 0 | 0 | 0 | 0 | 0 | 0 | 0 | 0 | 0 | 0 | 0 | 0 | 0 | 0 | 0 | 0 | 2.9609 | 0 | -630.129 | 14.0021 | 0 | 66.9952 | 66.8946 | 48.0072 | 1282.756 | 33.8926 | 64.6556 | 3.721 | 0.3248 | -16.658 | 13.166 | 3.19 | 76.892 | 1001.6 | 366.1777 | -669.5569 | 2.8335 | 1.305 | -2.77 | 15.8583 | 8.1715 | 2025-08-30 | 2025_08_30 Hr 14 | 209.8132 | 6.6e-05 | -1001.6 | -607.9062 | 510.9169 | 893.3963 | 110.1897 | 11.2638 | 83.7396 | 77.2762 | 311.8607 | 121.78 | 23.1276 | 188.5348 | 253.9004 | 21.08 | 7.2612 | 46.06 | 219.5424 | 0 | 133.8899 | 0
2025_08_30 Hr 15 | 16.2218 | 0.0096 | 0.27072 | 3.8529 | 3.8556 | 3.8556 | 3.8537 | 3.8541 | 3.8556 | 120.172 | -14.8 | 0.196 | 41 | 0 | 94.2674 | 94.2674 | 253.9004 | 21.08 | 0.01353 | 0.06 | 0.08976 | 2.013 | 0 | 0 | 0 | 0 | 0 | 0 | 0.2511 | 46.06 | 7.2612 | 219.5424 | 0 | 0 | 0 | 0 | 18.9175 | 46.505 | 0 | 24.9934 | -0.45368 | 0.6357 | 6.0125 | 0 | -1 | -4.2 | 6.28 | 0 | 0 | 45.0895 | 45.0895 | 45.0895 | 45.0895 | 52.4296 | 23.7978 | 1.1136 | 0.00194 | 0 | 0 | 0 | 0 | 0 | 0 | 0 | 0 | 0 | 0 | 0 | 0 | 0 | 0 | 0 | 0 | 2.9609 | 0 | -722.555 | 14.0021 | 0 | 66.9952 | 66.8946 | 43.9584 | 1330.19 | 35.1003 | 66.9594 | 3.721 | 0.3248 | -16.2218 | 13.166 | 3.19 | 76.892 | 962.0917 | 368.9088 | -761.5468 | 2.8874 | 1.305 | -2.77 | 16.4233 | 8.4626 | 2025-08-30 | 2025_08_30 Hr 15 | 266.2908 | -8.8e-06 | -962.0917 | -698.0153 | 562.6707 | 893.3963 | 109.0365 | 11.2638 | 83.7396 | 83.5634 | 352.9595 | 126.1478 | 23.1276 | 188.5348 | 253.9004 | 21.08 | 7.2612 | 46.06 | 219.5424 | 0 | 133.8899 | 0
2025_08_30 Hr 16 | 18.371 | 0.00834 | 0.23519 | 3.8529 | 3.8556 | 3.8556 | 3.8537 | 3.8541 | 3.8556 | 130.4766 | -14.8 | 0.196 | 52 | 0 | 94.2674 | 94.2674 | 253.9004 | 21.08 | 0.01353 | 0.06 | 0.08976 | 2.013 | 0 | 0 | 0 | 0 | 0 | 0 | 0.2511 | 46.06 | 7.2612 | 219.5424 | 0 | 0 | 0 | 0 | 20.8054 | 51.1461 | 0 | 5.3279 | -3.6976 | 0.6357 | 6.1322 | 0 | -1 | -4.2 | 6.28 | 0 | 0 | 51.5848 | 51.5848 | 51.5848 | 51.5848 | 59.9824 | 22.8501 | 1.1136 | 0.00194 | 0 | 0 | 0 | 0 | 0 | 0 | 0 | 0 | 0 | 0 | 0 | 0 | 0 | 0 | 0 | 0 | 2.9609 | 0 | -779.7433 | 14.0021 | 0 | 66.9952 | 66.8946 | 49.4532 | 1380.699 | 36.3885 | 69.4169 | 3.721 | 0.3248 | -18.371 | 13.166 | 3.19 | 76.892 | 952.7083 | 391.2628 | -820.8843 | 2.9449 | 1.305 | -2.77 | 17.0261 | 8.7732 | 2025-08-30 | 2025_08_30 Hr 16 | 210.1658 | 8.9e-05 | -952.7083 | -778.113 | 617.8748 | 893.3963 | 124.5468 | 11.2638 | 83.7396 | 90.2697 | 396.7983 | 130.8068 | 23.1276 | 188.5348 | 253.9004 | 21.08 | 7.2612 | 46.06 | 219.5424 | 0 | 133.8899 | 0
2025_08_30 Hr 17 | 17.1919 | 0.0075 | 0.2115 | 3.8529 | 3.8556 | 3.8556 | 3.8537 | 3.8541 | 3.8556 | 131.839 | -14.8 | 0.196 | 74 | 0 | 94.2674 | 94.2674 | 253.9004 | 21.08 | 0.01353 | 0.06 | 0.08976 | 2.013 | 0 | 0 | 0 | 0 | 0 | 0 | 0.2511 | 45.9947 | 7.2612 | 219.5424 | 0 | 0 | 0 | 0 | 21.055 | 51.7597 | 0 | 10.4604 | 0 | 0.6357 | 6.1481 | 0 | -1 | -4.2 | 6.28 | 0 | 0 | 52.4436 | 52.4436 | 52.4436 | 52.4436 | 60.9809 | 20.8494 | 1.1136 | 0.00194 | 0 | 0 | 0 | 0 | 0 | 0 | 0 | 0 | 0 | 0 | 0 | 0 | 0 | 0 | 0 | 0 | 2.9609 | 0 | -796.0052 | 14.0021 | 0 | 66.5066 | 66.406 | 40.0542 | 1386.316 | 36.5588 | 69.7418 | 3.721 | 0.3248 | -17.1919 | 13.166 | 3.19 | 76.892 | 962.1083 | 401.2992 | -835.9672 | 2.9525 | 1.305 | -2.77 | 17.1058 | 8.8143 | 2025-08-30 | 2025_08_30 Hr 17 | 153.1307 | 9e-05 | -962.1083 | -785.5448 | 625.1734 | 892.3537 | 135.1226 | 11.2638 | 83.7396 | 91.1563 | 402.5943 | 131.4227 | 23.1276 | 188.5348 | 253.9004 | 21.08 | 7.2612 | 45.9947 | 219.5424 | 0 | 132.9125 | 0
2025_08_30 Hr 18 | 16.109 | 0.005895 | 0.16624 | 3.8529 | 3.8556 | 3.8556 | 3.8537 | 3.8541 | 3.8556 | 135.728 | -14.8 | 0.196 | 80 | 0 | 94.2674 | 94.2674 | 253.9004 | 21.08 | 0.01353 | 0.06 | 0.08976 | 2.013 | 0 | 0 | 0 | 0 | 0 | 0 | 0.2511 | 46.06 | 7.2612 | 219.5424 | 0 | 0 | 0 | 0 | 21.7675 | 53.5113 | 0 | 6.6885 | 0 | 0.6357 | 6.1933 | 0 | -1 | -4.2 | 6.28 | 0 | 0 | 54.895 | 54.895 | 54.895 | 54.895 | 63.8314 | 19.9017 | 1.1136 | 0.00194 | 0 | 0 | 0 | 0 | 0 | 0 | 0 | 0 | 0 | 0 | 0 | 0 | 0 | 0 | 0 | 0 | 2.9609 | 0 | -834.0117 | 14.0021 | 0 | 66.9952 | 66.8946 | 39.042 | 1406.389 | 37.0449 | 70.6692 | 3.721 | 0.3248 | -16.109 | 13.166 | 3.19 | 76.892 | 946.2 | 406.0131 | -872.8907 | 2.9742 | 1.305 | -2.77 | 17.3332 | 8.9315 | 2025-08-30 | 2025_08_30 Hr 18 | 228.5384 | 5.6e-05 | -946.2 | -827.3232 | 646.0077 | 893.3963 | 139.1158 | 11.2638 | 83.7396 | 93.6873 | 419.1393 | 133.1811 | 23.1276 | 188.5348 | 253.9004 | 21.08 | 7.2612 | 46.06 | 219.5424 | 0 | 133.8899 | 0
2025_08_30 Hr 19 | 4.1409 | 0.00399 | 0.11252 | 3.8529 | 3.8556 | 3.8556 | 3.8537 | 3.8541 | 3.8556 | 129.9812 | -14.8 | 0.196 | 73 | 0 | 94.2674 | 94.2674 | 253.2907 | 19.3233 | 0.01353 | 0.06 | 0.08976 | 2.013 | 0 | 0 | 0 | 0 | 0 | 0 | 0.2511 | 45.8646 | 7.2612 | 219.0291 | 0 | 0 | 0 | 0 | 20.7146 | 50.923 | 0 | 27.1305 | 0 | 0.6357 | 6.1265 | 0 | -1 | -4.2 | 6.28 | 0 | 0 | 51.2726 | 51.2726 | 51.2726 | 51.2726 | 59.6193 | 14.8473 | 1.1136 | 0.00194 | 0 | 0 | 0 | 0 | 0 | 0 | 0 | 0 | 0 | 0 | 0 | 0 | 0 | 0 | 0 | 0 | 2.9609 | 0 | -850.7579 | 14.0021 | 0 | 65.5292 | 65.4286 | 39.042 | 1372.14 | 36.3265 | 69.2987 | 3.721 | 0.3248 | -4.1409 | 13.166 | 3.19 | 76.892 | 900.9916 | 379.3904 | -877.6688 | 2.9422 | 1.305 | -2.77 | 16.9971 | 8.7583 | 2025-08-30 | 2025_08_30 Hr 19 | 182.6893 | 0.000131 | -900.9916 | -823.6274 | 615.2208 | 887.3892 | 127.0058 | 11.2638 | 83.7396 | 89.9473 | 394.6907 | 130.5828 | 23.1276 | 188.5348 | 253.2907 | 19.3233 | 7.2612 | 45.8646 | 219.0291 | 0 | 130.9578 | 0
2025_08_30 Hr 20 | 0 | 0.002025 | 0.057105 | 3.8529 | 3.8556 | 3.8556 | 3.8537 | 3.8541 | 3.8556 | 116.7784 | -14.8 | 0.196 | 75 | 0 | 94.2674 | 94.2674 | 253.9004 | 21.08 | 0.01353 | 0.06 | 0.08976 | 2.013 | 0 | 0 | 0 | 0 | 0 | 0 | 0.2511 | 46.06 | 7.2612 | 219.5424 | 0 | 0 | 0 | 0 | 18.2957 | 44.9765 | 0 | 15.0706 | -5.5964 | 0.6357 | 5.9731 | 0 | -1 | -4.2 | 6.28 | 0 | 0 | 42.9504 | 42.9504 | 42.9504 | 42.9504 | 49.9423 | 8.9505 | 1.1136 | 0.00194 | 0 | 0 | 0 | 0 | 0 | 0 | 0 | 0 | 0 | 0 | 0 | 0 | 0 | 0 | 0 | 0 | 2.9609 | 0 | -773.8355 | 14.0021 | 0 | 66.9952 | 66.8946 | 49.4532 | 1313.33 | 34.676 | 66.1501 | 3.721 | 0.3248 | 0 | 13.166 | 3.19 | 76.892 | 901.9916 | 375.7926 | -796.6055 | 2.8685 | 1.305 | -2.77 | 16.2248 | 8.3604 | 2025-08-30 | 2025_08_30 Hr 20 | 209.9106 | 6e-05 | -901.9916 | -764.3614 | 544.4904 | 893.3963 | 133.4628 | 11.2638 | 83.7396 | 81.3548 | 338.5222 | 124.6135 | 23.1276 | 188.5348 | 253.9004 | 21.08 | 7.2612 | 46.06 | 219.5424 | 0 | 133.8899 | 0
2025_08_30 Hr 21 | 0 | 0.0006 | 0.01692 | 3.8529 | 3.8556 | 3.8556 | 3.8537 | 3.8541 | 3.8556 | 106.3005 | -14.8 | 0.196 | 79 | 0 | 94.2674 | 94.2674 | 253.9004 | 21.08 | 0.01353 | 0.06 | 0.08976 | 2.013 | 0 | 0 | 0 | 0 | 0 | 0 | 0.2511 | 46.06 | 7.2612 | 219.5424 | 0 | 0 | 0 | 0 | 16.376 | 40.2573 | 0 | 55.3946 | 0 | 0.6357 | 5.8513 | 0 | -1 | -4.2 | 6.28 | 0 | 0 | 36.3457 | 36.3457 | 36.3457 | 36.3457 | 42.2625 | 10.9512 | 1.1136 | 0.00194 | 0 | 0 | 0 | 0 | 0 | 0 | 0 | 0 | 0 | 0 | 0 | 0 | 0 | 0 | 0 | 0 | 2.9609 | 0 | -755.6514 | 14.0021 | 0 | 66.9952 | 66.8946 | 36.4392 | 1261.895 | 33.3661 | 63.6513 | 3.721 | 0.3248 | 0 | 13.166 | 3.19 | 76.892 | 902.9083 | 364.0406 | -778.4214 | 2.81 | 1.305 | -2.77 | 15.612 | 8.0445 | 2025-08-30 | 2025_08_30 Hr 21 | 99.1012 | 0.000117 | -902.9083 | -700.2568 | 488.3575 | 893.3963 | 126.4079 | 11.2638 | 83.7396 | 74.5356 | 293.9457 | 119.8761 | 23.1276 | 188.5348 | 253.9004 | 21.08 | 7.2612 | 46.06 | 219.5424 | 0 | 133.8899 | 0
2025_08_30 Hr 22 | 0 | 6e-05 | 0.001692 | 3.8529 | 3.8556 | 3.8556 | 3.8537 | 3.8541 | 3.8556 | 88.6886 | -14.8 | 0.196 | 78 | 0 | 94.2674 | 94.2674 | 253.9004 | 21.08 | 0.01353 | 0.06 | 0.08976 | 2.013 | 0 | 0 | 0 | 0 | 0 | 0 | 0.2511 | 45.6688 | 7.2612 | 219.5424 | 0 | 0 | 0 | 0 | 13.1492 | 32.3249 | 0 | 81.9908 | 0 | 0.6357 | 5.6467 | 0 | -1 | -4.2 | 6.28 | 0 | 0 | 25.2442 | 25.2442 | 25.2442 | 25.2442 | 29.3538 | 8.9505 | 1.1136 | 0.00194 | 0 | 0 | 0 | 0 | 0 | 0 | 0 | 0 | 0 | 0 | 0 | 0 | 0 | 0 | 0 | 0 | 2.9609 | 0 | -744.8828 | 14.0021 | 0 | 66.9952 | 66.8946 | 62.0334 | 1175.1 | 31.1644 | 59.4512 | 3.721 | 0.3248 | 0 | 13.166 | 3.19 | 76.892 | 868.1083 | 378.6707 | -767.6528 | 2.7118 | 1.305 | -2.77 | 14.5818 | 7.5137 | 2025-08-30 | 2025_08_30 Hr 22 | 62.017 | 6.4e-05 | -868.1083 | -662.892 | 394.0062 | 893.0051 | 148.9857 | 11.2638 | 83.7396 | 63.0736 | 219.0193 | 111.9133 | 23.1276 | 188.5348 | 253.9004 | 21.08 | 7.2612 | 45.6688 | 219.5424 | 0 | 133.8899 | 0
2025_08_30 Hr 23 | 0 | 0 | 0 | 3.8529 | 3.8556 | 3.8556 | 3.8537 | 3.8541 | 3.8556 | 67.039 | 0 | 0.196 | 74 | 0 | 94.2674 | 94.2674 | 264.6764 | 17.93 | 0.01353 | 0.06 | 0.08976 | 2.013 | 0 | 0 | 0 | 0 | 0 | 0 | 0.2511 | 46.06 | 7.2612 | 228.1622 | 0 | 0 | 0 | 0 | 9.1827 | 22.574 | 0 | 59.5158 | 0 | 0.6357 | 5.3952 | 0 | -1 | -4.2 | 6.28 | 0 | 0 | 11.5977 | 11.5977 | 11.5977 | 11.5977 | 13.4857 | 11.8989 | 1.1136 | 0.00194 | 0 | 0 | 0 | 0 | 0 | 0 | 0 | 0 | 0 | 0 | 0 | 0 | 0 | 0 | 0 | 0 | 2.9609 | 0 | -729.0951 | 14.0021 | 0 | 69.9561 | 69.851 | 99.4848 | 1091.459 | 28.458 | 54.2882 | 3.721 | 0.3248 | 0 | 13.166 | 3.19 | 76.892 | 819.1917 | 405.2821 | -737.0651 | 2.591 | 1.305 | -2.77 | 13.3154 | 6.8612 | 2025-08-30 | 2025_08_30 Hr 23 | 62.3625 | 5e-06 | -819.1917 | -669.5793 | 292.8245 | 915.5594 | 185.3837 | 11.2638 | 83.7396 | 48.9839 | 126.9156 | 116.925 | 23.1276 | 188.5348 | 264.6764 | 17.93 | 7.2612 | 46.06 | 228.1622 | 0 | 139.8071 | 0
2025_08_30 Hr 24 | 0 | 0 | 0 | 3.8529 | 3.8556 | 3.8556 | 3.8537 | 3.8541 | 3.8556 | 53.1675 | 0 | 0.196 | 69 | 0 | 94.2674 | 94.2674 | 264.9615 | 17.93 | 0.01353 | 0.06 | 0.08976 | 2.013 | 0 | 0 | 0 | 0 | 0 | 0 | 0.2511 | 46.06 | 7.2612 | 228.3633 | 0 | 0 | 0 | 0 | 6.6413 | 16.3263 | 0 | 29.546 | 0 | 0.6357 | 5.234 | 0.45 | -1 | -4.2 | 6.28 | 0 | 0 | 3.0854 | 3.0854 | 3.0854 | 3.0854 | 3.5877 | 22.8501 | 1.1136 | 0.00194 | 0 | 0 | 0 | 0 | 0 | 0 | 0 | 0 | 0 | 0 | 0 | 0 | 0 | 0 | 0 | 0 | 2.9609 | 0 | -700.5027 | 14.0021 | 0 | 69.9561 | 69.851 | 120.018 | 1025.099 | 26.7239 | 50.9801 | 3.721 | 0.3248 | 0 | 13.166 | 3.19 | 76.892 | 771.6667 | 425.4948 | -708.4727 | 2.5135 | 1.305 | -2.77 | 12.504 | 6.4431 | 2025-08-30 | 2025_08_30 Hr 24 | 60.3533 | -1.2e-05 | -771.6667 | -670.9567 | 219.7063 | 916.0456 | 211.8681 | 11.2638 | 83.7396 | 39.9561 | 69.0968 | 110.6533 | 23.1276 | 188.5348 | 264.9615 | 17.93 | 7.2612 | 46.06 | 228.3633 | 0 | 139.8071 | 0
2025_08_31 Hr 01 | 0 | 0 | 0 | 3.8529 | 3.8556 | 3.8556 | 3.8537 | 3.8541 | 3.8556 | 40.3544 | 0 | 0.196 | 58 | 0 | 94.2674 | 94.2674 | 264.9615 | 0 | 0.01353 | 0.06 | 0.08976 | 2.013 | 0 | 0 | 0 | 0 | 0 | 0 | 0.2511 | 46.06 | 7.2612 | 228.3633 | 0 | 0 | 0 | 0 | 4.271 | 10.4975 | 0 | 27.286 | 0 | 0.6357 | 5.3448 | 2.25 | -1 | -4.2 | 6.4248 | 0 | 0 | 0.24052 | 0.24052 | 0.24052 | 0.24052 | 0.27967 | 35.802 | 1.1136 | 0.00194 | 0 | 0 | 0 | 0 | 0 | 0 | 0 | 0 | 0 | 0 | 0 | 0 | 0 | 0 | 0 | 0 | 3.135 | 0 | -664.3612 | 13.3299 | 0 | 69.9561 | 69.851 | 101.943 | 971.9794 | 23.7477 | 45.046 | 3.721 | 0.3248 | 0 | 13.166 | 3.19 | 76.892 | 724.5667 | 397.6325 | -672.3312 | 2.5946 | 1.305 | -2.77 | 11.0887 | 5.7018 | 2025-08-31 | 2025_08_31 Hr 01 | 60.4414 | -1.59e-05 | -724.5667 | -637.0752 | 172.7779 | 898.1156 | 195.745 | 11.2638 | 83.7396 | 32.2677 | 41.5961 | 98.9141 | 23.1276 | 188.5348 | 264.9615 | 0 | 7.2612 | 46.06 | 228.3633 | 0 | 139.8071 | 0
2025_08_31 Hr 02 | 0 | 0 | 0 | 3.8529 | 3.8556 | 3.8556 | 3.8537 | 3.8541 | 3.8556 | 36.6934 | 0 | 0.196 | 32 | 0 | 94.2674 | 94.2674 | 264.9615 | 0 | 0.01353 | 0.06 | 0.08976 | 2.013 | 0 | 0 | 0 | 0 | 0 | 0 | 0.2511 | 46.06 | 7.2612 | 228.3633 | 0 | 0 | 0 | 0 | 2.1938 | 5.3922 | 0 | 71.0717 | 0 | 0.6357 | 5.2056 | 2.7 | -1 | -4.2 | 6.4248 | 0 | 0 | 0 | 0 | 0 | 0 | 0 | 39.6981 | 1.1136 | 0.00194 | 0 | 0 | 0 | 0 | 0 | 0 | 0 | 0 | 0 | 0 | 0 | 0 | 0 | 0 | 0 | 0 | 3.135 | 0 | -672.8801 | 13.3299 | 0 | 69.9561 | 69.851 | 80.976 | 959.6874 | 22.4008 | 42.4912 | 3.721 | 0.3248 | 0 | 13.166 | 3.19 | 76.892 | 699.6166 | 349.7076 | -680.8501 | 2.5271 | 1.305 | -2.77 | 10.4598 | 5.3784 | 2025-08-31 | 2025_08_31 Hr 02 | 60.5119 | 7.4e-05 | -699.6166 | -601.8084 | 155.6319 | 898.1156 | 152.6741 | 11.2638 | 83.7396 | 24.8784 | 36.6934 | 94.0601 | 23.1276 | 188.5348 | 264.9615 | 0 | 7.2612 | 46.06 | 228.3633 | 0 | 139.8071 | 0
2025_08_31 Hr 03 | 0 | 0 | 0 | 3.8529 | 3.8556 | 3.8556 | 3.8537 | 3.8541 | 3.8556 | 36.6934 | 0 | 0.196 | 29 | 0 | 94.2674 | 94.2674 | 264.9615 | 0 | 0.01353 | 0.06 | 0.08976 | 2.013 | 0 | 0 | 0 | 0 | 0 | 0 | 0.2511 | 46.06 | 7.2612 | 228.3633 | 0 | 0 | 0 | 0 | 1.6462 | 4.0462 | 0 | 52.2743 | 0 | 0.6357 | 5.1689 | 2.7 | -1 | -4.2 | 6.4248 | 0 | 0 | 0 | 0 | 0 | 0 | 0 | 34.749 | 1.1136 | 0.00194 | 0 | 0 | 0 | 0 | 0 | 0 | 0 | 0 | 0 | 0 | 0 | 0 | 0 | 0 | 0 | 0 | 3.135 | 0 | -674.7762 | 13.3299 | 0 | 69.9561 | 69.851 | 102.5214 | 957.7393 | 22.0457 | 41.8176 | 3.721 | 0.3248 | 0 | 13.166 | 3.19 | 76.892 | 689.2917 | 362.0242 | -682.7462 | 2.5092 | 1.305 | -2.77 | 10.294 | 5.2932 | 2025-08-31 | 2025_08_31 Hr 03 | 61.1552 | -1.9e-05 | -689.2917 | -622.5019 | 152.4042 | 898.1156 | 166.2704 | 11.2638 | 83.7396 | 22.9304 | 36.6934 | 92.7804 | 23.1276 | 188.5348 | 264.9615 | 0 | 7.2612 | 46.06 | 228.3633 | 0 | 139.8071 | 0
2025_08_31 Hr 04 | 0 | 0 | 0 | 3.8529 | 3.8556 | 3.8556 | 3.8537 | 3.8541 | 3.8556 | 36.6934 | 0 | 0.196 | 21 | 0 | 94.2674 | 94.2674 | 264.9615 | 0 | 0.01353 | 0.06 | 0.08976 | 2.013 | 0 | 0 | 0 | 0 | 0 | 0 | 0.2511 | 22.9537 | 7.2612 | 228.3633 | 0 | 0 | 0 | 0 | 1.6745 | 4.1158 | 0 | 49.4021 | 0 | 0.6357 | 5.1708 | 2.7 | -1 | -4.2 | 6.4248 | 0 | 0 | 0 | 0 | 0 | 0 | 0 | 38.7504 | 1.1136 | 0.00194 | 0 | 0 | 0 | 0 | 0 | 0 | 0 | 0 | 0 | 0 | 0 | 0 | 0 | 0 | 0 | 0 | 3.135 | 0 | -666.4487 | 13.3299 | 0 | 69.9561 | 69.851 | 107.004 | 934.7339 | 22.0641 | 41.8525 | 3.721 | 0.3248 | 0 | 13.166 | 3.19 | 76.892 | 672.2917 | 362.5744 | -674.4187 | 2.5102 | 1.305 | -2.77 | 10.3026 | 5.2976 | 2025-08-31 | 2025_08_31 Hr 04 | 52.775 | -1.7e-05 | -672.2917 | -617.0466 | 152.5711 | 875.0093 | 166.7544 | 11.2638 | 83.7396 | 23.0311 | 36.6934 | 92.8466 | 23.1276 | 188.5348 | 264.9615 | 0 | 7.2612 | 22.9537 | 228.3633 | 0 | 139.8071 | 0
2025_08_31 Hr 05 | 0 | 0 | 0 | 3.8529 | 3.8556 | 3.8556 | 3.8537 | 3.8541 | 3.8556 | 36.6934 | 0 | 0.196 | 12 | 0 | 94.2674 | 94.2674 | 264.9615 | 0 | 0.01353 | 0.06 | 0.08976 | 2.013 | 0 | 0 | 0 | 0 | 0 | 0 | 0.2511 | 32.3529 | 7.2612 | 228.3633 | 0 | 0 | 0 | 0 | 1.5188 | 3.7329 | 0 | 42.4066 | 0 | 0.6357 | 5.1603 | 2.7 | -1 | -4.2 | 6.4248 | 0 | 0 | 0 | 0 | 0 | 0 | 0 | 43.6995 | 1.1136 | 0.00194 | 0 | 0 | 0 | 0 | 0 | 0 | 0 | 0 | 0 | 0 | 0 | 0 | 0 | 0 | 0 | 0 | 3.135 | 0 | -667.2607 | 13.3299 | 0 | 69.9561 | 69.851 | 116.9814 | 943.5789 | 21.9631 | 41.6608 | 3.721 | 0.3248 | 0 | 13.166 | 3.19 | 76.892 | 678.8917 | 368.1369 | -675.2307 | 2.5051 | 1.305 | -2.77 | 10.2554 | 5.2733 | 2025-08-31 | 2025_08_31 Hr 05 | 53.6826 | -2.5e-05 | -678.8917 | -624.8541 | 151.6529 | 884.4085 | 172.6809 | 11.2638 | 83.7396 | 22.4769 | 36.6934 | 92.4826 | 23.1276 | 188.5348 | 264.9615 | 0 | 7.2612 | 32.3529 | 228.3633 | 0 | 139.8071 | 0
2025_08_31 Hr 06 | 0 | 0 | 0 | 3.8529 | 3.8556 | 3.8556 | 3.8537 | 3.8541 | 3.8556 | 36.6934 | 0 | 0.196 | 8 | 0 | 94.2674 | 94.2674 | 264.9615 | 0 | 0.01353 | 0.06 | 0.08976 | 2.013 | 0 | 0 | 0 | 0 | 0 | 0 | 0.2511 | 41.7563 | 7.2612 | 228.3633 | 0 | 0 | 0 | 0 | 1.8256 | 4.4871 | 0 | 45.8592 | 0 | 0.6357 | 5.1809 | 2.7 | -1 | -4.2 | 6.4248 | 0 | 0 | 0 | 0 | 0 | 0 | 0 | 36.7497 | 1.1136 | 0.00194 | 0 | 0 | 0 | 0 | 0 | 0 | 0 | 0 | 0 | 0 | 0 | 0 | 0 | 0 | 0 | 0 | 3.135 | 0 | -650.2902 | 13.3299 | 0 | 69.9561 | 69.851 | 125.5128 | 954.0737 | 22.1621 | 42.0383 | 3.721 | 0.3248 | 0 | 13.166 | 3.19 | 76.892 | 708.1083 | 366.4355 | -658.2602 | 2.5151 | 1.305 | -2.77 | 10.3483 | 5.3211 | 2025-08-31 | 2025_08_31 Hr 06 | 57.5687 | 5.4e-05 | -708.1083 | -604.431 | 153.4615 | 893.8118 | 170.2625 | 11.2638 | 83.7396 | 23.5685 | 36.6934 | 93.1996 | 23.1276 | 188.5348 | 264.9615 | 0 | 7.2612 | 41.7563 | 228.3633 | 0 | 139.8071 | 0
2025_08_31 Hr 07 | 0 | 0 | 0 | 3.8529 | 3.8556 | 3.8556 | 3.8537 | 3.8541 | 3.8556 | 36.7319 | 0 | 0.196 | 6 | 0 | 94.2674 | 94.2674 | 253.9004 | 0 | 0.01353 | 0.06 | 0.08976 | 2.013 | 0 | 0 | 0 | 0 | 0 | 0 | 0.2511 | 40.3808 | 7.2612 | 219.5424 | 0 | 0 | 0 | 0 | 3.2985 | 8.1073 | 0 | 75.6063 | 0 | 0.6357 | 5.2796 | 2.7 | -1 | -4.2 | 6.4248 | 0 | 0 | 0 | 0 | 0 | 0 | 0 | 38.7504 | 1.1136 | 0.00194 | 0 | 0 | 0 | 0 | 0 | 0 | 0 | 0 | 0 | 0 | 0 | 0 | 0 | 0 | 0 | 0 | 3.135 | 0 | -675.3265 | 13.3299 | 0 | 66.0179 | 65.9173 | 136.5024 | 930.2225 | 23.1171 | 43.8499 | 3.721 | 0.3248 | 0 | 13.166 | 3.19 | 76.892 | 703.4 | 380.8677 | -683.2965 | 2.563 | 1.305 | -2.77 | 10.7943 | 5.5504 | 2025-08-31 | 2025_08_31 Hr 07 | 52.7634 | 3.9e-05 | -703.4 | -599.7202 | 162.1816 | 864.6824 | 181.2528 | 11.2638 | 83.7396 | 28.8082 | 36.7319 | 96.6415 | 23.1276 | 188.5348 | 253.9004 | 0 | 7.2612 | 40.3808 | 219.5424 | 0 | 131.9351 | 0
2025_08_31 Hr 08 | 6.7494 | 0.000315 | 0.008883 | 3.8529 | 3.8556 | 3.8556 | 3.8537 | 3.8541 | 3.8556 | 39.3579 | 0 | 0.196 | 5 | 0 | 94.2674 | 94.2674 | 253.9004 | 0 | 0.01353 | 0.06 | 0.08976 | 2.013 | 0 | 0 | 0 | 0 | 0 | 0 | 0.2511 | 41.7546 | 7.2612 | 219.5424 | 0 | 0 | 0 | 0 | 4.3748 | 10.7528 | 0 | 57.073 | 0 | 0.6357 | 5.3517 | 2.7 | -1 | -4.2 | 6.4248 | 0 | 0 | 0 | 0 | 0 | 0 | 0 | 36.7497 | 1.1136 | 0.00194 | 0 | 0 | 0 | 0 | 0 | 0 | 0 | 0 | 0 | 0 | 0 | 0 | 0 | 0 | 0 | 0 | 3.135 | 0 | -612.8795 | 13.3299 | 0 | 66.0179 | 65.9173 | 136.9362 | 938.0601 | 23.815 | 45.1737 | 3.721 | 0.3248 | -6.7494 | 13.166 | 3.19 | 76.892 | 755.1 | 387.5658 | -627.5989 | 2.598 | 1.305 | -2.77 | 11.1202 | 5.718 | 2025-08-31 | 2025_08_31 Hr 08 | 54.799 | 5.3e-05 | -755.1 | -555.8065 | 171.1518 | 866.0562 | 178.6951 | 11.2638 | 83.7396 | 32.6372 | 39.3579 | 99.1568 | 23.1276 | 188.5348 | 253.9004 | 0 | 7.2612 | 41.7546 | 219.5424 | 0 | 131.9351 | 0
2025_08_31 Hr 09 | 18.3644 | 0.001515 | 0.042723 | 3.8529 | 3.8556 | 3.8556 | 3.8537 | 3.8541 | 3.8556 | 55.1579 | 0 | 0.196 | 2 | 0 | 94.2674 | 94.2674 | 253.9004 | 21.08 | 0.01353 | 0.06 | 0.08976 | 2.013 | 0 | 0 | 0 | 0 | 0 | 0 | 0.2511 | 44.2343 | 7.2612 | 219.5424 | 0 | 0 | 0 | 0 | 7.3867 | 18.1556 | 0 | 33.2457 | -1.1948 | 0.6357 | 5.5535 | 0 | -1 | -4.2 | 6.4248 | 0 | 0 | 5.8088 | 5.8088 | 5.8088 | 5.8088 | 6.7544 | 22.8501 | 1.1136 | 0.00194 | 0 | 0 | 0 | 0 | 0 | 0 | 0 | 0 | 0 | 0 | 0 | 0 | 0 | 0 | 0 | 0 | 3.135 | 0 | -577.5256 | 13.3299 | 0 | 65.5292 | 65.4286 | 111.0528 | 1017.18 | 25.768 | 48.8782 | 3.721 | 0.3248 | -18.3644 | 13.166 | 3.19 | 76.892 | 808.8083 | 363.4372 | -603.86 | 2.696 | 1.305 | -2.77 | 12.0321 | 6.1869 | 2025-08-31 | 2025_08_31 Hr 09 | 54.0764 | 8.8e-05 | -808.8083 | -545.4747 | 234.6939 | 888.6386 | 135.9471 | 11.2638 | 83.7396 | 43.3516 | 85.1473 | 106.195 | 23.1276 | 188.5348 | 253.9004 | 21.08 | 7.2612 | 44.2343 | 219.5424 | 0 | 130.9578 | 0
2025_08_31 Hr 10 | 17.6447 | 0.00411 | 0.1159 | 3.8529 | 3.8556 | 3.8556 | 3.8537 | 3.8541 | 3.8556 | 69.5055 | 0 | 0.196 | 1 | 0 | 94.1518 | 94.1518 | 252.0713 | 19.3233 | 0.01353 | 0.06 | 0.08976 | 2.013 | 0 | 0 | 0 | 0 | 0 | 0 | 0.2511 | 43.7108 | 7.2612 | 219.0291 | 0 | 0 | 0 | 0 | 10.12 | 24.8738 | 0 | 69.6975 | 0 | 0.6357 | 5.7367 | 0 | -1 | -4.2 | 6.4248 | 0 | 0 | 14.8834 | 14.8834 | 14.8834 | 14.8834 | 17.3063 | 16.848 | 1.1136 | 0.00194 | 0 | 0 | 0 | 0 | 0 | 0 | 0 | 0 | 0 | 0 | 0 | 0 | 0 | 0 | 0 | 0 | 3.135 | 0 | -601.0317 | 13.3299 | 0 | 64.0631 | 63.9626 | 70.9986 | 1080.389 | 27.5403 | 52.2401 | 3.721 | 0.3248 | -17.6447 | 13.166 | 3.19 | 76.892 | 845.4916 | 322.0512 | -626.6464 | 2.7849 | 1.305 | -2.77 | 12.8596 | 6.6124 | 2025-08-31 | 2025_08_31 Hr 10 | 82.0324 | 5.8e-05 | -845.4916 | -531.3342 | 312.0031 | 880.8527 | 88.9666 | 11.2638 | 83.7396 | 53.0752 | 146.3456 | 112.5824 | 23.1276 | 188.3036 | 252.0713 | 19.3233 | 7.2612 | 43.7108 | 219.0291 | 0 | 128.0257 | 0
2025_08_31 Hr 11 | 18.764 | 0.00672 | 0.1895 | 3.8529 | 3.8556 | 3.8556 | 3.8537 | 3.8541 | 3.8556 | 78.8723 | 0 | 0.196 | 2 | 0 | 94.2674 | 94.2674 | 253.9004 | 21.08 | 0.01353 | 0.06 | 0.08976 | 2.013 | 0 | 0 | 0 | 0 | 0 | 0 | 0.2511 | 46.06 | 7.2612 | 219.5424 | 0 | 0 | 0 | 0 | 11.9045 | 29.2597 | 0 | 63.2507 | 0 | 0.6357 | 5.8563 | 0 | -1 | -4.2 | 6.4248 | 0 | 0 | 20.8078 | 20.8078 | 20.8078 | 20.8078 | 24.1952 | 19.9017 | 1.1136 | 0.00194 | 0 | 0 | 0 | 0 | 0 | 0 | 0 | 0 | 0 | 0 | 0 | 0 | 0 | 0 | 0 | 0 | 3.135 | 0 | -619.8635 | 13.3299 | 0 | 66.9952 | 66.8946 | 71.4324 | 1139.308 | 28.6974 | 54.4349 | 3.721 | 0.3248 | -18.764 | 13.166 | 3.19 | 76.892 | 887.7917 | 331.8307 | -646.5975 | 2.843 | 1.305 | -2.77 | 13.3999 | 6.8903 | 2025-08-31 | 2025_08_31 Hr 11 | 78.4945 | -1.1e-05 | -887.7917 | -556.6128 | 362.4744 | 893.3963 | 93.5303 | 11.2638 | 83.7396 | 59.4232 | 186.2988 | 116.7524 | 23.1276 | 188.5348 | 253.9004 | 21.08 | 7.2612 | 46.06 | 219.5424 | 0 | 133.8899 | 0
2025_08_31 Hr 12 | 17.4954 | 0.00882 | 0.24872 | 3.8529 | 3.8556 | 3.8556 | 3.8537 | 3.8541 | 3.8556 | 86.9257 | 0 | 0.196 | 3 | 0 | 94.2674 | 94.2674 | 253.9004 | 21.08 | 0.01353 | 0.06 | 0.08976 | 2.013 | 0 | 0 | 0 | 0 | 0 | 0 | 0.2511 | 46.06 | 7.2612 | 219.5424 | 0 | 0 | 0 | 0 | 13.4387 | 33.0307 | 0 | 12.2521 | -0.96916 | 0.6357 | 5.9591 | 0 | -1 | -4.2 | 6.4248 | 0 | 0 | 25.9016 | 25.9016 | 25.9016 | 25.9016 | 30.1181 | 15.9003 | 1.1136 | 0.00194 | 0 | 0 | 0 | 0 | 0 | 0 | 0 | 0 | 0 | 0 | 0 | 0 | 0 | 0 | 0 | 0 | 3.135 | 0 | -587.572 | 13.3299 | 0 | 66.9952 | 66.8946 | 86.4708 | 1179.176 | 29.6923 | 56.322 | 3.721 | 0.3248 | -17.4954 | 13.166 | 3.19 | 76.892 | 923.6083 | 346.1864 | -613.0374 | 2.8929 | 1.305 | -2.77 | 13.8645 | 7.1291 | 2025-08-31 | 2025_08_31 Hr 12 | 82.1075 | 8.01e-05 | -923.6083 | -576.2891 | 405.8691 | 893.3963 | 105.6286 | 11.2638 | 83.7396 | 64.8812 | 220.6502 | 120.3377 | 23.1276 | 188.5348 | 253.9004 | 21.08 | 7.2612 | 46.06 | 219.5424 | 0 | 133.8899 | 0
2025_08_31 Hr 13 | 17.648 | 0.01011 | 0.2851 | 3.8529 | 3.8556 | 3.8556 | 3.8537 | 3.8541 | 3.8556 | 95.9704 | 0 | 0.196 | 3 | 0 | 94.2674 | 94.2674 | 253.9004 | 21.08 | 0.01353 | 0.06 | 0.08976 | 2.013 | 0 | 0 | 0 | 0 | 0 | 0 | 0.2511 | 46.06 | 7.2612 | 219.5424 | 0 | 0 | 0 | 0 | 15.1618 | 37.2659 | 0 | 19.3366 | -0.18626 | 0.6357 | 6.0746 | 0 | -1 | -4.2 | 6.4248 | 0 | 0 | 31.6222 | 31.6222 | 31.6222 | 31.6222 | 36.77 | 15.9003 | 1.1136 | 0.00194 | 0 | 0 | 0 | 0 | 0 | 0 | 0 | 0 | 0 | 0 | 0 | 0 | 0 | 0 | 0 | 0 | 3.135 | 0 | -567.6354 | 13.3299 | 0 | 66.9952 | 66.8946 | 55.9602 | 1223.922 | 30.8095 | 58.4413 | 3.721 | 0.3248 | -17.648 | 13.166 | 3.19 | 76.892 | 969.675 | 319.8563 | -593.2534 | 2.9489 | 1.305 | -2.77 | 14.3862 | 7.3974 | 2025-08-31 | 2025_08_31 Hr 13 | 81.1524 | 4.59e-05 | -969.675 | -548.485 | 454.6046 | 893.3963 | 75.1557 | 11.2638 | 83.7396 | 71.0109 | 259.2294 | 124.3643 | 23.1276 | 188.5348 | 253.9004 | 21.08 | 7.2612 | 46.06 | 219.5424 | 0 | 133.8899 | 0
2025_08_31 Hr 14 | 16.658 | 0.010845 | 0.30583 | 3.8529 | 3.8556 | 3.8556 | 3.8537 | 3.8541 | 3.8556 | 106.1302 | 0 | 0.196 | 2 | 0 | 94.2674 | 94.2674 | 253.9004 | 21.08 | 0.01353 | 0.06 | 0.08976 | 2.013 | 0 | 0 | 0 | 0 | 0 | 0 | 0.2511 | 45.9947 | 7.2612 | 219.5424 | 0 | 0 | 0 | 0 | 17.0973 | 42.0232 | 0 | 27.1793 | 0 | 0.6357 | 6.2043 | 0 | -1 | -4.2 | 6.4248 | 0 | 0 | 38.0482 | 38.0482 | 38.0482 | 38.0482 | 44.2421 | 14.8473 | 1.1136 | 0.00194 | 0 | 0 | 0 | 0 | 0 | 0 | 0 | 0 | 0 | 0 | 0 | 0 | 0 | 0 | 0 | 0 | 3.135 | 0 | -561.1143 | 13.3299 | 0 | 66.9952 | 66.8946 | 40.488 | 1274.098 | 32.0646 | 60.8219 | 3.721 | 0.3248 | -16.658 | 13.166 | 3.19 | 76.892 | 1021.4 | 305.8648 | -585.7422 | 3.0119 | 1.305 | -2.77 | 14.9722 | 7.6987 | 2025-08-31 | 2025_08_31 Hr 14 | 80.1831 | 0.000112 | -1021.4 | -533.935 | 509.3487 | 893.3311 | 57.652 | 11.2638 | 83.7396 | 77.8964 | 302.565 | 128.8873 | 23.1276 | 188.5348 | 253.9004 | 21.08 | 7.2612 | 45.9947 | 219.5424 | 0 | 133.8899 | 0
2025_08_31 Hr 15 | 16.2218 | 0.010935 | 0.30837 | 3.8529 | 3.8556 | 3.8556 | 3.8537 | 3.8541 | 3.8556 | 115.8191 | 0 | 0.196 | 1 | 0 | 94.2674 | 94.2674 | 253.9004 | 21.08 | 0.01353 | 0.06 | 0.08976 | 2.013 | 0 | 0 | 0 | 0 | 0 | 0 | 0.2511 | 46.06 | 7.2612 | 219.5424 | 0 | 0 | 0 | 0 | 18.9431 | 46.56 | 0 | 25.2741 | 0 | 0.6357 | 6.3279 | 0 | -1 | -4.2 | 6.4248 | 0 | 0 | 44.1763 | 44.1763 | 44.1763 | 44.1763 | 51.3678 | 16.848 | 1.1136 | 0.00194 | 0 | 0 | 0 | 0 | 0 | 0 | 0 | 0 | 0 | 0 | 0 | 0 | 0 | 0 | 0 | 0 | 3.135 | 0 | -565.4515 | 13.3299 | 0 | 66.9952 | 66.8946 | 40.488 | 1322.06 | 33.2614 | 63.0922 | 3.721 | 0.3248 | -16.2218 | 13.166 | 3.19 | 76.892 | 1068.433 | 310.7429 | -589.6433 | 3.0719 | 1.305 | -2.77 | 15.5311 | 7.9861 | 2025-08-31 | 2025_08_31 Hr 15 | 84.2983 | 0.000383 | -1068.433 | -540.1774 | 561.5557 | 893.3963 | 58.6553 | 11.2638 | 83.7396 | 84.4628 | 343.8922 | 133.2007 | 23.1276 | 188.5348 | 253.9004 | 21.08 | 7.2612 | 46.06 | 219.5424 | 0 | 133.8899 | 0
2025_08_31 Hr 16 | 18.1704 | 0.01029 | 0.29018 | 3.8529 | 3.8556 | 3.8556 | 3.8537 | 3.8541 | 3.8556 | 118.867 | 0 | 0.196 | 0 | 0 | 94.2674 | 94.2674 | 253.9004 | 21.08 | 0.01353 | 0.06 | 0.08976 | 2.013 | 0 | 0 | 0 | 0 | 0 | 0 | 0.2511 | 46.06 | 7.2612 | 219.5424 | 0 | 0 | 0 | 0 | 19.5238 | 47.9871 | 0 | 32.4849 | 0 | 0.6357 | 6.3669 | 0 | -1 | -4.2 | 6.4248 | 0 | 0 | 46.1041 | 46.1041 | 46.1041 | 46.1041 | 53.6094 | 14.8473 | 1.1136 | 0.00194 | 0 | 0 | 0 | 0 | 0 | 0 | 0 | 0 | 0 | 0 | 0 | 0 | 0 | 0 | 0 | 0 | 3.135 | 0 | -541.2603 | 13.3299 | 0 | 66.9952 | 66.8946 | 45.549 | 1337.108 | 33.6379 | 63.8064 | 3.721 | 0.3248 | -18.1704 | 13.166 | 3.19 | 76.892 | 1118.3 | 316.108 | -567.4006 | 3.0908 | 1.305 | -2.77 | 15.7069 | 8.0765 | 2025-08-31 | 2025_08_31 Hr 16 | 86.9067 | 1.7e-05 | -1118.3 | -508.7754 | 577.9788 | 893.3963 | 60.6968 | 11.2638 | 83.7396 | 86.5284 | 356.8929 | 134.5576 | 23.1276 | 188.5348 | 253.9004 | 21.08 | 7.2612 | 46.06 | 219.5424 | 0 | 133.8899 | 0
2025_08_31 Hr 17 | 17.1919 | 0.00921 | 0.25972 | 3.8529 | 3.8556 | 3.8556 | 3.8537 | 3.8541 | 3.8556 | 122.2371 | 0 | 0.196 | 0 | 0 | 94.2674 | 94.2674 | 253.2907 | 19.3233 | 0.01353 | 0.06 | 0.08976 | 2.013 | 0 | 0 | 0 | 0 | 0 | 0 | 0.2511 | 45.6688 | 7.2612 | 219.0291 | 0 | 0 | 0 | 0 | 20.1658 | 49.5652 | 0 | 3.7139 | -4.9434 | 0.6357 | 6.4099 | 0 | -1 | -4.2 | 6.4248 | 0 | 0 | 48.2356 | 48.2356 | 48.2356 | 48.2356 | 56.088 | 14.8473 | 1.1136 | 0.00194 | 0 | 0 | 0 | 0 | 0 | 0 | 0 | 0 | 0 | 0 | 0 | 0 | 0 | 0 | 0 | 0 | 3.135 | 0 | -503.0972 | 13.3299 | 0 | 66.5066 | 66.406 | 61.0212 | 1349.488 | 34.0543 | 64.5961 | 3.721 | 0.3248 | -17.1919 | 13.166 | 3.19 | 76.892 | 1152.1 | 332.101 | -528.2592 | 3.1117 | 1.305 | -2.77 | 15.9012 | 8.1764 | 2025-08-31 | 2025_08_31 Hr 17 | 83.0742 | 0.000112 | -1152.1 | -504.3267 | 596.1379 | 889.1481 | 76.1374 | 11.2638 | 83.7396 | 88.8123 | 371.2677 | 136.0579 | 23.1276 | 188.5348 | 253.2907 | 19.3233 | 7.2612 | 45.6688 | 219.0291 | 0 | 132.9125 | 0
2025_08_31 Hr 18 | 16.3644 | 0.00747 | 0.21065 | 3.8529 | 3.8556 | 3.8556 | 3.8537 | 3.8541 | 3.8556 | 127.2426 | 0 | 0.196 | 0 | 0 | 94.2674 | 94.2674 | 253.9004 | 21.08 | 0.01353 | 0.06 | 0.08976 | 2.013 | 0 | 0 | 0 | 0 | 0 | 0 | 0.2511 | 46.06 | 7.2612 | 219.5424 | 0 | 0 | 0 | 0 | 21.1194 | 51.909 | 0 | 0.15332 | -6.4996 | 0.6357 | 6.4738 | 0 | -1 | -4.2 | 6.4248 | 0 | 0 | 51.4016 | 51.4016 | 51.4016 | 51.4016 | 59.7693 | 16.848 | 1.1136 | 0.00194 | 0 | 0 | 0 | 0 | 0 | 0 | 0 | 0 | 0 | 0 | 0 | 0 | 0 | 0 | 0 | 0 | 3.135 | 0 | -492.8374 | 13.3299 | 0 | 66.9952 | 66.8946 | 41.5002 | 1378.43 | 34.6726 | 65.769 | 3.721 | 0.3248 | -16.3644 | 13.166 | 3.19 | 76.892 | 1170.892 | 315.9798 | -517.1718 | 3.1427 | 1.305 | -2.77 | 16.19 | 8.3249 | 2025-08-31 | 2025_08_31 Hr 18 | 80.5011 | -0.0002989 | -1170.892 | -499.1837 | 623.1093 | 893.3963 | 58.5663 | 11.2638 | 83.7396 | 92.2047 | 392.6183 | 138.2863 | 23.1276 | 188.5348 | 253.9004 | 21.08 | 7.2612 | 46.06 | 219.5424 | 0 | 133.8899 | 0
2025_08_31 Hr 19 | 4.1409 | 0.005085 | 0.1434 | 3.8529 | 3.8556 | 3.8556 | 3.8537 | 3.8541 | 3.8556 | 120.9981 | 0 | 0.196 | 0 | 0 | 93.9205 | 93.9205 | 252.0713 | 17.5667 | 0.01353 | 0.06 | 0.08976 | 2.013 | 0 | 0 | 0 | 0 | 0 | 0 | 0.2511 | 44.69 | 7.2612 | 218.0024 | 0 | 0 | 0 | 0 | 19.9298 | 48.985 | 0 | 33.0693 | -0.14365 | 0.6357 | 6.3941 | 0 | -1 | -4.2 | 6.4248 | 0 | 0 | 47.452 | 47.452 | 47.452 | 47.452 | 55.1767 | 12.9519 | 1.1136 | 0.00194 | 0 | 0 | 0 | 0 | 0 | 0 | 0 | 0 | 0 | 0 | 0 | 0 | 0 | 0 | 0 | 0 | 3.135 | 0 | -514.2373 | 13.3299 | 0 | 63.5745 | 63.4739 | 24.4374 | 1331.708 | 33.9012 | 64.3058 | 3.721 | 0.3248 | -4.1409 | 13.166 | 3.19 | 76.892 | 1118.3 | 280.015 | -526.3481 | 3.104 | 1.305 | -2.77 | 15.8298 | 8.1397 | 2025-08-31 | 2025_08_31 Hr 19 | 80.1486 | -3.32e-05 | -1118.3 | -481.3116 | 589.4618 | 877.6086 | 37.5378 | 11.2638 | 83.7396 | 87.9727 | 365.9828 | 135.5063 | 23.1276 | 187.8411 | 252.0713 | 17.5667 | 7.2612 | 44.69 | 218.0024 | 0 | 127.0483 | 0
2025_08_31 Hr 20 | 0.51906 | 0.00228 | 0.064296 | 3.8529 | 3.8556 | 3.8556 | 3.8537 | 3.8541 | 3.8556 | 110.8383 | 0 | 0.196 | 3 | 0 | 94.2674 | 94.2674 | 253.9004 | 21.08 | 0.01353 | 0.06 | 0.08976 | 2.013 | 0 | 0 | 0 | 0 | 0 | 0 | 0.2511 | 46.06 | 7.2612 | 219.5424 | 0 | 0 | 0 | 0 | 17.9943 | 44.2277 | 0 | 44.8074 | 0 | 0.6357 | 6.2644 | 0 | -1 | -4.2 | 6.4248 | 0 | 0 | 41.026 | 41.026 | 41.026 | 41.026 | 47.7047 | 10.9512 | 1.1136 | 0.00194 | 0 | 0 | 0 | 0 | 0 | 0 | 0 | 0 | 0 | 0 | 0 | 0 | 0 | 0 | 0 | 0 | 3.135 | 0 | -547.0873 | 13.3299 | 0 | 66.9952 | 66.8946 | 26.028 | 1297.195 | 32.6462 | 61.9251 | 3.721 | 0.3248 | -0.51906 | 13.166 | 3.19 | 76.892 | 1060.883 | 274.4573 | -555.5764 | 3.0411 | 1.305 | -2.77 | 15.2438 | 7.8384 | 2025-08-31 | 2025_08_31 Hr 20 | 68.0409 | 0.000329 | -1060.883 | -502.2799 | 534.7177 | 893.3963 | 40.0458 | 11.2638 | 83.7396 | 81.0872 | 322.6472 | 130.9833 | 23.1276 | 188.5348 | 253.9004 | 21.08 | 7.2612 | 46.06 | 219.5424 | 0 | 133.8899 | 0
2025_08_31 Hr 21 | 0 | 0.00045 | 0.01269 | 3.8529 | 3.8556 | 3.8556 | 3.8537 | 3.8541 | 3.8556 | 100.0343 | 0 | 0.196 | 23 | 0 | 94.2674 | 94.2674 | 253.9004 | 21.08 | 0.01353 | 0.06 | 0.08976 | 2.013 | 0 | 0 | 0 | 0 | 0 | 0 | 0.2511 | 45.9294 | 7.2612 | 219.5424 | 0 | 0 | 0 | 0 | 15.936 | 39.1688 | 0 | 87.2176 | 0 | 0.6357 | 6.1264 | 0 | -1 | -4.2 | 6.4248 | 0 | 0 | 34.1926 | 34.1926 | 34.1926 | 34.1926 | 39.7589 | 12.9519 | 1.1136 | 0.00194 | 0 | 0 | 0 | 0 | 0 | 0 | 0 | 0 | 0 | 0 | 0 | 0 | 0 | 0 | 0 | 0 | 3.135 | 0 | -629.9911 | 13.3299 | 0 | 66.9952 | 66.8946 | 47.4288 | 1243.607 | 31.3115 | 59.3935 | 3.721 | 0.3248 | 0 | 13.166 | 3.19 | 76.892 | 1005.392 | 312.528 | -637.9611 | 2.9741 | 1.305 | -2.77 | 14.6206 | 7.5179 | 2025-08-31 | 2025_08_31 Hr 21 | 56.55 | -0.000309 | -1005.392 | -542.7735 | 476.5022 | 893.2658 | 83.3938 | 11.2638 | 83.7396 | 73.7651 | 276.5636 | 126.1735 | 23.1276 | 188.5348 | 253.9004 | 21.08 | 7.2612 | 45.9294 | 219.5424 | 0 | 133.8899 | 0
2025_08_31 Hr 22 | 0 | 3e-05 | 0.000846 | 3.8529 | 3.8556 | 3.8556 | 3.8537 | 3.8541 | 3.8556 | 81.8211 | 0 | 0.196 | 50 | 0 | 94.2674 | 94.2674 | 253.9004 | 21.08 | 0.01353 | 0.06 | 0.08976 | 2.013 | 0 | 0 | 0 | 0 | 0 | 0 | 0.2511 | 45.0808 | 7.2612 | 219.5424 | 0 | 0 | 0 | 0 | 12.4662 | 30.6405 | 0 | 64.3718 | 0 | 0.6357 | 5.8939 | 0 | -1 | -4.2 | 6.4248 | 0 | 0 | 22.6729 | 22.6729 | 22.6729 | 22.6729 | 26.3639 | 14.8473 | 1.1136 | 0.00194 | 0 | 0 | 0 | 0 | 0 | 0 | 0 | 0 | 0 | 0 | 0 | 0 | 0 | 0 | 0 | 0 | 3.135 | 0 | -651.7387 | 13.3299 | 0 | 66.9952 | 66.8946 | 101.943 | 1152.716 | 29.0617 | 55.1259 | 3.721 | 0.3248 | 0 | 13.166 | 3.19 | 76.892 | 945.2083 | 387.8289 | -659.7087 | 2.8612 | 1.305 | -2.77 | 13.57 | 6.9777 | 2025-08-31 | 2025_08_31 Hr 22 | 57.5458 | 0.000101 | -945.2083 | -587.3669 | 378.3636 | 892.4172 | 166.7912 | 11.2638 | 83.7396 | 61.4217 | 198.8767 | 118.0651 | 23.1276 | 188.5348 | 253.9004 | 21.08 | 7.2612 | 45.0808 | 219.5424 | 0 | 133.8899 | 0
2025_08_31 Hr 23 | 0 | 0 | 0 | 3.8529 | 3.8556 | 3.8556 | 3.8537 | 3.8541 | 3.8556 | 68.2913 | 0 | 0.196 | 49 | 0 | 94.2674 | 94.2674 | 264.6764 | 17.93 | 0.01353 | 0.06 | 0.08976 | 2.013 | 0 | 0 | 0 | 0 | 0 | 0 | 0.2511 | 45.4072 | 7.2612 | 228.1622 | 0 | 0 | 0 | 0 | 9.8887 | 24.3052 | 0 | 0 | -31.7758 | 0.6357 | 5.7212 | 0 | -1 | -4.2 | 6.4248 | 0 | 0 | 14.1155 | 14.1155 | 14.1155 | 14.1155 | 16.4133 | 15.9003 | 1.1136 | 0.00194 | 0 | 0 | 0 | 0 | 0 | 0 | 0 | 0 | 0 | 0 | 0 | 0 | 0 | 0 | 0 | 0 | 3.135 | 0 | -594.2347 | 13.3299 | 0 | 69.9561 | 69.851 | 119.4396 | 1108.325 | 27.3903 | 51.9556 | 3.721 | 0.3248 | 0 | 13.166 | 3.19 | 76.892 | 873.7 | 399.3551 | -602.2047 | 2.7774 | 1.305 | -2.77 | 12.7896 | 6.5764 | 2025-08-31 | 2025_08_31 Hr 23 | 53.8148 | 3.7e-05 | -873.7 | -626.0105 | 305.4606 | 914.9066 | 184.3399 | 11.2638 | 83.7396 | 52.2523 | 141.1664 | 112.0418 | 23.1276 | 188.5348 | 264.6764 | 17.93 | 7.2612 | 45.4072 | 228.1622 | 0 | 139.8071 | 0
2025_08_31 Hr 24 | 0 | 0 | 0 | 0 | 0 | 0 | 0 | 0 | 0 | 52.8286 | 0 | 0.196 | 45 | 0 | 94.2674 | 94.2674 | 264.9615 | 17.93 | 0.01353 | 0.06 | 0.08976 | 2.013 | 0 | 0 | 0 | 0 | 0 | 0 | 0.2511 | 30.3996 | 0 | 228.3633 | 0 | 0 | 0 | 0 | 6.9429 | 17.0649 | 0 | 21.3107 | -0.34951 | 0.6357 | 5.5238 | 0.06 | -1 | -4.2 | 6.4248 | 0 | 0 | 4.3355 | 4.3355 | 4.3355 | 4.3355 | 5.0413 | 12.9519 | 1.1136 | 0.00194 | 0 | 0 | 0 | 0 | 0 | 0 | 0 | 0 | 0 | 0 | 0 | 0 | 0 | 0 | 0 | 0 | 3.135 | 0 | -530.2216 | 13.3299 | 0 | 69.9561 | 69.851 | 83.4342 | 986.9812 | 25.4802 | 48.3324 | 3.721 | 0.3248 | 0 | 13.166 | 3.19 | 76.892 | 819.2683 | 349.5175 | -538.1916 | 2.6816 | 1.305 | -2.77 | 11.8977 | 6.1178 | 2025-08-31 | 2025_08_31 Hr 24 | 52.2374 | 4.96e-05 | -819.2683 | -509.2604 | 222.1429 | 869.9964 | 141.3861 | 11.2638 | 83.7396 | 41.773 | 75.2119 | 105.158 | 0 | 188.5348 | 264.9615 | 17.93 | 0 | 30.3996 | 228.3633 | 0 | 139.8071 | 0
2025_09_01 Hr 01 | 0 | 0 | 0 | 0 | 0 | 0 | 0 | 0 | 0 | 61.123 | 0 | 0.1008 | 34 | 0 | 93.1616 | 93.1616 | 269.8282 | 0 | 0.00123 | 0.058 | 0.04906 | 1.3332 | 0 | 0 | 0 | 0 | 0 | 0 | 0.0792 | 14.7392 | 0 | 234.2439 | 0 | 0 | 0 | 0 | 7.5357 | 8.4613 | 0 | 0 | -15.0661 | 0.5759 | 4.9976 | 0.06 | -1 | -4.2 | 5.5539 | 0 | 0 | 11.2272 | 11.2272 | 11.2272 | 11.2272 | 13.0549 | 11.8989 | 1.1496 | 0.00258 | 0 | 0 | 0 | 0 | 0 | 0 | 0 | 0 | 0 | 0 | 0 | 0 | 0 | 0 | 0 | 0 | 2.8733 | 0 | -428.8101 | 15.4786 | 0 | 60.2538 | 60.2176 | 73.023 | 977.1339 | 27.5528 | 42.569 | 1.6348 | 0.252 | 0 | 14.074 | 3.19 | 57.716 | 829.46 | 304.0722 | -436.6801 | 3.0195 | 1.885 | -2.67 | 12.8811 | 4.5676 | 2025-09-01 | 2025_09_01 Hr 01 | 45.7891 | -4.1e-05 | -829.46 | -443.8761 | 254.577 | 825.6059 | 118.9219 | 12.3978 | 61.8336 | 32.4412 | 119.0868 | 103.049 | 0 | 186.3232 | 269.8282 | 0 | 0 | 14.7392 | 234.2439 | 0 | 120.4714 | 0
2025_09_01 Hr 02 | 0 | 0 | 0 | 0 | 0 | 0 | 0 | 0 | 0 | 53.5879 | 0 | 0.1008 | 27 | 0 | 93.1616 | 93.1616 | 269.8282 | 0 | 0.00123 | 0.058 | 0.04906 | 1.3332 | 0 | 0 | 0 | 0 | 0 | 0 | 0.0792 | 15.5192 | 0 | 234.2439 | 0 | 0 | 0 | 0 | 6.6067 | 3.3238 | 0 | 33.0827 | 0 | 0.5759 | 4.7735 | 0.06 | -1 | -4.2 | 5.3048 | 0 | 0 | 7.6478 | 7.6478 | 7.6478 | 7.6478 | 8.8928 | 18.8487 | 1.1496 | 0.00258 | 0 | 0 | 0 | 0 | 0 | 0 | 0 | 0 | 0 | 0 | 0 | 0 | 0 | 0 | 0 | 0 | 2.7444 | 0 | -477.3742 | 15.4786 | 0 | 64.01 | 63.9699 | 57.5508 | 952.6039 | 26.1556 | 40.4104 | 1.6348 | 0.252 | 0 | 14.074 | 3.19 | 57.716 | 784.5517 | 284.1092 | -485.2442 | 2.8841 | 1.885 | -2.67 | 12.2279 | 4.3359 | 2025-09-01 | 2025_09_01 Hr 02 | 46.7607 | -6.9e-05 | -784.5517 | -444.2915 | 217.3179 | 833.8944 | 103.3995 | 12.3978 | 61.8336 | 25.6373 | 93.0722 | 98.6084 | 0 | 186.3232 | 269.8282 | 0 | 0 | 15.5192 | 234.2439 | 0 | 127.98 | 0
2025_09_01 Hr 03 | 0 | 0 | 0 | 0 | 0 | 0 | 0 | 0 | 0 | 48.5202 | 0 | 0.1008 | 18 | 0 | 93.1616 | 93.1616 | 269.8282 | 0 | 0.00123 | 0.058 | 0.04906 | 1.3332 | 0 | 0 | 0 | 0 | 0 | 0 | 0.0792 | 22.9529 | 0 | 234.2439 | 0 | 0 | 0 | 0 | 5.982 | 0.15608 | 0 | 23.4804 | 0 | 0.5759 | 4.6227 | 0.24083 | -1 | -4.2 | 5.1373 | 0 | 0 | 5.2406 | 5.2406 | 5.2406 | 5.2406 | 6.0937 | 33.8013 | 1.1496 | 0.00258 | 0 | 0 | 0 | 0 | 0 | 0 | 0 | 0 | 0 | 0 | 0 | 0 | 0 | 0 | 0 | 0 | 2.6578 | 0 | -525.7473 | 15.4786 | 0 | 61.8286 | 61.7924 | 80.5422 | 933.8943 | 25.2159 | 38.9586 | 1.6348 | 0.252 | 0 | 14.074 | 3.19 | 57.716 | 733.8242 | 310.0667 | -533.6173 | 2.793 | 1.885 | -2.67 | 11.7886 | 4.1802 | 2025-09-01 | 2025_09_01 Hr 03 | 47.6606 | -7.02e-05 | -733.8242 | -502.2669 | 192.547 | 836.9692 | 132.3435 | 12.3978 | 61.8336 | 21.3489 | 75.5762 | 95.6219 | 0 | 186.3232 | 269.8282 | 0 | 0 | 22.9529 | 234.2439 | 0 | 123.621 | 0
2025_09_01 Hr 04 | 0 | 0 | 0 | 0 | 0 | 0 | 0 | 0 | 0 | 46.7931 | 0 | 0.1008 | 7 | 0 | 93.1616 | 93.1616 | 269.8282 | 0 | 0.00123 | 0.058 | 0.04906 | 1.3332 | 0 | 0 | 0 | 0 | 0 | 0 | 0.0792 | 32.3533 | 0 | 234.2439 | 0 | 0 | 0 | 0 | 5.769 | 0 | 0 | 13.9301 | -3.2733 | 0.5759 | 4.5714 | 0.37 | -1 | -4.2 | 5.0802 | 0 | 0 | 4.4201 | 4.4201 | 4.4201 | 4.4201 | 5.1397 | 36.7497 | 1.1496 | 0.00258 | 0 | 0 | 0 | 0 | 0 | 0 | 0 | 0 | 0 | 0 | 0 | 0 | 0 | 0 | 0 | 0 | 2.6282 | 0 | -528.6878 | 15.4786 | 0 | 58.9008 | 58.8664 | 80.976 | 930.9398 | 24.8957 | 38.4638 | 1.6348 | 0.252 | 0 | 14.074 | 3.19 | 57.716 | 706.47 | 301.4311 | -536.5578 | 2.762 | 1.885 | -2.67 | 11.6389 | 4.1271 | 2025-09-01 | 2025_09_01 Hr 04 | 46.9359 | -3.5e-05 | -706.47 | -518.0309 | 185.028 | 840.5158 | 124.7257 | 12.3978 | 61.8336 | 20.8109 | 69.6132 | 94.604 | 0 | 186.3232 | 269.8282 | 0 | 0 | 32.3533 | 234.2439 | 0 | 117.7672 | 0
2025_09_01 Hr 05 | 0 | 0 | 0 | 0 | 0 | 0 | 0 | 0 | 0 | 48.767 | 0 | 0.1008 | 5 | 0 | 93.1616 | 93.1616 | 269.8282 | 0 | 0.00123 | 0.058 | 0.04906 | 1.3332 | 0 | 0 | 0 | 0 | 0 | 0 | 0.0792 | 41.755 | 0 | 234.2439 | 0 | 0 | 0 | 0 | 6.0124 | 0.36055 | 0 | 0.17827 | -24.8165 | 0.5759 | 4.6301 | 0.215 | -1 | -4.2 | 5.1455 | 0 | 0 | 5.3578 | 5.3578 | 5.3578 | 5.3578 | 6.23 | 38.7504 | 1.1496 | 0.00258 | 0 | 0 | 0 | 0 | 0 | 0 | 0 | 0 | 0 | 0 | 0 | 0 | 0 | 0 | 0 | 0 | 2.662 | 0 | -515.3454 | 15.4786 | 0 | 68.9262 | 68.8839 | 67.5282 | 967.9964 | 25.2617 | 39.0293 | 1.6348 | 0.252 | 0 | 14.074 | 3.19 | 57.716 | 709.29 | 289.1472 | -523.2154 | 2.7975 | 1.885 | -2.67 | 11.81 | 4.1878 | 2025-09-01 | 2025_09_01 Hr 05 | 68.7874 | -1.53e-05 | -709.29 | -539.9836 | 193.8033 | 869.9603 | 111.2786 | 12.3978 | 61.8336 | 21.6079 | 76.4281 | 95.7673 | 0 | 186.3232 | 269.8282 | 0 | 0 | 41.755 | 234.2439 | 0 | 137.8101 | 0
2025_09_01 Hr 06 | 0 | 0 | 0 | 0 | 0 | 0 | 0 | 0 | 0 | 54.1953 | 0 | 0.1008 | 9 | 0 | 93.1616 | 93.1616 | 269.8282 | 0 | 0.00123 | 0.058 | 0.04906 | 1.3332 | 0 | 0 | 0 | 0 | 0 | 0 | 0.0792 | 41.7533 | 0 | 234.2439 | 0 | 0 | 0 | 0 | 6.6816 | 3.7379 | 0 | 0.09317 | -13.5176 | 0.5759 | 4.7915 | 0.06 | -1 | -4.2 | 5.3249 | 0 | 0 | 7.9364 | 7.9364 | 7.9364 | 7.9364 | 9.2283 | 48.6486 | 1.1496 | 0.00258 | 0 | 0 | 0 | 0 | 0 | 0 | 0 | 0 | 0 | 0 | 0 | 0 | 0 | 0 | 0 | 0 | 2.7548 | 0 | -532.1698 | 15.4786 | 0 | 63.0707 | 63.0318 | 53.502 | 979.606 | 26.2682 | 40.5844 | 1.6348 | 0.252 | 0 | 14.074 | 3.19 | 57.716 | 718.36 | 292.2183 | -540.0398 | 2.895 | 1.885 | -2.67 | 12.2805 | 4.3546 | 2025-09-01 | 2025_09_01 Hr 06 | 49.1975 | -3.078e-05 | -718.36 | -545.5942 | 220.3211 | 858.2511 | 111.1506 | 12.3978 | 61.8336 | 26.1858 | 95.1691 | 98.9663 | 0 | 186.3232 | 269.8282 | 0 | 0 | 41.7533 | 234.2439 | 0 | 126.1025 | 0
2025_09_01 Hr 07 | 1.0282 | 0 | 0 | 0 | 0 | 0 | 0 | 0 | 0 | 55.6757 | -14.5 | 0.1008 | 10 | 0 | 93.1616 | 93.1616 | 262.3367 | 0 | 0.00123 | 0.058 | 0.04906 | 1.3332 | 0 | 0 | 0 | 0 | 0 | 0 | 0.0792 | 17.3493 | 0 | 228.3633 | 0 | 0 | 0 | 0 | 6.8642 | 4.7473 | 0 | 50.7344 | -3.5846 | 0.5759 | 4.8355 | 0.06 | -1 | -4.2 | 5.3738 | 0 | 0 | 8.6396 | 8.6396 | 8.6396 | 8.6396 | 10.0461 | 43.6995 | 1.1496 | 0.00258 | 0 | 0 | 0 | 0 | 0 | 0 | 0 | 0 | 0 | 0 | 0 | 0 | 0 | 0 | 0 | 0 | 2.7801 | 0 | -522.4277 | 15.4786 | 0 | 52.6506 | 52.6189 | 52.9236 | 927.4448 | 26.5427 | 41.0085 | 1.6348 | 0.252 | -1.0282 | 14.074 | 3.19 | 57.716 | 718.36 | 289.5914 | -545.8259 | 2.9216 | 1.885 | -2.67 | 12.4089 | 4.4001 | 2025-09-01 | 2025_09_01 Hr 07 | 43.9966 | -3e-06 | -718.36 | -475.278 | 213.1415 | 799.6419 | 106.6231 | 12.3978 | 61.8336 | 27.5225 | 100.2802 | 85.3387 | 0 | 186.3232 | 262.3367 | 0 | 0 | 17.3493 | 228.3633 | 0 | 105.2695 | 0
2025_09_01 Hr 08 | 10.2667 | 0.00024 | 0.006768 | 0 | 0 | 0 | 0 | 0 | 0 | 62.7553 | -14.5 | 0.1008 | 6 | 0 | 93.1616 | 93.1616 | 262.3367 | 0 | 0.00123 | 0.058 | 0.04906 | 1.3332 | 0 | 0 | 0 | 0 | 0 | 0 | 0.0792 | 14.9359 | 0 | 228.3633 | 0 | 0 | 0 | 0 | 7.737 | 9.5742 | 0 | 36.2167 | 0 | 0.5759 | 5.0461 | 0.06 | -1 | -4.2 | 5.6078 | 0 | 0 | 12.0026 | 12.0026 | 12.0026 | 12.0026 | 13.9565 | 39.6981 | 1.1496 | 0.00258 | 0 | 0 | 0 | 0 | 0 | 0 | 0 | 0 | 0 | 0 | 0 | 0 | 0 | 0 | 0 | 0 | 2.9012 | 0 | -489.2873 | 15.4786 | 0 | 54.1493 | 54.1182 | 49.0194 | 958.8706 | 27.8555 | 43.0366 | 1.6348 | 0.252 | -10.2667 | 14.074 | 3.19 | 57.716 | 764.26 | 291.0967 | -521.924 | 3.0488 | 1.885 | -2.67 | 13.0226 | 4.6177 | 2025-09-01 | 2025_09_01 Hr 08 | 44.0523 | -1.6e-05 | -764.26 | -453.0706 | 248.1482 | 800.2265 | 94.7245 | 12.3978 | 61.8336 | 33.9151 | 124.7222 | 89.5109 | 0 | 186.3232 | 262.3367 | 0 | 0 | 14.9359 | 228.3633 | 0 | 108.2675 | 0
2025_09_01 Hr 09 | 17.0676 | 0.00147 | 0.041454 | 3.8572 | 3.8572 | 3.8572 | 3.8572 | 3.8012 | 3.8572 | 72.4541 | -14.5 | 0.1008 | 6 | 0 | 93.1616 | 93.1616 | 262.3367 | 0 | 0.00123 | 0.058 | 0.04906 | 1.3332 | 0 | 0 | 0 | 0 | 0 | 0 | 0.0792 | 15.5845 | 6.5271 | 228.3633 | 0 | 0 | 0 | 0 | 8.9327 | 16.187 | 0 | 49.908 | 0 | 0.5759 | 5.3346 | 0 | -1 | -4.2 | 5.9284 | 0 | 0 | 16.6098 | 16.6098 | 16.6098 | 16.6098 | 19.3137 | 30.7476 | 1.1496 | 0.00258 | 0 | 0 | 0 | 0 | 0 | 0 | 0 | 0 | 0 | 0 | 0 | 0 | 0 | 0 | 0 | 0 | 3.067 | 0 | -479.931 | 15.4786 | 0 | 54.1493 | 54.1182 | 36.0054 | 1031.411 | 29.6538 | 45.8151 | 1.6348 | 0.252 | -17.0676 | 14.074 | 3.19 | 57.716 | 843.6 | 281.6501 | -519.3686 | 3.2231 | 1.885 | -2.67 | 13.8633 | 4.9159 | 2025-09-01 | 2025_09_01 Hr 09 | 46.9506 | 2.4e-05 | -843.6 | -430.023 | 296.1065 | 830.4893 | 72.7959 | 12.3978 | 61.8336 | 42.6728 | 158.207 | 95.2266 | 23.0871 | 186.3232 | 262.3367 | 0 | 6.5271 | 15.5845 | 228.3633 | 0 | 108.2675 | 0
2025_09_01 Hr 10 | 18.1654 | 0.00414 | 0.11675 | 3.8572 | 3.8572 | 3.8572 | 3.8572 | 3.8012 | 3.8572 | 82.9691 | -14.5 | 0.1008 | 6 | 0 | 93.1616 | 93.1616 | 262.3367 | 0 | 0.00123 | 0.058 | 0.04906 | 1.3332 | 0 | 0 | 0 | 0 | 0 | 0 | 0.0792 | 22.9537 | 6.5271 | 228.3633 | 0 | 0 | 0 | 0 | 10.2291 | 23.3562 | 0 | 52.1869 | 0 | 0.5759 | 5.6473 | 0 | -1 | -4.2 | 6.2759 | 0 | 0 | 21.6047 | 21.6047 | 21.6047 | 21.6047 | 25.1217 | 29.7999 | 1.1496 | 0.00258 | 0 | 0 | 0 | 0 | 0 | 0 | 0 | 0 | 0 | 0 | 0 | 0 | 0 | 0 | 0 | 0 | 3.2468 | 0 | -457.6001 | 15.4786 | 0 | 62.9373 | 62.902 | 17.9304 | 1102.224 | 31.6035 | 48.8274 | 1.6348 | 0.252 | -18.1654 | 14.074 | 3.19 | 57.716 | 926.2 | 269.9245 | -498.1355 | 3.4121 | 1.885 | -2.67 | 14.7748 | 5.2391 | 2025-09-01 | 2025_09_01 Hr 10 | 48.2976 | 2e-06 | -926.2 | -405.4132 | 348.1003 | 855.4304 | 53.8512 | 12.3978 | 61.8336 | 52.1674 | 194.5095 | 101.4233 | 23.0871 | 186.3232 | 262.3367 | 0 | 6.5271 | 22.9537 | 228.3633 | 0 | 125.8393 | 0
2025_09_01 Hr 11 | 19.0526 | 0.00681 | 0.19204 | 3.8572 | 3.8572 | 3.8572 | 3.8572 | 3.8012 | 3.8572 | 92.2504 | -14.5 | 0.1008 | 6 | 0 | 93.1616 | 93.1616 | 262.3367 | 0 | 0.00123 | 0.058 | 0.04906 | 1.3332 | 0 | 0 | 0 | 0 | 0 | 0 | 0.0792 | 32.3604 | 6.5271 | 228.3633 | 0 | 0 | 0 | 0 | 11.3734 | 29.6843 | 0 | 41.2106 | 0 | 0.5759 | 5.9233 | 0 | -1 | -4.2 | 6.5827 | 0 | 0 | 26.0135 | 26.0135 | 26.0135 | 26.0135 | 30.2483 | 39.6981 | 1.1496 | 0.00258 | 0 | 0 | 0 | 0 | 0 | 0 | 0 | 0 | 0 | 0 | 0 | 0 | 0 | 0 | 0 | 0 | 3.4055 | 0 | -468.0828 | 15.4786 | 0 | 69.7466 | 69.7047 | 16.4844 | 1165.742 | 33.3245 | 51.4862 | 1.6348 | 0.252 | -19.0526 | 14.074 | 3.19 | 57.716 | 982.1833 | 284.7363 | -509.5054 | 3.5788 | 1.885 | -2.67 | 15.5794 | 5.5244 | 2025-09-01 | 2025_09_01 Hr 11 | 50.4714 | 6.6e-05 | -982.1833 | -426.8722 | 393.9937 | 878.4491 | 62.3814 | 12.3978 | 61.8336 | 60.548 | 226.5527 | 106.893 | 23.0871 | 186.3232 | 262.3367 | 0 | 6.5271 | 32.3604 | 228.3633 | 0 | 139.4514 | 0
2025_09_01 Hr 12 | 18.2815 | 0.008895 | 0.25084 | 3.8572 | 3.8572 | 3.8572 | 3.8572 | 3.8012 | 3.8572 | 97.4889 | -14.5 | 0.1008 | 10 | 0 | 93.1616 | 93.1616 | 262.3367 | 0 | 0.00123 | 0.058 | 0.04906 | 1.3332 | 0 | 0 | 0 | 0 | 0 | 0 | 0.0792 | 41.7608 | 6.5271 | 228.3633 | 0 | 0 | 0 | 0 | 12.0192 | 33.2559 | 0 | 30.6594 | 0 | 0.5759 | 6.0791 | 0 | -1 | -4.2 | 6.7558 | 0 | 0 | 28.5019 | 28.5019 | 28.5019 | 28.5019 | 33.1418 | 36.7497 | 1.1496 | 0.00258 | 0 | 0 | 0 | 0 | 0 | 0 | 0 | 0 | 0 | 0 | 0 | 0 | 0 | 0 | 0 | 0 | 3.4951 | 0 | -439.3769 | 15.4786 | 0 | 69.7466 | 69.7047 | 17.9304 | 1198.017 | 34.2958 | 52.9869 | 1.6348 | 0.252 | -18.2815 | 14.074 | 3.19 | 57.716 | 1038.2 | 289.552 | -480.0284 | 3.673 | 1.885 | -2.67 | 16.0335 | 5.6854 | 2025-09-01 | 2025_09_01 Hr 12 | 70.1281 | -6e-06 | -1038.2 | -408.7175 | 419.8968 | 887.8495 | 64.9398 | 12.3978 | 61.8336 | 65.2782 | 244.6384 | 109.9802 | 23.0871 | 186.3232 | 262.3367 | 0 | 6.5271 | 41.7608 | 228.3633 | 0 | 139.4514 | 0
2025_09_01 Hr 13 | 18.2417 | 0.010305 | 0.2906 | 3.8572 | 3.8572 | 3.8572 | 3.8572 | 3.8012 | 3.8572 | 103.0121 | -14.5 | 0.1008 | 18 | 0 | 93.1616 | 93.1616 | 262.3367 | 0 | 0.00123 | 0.058 | 0.04906 | 1.3332 | 0 | 0 | 0 | 0 | 0 | 0 | 0.0792 | 46.06 | 6.5271 | 228.3633 | 0 | 0 | 0 | 0 | 12.7002 | 37.0217 | 0 | 33.3472 | 0 | 0.5759 | 6.2434 | 0 | -1 | -4.2 | 6.9384 | 0 | 0 | 31.1256 | 31.1256 | 31.1256 | 31.1256 | 36.1925 | 40.7511 | 1.1496 | 0.00258 | 0 | 0 | 0 | 0 | 0 | 0 | 0 | 0 | 0 | 0 | 0 | 0 | 0 | 0 | 0 | 0 | 3.5896 | 0 | -447.6264 | 15.4786 | 0 | 69.7466 | 69.7047 | 13.4478 | 1226.412 | 35.3199 | 54.5692 | 1.6348 | 0.252 | -18.2417 | 14.074 | 3.19 | 57.716 | 1071.808 | 300.2874 | -488.2381 | 3.7722 | 1.885 | -2.67 | 16.5123 | 5.8552 | 2025-09-01 | 2025_09_01 Hr 13 | 69.4027 | 0.000336 | -1071.808 | -414.2792 | 447.2076 | 892.1487 | 72.4998 | 12.3978 | 61.8336 | 70.2655 | 263.707 | 113.2351 | 23.0871 | 186.3232 | 262.3367 | 0 | 6.5271 | 46.06 | 228.3633 | 0 | 139.4514 | 0
2025_09_01 Hr 14 | 18.1306 | 0.011025 | 0.3109 | 3.8572 | 3.8572 | 3.8572 | 3.8572 | 3.8012 | 3.8572 | 110.4143 | -14.5 | 0.1008 | 14 | 0 | 93.1616 | 93.1616 | 262.3367 | 0 | 0.00123 | 0.058 | 0.04906 | 1.3332 | 0 | 0 | 0 | 0 | 0 | 0 | 0.0792 | 46.06 | 6.5271 | 228.3633 | 0 | 0 | 0 | 0 | 13.6128 | 42.0686 | 0 | 44.543 | 0 | 0.5759 | 6.4635 | 0 | -1 | -4.2 | 7.1831 | 0 | 0 | 34.6418 | 34.6418 | 34.6418 | 34.6418 | 40.2812 | 39.6981 | 1.1496 | 0.00258 | 0 | 0 | 0 | 0 | 0 | 0 | 0 | 0 | 0 | 0 | 0 | 0 | 0 | 0 | 0 | 0 | 3.7161 | 0 | -446.1341 | 15.4786 | 0 | 69.7466 | 69.7047 | 10.9896 | 1258.672 | 36.6925 | 56.6898 | 1.6348 | 0.252 | -18.1306 | 14.074 | 3.19 | 57.716 | 1113.608 | 297.0281 | -486.6346 | 3.9052 | 1.885 | -2.67 | 17.1539 | 6.0827 | 2025-09-01 | 2025_09_01 Hr 14 | 86.9042 | 0.000306 | -1113.608 | -401.5911 | 483.8097 | 892.1487 | 65.0096 | 12.3978 | 61.8336 | 76.9494 | 289.2629 | 117.5974 | 23.0871 | 186.3232 | 262.3367 | 0 | 6.5271 | 46.06 | 228.3633 | 0 | 139.4514 | 0
2025_09_01 Hr 15 | 18.366 | 0.01107 | 0.31217 | 3.8572 | 3.8572 | 3.8572 | 3.8572 | 3.8012 | 3.8572 | 115.1024 | -14.5 | 0.1008 | 11 | 0 | 93.1616 | 93.1616 | 262.3367 | 0 | 0.00123 | 0.058 | 0.04906 | 1.3332 | 0 | 0 | 0 | 0 | 0 | 0 | 0.0792 | 46.06 | 6.5271 | 228.3633 | 0 | 0 | 0 | 0 | 14.1907 | 45.265 | 0 | 52.8623 | 0 | 0.5759 | 6.603 | 0 | -1 | -4.2 | 7.338 | 0 | 0 | 36.8688 | 36.8688 | 36.8688 | 36.8688 | 42.8707 | 36.7497 | 1.1496 | 0.00258 | 0 | 0 | 0 | 0 | 0 | 0 | 0 | 0 | 0 | 0 | 0 | 0 | 0 | 0 | 0 | 0 | 3.7963 | 0 | -430.9082 | 15.4786 | 0 | 69.7466 | 69.7047 | 12.0018 | 1279.092 | 37.5617 | 58.0328 | 1.6348 | 0.252 | -18.366 | 14.074 | 3.19 | 57.716 | 1155.4 | 295.0902 | -471.6443 | 3.9895 | 1.885 | -2.67 | 17.5603 | 6.2268 | 2025-09-01 | 2025_09_01 Hr 15 | 92.6916 | -3.8e-05 | -1155.4 | -378.046 | 506.9911 | 892.1487 | 60.0747 | 12.3978 | 61.8336 | 81.1826 | 305.4483 | 120.3602 | 23.0871 | 186.3232 | 262.3367 | 0 | 6.5271 | 46.06 | 228.3633 | 0 | 139.4514 | 0
2025_09_01 Hr 16 | 18.5667 | 0.010395 | 0.29314 | 3.8572 | 3.8572 | 3.8572 | 3.8572 | 3.8012 | 3.8572 | 121.6506 | -14.5 | 0.1008 | 9 | 0 | 93.1616 | 93.1616 | 262.3367 | 0 | 0.00123 | 0.058 | 0.04906 | 1.3332 | 0 | 0 | 0 | 0 | 0 | 0 | 0.0792 | 45.8646 | 6.5271 | 228.3633 | 0 | 0 | 0 | 0 | 14.9981 | 49.7296 | 0 | 52.562 | 0 | 0.5759 | 6.7977 | 0 | -1 | -4.2 | 7.5544 | 0 | 0 | 39.9793 | 39.9793 | 39.9793 | 39.9793 | 46.4876 | 35.802 | 1.1496 | 0.00258 | 0 | 0 | 0 | 0 | 0 | 0 | 0 | 0 | 0 | 0 | 0 | 0 | 0 | 0 | 0 | 0 | 3.9083 | 0 | -427.589 | 15.4786 | 0 | 69.2379 | 69.196 | 16.4844 | 1306.38 | 38.7759 | 59.9087 | 1.6348 | 0.252 | -18.5667 | 14.074 | 3.19 | 57.716 | 1191.1 | 300.684 | -468.5257 | 4.1071 | 1.885 | -2.67 | 18.128 | 6.4281 | 2025-09-01 | 2025_09_01 Hr 16 | 97.3457 | 3.8e-05 | -1191.1 | -375.027 | 539.37 | 890.9358 | 61.5899 | 12.3978 | 61.8336 | 87.0953 | 328.0556 | 124.2192 | 23.0871 | 186.3232 | 262.3367 | 0 | 6.5271 | 45.8646 | 228.3633 | 0 | 138.4339 | 0
2025_09_01 Hr 17 | 18.2699 | 0.009165 | 0.25845 | 3.8572 | 3.8572 | 3.8572 | 3.8572 | 3.8012 | 3.8572 | 127.5724 | -14.5 | 0.1008 | 16 | 0 | 93.1616 | 93.1616 | 262.3367 | 0 | 0.00123 | 0.058 | 0.04906 | 1.3332 | 0 | 0 | 0 | 0 | 0 | 0 | 0.0792 | 46.06 | 6.5271 | 228.3633 | 0 | 0 | 0 | 0 | 15.7281 | 53.7672 | 0 | 55.7157 | 0 | 0.5759 | 6.9739 | 0 | -1 | -4.2 | 7.7502 | 0 | 0 | 42.7923 | 42.7923 | 42.7923 | 42.7923 | 49.7585 | 27.7992 | 1.1496 | 0.00258 | 0 | 0 | 0 | 0 | 0 | 0 | 0 | 0 | 0 | 0 | 0 | 0 | 0 | 0 | 0 | 0 | 4.0095 | 0 | -406.2537 | 15.4786 | 0 | 69.7466 | 69.7047 | 13.4478 | 1333.35 | 39.8739 | 61.6051 | 1.6348 | 0.252 | -18.2699 | 14.074 | 3.19 | 57.716 | 1242.008 | 299.8364 | -446.8936 | 4.2136 | 1.885 | -2.67 | 18.6413 | 6.6101 | 2025-09-01 | 2025_09_01 Hr 17 | 97.4888 | 0.000371 | -1242.008 | -350.538 | 568.6517 | 892.1487 | 57.5146 | 12.3978 | 61.8336 | 92.4424 | 348.5003 | 127.709 | 23.0871 | 186.3232 | 262.3367 | 0 | 6.5271 | 46.06 | 228.3633 | 0 | 139.4514 | 0
2025_09_01 Hr 18 | 15.2434 | 0.00741 | 0.20896 | 3.8572 | 3.8572 | 3.8572 | 3.8572 | 3.8012 | 3.8572 | 133.0007 | -14.5 | 0.1008 | 32 | 0 | 93.1616 | 93.1616 | 262.3367 | 0 | 0.00123 | 0.058 | 0.04906 | 1.3332 | 0 | 0 | 0 | 0 | 0 | 0 | 0.0792 | 46.06 | 6.5271 | 228.3633 | 0 | 0 | 0 | 0 | 16.3974 | 57.4682 | 0 | 34.0701 | 0 | 0.5759 | 7.1353 | 0 | -1 | -4.2 | 7.9296 | 0 | 0 | 45.3709 | 45.3709 | 45.3709 | 45.3709 | 52.7569 | 20.8494 | 1.1496 | 0.00258 | 0 | 0 | 0 | 0 | 0 | 0 | 0 | 0 | 0 | 0 | 0 | 0 | 0 | 0 | 0 | 0 | 4.1023 | 0 | -403.6905 | 15.4786 | 0 | 69.7466 | 69.7047 | 10.9896 | 1356.943 | 40.8805 | 63.1602 | 1.6348 | 0.252 | -15.2434 | 14.074 | 3.19 | 57.716 | 1256.308 | 306.5992 | -441.3039 | 4.3111 | 1.885 | -2.67 | 19.1119 | 6.777 | 2025-09-01 | 2025_09_01 Hr 18 | 98.4735 | 0.00038 | -1256.308 | -369.6204 | 595.4933 | 892.1487 | 64.0554 | 12.3978 | 61.8336 | 97.344 | 367.2413 | 130.908 | 23.0871 | 186.3232 | 262.3367 | 0 | 6.5271 | 46.06 | 228.3633 | 0 | 139.4514 | 0
2025_09_01 Hr 19 | 3.1011 | 0.00495 | 0.13959 | 3.8572 | 3.8572 | 3.8572 | 3.8572 | 3.8012 | 3.8572 | 127.0599 | -14.5 | 0.1008 | 53 | 0 | 93.1616 | 93.1616 | 262.3367 | 0 | 0.00123 | 0.058 | 0.04906 | 1.3332 | 0 | 0 | 0 | 0 | 0 | 0 | 0.0792 | 46.06 | 6.5271 | 228.3633 | 0 | 0 | 0 | 0 | 15.665 | 53.4178 | 0 | 58.6161 | 0 | 0.5759 | 6.9586 | 0 | -1 | -4.2 | 7.7332 | 0 | 0 | 42.5489 | 42.5489 | 42.5489 | 42.5489 | 49.4755 | 14.8473 | 1.1496 | 0.00258 | 0 | 0 | 0 | 0 | 0 | 0 | 0 | 0 | 0 | 0 | 0 | 0 | 0 | 0 | 0 | 0 | 4.0008 | 0 | -476.6005 | 15.4786 | 0 | 69.7466 | 69.7047 | 5.4948 | 1330.999 | 39.7789 | 61.4583 | 1.6348 | 0.252 | -3.1011 | 14.074 | 3.19 | 57.716 | 1188 | 300.4565 | -502.0716 | 4.2043 | 1.885 | -2.67 | 18.5969 | 6.5943 | 2025-09-01 | 2025_09_01 Hr 19 | 97.8418 | 1.9e-05 | -1188 | -417.9844 | 566.1177 | 892.1487 | 73.4866 | 12.3978 | 61.8336 | 91.9797 | 346.731 | 127.407 | 23.0871 | 186.3232 | 262.3367 | 0 | 6.5271 | 46.06 | 228.3633 | 0 | 139.4514 | 0
2025_09_01 Hr 20 | 0 | 0.00222 | 0.062604 | 3.8572 | 3.8572 | 3.8572 | 3.8572 | 3.8012 | 3.8572 | 124.3457 | -14.5 | 0.1008 | 67 | 0 | 93.1616 | 93.1616 | 262.3367 | 0 | 0.00123 | 0.058 | 0.04906 | 1.3332 | 0 | 0 | 0 | 0 | 0 | 0 | 0.0792 | 46.06 | 6.5271 | 228.3633 | 0 | 0 | 0 | 0 | 15.3303 | 51.5672 | 0 | 56.973 | 0 | 0.5759 | 6.8779 | 0 | -1 | -4.2 | 7.6435 | 0 | 0 | 41.2596 | 41.2596 | 41.2596 | 41.2596 | 47.9763 | 14.8473 | 1.1496 | 0.00258 | 0 | 0 | 0 | 0 | 0 | 0 | 0 | 0 | 0 | 0 | 0 | 0 | 0 | 0 | 0 | 0 | 3.9544 | 0 | -545.753 | 15.4786 | 0 | 69.7466 | 69.7047 | 4.4826 | 1319.101 | 39.2756 | 60.6808 | 1.6348 | 0.252 | 0 | 14.074 | 3.19 | 57.716 | 1116.692 | 308.741 | -568.123 | 4.1556 | 1.885 | -2.67 | 18.3616 | 6.5109 | 2025-09-01 | 2025_09_01 Hr 20 | 89.8063 | -0.000381 | -1116.692 | -488.78 | 552.6968 | 892.1487 | 86.3947 | 12.3978 | 61.8336 | 89.5289 | 337.3604 | 125.8075 | 23.0871 | 186.3232 | 262.3367 | 0 | 6.5271 | 46.06 | 228.3633 | 0 | 139.4514 | 0
2025_09_01 Hr 21 | 0 | 0.000495 | 0.013959 | 3.8572 | 3.8572 | 3.8572 | 3.8572 | 3.8012 | 3.8572 | 116.0894 | -14.5 | 0.1008 | 70 | 0 | 93.046 | 93.046 | 261.7059 | 0 | 0.00123 | 0.058 | 0.04906 | 1.3332 | 0 | 0 | 0 | 0 | 0 | 0 | 0.0792 | 45.0821 | 6.5271 | 227.8293 | 0 | 0 | 0 | 0 | 14.3124 | 45.938 | 0 | 65.371 | 0 | 0.5759 | 6.6323 | 0 | -1 | -4.2 | 7.3706 | 0 | 0 | 37.3376 | 37.3376 | 37.3376 | 37.3376 | 43.4159 | 7.8975 | 1.1496 | 0.00258 | 0 | 0 | 0 | 0 | 0 | 0 | 0 | 0 | 0 | 0 | 0 | 0 | 0 | 0 | 0 | 0 | 3.8132 | 0 | -488.9929 | 15.4786 | 0 | 66.5824 | 66.5442 | 4.0488 | 1274.394 | 37.7448 | 58.3155 | 1.6348 | 0.252 | 0 | 14.074 | 3.19 | 57.716 | 1127.892 | 299.49 | -511.3629 | 4.0072 | 1.885 | -2.67 | 17.6459 | 6.2571 | 2025-09-01 | 2025_09_01 Hr 21 | 54.1716 | -0.000413 | -1127.892 | -423.6219 | 511.8714 | 883.45 | 81.9608 | 12.3978 | 61.8336 | 82.0737 | 308.8558 | 120.9419 | 23.0871 | 186.0919 | 261.7059 | 0 | 6.5271 | 45.0821 | 227.8293 | 0 | 133.1266 | 0
2025_09_01 Hr 22 | 0 | 4.5e-05 | 0.001269 | 3.8572 | 3.8572 | 3.8572 | 3.8572 | 3.8012 | 3.8572 | 98.4379 | -14.5 | 0.1008 | 81 | 0 | 93.1616 | 93.1616 | 262.3367 | 0 | 0.00123 | 0.058 | 0.04906 | 1.3332 | 0 | 0 | 0 | 0 | 0 | 0 | 0.0792 | 45.0808 | 6.5271 | 228.3633 | 0 | 0 | 0 | 0 | 12.1362 | 33.903 | 0 | 83.1605 | 0 | 0.5759 | 6.1074 | 0 | -1 | -4.2 | 6.7872 | 0 | 0 | 28.9527 | 28.9527 | 28.9527 | 28.9527 | 33.666 | 7.8975 | 1.1496 | 0.00258 | 0 | 0 | 0 | 0 | 0 | 0 | 0 | 0 | 0 | 0 | 0 | 0 | 0 | 0 | 0 | 0 | 3.5113 | 0 | -587.0653 | 15.4786 | 0 | 63.5857 | 63.5457 | 12.4356 | 1192.901 | 34.4718 | 53.2588 | 1.6348 | 0.252 | 0 | 14.074 | 3.19 | 57.716 | 975.1 | 308.4739 | -609.4353 | 3.69 | 1.885 | -2.67 | 16.1158 | 5.7146 | 2025-09-01 | 2025_09_01 Hr 22 | 51.0224 | -1.2e-05 | -975.1 | -503.9048 | 424.5894 | 878.8496 | 101.3344 | 12.3978 | 61.8336 | 66.1351 | 247.9148 | 110.5394 | 23.0871 | 186.3232 | 262.3367 | 0 | 6.5271 | 45.0808 | 228.3633 | 0 | 127.1315 | 0
2025_09_01 Hr 23 | 0 | 0 | 0 | 3.8572 | 3.8572 | 3.8572 | 3.8572 | 3.8012 | 3.8572 | 80.5017 | 0 | 0.1008 | 87 | 0 | 93.1616 | 93.1616 | 269.8282 | 0 | 0.00123 | 0.058 | 0.04906 | 1.3332 | 0 | 0 | 0 | 0 | 0 | 0 | 0.0792 | 45.6683 | 6.5271 | 234.2439 | 0 | 0 | 0 | 0 | 9.9249 | 21.6739 | 0 | 8.7482 | -6.9675 | 0.5759 | 5.5739 | 0 | -1 | -4.2 | 6.1944 | 0 | 0 | 20.4326 | 20.4326 | 20.4326 | 20.4326 | 23.7588 | 7.8975 | 1.1496 | 0.00258 | 0 | 0 | 0 | 0 | 0 | 0 | 0 | 0 | 0 | 0 | 0 | 0 | 0 | 0 | 0 | 0 | 3.2046 | 0 | -609.1746 | 15.4786 | 0 | 68.9262 | 68.8839 | 51.4776 | 1139.418 | 31.146 | 48.1205 | 1.6348 | 0.252 | 0 | 14.074 | 3.19 | 57.716 | 867.1 | 342.9457 | -617.0446 | 3.3677 | 1.885 | -2.67 | 14.5609 | 5.1632 | 2025-09-01 | 2025_09_01 Hr 23 | 50.3523 | -2.9e-05 | -867.1 | -607.3939 | 350.3995 | 903.4878 | 146.3751 | 12.3978 | 61.8336 | 49.9394 | 185.9908 | 114.4692 | 23.0871 | 186.3232 | 269.8282 | 0 | 6.5271 | 45.6683 | 234.2439 | 0 | 137.8101 | 0
2025_09_01 Hr 24 | 0 | 0 | 0 | 3.8572 | 3.8572 | 3.8572 | 3.8572 | 3.8012 | 3.8572 | 65.5644 | 0 | 0.1008 | 89 | 0 | 93.1616 | 93.1616 | 269.8282 | 0 | 0.00123 | 0.058 | 0.04906 | 1.3332 | 0 | 0 | 0 | 0 | 0 | 0 | 0.0792 | 46.06 | 6.5271 | 234.2439 | 0 | 0 | 0 | 0 | 8.0833 | 11.4895 | 0 | 0 | -13.6465 | 0.5759 | 5.1296 | 0 | -1 | -4.2 | 5.7007 | 0 | 0 | 13.337 | 13.337 | 13.337 | 13.337 | 15.5081 | 10.9512 | 1.1496 | 0.00258 | 0 | 0 | 0 | 0 | 0 | 0 | 0 | 0 | 0 | 0 | 0 | 0 | 0 | 0 | 0 | 0 | 2.9492 | 0 | -610.4742 | 15.4786 | 0 | 71.9649 | 71.9217 | 51.0438 | 1080.828 | 28.3763 | 43.8413 | 1.6348 | 0.252 | 0 | 14.074 | 3.19 | 57.716 | 787.6 | 338.7627 | -618.3442 | 3.0993 | 1.885 | -2.67 | 13.2661 | 4.7041 | 2025-09-01 | 2025_09_01 Hr 24 | 59.6776 | -3e-05 | -787.6 | -624.1207 | 276.5383 | 909.956 | 150.995 | 12.3978 | 61.8336 | 36.4516 | 134.4203 | 105.6663 | 23.0871 | 186.3232 | 269.8282 | 0 | 6.5271 | 46.06 | 234.2439 | 0 | 143.8865 | 0
2025_09_02 Hr 01 | 0 | 0 | 0 | 3.8572 | 3.8572 | 3.8572 | 3.8572 | 3.8012 | 3.8572 | 51.8295 | 0 | 0.1008 | 88 | 0 | 93.1616 | 93.1616 | 269.8282 | 0 | 0.00123 | 0.058 | 0.04906 | 1.3332 | 0 | 0 | 0 | 0 | 0 | 0 | 0.0792 | 46.06 | 6.5271 | 234.2439 | 0 | 0 | 0 | 0 | 5.9731 | 0.39969 | 0 | 1.383 | -0.73076 | 0.5759 | 4.841 | 0.18083 | -1 | -4.2 | 5.222 | 0 | 0 | 5.9382 | 5.9382 | 5.9382 | 5.9382 | 6.9048 | 34.749 | 1.1496 | 0.00258 | 0 | 0 | 0 | 0 | 0 | 0 | 0 | 0 | 0 | 0 | 0 | 0 | 0 | 0 | 0 | 0 | 2.8012 | 0 | -613.4452 | 14.6466 | 0 | 71.9649 | 71.9217 | 56.9724 | 1014.645 | 22.9213 | 41.1459 | 1.6348 | 0.252 | 0 | 14.074 | 3.19 | 57.716 | 747.9975 | 354.0156 | -621.3152 | 2.9648 | 1.885 | -2.67 | 9.9105 | 3.5685 | 2025-09-02 | 2025_09_02 Hr 01 | 60.0519 | -3.5e-05 | -747.9975 | -612.793 | 196.8817 | 909.956 | 179.7214 | 12.3978 | 61.8336 | 22.2019 | 82.487 | 92.1928 | 23.0871 | 186.3232 | 269.8282 | 0 | 6.5271 | 46.06 | 234.2439 | 0 | 143.8865 | 0
2025_09_02 Hr 02 | 0 | 0 | 0 | 3.8572 | 3.8572 | 3.8572 | 3.8572 | 3.8012 | 3.8572 | 48.6196 | 0 | 0.1008 | 88 | 0 | 93.1616 | 93.1616 | 269.8282 | 0 | 0.00123 | 0.058 | 0.04906 | 1.3332 | 0 | 0 | 0 | 0 | 0 | 0 | 0.0792 | 46.06 | 6.5271 | 234.2439 | 0 | 0 | 0 | 0 | 5.6032 | 0 | 0 | 2.0278 | -1.4851 | 0.5759 | 4.7464 | 0.31 | -1 | -4.2 | 5.1199 | 0 | 0 | 4.4068 | 4.4068 | 4.4068 | 4.4068 | 5.1242 | 42.7518 | 1.1496 | 0.00258 | 0 | 0 | 0 | 0 | 0 | 0 | 0 | 0 | 0 | 0 | 0 | 0 | 0 | 0 | 0 | 0 | 2.7464 | 0 | -604.3498 | 14.6466 | 0 | 71.9649 | 71.9217 | 50.0316 | 1002.45 | 22.4094 | 40.227 | 1.6348 | 0.252 | 0 | 14.074 | 3.19 | 57.716 | 744.1183 | 353.3457 | -612.2198 | 2.9068 | 1.885 | -2.67 | 9.6892 | 3.4888 | 2025-09-02 | 2025_09_02 Hr 02 | 60.4978 | 3e-06 | -744.1183 | -603.8071 | 182.9547 | 909.956 | 180.7834 | 12.3978 | 61.8336 | 21.1227 | 71.3711 | 90.4609 | 23.0871 | 186.3232 | 269.8282 | 0 | 6.5271 | 46.06 | 234.2439 | 0 | 143.8865 | 0
2025_09_02 Hr 03 | 0 | 0 | 0 | 3.8572 | 3.8572 | 3.8572 | 3.8572 | 3.8012 | 3.8572 | 43.8143 | 0 | 0.1008 | 87 | 0 | 93.1616 | 93.1616 | 269.8282 | 0 | 0.00123 | 0.058 | 0.04906 | 1.3332 | 0 | 0 | 0 | 0 | 0 | 0 | 0.0792 | 46.06 | 6.5271 | 234.2439 | 0 | 0 | 0 | 0 | 5.0494 | 0 | 0 | 17.7948 | 0 | 0.5759 | 4.6046 | 0.31 | -1 | -4.2 | 4.967 | 0 | 0 | 2.1143 | 2.1143 | 2.1143 | 2.1143 | 2.4585 | 28.8522 | 1.1496 | 0.00258 | 0 | 0 | 0 | 0 | 0 | 0 | 0 | 0 | 0 | 0 | 0 | 0 | 0 | 0 | 0 | 0 | 2.6644 | 0 | -566.967 | 14.6466 | 0 | 71.9649 | 71.9217 | 33.5472 | 984.7916 | 21.643 | 38.8513 | 1.6348 | 0.252 | 0 | 14.074 | 3.19 | 57.716 | 747.1183 | 319.369 | -574.837 | 2.82 | 1.885 | -2.67 | 9.3578 | 3.3695 | 2025-09-02 | 2025_09_02 Hr 03 | 56.8903 | 2e-06 | -747.1183 | -549.1722 | 162.7037 | 909.956 | 149.3994 | 12.3978 | 61.8336 | 20.1055 | 54.73 | 87.8682 | 23.0871 | 186.3232 | 269.8282 | 0 | 6.5271 | 46.06 | 234.2439 | 0 | 143.8865 | 0
2025_09_02 Hr 04 | 0 | 0 | 0 | 3.8572 | 3.8572 | 3.8572 | 3.8572 | 3.8012 | 3.8572 | 43.5484 | 0 | 0.1008 | 88 | 0 | 93.1616 | 93.1616 | 269.8282 | 0 | 0.00123 | 0.058 | 0.04906 | 1.3332 | 0 | 0 | 0 | 0 | 0 | 0 | 0.0792 | 45.0812 | 6.5271 | 234.2439 | 0 | 0 | 0 | 0 | 5.0188 | 0 | 0 | 55.8331 | 0 | 0.5759 | 4.5968 | 0.31 | -1 | -4.2 | 4.9585 | 0 | 0 | 1.9874 | 1.9874 | 1.9874 | 1.9874 | 2.311 | 24.8508 | 1.1496 | 0.00258 | 0 | 0 | 0 | 0 | 0 | 0 | 0 | 0 | 0 | 0 | 0 | 0 | 0 | 0 | 0 | 0 | 2.6599 | 0 | -590.1725 | 14.6466 | 0 | 65.9984 | 65.9579 | 21.5454 | 970.9054 | 21.6006 | 38.7751 | 1.6348 | 0.252 | 0 | 14.074 | 3.19 | 57.716 | 732.9183 | 304.2223 | -598.0425 | 2.8152 | 1.885 | -2.67 | 9.3395 | 3.3629 | 2025-09-02 | 2025_09_02 Hr 04 | 58.0928 | 1.6e-05 | -732.9183 | -534.3394 | 161.5831 | 897.047 | 134.3962 | 12.3978 | 61.8336 | 20.0492 | 53.8092 | 87.7247 | 23.0871 | 186.3232 | 269.8282 | 0 | 6.5271 | 45.0812 | 234.2439 | 0 | 131.9563 | 0
2025_09_02 Hr 05 | 0 | 0 | 0 | 3.8572 | 3.8572 | 3.8572 | 3.8572 | 3.8012 | 3.8572 | 47.651 | 0 | 0.1008 | 89 | 0 | 93.1616 | 93.1616 | 269.8282 | 0 | 0.00123 | 0.058 | 0.04906 | 1.3332 | 0 | 0 | 0 | 0 | 0 | 0 | 0.0792 | 46.06 | 6.5271 | 234.2439 | 0 | 0 | 0 | 0 | 5.4916 | 0 | 0 | 21.8536 | 0 | 0.5759 | 4.7178 | 0.31 | -1 | -4.2 | 5.0891 | 0 | 0 | 3.9447 | 3.9447 | 3.9447 | 3.9447 | 4.5868 | 29.7999 | 1.1496 | 0.00258 | 0 | 0 | 0 | 0 | 0 | 0 | 0 | 0 | 0 | 0 | 0 | 0 | 0 | 0 | 0 | 0 | 2.7299 | 0 | -581.33 | 14.6466 | 0 | 71.44 | 71.3967 | 34.9932 | 997.8403 | 22.2549 | 39.9496 | 1.6348 | 0.252 | 0 | 14.074 | 3.19 | 57.716 | 756.3267 | 325.8327 | -589.2 | 2.8893 | 1.885 | -2.67 | 9.6224 | 3.4647 | 2025-09-02 | 2025_09_02 Hr 05 | 81.0561 | -4.4e-05 | -756.3267 | -559.4764 | 178.8725 | 908.9061 | 153.7931 | 12.3978 | 61.8336 | 20.9177 | 68.0165 | 89.9383 | 23.0871 | 186.3232 | 269.8282 | 0 | 6.5271 | 46.06 | 234.2439 | 0 | 142.8367 | 0
2025_09_02 Hr 06 | 0 | 0 | 0 | 3.8572 | 3.8572 | 3.8572 | 3.8572 | 3.8012 | 3.8572 | 58.6481 | 0 | 0.1008 | 88 | 0 | 93.1616 | 93.1616 | 269.8282 | 0 | 0.00123 | 0.058 | 0.04906 | 1.3332 | 0 | 0 | 0 | 0 | 0 | 0 | 0.0792 | 46.06 | 6.5271 | 234.2439 | 0 | 0 | 0 | 0 | 6.759 | 4.1423 | 0 | 2.0924 | -11.2276 | 0.5759 | 5.0421 | 0 | -1 | -4.2 | 5.4389 | 0 | 0 | 9.1912 | 9.1912 | 9.1912 | 9.1912 | 10.6874 | 26.8515 | 1.1496 | 0.00258 | 0 | 0 | 0 | 0 | 0 | 0 | 0 | 0 | 0 | 0 | 0 | 0 | 0 | 0 | 0 | 0 | 2.9176 | 0 | -523.2943 | 14.6466 | 0 | 71.9649 | 71.9217 | 36.4392 | 1043.444 | 24.0087 | 43.098 | 1.6348 | 0.252 | 0 | 14.074 | 3.19 | 57.716 | 832.4083 | 329.2639 | -531.1643 | 3.088 | 1.885 | -2.67 | 10.3807 | 3.7378 | 2025-09-02 | 2025_09_02 Hr 06 | 64.5831 | 4e-06 | -832.4083 | -532.4295 | 229.3598 | 909.956 | 151.2907 | 12.3978 | 61.8336 | 27.3878 | 106.1002 | 95.8718 | 23.0871 | 186.3232 | 269.8282 | 0 | 6.5271 | 46.06 | 234.2439 | 0 | 143.8865 | 0
2025_09_02 Hr 07 | 1.0282 | 0 | 0 | 3.8572 | 3.8572 | 3.8572 | 3.8572 | 3.8012 | 3.8572 | 74.8304 | -14.5 | 0.1008 | 82 | 0 | 93.1616 | 93.1616 | 262.3367 | 0 | 0.00123 | 0.058 | 0.04906 | 1.3332 | 0 | 0 | 0 | 0 | 0 | 0 | 0.0792 | 46.06 | 6.5271 | 228.3633 | 0 | 0 | 0 | 0 | 8.6239 | 14.4205 | 0 | 9.2632 | -2.3916 | 0.5759 | 5.5194 | 0 | -1 | -4.2 | 5.9537 | 0 | 0 | 16.9114 | 16.9114 | 16.9114 | 16.9114 | 19.6644 | 30.7476 | 1.1496 | 0.00258 | 0 | 0 | 0 | 0 | 0 | 0 | 0 | 0 | 0 | 0 | 0 | 0 | 0 | 0 | 0 | 0 | 3.1937 | 0 | -491.6305 | 14.6466 | 0 | 69.7466 | 69.7047 | 40.488 | 1095.38 | 26.5895 | 47.7308 | 1.6348 | 0.252 | -1.0282 | 14.074 | 3.19 | 57.716 | 928.1917 | 340.9682 | -515.0287 | 3.3802 | 1.885 | -2.67 | 11.4965 | 4.1396 | 2025-09-02 | 2025_09_02 Hr 07 | 62.7522 | -3.1e-05 | -928.1917 | -484.7589 | 293.3349 | 892.1487 | 153.2356 | 12.3978 | 61.8336 | 41.0915 | 162.1403 | 90.1031 | 23.0871 | 186.3232 | 262.3367 | 0 | 6.5271 | 46.06 | 228.3633 | 0 | 139.4514 | 0
2025_09_02 Hr 08 | 11.6531 | 0.00021 | 0.005922 | 3.8572 | 3.8572 | 3.8572 | 3.8572 | 3.8012 | 3.8572 | 80.7183 | -14.5 | 0.1008 | 28 | 0 | 93.1616 | 93.1616 | 262.3367 | 0 | 0.00123 | 0.058 | 0.04906 | 1.3332 | 0 | 0 | 0 | 0 | 0 | 0 | 0.0792 | 46.06 | 6.5271 | 228.3633 | 0 | 0 | 0 | 0 | 9.3025 | 18.1602 | 0 | 13.2989 | -0.53755 | 0.5759 | 5.693 | 0 | -1 | -4.2 | 6.141 | 0 | 0 | 19.7204 | 19.7204 | 19.7204 | 19.7204 | 22.9307 | 30.7476 | 1.1496 | 0.00258 | 0 | 0 | 0 | 0 | 0 | 0 | 0 | 0 | 0 | 0 | 0 | 0 | 0 | 0 | 0 | 0 | 3.2942 | 0 | -421.9569 | 14.6466 | 0 | 69.7466 | 69.7047 | 50.4654 | 1120.763 | 27.5286 | 49.4164 | 1.6348 | 0.252 | -11.6531 | 14.074 | 3.19 | 57.716 | 988.2917 | 310.7476 | -455.98 | 3.4866 | 1.885 | -2.67 | 11.9026 | 4.2858 | 2025-09-02 | 2025_09_02 Hr 08 | 62.9844 | -4.45e-05 | -988.2917 | -409.1955 | 321.888 | 892.1487 | 109.2191 | 12.3978 | 61.8336 | 46.0776 | 182.5305 | 93.2799 | 23.0871 | 186.3232 | 262.3367 | 0 | 6.5271 | 46.06 | 228.3633 | 0 | 139.4514 | 0
2025_09_02 Hr 09 | 17.3229 | 0.001425 | 0.040185 | 3.8572 | 3.8572 | 3.8572 | 3.8572 | 3.8012 | 3.8572 | 90.5948 | -14.5 | 0.1008 | 13 | 0 | 93.1616 | 93.1616 | 262.3367 | 0 | 0.00123 | 0.058 | 0.04906 | 1.3332 | 0 | 0 | 0 | 0 | 0 | 0 | 0.0792 | 46.06 | 6.5271 | 228.3633 | 0 | 0 | 0 | 0 | 10.4407 | 24.4333 | 0 | 0 | -18.9172 | 0.5759 | 5.9843 | 0 | -1 | -4.2 | 6.4553 | 0 | 0 | 24.4322 | 24.4322 | 24.4322 | 24.4322 | 28.4096 | 12.9519 | 1.1496 | 0.00258 | 0 | 0 | 0 | 0 | 0 | 0 | 0 | 0 | 0 | 0 | 0 | 0 | 0 | 0 | 0 | 0 | 3.4628 | 0 | -389.8994 | 14.6466 | 0 | 69.7466 | 69.7047 | 60.4428 | 1163.364 | 29.1037 | 52.2439 | 1.6348 | 0.252 | -17.3229 | 14.074 | 3.19 | 57.716 | 1013.783 | 298.9293 | -429.5923 | 3.665 | 1.885 | -2.67 | 12.5836 | 4.531 | 2025-09-02 | 2025_09_02 Hr 09 | 64.703 | 0.000331 | -1013.783 | -408.8166 | 369.7836 | 892.1487 | 86.4363 | 12.3978 | 61.8336 | 54.4413 | 216.7334 | 98.6089 | 23.0871 | 186.3232 | 262.3367 | 0 | 6.5271 | 46.06 | 228.3633 | 0 | 139.4514 | 0
2025_09_02 Hr 10 | 18.2384 | 0.004305 | 0.1214 | 3.8572 | 3.8572 | 3.8572 | 3.8572 | 3.8012 | 3.8572 | 94.9633 | -14.5 | 0.1008 | 19 | 0 | 93.1616 | 93.1616 | 262.3367 | 0 | 0.00123 | 0.058 | 0.04906 | 1.3332 | 0 | 0 | 0 | 0 | 0 | 0 | 0.0792 | 46.06 | 6.5271 | 228.3633 | 0 | 0 | 0 | 0 | 10.9441 | 27.208 | 0 | 5.9865 | -1.6982 | 0.5759 | 6.1132 | 0 | -1 | -4.2 | 6.5942 | 0 | 0 | 26.5163 | 26.5163 | 26.5163 | 26.5163 | 30.833 | 10.9512 | 1.1496 | 0.00258 | 0 | 0 | 0 | 0 | 0 | 0 | 0 | 0 | 0 | 0 | 0 | 0 | 0 | 0 | 0 | 0 | 3.5373 | 0 | -365.7119 | 14.6466 | 0 | 69.7466 | 69.7047 | 29.4984 | 1182.272 | 29.8004 | 53.4946 | 1.6348 | 0.252 | -18.2384 | 14.074 | 3.19 | 57.716 | 1055.5 | 275.2595 | -406.3203 | 3.7439 | 1.885 | -2.67 | 12.8848 | 4.6395 | 2025-09-02 | 2025_09_02 Hr 10 | 65.4183 | -1e-05 | -1055.5 | -361.4236 | 390.9682 | 892.1487 | 59.5753 | 12.3978 | 61.8336 | 58.1407 | 231.8616 | 100.9659 | 23.0871 | 186.3232 | 262.3367 | 0 | 6.5271 | 46.06 | 228.3633 | 0 | 139.4514 | 0
2025_09_02 Hr 11 | 18.7989 | 0.00693 | 0.19543 | 3.8572 | 3.8572 | 3.8572 | 3.8572 | 3.8012 | 3.8572 | 97.8882 | -14.5 | 0.1008 | 34 | 0 | 93.1616 | 93.1616 | 262.3367 | 0 | 0.00123 | 0.058 | 0.04906 | 1.3332 | 0 | 0 | 0 | 0 | 0 | 0 | 0.0792 | 46.06 | 6.5271 | 228.3633 | 0 | 0 | 0 | 0 | 11.2812 | 29.0658 | 0 | 25.679 | 0 | 0.5759 | 6.1994 | 0 | -1 | -4.2 | 6.6873 | 0 | 0 | 27.9118 | 27.9118 | 27.9118 | 27.9118 | 32.4556 | 14.8473 | 1.1496 | 0.00258 | 0 | 0 | 0 | 0 | 0 | 0 | 0 | 0 | 0 | 0 | 0 | 0 | 0 | 0 | 0 | 0 | 3.5872 | 0 | -386.8496 | 14.6466 | 0 | 69.7466 | 69.7047 | 17.4966 | 1194.953 | 30.2669 | 54.3319 | 1.6348 | 0.252 | -18.7989 | 14.074 | 3.19 | 57.716 | 1076.908 | 284.2951 | -428.0185 | 3.7967 | 1.885 | -2.67 | 13.0865 | 4.7121 | 2025-09-02 | 2025_09_02 Hr 11 | 70.4811 | 0.000334 | -1076.908 | -361.1706 | 405.1526 | 892.1487 | 66.5463 | 12.3978 | 61.8336 | 60.6176 | 241.9909 | 102.5441 | 23.0871 | 186.3232 | 262.3367 | 0 | 6.5271 | 46.06 | 228.3633 | 0 | 139.4514 | 0
2025_09_02 Hr 12 | 18.2815 | 0.00846 | 0.23857 | 3.8572 | 3.8572 | 3.8572 | 3.8572 | 3.8012 | 3.8572 | 101.5349 | -14.5 | 0.1008 | 62 | 0 | 93.1616 | 93.1616 | 262.3367 | 0 | 0.00123 | 0.058 | 0.04906 | 1.3332 | 0 | 0 | 0 | 0 | 0 | 0 | 0.0792 | 46.06 | 6.5271 | 228.3633 | 0 | 0 | 0 | 0 | 11.7015 | 31.382 | 0 | 16.7879 | 0 | 0.5759 | 6.307 | 0 | -1 | -4.2 | 6.8033 | 0 | 0 | 29.6516 | 29.6516 | 29.6516 | 29.6516 | 34.4785 | 20.8494 | 1.1496 | 0.00258 | 0 | 0 | 0 | 0 | 0 | 0 | 0 | 0 | 0 | 0 | 0 | 0 | 0 | 0 | 0 | 0 | 3.6495 | 0 | -395.8184 | 14.6466 | 0 | 69.7466 | 69.7047 | 23.4252 | 1210.713 | 30.8485 | 55.376 | 1.6348 | 0.252 | -18.2815 | 14.074 | 3.19 | 57.716 | 1116.708 | 325.6776 | -436.4699 | 3.8626 | 1.885 | -2.67 | 13.338 | 4.8026 | 2025-09-02 | 2025_09_02 Hr 12 | 89.2646 | 0.000302 | -1116.708 | -379.0305 | 422.8371 | 892.1487 | 106.5216 | 12.3978 | 61.8336 | 63.7058 | 254.6196 | 104.5117 | 23.0871 | 186.3232 | 262.3367 | 0 | 6.5271 | 46.06 | 228.3633 | 0 | 139.4514 | 0
2025_09_02 Hr 13 | 18.2417 | 0.00723 | 0.20389 | 3.8572 | 3.8572 | 3.8572 | 3.8572 | 3.8012 | 3.8572 | 110.1579 | -14.5 | 0.1008 | 74 | 0 | 93.1616 | 93.1616 | 262.3367 | 0 | 0.00123 | 0.058 | 0.04906 | 1.3332 | 0 | 0 | 0 | 0 | 0 | 0 | 0.0792 | 46.06 | 6.5271 | 228.3633 | 0 | 0 | 0 | 0 | 12.6953 | 36.8589 | 0 | 19.7913 | 0 | 0.5759 | 6.5613 | 0 | -1 | -4.2 | 7.0776 | 0 | 0 | 33.7654 | 33.7654 | 33.7654 | 33.7654 | 39.2621 | 21.9024 | 1.1496 | 0.00258 | 0 | 0 | 0 | 0 | 0 | 0 | 0 | 0 | 0 | 0 | 0 | 0 | 0 | 0 | 0 | 0 | 3.7966 | 0 | -403.369 | 14.6466 | 0 | 69.7466 | 69.7047 | 17.9304 | 1247.842 | 32.2237 | 57.8446 | 1.6348 | 0.252 | -18.2417 | 14.074 | 3.19 | 57.716 | 1161.5 | 337.8473 | -443.9807 | 4.0183 | 1.885 | -2.67 | 13.9326 | 5.0167 | 2025-09-02 | 2025_09_02 Hr 13 | 101.5074 | 6e-06 | -1161.5 | -383.5777 | 464.6537 | 892.1487 | 114.0439 | 12.3978 | 61.8336 | 71.008 | 284.4814 | 109.1642 | 23.0871 | 186.3232 | 262.3367 | 0 | 6.5271 | 46.06 | 228.3633 | 0 | 139.4514 | 0
2025_09_02 Hr 14 | 18.6181 | 0.00804 | 0.22673 | 3.8572 | 3.8572 | 3.8572 | 3.8572 | 3.8012 | 3.8572 | 119.6165 | -14.5 | 0.1008 | 81 | 0 | 93.1616 | 93.1616 | 262.3367 | 0 | 0.00123 | 0.058 | 0.04906 | 1.3332 | 0 | 0 | 0 | 0 | 0 | 0 | 0.0792 | 46.06 | 6.5271 | 228.3633 | 0 | 0 | 0 | 0 | 13.7853 | 42.8666 | 0 | 36.5241 | 0 | 0.5759 | 6.8403 | 0 | -1 | -4.2 | 7.3785 | 0 | 0 | 38.2779 | 38.2779 | 38.2779 | 38.2779 | 44.5092 | 17.901 | 1.1496 | 0.00258 | 0 | 0 | 0 | 0 | 0 | 0 | 0 | 0 | 0 | 0 | 0 | 0 | 0 | 0 | 0 | 0 | 3.958 | 0 | -401.9831 | 14.6466 | 0 | 69.7466 | 69.7047 | 5.9286 | 1288.631 | 33.7322 | 60.5525 | 1.6348 | 0.252 | -18.6181 | 14.074 | 3.19 | 57.716 | 1216.508 | 334.3249 | -442.9712 | 4.1892 | 1.885 | -2.67 | 14.5848 | 5.2516 | 2025-09-02 | 2025_09_02 Hr 14 | 111.9303 | 0.000297 | -1216.508 | -365.459 | 510.5229 | 892.1487 | 105.0644 | 12.3978 | 61.8336 | 79.0179 | 317.2372 | 114.2677 | 23.0871 | 186.3232 | 262.3367 | 0 | 6.5271 | 46.06 | 228.3633 | 0 | 139.4514 | 0
2025_09_02 Hr 15 | 18.638 | 0.009 | 0.2538 | 3.8572 | 3.8572 | 3.8572 | 3.8572 | 3.8012 | 3.8572 | 125.1816 | -14.5 | 0.1008 | 76 | 0 | 93.1616 | 93.1616 | 262.3367 | 0 | 0.00123 | 0.058 | 0.04906 | 1.3332 | 0 | 0 | 0 | 0 | 0 | 0 | 0.0792 | 46.06 | 6.5271 | 228.3633 | 0 | 0 | 0 | 0 | 14.4267 | 46.4012 | 0 | 46.1384 | 0 | 0.5759 | 7.0044 | 0 | -1 | -4.2 | 7.5556 | 0 | 0 | 40.9329 | 40.9329 | 40.9329 | 40.9329 | 47.5963 | 13.8996 | 1.1496 | 0.00258 | 0 | 0 | 0 | 0 | 0 | 0 | 0 | 0 | 0 | 0 | 0 | 0 | 0 | 0 | 0 | 0 | 4.053 | 0 | -359.4867 | 14.6466 | 0 | 69.7466 | 69.7047 | 1.0122 | 1312.642 | 34.6197 | 62.1457 | 1.6348 | 0.252 | -18.638 | 14.074 | 3.19 | 57.716 | 1281.717 | 323.4305 | -400.4947 | 4.2897 | 1.885 | -2.67 | 14.9686 | 5.3898 | 2025-09-02 | 2025_09_02 Hr 15 | 185.8566 | -0.000296 | -1281.717 | -313.3483 | 537.5103 | 892.1487 | 91.1746 | 12.3978 | 61.8336 | 83.7306 | 336.5093 | 117.2704 | 23.0871 | 186.3232 | 262.3367 | 0 | 6.5271 | 46.06 | 228.3633 | 0 | 139.4514 | 0
2025_09_02 Hr 16 | 18.2384 | 0.006885 | 0.19416 | 3.8572 | 3.8572 | 3.8572 | 3.8572 | 3.8012 | 3.8572 | 128.2775 | -14.5 | 0.1008 | 67 | 0 | 93.1616 | 93.1616 | 262.3367 | 0 | 0.00123 | 0.058 | 0.04906 | 1.3332 | 0 | 0 | 0 | 0 | 0 | 0 | 0.0792 | 46.06 | 6.5271 | 228.3633 | 0 | 0 | 0 | 0 | 14.7835 | 48.3676 | 0 | 50.6675 | 0 | 0.5759 | 7.0957 | 0 | -1 | -4.2 | 7.6541 | 0 | 0 | 42.4098 | 42.4098 | 42.4098 | 42.4098 | 49.3138 | 10.9512 | 1.1496 | 0.00258 | 0 | 0 | 0 | 0 | 0 | 0 | 0 | 0 | 0 | 0 | 0 | 0 | 0 | 0 | 0 | 0 | 4.1058 | 0 | -313.4656 | 14.6466 | 0 | 69.7466 | 69.7047 | 0.4338 | 1325.926 | 35.1135 | 63.032 | 1.6348 | 0.252 | -18.2384 | 14.074 | 3.19 | 57.716 | 1334.692 | 312.1724 | -354.0739 | 4.3456 | 1.885 | -2.67 | 15.1821 | 5.4666 | 2025-09-02 | 2025_09_02 Hr 16 | 184.649 | -0.000293 | -1334.692 | -262.7981 | 552.5237 | 892.1487 | 78.586 | 12.3978 | 61.8336 | 86.3523 | 347.2306 | 118.9408 | 23.0871 | 186.3232 | 262.3367 | 0 | 6.5271 | 46.06 | 228.3633 | 0 | 139.4514 | 0
2025_09_02 Hr 17 | 18.2699 | 0.008655 | 0.24407 | 3.8572 | 3.8572 | 3.8572 | 3.8572 | 3.8012 | 3.8572 | 130.4807 | -14.5 | 0.1008 | 74 | 0 | 93.1616 | 93.1616 | 262.3367 | 0 | 0.00123 | 0.058 | 0.04906 | 1.3332 | 0 | 0 | 0 | 0 | 0 | 0 | 0.0792 | 46.06 | 6.5271 | 228.3633 | 0 | 0 | 0 | 0 | 15.0374 | 49.767 | 0 | 52.7124 | 0 | 0.5759 | 7.1607 | 0 | -1 | -4.2 | 7.7242 | 0 | 0 | 43.4609 | 43.4609 | 43.4609 | 43.4609 | 50.536 | 10.9512 | 1.1496 | 0.00258 | 0 | 0 | 0 | 0 | 0 | 0 | 0 | 0 | 0 | 0 | 0 | 0 | 0 | 0 | 0 | 0 | 4.1434 | 0 | -310.3083 | 14.6466 | 0 | 69.7466 | 69.7047 | 1.0122 | 1335.471 | 35.4648 | 63.6628 | 1.6348 | 0.252 | -18.2699 | 14.074 | 3.19 | 57.716 | 1358.208 | 320.9728 | -350.9482 | 4.3854 | 1.885 | -2.67 | 15.334 | 5.5213 | 2025-09-02 | 2025_09_02 Hr 17 | 249.3453 | 0.000332 | -1358.208 | -257.596 | 563.2081 | 892.1487 | 86.2161 | 12.3978 | 61.8336 | 88.2181 | 354.8605 | 120.1295 | 23.0871 | 186.3232 | 262.3367 | 0 | 6.5271 | 46.06 | 228.3633 | 0 | 139.4514 | 0
2025_09_02 Hr 18 | 14.8205 | 0.005685 | 0.16032 | 3.8572 | 3.8572 | 3.8572 | 3.8572 | 3.8012 | 3.8572 | 132.0191 | -14.5 | 0.1008 | 70 | 0 | 93.1616 | 93.1616 | 262.3367 | 0 | 0.00123 | 0.058 | 0.04906 | 1.3332 | 0 | 0 | 0 | 0 | 0 | 0 | 0.0792 | 46.06 | 6.5271 | 228.3633 | 0 | 0 | 0 | 0 | 15.2147 | 50.7441 | 0 | 53.9415 | 0 | 0.5759 | 7.2061 | 0 | -1 | -4.2 | 7.7731 | 0 | 0 | 44.1949 | 44.1949 | 44.1949 | 44.1949 | 51.3894 | 10.9512 | 1.1496 | 0.00258 | 0 | 0 | 0 | 0 | 0 | 0 | 0 | 0 | 0 | 0 | 0 | 0 | 0 | 0 | 0 | 0 | 4.1697 | 0 | -282.794 | 14.6466 | 0 | 69.7466 | 69.7047 | 5.4948 | 1342.018 | 35.7102 | 64.1032 | 1.6348 | 0.252 | -14.8205 | 14.074 | 3.19 | 57.716 | 1394.808 | 318.8332 | -319.9845 | 4.4132 | 1.885 | -2.67 | 15.4401 | 5.5595 | 2025-09-02 | 2025_09_02 Hr 18 | 327.4705 | 0.000287 | -1394.808 | -228.8525 | 570.6687 | 892.1487 | 86.612 | 12.3978 | 61.8336 | 89.5209 | 360.1882 | 120.9596 | 23.0871 | 186.3232 | 262.3367 | 0 | 6.5271 | 46.06 | 228.3633 | 0 | 139.4514 | 0
2025_09_02 Hr 19 | 3.6201 | 0.003765 | 0.10617 | 3.8572 | 3.8572 | 3.8572 | 3.8572 | 3.8012 | 3.8572 | 130.4047 | -14.5 | 0.1008 | 64 | 0 | 93.1616 | 93.1616 | 262.3367 | 0 | 0.00123 | 0.058 | 0.04906 | 1.3332 | 0 | 0 | 0 | 0 | 0 | 0 | 0.0792 | 46.06 | 6.5271 | 228.3633 | 0 | 0 | 0 | 0 | 15.0286 | 49.7187 | 0 | 62.1949 | 0 | 0.5759 | 7.1584 | 0 | -1 | -4.2 | 7.7218 | 0 | 0 | 43.4247 | 43.4247 | 43.4247 | 43.4247 | 50.4938 | 8.9505 | 1.1496 | 0.00258 | 0 | 0 | 0 | 0 | 0 | 0 | 0 | 0 | 0 | 0 | 0 | 0 | 0 | 0 | 0 | 0 | 4.1421 | 0 | -323.4173 | 14.6466 | 0 | 69.7466 | 69.7047 | 16.0506 | 1335.006 | 35.4527 | 63.641 | 1.6348 | 0.252 | -3.6201 | 14.074 | 3.19 | 57.716 | 1357.108 | 309.3149 | -349.4074 | 4.3841 | 1.885 | -2.67 | 15.3287 | 5.5194 | 2025-09-02 | 2025_09_02 Hr 19 | 315.1153 | 0.000302 | -1357.108 | -261.2224 | 562.8396 | 892.1487 | 89.111 | 12.3978 | 61.8336 | 88.1537 | 354.5973 | 120.0886 | 23.0871 | 186.3232 | 262.3367 | 0 | 6.5271 | 46.06 | 228.3633 | 0 | 139.4514 | 0
2025_09_02 Hr 20 | 0 | 0.001905 | 0.053721 | 3.8572 | 3.8572 | 3.8572 | 3.8572 | 3.8012 | 3.8572 | 123.852 | -14.5 | 0.1008 | 72 | 0 | 93.1616 | 93.1616 | 262.3367 | 0 | 0.00123 | 0.058 | 0.04906 | 1.3332 | 0 | 0 | 0 | 0 | 0 | 0 | 0.0792 | 46.06 | 6.5271 | 228.3633 | 0 | 0 | 0 | 0 | 14.2735 | 45.5568 | 0 | 71.2631 | 0 | 0.5759 | 6.9652 | 0 | -1 | -4.2 | 7.5133 | 0 | 0 | 40.2986 | 40.2986 | 40.2986 | 40.2986 | 46.8588 | 13.8996 | 1.1496 | 0.00258 | 0 | 0 | 0 | 0 | 0 | 0 | 0 | 0 | 0 | 0 | 0 | 0 | 0 | 0 | 0 | 0 | 4.0303 | 0 | -385.4934 | 14.6466 | 0 | 69.7466 | 69.7047 | 29.9322 | 1306.712 | 34.4077 | 61.7651 | 1.6348 | 0.252 | 0 | 14.074 | 3.19 | 57.716 | 1299.1 | 328.9881 | -407.8634 | 4.2657 | 1.885 | -2.67 | 14.8769 | 5.3567 | 2025-09-02 | 2025_09_02 Hr 20 | 306.1323 | -4.2e-05 | -1299.1 | -314.2303 | 531.0627 | 892.1487 | 115.8874 | 12.3978 | 61.8336 | 82.6047 | 331.905 | 116.553 | 23.0871 | 186.3232 | 262.3367 | 0 | 6.5271 | 46.06 | 228.3633 | 0 | 139.4514 | 0
2025_09_02 Hr 21 | 0 | 0.000615 | 0.017343 | 3.8572 | 3.8572 | 3.8572 | 3.8572 | 3.8012 | 3.8572 | 117.6792 | -14.5 | 0.1008 | 65 | 0 | 93.1616 | 93.1616 | 262.3367 | 0 | 0.00123 | 0.058 | 0.04906 | 1.3332 | 0 | 0 | 0 | 0 | 0 | 0 | 0.0792 | 46.06 | 6.5271 | 228.3633 | 0 | 0 | 0 | 0 | 13.5621 | 41.6361 | 0 | 51.8968 | 0 | 0.5759 | 6.7831 | 0 | -1 | -4.2 | 7.3169 | 0 | 0 | 37.3536 | 37.3536 | 37.3536 | 37.3536 | 43.4345 | 11.8989 | 1.1496 | 0.00258 | 0 | 0 | 0 | 0 | 0 | 0 | 0 | 0 | 0 | 0 | 0 | 0 | 0 | 0 | 0 | 0 | 3.925 | 0 | -424.1482 | 14.6466 | 0 | 69.7466 | 69.7047 | 55.5264 | 1280.072 | 33.4232 | 59.9979 | 1.6348 | 0.252 | 0 | 14.074 | 3.19 | 57.716 | 1227.7 | 342.2497 | -446.5182 | 4.1542 | 1.885 | -2.67 | 14.4512 | 5.2035 | 2025-09-02 | 2025_09_02 Hr 21 | 261.2638 | -1.7e-05 | -1227.7 | -372.2514 | 501.128 | 892.1487 | 132.4433 | 12.3978 | 61.8336 | 77.3773 | 310.5282 | 113.2224 | 23.0871 | 186.3232 | 262.3367 | 0 | 6.5271 | 46.06 | 228.3633 | 0 | 139.4514 | 0
2025_09_02 Hr 22 | 0 | 4.5e-05 | 0.001269 | 3.8572 | 3.8572 | 3.8572 | 3.8572 | 3.8012 | 3.8572 | 100.8702 | -14.5 | 0.1008 | 48 | 0 | 93.1616 | 93.1616 | 262.3367 | 0 | 0.00123 | 0.058 | 0.04906 | 1.3332 | 0 | 0 | 0 | 0 | 0 | 0 | 0.0792 | 46.06 | 6.5271 | 228.3633 | 0 | 0 | 0 | 0 | 11.6249 | 30.9597 | 0 | 23.0693 | 0 | 0.5759 | 6.2874 | 0 | -1 | -4.2 | 6.7821 | 0 | 0 | 29.3344 | 29.3344 | 29.3344 | 29.3344 | 34.1098 | 17.901 | 1.1496 | 0.00258 | 0 | 0 | 0 | 0 | 0 | 0 | 0 | 0 | 0 | 0 | 0 | 0 | 0 | 0 | 0 | 0 | 3.6381 | 0 | -425.2271 | 14.6466 | 0 | 69.7466 | 69.7047 | 67.962 | 1207.61 | 30.7425 | 55.1856 | 1.6348 | 0.252 | 0 | 14.074 | 3.19 | 57.716 | 1117.7 | 334.6174 | -447.5971 | 3.8506 | 1.885 | -2.67 | 13.2921 | 4.7861 | 2025-09-02 | 2025_09_02 Hr 22 | 122.3941 | 1.2e-05 | -1117.7 | -402.1578 | 419.6134 | 892.1487 | 133.8643 | 12.3978 | 61.8336 | 63.1429 | 252.3176 | 104.153 | 23.0871 | 186.3232 | 262.3367 | 0 | 6.5271 | 46.06 | 228.3633 | 0 | 139.4514 | 0
2025_09_02 Hr 23 | 0 | 0 | 0 | 3.8572 | 3.8572 | 3.8572 | 3.8572 | 3.8012 | 3.8572 | 82.1048 | 0 | 0.1008 | 49 | 0 | 93.1616 | 93.1616 | 269.8282 | 0 | 0.00123 | 0.058 | 0.04906 | 1.3332 | 0 | 0 | 0 | 0 | 0 | 0 | 0.0792 | 46.06 | 6.5271 | 234.2439 | 0 | 0 | 0 | 0 | 9.4623 | 19.0409 | 0 | 0 | -19.5565 | 0.5759 | 5.7339 | 0 | -1 | -4.2 | 6.1852 | 0 | 0 | 20.3819 | 20.3819 | 20.3819 | 20.3819 | 23.6998 | 18.8487 | 1.1496 | 0.00258 | 0 | 0 | 0 | 0 | 0 | 0 | 0 | 0 | 0 | 0 | 0 | 0 | 0 | 0 | 0 | 0 | 3.3179 | 0 | -440.5235 | 14.6466 | 0 | 71.9649 | 71.9217 | 68.5404 | 1144.54 | 27.7497 | 49.8133 | 1.6348 | 0.252 | 0 | 14.074 | 3.19 | 57.716 | 1003.608 | 327.0185 | -448.3935 | 3.5116 | 1.885 | -2.67 | 11.9982 | 4.3202 | 2025-09-02 | 2025_09_02 Hr 23 | 87.5899 | 0.000295 | -1003.608 | -460.0799 | 343.1118 | 909.956 | 136.3891 | 12.3978 | 61.8336 | 47.2517 | 187.332 | 108.528 | 23.0871 | 186.3232 | 269.8282 | 0 | 6.5271 | 46.06 | 234.2439 | 0 | 143.8865 | 0
2025_09_02 Hr 24 | 0 | 0 | 0 | 3.8572 | 3.8572 | 3.8572 | 3.8572 | 3.8012 | 3.8572 | 70.139 | 0 | 0.1008 | 60 | 0 | 93.1616 | 93.1616 | 269.8282 | 0 | 0.00123 | 0.058 | 0.04906 | 1.3332 | 0 | 0 | 0 | 0 | 0 | 0 | 0.0792 | 46.06 | 6.5271 | 234.2439 | 0 | 0 | 0 | 0 | 8.0832 | 11.4408 | 0 | 0 | -24.102 | 0.5759 | 5.381 | 0 | -1 | -4.2 | 5.8045 | 0 | 0 | 14.6732 | 14.6732 | 14.6732 | 14.6732 | 17.0619 | 18.8487 | 1.1496 | 0.00258 | 0 | 0 | 0 | 0 | 0 | 0 | 0 | 0 | 0 | 0 | 0 | 0 | 0 | 0 | 0 | 0 | 3.1137 | 0 | -454.1857 | 14.6466 | 0 | 71.9649 | 71.9217 | 62.4672 | 1092.969 | 25.8414 | 46.3877 | 1.6348 | 0.252 | 0 | 14.074 | 3.19 | 57.716 | 932.3 | 325.4891 | -462.0557 | 3.2955 | 1.885 | -2.67 | 11.1731 | 4.0231 | 2025-09-02 | 2025_09_02 Hr 24 | 86.6024 | -2.4e-05 | -932.3 | -478.2877 | 285.0845 | 909.956 | 141.3159 | 12.3978 | 61.8336 | 37.1187 | 145.8939 | 102.0718 | 23.0871 | 186.3232 | 269.8282 | 0 | 6.5271 | 46.06 | 234.2439 | 0 | 143.8865 | 0
2025_09_03 Hr 01 | 0 | 0 | 0 | 3.8572 | 3.8572 | 3.8572 | 3.8572 | 3.8012 | 3.8572 | 62.2375 | 0 | 0.1008 | 62 | 0 | 93.1616 | 93.1616 | 269.8282 | 0 | 0.00123 | 0.058 | 0.04906 | 1.3332 | 0 | 0 | 0 | 0 | 0 | 0 | 0.0792 | 46.06 | 6.5271 | 234.2439 | 0 | 0 | 0 | 0 | 7.1109 | 7.2576 | 0 | 0 | -41.5571 | 0.5759 | 5.3732 | 0 | -1 | -4.2 | 5.6342 | 0 | 0 | 11.1352 | 11.1352 | 11.1352 | 11.1352 | 12.948 | 7.8975 | 1.1496 | 0.00258 | 0 | 0 | 0 | 0 | 0 | 0 | 0 | 0 | 0 | 0 | 0 | 0 | 0 | 0 | 0 | 0 | 3.1275 | 0 | -467.3939 | 14.4995 | 0 | 71.9649 | 71.9217 | 64.0578 | 1061.517 | 24.4446 | 43.8391 | 1.6348 | 0.252 | 0 | 14.074 | 3.19 | 57.716 | 857.9 | 313.2036 | -475.2639 | 3.3316 | 1.885 | -2.67 | 10.5615 | 3.8022 | 2025-09-03 | 2025_09_03 Hr 01 | 83.409 | -1.8e-05 | -857.9 | -508.951 | 248.7084 | 909.956 | 133.9553 | 12.3978 | 61.8336 | 31.835 | 119.7264 | 97.147 | 23.0871 | 186.3232 | 269.8282 | 0 | 6.5271 | 46.06 | 234.2439 | 0 | 143.8865 | 0
2025_09_03 Hr 02 | 0 | 0 | 0 | 3.8572 | 3.8572 | 3.8572 | 3.8572 | 3.8012 | 3.8572 | 56.0794 | 0 | 0.1008 | 57 | 0 | 93.1616 | 93.1616 | 269.8282 | 0 | 0.00123 | 0.058 | 0.04906 | 1.3332 | 0 | 0 | 0 | 0 | 0 | 0 | 0.0792 | 46.06 | 6.5271 | 234.2439 | 0 | 0 | 0 | 0 | 6.4073 | 3.3938 | 0 | 0 | -32.7981 | 0.5759 | 5.1825 | 0 | -1 | -4.2 | 5.4342 | 0 | 0 | 8.1847 | 8.1847 | 8.1847 | 8.1847 | 9.5171 | 2.0007 | 1.1496 | 0.00258 | 0 | 0 | 0 | 0 | 0 | 0 | 0 | 0 | 0 | 0 | 0 | 0 | 0 | 0 | 0 | 0 | 3.0164 | 0 | -448.9222 | 14.4995 | 0 | 71.9649 | 71.9217 | 48.0072 | 1034.939 | 23.4622 | 42.0773 | 1.6348 | 0.252 | 0 | 14.074 | 3.19 | 57.716 | 828.2833 | 282.9348 | -456.7922 | 3.2133 | 1.885 | -2.67 | 10.1371 | 3.6494 | 2025-09-03 | 2025_09_03 Hr 02 | 83.1382 | -1e-06 | -828.2833 | -481.7203 | 218.8083 | 909.956 | 107.0079 | 12.3978 | 61.8336 | 26.6475 | 98.3354 | 93.8255 | 23.0871 | 186.3232 | 269.8282 | 0 | 6.5271 | 46.06 | 234.2439 | 0 | 143.8865 | 0
2025_09_03 Hr 03 | 0 | 0 | 0 | 3.8572 | 3.8572 | 3.8572 | 3.8572 | 3.8012 | 3.8572 | 51.1377 | 0 | 0.1008 | 49 | 0 | 93.1616 | 93.1616 | 269.8282 | 0 | 0.00123 | 0.058 | 0.04906 | 1.3332 | 0 | 0 | 0 | 0 | 0 | 0 | 0.0792 | 46.06 | 6.5271 | 234.2439 | 0 | 0 | 0 | 0 | 5.8427 | 0.47952 | 0 | 0.47016 | -2.4981 | 0.5759 | 5.0294 | 0.12917 | -1 | -4.2 | 5.2737 | 0 | 0 | 5.817 | 5.817 | 5.817 | 5.817 | 6.764 | 4.0014 | 1.1496 | 0.00258 | 0 | 0 | 0 | 0 | 0 | 0 | 0 | 0 | 0 | 0 | 0 | 0 | 0 | 0 | 0 | 0 | 2.9273 | 0 | -460.3322 | 14.4995 | 0 | 71.9649 | 71.9217 | 22.9914 | 1013.797 | 22.6739 | 40.6634 | 1.6348 | 0.252 | 0 | 14.074 | 3.19 | 57.716 | 792.8209 | 249.2543 | -468.2022 | 3.1184 | 1.885 | -2.67 | 9.7965 | 3.5268 | 2025-09-03 | 2025_09_03 Hr 03 | 86.6263 | -9.47e-05 | -792.8209 | -462.3602 | 195.0008 | 909.956 | 75.9928 | 12.3978 | 61.8336 | 22.671 | 81.1698 | 91.1601 | 23.0871 | 186.3232 | 269.8282 | 0 | 6.5271 | 46.06 | 234.2439 | 0 | 143.8865 | 0
2025_09_03 Hr 04 | 0 | 0 | 0 | 3.8572 | 3.8572 | 3.8572 | 3.8572 | 3.8012 | 3.8572 | 48.3438 | 0 | 0.1008 | 40 | 0 | 93.1616 | 93.1616 | 269.8282 | 0 | 0.00123 | 0.058 | 0.04906 | 1.3332 | 0 | 0 | 0 | 0 | 0 | 0 | 0.0792 | 46.06 | 6.5271 | 234.2439 | 0 | 0 | 0 | 0 | 5.5235 | 0 | 0 | 18.1994 | 0 | 0.5759 | 4.9428 | 0.31 | -1 | -4.2 | 5.1829 | 0 | 0 | 4.4784 | 4.4784 | 4.4784 | 4.4784 | 5.2074 | 10.9512 | 1.1496 | 0.00258 | 0 | 0 | 0 | 0 | 0 | 0 | 0 | 0 | 0 | 0 | 0 | 0 | 0 | 0 | 0 | 0 | 2.877 | 0 | -461.5722 | 14.4995 | 0 | 71.9649 | 71.9217 | 12.4356 | 1003.011 | 22.2281 | 39.8641 | 1.6348 | 0.252 | 0 | 14.074 | 3.19 | 57.716 | 786.91 | 235.1413 | -469.4422 | 3.0647 | 1.885 | -2.67 | 9.6039 | 3.4575 | 2025-09-03 | 2025_09_03 Hr 04 | 82.2383 | -1.7e-05 | -786.91 | -443.3728 | 182.7086 | 909.956 | 63.3868 | 12.3978 | 61.8336 | 21.5909 | 71.4646 | 89.6531 | 23.0871 | 186.3232 | 269.8282 | 0 | 6.5271 | 46.06 | 234.2439 | 0 | 143.8865 | 0
2025_09_03 Hr 05 | 0 | 0 | 0 | 3.8572 | 3.8572 | 3.8572 | 3.8572 | 3.8012 | 3.8572 | 52.1831 | 0 | 0.1008 | 17 | 0 | 93.1616 | 93.1616 | 269.8282 | 0 | 0.00123 | 0.058 | 0.04906 | 1.3332 | 0 | 0 | 0 | 0 | 0 | 0 | 0.0792 | 46.06 | 6.5271 | 234.2439 | 0 | 0 | 0 | 0 | 5.9621 | 1.0944 | 0 | 5.0675 | -0.85108 | 0.5759 | 5.0618 | 0.0775 | -1 | -4.2 | 5.3076 | 0 | 0 | 6.3179 | 6.3179 | 6.3179 | 6.3179 | 7.3464 | 21.9024 | 1.1496 | 0.00258 | 0 | 0 | 0 | 0 | 0 | 0 | 0 | 0 | 0 | 0 | 0 | 0 | 0 | 0 | 0 | 0 | 2.9462 | 0 | -433.3025 | 14.4995 | 0 | 71.9649 | 71.9217 | 15.0384 | 1018.268 | 22.8406 | 40.9625 | 1.6348 | 0.252 | 0 | 14.074 | 3.19 | 57.716 | 809.0775 | 227.7661 | -441.1725 | 3.1385 | 1.885 | -2.67 | 9.8685 | 3.5527 | 2025-09-03 | 2025_09_03 Hr 05 | 132.5658 | -2.3e-05 | -809.0775 | -429.0861 | 200.0354 | 909.956 | 53.9408 | 12.3978 | 61.8336 | 23.5105 | 84.8009 | 91.7239 | 23.0871 | 186.3232 | 269.8282 | 0 | 6.5271 | 46.06 | 234.2439 | 0 | 143.8865 | 0
2025_09_03 Hr 06 | 0 | 0 | 0 | 3.8572 | 3.8572 | 3.8572 | 3.8572 | 3.8012 | 3.8572 | 59.8047 | 0 | 0.1008 | 14 | 0 | 93.1616 | 93.1616 | 269.8282 | 0 | 0.00123 | 0.058 | 0.04906 | 1.3332 | 0 | 0 | 0 | 0 | 0 | 0 | 0.0792 | 46.06 | 6.5271 | 234.2439 | 0 | 0 | 0 | 0 | 6.8329 | 5.7311 | 0 | 2.5597 | -4.7854 | 0.5759 | 5.2979 | 0 | -1 | -4.2 | 5.5552 | 0 | 0 | 9.9696 | 9.9696 | 9.9696 | 9.9696 | 11.5926 | 28.8522 | 1.1496 | 0.00258 | 0 | 0 | 0 | 0 | 0 | 0 | 0 | 0 | 0 | 0 | 0 | 0 | 0 | 0 | 0 | 0 | 3.0836 | 0 | -390.3482 | 14.4995 | 0 | 71.9649 | 71.9217 | 15.0384 | 1051.017 | 24.0565 | 43.1431 | 1.6348 | 0.252 | 0 | 14.074 | 3.19 | 57.716 | 886.4 | 235.8268 | -398.2182 | 3.2848 | 1.885 | -2.67 | 10.3939 | 3.7419 | 2025-09-03 | 2025_09_03 Hr 06 | 84.5557 | -3.2e-05 | -886.4 | -392.574 | 236.896 | 909.956 | 57.8906 | 12.3978 | 61.8336 | 29.7856 | 111.2756 | 95.8348 | 23.0871 | 186.3232 | 269.8282 | 0 | 6.5271 | 46.06 | 234.2439 | 0 | 143.8865 | 0
2025_09_03 Hr 07 | 1.0282 | 0 | 0 | 3.8572 | 3.8572 | 3.8572 | 3.8572 | 3.8012 | 3.8572 | 72.8241 | -14.5 | 0.1008 | 28 | 0 | 93.1616 | 93.1616 | 262.3367 | 0 | 0.00123 | 0.058 | 0.04906 | 1.3332 | 0 | 0 | 0 | 0 | 0 | 0 | 0.0792 | 46.06 | 6.5271 | 228.3633 | 0 | 0 | 0 | 0 | 8.3204 | 13.9001 | 0 | 7.9704 | -2.4649 | 0.5759 | 5.7012 | 0 | -1 | -4.2 | 5.9781 | 0 | 0 | 16.2076 | 16.2076 | 16.2076 | 16.2076 | 18.846 | 35.802 | 1.1496 | 0.00258 | 0 | 0 | 0 | 0 | 0 | 0 | 0 | 0 | 0 | 0 | 0 | 0 | 0 | 0 | 0 | 0 | 3.3184 | 0 | -387.3631 | 14.4995 | 0 | 69.7466 | 69.7047 | 31.9566 | 1089.402 | 26.1334 | 46.8679 | 1.6348 | 0.252 | -1.0282 | 14.074 | 3.19 | 57.716 | 965.8917 | 281.7452 | -410.7613 | 3.5349 | 1.885 | -2.67 | 11.2912 | 4.0649 | 2025-09-03 | 2025_09_03 Hr 07 | 101.5825 | -3.1e-05 | -965.8917 | -381.8576 | 285.6106 | 892.1487 | 95.7586 | 12.3978 | 61.8336 | 40.7531 | 156.5004 | 88.3571 | 23.0871 | 186.3232 | 262.3367 | 0 | 6.5271 | 46.06 | 228.3633 | 0 | 139.4514 | 0
2025_09_03 Hr 08 | 10.6846 | 0.000315 | 0.008883 | 3.8572 | 3.8572 | 3.8572 | 3.8572 | 3.8012 | 3.8572 | 80.9399 | -14.5 | 0.1008 | 11 | 0 | 93.1616 | 93.1616 | 262.3367 | 0 | 0.00123 | 0.058 | 0.04906 | 1.3332 | 0 | 0 | 0 | 0 | 0 | 0 | 0.0792 | 46.06 | 6.5271 | 228.3633 | 0 | 0 | 0 | 0 | 9.2477 | 18.9922 | 0 | 19.3748 | 0 | 0.5759 | 5.9526 | 0 | -1 | -4.2 | 6.2418 | 0 | 0 | 20.0961 | 20.0961 | 20.0961 | 20.0961 | 23.3675 | 35.802 | 1.1496 | 0.00258 | 0 | 0 | 0 | 0 | 0 | 0 | 0 | 0 | 0 | 0 | 0 | 0 | 0 | 0 | 0 | 0 | 3.4647 | 0 | -361.0291 | 14.4995 | 0 | 69.7466 | 69.7047 | 33.5472 | 1124.439 | 27.4281 | 49.1898 | 1.6348 | 0.252 | -10.6846 | 14.074 | 3.19 | 57.716 | 1030.1 | 280.37 | -394.0837 | 3.6908 | 1.885 | -2.67 | 11.8506 | 4.2663 | 2025-09-03 | 2025_09_03 Hr 08 | 123.0786 | -1.7e-05 | -1030.1 | -341.6543 | 325.0158 | 892.1487 | 80.3584 | 12.3978 | 61.8336 | 47.5897 | 184.6917 | 92.7344 | 23.0871 | 186.3232 | 262.3367 | 0 | 6.5271 | 46.06 | 228.3633 | 0 | 139.4514 | 0
2025_09_03 Hr 09 | 13.9482 | 0.001485 | 0.041877 | 3.8572 | 3.8572 | 3.8572 | 3.8572 | 3.8012 | 3.8572 | 86.2617 | -14.5 | 0.1008 | 7 | 0 | 93.1616 | 93.1616 | 262.3367 | 0 | 0.00123 | 0.058 | 0.04906 | 1.3332 | 0 | 0 | 0 | 0 | 0 | 0 | 0.0792 | 46.06 | 6.5271 | 228.3633 | 0 | 0 | 0 | 0 | 9.8557 | 22.3313 | 0 | 8.7017 | -0.71895 | 0.5759 | 6.1175 | 0 | -1 | -4.2 | 6.4146 | 0 | 0 | 22.6459 | 22.6459 | 22.6459 | 22.6459 | 26.3325 | 36.7497 | 1.1496 | 0.00258 | 0 | 0 | 0 | 0 | 0 | 0 | 0 | 0 | 0 | 0 | 0 | 0 | 0 | 0 | 0 | 0 | 3.5607 | 0 | -347.7993 | 14.4995 | 0 | 69.7466 | 69.7047 | 40.488 | 1147.441 | 28.2771 | 50.7124 | 1.6348 | 0.252 | -13.9482 | 14.074 | 3.19 | 57.716 | 1061.7 | 290.3936 | -384.1176 | 3.793 | 1.885 | -2.67 | 12.2174 | 4.3984 | 2025-09-03 | 2025_09_03 Hr 09 | 126.878 | -2.15e-05 | -1061.7 | -339.8165 | 350.8554 | 892.1487 | 84.2811 | 12.3978 | 61.8336 | 52.0728 | 203.1777 | 95.6048 | 23.0871 | 186.3232 | 262.3367 | 0 | 6.5271 | 46.06 | 228.3633 | 0 | 139.4514 | 0
2025_09_03 Hr 10 | 17.5021 | 0.003675 | 0.10364 | 3.8572 | 3.8572 | 3.8572 | 3.8572 | 3.8012 | 3.8572 | 93.5791 | -14.5 | 0.1008 | 7 | 0 | 93.1616 | 93.1616 | 262.3367 | 0 | 0.00123 | 0.058 | 0.04906 | 1.3332 | 0 | 0 | 0 | 0 | 0 | 0 | 0.0792 | 46.06 | 6.5271 | 228.3633 | 0 | 0 | 0 | 0 | 10.6918 | 26.9226 | 0 | 45.6361 | 0 | 0.5759 | 6.3441 | 0 | -1 | -4.2 | 6.6523 | 0 | 0 | 26.1519 | 26.1519 | 26.1519 | 26.1519 | 30.4092 | 37.6974 | 1.1496 | 0.00258 | 0 | 0 | 0 | 0 | 0 | 0 | 0 | 0 | 0 | 0 | 0 | 0 | 0 | 0 | 0 | 0 | 3.6926 | 0 | -380.9584 | 14.4995 | 0 | 69.7466 | 69.7047 | 30.9444 | 1179.085 | 29.4445 | 52.8059 | 1.6348 | 0.252 | -17.5021 | 14.074 | 3.19 | 57.716 | 1093.192 | 289.3006 | -420.8304 | 3.9336 | 1.885 | -2.67 | 12.7218 | 4.5799 | 2025-09-03 | 2025_09_03 Hr 10 | 120.6819 | -0.000347 | -1093.192 | -335.3223 | 386.3847 | 892.1487 | 75.7491 | 12.3978 | 61.8336 | 58.237 | 228.596 | 99.5517 | 23.0871 | 186.3232 | 262.3367 | 0 | 6.5271 | 46.06 | 228.3633 | 0 | 139.4514 | 0
2025_09_03 Hr 11 | 17.0924 | 0.005805 | 0.1637 | 3.8572 | 3.8572 | 3.8572 | 3.8572 | 3.8012 | 3.8572 | 94.9096 | -14.5 | 0.1008 | 6 | 0 | 93.1616 | 93.1616 | 262.3367 | 0 | 0.00123 | 0.058 | 0.04906 | 1.3332 | 0 | 0 | 0 | 0 | 0 | 0 | 0.0792 | 46.06 | 6.5271 | 228.3633 | 0 | 0 | 0 | 0 | 10.8438 | 27.7574 | 0 | 1.8074 | -7.0521 | 0.5759 | 6.3854 | 0 | -1 | -4.2 | 6.6955 | 0 | 0 | 26.7894 | 26.7894 | 26.7894 | 26.7894 | 31.1504 | 41.6988 | 1.1496 | 0.00258 | 0 | 0 | 0 | 0 | 0 | 0 | 0 | 0 | 0 | 0 | 0 | 0 | 0 | 0 | 0 | 0 | 3.7166 | 0 | -305.6043 | 14.4995 | 0 | 69.7466 | 69.7047 | 52.056 | 1184.888 | 29.6567 | 53.1866 | 1.6348 | 0.252 | -17.0924 | 14.074 | 3.19 | 57.716 | 1148.3 | 313.7237 | -345.0667 | 3.9591 | 1.885 | -2.67 | 12.8135 | 4.6129 | 2025-09-03 | 2025_09_03 Hr 11 | 126.0327 | -2e-06 | -1148.3 | -310.849 | 392.8446 | 892.1487 | 99.9243 | 12.3978 | 61.8336 | 59.3578 | 233.2176 | 100.2693 | 23.0871 | 186.3232 | 262.3367 | 0 | 6.5271 | 46.06 | 228.3633 | 0 | 139.4514 | 0
2025_09_03 Hr 12 | 17.9879 | 0.00798 | 0.22504 | 3.8572 | 3.8572 | 3.8572 | 3.8572 | 3.8012 | 3.8572 | 99.4902 | -14.5 | 0.1008 | 6 | 0 | 93.1616 | 93.1616 | 262.3367 | 0 | 0.00123 | 0.058 | 0.04906 | 1.3332 | 0 | 0 | 0 | 0 | 0 | 0 | 0.0792 | 46.06 | 6.5271 | 228.3633 | 0 | 0 | 0 | 0 | 11.3671 | 30.6314 | 0 | 23.8518 | 0 | 0.5759 | 6.5273 | 0 | -1 | -4.2 | 6.8443 | 0 | 0 | 28.9841 | 28.9841 | 28.9841 | 28.9841 | 33.7024 | 42.7518 | 1.1496 | 0.00258 | 0 | 0 | 0 | 0 | 0 | 0 | 0 | 0 | 0 | 0 | 0 | 0 | 0 | 0 | 0 | 0 | 3.7992 | 0 | -278.6266 | 14.4995 | 0 | 69.7466 | 69.7047 | 20.5332 | 1204.719 | 30.3874 | 54.4971 | 1.6348 | 0.252 | -17.9879 | 14.074 | 3.19 | 57.716 | 1196.208 | 286.6222 | -318.9845 | 4.0471 | 1.885 | -2.67 | 13.1292 | 4.7266 | 2025-09-03 | 2025_09_03 Hr 12 | 135.0435 | 0.000343 | -1196.208 | -254.7748 | 415.0851 | 892.1487 | 69.518 | 12.3978 | 61.8336 | 63.2164 | 249.1288 | 102.7399 | 23.0871 | 186.3232 | 262.3367 | 0 | 6.5271 | 46.06 | 228.3633 | 0 | 139.4514 | 0
2025_09_03 Hr 13 | 15.5386 | 0.00891 | 0.25126 | 3.8572 | 3.8572 | 3.8572 | 3.8572 | 3.8012 | 3.8572 | 108.1761 | -14.5 | 0.1008 | 4 | 0 | 93.1616 | 93.1616 | 262.3367 | 0 | 0.00123 | 0.058 | 0.04906 | 1.3332 | 0 | 0 | 0 | 0 | 0 | 0 | 0.0792 | 46.06 | 6.5271 | 228.3633 | 0 | 0 | 0 | 0 | 12.3595 | 36.0813 | 0 | 40.2859 | 0 | 0.5759 | 6.7963 | 0 | -1 | -4.2 | 7.1265 | 0 | 0 | 33.1457 | 33.1457 | 33.1457 | 33.1457 | 38.5416 | 41.6988 | 1.1496 | 0.00258 | 0 | 0 | 0 | 0 | 0 | 0 | 0 | 0 | 0 | 0 | 0 | 0 | 0 | 0 | 0 | 0 | 3.9558 | 0 | -308.8483 | 14.4995 | 0 | 69.7466 | 69.7047 | 13.4478 | 1242.234 | 31.7731 | 56.9821 | 1.6348 | 0.252 | -15.5386 | 14.074 | 3.19 | 57.716 | 1214.483 | 278.7203 | -346.7569 | 4.2139 | 1.885 | -2.67 | 13.7279 | 4.9421 | 2025-09-03 | 2025_09_03 Hr 13 | 171.7179 | 0.00029 | -1214.483 | -268.5624 | 457.2588 | 892.1487 | 59.4068 | 12.3978 | 61.8336 | 70.5334 | 279.3006 | 107.4248 | 23.0871 | 186.3232 | 262.3367 | 0 | 6.5271 | 46.06 | 228.3633 | 0 | 139.4514 | 0
2025_09_03 Hr 14 | 14.5104 | 0.00963 | 0.27157 | 3.8572 | 3.8572 | 3.8572 | 3.8572 | 3.8012 | 3.8572 | 115.2275 | -14.5 | 0.1008 | 2 | 0 | 93.1616 | 93.1616 | 262.3367 | 0 | 0.00123 | 0.058 | 0.04906 | 1.3332 | 0 | 0 | 0 | 0 | 0 | 0 | 0.0792 | 46.06 | 6.5271 | 228.3633 | 0 | 0 | 0 | 0 | 13.1652 | 40.5056 | 0 | 41.2456 | 0 | 0.5759 | 7.0148 | 0 | -1 | -4.2 | 7.3555 | 0 | 0 | 36.5243 | 36.5243 | 36.5243 | 36.5243 | 42.4701 | 36.7497 | 1.1496 | 0.00258 | 0 | 0 | 0 | 0 | 0 | 0 | 0 | 0 | 0 | 0 | 0 | 0 | 0 | 0 | 0 | 0 | 4.0829 | 0 | -315.709 | 14.4995 | 0 | 69.7466 | 69.7047 | 13.4478 | 1272.688 | 32.898 | 58.9995 | 1.6348 | 0.252 | -14.5104 | 14.074 | 3.19 | 57.716 | 1235.892 | 274.547 | -352.5894 | 4.3494 | 1.885 | -2.67 | 14.2139 | 5.1171 | 2025-09-03 | 2025_09_03 Hr 14 | 250.9579 | -0.000356 | -1235.892 | -274.4634 | 491.4962 | 892.1487 | 52.4787 | 12.3978 | 61.8336 | 76.4735 | 303.7947 | 111.2281 | 23.0871 | 186.3232 | 262.3367 | 0 | 6.5271 | 46.06 | 228.3633 | 0 | 139.4514 | 0
2025_09_03 Hr 15 | 15.5386 | 0.010305 | 0.2906 | 3.8572 | 3.8572 | 3.8572 | 3.8572 | 3.8012 | 3.8572 | 119.4089 | -14.5 | 0.1008 | 1 | 0 | 93.1616 | 93.1616 | 262.3367 | 0 | 0.00123 | 0.058 | 0.04906 | 1.3332 | 0 | 0 | 0 | 0 | 0 | 0 | 0.0792 | 46.06 | 6.5271 | 228.3633 | 0 | 0 | 0 | 0 | 13.6429 | 43.1292 | 0 | 45.4301 | 0 | 0.5759 | 7.1443 | 0 | -1 | -4.2 | 7.4914 | 0 | 0 | 38.5277 | 38.5277 | 38.5277 | 38.5277 | 44.7997 | 36.7497 | 1.1496 | 0.00258 | 0 | 0 | 0 | 0 | 0 | 0 | 0 | 0 | 0 | 0 | 0 | 0 | 0 | 0 | 0 | 0 | 4.1583 | 0 | -291.4787 | 14.4995 | 0 | 69.7466 | 69.7047 | 7.5192 | 1290.755 | 33.5651 | 60.1958 | 1.6348 | 0.252 | -15.5386 | 14.074 | 3.19 | 57.716 | 1277.7 | 270.9026 | -329.3873 | 4.4297 | 1.885 | -2.67 | 14.5021 | 5.2209 | 2025-09-03 | 2025_09_03 Hr 15 | 286.3232 | -4.9e-05 | -1277.7 | -246.0486 | 511.7987 | 892.1487 | 45.5698 | 12.3978 | 61.8336 | 79.9959 | 318.3194 | 113.4834 | 23.0871 | 186.3232 | 262.3367 | 0 | 6.5271 | 46.06 | 228.3633 | 0 | 139.4514 | 0
2025_09_03 Hr 16 | 17.8586 | 0.00978 | 0.2758 | 3.8572 | 3.8572 | 3.8572 | 3.8572 | 3.8012 | 3.8572 | 123.0962 | -14.5 | 0.1008 | 0 | 0 | 93.1616 | 93.1616 | 262.3367 | 0 | 0.00123 | 0.058 | 0.04906 | 1.3332 | 0 | 0 | 0 | 0 | 0 | 0 | 0.0792 | 46.06 | 6.5271 | 228.3633 | 0 | 0 | 0 | 0 | 14.0642 | 45.4428 | 0 | 70.4492 | 0 | 0.5759 | 7.2585 | 0 | -1 | -4.2 | 7.6111 | 0 | 0 | 40.2944 | 40.2944 | 40.2944 | 40.2944 | 46.8539 | 30.7476 | 1.1496 | 0.00258 | 0 | 0 | 0 | 0 | 0 | 0 | 0 | 0 | 0 | 0 | 0 | 0 | 0 | 0 | 0 | 0 | 4.2248 | 0 | -281.6103 | 14.4995 | 0 | 69.7466 | 69.7047 | 1.446 | 1306.654 | 34.1533 | 61.2507 | 1.6348 | 0.252 | -17.8586 | 14.074 | 3.19 | 57.716 | 1317.4 | 262.1356 | -321.8389 | 4.5005 | 1.885 | -2.67 | 14.7563 | 5.3124 | 2025-09-03 | 2025_09_03 Hr 16 | 402.9815 | -7e-06 | -1317.4 | -211.1611 | 529.7018 | 892.1487 | 32.4792 | 12.3978 | 61.8336 | 83.102 | 331.1277 | 115.4722 | 23.0871 | 186.3232 | 262.3367 | 0 | 6.5271 | 46.06 | 228.3633 | 0 | 139.4514 | 0
2025_09_03 Hr 17 | 17.0676 | 0.00864 | 0.24365 | 3.8572 | 3.8572 | 3.8572 | 3.8572 | 3.8012 | 3.8572 | 127.3156 | -14.5 | 0.1008 | 1 | 0 | 93.1616 | 93.1616 | 262.3367 | 0 | 0.00123 | 0.058 | 0.04906 | 1.3332 | 0 | 0 | 0 | 0 | 0 | 0 | 0.0792 | 46.06 | 6.5271 | 228.3633 | 0 | 0 | 0 | 0 | 14.5463 | 48.0902 | 0 | 61.0942 | 0 | 0.5759 | 7.3892 | 0 | -1 | -4.2 | 7.7482 | 0 | 0 | 42.316 | 42.316 | 42.316 | 42.316 | 49.2047 | 32.7483 | 1.1496 | 0.00258 | 0 | 0 | 0 | 0 | 0 | 0 | 0 | 0 | 0 | 0 | 0 | 0 | 0 | 0 | 0 | 0 | 4.3009 | 0 | -264.506 | 14.4995 | 0 | 69.7466 | 69.7047 | 16.0506 | 1324.833 | 34.8264 | 62.4579 | 1.6348 | 0.252 | -17.0676 | 14.074 | 3.19 | 57.716 | 1363.208 | 281.2245 | -303.9436 | 4.5816 | 1.885 | -2.67 | 15.0471 | 5.4171 | 2025-09-03 | 2025_09_03 Hr 17 | 912.6756 | 0.000295 | -1363.208 | -203.4118 | 550.1889 | 892.1487 | 50.0512 | 12.3978 | 61.8336 | 86.6564 | 345.7844 | 117.748 | 23.0871 | 186.3232 | 262.3367 | 0 | 6.5271 | 46.06 | 228.3633 | 0 | 139.4514 | 0
2025_09_03 Hr 18 | 14.8205 | 0.00636 | 0.17935 | 3.8572 | 3.8572 | 3.8572 | 3.8572 | 3.8012 | 3.8572 | 134.158 | -14.5 | 0.1008 | 5 | 0 | 93.1616 | 93.1616 | 262.3367 | 0 | 0.00123 | 0.058 | 0.04906 | 1.3332 | 0 | 0 | 0 | 0 | 0 | 0 | 0.0792 | 46.06 | 6.5271 | 228.3633 | 0 | 0 | 0 | 0 | 15.3281 | 52.3834 | 0 | 37.0603 | 0 | 0.5759 | 7.6012 | 0 | -1 | -4.2 | 7.9705 | 0 | 0 | 45.5944 | 45.5944 | 45.5944 | 45.5944 | 53.0167 | 36.7497 | 1.1496 | 0.00258 | 0 | 0 | 0 | 0 | 0 | 0 | 0 | 0 | 0 | 0 | 0 | 0 | 0 | 0 | 0 | 0 | 4.4243 | 0 | -294.7173 | 14.4995 | 0 | 69.7466 | 69.7047 | 17.9304 | 1354.301 | 35.9179 | 64.4155 | 1.6348 | 0.252 | -14.8205 | 14.074 | 3.19 | 57.716 | 1352 | 292.5469 | -331.9078 | 4.713 | 1.885 | -2.67 | 15.5187 | 5.5869 | 2025-09-03 | 2025_09_03 Hr 18 | 918.0264 | 5.6e-05 | -1352 | -257.657 | 583.4112 | 892.1487 | 59.8658 | 12.3978 | 61.8336 | 92.4203 | 369.5523 | 121.4386 | 23.0871 | 186.3232 | 262.3367 | 0 | 6.5271 | 46.06 | 228.3633 | 0 | 139.4514 | 0
2025_09_03 Hr 19 | 3.1011 | 0.004605 | 0.12986 | 3.8572 | 3.8572 | 3.8572 | 3.8572 | 3.8012 | 3.8572 | 129.2543 | -14.5 | 0.1008 | 23 | 0 | 93.1616 | 93.1616 | 262.3367 | 0 | 0.00123 | 0.058 | 0.04906 | 1.3332 | 0 | 0 | 0 | 0 | 0 | 0 | 0.0792 | 46.06 | 6.5271 | 228.3633 | 0 | 0 | 0 | 0 | 14.7678 | 49.3066 | 0 | 60.9348 | 0 | 0.5759 | 7.4493 | 0 | -1 | -4.2 | 7.8112 | 0 | 0 | 43.2449 | 43.2449 | 43.2449 | 43.2449 | 50.2848 | 38.7504 | 1.1496 | 0.00258 | 0 | 0 | 0 | 0 | 0 | 0 | 0 | 0 | 0 | 0 | 0 | 0 | 0 | 0 | 0 | 0 | 4.3359 | 0 | -351.5951 | 14.4995 | 0 | 69.7466 | 69.7047 | 12.0018 | 1333.087 | 35.1357 | 63.0126 | 1.6348 | 0.252 | -3.1011 | 14.074 | 3.19 | 57.716 | 1309.208 | 292.253 | -377.0662 | 4.6188 | 1.885 | -2.67 | 15.1807 | 5.4652 | 2025-09-03 | 2025_09_03 Hr 19 | 930.2701 | 0.000342 | -1309.208 | -290.6603 | 559.6019 | 892.1487 | 73.8867 | 12.3978 | 61.8336 | 88.2895 | 352.5187 | 118.7937 | 23.0871 | 186.3232 | 262.3367 | 0 | 6.5271 | 46.06 | 228.3633 | 0 | 139.4514 | 0
2025_09_03 Hr 20 | 0 | 0.0015 | 0.0423 | 3.8572 | 3.8572 | 3.8572 | 3.8572 | 3.8012 | 3.8572 | 121.8798 | -14.5 | 0.1008 | 71 | 0 | 93.1616 | 93.1616 | 262.3367 | 0 | 0.00123 | 0.058 | 0.04906 | 1.3332 | 0 | 0 | 0 | 0 | 0 | 0 | 0.0792 | 46.06 | 6.5271 | 228.3633 | 0 | 0 | 0 | 0 | 13.9252 | 44.6795 | 0 | 65.5414 | 0 | 0.5759 | 7.2208 | 0 | -1 | -4.2 | 7.5716 | 0 | 0 | 39.7116 | 39.7116 | 39.7116 | 39.7116 | 46.1762 | 39.6981 | 1.1496 | 0.00258 | 0 | 0 | 0 | 0 | 0 | 0 | 0 | 0 | 0 | 0 | 0 | 0 | 0 | 0 | 0 | 0 | 4.2029 | 0 | -412.3985 | 14.4995 | 0 | 69.7466 | 69.7047 | 13.4478 | 1301.171 | 33.9592 | 60.9027 | 1.6348 | 0.252 | 0 | 14.074 | 3.19 | 57.716 | 1267.508 | 335.5649 | -434.7685 | 4.4772 | 1.885 | -2.67 | 14.6724 | 5.2822 | 2025-09-03 | 2025_09_03 Hr 20 | 918.9554 | 0.00035 | -1267.508 | -346.8571 | 523.7957 | 892.1487 | 124.1897 | 12.3978 | 61.8336 | 82.0773 | 326.9023 | 114.8161 | 23.0871 | 186.3232 | 262.3367 | 0 | 6.5271 | 46.06 | 228.3633 | 0 | 139.4514 | 0
2025_09_03 Hr 21 | 0 | 0.000495 | 0.013959 | 3.8572 | 3.8572 | 3.8572 | 3.8572 | 3.8012 | 3.8572 | 113.612 | -14.5 | 0.1008 | 87 | 0 | 93.1616 | 93.1616 | 262.3367 | 0 | 0.00123 | 0.058 | 0.04906 | 1.3332 | 0 | 0 | 0 | 0 | 0 | 0 | 0.0792 | 46.06 | 6.5271 | 228.3633 | 0 | 0 | 0 | 0 | 12.9806 | 39.492 | 0 | 47.4649 | 0 | 0.5759 | 6.9647 | 0 | -1 | -4.2 | 7.3031 | 0 | 0 | 35.7502 | 35.7502 | 35.7502 | 35.7502 | 41.57 | 32.7483 | 1.1496 | 0.00258 | 0 | 0 | 0 | 0 | 0 | 0 | 0 | 0 | 0 | 0 | 0 | 0 | 0 | 0 | 0 | 0 | 4.0538 | 0 | -425.7756 | 14.4995 | 0 | 69.7466 | 69.7047 | 25.0158 | 1265.458 | 32.6403 | 58.5373 | 1.6348 | 0.252 | 0 | 14.074 | 3.19 | 57.716 | 1216.5 | 351.7227 | -448.1456 | 4.3184 | 1.885 | -2.67 | 14.1026 | 5.077 | 2025-09-03 | 2025_09_03 Hr 21 | 561.3073 | 4.7e-05 | -1216.5 | -378.3107 | 483.6522 | 892.1487 | 144.7786 | 12.3978 | 61.8336 | 75.1125 | 298.1829 | 110.3567 | 23.0871 | 186.3232 | 262.3367 | 0 | 6.5271 | 46.06 | 228.3633 | 0 | 139.4514 | 0
2025_09_03 Hr 22 | 0 | 6e-05 | 0.001692 | 3.8572 | 3.8572 | 3.8572 | 3.8572 | 3.8012 | 3.8572 | 95.3658 | -14.5 | 0.1008 | 92 | 0 | 93.1616 | 93.1616 | 262.3367 | 0 | 0.00123 | 0.058 | 0.04906 | 1.3332 | 0 | 0 | 0 | 0 | 0 | 0 | 0.0792 | 46.06 | 6.5271 | 228.3633 | 0 | 0 | 0 | 0 | 10.8959 | 28.0436 | 0 | 39.4203 | 0 | 0.5759 | 6.3995 | 0 | -1 | -4.2 | 6.7104 | 0 | 0 | 27.0079 | 27.0079 | 27.0079 | 27.0079 | 31.4046 | 30.7476 | 1.1496 | 0.00258 | 0 | 0 | 0 | 0 | 0 | 0 | 0 | 0 | 0 | 0 | 0 | 0 | 0 | 0 | 0 | 0 | 3.7248 | 0 | -434.9782 | 14.4995 | 0 | 69.7466 | 69.7047 | 28.0524 | 1186.695 | 29.7295 | 53.3171 | 1.6348 | 0.252 | 0 | 14.074 | 3.19 | 57.716 | 1116.683 | 347.9167 | -457.3482 | 3.9679 | 1.885 | -2.67 | 12.8449 | 4.6243 | 2025-09-03 | 2025_09_03 Hr 22 | 159.1157 | 0.00034 | -1116.683 | -395.5579 | 395.0594 | 892.1487 | 150.8018 | 12.3978 | 61.8336 | 59.742 | 234.8021 | 100.5153 | 23.0871 | 186.3232 | 262.3367 | 0 | 6.5271 | 46.06 | 228.3633 | 0 | 139.4514 | 0
2025_09_03 Hr 23 | 0 | 0 | 0 | 3.8572 | 3.8572 | 3.8572 | 3.8572 | 3.8012 | 3.8572 | 75.1049 | 0 | 0.1008 | 92 | 0 | 93.1616 | 93.1616 | 269.8282 | 0 | 0.00123 | 0.058 | 0.04906 | 1.3332 | 0 | 0 | 0 | 0 | 0 | 0 | 0.0792 | 46.06 | 6.5271 | 234.2439 | 0 | 0 | 0 | 0 | 8.581 | 15.3311 | 0 | 0 | -4.3083 | 0.5759 | 5.7718 | 0 | -1 | -4.2 | 6.0522 | 0 | 0 | 17.3004 | 17.3004 | 17.3004 | 17.3004 | 20.1167 | 36.7497 | 1.1496 | 0.00258 | 0 | 0 | 0 | 0 | 0 | 0 | 0 | 0 | 0 | 0 | 0 | 0 | 0 | 0 | 0 | 0 | 3.3595 | 0 | -450.5848 | 14.4995 | 0 | 71.9649 | 71.9217 | 40.488 | 1117.053 | 26.4973 | 47.5204 | 1.6348 | 0.252 | 0 | 14.074 | 3.19 | 57.716 | 1009.717 | 355.4263 | -458.4548 | 3.5787 | 1.885 | -2.67 | 11.4484 | 4.1215 | 2025-09-03 | 2025_09_03 Hr 23 | 126.6909 | -0.000353 | -1009.717 | -454.8931 | 311.1847 | 909.956 | 169.2377 | 12.3978 | 61.8336 | 42.6744 | 164.423 | 104.0872 | 23.0871 | 186.3232 | 269.8282 | 0 | 6.5271 | 46.06 | 234.2439 | 0 | 143.8865 | 0
2025_09_03 Hr 24 | 0 | 0 | 0 | 3.8572 | 3.8572 | 3.8572 | 3.8572 | 3.8012 | 3.8572 | 63.4349 | 0 | 0.1008 | 94 | 0 | 93.1616 | 93.1616 | 269.8282 | 0 | 0.00123 | 0.058 | 0.04906 | 1.3332 | 0 | 0 | 0 | 0 | 0 | 0 | 0.0792 | 46.06 | 6.5271 | 234.2439 | 0 | 0 | 0 | 0 | 7.2477 | 8.0089 | 0 | 0 | -24.1869 | 0.5759 | 5.4103 | 0 | -1 | -4.2 | 5.6731 | 0 | 0 | 11.7089 | 11.7089 | 11.7089 | 11.7089 | 13.6151 | 33.8013 | 1.1496 | 0.00258 | 0 | 0 | 0 | 0 | 0 | 0 | 0 | 0 | 0 | 0 | 0 | 0 | 0 | 0 | 0 | 0 | 3.1491 | 0 | -464.6528 | 14.4995 | 0 | 71.9649 | 71.9217 | 47.4288 | 1066.685 | 24.6356 | 44.1817 | 1.6348 | 0.252 | 0 | 14.074 | 3.19 | 57.716 | 925.1 | 355.1243 | -472.5228 | 3.3546 | 1.885 | -2.67 | 10.6441 | 3.8319 | 2025-09-03 | 2025_09_03 Hr 24 | 80.7412 | -2.7e-05 | -925.1 | -488.8397 | 254.5223 | 909.956 | 175.2301 | 12.3978 | 61.8336 | 32.8437 | 123.8858 | 97.7928 | 23.0871 | 186.3232 | 269.8282 | 0 | 6.5271 | 46.06 | 234.2439 | 0 | 143.8865 | 0
2025_09_04 Hr 01 | 0 | 0 | 0 | 3.8572 | 3.8572 | 3.8572 | 3.8572 | 3.8012 | 3.8572 | 55.7494 | 0 | 0.1008 | 94 | 0 | 93.1616 | 93.1616 | 269.8282 | 0 | 0.00123 | 0.058 | 0.04906 | 1.3332 | 0 | 0 | 0 | 0 | 0 | 0 | 0.0792 | 46.06 | 6.5271 | 234.2439 | 0 | 0 | 0 | 0 | 6.2919 | 2.9493 | 0 | 0 | -3.9394 | 0.5759 | 5.3834 | 0 | -1 | -4.2 | 5.4948 | 0 | 0 | 8.1836 | 8.1836 | 8.1836 | 8.1836 | 9.5158 | 41.6988 | 1.1496 | 0.00258 | 0 | 0 | 0 | 0 | 0 | 0 | 0 | 0 | 0 | 0 | 0 | 0 | 0 | 0 | 0 | 0 | 3.1504 | 0 | -514.1213 | 14.4011 | 0 | 71.9649 | 71.9217 | 47.4288 | 1034.601 | 23.3212 | 41.7852 | 1.6348 | 0.252 | 0 | 14.074 | 3.19 | 57.716 | 867.1 | 358.4296 | -521.9913 | 3.3758 | 1.885 | -2.67 | 10.0689 | 3.6242 | 2025-09-04 | 2025_09_04 Hr 01 | 80.8368 | -2.1e-05 | -867.1 | -518.0607 | 217.8458 | 909.956 | 183.1276 | 12.3978 | 61.8336 | 26.6454 | 97.9997 | 93.2007 | 23.0871 | 186.3232 | 269.8282 | 0 | 6.5271 | 46.06 | 234.2439 | 0 | 143.8865 | 0
2025_09_04 Hr 02 | 0 | 0 | 0 | 3.8572 | 3.8572 | 3.8572 | 3.8572 | 3.8012 | 3.8572 | 49.0545 | 0 | 0.1008 | 95 | 0 | 93.1616 | 93.1616 | 269.8282 | 0 | 0.00123 | 0.058 | 0.04906 | 1.3332 | 0 | 0 | 0 | 0 | 0 | 0 | 0.0792 | 46.06 | 6.5271 | 234.2439 | 0 | 0 | 0 | 0 | 5.5363 | 0.031531 | 0 | 6.8487 | 0 | 0.5759 | 5.1666 | 0.25833 | -1 | -4.2 | 5.2735 | 0 | 0 | 4.9622 | 4.9622 | 4.9622 | 4.9622 | 5.77 | 51.7023 | 1.1496 | 0.00258 | 0 | 0 | 0 | 0 | 0 | 0 | 0 | 0 | 0 | 0 | 0 | 0 | 0 | 0 | 0 | 0 | 3.0235 | 0 | -550.1807 | 14.4011 | 0 | 71.9649 | 71.9217 | 50.4654 | 1006.9 | 22.2529 | 39.871 | 1.6348 | 0.252 | 0 | 14.074 | 3.19 | 57.716 | 824.5583 | 368.86 | -558.0507 | 3.2398 | 1.885 | -2.67 | 9.6077 | 3.4582 | 2025-09-04 | 2025_09_04 Hr 02 | 79.0529 | 1.008e-05 | -824.5583 | -543.332 | 186.5352 | 909.956 | 197.1677 | 12.3978 | 61.8336 | 22.2712 | 74.6732 | 89.5909 | 23.0871 | 186.3232 | 269.8282 | 0 | 6.5271 | 46.06 | 234.2439 | 0 | 143.8865 | 0
2025_09_04 Hr 03 | 0 | 0 | 0 | 3.8572 | 3.8572 | 3.8572 | 3.8572 | 3.8012 | 3.8572 | 46.4107 | 0 | 0.1008 | 94 | 0 | 93.1616 | 93.1616 | 269.8282 | 0 | 0.00123 | 0.058 | 0.04906 | 1.3332 | 0 | 0 | 0 | 0 | 0 | 0 | 0.0792 | 46.06 | 6.5271 | 234.2439 | 0 | 0 | 0 | 0 | 5.2379 | 0 | 0 | 25.2355 | 0 | 0.5759 | 5.0809 | 0.31 | -1 | -4.2 | 5.1861 | 0 | 0 | 3.6901 | 3.6901 | 3.6901 | 3.6901 | 4.2908 | 39.6981 | 1.1496 | 0.00258 | 0 | 0 | 0 | 0 | 0 | 0 | 0 | 0 | 0 | 0 | 0 | 0 | 0 | 0 | 0 | 0 | 2.9734 | 0 | -571.4612 | 14.4011 | 0 | 71.9649 | 71.9217 | 43.9584 | 997.0823 | 21.831 | 39.1151 | 1.6348 | 0.252 | 0 | 14.074 | 3.19 | 57.716 | 790.91 | 347.9233 | -579.3312 | 3.1861 | 1.885 | -2.67 | 9.4255 | 3.3927 | 2025-09-04 | 2025_09_04 Hr 03 | 79.26 | -1.7e-05 | -790.91 | -546.2257 | 175.2918 | 909.956 | 177.6565 | 12.3978 | 61.8336 | 21.6645 | 65.4619 | 88.1655 | 23.0871 | 186.3232 | 269.8282 | 0 | 6.5271 | 46.06 | 234.2439 | 0 | 143.8865 | 0
2025_09_04 Hr 04 | 0 | 0 | 0 | 3.8572 | 3.8572 | 3.8572 | 3.8572 | 3.8012 | 3.8572 | 43.2915 | 0 | 0.1008 | 94 | 0 | 93.1616 | 93.1616 | 269.8282 | 0 | 0.00123 | 0.058 | 0.04906 | 1.3332 | 0 | 0 | 0 | 0 | 0 | 0 | 0.0792 | 46.06 | 6.5271 | 234.2439 | 0 | 0 | 0 | 0 | 4.8859 | 0 | 0 | 13.1676 | 0 | 0.5759 | 4.9799 | 0.31 | -1 | -4.2 | 5.083 | 0 | 0 | 2.1892 | 2.1892 | 2.1892 | 2.1892 | 2.5456 | 41.6988 | 1.1496 | 0.00258 | 0 | 0 | 0 | 0 | 0 | 0 | 0 | 0 | 0 | 0 | 0 | 0 | 0 | 0 | 0 | 0 | 2.9143 | 0 | -567.8314 | 14.4011 | 0 | 71.9649 | 71.9217 | 48.441 | 985.5357 | 21.3333 | 38.2233 | 1.6348 | 0.252 | 0 | 14.074 | 3.19 | 57.716 | 775.7267 | 352.7248 | -575.7014 | 3.1228 | 1.885 | -2.67 | 9.2106 | 3.3153 | 2025-09-04 | 2025_09_04 Hr 04 | 79.3078 | -5.5e-05 | -775.7267 | -554.6639 | 162.0633 | 909.956 | 184.1398 | 12.3978 | 61.8336 | 20.9859 | 54.5938 | 86.4836 | 23.0871 | 186.3232 | 269.8282 | 0 | 6.5271 | 46.06 | 234.2439 | 0 | 143.8865 | 0
2025_09_04 Hr 05 | 0 | 0 | 0 | 3.8572 | 3.8572 | 3.8572 | 3.8572 | 3.8012 | 3.8572 | 47.1715 | 0 | 0.1008 | 92 | 0 | 93.1616 | 93.1616 | 269.8282 | 0 | 0.00123 | 0.058 | 0.04906 | 1.3332 | 0 | 0 | 0 | 0 | 0 | 0 | 0.0792 | 46.06 | 6.5271 | 234.2439 | 0 | 0 | 0 | 0 | 5.3238 | 0.02327 | 0 | 25.4692 | 0 | 0.5759 | 5.1056 | 0.28417 | -1 | -4.2 | 5.2113 | 0 | 0 | 4.0562 | 4.0562 | 4.0562 | 4.0562 | 4.7165 | 53.5977 | 1.1496 | 0.00258 | 0 | 0 | 0 | 0 | 0 | 0 | 0 | 0 | 0 | 0 | 0 | 0 | 0 | 0 | 0 | 0 | 2.9878 | 0 | -573.7888 | 14.4011 | 0 | 71.9649 | 71.9217 | 32.9688 | 999.9219 | 21.9524 | 39.3326 | 1.6348 | 0.252 | 0 | 14.074 | 3.19 | 57.716 | 792.9758 | 349.2435 | -581.6588 | 3.2016 | 1.885 | -2.67 | 9.478 | 3.4115 | 2025-09-04 | 2025_09_04 Hr 05 | 117.7328 | -3.83e-06 | -792.9758 | -548.3196 | 178.5415 | 909.956 | 178.5665 | 12.3978 | 61.8336 | 21.8533 | 68.1126 | 88.5756 | 23.0871 | 186.3232 | 269.8282 | 0 | 6.5271 | 46.06 | 234.2439 | 0 | 143.8865 | 0
2025_09_04 Hr 06 | 0 | 0 | 0 | 3.8572 | 3.8572 | 3.8572 | 3.8572 | 3.8012 | 3.8572 | 58.5453 | 0 | 0.1008 | 87 | 0 | 93.1616 | 93.1616 | 269.8282 | 0 | 0.00123 | 0.058 | 0.04906 | 1.3332 | 0 | 0 | 0 | 0 | 0 | 0 | 0.0792 | 46.06 | 6.5271 | 234.2439 | 0 | 0 | 0 | 0 | 6.6074 | 4.6757 | 0 | 3.9473 | -5.5889 | 0.5759 | 5.4739 | 0 | -1 | -4.2 | 5.5872 | 0 | 0 | 9.5289 | 9.5289 | 9.5289 | 9.5289 | 11.0801 | 77.5008 | 1.1496 | 0.00258 | 0 | 0 | 0 | 0 | 0 | 0 | 0 | 0 | 0 | 0 | 0 | 0 | 0 | 0 | 0 | 0 | 3.2034 | 0 | -565.1434 | 14.4011 | 0 | 71.9649 | 71.9217 | 39.4758 | 1046.677 | 23.7674 | 42.5845 | 1.6348 | 0.252 | 0 | 14.074 | 3.19 | 57.716 | 852.8083 | 380.7861 | -573.0134 | 3.4325 | 1.885 | -2.67 | 10.2616 | 3.6936 | 2025-09-04 | 2025_09_04 Hr 06 | 103.3497 | 1.1e-05 | -852.8083 | -566.785 | 231.4294 | 909.956 | 203.9766 | 12.3978 | 61.8336 | 28.9801 | 107.7411 | 94.7082 | 23.0871 | 186.3232 | 269.8282 | 0 | 6.5271 | 46.06 | 234.2439 | 0 | 143.8865 | 0
2025_09_04 Hr 07 | 1.0282 | 0 | 0 | 3.8572 | 3.8572 | 3.8572 | 3.8572 | 3.8012 | 3.8572 | 72.1633 | -14.5 | 0.1008 | 89 | 0 | 93.1616 | 93.1616 | 262.3367 | 0 | 0.00123 | 0.058 | 0.04906 | 1.3332 | 0 | 0 | 0 | 0 | 0 | 0 | 0.0792 | 46.06 | 6.5271 | 228.3633 | 0 | 0 | 0 | 0 | 8.1443 | 13.0846 | 0 | 0.71321 | -21.5534 | 0.5759 | 5.9149 | 0 | -1 | -4.2 | 6.0374 | 0 | 0 | 16.0816 | 16.0816 | 16.0816 | 16.0816 | 18.6995 | 60.5475 | 1.1496 | 0.00258 | 0 | 0 | 0 | 0 | 0 | 0 | 0 | 0 | 0 | 0 | 0 | 0 | 0 | 0 | 0 | 0 | 3.4615 | 0 | -493.715 | 14.4011 | 0 | 69.7466 | 69.7047 | 53.9358 | 1087.69 | 25.9404 | 46.4781 | 1.6348 | 0.252 | -1.0282 | 14.074 | 3.19 | 57.716 | 938.4 | 388.6636 | -517.1132 | 3.7091 | 1.885 | -2.67 | 11.1998 | 4.0313 | 2025-09-04 | 2025_09_04 Hr 07 | 112.1076 | -6.4e-06 | -938.4 | -514.5552 | 283.0918 | 892.1487 | 203.4833 | 12.3978 | 61.8336 | 40.3517 | 155.1893 | 87.5507 | 23.0871 | 186.3232 | 262.3367 | 0 | 6.5271 | 46.06 | 228.3633 | 0 | 139.4514 | 0
2025_09_04 Hr 08 | 10.2667 | 0.000285 | 0.008037 | 3.8572 | 3.8572 | 3.8572 | 3.8572 | 3.8012 | 3.8572 | 85.0397 | -14.5 | 0.1008 | 70 | 0 | 93.1616 | 93.1616 | 262.3367 | 0 | 0.00123 | 0.058 | 0.04906 | 1.3332 | 0 | 0 | 0 | 0 | 0 | 0 | 0.0792 | 46.06 | 6.5271 | 228.3633 | 0 | 0 | 0 | 0 | 9.5976 | 21.0355 | 0 | 0 | -13.3239 | 0.5759 | 6.3319 | 0 | -1 | -4.2 | 6.463 | 0 | 0 | 22.2774 | 22.2774 | 22.2774 | 22.2774 | 25.9039 | 41.6988 | 1.1496 | 0.00258 | 0 | 0 | 0 | 0 | 0 | 0 | 0 | 0 | 0 | 0 | 0 | 0 | 0 | 0 | 0 | 0 | 3.7055 | 0 | -489.7313 | 14.4011 | 0 | 69.7466 | 69.7047 | 37.0176 | 1143.314 | 27.9952 | 50.1596 | 1.6348 | 0.252 | -10.2667 | 14.074 | 3.19 | 57.716 | 957.7 | 350.0782 | -522.368 | 3.9706 | 1.885 | -2.67 | 12.0869 | 4.3506 | 2025-09-04 | 2025_09_04 Hr 08 | 112.442 | -1.4e-05 | -957.7 | -503.0552 | 345.6504 | 892.1487 | 148.7247 | 12.3978 | 61.8336 | 51.1039 | 200.0531 | 94.4934 | 23.0871 | 186.3232 | 262.3367 | 0 | 6.5271 | 46.06 | 228.3633 | 0 | 139.4514 | 0
2025_09_04 Hr 09 | 17.3229 | 0.001455 | 0.041031 | 3.8572 | 3.8572 | 3.8572 | 3.8572 | 3.8012 | 3.8572 | 88.0258 | -14.5 | 0.1008 | 50 | 0 | 93.1616 | 93.1616 | 262.3367 | 0 | 0.00123 | 0.058 | 0.04906 | 1.3332 | 0 | 0 | 0 | 0 | 0 | 0 | 0.0792 | 46.06 | 6.5271 | 228.3633 | 0 | 0 | 0 | 0 | 9.9346 | 22.8793 | 0 | 14.9103 | -2.4798 | 0.5759 | 6.4286 | 0 | -1 | -4.2 | 6.5617 | 0 | 0 | 23.7142 | 23.7142 | 23.7142 | 23.7142 | 27.5747 | 26.8515 | 1.1496 | 0.00258 | 0 | 0 | 0 | 0 | 0 | 0 | 0 | 0 | 0 | 0 | 0 | 0 | 0 | 0 | 0 | 0 | 3.7621 | 0 | -435.4805 | 14.4011 | 0 | 69.7466 | 69.7047 | 14.0262 | 1156.244 | 28.4717 | 51.0133 | 1.6348 | 0.252 | -17.3229 | 14.074 | 3.19 | 57.716 | 994.4083 | 300.9069 | -475.1735 | 4.0312 | 1.885 | -2.67 | 12.2927 | 4.4247 | 2025-09-04 | 2025_09_04 Hr 09 | 119.4371 | 1.5e-05 | -994.4083 | -423.05 | 360.158 | 892.1487 | 90.9202 | 12.3978 | 61.8336 | 53.5974 | 210.4572 | 96.1034 | 23.0871 | 186.3232 | 262.3367 | 0 | 6.5271 | 46.06 | 228.3633 | 0 | 139.4514 | 0
2025_09_04 Hr 10 | 17.9581 | 0.00387 | 0.10913 | 3.8572 | 3.8572 | 3.8572 | 3.8572 | 3.8012 | 3.8572 | 91.8677 | -14.5 | 0.1008 | 31 | 0 | 93.1616 | 93.1616 | 262.3367 | 0 | 0.00123 | 0.058 | 0.04906 | 1.3332 | 0 | 0 | 0 | 0 | 0 | 0 | 0.0792 | 46.06 | 6.5271 | 228.3633 | 0 | 0 | 0 | 0 | 10.3682 | 25.2517 | 0 | 24.9765 | 0 | 0.5759 | 6.553 | 0 | -1 | -4.2 | 6.6887 | 0 | 0 | 25.5629 | 25.5629 | 25.5629 | 25.5629 | 29.7243 | 23.7978 | 1.1496 | 0.00258 | 0 | 0 | 0 | 0 | 0 | 0 | 0 | 0 | 0 | 0 | 0 | 0 | 0 | 0 | 0 | 0 | 3.8349 | 0 | -423.768 | 14.4011 | 0 | 69.7466 | 69.7047 | 14.46 | 1172.907 | 29.0847 | 52.1118 | 1.6348 | 0.252 | -17.9581 | 14.074 | 3.19 | 57.716 | 1015.783 | 281.9961 | -464.0961 | 4.1092 | 1.885 | -2.67 | 12.5573 | 4.5199 | 2025-09-04 | 2025_09_04 Hr 10 | 121.1092 | 0.000339 | -1015.783 | -398.7915 | 378.824 | 892.1487 | 69.3708 | 12.3978 | 61.8336 | 56.8056 | 223.8435 | 98.1749 | 23.0871 | 186.3232 | 262.3367 | 0 | 6.5271 | 46.06 | 228.3633 | 0 | 139.4514 | 0
2025_09_04 Hr 11 | 18.7989 | 0.006525 | 0.18401 | 3.8572 | 3.8572 | 3.8572 | 3.8572 | 3.8012 | 3.8572 | 95.7287 | -14.5 | 0.1008 | 16 | 0 | 93.1616 | 93.1616 | 262.3367 | 0 | 0.00123 | 0.058 | 0.04906 | 1.3332 | 0 | 0 | 0 | 0 | 0 | 0 | 0.0792 | 46.06 | 6.5271 | 228.3633 | 0 | 0 | 0 | 0 | 10.8039 | 27.6357 | 0 | 16.398 | 0 | 0.5759 | 6.6781 | 0 | -1 | -4.2 | 6.8163 | 0 | 0 | 27.4207 | 27.4207 | 27.4207 | 27.4207 | 31.8845 | 22.8501 | 1.1496 | 0.00258 | 0 | 0 | 0 | 0 | 0 | 0 | 0 | 0 | 0 | 0 | 0 | 0 | 0 | 0 | 0 | 0 | 3.9081 | 0 | -406.6262 | 14.4011 | 0 | 69.7466 | 69.7047 | 23.4252 | 1189.658 | 29.7008 | 53.2157 | 1.6348 | 0.252 | -18.7989 | 14.074 | 3.19 | 57.716 | 1036.2 | 277.9388 | -447.7951 | 4.1876 | 1.885 | -2.67 | 12.8233 | 4.6157 | 2025-09-04 | 2025_09_04 Hr 11 | 121.2021 | -2.5e-05 | -1036.2 | -390.2282 | 397.5823 | 892.1487 | 62.4658 | 12.3978 | 61.8336 | 60.0297 | 237.2959 | 100.2567 | 23.0871 | 186.3232 | 262.3367 | 0 | 6.5271 | 46.06 | 228.3633 | 0 | 139.4514 | 0
2025_09_04 Hr 12 | 18.2815 | 0.0084 | 0.23688 | 3.8572 | 3.8572 | 3.8572 | 3.8572 | 3.8012 | 3.8572 | 103.5078 | -14.5 | 0.1008 | 21 | 0 | 93.1616 | 93.1616 | 262.3367 | 0 | 0.00123 | 0.058 | 0.04906 | 1.3332 | 0 | 0 | 0 | 0 | 0 | 0 | 0.0792 | 46.06 | 6.5271 | 228.3633 | 0 | 0 | 0 | 0 | 11.6819 | 32.4391 | 0 | 25.5434 | 0 | 0.5759 | 6.93 | 0 | -1 | -4.2 | 7.0734 | 0 | 0 | 31.1638 | 31.1638 | 31.1638 | 31.1638 | 36.2369 | 36.7497 | 1.1496 | 0.00258 | 0 | 0 | 0 | 0 | 0 | 0 | 0 | 0 | 0 | 0 | 0 | 0 | 0 | 0 | 0 | 0 | 4.0555 | 0 | -446.2157 | 14.4011 | 0 | 69.7466 | 69.7047 | 19.521 | 1223.311 | 30.9422 | 55.4398 | 1.6348 | 0.252 | -18.2815 | 14.074 | 3.19 | 57.716 | 1058.6 | 296.6129 | -486.8672 | 4.3456 | 1.885 | -2.67 | 13.3593 | 4.8086 | 2025-09-04 | 2025_09_04 Hr 12 | 107.1284 | 2.5e-05 | -1058.6 | -420.6723 | 435.3763 | 892.1487 | 77.516 | 12.3978 | 61.8336 | 66.5255 | 264.3998 | 104.451 | 23.0871 | 186.3232 | 262.3367 | 0 | 6.5271 | 46.06 | 228.3633 | 0 | 139.4514 | 0
2025_09_04 Hr 13 | 17.8785 | 0.009585 | 0.2703 | 3.8572 | 3.8572 | 3.8572 | 3.8572 | 3.8012 | 3.8572 | 110.488 | -14.5 | 0.1008 | 22 | 0 | 93.1616 | 93.1616 | 262.3367 | 0 | 0.00123 | 0.058 | 0.04906 | 1.3332 | 0 | 0 | 0 | 0 | 0 | 0 | 0.0792 | 46.06 | 6.5271 | 228.3633 | 0 | 0 | 0 | 0 | 12.4696 | 36.7493 | 0 | 38.7939 | 0 | 0.5759 | 7.156 | 0 | -1 | -4.2 | 7.3041 | 0 | 0 | 34.5225 | 34.5225 | 34.5225 | 34.5225 | 40.1424 | 41.6988 | 1.1496 | 0.00258 | 0 | 0 | 0 | 0 | 0 | 0 | 0 | 0 | 0 | 0 | 0 | 0 | 0 | 0 | 0 | 0 | 4.1878 | 0 | -462.7261 | 14.4011 | 0 | 69.7466 | 69.7047 | 16.4844 | 1253.494 | 32.056 | 57.4355 | 1.6348 | 0.252 | -17.8785 | 14.074 | 3.19 | 57.716 | 1092.2 | 302.8872 | -502.9746 | 4.4873 | 1.885 | -2.67 | 13.8402 | 4.9817 | 2025-09-04 | 2025_09_04 Hr 13 | 106.115 | 6.4e-05 | -1092.2 | -423.9322 | 469.2891 | 892.1487 | 80.4631 | 12.3978 | 61.8336 | 72.3542 | 288.7203 | 108.2146 | 23.0871 | 186.3232 | 262.3367 | 0 | 6.5271 | 46.06 | 228.3633 | 0 | 139.4514 | 0
2025_09_04 Hr 14 | 17.6098 | 0.01002 | 0.28256 | 3.8572 | 3.8572 | 3.8572 | 3.8572 | 3.8012 | 3.8572 | 117.9056 | -14.5 | 0.1008 | 18 | 0 | 93.1616 | 93.1616 | 262.3367 | 0 | 0.00123 | 0.058 | 0.04906 | 1.3332 | 0 | 0 | 0 | 0 | 0 | 0 | 0.0792 | 46.06 | 6.5271 | 228.3633 | 0 | 0 | 0 | 0 | 13.3068 | 41.3296 | 0 | 39.2782 | 0 | 0.5759 | 7.3962 | 0 | -1 | -4.2 | 7.5493 | 0 | 0 | 38.0917 | 38.0917 | 38.0917 | 38.0917 | 44.2926 | 36.7497 | 1.1496 | 0.00258 | 0 | 0 | 0 | 0 | 0 | 0 | 0 | 0 | 0 | 0 | 0 | 0 | 0 | 0 | 0 | 0 | 4.3284 | 0 | -472.391 | 14.4011 | 0 | 69.7466 | 69.7047 | 19.9548 | 1285.544 | 33.2397 | 59.5563 | 1.6348 | 0.252 | -17.6098 | 14.074 | 3.19 | 57.716 | 1113.592 | 301.1398 | -512.3708 | 4.638 | 1.885 | -2.67 | 14.3513 | 5.1656 | 2025-09-04 | 2025_09_04 Hr 14 | 100.9686 | -0.000381 | -1113.592 | -433.1128 | 505.3272 | 892.1487 | 74.9971 | 12.3978 | 61.8336 | 78.5482 | 314.5649 | 112.2141 | 23.0871 | 186.3232 | 262.3367 | 0 | 6.5271 | 46.06 | 228.3633 | 0 | 139.4514 | 0
2025_09_04 Hr 15 | 18.0062 | 0.010185 | 0.28722 | 3.8572 | 3.8572 | 3.8572 | 3.8572 | 3.8012 | 3.8572 | 124.087 | -14.5 | 0.1008 | 17 | 0 | 93.1616 | 93.1616 | 262.3367 | 0 | 0.00123 | 0.058 | 0.04906 | 1.3332 | 0 | 0 | 0 | 0 | 0 | 0 | 0.0792 | 46.06 | 6.5271 | 228.3633 | 0 | 0 | 0 | 0 | 14.0044 | 45.1465 | 0 | 52.3224 | 0 | 0.5759 | 7.5964 | 0 | -1 | -4.2 | 7.7537 | 0 | 0 | 41.066 | 41.066 | 41.066 | 41.066 | 47.7512 | 33.8013 | 1.1496 | 0.00258 | 0 | 0 | 0 | 0 | 0 | 0 | 0 | 0 | 0 | 0 | 0 | 0 | 0 | 0 | 0 | 0 | 4.4455 | 0 | -477.0109 | 14.4011 | 0 | 69.7466 | 69.7047 | 16.0506 | 1312.248 | 34.2261 | 61.3237 | 1.6348 | 0.252 | -18.0062 | 14.074 | 3.19 | 57.716 | 1144.2 | 297.0166 | -517.3871 | 4.7635 | 1.885 | -2.67 | 14.7771 | 5.3189 | 2025-09-04 | 2025_09_04 Hr 15 | 107.3413 | 0 | -1144.2 | -424.6885 | 535.3591 | 892.1487 | 67.1493 | 12.3978 | 61.8336 | 83.7099 | 336.1022 | 115.5469 | 23.0871 | 186.3232 | 262.3367 | 0 | 6.5271 | 46.06 | 228.3633 | 0 | 139.4514 | 0
2025_09_04 Hr 16 | 17.4374 | 0.009825 | 0.27707 | 3.8572 | 3.8572 | 3.8572 | 3.8572 | 3.8012 | 3.8572 | 124.5815 | -14.5 | 0.1008 | 18 | 0 | 93.1616 | 93.1616 | 262.3367 | 0 | 0.00123 | 0.058 | 0.04906 | 1.3332 | 0 | 0 | 0 | 0 | 0 | 0 | 0.0792 | 45.4072 | 6.5271 | 228.3633 | 0 | 0 | 0 | 0 | 14.0602 | 45.4518 | 0 | 63.0214 | 0 | 0.5759 | 7.6124 | 0 | -1 | -4.2 | 7.77 | 0 | 0 | 41.304 | 41.304 | 41.304 | 41.304 | 48.0279 | 33.8013 | 1.1496 | 0.00258 | 0 | 0 | 0 | 0 | 0 | 0 | 0 | 0 | 0 | 0 | 0 | 0 | 0 | 0 | 0 | 0 | 4.4549 | 0 | -492.9079 | 14.4011 | 0 | 65.1408 | 65.099 | 19.521 | 1304.51 | 34.305 | 61.4651 | 1.6348 | 0.252 | -17.4374 | 14.074 | 3.19 | 57.716 | 1136 | 301.1844 | -532.7153 | 4.7735 | 1.885 | -2.67 | 14.8112 | 5.3312 | 2025-09-04 | 2025_09_04 Hr 16 | 87.7774 | -1.5e-05 | -1136 | -429.8865 | 537.7616 | 882.2843 | 71.6092 | 12.3978 | 61.8336 | 84.1229 | 337.8252 | 115.8136 | 23.0871 | 186.3232 | 262.3367 | 0 | 6.5271 | 45.4072 | 228.3633 | 0 | 130.2397 | 0
2025_09_04 Hr 17 | 16.5817 | 0.008775 | 0.24746 | 3.8572 | 3.8572 | 3.8572 | 3.8572 | 3.8012 | 3.8572 | 124.6956 | -14.5 | 0.1008 | 18 | 0 | 93.1616 | 93.1616 | 262.3367 | 0 | 0.00123 | 0.058 | 0.04906 | 1.3332 | 0 | 0 | 0 | 0 | 0 | 0 | 0.0792 | 46.06 | 6.5271 | 228.3633 | 0 | 0 | 0 | 0 | 14.0731 | 45.5223 | 0 | 51.7761 | 0 | 0.5759 | 7.6161 | 0 | -1 | -4.2 | 7.7738 | 0 | 0 | 41.3589 | 41.3589 | 41.3589 | 41.3589 | 48.0917 | 29.7999 | 1.1496 | 0.00258 | 0 | 0 | 0 | 0 | 0 | 0 | 0 | 0 | 0 | 0 | 0 | 0 | 0 | 0 | 0 | 0 | 4.457 | 0 | -459.9198 | 14.4011 | 0 | 69.7466 | 69.7047 | 22.9914 | 1314.837 | 34.3232 | 61.4977 | 1.6348 | 0.252 | -16.5817 | 14.074 | 3.19 | 57.716 | 1167.6 | 299.8582 | -498.8715 | 4.7759 | 1.885 | -2.67 | 14.8191 | 5.334 | 2025-09-04 | 2025_09_04 Hr 17 | 87.614 | -6.8e-05 | -1167.6 | -408.1437 | 538.316 | 892.1487 | 71.0475 | 12.3978 | 61.8336 | 84.2182 | 338.2227 | 115.8751 | 23.0871 | 186.3232 | 262.3367 | 0 | 6.5271 | 46.06 | 228.3633 | 0 | 139.4514 | 0
2025_09_04 Hr 18 | 13.1871 | 0.007005 | 0.19754 | 3.8572 | 3.8572 | 3.8572 | 3.8572 | 3.8012 | 3.8572 | 127.5486 | -14.5 | 0.1008 | 30 | 0 | 93.1616 | 93.1616 | 262.3367 | 0 | 0.00123 | 0.058 | 0.04906 | 1.3332 | 0 | 0 | 0 | 0 | 0 | 0 | 0.0792 | 45.9947 | 6.5271 | 228.3633 | 0 | 0 | 0 | 0 | 14.3951 | 47.2839 | 0 | 47.5936 | 0 | 0.5759 | 7.7085 | 0 | -1 | -4.2 | 7.8681 | 0 | 0 | 42.7316 | 42.7316 | 42.7316 | 42.7316 | 49.688 | 30.7476 | 1.1496 | 0.00258 | 0 | 0 | 0 | 0 | 0 | 0 | 0 | 0 | 0 | 0 | 0 | 0 | 0 | 0 | 0 | 0 | 4.5111 | 0 | -477.7574 | 14.4011 | 0 | 69.2379 | 69.196 | 24.4374 | 1326.027 | 34.7785 | 62.3134 | 1.6348 | 0.252 | -13.1871 | 14.074 | 3.19 | 57.716 | 1172.7 | 312.3938 | -513.3145 | 4.8338 | 1.885 | -2.67 | 15.0156 | 5.4048 | 2025-09-04 | 2025_09_04 Hr 18 | 86.555 | 1e-06 | -1172.7 | -430.1638 | 552.1769 | 891.0659 | 85.3895 | 12.3978 | 61.8336 | 86.6005 | 348.1631 | 117.4134 | 23.0871 | 186.3232 | 262.3367 | 0 | 6.5271 | 45.9947 | 228.3633 | 0 | 138.4339 | 0
2025_09_04 Hr 19 | 2.5903 | 0.004725 | 0.13325 | 3.8572 | 3.8572 | 3.8572 | 3.8572 | 3.8012 | 3.8572 | 125.0951 | -14.5 | 0.1008 | 66 | 0 | 93.1616 | 93.1616 | 262.3367 | 0 | 0.00123 | 0.058 | 0.04906 | 1.3332 | 0 | 0 | 0 | 0 | 0 | 0 | 0.0792 | 46.06 | 6.5271 | 228.3633 | 0 | 0 | 0 | 0 | 14.1182 | 45.7689 | 0 | 51.7593 | 0 | 0.5759 | 7.6291 | 0 | -1 | -4.2 | 7.787 | 0 | 0 | 41.551 | 41.551 | 41.551 | 41.551 | 48.3152 | 26.8515 | 1.1496 | 0.00258 | 0 | 0 | 0 | 0 | 0 | 0 | 0 | 0 | 0 | 0 | 0 | 0 | 0 | 0 | 0 | 0 | 4.4646 | 0 | -534.8904 | 14.4011 | 0 | 69.7466 | 69.7047 | 17.4966 | 1316.448 | 34.3869 | 61.6119 | 1.6348 | 0.252 | -2.5903 | 14.074 | 3.19 | 57.716 | 1133.992 | 325.6349 | -559.8507 | 4.784 | 1.885 | -2.67 | 14.8466 | 5.3439 | 2025-09-04 | 2025_09_04 Hr 19 | 90.0293 | -0.000306 | -1133.992 | -483.1311 | 540.2566 | 892.1487 | 110.4861 | 12.3978 | 61.8336 | 84.5517 | 339.6145 | 116.0905 | 23.0871 | 186.3232 | 262.3367 | 0 | 6.5271 | 46.06 | 228.3633 | 0 | 139.4514 | 0
2025_09_04 Hr 20 | 0 | 0.002115 | 0.059643 | 3.8572 | 3.8572 | 3.8572 | 3.8572 | 3.8012 | 3.8572 | 119.5794 | -14.5 | 0.1008 | 73 | 0 | 93.1616 | 93.1616 | 262.3367 | 0 | 0.00123 | 0.058 | 0.04906 | 1.3332 | 0 | 0 | 0 | 0 | 0 | 0 | 0.0792 | 46.06 | 6.5271 | 228.3633 | 0 | 0 | 0 | 0 | 13.4957 | 42.3631 | 0 | 43.7789 | 0 | 0.5759 | 7.4504 | 0 | -1 | -4.2 | 7.6047 | 0 | 0 | 38.897 | 38.897 | 38.897 | 38.897 | 45.2291 | 27.7992 | 1.1496 | 0.00258 | 0 | 0 | 0 | 0 | 0 | 0 | 0 | 0 | 0 | 0 | 0 | 0 | 0 | 0 | 0 | 0 | 4.3601 | 0 | -550.2048 | 14.4011 | 0 | 69.7466 | 69.7047 | 18.9426 | 1292.551 | 33.5068 | 60.0349 | 1.6348 | 0.252 | 0 | 14.074 | 3.19 | 57.716 | 1093.217 | 329.4618 | -572.5748 | 4.672 | 1.885 | -2.67 | 14.4666 | 5.2071 | 2025-09-04 | 2025_09_04 Hr 20 | 78.1294 | -0.000296 | -1093.217 | -506.4259 | 513.459 | 892.1487 | 119.8036 | 12.3978 | 61.8336 | 79.9459 | 320.3966 | 113.1165 | 23.0871 | 186.3232 | 262.3367 | 0 | 6.5271 | 46.06 | 228.3633 | 0 | 139.4514 | 0
2025_09_04 Hr 21 | 0 | 0.000435 | 0.012267 | 3.8572 | 3.8572 | 3.8572 | 3.8572 | 3.8012 | 3.8572 | 111.3058 | -14.5 | 0.1008 | 74 | 0 | 93.046 | 93.046 | 261.7059 | 0 | 0.00123 | 0.058 | 0.04906 | 1.3332 | 0 | 0 | 0 | 0 | 0 | 0 | 0.0792 | 45.6683 | 6.5271 | 227.8293 | 0 | 0 | 0 | 0 | 12.5619 | 37.2543 | 0 | 40.6795 | 0 | 0.5759 | 7.1825 | 0 | -1 | -4.2 | 7.3312 | 0 | 0 | 34.916 | 34.916 | 34.916 | 34.916 | 40.6 | 24.8508 | 1.1496 | 0.00258 | 0 | 0 | 0 | 0 | 0 | 0 | 0 | 0 | 0 | 0 | 0 | 0 | 0 | 0 | 0 | 0 | 4.2033 | 0 | -532.4128 | 14.4011 | 0 | 66.5832 | 66.5442 | 17.9304 | 1248.656 | 32.1865 | 57.6694 | 1.6348 | 0.252 | 0 | 14.074 | 3.19 | 57.716 | 1056.592 | 322.0386 | -554.7828 | 4.5039 | 1.885 | -2.67 | 13.8965 | 5.002 | 2025-09-04 | 2025_09_04 Hr 21 | 59.2344 | -0.000429 | -1056.592 | -491.7333 | 473.2625 | 884.0371 | 116.7939 | 12.3978 | 61.8336 | 73.0371 | 291.5698 | 108.6556 | 23.0871 | 186.0919 | 261.7059 | 0 | 6.5271 | 45.6683 | 227.8293 | 0 | 133.1274 | 0
2025_09_04 Hr 22 | 0 | 3e-05 | 0.000846 | 3.8572 | 3.8572 | 3.8572 | 3.8572 | 3.8012 | 3.8572 | 96.7177 | -14.5 | 0.1008 | 72 | 0 | 93.1616 | 93.1616 | 262.3367 | 0 | 0.00123 | 0.058 | 0.04906 | 1.3332 | 0 | 0 | 0 | 0 | 0 | 0 | 0.0792 | 45.6683 | 6.5271 | 228.3633 | 0 | 0 | 0 | 0 | 10.9155 | 28.2464 | 0 | 37.3171 | 0 | 0.5759 | 6.7101 | 0 | -1 | -4.2 | 6.849 | 0 | 0 | 27.8966 | 27.8966 | 27.8966 | 27.8966 | 32.4379 | 20.8494 | 1.1496 | 0.00258 | 0 | 0 | 0 | 0 | 0 | 0 | 0 | 0 | 0 | 0 | 0 | 0 | 0 | 0 | 0 | 0 | 3.9268 | 0 | -541.9908 | 14.4011 | 0 | 65.1399 | 65.099 | 14.46 | 1184.143 | 29.8587 | 53.4985 | 1.6348 | 0.252 | 0 | 14.074 | 3.19 | 57.716 | 961.8 | 304.7008 | -564.3608 | 4.2077 | 1.885 | -2.67 | 12.8915 | 4.6402 | 2025-09-04 | 2025_09_04 Hr 22 | 56.4382 | -4e-06 | -961.8 | -504.6737 | 402.3874 | 882.5446 | 107.3103 | 12.3978 | 61.8336 | 60.8555 | 240.7419 | 100.79 | 23.0871 | 186.3232 | 262.3367 | 0 | 6.5271 | 45.6683 | 228.3633 | 0 | 130.2389 | 0
2025_09_04 Hr 23 | 0 | 0 | 0 | 0 | 0 | 0 | 0 | 0 | 0 | 82.9665 | 0 | 0.1008 | 69 | 0 | 93.1616 | 93.1616 | 269.8282 | 0 | 0.00123 | 0.058 | 0.04906 | 1.3332 | 0 | 0 | 0 | 0 | 0 | 0 | 0.0792 | 45.8642 | 0 | 234.2439 | 0 | 0 | 0 | 0 | 9.3636 | 19.7553 | 0 | 15.0741 | 0 | 0.5759 | 6.2648 | 0.06 | -1 | -4.2 | 6.3944 | 0 | 0 | 21.2798 | 21.2798 | 21.2798 | 21.2798 | 24.744 | 20.8494 | 1.1496 | 0.00258 | 0 | 0 | 0 | 0 | 0 | 0 | 0 | 0 | 0 | 0 | 0 | 0 | 0 | 0 | 0 | 0 | 3.6662 | 0 | -535.6531 | 14.4011 | 0 | 70.3901 | 70.3469 | 20.967 | 1119.199 | 27.6643 | 49.5668 | 1.6348 | 0.252 | 0 | 14.074 | 3.19 | 57.716 | 891.5433 | 300.7934 | -543.5231 | 3.9285 | 1.885 | -2.67 | 11.9441 | 4.2992 | 2025-09-04 | 2025_09_04 Hr 23 | 53.3147 | 1.3e-05 | -891.5433 | -520.579 | 350.0782 | 876.9964 | 110.8164 | 12.3978 | 61.8336 | 49.3728 | 192.8298 | 107.8756 | 0 | 186.3232 | 269.8282 | 0 | 0 | 45.8642 | 234.2439 | 0 | 140.737 | 0
2025_09_04 Hr 24 | 0 | 0 | 0 | 0 | 0 | 0 | 0 | 0 | 0 | 68.0171 | 0 | 0.1008 | 62 | 0 | 93.1616 | 93.1616 | 269.8282 | 0 | 0.00123 | 0.058 | 0.04906 | 1.3332 | 0 | 0 | 0 | 0 | 0 | 0 | 0.0792 | 45.6683 | 0 | 234.2439 | 0 | 0 | 0 | 0 | 7.6764 | 10.5243 | 0 | 0 | -35.707 | 0.5759 | 5.7806 | 0.06 | -1 | -4.2 | 5.9003 | 0 | 0 | 14.0865 | 14.0865 | 14.0865 | 14.0865 | 16.3797 | 27.7992 | 1.1496 | 0.00258 | 0 | 0 | 0 | 0 | 0 | 0 | 0 | 0 | 0 | 0 | 0 | 0 | 0 | 0 | 0 | 0 | 3.3829 | 0 | -521.3176 | 14.4011 | 0 | 68.9262 | 68.8839 | 43.5246 | 1051.506 | 25.2788 | 45.2926 | 1.6348 | 0.252 | 0 | 14.074 | 3.19 | 57.716 | 801.8517 | 315.2403 | -529.1876 | 3.6249 | 1.885 | -2.67 | 10.9141 | 3.9285 | 2025-09-04 | 2025_09_04 Hr 24 | 52.0485 | -6.2e-05 | -801.8517 | -557.0246 | 277.4474 | 873.8737 | 133.3238 | 12.3978 | 61.8336 | 36.8894 | 140.7428 | 99.8151 | 0 | 186.3232 | 269.8282 | 0 | 0 | 45.6683 | 234.2439 | 0 | 137.8101 | 0
2025_09_05 Hr 01 | 0 | 0 | 0 | 0 | 0 | 0 | 0 | 0 | 0 | 63.8235 | 0 | 0.1008 | 57 | 0 | 93.1616 | 93.1616 | 269.8282 | 0 | 0.00123 | 0.058 | 0.04906 | 1.3332 | 0 | 0 | 0 | 0 | 0 | 0 | 0.0792 | 45.4072 | 0 | 234.2439 | 0 | 0 | 0 | 0 | 7.3604 | 9.8115 | 0 | 9.6961 | 0 | 0.5759 | 5.9436 | 0.06 | -1 | -4.2 | 5.9128 | 0 | 0 | 12.8684 | 12.8684 | 12.8684 | 12.8684 | 14.9633 | 37.6974 | 1.1496 | 0.00258 | 0 | 0 | 0 | 0 | 0 | 0 | 0 | 0 | 0 | 0 | 0 | 0 | 0 | 0 | 0 | 0 | 3.4957 | 0 | -544.9328 | 13.8219 | 0 | 54.3982 | 54.3656 | 26.4618 | 1011.117 | 24.0397 | 43.032 | 1.6348 | 0.252 | 0 | 14.074 | 3.19 | 57.716 | 766.2683 | 298.2584 | -552.8028 | 3.7659 | 1.885 | -2.67 | 10.3717 | 3.7326 | 2025-09-05 | 2025_09_05 Hr 01 | 49.0542 | -8e-06 | -766.2683 | -535.2367 | 261.5481 | 844.5663 | 121.1592 | 12.3978 | 61.8336 | 36.2898 | 130.2604 | 94.9978 | 0 | 186.3232 | 269.8282 | 0 | 0 | 45.4072 | 234.2439 | 0 | 108.7638 | 0
2025_09_05 Hr 02 | 0 | 0 | 0 | 0 | 0 | 0 | 0 | 0 | 0 | 57.9804 | 0 | 0.1008 | 43 | 0 | 93.1616 | 93.1616 | 269.8282 | 0 | 0.00123 | 0.058 | 0.04906 | 1.3332 | 0 | 0 | 0 | 0 | 0 | 0 | 0.0792 | 16.3678 | 0 | 234.2439 | 0 | 0 | 0 | 0 | 6.6866 | 6.139 | 0 | 8.4594 | 0 | 0.5759 | 5.7392 | 0.06 | -1 | -4.2 | 5.7094 | 0 | 0 | 10.0449 | 10.0449 | 10.0449 | 10.0449 | 11.6801 | 44.6472 | 1.1496 | 0.00258 | 0 | 0 | 0 | 0 | 0 | 0 | 0 | 0 | 0 | 0 | 0 | 0 | 0 | 0 | 0 | 0 | 3.3755 | 0 | -527.7202 | 13.8219 | 0 | 54.3982 | 54.3656 | 45.549 | 956.6531 | 23.107 | 41.3625 | 1.6348 | 0.252 | 0 | 14.074 | 3.19 | 57.716 | 736.6683 | 307.146 | -535.5902 | 3.6364 | 1.885 | -2.67 | 9.9693 | 3.5877 | 2025-09-05 | 2025_09_05 Hr 02 | 47.2146 | 1.7e-05 | -736.6683 | -519.2608 | 232.9746 | 815.5269 | 133.1962 | 12.3978 | 61.8336 | 31.2859 | 109.8403 | 91.8484 | 0 | 186.3232 | 269.8282 | 0 | 0 | 16.3678 | 234.2439 | 0 | 108.7638 | 0
2025_09_05 Hr 03 | 0 | 0 | 0 | 0 | 0 | 0 | 0 | 0 | 0 | 55.7916 | 0 | 0.1008 | 25 | 0 | 93.1616 | 93.1616 | 269.8282 | 0 | 0.00123 | 0.058 | 0.04906 | 1.3332 | 0 | 0 | 0 | 0 | 0 | 0 | 0.0792 | 22.9517 | 0 | 234.2439 | 0 | 0 | 0 | 0 | 6.4341 | 4.7633 | 0 | 6.1354 | 0 | 0.5759 | 5.6626 | 0.06 | -1 | -4.2 | 5.6332 | 0 | 0 | 8.9873 | 8.9873 | 8.9873 | 8.9873 | 10.4503 | 44.6472 | 1.1496 | 0.00258 | 0 | 0 | 0 | 0 | 0 | 0 | 0 | 0 | 0 | 0 | 0 | 0 | 0 | 0 | 0 | 0 | 3.3304 | 0 | -531.2495 | 13.8219 | 0 | 54.3982 | 54.3656 | 40.9218 | 953.7133 | 22.7576 | 40.7371 | 1.6348 | 0.252 | 0 | 14.074 | 3.19 | 57.716 | 704.0684 | 283.3391 | -539.1195 | 3.5878 | 1.885 | -2.67 | 9.8186 | 3.5335 | 2025-09-05 | 2025_09_05 Hr 03 | 46.4342 | -9.6e-05 | -704.0684 | -525.1141 | 222.2712 | 822.1108 | 110.569 | 12.3978 | 61.8336 | 29.4115 | 102.191 | 90.6687 | 0 | 186.3232 | 269.8282 | 0 | 0 | 22.9517 | 234.2439 | 0 | 108.7638 | 0
2025_09_05 Hr 04 | 0 | 0 | 0 | 0 | 0 | 0 | 0 | 0 | 0 | 53.9264 | 0 | 0.1008 | 10 | 0 | 93.1616 | 93.1616 | 269.8282 | 0 | 0.00123 | 0.058 | 0.04906 | 1.3332 | 0 | 0 | 0 | 0 | 0 | 0 | 0.0792 | 32.3525 | 0 | 234.2439 | 0 | 0 | 0 | 0 | 6.219 | 3.591 | 0 | 20.9109 | -0.76639 | 0.5759 | 5.5973 | 0.06 | -1 | -4.2 | 5.5683 | 0 | 0 | 8.086 | 8.086 | 8.086 | 8.086 | 9.4023 | 41.6988 | 1.1496 | 0.00258 | 0 | 0 | 0 | 0 | 0 | 0 | 0 | 0 | 0 | 0 | 0 | 0 | 0 | 0 | 0 | 0 | 3.292 | 0 | -535.7782 | 13.8219 | 0 | 58.9016 | 58.8664 | 33.981 | 964.0025 | 22.4599 | 40.2042 | 1.6348 | 0.252 | 0 | 14.074 | 3.19 | 57.716 | 697.9434 | 257.4445 | -543.6482 | 3.5465 | 1.885 | -2.67 | 9.6901 | 3.4873 | 2025-09-05 | 2025_09_05 Hr 04 | 47.7163 | -9.18e-05 | -697.9434 | -515.6337 | 213.1501 | 840.5158 | 85.6798 | 12.3978 | 61.8336 | 27.8142 | 95.6725 | 89.6634 | 0 | 186.3232 | 269.8282 | 0 | 0 | 32.3525 | 234.2439 | 0 | 117.768 | 0
2025_09_05 Hr 05 | 0 | 0 | 0 | 0 | 0 | 0 | 0 | 0 | 0 | 57.5236 | 0 | 0.1008 | 5 | 0 | 93.1616 | 93.1616 | 269.8282 | 0 | 0.00123 | 0.058 | 0.04906 | 1.3332 | 0 | 0 | 0 | 0 | 0 | 0 | 0.0792 | 41.755 | 0 | 234.2439 | 0 | 0 | 0 | 0 | 6.6339 | 5.8519 | 0 | 0 | -31.6867 | 0.5759 | 5.7232 | 0.06 | -1 | -4.2 | 5.6935 | 0 | 0 | 9.8242 | 9.8242 | 9.8242 | 9.8242 | 11.4235 | 42.7518 | 1.1496 | 0.00258 | 0 | 0 | 0 | 0 | 0 | 0 | 0 | 0 | 0 | 0 | 0 | 0 | 0 | 0 | 0 | 0 | 3.3661 | 0 | -516.0031 | 13.8219 | 0 | 68.9262 | 68.8839 | 50.4654 | 1009.099 | 23.0341 | 41.232 | 1.6348 | 0.252 | 0 | 14.074 | 3.19 | 57.716 | 725.46 | 271.9208 | -523.8731 | 3.6262 | 1.885 | -2.67 | 9.9378 | 3.5764 | 2025-09-05 | 2025_09_05 Hr 05 | 70.9753 | -1.3e-05 | -725.46 | -547.6898 | 230.7409 | 869.9603 | 98.2172 | 12.3978 | 61.8336 | 30.8948 | 108.2439 | 91.6022 | 0 | 186.3232 | 269.8282 | 0 | 0 | 41.755 | 234.2439 | 0 | 137.8101 | 0
2025_09_05 Hr 06 | 0 | 0 | 0 | 0 | 0 | 0 | 0 | 0 | 0 | 69.3811 | 0 | 0.1008 | 3 | 0 | 93.1616 | 93.1616 | 269.8282 | 0 | 0.00123 | 0.058 | 0.04906 | 1.3332 | 0 | 0 | 0 | 0 | 0 | 0 | 0.0792 | 42.4706 | 0 | 234.2439 | 0 | 0 | 0 | 0 | 8.0013 | 13.3046 | 0 | 22.6383 | -1.7353 | 0.5759 | 6.138 | 0.06 | -1 | -4.2 | 6.1062 | 0 | 0 | 15.554 | 15.554 | 15.554 | 15.554 | 18.086 | 40.7511 | 1.1496 | 0.00258 | 0 | 0 | 0 | 0 | 0 | 0 | 0 | 0 | 0 | 0 | 0 | 0 | 0 | 0 | 0 | 0 | 3.61 | 0 | -531.3146 | 13.8219 | 0 | 60.3651 | 60.3294 | 46.995 | 1044.292 | 24.9268 | 44.62 | 1.6348 | 0.252 | 0 | 14.074 | 3.19 | 57.716 | 796.8517 | 270.8408 | -539.1846 | 3.8891 | 1.885 | -2.67 | 10.7544 | 3.8703 | 2025-09-05 | 2025_09_05 Hr 06 | 49.97 | -5.7e-05 | -796.8517 | -510.4116 | 288.7254 | 853.5603 | 90.7461 | 12.3978 | 61.8336 | 41.0492 | 149.6829 | 97.9933 | 0 | 186.3232 | 269.8282 | 0 | 0 | 42.4706 | 234.2439 | 0 | 120.6945 | 0
2025_09_05 Hr 07 | 0.52238 | 0 | 0 | 3.8572 | 3.8572 | 3.8572 | 3.8572 | 3.8012 | 3.8572 | 83.237 | -14.5 | 0.1008 | 9 | 0 | 93.1616 | 93.1616 | 262.3367 | 0 | 0.00123 | 0.058 | 0.04906 | 1.3332 | 0 | 0 | 0 | 0 | 0 | 0 | 0.0792 | 46.06 | 6.5271 | 228.3633 | 0 | 0 | 0 | 0 | 9.5993 | 22.0133 | 0 | 39.8423 | 0 | 0.5759 | 6.6227 | 0 | -1 | -4.2 | 6.5884 | 0 | 0 | 22.2494 | 22.2494 | 22.2494 | 22.2494 | 25.8714 | 35.802 | 1.1496 | 0.00258 | 0 | 0 | 0 | 0 | 0 | 0 | 0 | 0 | 0 | 0 | 0 | 0 | 0 | 0 | 0 | 0 | 3.8951 | 0 | -571.2171 | 13.8219 | 0 | 68.7156 | 68.6745 | 58.563 | 1141.109 | 27.1384 | 48.5789 | 1.6348 | 0.252 | -0.52238 | 14.074 | 3.19 | 57.716 | 878.2917 | 291.4503 | -594.1095 | 4.1962 | 1.885 | -2.67 | 11.7086 | 4.2137 | 2025-09-05 | 2025_09_05 Hr 07 | 68.9948 | -5.9e-05 | -878.2917 | -531.3748 | 341.9826 | 890.0874 | 103.365 | 12.3978 | 61.8336 | 52.9151 | 198.106 | 90.9615 | 23.0871 | 186.3232 | 262.3367 | 0 | 6.5271 | 46.06 | 228.3633 | 0 | 137.3901 | 0
2025_09_05 Hr 08 | 5.6897 | 0.00027 | 0.007614 | 3.8572 | 3.8572 | 3.8572 | 3.8572 | 3.8012 | 3.8572 | 90.0888 | -14.5 | 0.1008 | 6 | 0 | 93.1616 | 93.1616 | 262.3367 | 0 | 0.00123 | 0.058 | 0.04906 | 1.3332 | 0 | 0 | 0 | 0 | 0 | 0 | 0.0792 | 46.06 | 6.5271 | 228.3633 | 0 | 0 | 0 | 0 | 10.3894 | 26.3199 | 0 | 29.0845 | 0 | 0.5759 | 6.8624 | 0 | -1 | -4.2 | 6.8269 | 0 | 0 | 25.5603 | 25.5603 | 25.5603 | 25.5603 | 29.7213 | 14.8473 | 1.1496 | 0.00258 | 0 | 0 | 0 | 0 | 0 | 0 | 0 | 0 | 0 | 0 | 0 | 0 | 0 | 0 | 0 | 0 | 4.0361 | 0 | -526.8367 | 13.8219 | 0 | 69.7466 | 69.7047 | 72.4446 | 1172.991 | 28.2321 | 50.5366 | 1.6348 | 0.252 | -5.6897 | 14.074 | 3.19 | 57.716 | 937.4167 | 290.2379 | -554.8964 | 4.3481 | 1.885 | -2.67 | 12.1805 | 4.3835 | 2025-09-05 | 2025_09_05 Hr 08 | 72.5341 | -2.5e-05 | -937.4167 | -497.7522 | 375.489 | 892.1487 | 93.2998 | 12.3978 | 61.8336 | 58.7828 | 222.0515 | 94.6546 | 23.0871 | 186.3232 | 262.3367 | 0 | 6.5271 | 46.06 | 228.3633 | 0 | 139.4514 | 0
2025_09_05 Hr 09 | 11.3994 | 0.001515 | 0.042723 | 3.8572 | 3.8572 | 3.8572 | 3.8572 | 3.8012 | 3.8572 | 94.257 | -14.5 | 0.1008 | 5 | 0 | 93.1616 | 93.1616 | 262.3367 | 0 | 0.00123 | 0.058 | 0.04906 | 1.3332 | 0 | 0 | 0 | 0 | 0 | 0 | 0.0792 | 46.06 | 6.5271 | 228.3633 | 0 | 0 | 0 | 0 | 10.8701 | 28.9397 | 0 | 2.6784 | 0 | 0.5759 | 7.0083 | 0 | -1 | -4.2 | 6.9719 | 0 | 0 | 27.5745 | 27.5745 | 27.5745 | 27.5745 | 32.0634 | 11.8989 | 1.1496 | 0.00258 | 0 | 0 | 0 | 0 | 0 | 0 | 0 | 0 | 0 | 0 | 0 | 0 | 0 | 0 | 0 | 0 | 4.1219 | 0 | -500.2683 | 13.8219 | 0 | 69.7466 | 69.7047 | 69.9864 | 1191.162 | 28.8974 | 51.7276 | 1.6348 | 0.252 | -11.3994 | 14.074 | 3.19 | 57.716 | 951.5917 | 291.7888 | -534.0377 | 4.4405 | 1.885 | -2.67 | 12.4675 | 4.4868 | 2025-09-05 | 2025_09_05 Hr 09 | 77.857 | -3.7e-05 | -951.5917 | -497.5899 | 395.872 | 892.1487 | 86.9295 | 12.3978 | 61.8336 | 62.3524 | 236.6184 | 96.9012 | 23.0871 | 186.3232 | 262.3367 | 0 | 6.5271 | 46.06 | 228.3633 | 0 | 139.4514 | 0
2025_09_05 Hr 10 | 16.0245 | 0.003945 | 0.11125 | 3.8572 | 3.8572 | 3.8572 | 3.8572 | 3.8012 | 3.8572 | 99.3578 | -14.5 | 0.1008 | 6 | 0 | 93.1616 | 93.1616 | 262.3367 | 0 | 0.00123 | 0.058 | 0.04906 | 1.3332 | 0 | 0 | 0 | 0 | 0 | 0 | 0.0792 | 46.06 | 6.5271 | 228.3633 | 0 | 0 | 0 | 0 | 11.4584 | 32.1457 | 0 | 34.2174 | 0 | 0.5759 | 7.1867 | 0 | -1 | -4.2 | 7.1495 | 0 | 0 | 30.0393 | 30.0393 | 30.0393 | 30.0393 | 34.9294 | 12.9519 | 1.1496 | 0.00258 | 0 | 0 | 0 | 0 | 0 | 0 | 0 | 0 | 0 | 0 | 0 | 0 | 0 | 0 | 0 | 0 | 4.2268 | 0 | -518.1232 | 13.8219 | 0 | 69.7466 | 69.7047 | 37.4514 | 1213.425 | 29.7116 | 53.185 | 1.6348 | 0.252 | -16.0245 | 14.074 | 3.19 | 57.716 | 959.8083 | 268.6836 | -556.5177 | 4.5535 | 1.885 | -2.67 | 12.8188 | 4.6132 | 2025-09-05 | 2025_09_05 Hr 10 | 93.5657 | 1.9e-05 | -959.8083 | -483.9058 | 420.8156 | 892.1487 | 56.5185 | 12.3978 | 61.8336 | 66.7206 | 254.4445 | 99.6505 | 23.0871 | 186.3232 | 262.3367 | 0 | 6.5271 | 46.06 | 228.3633 | 0 | 139.4514 | 0
2025_09_05 Hr 11 | 16.58 | 0.00642 | 0.18104 | 3.8572 | 3.8572 | 3.8572 | 3.8572 | 3.8012 | 3.8572 | 103.8115 | -14.5 | 0.1008 | 6 | 0 | 93.1616 | 93.1616 | 262.3367 | 0 | 0.00123 | 0.058 | 0.04906 | 1.3332 | 0 | 0 | 0 | 0 | 0 | 0 | 0.0792 | 46.06 | 6.5271 | 228.3633 | 0 | 0 | 0 | 0 | 11.972 | 34.9449 | 0 | 41.3046 | 0 | 0.5759 | 7.3425 | 0 | -1 | -4.2 | 7.3045 | 0 | 0 | 32.1914 | 32.1914 | 32.1914 | 32.1914 | 37.4319 | 13.8996 | 1.1496 | 0.00258 | 0 | 0 | 0 | 0 | 0 | 0 | 0 | 0 | 0 | 0 | 0 | 0 | 0 | 0 | 0 | 0 | 4.3185 | 0 | -523.7892 | 13.8219 | 0 | 69.7466 | 69.7047 | 31.5228 | 1232.873 | 30.4225 | 54.4575 | 1.6348 | 0.252 | -16.58 | 14.074 | 3.19 | 57.716 | 978.1 | 266.6612 | -562.7392 | 4.6523 | 1.885 | -2.67 | 13.1255 | 4.7236 | 2025-09-05 | 2025_09_05 Hr 11 | 113.3431 | 9e-06 | -978.1 | -482.4846 | 442.5947 | 892.1487 | 51.6099 | 12.3978 | 61.8336 | 70.5346 | 270.0091 | 102.051 | 23.0871 | 186.3232 | 262.3367 | 0 | 6.5271 | 46.06 | 228.3633 | 0 | 139.4514 | 0
2025_09_05 Hr 12 | 17.0891 | 0.00777 | 0.21911 | 3.8572 | 3.8572 | 3.8572 | 3.8572 | 3.8012 | 3.8572 | 102.3459 | -14.5 | 0.1008 | 6 | 0 | 93.1616 | 93.1616 | 262.3367 | 0 | 0.00123 | 0.058 | 0.04906 | 1.3332 | 0 | 0 | 0 | 0 | 0 | 0 | 0.0792 | 46.06 | 6.5271 | 228.3633 | 0 | 0 | 0 | 0 | 11.803 | 34.0238 | 0 | 41.0434 | 0 | 0.5759 | 7.2913 | 0 | -1 | -4.2 | 7.2535 | 0 | 0 | 31.4833 | 31.4833 | 31.4833 | 31.4833 | 36.6084 | 9.8982 | 1.1496 | 0.00258 | 0 | 0 | 0 | 0 | 0 | 0 | 0 | 0 | 0 | 0 | 0 | 0 | 0 | 0 | 0 | 0 | 4.2883 | 0 | -474.229 | 13.8219 | 0 | 69.7466 | 69.7047 | 28.0524 | 1226.535 | 30.1886 | 54.0388 | 1.6348 | 0.252 | -17.0891 | 14.074 | 3.19 | 57.716 | 1012.8 | 258.91 | -513.6881 | 4.6198 | 1.885 | -2.67 | 13.0246 | 4.6873 | 2025-09-05 | 2025_09_05 Hr 12 | 109.7295 | -2.9e-05 | -1012.8 | -433.1856 | 435.428 | 892.1487 | 44.1775 | 12.3978 | 61.8336 | 69.2796 | 264.8873 | 101.2611 | 23.0871 | 186.3232 | 262.3367 | 0 | 6.5271 | 46.06 | 228.3633 | 0 | 139.4514 | 0
2025_09_05 Hr 13 | 15.0195 | 0.00906 | 0.25549 | 3.8572 | 3.8572 | 3.8572 | 3.8572 | 3.8012 | 3.8572 | 104.9154 | -14.5 | 0.1008 | 6 | 0 | 93.1616 | 93.1616 | 262.3367 | 0 | 0.00123 | 0.058 | 0.04906 | 1.3332 | 0 | 0 | 0 | 0 | 0 | 0 | 0.0792 | 46.06 | 6.5271 | 228.3633 | 0 | 0 | 0 | 0 | 12.0993 | 35.6387 | 0 | 52.1788 | 0 | 0.5759 | 7.3811 | 0 | -1 | -4.2 | 7.3429 | 0 | 0 | 32.7249 | 32.7249 | 32.7249 | 32.7249 | 38.0521 | 8.9505 | 1.1496 | 0.00258 | 0 | 0 | 0 | 0 | 0 | 0 | 0 | 0 | 0 | 0 | 0 | 0 | 0 | 0 | 0 | 0 | 4.3412 | 0 | -481.7949 | 13.8219 | 0 | 69.7466 | 69.7047 | 26.028 | 1237.751 | 30.5987 | 54.773 | 1.6348 | 0.252 | -15.0195 | 14.074 | 3.19 | 57.716 | 1026 | 255.2545 | -519.1844 | 4.6767 | 1.885 | -2.67 | 13.2015 | 4.751 | 2025-09-05 | 2025_09_05 Hr 13 | 130.658 | 1.7e-05 | -1026 | -429.6161 | 447.993 | 892.1487 | 41.2431 | 12.3978 | 61.8336 | 71.48 | 273.8669 | 102.646 | 23.0871 | 186.3232 | 262.3367 | 0 | 6.5271 | 46.06 | 228.3633 | 0 | 139.4514 | 0
2025_09_05 Hr 14 | 11.401 | 0.00993 | 0.28003 | 3.8572 | 3.8572 | 3.8572 | 3.8572 | 3.8012 | 3.8572 | 105.829 | -14.5 | 0.1008 | 7 | 0 | 93.1616 | 93.1616 | 262.3367 | 0 | 0.00123 | 0.058 | 0.04906 | 1.3332 | 0 | 0 | 0 | 0 | 0 | 0 | 0.0792 | 46.06 | 6.5271 | 228.3633 | 0 | 0 | 0 | 0 | 12.2047 | 36.2129 | 0 | 46.2494 | 0 | 0.5759 | 7.4131 | 0 | -1 | -4.2 | 7.3747 | 0 | 0 | 33.1663 | 33.1663 | 33.1663 | 33.1663 | 38.5655 | 6.9498 | 1.1496 | 0.00258 | 0 | 0 | 0 | 0 | 0 | 0 | 0 | 0 | 0 | 0 | 0 | 0 | 0 | 0 | 0 | 0 | 4.36 | 0 | -455.273 | 13.8219 | 0 | 69.7466 | 69.7047 | 32.535 | 1241.751 | 30.7445 | 55.034 | 1.6348 | 0.252 | -11.401 | 14.074 | 3.19 | 57.716 | 1056.592 | 257.6356 | -489.044 | 4.697 | 1.885 | -2.67 | 13.2645 | 4.7736 | 2025-09-05 | 2025_09_05 Hr 14 | 146.0416 | -0.000283 | -1056.592 | -409.0236 | 452.4605 | 892.1487 | 46.7748 | 12.3978 | 61.8336 | 72.2623 | 277.0597 | 103.1384 | 23.0871 | 186.3232 | 262.3367 | 0 | 6.5271 | 46.06 | 228.3633 | 0 | 139.4514 | 0
2025_09_05 Hr 15 | 16.0593 | 0.010155 | 0.28637 | 3.8572 | 3.8572 | 3.8572 | 3.8572 | 3.8012 | 3.8572 | 106.2857 | -14.5 | 0.1008 | 10 | 0 | 93.1616 | 93.1616 | 262.3367 | 0 | 0.00123 | 0.058 | 0.04906 | 1.3332 | 0 | 0 | 0 | 0 | 0 | 0 | 0.0792 | 46.06 | 6.5271 | 228.3633 | 0 | 0 | 0 | 0 | 12.2573 | 36.5 | 0 | 52.8711 | 0 | 0.5759 | 7.4291 | 0 | -1 | -4.2 | 7.3906 | 0 | 0 | 33.387 | 33.387 | 33.387 | 33.387 | 38.8221 | 8.9505 | 1.1496 | 0.00258 | 0 | 0 | 0 | 0 | 0 | 0 | 0 | 0 | 0 | 0 | 0 | 0 | 0 | 0 | 0 | 0 | 4.3694 | 0 | -461.449 | 13.8219 | 0 | 69.7466 | 69.7047 | 31.9566 | 1243.745 | 30.8174 | 55.1645 | 1.6348 | 0.252 | -16.0593 | 14.074 | 3.19 | 57.716 | 1063.7 | 266.9626 | -499.8783 | 4.7071 | 1.885 | -2.67 | 13.2959 | 4.7849 | 2025-09-05 | 2025_09_05 Hr 15 | 151.541 | -4.1e-05 | -1063.7 | -408.5779 | 454.6942 | 892.1487 | 51.2036 | 12.3978 | 61.8336 | 72.6535 | 278.656 | 103.3846 | 23.0871 | 186.3232 | 262.3367 | 0 | 6.5271 | 46.06 | 228.3633 | 0 | 139.4514 | 0
2025_09_05 Hr 16 | 15.5402 | 0.009645 | 0.27199 | 3.8572 | 3.8572 | 3.8572 | 3.8572 | 3.8012 | 3.8572 | 103.8305 | -14.5 | 0.1008 | 11 | 0 | 93.1616 | 93.1616 | 262.3367 | 0 | 0.00123 | 0.058 | 0.04906 | 1.3332 | 0 | 0 | 0 | 0 | 0 | 0 | 0.0792 | 46.06 | 6.5271 | 228.3633 | 0 | 0 | 0 | 0 | 11.9742 | 34.9569 | 0 | 35.3952 | 0 | 0.5759 | 7.3432 | 0 | -1 | -4.2 | 7.3051 | 0 | 0 | 32.2006 | 32.2006 | 32.2006 | 32.2006 | 37.4426 | 6.9498 | 1.1496 | 0.00258 | 0 | 0 | 0 | 0 | 0 | 0 | 0 | 0 | 0 | 0 | 0 | 0 | 0 | 0 | 0 | 0 | 4.3189 | 0 | -425.2542 | 13.8219 | 0 | 69.7466 | 69.7047 | 37.4514 | 1233.047 | 30.4255 | 54.463 | 1.6348 | 0.252 | -15.5402 | 14.074 | 3.19 | 57.716 | 1074.892 | 269.6137 | -463.1644 | 4.6527 | 1.885 | -2.67 | 13.1268 | 4.7241 | 2025-09-05 | 2025_09_05 Hr 16 | 163.2923 | -0.00034 | -1074.892 | -389.859 | 442.6878 | 892.1487 | 55.6828 | 12.3978 | 61.8336 | 70.5509 | 270.0756 | 102.0613 | 23.0871 | 186.3232 | 262.3367 | 0 | 6.5271 | 46.06 | 228.3633 | 0 | 139.4514 | 0
2025_09_05 Hr 17 | 17.5103 | 0.00867 | 0.24449 | 3.8572 | 3.8572 | 3.8572 | 3.8572 | 3.8012 | 3.8572 | 104.8202 | -14.5 | 0.1008 | 12 | 0 | 93.1616 | 93.1616 | 262.3367 | 0 | 0.00123 | 0.058 | 0.04906 | 1.3332 | 0 | 0 | 0 | 0 | 0 | 0 | 0.0792 | 46.06 | 6.5271 | 228.3633 | 0 | 0 | 0 | 0 | 12.0883 | 35.5789 | 0 | 48.0153 | 0 | 0.5759 | 7.3778 | 0 | -1 | -4.2 | 7.3396 | 0 | 0 | 32.6789 | 32.6789 | 32.6789 | 32.6789 | 37.9987 | 7.8975 | 1.1496 | 0.00258 | 0 | 0 | 0 | 0 | 0 | 0 | 0 | 0 | 0 | 0 | 0 | 0 | 0 | 0 | 0 | 0 | 4.3392 | 0 | -415.8177 | 13.8219 | 0 | 69.7466 | 69.7047 | 28.0524 | 1237.326 | 30.5835 | 54.7458 | 1.6348 | 0.252 | -17.5103 | 14.074 | 3.19 | 57.716 | 1094.308 | 264.665 | -455.698 | 4.6746 | 1.885 | -2.67 | 13.195 | 4.7486 | 2025-09-05 | 2025_09_05 Hr 17 | 174.5364 | 0.000312 | -1094.308 | -367.8024 | 447.5275 | 892.1487 | 48.2031 | 12.3978 | 61.8336 | 71.3985 | 273.5343 | 102.5947 | 23.0871 | 186.3232 | 262.3367 | 0 | 6.5271 | 46.06 | 228.3633 | 0 | 139.4514 | 0
2025_09_05 Hr 18 | 11.3994 | 0.006585 | 0.1857 | 3.8572 | 3.8572 | 3.8572 | 3.8572 | 3.8012 | 3.8572 | 104.2112 | -14.5 | 0.1008 | 23 | 0 | 93.1616 | 93.1616 | 262.3367 | 0 | 0.00123 | 0.058 | 0.04906 | 1.3332 | 0 | 0 | 0 | 0 | 0 | 0 | 0.0792 | 46.06 | 6.5271 | 228.3633 | 0 | 0 | 0 | 0 | 12.0181 | 35.1961 | 0 | 36.496 | 0 | 0.5759 | 7.3565 | 0 | -1 | -4.2 | 7.3184 | 0 | 0 | 32.3846 | 32.3846 | 32.3846 | 32.3846 | 37.6565 | 11.8989 | 1.1496 | 0.00258 | 0 | 0 | 0 | 0 | 0 | 0 | 0 | 0 | 0 | 0 | 0 | 0 | 0 | 0 | 0 | 0 | 4.3267 | 0 | -427.3692 | 13.8219 | 0 | 69.7466 | 69.7047 | 30.9444 | 1234.617 | 30.4863 | 54.5717 | 1.6348 | 0.252 | -11.3994 | 14.074 | 3.19 | 57.716 | 1086.092 | 276.1171 | -461.1386 | 4.6611 | 1.885 | -2.67 | 13.153 | 4.7335 | 2025-09-05 | 2025_09_05 Hr 18 | 222.6192 | -0.000302 | -1086.092 | -390.8732 | 444.5493 | 892.1487 | 66.0356 | 12.3978 | 61.8336 | 70.8769 | 271.4059 | 102.2665 | 23.0871 | 186.3232 | 262.3367 | 0 | 6.5271 | 46.06 | 228.3633 | 0 | 139.4514 | 0
2025_09_05 Hr 19 | 2.0713 | 0.00441 | 0.12436 | 3.8572 | 3.8572 | 3.8572 | 3.8572 | 3.8012 | 3.8572 | 100.7091 | -14.5 | 0.1008 | 39 | 0 | 93.1616 | 93.1616 | 262.3367 | 0 | 0.00123 | 0.058 | 0.04906 | 1.3332 | 0 | 0 | 0 | 0 | 0 | 0 | 0.0792 | 46.06 | 6.5271 | 228.3633 | 0 | 0 | 0 | 0 | 11.6142 | 32.995 | 0 | 33.4209 | 0 | 0.5759 | 7.234 | 0 | -1 | -4.2 | 7.1965 | 0 | 0 | 30.6923 | 30.6923 | 30.6923 | 30.6923 | 35.6887 | 21.9024 | 1.1496 | 0.00258 | 0 | 0 | 0 | 0 | 0 | 0 | 0 | 0 | 0 | 0 | 0 | 0 | 0 | 0 | 0 | 0 | 4.2546 | 0 | -444.0219 | 13.8219 | 0 | 69.7466 | 69.7047 | 22.5576 | 1219.318 | 29.9273 | 53.5711 | 1.6348 | 0.252 | -2.0713 | 14.074 | 3.19 | 57.716 | 1066.792 | 282.5159 | -468.4632 | 4.5835 | 1.885 | -2.67 | 12.9119 | 4.6467 | 2025-09-05 | 2025_09_05 Hr 19 | 196.7478 | -0.000368 | -1066.792 | -410.601 | 427.4237 | 892.1487 | 83.5888 | 12.3978 | 61.8336 | 67.8778 | 259.167 | 100.3789 | 23.0871 | 186.3232 | 262.3367 | 0 | 6.5271 | 46.06 | 228.3633 | 0 | 139.4514 | 0
2025_09_05 Hr 20 | 0 | 0.00204 | 0.057528 | 3.8572 | 3.8572 | 3.8572 | 3.8572 | 3.8012 | 3.8572 | 99.3578 | -14.5 | 0.1008 | 68 | 0 | 93.1616 | 93.1616 | 262.3367 | 0 | 0.00123 | 0.058 | 0.04906 | 1.3332 | 0 | 0 | 0 | 0 | 0 | 0 | 0.0792 | 46.06 | 6.5271 | 228.3633 | 0 | 0 | 0 | 0 | 11.4584 | 32.1457 | 0 | 37.9448 | 0 | 0.5759 | 7.1867 | 0 | -1 | -4.2 | 7.1495 | 0 | 0 | 30.0393 | 30.0393 | 30.0393 | 30.0393 | 34.9294 | 24.8508 | 1.1496 | 0.00258 | 0 | 0 | 0 | 0 | 0 | 0 | 0 | 0 | 0 | 0 | 0 | 0 | 0 | 0 | 0 | 0 | 4.2268 | 0 | -463.7192 | 13.8219 | 0 | 69.7466 | 69.7047 | 14.46 | 1213.371 | 29.7116 | 53.185 | 1.6348 | 0.252 | 0 | 14.074 | 3.19 | 57.716 | 1068.792 | 303.5647 | -486.0892 | 4.5535 | 1.885 | -2.67 | 12.8188 | 4.6132 | 2025-09-05 | 2025_09_05 Hr 20 | 170.4119 | -0.000347 | -1068.792 | -425.7744 | 420.8156 | 892.1487 | 107.3704 | 12.3978 | 61.8336 | 66.7206 | 254.4445 | 99.6505 | 23.0871 | 186.3232 | 262.3367 | 0 | 6.5271 | 46.06 | 228.3633 | 0 | 139.4514 | 0
2025_09_05 Hr 21 | 0 | 0.000525 | 0.014805 | 3.8572 | 3.8572 | 3.8572 | 3.8572 | 3.8012 | 3.8572 | 93.6289 | -14.5 | 0.1008 | 69 | 0 | 93.1616 | 93.1616 | 261.7059 | 0 | 0.00123 | 0.058 | 0.04906 | 1.3332 | 0 | 0 | 0 | 0 | 0 | 0 | 0.0792 | 45.9947 | 6.5271 | 227.8293 | 0 | 0 | 0 | 0 | 10.7977 | 28.5449 | 0 | 35.7096 | 0 | 0.5759 | 6.9863 | 0 | -1 | -4.2 | 6.9501 | 0 | 0 | 27.271 | 27.271 | 27.271 | 27.271 | 31.7105 | 36.7497 | 1.1496 | 0.00258 | 0 | 0 | 0 | 0 | 0 | 0 | 0 | 0 | 0 | 0 | 0 | 0 | 0 | 0 | 0 | 0 | 4.109 | 0 | -478.7088 | 13.8219 | 0 | 68.2208 | 68.1785 | 12.4356 | 1184.119 | 28.7972 | 51.5481 | 1.6348 | 0.252 | 0 | 14.074 | 3.19 | 57.716 | 1030.1 | 311.3499 | -501.0788 | 4.4266 | 1.885 | -2.67 | 12.4243 | 4.4712 | 2025-09-05 | 2025_09_05 Hr 21 | 91.367 | -7.7e-05 | -1030.1 | -442.9992 | 392.8006 | 887.8665 | 118.2006 | 12.3978 | 61.8336 | 61.8145 | 234.4234 | 96.5627 | 23.0871 | 186.3232 | 261.7059 | 0 | 6.5271 | 45.9947 | 227.8293 | 0 | 136.3993 | 0
2025_09_05 Hr 22 | 0 | 3e-05 | 0.000846 | 3.8572 | 3.8572 | 3.8572 | 3.8572 | 3.8012 | 3.8572 | 87.9 | -14.5 | 0.1008 | 73 | 0 | 93.1616 | 93.1616 | 262.3367 | 0 | 0.00123 | 0.058 | 0.04906 | 1.3332 | 0 | 0 | 0 | 0 | 0 | 0 | 0.0792 | 45.6683 | 6.5271 | 228.3633 | 0 | 0 | 0 | 0 | 10.137 | 24.9442 | 0 | 50.7747 | 0 | 0.5759 | 6.7859 | 0 | -1 | -4.2 | 6.7507 | 0 | 0 | 24.5027 | 24.5027 | 24.5027 | 24.5027 | 28.4915 | 38.7504 | 1.1496 | 0.00258 | 0 | 0 | 0 | 0 | 0 | 0 | 0 | 0 | 0 | 0 | 0 | 0 | 0 | 0 | 0 | 0 | 3.9911 | 0 | -517.9527 | 13.8219 | 0 | 65.1399 | 65.099 | 8.9652 | 1153.856 | 27.8827 | 49.9113 | 1.6348 | 0.252 | 0 | 14.074 | 3.19 | 57.716 | 975.1 | 310.7919 | -540.3227 | 4.2996 | 1.885 | -2.67 | 12.0297 | 4.3293 | 2025-09-05 | 2025_09_05 Hr 22 | 58.1196 | -1.1e-05 | -975.1 | -467.178 | 364.7856 | 882.5446 | 120.7165 | 12.3978 | 61.8336 | 56.9084 | 214.4023 | 93.4749 | 23.0871 | 186.3232 | 262.3367 | 0 | 6.5271 | 45.6683 | 228.3633 | 0 | 130.2389 | 0
2025_09_05 Hr 23 | 0 | 0 | 0 | 3.8572 | 3.8572 | 3.8572 | 3.8572 | 3.8012 | 3.8572 | 74.7674 | 0 | 0.1008 | 79 | 0 | 93.1616 | 93.1616 | 269.8282 | 0 | 0.00123 | 0.058 | 0.04906 | 1.3332 | 0 | 0 | 0 | 0 | 0 | 0 | 0.0792 | 46.06 | 6.5271 | 234.2439 | 0 | 0 | 0 | 0 | 8.6225 | 16.69 | 0 | 15.0095 | 0 | 0.5759 | 6.3264 | 0 | -1 | -4.2 | 6.2936 | 0 | 0 | 18.1567 | 18.1567 | 18.1567 | 18.1567 | 21.1125 | 20.8494 | 1.1496 | 0.00258 | 0 | 0 | 0 | 0 | 0 | 0 | 0 | 0 | 0 | 0 | 0 | 0 | 0 | 0 | 0 | 0 | 3.7209 | 0 | -524.1867 | 13.8219 | 0 | 71.9649 | 71.9217 | 20.967 | 1124.125 | 25.7865 | 46.1589 | 1.6348 | 0.252 | 0 | 14.074 | 3.19 | 57.716 | 910.8917 | 303.8142 | -532.0567 | 4.0085 | 1.885 | -2.67 | 11.1254 | 4.0038 | 2025-09-05 | 2025_09_05 Hr 23 | 65.4671 | -7.2e-05 | -910.8917 | -509.1772 | 315.0651 | 909.956 | 120.8164 | 12.3978 | 61.8336 | 45.6619 | 168.5067 | 100.8965 | 23.0871 | 186.3232 | 269.8282 | 0 | 6.5271 | 46.06 | 234.2439 | 0 | 143.8865 | 0
2025_09_05 Hr 24 | 0 | 0 | 0 | 3.8572 | 3.8572 | 3.8572 | 3.8572 | 3.8012 | 3.8572 | 65.0225 | 0 | 0.1008 | 83 | 0 | 93.1616 | 93.1616 | 269.8282 | 0 | 0.00123 | 0.058 | 0.04906 | 1.3332 | 0 | 0 | 0 | 0 | 0 | 0 | 0.0792 | 46.06 | 6.5271 | 234.2439 | 0 | 0 | 0 | 0 | 7.4987 | 10.5652 | 0 | 0 | -29.6848 | 0.5759 | 5.9855 | 0 | -1 | -4.2 | 5.9545 | 0 | 0 | 13.4478 | 13.4478 | 13.4478 | 13.4478 | 15.637 | 22.8501 | 1.1496 | 0.00258 | 0 | 0 | 0 | 0 | 0 | 0 | 0 | 0 | 0 | 0 | 0 | 0 | 0 | 0 | 0 | 0 | 3.5204 | 0 | -512.4363 | 13.8219 | 0 | 71.9649 | 71.9217 | 38.4636 | 1081.724 | 24.2311 | 43.3746 | 1.6348 | 0.252 | 0 | 14.074 | 3.19 | 57.716 | 853.7917 | 322.0592 | -520.3063 | 3.7925 | 1.885 | -2.67 | 10.4543 | 3.7623 | 2025-09-05 | 2025_09_05 Hr 24 | 67.7287 | -4.7e-05 | -853.7917 | -542.1211 | 267.4117 | 909.956 | 144.3137 | 12.3978 | 61.8336 | 37.3167 | 134.4509 | 95.6441 | 23.0871 | 186.3232 | 269.8282 | 0 | 6.5271 | 46.06 | 234.2439 | 0 | 143.8865 | 0
2025_09_06 Hr 01 | 0 | 0 | 0 | 3.8572 | 3.8572 | 3.8572 | 3.8572 | 3.8012 | 3.8572 | 60.8771 | 0 | 0.1008 | 85 | 0 | 93.1616 | 93.1616 | 269.8282 | 0 | 0.00123 | 0.058 | 0.04906 | 1.3332 | 0 | 0 | 0 | 0 | 0 | 0 | 0.0792 | 46.06 | 6.5271 | 234.2439 | 0 | 0 | 0 | 0 | 7.3453 | 10.2748 | 0 | 10.2959 | -10.1415 | 0.5759 | 6.1971 | 0 | -1 | -4.2 | 6.0157 | 0 | 0 | 12.6251 | 12.6251 | 12.6251 | 12.6251 | 14.6804 | 24.8508 | 1.1496 | 0.00258 | 0 | 0 | 0 | 0 | 0 | 0 | 0 | 0 | 0 | 0 | 0 | 0 | 0 | 0 | 0 | 0 | 3.6617 | 0 | -574.5384 | 12.9516 | 0 | 71.9649 | 71.9217 | 20.967 | 1073.473 | 22.7068 | 40.6081 | 1.6348 | 0.252 | 0 | 14.074 | 3.19 | 57.716 | 793.7167 | 302.4978 | -582.4084 | 3.9642 | 1.885 | -2.67 | 9.7896 | 3.5225 | 2025-09-06 | 2025_09_06 Hr 01 | 71.1321 | -5.3e-05 | -793.7167 | -574.384 | 253.0955 | 909.956 | 130.8178 | 12.3978 | 61.8336 | 37.4588 | 126.0581 | 89.5786 | 23.0871 | 186.3232 | 269.8282 | 0 | 6.5271 | 46.06 | 234.2439 | 0 | 143.8865 | 0
2025_09_06 Hr 02 | 0 | 0 | 0 | 3.8572 | 3.8572 | 3.8572 | 3.8572 | 3.8012 | 3.8572 | 55.3156 | 0 | 0.1008 | 87 | 0 | 93.1616 | 93.1616 | 269.8282 | 0 | 0.00123 | 0.058 | 0.04906 | 1.3332 | 0 | 0 | 0 | 0 | 0 | 0 | 0.0792 | 46.06 | 6.5271 | 234.2439 | 0 | 0 | 0 | 0 | 6.6742 | 6.6324 | 0 | 0.45922 | -3.2649 | 0.5759 | 5.9821 | 0 | -1 | -4.2 | 5.8069 | 0 | 0 | 9.9264 | 9.9264 | 9.9264 | 9.9264 | 11.5423 | 24.8508 | 1.1496 | 0.00258 | 0 | 0 | 0 | 0 | 0 | 0 | 0 | 0 | 0 | 0 | 0 | 0 | 0 | 0 | 0 | 0 | 3.5347 | 0 | -561.1713 | 12.9516 | 0 | 71.9649 | 71.9217 | 30.9444 | 1048.977 | 21.8189 | 39.0201 | 1.6348 | 0.252 | 0 | 14.074 | 3.19 | 57.716 | 788.6083 | 311.4787 | -569.0413 | 3.8267 | 1.885 | -2.67 | 9.4068 | 3.3847 | 2025-09-06 | 2025_09_06 Hr 02 | 72.8124 | -4.5e-06 | -788.6083 | -563.977 | 225.6027 | 909.956 | 142.7952 | 12.3978 | 61.8336 | 32.4571 | 106.5635 | 86.5821 | 23.0871 | 186.3232 | 269.8282 | 0 | 6.5271 | 46.06 | 234.2439 | 0 | 143.8865 | 0
2025_09_06 Hr 03 | 0 | 0 | 0 | 3.8572 | 3.8572 | 3.8572 | 3.8572 | 3.8012 | 3.8572 | 52.8396 | 0 | 0.1008 | 88 | 0 | 93.1616 | 93.1616 | 269.8282 | 0 | 0.00123 | 0.058 | 0.04906 | 1.3332 | 0 | 0 | 0 | 0 | 0 | 0 | 0.0792 | 46.06 | 6.5271 | 234.2439 | 0 | 0 | 0 | 0 | 6.3755 | 5.0108 | 0 | 0 | -26.6277 | 0.5759 | 5.8864 | 0 | -1 | -4.2 | 5.714 | 0 | 0 | 8.7249 | 8.7249 | 8.7249 | 8.7249 | 10.1452 | 26.8515 | 1.1496 | 0.00258 | 0 | 0 | 0 | 0 | 0 | 0 | 0 | 0 | 0 | 0 | 0 | 0 | 0 | 0 | 0 | 0 | 3.4781 | 0 | -583.5069 | 12.9516 | 0 | 71.9649 | 71.9217 | 43.5246 | 1038.071 | 21.4235 | 38.3131 | 1.6348 | 0.252 | 0 | 14.074 | 3.19 | 57.716 | 745.7917 | 325.7255 | -591.3769 | 3.7654 | 1.885 | -2.67 | 9.2364 | 3.3234 | 2025-09-06 | 2025_09_06 Hr 03 | 71.7533 | -6.3e-05 | -745.7917 | -610.1346 | 213.3628 | 909.956 | 158.3761 | 12.3978 | 61.8336 | 30.2303 | 97.8845 | 85.248 | 23.0871 | 186.3232 | 269.8282 | 0 | 6.5271 | 46.06 | 234.2439 | 0 | 143.8865 | 0
2025_09_06 Hr 04 | 0 | 0 | 0 | 3.8572 | 3.8572 | 3.8572 | 3.8572 | 3.8012 | 3.8572 | 54.3062 | 0 | 0.1008 | 84 | 0 | 93.1616 | 93.1616 | 269.8282 | 0 | 0.00123 | 0.058 | 0.04906 | 1.3332 | 0 | 0 | 0 | 0 | 0 | 0 | 0.0792 | 46.06 | 6.5271 | 234.2439 | 0 | 0 | 0 | 0 | 6.5525 | 5.9713 | 0 | 0 | -14.1525 | 0.5759 | 5.9431 | 0 | -1 | -4.2 | 5.7691 | 0 | 0 | 9.4366 | 9.4366 | 9.4366 | 9.4366 | 10.9727 | 30.7476 | 1.1496 | 0.00258 | 0 | 0 | 0 | 0 | 0 | 0 | 0 | 0 | 0 | 0 | 0 | 0 | 0 | 0 | 0 | 0 | 3.5116 | 0 | -589.5228 | 12.9516 | 0 | 71.9649 | 71.9217 | 30.9444 | 1044.53 | 21.6577 | 38.7319 | 1.6348 | 0.252 | 0 | 14.074 | 3.19 | 57.716 | 746.8167 | 313.8316 | -597.3928 | 3.8017 | 1.885 | -2.67 | 9.3373 | 3.3597 | 2025-09-06 | 2025_09_06 Hr 04 | 74.7954 | -6.4e-05 | -746.8167 | -603.6753 | 220.6126 | 909.956 | 145.692 | 12.3978 | 61.8336 | 31.5492 | 103.0252 | 86.0382 | 23.0871 | 186.3232 | 269.8282 | 0 | 6.5271 | 46.06 | 234.2439 | 0 | 143.8865 | 0
2025_09_06 Hr 05 | 0 | 0 | 0 | 3.8572 | 3.8572 | 3.8572 | 3.8572 | 3.8012 | 3.8572 | 55.5442 | 0 | 0.1008 | 88 | 0 | 93.1616 | 93.1616 | 269.8282 | 0 | 0.00123 | 0.058 | 0.04906 | 1.3332 | 0 | 0 | 0 | 0 | 0 | 0 | 0.0792 | 46.06 | 6.5271 | 234.2439 | 0 | 0 | 0 | 0 | 6.7018 | 6.7821 | 0 | 0 | -16.262 | 0.5759 | 5.9909 | 0 | -1 | -4.2 | 5.8155 | 0 | 0 | 10.0373 | 10.0373 | 10.0373 | 10.0373 | 11.6713 | 32.7483 | 1.1496 | 0.00258 | 0 | 0 | 0 | 0 | 0 | 0 | 0 | 0 | 0 | 0 | 0 | 0 | 0 | 0 | 0 | 0 | 3.5399 | 0 | -603.1412 | 12.9516 | 0 | 71.9649 | 71.9217 | 32.535 | 1049.983 | 21.8554 | 39.0853 | 1.6348 | 0.252 | 0 | 14.074 | 3.19 | 57.716 | 744.8 | 322.0899 | -611.0112 | 3.8323 | 1.885 | -2.67 | 9.4225 | 3.3904 | 2025-09-06 | 2025_09_06 Hr 05 | 81.0229 | -4e-06 | -744.8 | -619.4032 | 226.7326 | 909.956 | 153.2833 | 12.3978 | 61.8336 | 32.6626 | 107.3647 | 86.7052 | 23.0871 | 186.3232 | 269.8282 | 0 | 6.5271 | 46.06 | 234.2439 | 0 | 143.8865 | 0
2025_09_06 Hr 06 | 0 | 0 | 0 | 3.8572 | 3.8572 | 3.8572 | 3.8572 | 3.8012 | 3.8572 | 58.0202 | 0 | 0.1008 | 89 | 0 | 93.1616 | 93.1616 | 269.8282 | 0 | 0.00123 | 0.058 | 0.04906 | 1.3332 | 0 | 0 | 0 | 0 | 0 | 0 | 0.0792 | 46.06 | 6.5271 | 234.2439 | 0 | 0 | 0 | 0 | 7.0006 | 8.4037 | 0 | 2.4029 | -11.5488 | 0.5759 | 6.0866 | 0 | -1 | -4.2 | 5.9084 | 0 | 0 | 11.2388 | 11.2388 | 11.2388 | 11.2388 | 13.0684 | 33.8013 | 1.1496 | 0.00258 | 0 | 0 | 0 | 0 | 0 | 0 | 0 | 0 | 0 | 0 | 0 | 0 | 0 | 0 | 0 | 0 | 3.5965 | 0 | -607.2297 | 12.9516 | 0 | 71.9649 | 71.9217 | 31.5228 | 1060.889 | 22.2507 | 39.7923 | 1.6348 | 0.252 | 0 | 14.074 | 3.19 | 57.716 | 761.1083 | 324.4648 | -615.0997 | 3.8936 | 1.885 | -2.67 | 9.593 | 3.4517 | 2025-09-06 | 2025_09_06 Hr 06 | 94.4096 | -1e-05 | -761.1083 | -616.3756 | 238.9725 | 909.956 | 154.3241 | 12.3978 | 61.8336 | 34.8894 | 116.0437 | 88.0393 | 23.0871 | 186.3232 | 269.8282 | 0 | 6.5271 | 46.06 | 234.2439 | 0 | 143.8865 | 0
2025_09_06 Hr 07 | 0 | 0 | 0 | 3.8572 | 3.8572 | 3.8572 | 3.8572 | 3.8012 | 3.8572 | 60.3819 | -14.5 | 0.1008 | 87 | 0 | 93.1616 | 93.1616 | 262.3367 | 0 | 0.00123 | 0.058 | 0.04906 | 1.3332 | 0 | 0 | 0 | 0 | 0 | 0 | 0.0792 | 46.06 | 6.5271 | 228.3633 | 0 | 0 | 0 | 0 | 7.2855 | 9.9505 | 0 | 12.3774 | -2.3101 | 0.5759 | 6.178 | 0 | -1 | -4.2 | 5.9971 | 0 | 0 | 12.3849 | 12.3849 | 12.3849 | 12.3849 | 14.401 | 28.8522 | 1.1496 | 0.00258 | 0 | 0 | 0 | 0 | 0 | 0 | 0 | 0 | 0 | 0 | 0 | 0 | 0 | 0 | 0 | 0 | 3.6504 | 0 | -559.5319 | 12.9516 | 0 | 69.7466 | 69.7047 | 34.9932 | 1053.484 | 22.6278 | 40.4667 | 1.6348 | 0.252 | 0 | 14.074 | 3.19 | 57.716 | 803.9083 | 322.2586 | -581.9019 | 3.952 | 1.885 | -2.67 | 9.7556 | 3.5102 | 2025-09-06 | 2025_09_06 Hr 07 | 108.1668 | 3e-05 | -803.9083 | -549.4646 | 236.1475 | 892.1487 | 150.8454 | 12.3978 | 61.8336 | 37.0134 | 124.3223 | 74.8118 | 23.0871 | 186.3232 | 262.3367 | 0 | 6.5271 | 46.06 | 228.3633 | 0 | 139.4514 | 0
2025_09_06 Hr 08 | 5.169 | 0.000225 | 0.006345 | 3.8572 | 3.8572 | 3.8572 | 3.8572 | 3.8012 | 3.8572 | 67.5813 | -14.5 | 0.1008 | 65 | 0 | 93.1616 | 93.1616 | 262.3367 | 0 | 0.00123 | 0.058 | 0.04906 | 1.3332 | 0 | 0 | 0 | 0 | 0 | 0 | 0.0792 | 46.06 | 6.5271 | 228.3633 | 0 | 0 | 0 | 0 | 8.1542 | 14.6656 | 0 | 4.8464 | 0 | 0.5759 | 6.4563 | 0 | -1 | -4.2 | 6.2673 | 0 | 0 | 15.8784 | 15.8784 | 15.8784 | 15.8784 | 18.4633 | 12.9519 | 1.1496 | 0.00258 | 0 | 0 | 0 | 0 | 0 | 0 | 0 | 0 | 0 | 0 | 0 | 0 | 0 | 0 | 0 | 0 | 3.8149 | 0 | -521.44 | 12.9516 | 0 | 69.7466 | 69.7047 | 37.0176 | 1085.202 | 23.7772 | 42.5224 | 1.6348 | 0.252 | -5.169 | 14.074 | 3.19 | 57.716 | 836.5 | 295.431 | -548.979 | 4.13 | 1.885 | -2.67 | 10.2511 | 3.6885 | 2025-09-06 | 2025_09_06 Hr 08 | 117.6514 | -3e-06 | -836.5 | -516.5936 | 271.7374 | 892.1487 | 114.9761 | 12.3978 | 61.8336 | 43.4882 | 149.5583 | 78.6909 | 23.0871 | 186.3232 | 262.3367 | 0 | 6.5271 | 46.06 | 228.3633 | 0 | 139.4514 | 0
2025_09_06 Hr 09 | 8.3 | 0.00132 | 0.037224 | 3.8572 | 3.8572 | 3.8572 | 3.8572 | 3.8012 | 3.8572 | 70.8381 | -14.5 | 0.1008 | 61 | 0 | 93.1616 | 93.1616 | 262.3367 | 0 | 0.00123 | 0.058 | 0.04906 | 1.3332 | 0 | 0 | 0 | 0 | 0 | 0 | 0.0792 | 46.06 | 6.5271 | 228.3633 | 0 | 0 | 0 | 0 | 8.5472 | 16.7986 | 0 | 3.8159 | -0.074094 | 0.5759 | 6.5822 | 0 | -1 | -4.2 | 6.3895 | 0 | 0 | 17.4589 | 17.4589 | 17.4589 | 17.4589 | 20.301 | 8.9505 | 1.1496 | 0.00258 | 0 | 0 | 0 | 0 | 0 | 0 | 0 | 0 | 0 | 0 | 0 | 0 | 0 | 0 | 0 | 0 | 3.8893 | 0 | -467.6055 | 12.9516 | 0 | 69.7466 | 69.7047 | 27.0402 | 1099.578 | 24.2972 | 43.4523 | 1.6348 | 0.252 | -8.3 | 14.074 | 3.19 | 57.716 | 887.3834 | 282.3391 | -498.2755 | 4.2106 | 1.885 | -2.67 | 10.4753 | 3.7692 | 2025-09-06 | 2025_09_06 Hr 09 | 111.3624 | -8.531e-05 | -887.3834 | -463.8636 | 287.8376 | 892.1487 | 97.0292 | 12.3978 | 61.8336 | 46.4173 | 160.9746 | 80.4457 | 23.0871 | 186.3232 | 262.3367 | 0 | 6.5271 | 46.06 | 228.3633 | 0 | 139.4514 | 0
2025_09_06 Hr 10 | 11.3961 | 0.00342 | 0.096444 | 3.8572 | 3.8572 | 3.8572 | 3.8572 | 3.8012 | 3.8572 | 78.1518 | -14.5 | 0.1008 | 61 | 0 | 93.1616 | 93.1616 | 262.3367 | 0 | 0.00123 | 0.058 | 0.04906 | 1.3332 | 0 | 0 | 0 | 0 | 0 | 0 | 0.0792 | 46.06 | 6.5271 | 228.3633 | 0 | 0 | 0 | 0 | 9.4296 | 21.5886 | 0 | 19.2503 | 0 | 0.5759 | 6.865 | 0 | -1 | -4.2 | 6.664 | 0 | 0 | 21.0079 | 21.0079 | 21.0079 | 21.0079 | 24.4278 | 8.9505 | 1.1496 | 0.00258 | 0 | 0 | 0 | 0 | 0 | 0 | 0 | 0 | 0 | 0 | 0 | 0 | 0 | 0 | 0 | 0 | 4.0563 | 0 | -475.6873 | 12.9516 | 0 | 69.7466 | 69.7047 | 13.014 | 1131.851 | 25.465 | 45.5407 | 1.6348 | 0.252 | -11.3961 | 14.074 | 3.19 | 57.716 | 917 | 275.3517 | -509.4534 | 4.3914 | 1.885 | -2.67 | 10.9788 | 3.9503 | 2025-09-06 | 2025_09_06 Hr 10 | 105.0269 | 4e-06 | -917 | -456.437 | 323.9925 | 892.1487 | 83.0644 | 12.3978 | 61.8336 | 52.9949 | 186.6113 | 84.3863 | 23.0871 | 186.3232 | 262.3367 | 0 | 6.5271 | 46.06 | 228.3633 | 0 | 139.4514 | 0
2025_09_06 Hr 11 | 16.0593 | 0.00582 | 0.16412 | 3.8572 | 3.8572 | 3.8572 | 3.8572 | 3.8012 | 3.8572 | 85.0465 | -14.5 | 0.1008 | 63 | 0 | 93.1616 | 93.1616 | 262.3367 | 0 | 0.00123 | 0.058 | 0.04906 | 1.3332 | 0 | 0 | 0 | 0 | 0 | 0 | 0.0792 | 46.06 | 6.5271 | 228.3633 | 0 | 0 | 0 | 0 | 10.2615 | 26.1041 | 0 | 30.2215 | 0 | 0.5759 | 7.1315 | 0 | -1 | -4.2 | 6.9227 | 0 | 0 | 24.3536 | 24.3536 | 24.3536 | 24.3536 | 28.3182 | 13.8996 | 1.1496 | 0.00258 | 0 | 0 | 0 | 0 | 0 | 0 | 0 | 0 | 0 | 0 | 0 | 0 | 0 | 0 | 0 | 0 | 4.2138 | 0 | -506.9664 | 12.9516 | 0 | 69.7466 | 69.7047 | 7.5192 | 1162.288 | 26.5658 | 47.5093 | 1.6348 | 0.252 | -16.0593 | 14.074 | 3.19 | 57.716 | 932.3 | 285.1865 | -545.3957 | 4.562 | 1.885 | -2.67 | 11.4534 | 4.1211 | 2025-09-06 | 2025_09_06 Hr 11 | 98.2827 | -2.2e-05 | -932.3 | -476.7449 | 358.076 | 892.1487 | 84.5887 | 12.3978 | 61.8336 | 59.1956 | 210.7792 | 88.1012 | 23.0871 | 186.3232 | 262.3367 | 0 | 6.5271 | 46.06 | 228.3633 | 0 | 139.4514 | 0
2025_09_06 Hr 12 | 13.4723 | 0.007755 | 0.21869 | 3.8572 | 3.8572 | 3.8572 | 3.8572 | 3.8012 | 3.8572 | 87.6177 | -14.5 | 0.1008 | 73 | 0 | 93.1616 | 93.1616 | 262.3367 | 0 | 0.00123 | 0.058 | 0.04906 | 1.3332 | 0 | 0 | 0 | 0 | 0 | 0 | 0.0792 | 46.06 | 6.5271 | 228.3633 | 0 | 0 | 0 | 0 | 10.5717 | 27.788 | 0 | 37.2764 | 0 | 0.5759 | 7.2309 | 0 | -1 | -4.2 | 7.0192 | 0 | 0 | 25.6013 | 25.6013 | 25.6013 | 25.6013 | 29.769 | 8.9505 | 1.1496 | 0.00258 | 0 | 0 | 0 | 0 | 0 | 0 | 0 | 0 | 0 | 0 | 0 | 0 | 0 | 0 | 0 | 0 | 4.2726 | 0 | -501.8812 | 12.9516 | 0 | 69.7466 | 69.7047 | 5.061 | 1173.667 | 26.9763 | 48.2435 | 1.6348 | 0.252 | -13.4723 | 14.074 | 3.19 | 57.716 | 959.8 | 286.5795 | -537.7235 | 4.6255 | 1.885 | -2.67 | 11.6304 | 4.1848 | 2025-09-06 | 2025_09_06 Hr 12 | 84.2183 | -2.6e-05 | -959.8 | -464.6048 | 370.7867 | 892.1487 | 87.2379 | 12.3978 | 61.8336 | 61.5081 | 219.792 | 89.4866 | 23.0871 | 186.3232 | 262.3367 | 0 | 6.5271 | 46.06 | 228.3633 | 0 | 139.4514 | 0
2025_09_06 Hr 13 | 14.5104 | 0.00909 | 0.25634 | 3.8572 | 3.8572 | 3.8572 | 3.8572 | 3.8012 | 3.8572 | 91.465 | -14.5 | 0.1008 | 66 | 0 | 93.1616 | 93.1616 | 262.3367 | 0 | 0.00123 | 0.058 | 0.04906 | 1.3332 | 0 | 0 | 0 | 0 | 0 | 0 | 0.0792 | 46.06 | 6.5271 | 228.3633 | 0 | 0 | 0 | 0 | 11.0359 | 30.3078 | 0 | 38.2654 | 0 | 0.5759 | 7.3797 | 0 | -1 | -4.2 | 7.1636 | 0 | 0 | 27.4683 | 27.4683 | 27.4683 | 27.4683 | 31.9399 | 11.8989 | 1.1496 | 0.00258 | 0 | 0 | 0 | 0 | 0 | 0 | 0 | 0 | 0 | 0 | 0 | 0 | 0 | 0 | 0 | 0 | 4.3605 | 0 | -500.3768 | 12.9516 | 0 | 69.7466 | 69.7047 | 7.953 | 1190.651 | 27.5906 | 49.3421 | 1.6348 | 0.252 | -14.5104 | 14.074 | 3.19 | 57.716 | 980.1917 | 288.5323 | -537.2572 | 4.7207 | 1.885 | -2.67 | 11.8952 | 4.2801 | 2025-09-06 | 2025_09_06 Hr 13 | 98.8578 | -2.9e-05 | -980.1917 | -462.1114 | 389.8057 | 892.1487 | 86.1173 | 12.3978 | 61.8336 | 64.9681 | 233.278 | 91.5596 | 23.0871 | 186.3232 | 262.3367 | 0 | 6.5271 | 46.06 | 228.3633 | 0 | 139.4514 | 0
2025_09_06 Hr 14 | 11.401 | 0.009645 | 0.27199 | 3.8572 | 3.8572 | 3.8572 | 3.8572 | 3.8012 | 3.8572 | 95.9218 | -14.5 | 0.1008 | 62 | 0 | 93.1616 | 93.1616 | 262.3367 | 0 | 0.00123 | 0.058 | 0.04906 | 1.3332 | 0 | 0 | 0 | 0 | 0 | 0 | 0.0792 | 46.06 | 6.5271 | 228.3633 | 0 | 0 | 0 | 0 | 11.5737 | 33.2266 | 0 | 41.633 | 0 | 0.5759 | 7.552 | 0 | -1 | -4.2 | 7.3309 | 0 | 0 | 29.631 | 29.631 | 29.631 | 29.631 | 34.4546 | 17.901 | 1.1496 | 0.00258 | 0 | 0 | 0 | 0 | 0 | 0 | 0 | 0 | 0 | 0 | 0 | 0 | 0 | 0 | 0 | 0 | 4.4623 | 0 | -502.9442 | 12.9516 | 0 | 69.7466 | 69.7047 | 7.5192 | 1210.297 | 28.3022 | 50.6146 | 1.6348 | 0.252 | -11.401 | 14.074 | 3.19 | 57.716 | 1004.608 | 289.3931 | -536.7153 | 4.8309 | 1.885 | -2.67 | 12.202 | 4.3905 | 2025-09-06 | 2025_09_06 Hr 14 | 97.13 | 0.000341 | -1004.608 | -461.3112 | 411.8376 | 892.1487 | 87.7018 | 12.3978 | 61.8336 | 68.9764 | 248.9004 | 93.9609 | 23.0871 | 186.3232 | 262.3367 | 0 | 6.5271 | 46.06 | 228.3633 | 0 | 139.4514 | 0
2025_09_06 Hr 15 | 12.4425 | 0.009825 | 0.27707 | 3.8572 | 3.8572 | 3.8572 | 3.8572 | 3.8012 | 3.8572 | 99.5786 | -14.5 | 0.1008 | 75 | 0 | 93.1616 | 93.1616 | 262.3367 | 0 | 0.00123 | 0.058 | 0.04906 | 1.3332 | 0 | 0 | 0 | 0 | 0 | 0 | 0.0792 | 46.06 | 6.5271 | 228.3633 | 0 | 0 | 0 | 0 | 12.0149 | 35.6216 | 0 | 44.6136 | 0 | 0.5759 | 7.6933 | 0 | -1 | -4.2 | 7.4681 | 0 | 0 | 31.4055 | 31.4055 | 31.4055 | 31.4055 | 36.518 | 20.8494 | 1.1496 | 0.00258 | 0 | 0 | 0 | 0 | 0 | 0 | 0 | 0 | 0 | 0 | 0 | 0 | 0 | 0 | 0 | 0 | 4.5458 | 0 | -500.6736 | 12.9516 | 0 | 69.7466 | 69.7047 | 5.9286 | 1226.41 | 28.8861 | 51.6588 | 1.6348 | 0.252 | -12.4425 | 14.074 | 3.19 | 57.716 | 1042.3 | 306.7629 | -535.4861 | 4.9214 | 1.885 | -2.67 | 12.4537 | 4.481 | 2025-09-06 | 2025_09_06 Hr 15 | 79.5263 | 1e-05 | -1042.3 | -456.06 | 429.915 | 892.1487 | 102.0649 | 12.3978 | 61.8336 | 72.2652 | 261.7187 | 95.9312 | 23.0871 | 186.3232 | 262.3367 | 0 | 6.5271 | 46.06 | 228.3633 | 0 | 139.4514 | 0
2025_09_06 Hr 16 | 14.5088 | 0.009285 | 0.26184 | 3.8572 | 3.8572 | 3.8572 | 3.8572 | 3.8012 | 3.8572 | 107.7874 | -14.5 | 0.1008 | 58 | 0 | 93.1616 | 93.1616 | 262.3367 | 0 | 0.00123 | 0.058 | 0.04906 | 1.3332 | 0 | 0 | 0 | 0 | 0 | 0 | 0.0792 | 46.06 | 6.5271 | 228.3633 | 0 | 0 | 0 | 0 | 13.0054 | 40.9978 | 0 | 53.6653 | 0 | 0.5759 | 8.0107 | 0 | -1 | -4.2 | 7.7762 | 0 | 0 | 35.3889 | 35.3889 | 35.3889 | 35.3889 | 41.1499 | 21.9024 | 1.1496 | 0.00258 | 0 | 0 | 0 | 0 | 0 | 0 | 0 | 0 | 0 | 0 | 0 | 0 | 0 | 0 | 0 | 0 | 4.7333 | 0 | -495.7628 | 12.9516 | 0 | 69.7466 | 69.7047 | 4.0488 | 1262.552 | 30.1967 | 54.0027 | 1.6348 | 0.252 | -14.5088 | 14.074 | 3.19 | 57.716 | 1079 | 295.4248 | -532.6415 | 5.1244 | 1.885 | -2.67 | 13.0188 | 4.6843 | 2025-09-06 | 2025_09_06 Hr 16 | 93.6557 | -5.3e-05 | -1079 | -442.0975 | 470.495 | 892.1487 | 84.2223 | 12.3978 | 61.8336 | 79.6478 | 290.4931 | 100.3541 | 23.0871 | 186.3232 | 262.3367 | 0 | 6.5271 | 46.06 | 228.3633 | 0 | 139.4514 | 0
2025_09_06 Hr 17 | 11.3994 | 0.00813 | 0.22927 | 3.8572 | 3.8572 | 3.8572 | 3.8572 | 3.8012 | 3.8572 | 111.1014 | -14.5 | 0.1008 | 51 | 0 | 93.1616 | 93.1616 | 262.3367 | 0 | 0.00123 | 0.058 | 0.04906 | 1.3332 | 0 | 0 | 0 | 0 | 0 | 0 | 0.0792 | 46.06 | 6.5271 | 228.3633 | 0 | 0 | 0 | 0 | 13.4052 | 43.1683 | 0 | 55.8722 | 0 | 0.5759 | 8.1388 | 0 | -1 | -4.2 | 7.9005 | 0 | 0 | 36.9971 | 36.9971 | 36.9971 | 36.9971 | 43.0199 | 14.8473 | 1.1496 | 0.00258 | 0 | 0 | 0 | 0 | 0 | 0 | 0 | 0 | 0 | 0 | 0 | 0 | 0 | 0 | 0 | 0 | 4.809 | 0 | -472.1646 | 12.9516 | 0 | 69.7466 | 69.7047 | 2.4582 | 1277.116 | 30.7258 | 54.949 | 1.6348 | 0.252 | -11.3994 | 14.074 | 3.19 | 57.716 | 1105.508 | 278.4541 | -505.934 | 5.2063 | 1.885 | -2.67 | 13.2469 | 4.7664 | 2025-09-06 | 2025_09_06 Hr 17 | 106.7856 | 0.000252 | -1105.508 | -416.2924 | 486.8777 | 892.1487 | 68.5429 | 12.3978 | 61.8336 | 82.6283 | 302.1097 | 102.1397 | 23.0871 | 186.3232 | 262.3367 | 0 | 6.5271 | 46.06 | 228.3633 | 0 | 139.4514 | 0
2025_09_06 Hr 18 | 10.3679 | 0.006375 | 0.17977 | 3.8572 | 3.8572 | 3.8572 | 3.8572 | 3.8012 | 3.8572 | 111.6347 | -14.5 | 0.1008 | 73 | 0 | 93.1616 | 93.1616 | 262.3367 | 0 | 0.00123 | 0.058 | 0.04906 | 1.3332 | 0 | 0 | 0 | 0 | 0 | 0 | 0.0792 | 46.06 | 6.5271 | 228.3633 | 0 | 0 | 0 | 0 | 13.4696 | 43.5175 | 0 | 59.248 | 0 | 0.5759 | 8.1595 | 0 | -1 | -4.2 | 7.9206 | 0 | 0 | 37.2559 | 37.2559 | 37.2559 | 37.2559 | 43.3208 | 13.8996 | 1.1496 | 0.00258 | 0 | 0 | 0 | 0 | 0 | 0 | 0 | 0 | 0 | 0 | 0 | 0 | 0 | 0 | 0 | 0 | 4.8212 | 0 | -479.4279 | 12.9516 | 0 | 69.7466 | 69.7047 | 0 | 1279.415 | 30.811 | 55.1013 | 1.6348 | 0.252 | -10.3679 | 14.074 | 3.19 | 57.716 | 1122.8 | 296.3023 | -512.1658 | 5.2195 | 1.885 | -2.67 | 13.2836 | 4.7796 | 2025-09-06 | 2025_09_06 Hr 18 | 99.4004 | -4.2e-05 | -1122.8 | -420.1799 | 489.514 | 892.1487 | 87.0858 | 12.3978 | 61.8336 | 83.1079 | 303.9791 | 102.4271 | 23.0871 | 186.3232 | 262.3367 | 0 | 6.5271 | 46.06 | 228.3633 | 0 | 139.4514 | 0
2025_09_06 Hr 19 | 2.5903 | 0.0042 | 0.11844 | 3.8572 | 3.8572 | 3.8572 | 3.8572 | 3.8012 | 3.8572 | 107.5589 | -14.5 | 0.1008 | 79 | 0 | 93.1616 | 93.1616 | 262.3367 | 0 | 0.00123 | 0.058 | 0.04906 | 1.3332 | 0 | 0 | 0 | 0 | 0 | 0 | 0.0792 | 46.06 | 6.5271 | 228.3633 | 0 | 0 | 0 | 0 | 12.9778 | 40.8481 | 0 | 60.8252 | 0 | 0.5759 | 8.0019 | 0 | -1 | -4.2 | 7.7676 | 0 | 0 | 35.278 | 35.278 | 35.278 | 35.278 | 41.021 | 2.9484 | 1.1496 | 0.00258 | 0 | 0 | 0 | 0 | 0 | 0 | 0 | 0 | 0 | 0 | 0 | 0 | 0 | 0 | 0 | 0 | 4.7281 | 0 | -492.9754 | 12.9516 | 0 | 69.7466 | 69.7047 | 0.4338 | 1261.401 | 30.1602 | 53.9374 | 1.6348 | 0.252 | -2.5903 | 14.074 | 3.19 | 57.716 | 1086.1 | 281.8091 | -517.9357 | 5.1187 | 1.885 | -2.67 | 13.003 | 4.6787 | 2025-09-06 | 2025_09_06 Hr 19 | 102.3638 | -3e-06 | -1086.1 | -432.1502 | 469.3653 | 892.1487 | 82.5048 | 12.3978 | 61.8336 | 79.4423 | 289.692 | 100.231 | 23.0871 | 186.3232 | 262.3367 | 0 | 6.5271 | 46.06 | 228.3633 | 0 | 139.4514 | 0
2025_09_06 Hr 20 | 0.51906 | 0.001995 | 0.056259 | 3.8572 | 3.8572 | 3.8572 | 3.8572 | 3.8012 | 3.8572 | 103.864 | -14.5 | 0.1008 | 83 | 0 | 93.1616 | 93.1616 | 262.3367 | 0 | 0.00123 | 0.058 | 0.04906 | 1.3332 | 0 | 0 | 0 | 0 | 0 | 0 | 0.0792 | 46.06 | 6.5271 | 228.3633 | 0 | 0 | 0 | 0 | 12.532 | 38.4282 | 0 | 55.1969 | 0 | 0.5759 | 7.859 | 0 | -1 | -4.2 | 7.6289 | 0 | 0 | 33.485 | 33.485 | 33.485 | 33.485 | 38.9361 | 2.0007 | 1.1496 | 0.00258 | 0 | 0 | 0 | 0 | 0 | 0 | 0 | 0 | 0 | 0 | 0 | 0 | 0 | 0 | 0 | 0 | 4.6437 | 0 | -508.7591 | 12.9516 | 0 | 69.7466 | 69.7047 | 6.507 | 1245.064 | 29.5703 | 52.8824 | 1.6348 | 0.252 | -0.51906 | 14.074 | 3.19 | 57.716 | 1055.483 | 286.8703 | -531.6481 | 5.0273 | 1.885 | -2.67 | 12.7487 | 4.5872 | 2025-09-06 | 2025_09_06 Hr 20 | 82.289 | 0.000387 | -1055.483 | -453.5622 | 451.0996 | 892.1487 | 91.566 | 12.3978 | 61.8336 | 76.1192 | 276.7402 | 98.2402 | 23.0871 | 186.3232 | 262.3367 | 0 | 6.5271 | 46.06 | 228.3633 | 0 | 139.4514 | 0
2025_09_06 Hr 21 | 0 | 0.00048 | 0.013536 | 3.8572 | 3.8572 | 3.8572 | 3.8572 | 3.8012 | 3.8572 | 100.2262 | -14.5 | 0.1008 | 84 | 0 | 93.1616 | 93.1616 | 262.3367 | 0 | 0.00123 | 0.058 | 0.04906 | 1.3332 | 0 | 0 | 0 | 0 | 0 | 0 | 0.0792 | 46.06 | 6.5271 | 228.3633 | 0 | 0 | 0 | 0 | 12.093 | 36.0457 | 0 | 48.9957 | 0 | 0.5759 | 7.7184 | 0 | -1 | -4.2 | 7.4924 | 0 | 0 | 31.7198 | 31.7198 | 31.7198 | 31.7198 | 36.8834 | 10.9512 | 1.1496 | 0.00258 | 0 | 0 | 0 | 0 | 0 | 0 | 0 | 0 | 0 | 0 | 0 | 0 | 0 | 0 | 0 | 0 | 4.5606 | 0 | -546.8346 | 12.9516 | 0 | 69.7466 | 69.7047 | 9.9774 | 1228.998 | 28.9895 | 51.8437 | 1.6348 | 0.252 | 0 | 14.074 | 3.19 | 57.716 | 1006.6 | 297.8105 | -569.2046 | 4.9374 | 1.885 | -2.67 | 12.4983 | 4.4971 | 2025-09-06 | 2025_09_06 Hr 21 | 80.8677 | 4.2e-05 | -1006.6 | -497.8389 | 433.1163 | 892.1487 | 104.9426 | 12.3978 | 61.8336 | 72.8475 | 263.9886 | 96.2801 | 23.0871 | 186.3232 | 262.3367 | 0 | 6.5271 | 46.06 | 228.3633 | 0 | 139.4514 | 0
2025_09_06 Hr 22 | 0 | 3e-05 | 0.000846 | 3.8572 | 3.8572 | 3.8572 | 3.8572 | 3.8012 | 3.8572 | 87.4653 | -14.5 | 0.1008 | 81 | 0 | 93.1616 | 93.1616 | 262.3367 | 0 | 0.00123 | 0.058 | 0.04906 | 1.3332 | 0 | 0 | 0 | 0 | 0 | 0 | 0.0792 | 46.06 | 6.5271 | 228.3633 | 0 | 0 | 0 | 0 | 10.5534 | 27.6883 | 0 | 29.7588 | 0 | 0.5759 | 7.225 | 0 | -1 | -4.2 | 7.0135 | 0 | 0 | 25.5274 | 25.5274 | 25.5274 | 25.5274 | 29.683 | 22.8501 | 1.1496 | 0.00258 | 0 | 0 | 0 | 0 | 0 | 0 | 0 | 0 | 0 | 0 | 0 | 0 | 0 | 0 | 0 | 0 | 4.2691 | 0 | -542.6252 | 12.9516 | 0 | 69.7466 | 69.7047 | 12.0018 | 1172.779 | 26.952 | 48.2 | 1.6348 | 0.252 | 0 | 14.074 | 3.19 | 57.716 | 939.4 | 301.8578 | -564.9952 | 4.6218 | 1.885 | -2.67 | 11.6199 | 4.181 | 2025-09-06 | 2025_09_06 Hr 22 | 81.3415 | -2.9e-05 | -939.4 | -512.8664 | 370.0335 | 892.1487 | 115.8528 | 12.3978 | 61.8336 | 61.371 | 219.2579 | 89.4045 | 23.0871 | 186.3232 | 262.3367 | 0 | 6.5271 | 46.06 | 228.3633 | 0 | 139.4514 | 0
2025_09_06 Hr 23 | 0 | 0 | 0 | 3.8572 | 3.8572 | 3.8572 | 3.8572 | 3.8012 | 3.8572 | 78.4185 | 0 | 0.1008 | 73 | 0 | 93.1616 | 93.1616 | 269.8282 | 0 | 0.00123 | 0.058 | 0.04906 | 1.3332 | 0 | 0 | 0 | 0 | 0 | 0 | 0.0792 | 46.06 | 6.5271 | 234.2439 | 0 | 0 | 0 | 0 | 9.4618 | 21.7632 | 0 | 7.5896 | -3.7358 | 0.5759 | 6.8753 | 0 | -1 | -4.2 | 6.674 | 0 | 0 | 21.1373 | 21.1373 | 21.1373 | 21.1373 | 24.5783 | 25.7985 | 1.1496 | 0.00258 | 0 | 0 | 0 | 0 | 0 | 0 | 0 | 0 | 0 | 0 | 0 | 0 | 0 | 0 | 0 | 0 | 4.0624 | 0 | -545.6862 | 12.9516 | 0 | 71.9649 | 71.9217 | 7.5192 | 1150.737 | 25.5075 | 45.6168 | 1.6348 | 0.252 | 0 | 14.074 | 3.19 | 57.716 | 888.4833 | 287.4491 | -553.5562 | 4.398 | 1.885 | -2.67 | 10.9971 | 3.9569 | 2025-09-06 | 2025_09_06 Hr 23 | 69.6429 | -1e-06 | -888.4833 | -541.8324 | 339.8107 | 909.956 | 106.3177 | 12.3978 | 61.8336 | 53.2347 | 187.546 | 99.03 | 23.0871 | 186.3232 | 269.8282 | 0 | 6.5271 | 46.06 | 234.2439 | 0 | 143.8865 | 0
2025_09_06 Hr 24 | 0 | 0 | 0 | 3.8572 | 3.8572 | 3.8572 | 3.8572 | 3.8012 | 3.8572 | 70.6096 | 0 | 0.1008 | 51 | 0 | 93.1616 | 93.1616 | 269.8282 | 0 | 0.00123 | 0.058 | 0.04906 | 1.3332 | 0 | 0 | 0 | 0 | 0 | 0 | 0.0792 | 46.06 | 6.5271 | 234.2439 | 0 | 0 | 0 | 0 | 8.5196 | 16.6489 | 0 | 1.3539 | -3.0517 | 0.5759 | 6.5734 | 0 | -1 | -4.2 | 6.3809 | 0 | 0 | 17.348 | 17.348 | 17.348 | 17.348 | 20.172 | 24.8508 | 1.1496 | 0.00258 | 0 | 0 | 0 | 0 | 0 | 0 | 0 | 0 | 0 | 0 | 0 | 0 | 0 | 0 | 0 | 0 | 3.8841 | 0 | -553.5765 | 12.9516 | 0 | 71.9649 | 71.9217 | 3.0366 | 1116.341 | 24.2608 | 43.3871 | 1.6348 | 0.252 | 0 | 14.074 | 3.19 | 57.716 | 809.0084 | 255.8113 | -561.4465 | 4.2049 | 1.885 | -2.67 | 10.4596 | 3.7635 | 2025-09-06 | 2025_09_06 Hr 24 | 69.5474 | -9.7e-05 | -809.0084 | -555.2743 | 301.2078 | 909.956 | 78.8874 | 12.3978 | 61.8336 | 46.2118 | 160.1735 | 94.8225 | 23.0871 | 186.3232 | 269.8282 | 0 | 6.5271 | 46.06 | 234.2439 | 0 | 143.8865 | 0
2025_09_07 Hr 01 | 0 | 0 | 0 | 3.8572 | 3.8572 | 3.8572 | 3.8572 | 3.8012 | 3.8572 | 65.659 | 0 | 0.1008 | 40 | 0 | 93.1616 | 93.1616 | 269.8282 | 0 | 0.00123 | 0.058 | 0.04906 | 1.3332 | 0 | 0 | 0 | 0 | 0 | 0 | 0.0792 | 46.06 | 6.5271 | 234.2439 | 0 | 0 | 0 | 0 | 8.1953 | 15.4083 | 0 | 0.4359 | -1.9543 | 0.5759 | 6.7477 | 0 | -1 | -4.2 | 6.3984 | 0 | 0 | 15.899 | 15.899 | 15.899 | 15.899 | 18.4872 | 24.8508 | 1.1496 | 0.00258 | 0 | 0 | 0 | 0 | 0 | 0 | 0 | 0 | 0 | 0 | 0 | 0 | 0 | 0 | 0 | 0 | 4.0043 | 0 | -551.1317 | 12.2696 | 0 | 71.9649 | 71.9217 | 1.0122 | 1102.807 | 22.7959 | 40.7292 | 1.6348 | 0.252 | 0 | 14.074 | 3.19 | 57.716 | 779.4 | 237.1132 | -559.0017 | 4.3548 | 1.885 | -2.67 | 9.821 | 3.5331 | 2025-09-07 | 2025_09_07 Hr 01 | 71.3551 | -3.89e-05 | -779.4 | -552.6501 | 281.9997 | 909.956 | 65.863 | 12.3978 | 61.8336 | 45.1088 | 147.7421 | 89.1488 | 23.0871 | 186.3232 | 269.8282 | 0 | 6.5271 | 46.06 | 234.2439 | 0 | 143.8865 | 0
2025_09_07 Hr 02 | 0 | 0 | 0 | 3.8572 | 3.8572 | 3.8572 | 3.8572 | 3.8012 | 3.8572 | 58.7214 | 0 | 0.1008 | 29 | 0 | 93.1616 | 93.1616 | 269.8282 | 0 | 0.00123 | 0.058 | 0.04906 | 1.3332 | 0 | 0 | 0 | 0 | 0 | 0 | 0.0792 | 46.06 | 6.5271 | 234.2439 | 0 | 0 | 0 | 0 | 7.3294 | 10.728 | 0 | 0 | -6.9938 | 0.5759 | 6.4549 | 0 | -1 | -4.2 | 6.1208 | 0 | 0 | 12.5183 | 12.5183 | 12.5183 | 12.5183 | 14.5562 | 23.7978 | 1.1496 | 0.00258 | 0 | 0 | 0 | 0 | 0 | 0 | 0 | 0 | 0 | 0 | 0 | 0 | 0 | 0 | 0 | 0 | 3.8305 | 0 | -526.4919 | 12.2696 | 0 | 71.9649 | 71.9217 | 0 | 1071.936 | 21.6879 | 38.7496 | 1.6348 | 0.252 | 0 | 14.074 | 3.19 | 57.716 | 750.8917 | 220.3113 | -534.3619 | 4.1658 | 1.885 | -2.67 | 9.3437 | 3.3614 | 2025-09-07 | 2025_09_07 Hr 02 | 70.0809 | -6.6e-05 | -750.8917 | -533.4857 | 247.3922 | 909.956 | 52.7978 | 12.3978 | 61.8336 | 38.6293 | 123.3508 | 85.4121 | 23.0871 | 186.3232 | 269.8282 | 0 | 6.5271 | 46.06 | 234.2439 | 0 | 143.8865 | 0
2025_09_07 Hr 03 | 0 | 0 | 0 | 3.8572 | 3.8572 | 3.8572 | 3.8572 | 3.8012 | 3.8572 | 56.7393 | 0 | 0.1008 | 20 | 0 | 93.1616 | 93.1616 | 269.8282 | 0 | 0.00123 | 0.058 | 0.04906 | 1.3332 | 0 | 0 | 0 | 0 | 0 | 0 | 0.0792 | 46.06 | 6.5271 | 234.2439 | 0 | 0 | 0 | 0 | 7.082 | 9.3907 | 0 | 0 | -8.0508 | 0.5759 | 6.3712 | 0 | -1 | -4.2 | 6.0414 | 0 | 0 | 11.5524 | 11.5524 | 11.5524 | 11.5524 | 13.433 | 23.7978 | 1.1496 | 0.00258 | 0 | 0 | 0 | 0 | 0 | 0 | 0 | 0 | 0 | 0 | 0 | 0 | 0 | 0 | 0 | 0 | 3.7809 | 0 | -526.3725 | 12.2696 | 0 | 71.9649 | 71.9217 | 0.4338 | 1063.116 | 21.3713 | 38.184 | 1.6348 | 0.252 | 0 | 14.074 | 3.19 | 57.716 | 731.5 | 210.6775 | -534.2425 | 4.1118 | 1.885 | -2.67 | 9.2073 | 3.3123 | 2025-09-07 | 2025_09_07 Hr 03 | 71.5781 | -3.8e-05 | -731.5 | -534.4233 | 237.5044 | 909.956 | 44.2316 | 12.3978 | 61.8336 | 36.778 | 116.3819 | 84.3445 | 23.0871 | 186.3232 | 269.8282 | 0 | 6.5271 | 46.06 | 234.2439 | 0 | 143.8865 | 0
2025_09_07 Hr 04 | 0 | 0 | 0 | 3.8572 | 3.8572 | 3.8572 | 3.8572 | 3.8012 | 3.8572 | 56.6249 | 0 | 0.1008 | 13 | 0 | 93.1616 | 93.1616 | 269.8282 | 0 | 0.00123 | 0.058 | 0.04906 | 1.3332 | 0 | 0 | 0 | 0 | 0 | 0 | 0.0792 | 46.06 | 6.5271 | 234.2439 | 0 | 0 | 0 | 0 | 7.0677 | 9.3136 | 0 | 0 | -10.6327 | 0.5759 | 6.3664 | 0 | -1 | -4.2 | 6.0368 | 0 | 0 | 11.4967 | 11.4967 | 11.4967 | 11.4967 | 13.3682 | 24.8508 | 1.1496 | 0.00258 | 0 | 0 | 0 | 0 | 0 | 0 | 0 | 0 | 0 | 0 | 0 | 0 | 0 | 0 | 0 | 0 | 3.778 | 0 | -520.8638 | 12.2696 | 0 | 71.9649 | 71.9217 | 2.0244 | 1062.607 | 21.3531 | 38.1513 | 1.6348 | 0.252 | 0 | 14.074 | 3.19 | 57.716 | 729.5 | 206.2595 | -528.7338 | 4.1087 | 1.885 | -2.67 | 9.1994 | 3.3095 | 2025-09-07 | 2025_09_07 Hr 04 | 72.6293 | -1.7e-05 | -729.5 | -531.4965 | 236.9339 | 909.956 | 39.8752 | 12.3978 | 61.8336 | 36.6712 | 115.9798 | 84.2829 | 23.0871 | 186.3232 | 269.8282 | 0 | 6.5271 | 46.06 | 234.2439 | 0 | 143.8865 | 0
2025_09_07 Hr 05 | 0 | 0 | 0 | 3.8572 | 3.8572 | 3.8572 | 3.8572 | 3.8012 | 3.8572 | 58.4737 | 0 | 0.1008 | 24 | 0 | 93.1616 | 93.1616 | 269.8282 | 0 | 0.00123 | 0.058 | 0.04906 | 1.3332 | 0 | 0 | 0 | 0 | 0 | 0 | 0.0792 | 46.06 | 6.5271 | 234.2439 | 0 | 0 | 0 | 0 | 7.2984 | 10.5608 | 0 | 1.3662 | -5.1639 | 0.5759 | 6.4444 | 0 | -1 | -4.2 | 6.1108 | 0 | 0 | 12.3976 | 12.3976 | 12.3976 | 12.3976 | 14.4158 | 25.7985 | 1.1496 | 0.00258 | 0 | 0 | 0 | 0 | 0 | 0 | 0 | 0 | 0 | 0 | 0 | 0 | 0 | 0 | 0 | 0 | 3.8243 | 0 | -539.6483 | 12.2696 | 0 | 71.9649 | 71.9217 | 1.0122 | 1070.833 | 21.6484 | 38.6789 | 1.6348 | 0.252 | 0 | 14.074 | 3.19 | 57.716 | 737.7083 | 218.1908 | -547.5183 | 4.159 | 1.885 | -2.67 | 9.3266 | 3.3553 | 2025-09-07 | 2025_09_07 Hr 05 | 77.6702 | -6e-06 | -737.7083 | -543.446 | 246.1562 | 909.956 | 50.8107 | 12.3978 | 61.8336 | 38.3978 | 122.4797 | 85.2787 | 23.0871 | 186.3232 | 269.8282 | 0 | 6.5271 | 46.06 | 234.2439 | 0 | 143.8865 | 0
2025_09_07 Hr 06 | 0 | 0 | 0 | 3.8572 | 3.8572 | 3.8572 | 3.8572 | 3.8012 | 3.8572 | 61.2182 | 0 | 0.1008 | 31 | 0 | 93.1616 | 93.1616 | 269.8282 | 0 | 0.00123 | 0.058 | 0.04906 | 1.3332 | 0 | 0 | 0 | 0 | 0 | 0 | 0.0792 | 46.06 | 6.5271 | 234.2439 | 0 | 0 | 0 | 0 | 7.641 | 12.4124 | 0 | 5.678 | -8.2155 | 0.5759 | 6.5603 | 0 | -1 | -4.2 | 6.2207 | 0 | 0 | 13.735 | 13.735 | 13.735 | 13.735 | 15.9709 | 25.7985 | 1.1496 | 0.00258 | 0 | 0 | 0 | 0 | 0 | 0 | 0 | 0 | 0 | 0 | 0 | 0 | 0 | 0 | 0 | 0 | 3.893 | 0 | -557.9781 | 12.2696 | 0 | 71.9649 | 71.9217 | 4.4826 | 1083.046 | 22.0867 | 39.462 | 1.6348 | 0.252 | 0 | 14.074 | 3.19 | 57.716 | 744.8 | 230.1394 | -565.8481 | 4.2338 | 1.885 | -2.67 | 9.5155 | 3.4232 | 2025-09-07 | 2025_09_07 Hr 06 | 75.0582 | -3e-05 | -744.8 | -560.5156 | 259.8471 | 909.956 | 61.2811 | 12.3978 | 61.8336 | 40.9612 | 132.129 | 86.7569 | 23.0871 | 186.3232 | 269.8282 | 0 | 6.5271 | 46.06 | 234.2439 | 0 | 143.8865 | 0
2025_09_07 Hr 07 | 0.52238 | 0 | 0 | 3.8572 | 3.8572 | 3.8572 | 3.8572 | 3.8012 | 3.8572 | 60.0937 | 0 | 0.1008 | 37 | 0 | 93.1616 | 93.1616 | 262.3367 | 0 | 0.00123 | 0.058 | 0.04906 | 1.3332 | 0 | 0 | 0 | 0 | 0 | 0 | 0.0792 | 46.06 | 6.5271 | 228.3633 | 0 | 0 | 0 | 0 | 7.5006 | 11.6538 | 0 | 17.9231 | -2.8072 | 0.5759 | 6.5128 | 0 | -1 | -4.2 | 6.1757 | 0 | 0 | 13.187 | 13.187 | 13.187 | 13.187 | 15.3337 | 26.8515 | 1.1496 | 0.00258 | 0 | 0 | 0 | 0 | 0 | 0 | 0 | 0 | 0 | 0 | 0 | 0 | 0 | 0 | 0 | 0 | 3.8649 | 0 | -534.7838 | 12.2696 | 0 | 69.7466 | 69.7047 | 6.507 | 1060.235 | 21.9071 | 39.1412 | 1.6348 | 0.252 | -0.52238 | 14.074 | 3.19 | 57.716 | 771.3083 | 239.1335 | -543.1761 | 4.2032 | 1.885 | -2.67 | 9.4381 | 3.3954 | 2025-09-07 | 2025_09_07 Hr 07 | 66.0653 | 2e-05 | -771.3083 | -519.6679 | 254.2376 | 892.1487 | 70.3585 | 12.3978 | 61.8336 | 39.9109 | 128.1754 | 86.1513 | 23.0871 | 186.3232 | 262.3367 | 0 | 6.5271 | 46.06 | 228.3633 | 0 | 139.4514 | 0
2025_09_07 Hr 08 | 7.7792 | 0.000255 | 0.007191 | 3.8572 | 3.8572 | 3.8572 | 3.8572 | 3.8012 | 3.8572 | 65.4303 | 0 | 0.1008 | 53 | 0 | 93.1616 | 93.1616 | 262.3367 | 0 | 0.00123 | 0.058 | 0.04906 | 1.3332 | 0 | 0 | 0 | 0 | 0 | 0 | 0.0792 | 45.9294 | 6.5271 | 228.3633 | 0 | 0 | 0 | 0 | 8.1667 | 15.254 | 0 | 26.414 | 0 | 0.5759 | 6.7381 | 0 | -1 | -4.2 | 6.3893 | 0 | 0 | 15.7875 | 15.7875 | 15.7875 | 15.7875 | 18.3576 | 26.8515 | 1.1496 | 0.00258 | 0 | 0 | 0 | 0 | 0 | 0 | 0 | 0 | 0 | 0 | 0 | 0 | 0 | 0 | 0 | 0 | 3.9985 | 0 | -541.6899 | 12.2696 | 0 | 68.7291 | 68.6872 | 9.5436 | 1081.823 | 22.7594 | 40.6639 | 1.6348 | 0.252 | -7.7792 | 14.074 | 3.19 | 57.716 | 819.2 | 268.3016 | -557.3391 | 4.3485 | 1.885 | -2.67 | 9.8053 | 3.5275 | 2025-09-07 | 2025_09_07 Hr 08 | 65.9617 | -1.3e-05 | -819.2 | -515.2758 | 280.8588 | 889.9831 | 89.4025 | 12.3978 | 61.8336 | 44.8952 | 146.938 | 89.0256 | 23.0871 | 186.3232 | 262.3367 | 0 | 6.5271 | 45.9294 | 228.3633 | 0 | 137.4164 | 0
2025_09_07 Hr 09 | 15.1389 | 0.00138 | 0.038916 | 3.8572 | 3.8572 | 3.8572 | 3.8572 | 3.8012 | 3.8572 | 76.9421 | 0 | 0.1008 | 52 | 0 | 93.1616 | 93.1616 | 262.3367 | 0 | 0.00123 | 0.058 | 0.04906 | 1.3332 | 0 | 0 | 0 | 0 | 0 | 0 | 0.0792 | 46.06 | 6.5271 | 228.3633 | 0 | 0 | 0 | 0 | 9.6036 | 23.0204 | 0 | 31.7264 | 0 | 0.5759 | 7.224 | 0 | -1 | -4.2 | 6.85 | 0 | 0 | 21.3972 | 21.3972 | 21.3972 | 21.3972 | 24.8805 | 25.7985 | 1.1496 | 0.00258 | 0 | 0 | 0 | 0 | 0 | 0 | 0 | 0 | 0 | 0 | 0 | 0 | 0 | 0 | 0 | 0 | 4.2869 | 0 | -564.714 | 12.2696 | 0 | 69.7466 | 69.7047 | 16.4844 | 1135.246 | 24.5979 | 43.9488 | 1.6348 | 0.252 | -15.1389 | 14.074 | 3.19 | 57.716 | 866 | 286.7507 | -587.7229 | 4.6621 | 1.885 | -2.67 | 10.5974 | 3.8124 | 2025-09-07 | 2025_09_07 Hr 09 | 67.6739 | -8e-06 | -866 | -532.9877 | 338.2844 | 892.1487 | 94.3232 | 12.3978 | 61.8336 | 55.6469 | 187.4113 | 95.2261 | 23.0871 | 186.3232 | 262.3367 | 0 | 6.5271 | 46.06 | 228.3633 | 0 | 139.4514 | 0
2025_09_07 Hr 10 | 9.3314 | 0.003795 | 0.10702 | 3.8572 | 3.8572 | 3.8572 | 3.8572 | 3.8012 | 3.8572 | 83.3841 | 0 | 0.1008 | 67 | 0 | 93.1616 | 93.1616 | 262.3367 | 0 | 0.00123 | 0.058 | 0.04906 | 1.3332 | 0 | 0 | 0 | 0 | 0 | 0 | 0.0792 | 46.06 | 6.5271 | 228.3633 | 0 | 0 | 0 | 0 | 10.4077 | 27.3664 | 0 | 40.601 | 0 | 0.5759 | 7.4959 | 0 | -1 | -4.2 | 7.1079 | 0 | 0 | 24.5364 | 24.5364 | 24.5364 | 24.5364 | 28.5307 | 21.9024 | 1.1496 | 0.00258 | 0 | 0 | 0 | 0 | 0 | 0 | 0 | 0 | 0 | 0 | 0 | 0 | 0 | 0 | 0 | 0 | 4.4483 | 0 | -590.3435 | 12.2696 | 0 | 69.7466 | 69.7047 | 19.521 | 1163.98 | 25.6268 | 45.7871 | 1.6348 | 0.252 | -9.3314 | 14.074 | 3.19 | 57.716 | 895.5917 | 298.5559 | -607.5449 | 4.8376 | 1.885 | -2.67 | 11.0406 | 3.9719 | 2025-09-07 | 2025_09_07 Hr 10 | 68.3906 | -1.5e-05 | -895.5917 | -549.7425 | 370.4199 | 892.1487 | 108.5342 | 12.3978 | 61.8336 | 61.6637 | 210.0604 | 98.6959 | 23.0871 | 186.3232 | 262.3367 | 0 | 6.5271 | 46.06 | 228.3633 | 0 | 139.4514 | 0
2025_09_07 Hr 11 | 13.9914 | 0.00639 | 0.1802 | 3.8572 | 3.8572 | 3.8572 | 3.8572 | 3.8012 | 3.8572 | 86.8529 | 0 | 0.1008 | 70 | 0 | 93.1616 | 93.1616 | 262.3367 | 0 | 0.00123 | 0.058 | 0.04906 | 1.3332 | 0 | 0 | 0 | 0 | 0 | 0 | 0.0792 | 46.06 | 6.5271 | 228.3633 | 0 | 0 | 0 | 0 | 10.8406 | 29.7066 | 0 | 57.9409 | 0 | 0.5759 | 7.6423 | 0 | -1 | -4.2 | 7.2467 | 0 | 0 | 26.2267 | 26.2267 | 26.2267 | 26.2267 | 30.4962 | 18.8487 | 1.1496 | 0.00258 | 0 | 0 | 0 | 0 | 0 | 0 | 0 | 0 | 0 | 0 | 0 | 0 | 0 | 0 | 0 | 0 | 4.5351 | 0 | -610.5378 | 12.2696 | 0 | 69.7466 | 69.7047 | 25.4496 | 1179.488 | 26.1807 | 46.7769 | 1.6348 | 0.252 | -13.9914 | 14.074 | 3.19 | 57.716 | 915.9916 | 310.9616 | -632.3992 | 4.9321 | 1.885 | -2.67 | 11.2793 | 4.0577 | 2025-09-07 | 2025_09_07 Hr 11 | 67.7058 | 5.1e-05 | -915.9916 | -552.5969 | 387.7236 | 892.1487 | 114.4849 | 12.3978 | 61.8336 | 64.9034 | 222.256 | 100.5642 | 23.0871 | 186.3232 | 262.3367 | 0 | 6.5271 | 46.06 | 228.3633 | 0 | 139.4514 | 0
2025_09_07 Hr 12 | 10.8886 | 0.008175 | 0.23053 | 3.8572 | 3.8572 | 3.8572 | 3.8572 | 3.8012 | 3.8572 | 89.9404 | 0 | 0.1008 | 65 | 0 | 93.1616 | 93.1616 | 262.3367 | 0 | 0.00123 | 0.058 | 0.04906 | 1.3332 | 0 | 0 | 0 | 0 | 0 | 0 | 0.0792 | 46.06 | 6.5271 | 228.3633 | 0 | 0 | 0 | 0 | 11.226 | 31.7896 | 0 | 54.7593 | 0 | 0.5759 | 7.7726 | 0 | -1 | -4.2 | 7.3703 | 0 | 0 | 27.7313 | 27.7313 | 27.7313 | 27.7313 | 32.2457 | 12.9519 | 1.1496 | 0.00258 | 0 | 0 | 0 | 0 | 0 | 0 | 0 | 0 | 0 | 0 | 0 | 0 | 0 | 0 | 0 | 0 | 4.6125 | 0 | -619.7843 | 12.2696 | 0 | 69.7466 | 69.7047 | 44.5368 | 1193.278 | 26.6739 | 47.6579 | 1.6348 | 0.252 | -10.8886 | 14.074 | 3.19 | 57.716 | 927.2083 | 317.7141 | -638.5429 | 5.0162 | 1.885 | -2.67 | 11.4917 | 4.1342 | 2025-09-07 | 2025_09_07 Hr 12 | 66.7342 | 3.5e-05 | -927.2083 | -565.025 | 403.1259 | 892.1487 | 122.7274 | 12.3978 | 61.8336 | 67.7872 | 233.1114 | 102.2272 | 23.0871 | 186.3232 | 262.3367 | 0 | 6.5271 | 46.06 | 228.3633 | 0 | 139.4514 | 0
2025_09_07 Hr 13 | 12.9499 | 0.009375 | 0.26438 | 3.8572 | 3.8572 | 3.8572 | 3.8572 | 3.8012 | 3.8572 | 90.9887 | 0 | 0.1008 | 83 | 0 | 93.1616 | 93.1616 | 262.3367 | 0 | 0.00123 | 0.058 | 0.04906 | 1.3332 | 0 | 0 | 0 | 0 | 0 | 0 | 0.0792 | 46.06 | 6.5271 | 228.3633 | 0 | 0 | 0 | 0 | 11.3568 | 32.4968 | 0 | 31.9291 | 0 | 0.5759 | 7.8169 | 0 | -1 | -4.2 | 7.4122 | 0 | 0 | 28.2421 | 28.2421 | 28.2421 | 28.2421 | 32.8397 | 6.9498 | 1.1496 | 0.00258 | 0 | 0 | 0 | 0 | 0 | 0 | 0 | 0 | 0 | 0 | 0 | 0 | 0 | 0 | 0 | 0 | 4.6387 | 0 | -605.2723 | 12.2696 | 0 | 69.7466 | 69.7047 | 57.9846 | 1197.976 | 26.8413 | 47.957 | 1.6348 | 0.252 | -12.9499 | 14.074 | 3.19 | 57.716 | 949.6 | 345.7869 | -626.0922 | 5.0448 | 1.885 | -2.67 | 11.5639 | 4.1601 | 2025-09-07 | 2025_09_07 Hr 13 | 66.5079 | -2.2e-05 | -949.6 | -573.3432 | 408.355 | 892.1487 | 148.2081 | 12.3978 | 61.8336 | 68.7662 | 236.7969 | 102.7919 | 23.0871 | 186.3232 | 262.3367 | 0 | 6.5271 | 46.06 | 228.3633 | 0 | 139.4514 | 0
2025_09_07 Hr 14 | 11.9201 | 0.008655 | 0.24407 | 3.8572 | 3.8572 | 3.8572 | 3.8572 | 3.8012 | 3.8572 | 89.6164 | 0 | 0.1008 | 85 | 0 | 93.1616 | 93.1616 | 262.3367 | 0 | 0.00123 | 0.058 | 0.04906 | 1.3332 | 0 | 0 | 0 | 0 | 0 | 0 | 0.0792 | 46.06 | 6.5271 | 228.3633 | 0 | 0 | 0 | 0 | 11.1855 | 31.571 | 0 | 18.9964 | -0.091753 | 0.5759 | 7.759 | 0 | -1 | -4.2 | 7.3573 | 0 | 0 | 27.5734 | 27.5734 | 27.5734 | 27.5734 | 32.0621 | 2.0007 | 1.1496 | 0.00258 | 0 | 0 | 0 | 0 | 0 | 0 | 0 | 0 | 0 | 0 | 0 | 0 | 0 | 0 | 0 | 0 | 4.6044 | 0 | -550.4849 | 12.2696 | 0 | 69.7466 | 69.7047 | 47.4288 | 1191.85 | 26.6221 | 47.5655 | 1.6348 | 0.252 | -11.9201 | 14.074 | 3.19 | 57.716 | 970.9916 | 330.5124 | -570.275 | 5.0074 | 1.885 | -2.67 | 11.4694 | 4.1261 | 2025-09-07 | 2025_09_07 Hr 14 | 64.8435 | 7.202e-05 | -970.9916 | -531.5802 | 401.5096 | 892.1487 | 134.6822 | 12.3978 | 61.8336 | 67.4846 | 231.9723 | 102.0527 | 23.0871 | 186.3232 | 262.3367 | 0 | 6.5271 | 46.06 | 228.3633 | 0 | 139.4514 | 0
2025_09_07 Hr 15 | 11.9184 | 0.009645 | 0.27199 | 3.8572 | 3.8572 | 3.8572 | 3.8572 | 3.8012 | 3.8572 | 88.1298 | 0 | 0.1008 | 93 | 0 | 93.1616 | 93.1616 | 262.3367 | 0 | 0.00123 | 0.058 | 0.04906 | 1.3332 | 0 | 0 | 0 | 0 | 0 | 0 | 0.0792 | 46.06 | 6.5271 | 228.3633 | 0 | 0 | 0 | 0 | 11 | 30.5681 | 0 | 28.5028 | 0 | 0.5759 | 7.6962 | 0 | -1 | -4.2 | 7.2978 | 0 | 0 | 26.849 | 26.849 | 26.849 | 26.849 | 31.2198 | 0.9477 | 1.1496 | 0.00258 | 0 | 0 | 0 | 0 | 0 | 0 | 0 | 0 | 0 | 0 | 0 | 0 | 0 | 0 | 0 | 0 | 4.5671 | 0 | -512.2433 | 12.2696 | 0 | 69.7466 | 69.7047 | 24.4374 | 1185.262 | 26.3847 | 47.1412 | 1.6348 | 0.252 | -11.9184 | 14.074 | 3.19 | 57.716 | 995.4 | 313.6666 | -532.0317 | 4.9669 | 1.885 | -2.67 | 11.3672 | 4.0893 | 2025-09-07 | 2025_09_07 Hr 15 | 67.9732 | 9e-06 | -995.4 | -483.7405 | 394.0937 | 892.1487 | 118.6667 | 12.3978 | 61.8336 | 66.0961 | 226.7456 | 101.252 | 23.0871 | 186.3232 | 262.3367 | 0 | 6.5271 | 46.06 | 228.3633 | 0 | 139.4514 | 0
2025_09_07 Hr 16 | 13.469 | 0.00921 | 0.25972 | 3.8572 | 3.8572 | 3.8572 | 3.8572 | 3.8012 | 3.8572 | 87.2531 | 0 | 0.1008 | 90 | 0 | 93.1616 | 93.1616 | 262.3367 | 0 | 0.00123 | 0.058 | 0.04906 | 1.3332 | 0 | 0 | 0 | 0 | 0 | 0 | 0.0792 | 46.06 | 6.5271 | 228.3633 | 0 | 0 | 0 | 0 | 10.8906 | 29.9766 | 0 | 68.7179 | 0 | 0.5759 | 7.6592 | 0 | -1 | -4.2 | 7.2627 | 0 | 0 | 26.4218 | 26.4218 | 26.4218 | 26.4218 | 30.723 | 2.0007 | 1.1496 | 0.00258 | 0 | 0 | 0 | 0 | 0 | 0 | 0 | 0 | 0 | 0 | 0 | 0 | 0 | 0 | 0 | 0 | 4.5452 | 0 | -504.5356 | 12.2696 | 0 | 69.7466 | 69.7047 | 13.4478 | 1181.349 | 26.2447 | 46.8911 | 1.6348 | 0.252 | -13.469 | 14.074 | 3.19 | 57.716 | 1026 | 301.8079 | -525.8746 | 4.943 | 1.885 | -2.67 | 11.3068 | 4.0676 | 2025-09-07 | 2025_09_07 Hr 16 | 64.3259 | 6e-06 | -1026 | -435.8177 | 389.7202 | 892.1487 | 105.7174 | 12.3978 | 61.8336 | 65.2773 | 223.6632 | 100.7798 | 23.0871 | 186.3232 | 262.3367 | 0 | 6.5271 | 46.06 | 228.3633 | 0 | 139.4514 | 0
2025_09_07 Hr 17 | 14.5104 | 0.008115 | 0.22884 | 3.8572 | 3.8572 | 3.8572 | 3.8572 | 3.8012 | 3.8572 | 90.3407 | 0 | 0.1008 | 82 | 0 | 93.1616 | 93.1616 | 262.3367 | 0 | 0.00123 | 0.058 | 0.04906 | 1.3332 | 0 | 0 | 0 | 0 | 0 | 0 | 0.0792 | 46.06 | 6.5271 | 228.3633 | 0 | 0 | 0 | 0 | 11.2759 | 32.0596 | 0 | 64.8701 | 0 | 0.5759 | 7.7895 | 0 | -1 | -4.2 | 7.3863 | 0 | 0 | 27.9264 | 27.9264 | 27.9264 | 27.9264 | 32.4725 | 2.0007 | 1.1496 | 0.00258 | 0 | 0 | 0 | 0 | 0 | 0 | 0 | 0 | 0 | 0 | 0 | 0 | 0 | 0 | 0 | 0 | 4.6225 | 0 | -507.5265 | 12.2696 | 0 | 69.7466 | 69.7047 | 43.5246 | 1195.057 | 26.7378 | 47.7721 | 1.6348 | 0.252 | -14.5104 | 14.074 | 3.19 | 57.716 | 1056.608 | 326.588 | -529.9069 | 5.0271 | 1.885 | -2.67 | 11.5193 | 4.1441 | 2025-09-07 | 2025_09_07 Hr 17 | 80.546 | 0.000362 | -1056.608 | -442.6564 | 405.1225 | 892.1487 | 127.7623 | 12.3978 | 61.8336 | 68.161 | 234.5186 | 102.4428 | 23.0871 | 186.3232 | 262.3367 | 0 | 6.5271 | 46.06 | 228.3633 | 0 | 139.4514 | 0
2025_09_07 Hr 18 | 10.8903 | 0.00654 | 0.18443 | 3.8572 | 3.8572 | 3.8572 | 3.8572 | 3.8012 | 3.8572 | 94.7815 | 0 | 0.1008 | 70 | 0 | 93.1616 | 93.1616 | 262.3367 | 0 | 0.00123 | 0.058 | 0.04906 | 1.3332 | 0 | 0 | 0 | 0 | 0 | 0 | 0.0792 | 46.06 | 6.5271 | 228.3633 | 0 | 0 | 0 | 0 | 11.8302 | 35.0556 | 0 | 41.7549 | 0 | 0.5759 | 7.977 | 0 | -1 | -4.2 | 7.564 | 0 | 0 | 30.0904 | 30.0904 | 30.0904 | 30.0904 | 34.9888 | 2.0007 | 1.1496 | 0.00258 | 0 | 0 | 0 | 0 | 0 | 0 | 0 | 0 | 0 | 0 | 0 | 0 | 0 | 0 | 0 | 0 | 4.7337 | 0 | -472.1476 | 12.2696 | 0 | 69.7466 | 69.7047 | 65.9376 | 1214.773 | 27.447 | 49.0393 | 1.6348 | 0.252 | -10.8903 | 14.074 | 3.19 | 57.716 | 1101.392 | 335.7712 | -490.9079 | 5.1481 | 1.885 | -2.67 | 11.8248 | 4.254 | 2025-09-07 | 2025_09_07 Hr 18 | 91.1774 | -0.000314 | -1101.392 | -430.3927 | 427.2751 | 892.1487 | 138.1293 | 12.3978 | 61.8336 | 72.3086 | 250.1317 | 104.8347 | 23.0871 | 186.3232 | 262.3367 | 0 | 6.5271 | 46.06 | 228.3633 | 0 | 139.4514 | 0
2025_09_07 Hr 19 | 2.0713 | 0.00423 | 0.11929 | 3.8572 | 3.8572 | 3.8572 | 3.8572 | 3.8012 | 3.8572 | 93.1996 | 0 | 0.1008 | 47 | 0 | 93.1616 | 93.1616 | 262.3367 | 0 | 0.00123 | 0.058 | 0.04906 | 1.3332 | 0 | 0 | 0 | 0 | 0 | 0 | 0.0792 | 46.06 | 6.5271 | 228.3633 | 0 | 0 | 0 | 0 | 11.6328 | 33.9883 | 0 | 20.5921 | 0 | 0.5759 | 7.9102 | 0 | -1 | -4.2 | 7.5007 | 0 | 0 | 29.3195 | 29.3195 | 29.3195 | 29.3195 | 34.0924 | 0.9477 | 1.1496 | 0.00258 | 0 | 0 | 0 | 0 | 0 | 0 | 0 | 0 | 0 | 0 | 0 | 0 | 0 | 0 | 0 | 0 | 4.6941 | 0 | -419.165 | 12.2696 | 0 | 69.7466 | 69.7047 | 61.0212 | 1207.669 | 27.1944 | 48.5879 | 1.6348 | 0.252 | -2.0713 | 14.074 | 3.19 | 57.716 | 1096.283 | 297.1284 | -429.1063 | 5.105 | 1.885 | -2.67 | 11.716 | 4.2148 | 2025-09-07 | 2025_09_07 Hr 19 | 87.9123 | 0.000332 | -1096.283 | -398.5729 | 419.3838 | 892.1487 | 109.0924 | 12.3978 | 61.8336 | 70.8311 | 244.57 | 103.9827 | 23.0871 | 186.3232 | 262.3367 | 0 | 6.5271 | 46.06 | 228.3633 | 0 | 139.4514 | 0
2025_09_07 Hr 20 | 0 | 0.00183 | 0.051606 | 3.8572 | 3.8572 | 3.8572 | 3.8572 | 3.8012 | 3.8572 | 96.4015 | 0 | 0.1008 | 31 | 0 | 93.1616 | 93.1616 | 262.3367 | 0 | 0.00123 | 0.058 | 0.04906 | 1.3332 | 0 | 0 | 0 | 0 | 0 | 0 | 0.0792 | 46.06 | 6.5271 | 228.3633 | 0 | 0 | 0 | 0 | 12.0324 | 36.1485 | 0 | 37.3317 | 0 | 0.5759 | 8.0453 | 0 | -1 | -4.2 | 7.6289 | 0 | 0 | 30.8798 | 30.8798 | 30.8798 | 30.8798 | 35.9068 | 2.0007 | 1.1496 | 0.00258 | 0 | 0 | 0 | 0 | 0 | 0 | 0 | 0 | 0 | 0 | 0 | 0 | 0 | 0 | 0 | 0 | 4.7743 | 0 | -403.6483 | 12.2696 | 0 | 69.7466 | 69.7047 | 37.0176 | 1221.849 | 27.7057 | 49.5016 | 1.6348 | 0.252 | 0 | 14.074 | 3.19 | 57.716 | 1105.492 | 257.8288 | -411.5183 | 5.1922 | 1.885 | -2.67 | 11.9363 | 4.2941 | 2025-09-07 | 2025_09_07 Hr 20 | 81.9157 | -0.000324 | -1105.492 | -366.3166 | 435.3565 | 892.1487 | 70.0717 | 12.3978 | 61.8336 | 73.8217 | 255.8275 | 105.7073 | 23.0871 | 186.3232 | 262.3367 | 0 | 6.5271 | 46.06 | 228.3633 | 0 | 139.4514 | 0
2025_09_07 Hr 21 | 0 | 0.000435 | 0.012267 | 3.8572 | 3.8572 | 3.8572 | 3.8572 | 3.8012 | 3.8572 | 87.5771 | 0 | 0.1008 | 29 | 0 | 93.1616 | 93.1616 | 262.3367 | 0 | 0.00123 | 0.058 | 0.04906 | 1.3332 | 0 | 0 | 0 | 0 | 0 | 0 | 0.0792 | 46.06 | 6.5271 | 228.3633 | 0 | 0 | 0 | 0 | 10.931 | 30.1952 | 0 | 64.0442 | 0 | 0.5759 | 7.6729 | 0 | -1 | -4.2 | 7.2757 | 0 | 0 | 26.5797 | 26.5797 | 26.5797 | 26.5797 | 30.9066 | 2.0007 | 1.1496 | 0.00258 | 0 | 0 | 0 | 0 | 0 | 0 | 0 | 0 | 0 | 0 | 0 | 0 | 0 | 0 | 0 | 0 | 4.5533 | 0 | -407.0188 | 12.2696 | 0 | 69.7466 | 69.7047 | 26.028 | 1182.543 | 26.2964 | 46.9835 | 1.6348 | 0.252 | 0 | 14.074 | 3.19 | 57.716 | 1071.783 | 240.0848 | -414.8888 | 4.9518 | 1.885 | -2.67 | 11.3291 | 4.0757 | 2025-09-07 | 2025_09_07 Hr 21 | 77.2252 | 0.000333 | -1071.783 | -342.9746 | 391.3365 | 892.1487 | 57.0414 | 12.3978 | 61.8336 | 65.5799 | 224.8023 | 100.9543 | 23.0871 | 186.3232 | 262.3367 | 0 | 6.5271 | 46.06 | 228.3633 | 0 | 139.4514 | 0
2025_09_07 Hr 22 | 0 | 1.5e-05 | 0.000423 | 3.8572 | 3.8572 | 3.8572 | 3.8572 | 3.8012 | 3.8572 | 82.4502 | 0 | 0.1008 | 20 | 0 | 93.1616 | 93.1616 | 262.3367 | 0 | 0.00123 | 0.058 | 0.04906 | 1.3332 | 0 | 0 | 0 | 0 | 0 | 0 | 0.0792 | 46.06 | 6.5271 | 228.3633 | 0 | 0 | 0 | 0 | 10.2911 | 26.7364 | 0 | 35.741 | 0 | 0.5759 | 7.4565 | 0 | -1 | -4.2 | 7.0705 | 0 | 0 | 24.0813 | 24.0813 | 24.0813 | 24.0813 | 28.0015 | 4.0014 | 1.1496 | 0.00258 | 0 | 0 | 0 | 0 | 0 | 0 | 0 | 0 | 0 | 0 | 0 | 0 | 0 | 0 | 0 | 0 | 4.4249 | 0 | -448.5362 | 12.2696 | 0 | 69.7466 | 69.7047 | 51.0438 | 1159.718 | 25.4776 | 45.5206 | 1.6348 | 0.252 | 0 | 14.074 | 3.19 | 57.716 | 994.3917 | 255.3394 | -456.4062 | 4.8122 | 1.885 | -2.67 | 10.9764 | 3.9488 | 2025-09-07 | 2025_09_07 Hr 22 | 70.281 | -2e-05 | -994.3917 | -412.7952 | 365.7612 | 892.1487 | 75.0456 | 12.3978 | 61.8336 | 60.7914 | 206.7769 | 98.1929 | 23.0871 | 186.3232 | 262.3367 | 0 | 6.5271 | 46.06 | 228.3633 | 0 | 139.4514 | 0
2025_09_07 Hr 23 | 0 | 0 | 0 | 3.8572 | 3.8572 | 3.8572 | 3.8572 | 3.8012 | 3.8572 | 69.9473 | 0 | 0.1008 | 15 | 0 | 93.1616 | 93.1616 | 269.8282 | 0 | 0.00123 | 0.058 | 0.04906 | 1.3332 | 0 | 0 | 0 | 0 | 0 | 0 | 0.0792 | 46.06 | 6.5271 | 234.2439 | 0 | 0 | 0 | 0 | 8.7305 | 18.3014 | 0 | 14.2746 | -11.2239 | 0.5759 | 6.9287 | 0 | -1 | -4.2 | 6.5701 | 0 | 0 | 17.9887 | 17.9887 | 17.9887 | 17.9887 | 20.9171 | 2.9484 | 1.1496 | 0.00258 | 0 | 0 | 0 | 0 | 0 | 0 | 0 | 0 | 0 | 0 | 0 | 0 | 0 | 0 | 0 | 0 | 4.1117 | 0 | -455.2679 | 12.2696 | 0 | 71.9649 | 71.9217 | 52.4898 | 1121.889 | 23.4808 | 41.9529 | 1.6348 | 0.252 | 0 | 14.074 | 3.19 | 57.716 | 905.8 | 243.9982 | -463.1379 | 4.4716 | 1.885 | -2.67 | 10.1161 | 3.6393 | 2025-09-07 | 2025_09_07 Hr 23 | 76.3164 | -2.1e-05 | -905.8 | -452.2172 | 303.3917 | 909.956 | 70.4382 | 12.3978 | 61.8336 | 49.114 | 162.8191 | 91.4586 | 23.0871 | 186.3232 | 269.8282 | 0 | 6.5271 | 46.06 | 234.2439 | 0 | 143.8865 | 0
2025_09_07 Hr 24 | 0 | 0 | 0 | 3.8572 | 3.8572 | 3.8572 | 3.8572 | 3.8012 | 3.8572 | 59.0455 | 0 | 0.1008 | 13 | 0 | 93.1616 | 93.1616 | 269.8282 | 0 | 0.00123 | 0.058 | 0.04906 | 1.3332 | 0 | 0 | 0 | 0 | 0 | 0 | 0.0792 | 46.06 | 6.5271 | 234.2439 | 0 | 0 | 0 | 0 | 7.3698 | 10.9466 | 0 | 4.012 | -0.64552 | 0.5759 | 6.4686 | 0 | -1 | -4.2 | 6.1337 | 0 | 0 | 12.6762 | 12.6762 | 12.6762 | 12.6762 | 14.7398 | 2.9484 | 1.1496 | 0.00258 | 0 | 0 | 0 | 0 | 0 | 0 | 0 | 0 | 0 | 0 | 0 | 0 | 0 | 0 | 0 | 0 | 3.8386 | 0 | -482.7884 | 12.2696 | 0 | 71.9649 | 71.9217 | 51.4776 | 1073.378 | 21.7397 | 38.842 | 1.6348 | 0.252 | 0 | 14.074 | 3.19 | 57.716 | 821.2 | 235.114 | -490.6584 | 4.1746 | 1.885 | -2.67 | 9.366 | 3.3694 | 2025-09-07 | 2025_09_07 Hr 24 | 68.9023 | -1.45e-05 | -821.2 | -479.4219 | 249.0085 | 909.956 | 67.426 | 12.3978 | 61.8336 | 38.9319 | 124.49 | 85.5867 | 23.0871 | 186.3232 | 269.8282 | 0 | 6.5271 | 46.06 | 234.2439 | 0 | 143.8865 | 0
2025_09_08 Hr 01 | 0 | 0 | 0 | 3.8572 | 3.8572 | 3.8572 | 3.8572 | 3.8012 | 3.8572 | 53.1754 | 0 | 0.1008 | 11 | 0 | 93.1616 | 93.1616 | 269.8282 | 0 | 0.00123 | 0.058 | 0.04906 | 1.3332 | 0 | 0 | 0 | 0 | 0 | 0 | 0.0792 | 46.06 | 6.5271 | 234.2439 | 0 | 0 | 0 | 0 | 6.4321 | 6.4323 | 0 | 0 | -24.3226 | 0.5759 | 6.4031 | 0 | -1 | -4.2 | 5.937 | 0 | 0 | 9.6779 | 9.6779 | 9.6779 | 9.6779 | 11.2534 | 2.9484 | 1.1496 | 0.00258 | 0 | 0 | 0 | 0 | 0 | 0 | 0 | 0 | 0 | 0 | 0 | 0 | 0 | 0 | 0 | 0 | 3.815 | 0 | -475.7571 | 12.4022 | 0 | 71.9649 | 71.9217 | 62.0334 | 1046.282 | 20.9443 | 37.3859 | 1.6348 | 0.252 | 0 | 14.074 | 3.19 | 57.716 | 779.4083 | 241.0756 | -483.6271 | 4.1664 | 1.885 | -2.67 | 9.0168 | 3.2432 | 2025-09-08 | 2025_09_08 Hr 01 | 64.7743 | 1e-06 | -779.4083 | -500.0797 | 219.3189 | 909.956 | 75.9818 | 12.3978 | 61.8336 | 33.186 | 103.1404 | 82.9924 | 23.0871 | 186.3232 | 269.8282 | 0 | 6.5271 | 46.06 | 234.2439 | 0 | 143.8865 | 0
2025_09_08 Hr 02 | 0 | 0 | 0 | 3.8572 | 3.8572 | 3.8572 | 3.8572 | 3.8012 | 3.8572 | 47.8543 | 0 | 0.1008 | 9 | 0 | 93.1616 | 93.1616 | 269.8282 | 0 | 0.00123 | 0.058 | 0.04906 | 1.3332 | 0 | 0 | 0 | 0 | 0 | 0 | 0.0792 | 46.06 | 6.5271 | 234.2439 | 0 | 0 | 0 | 0 | 5.7885 | 2.9687 | 0 | 0 | -8.2768 | 0.5759 | 6.1736 | 0 | -1 | -4.2 | 5.7241 | 0 | 0 | 7.074 | 7.074 | 7.074 | 7.074 | 8.2256 | 4.0014 | 1.1496 | 0.00258 | 0 | 0 | 0 | 0 | 0 | 0 | 0 | 0 | 0 | 0 | 0 | 0 | 0 | 0 | 0 | 0 | 3.6783 | 0 | -482.2881 | 12.4022 | 0 | 71.9649 | 71.9217 | 54.5142 | 1022.682 | 20.0942 | 35.8685 | 1.6348 | 0.252 | 0 | 14.074 | 3.19 | 57.716 | 753.9916 | 229.7443 | -490.1581 | 4.017 | 1.885 | -2.67 | 8.6509 | 3.1116 | 2025-09-08 | 2025_09_08 Hr 02 | 62.0029 | 4e-05 | -753.9916 | -490.5649 | 192.8536 | 909.956 | 67.5156 | 12.3978 | 61.8336 | 28.3501 | 84.3761 | 80.1273 | 23.0871 | 186.3232 | 269.8282 | 0 | 6.5271 | 46.06 | 234.2439 | 0 | 143.8865 | 0
2025_09_08 Hr 03 | 0 | 0 | 0 | 3.8572 | 3.8572 | 3.8572 | 3.8572 | 3.8012 | 3.8572 | 46.8434 | 0 | 0.1008 | 13 | 0 | 93.1616 | 93.1616 | 269.8282 | 0 | 0.00123 | 0.058 | 0.04906 | 1.3332 | 0 | 0 | 0 | 0 | 0 | 0 | 0.0792 | 46.06 | 6.5271 | 234.2439 | 0 | 0 | 0 | 0 | 5.6662 | 2.3107 | 0 | 1.7108 | -4.3426 | 0.5759 | 6.13 | 0 | -1 | -4.2 | 5.6837 | 0 | 0 | 6.5794 | 6.5794 | 6.5794 | 6.5794 | 7.6505 | 8.9505 | 1.1496 | 0.00258 | 0 | 0 | 0 | 0 | 0 | 0 | 0 | 0 | 0 | 0 | 0 | 0 | 0 | 0 | 0 | 0 | 3.6523 | 0 | -495.9976 | 12.4022 | 0 | 71.9649 | 71.9217 | 50.4654 | 1018.199 | 19.9327 | 35.5802 | 1.6348 | 0.252 | 0 | 14.074 | 3.19 | 57.716 | 745.8 | 234.1004 | -503.8676 | 3.9886 | 1.885 | -2.67 | 8.5813 | 3.0866 | 2025-09-08 | 2025_09_08 Hr 03 | 64.9813 | -3.3e-05 | -745.8 | -498.6294 | 187.8261 | 909.956 | 72.4159 | 12.3978 | 61.8336 | 27.4315 | 80.8115 | 79.5831 | 23.0871 | 186.3232 | 269.8282 | 0 | 6.5271 | 46.06 | 234.2439 | 0 | 143.8865 | 0
2025_09_08 Hr 04 | 0 | 0 | 0 | 3.8572 | 3.8572 | 3.8572 | 3.8572 | 3.8012 | 3.8572 | 47.5872 | 0 | 0.1008 | 11 | 0 | 93.1616 | 93.1616 | 269.8282 | 0 | 0.00123 | 0.058 | 0.04906 | 1.3332 | 0 | 0 | 0 | 0 | 0 | 0 | 0.0792 | 46.06 | 6.5271 | 234.2439 | 0 | 0 | 0 | 0 | 5.7562 | 2.7949 | 0 | 0.21013 | -4.4769 | 0.5759 | 6.162 | 0 | -1 | -4.2 | 5.7135 | 0 | 0 | 6.9434 | 6.9434 | 6.9434 | 6.9434 | 8.0737 | 7.8975 | 1.1496 | 0.00258 | 0 | 0 | 0 | 0 | 0 | 0 | 0 | 0 | 0 | 0 | 0 | 0 | 0 | 0 | 0 | 0 | 3.6714 | 0 | -497.6464 | 12.4022 | 0 | 71.9649 | 71.9217 | 49.0194 | 1021.498 | 20.0515 | 35.7923 | 1.6348 | 0.252 | 0 | 14.074 | 3.19 | 57.716 | 741.7167 | 230.0018 | -505.5164 | 4.0095 | 1.885 | -2.67 | 8.6325 | 3.105 | 2025-09-08 | 2025_09_08 Hr 04 | 65.1724 | -5.96e-05 | -741.7167 | -501.9132 | 191.5256 | 909.956 | 67.9169 | 12.3978 | 61.8336 | 28.1075 | 83.4345 | 79.9836 | 23.0871 | 186.3232 | 269.8282 | 0 | 6.5271 | 46.06 | 234.2439 | 0 | 143.8865 | 0
2025_09_08 Hr 05 | 0 | 0 | 0 | 3.8572 | 3.8572 | 3.8572 | 3.8572 | 3.8012 | 3.8572 | 51.8022 | 0 | 0.1008 | 16 | 0 | 93.1616 | 93.1616 | 269.8282 | 0 | 0.00123 | 0.058 | 0.04906 | 1.3332 | 0 | 0 | 0 | 0 | 0 | 0 | 0.0792 | 46.06 | 6.5271 | 234.2439 | 0 | 0 | 0 | 0 | 6.266 | 5.5385 | 0 | 0 | -13.7135 | 0.5759 | 6.3439 | 0 | -1 | -4.2 | 5.8821 | 0 | 0 | 9.0059 | 9.0059 | 9.0059 | 9.0059 | 10.472 | 8.9505 | 1.1496 | 0.00258 | 0 | 0 | 0 | 0 | 0 | 0 | 0 | 0 | 0 | 0 | 0 | 0 | 0 | 0 | 0 | 0 | 3.7798 | 0 | -501.3628 | 12.4022 | 0 | 71.9649 | 71.9217 | 48.441 | 1040.192 | 20.7249 | 36.9943 | 1.6348 | 0.252 | 0 | 14.074 | 3.19 | 57.716 | 754.9916 | 237.7459 | -509.2328 | 4.1278 | 1.885 | -2.67 | 8.9224 | 3.2093 | 2025-09-08 | 2025_09_08 Hr 05 | 96.5125 | 3.4e-05 | -754.9916 | -515.0763 | 212.4891 | 909.956 | 73.3915 | 12.3978 | 61.8336 | 31.938 | 98.298 | 82.2531 | 23.0871 | 186.3232 | 269.8282 | 0 | 6.5271 | 46.06 | 234.2439 | 0 | 143.8865 | 0
2025_09_08 Hr 06 | 0 | 0 | 0 | 3.8572 | 3.8572 | 3.8572 | 3.8572 | 3.8012 | 3.8572 | 63.589 | 0 | 0.1008 | 22 | 0 | 93.1616 | 93.1616 | 269.8282 | 0 | 0.00123 | 0.058 | 0.04906 | 1.3332 | 0 | 0 | 0 | 0 | 0 | 0 | 0.0792 | 46.06 | 6.5271 | 234.2439 | 0 | 0 | 0 | 0 | 7.6917 | 13.2107 | 0 | 11.0514 | 0 | 0.5759 | 6.8524 | 0 | -1 | -4.2 | 6.3536 | 0 | 0 | 14.7736 | 14.7736 | 14.7736 | 14.7736 | 17.1786 | 12.9519 | 1.1496 | 0.00258 | 0 | 0 | 0 | 0 | 0 | 0 | 0 | 0 | 0 | 0 | 0 | 0 | 0 | 0 | 0 | 0 | 4.0827 | 0 | -517.7339 | 12.4022 | 0 | 71.9649 | 71.9217 | 52.9236 | 1092.468 | 22.6078 | 40.3554 | 1.6348 | 0.252 | 0 | 14.074 | 3.19 | 57.716 | 836.4916 | 258.5763 | -525.6039 | 4.4587 | 1.885 | -2.67 | 9.733 | 3.5009 | 2025-09-08 | 2025_09_08 Hr 06 | 66.1918 | 6e-05 | -836.4916 | -506.6825 | 271.1113 | 909.956 | 87.8755 | 12.3978 | 61.8336 | 42.6498 | 139.8621 | 88.5994 | 23.0871 | 186.3232 | 269.8282 | 0 | 6.5271 | 46.06 | 234.2439 | 0 | 143.8865 | 0
2025_09_08 Hr 07 | 0 | 0 | 0 | 3.8572 | 3.8572 | 3.8572 | 3.8572 | 3.8012 | 3.8572 | 79.3237 | -14.5 | 0.1008 | 31 | 0 | 93.1616 | 93.1616 | 262.3367 | 0 | 0.00123 | 0.058 | 0.04906 | 1.3332 | 0 | 0 | 0 | 0 | 0 | 0 | 0.0792 | 46.06 | 6.5271 | 228.3633 | 0 | 0 | 0 | 0 | 9.595 | 23.4527 | 0 | 43.2686 | 0 | 0.5759 | 7.5312 | 0 | -1 | -4.2 | 6.983 | 0 | 0 | 22.4732 | 22.4732 | 22.4732 | 22.4732 | 26.1316 | 20.8494 | 1.1496 | 0.00258 | 0 | 0 | 0 | 0 | 0 | 0 | 0 | 0 | 0 | 0 | 0 | 0 | 0 | 0 | 0 | 0 | 4.4872 | 0 | -535.1534 | 12.4022 | 0 | 69.7466 | 69.7047 | 69.9864 | 1144.446 | 25.1215 | 44.8424 | 1.6348 | 0.252 | 0 | 14.074 | 3.19 | 57.716 | 931.2 | 301.0086 | -557.5234 | 4.9004 | 1.885 | -2.67 | 10.8152 | 3.8901 | 2025-09-08 | 2025_09_08 Hr 07 | 68.809 | 2e-05 | -931.2 | -491.8848 | 334.869 | 892.1487 | 121.8358 | 12.3978 | 61.8336 | 56.9494 | 195.3481 | 82.5715 | 23.0871 | 186.3232 | 262.3367 | 0 | 6.5271 | 46.06 | 228.3633 | 0 | 139.4514 | 0
2025_09_08 Hr 08 | 6.2138 | 0.00024 | 0.006768 | 3.8572 | 3.8572 | 3.8572 | 3.8572 | 3.8012 | 3.8572 | 88.8408 | -14.5 | 0.1008 | 24 | 0 | 93.1616 | 93.1616 | 262.3367 | 0 | 0.00123 | 0.058 | 0.04906 | 1.3332 | 0 | 0 | 0 | 0 | 0 | 0 | 0.0792 | 46.06 | 6.5271 | 228.3633 | 0 | 0 | 0 | 0 | 10.7462 | 29.6475 | 0 | 12.5811 | 0 | 0.5759 | 7.9418 | 0 | -1 | -4.2 | 7.3637 | 0 | 0 | 27.1303 | 27.1303 | 27.1303 | 27.1303 | 31.5468 | 21.9024 | 1.1496 | 0.00258 | 0 | 0 | 0 | 0 | 0 | 0 | 0 | 0 | 0 | 0 | 0 | 0 | 0 | 0 | 0 | 0 | 4.7318 | 0 | -501.7106 | 12.4022 | 0 | 69.7466 | 69.7047 | 86.037 | 1186.663 | 26.6419 | 47.5563 | 1.6348 | 0.252 | -6.2138 | 14.074 | 3.19 | 57.716 | 991.4 | 322.4506 | -530.2944 | 5.1675 | 1.885 | -2.67 | 11.4698 | 4.1255 | 2025-09-08 | 2025_09_08 Hr 08 | 70.5554 | -9e-06 | -991.4 | -489.1295 | 382.203 | 892.1487 | 131.9464 | 12.3978 | 61.8336 | 65.5985 | 228.9087 | 87.6958 | 23.0871 | 186.3232 | 262.3367 | 0 | 6.5271 | 46.06 | 228.3633 | 0 | 139.4514 | 0
2025_09_08 Hr 09 | 9.3314 | 0.001275 | 0.035955 | 3.8572 | 3.8572 | 3.8572 | 3.8572 | 3.8012 | 3.8572 | 91.3203 | -14.5 | 0.1008 | 23 | 0 | 93.1616 | 93.1616 | 262.3367 | 0 | 0.00123 | 0.058 | 0.04906 | 1.3332 | 0 | 0 | 0 | 0 | 0 | 0 | 0.0792 | 46.06 | 6.5271 | 228.3633 | 0 | 0 | 0 | 0 | 11.0461 | 31.2614 | 0 | 45.0429 | 0 | 0.5759 | 8.0488 | 0 | -1 | -4.2 | 7.4628 | 0 | 0 | 28.3435 | 28.3435 | 28.3435 | 28.3435 | 32.9576 | 18.8487 | 1.1496 | 0.00258 | 0 | 0 | 0 | 0 | 0 | 0 | 0 | 0 | 0 | 0 | 0 | 0 | 0 | 0 | 0 | 0 | 4.7955 | 0 | -499.619 | 12.4022 | 0 | 69.7466 | 69.7047 | 62.4672 | 1197.688 | 27.038 | 48.2634 | 1.6348 | 0.252 | -9.3314 | 14.074 | 3.19 | 57.716 | 1010.692 | 299.2808 | -531.3204 | 5.2371 | 1.885 | -2.67 | 11.6403 | 4.1869 | 2025-09-08 | 2025_09_08 Hr 09 | 70.7412 | -0.000355 | -1010.692 | -454.5761 | 394.5345 | 892.1487 | 104.3531 | 12.3978 | 61.8336 | 67.8518 | 237.6519 | 89.0308 | 23.0871 | 186.3232 | 262.3367 | 0 | 6.5271 | 46.06 | 228.3633 | 0 | 139.4514 | 0
2025_09_08 Hr 10 | 9.8488 | 0.0033 | 0.09306 | 3.8572 | 3.8572 | 3.8572 | 3.8572 | 3.8012 | 3.8572 | 94.6579 | -14.5 | 0.1008 | 24 | 0 | 93.1616 | 93.1616 | 262.3367 | 0 | 0.00123 | 0.058 | 0.04906 | 1.3332 | 0 | 0 | 0 | 0 | 0 | 0 | 0.0792 | 46.06 | 6.5271 | 228.3633 | 0 | 0 | 0 | 0 | 11.4499 | 33.434 | 0 | 41.2548 | 0 | 0.5759 | 8.1927 | 0 | -1 | -4.2 | 7.5963 | 0 | 0 | 29.9768 | 29.9768 | 29.9768 | 29.9768 | 34.8567 | 14.8473 | 1.1496 | 0.00258 | 0 | 0 | 0 | 0 | 0 | 0 | 0 | 0 | 0 | 0 | 0 | 0 | 0 | 0 | 0 | 0 | 4.8813 | 0 | -503.3414 | 12.4022 | 0 | 69.7466 | 69.7047 | 67.5282 | 1212.549 | 27.5712 | 49.2151 | 1.6348 | 0.252 | -9.8488 | 14.074 | 3.19 | 57.716 | 1021.9 | 303.6569 | -535.5602 | 5.3308 | 1.885 | -2.67 | 11.8699 | 4.2694 | 2025-09-08 | 2025_09_08 Hr 10 | 71.7445 | -1e-06 | -1021.9 | -462.0866 | 411.1346 | 892.1487 | 106.4719 | 12.3978 | 61.8336 | 70.8851 | 249.4217 | 90.8279 | 23.0871 | 186.3232 | 262.3367 | 0 | 6.5271 | 46.06 | 228.3633 | 0 | 139.4514 | 0
2025_09_08 Hr 11 | 11.9201 | 0.005865 | 0.16539 | 3.8572 | 3.8572 | 3.8572 | 3.8572 | 3.8012 | 3.8572 | 94.6579 | -14.5 | 0.1008 | 29 | 0 | 93.1616 | 93.1616 | 262.3367 | 0 | 0.00123 | 0.058 | 0.04906 | 1.3332 | 0 | 0 | 0 | 0 | 0 | 0 | 0.0792 | 46.06 | 6.5271 | 228.3633 | 0 | 0 | 0 | 0 | 11.4499 | 33.434 | 0 | 38.9345 | 0 | 0.5759 | 8.1927 | 0 | -1 | -4.2 | 7.5963 | 0 | 0 | 29.9768 | 29.9768 | 29.9768 | 29.9768 | 34.8567 | 11.8989 | 1.1496 | 0.00258 | 0 | 0 | 0 | 0 | 0 | 0 | 0 | 0 | 0 | 0 | 0 | 0 | 0 | 0 | 0 | 0 | 4.8813 | 0 | -470.5232 | 12.4022 | 0 | 69.7466 | 69.7047 | 65.5038 | 1212.621 | 27.5712 | 49.2151 | 1.6348 | 0.252 | -11.9201 | 14.074 | 3.19 | 57.716 | 1052.5 | 305.7579 | -504.8133 | 5.3308 | 1.885 | -2.67 | 11.8699 | 4.2694 | 2025-09-08 | 2025_09_08 Hr 11 | 69.803 | -3e-06 | -1052.5 | -431.5887 | 411.1346 | 892.1487 | 106.574 | 12.3978 | 61.8336 | 70.8851 | 249.4217 | 90.8279 | 23.0871 | 186.3232 | 262.3367 | 0 | 6.5271 | 46.06 | 228.3633 | 0 | 139.4514 | 0
2025_09_08 Hr 12 | 11.9184 | 0.00789 | 0.2225 | 3.8572 | 3.8572 | 3.8572 | 3.8572 | 3.8012 | 3.8572 | 93.6471 | -14.5 | 0.1008 | 29 | 0 | 93.1616 | 93.1616 | 262.3367 | 0 | 0.00123 | 0.058 | 0.04906 | 1.3332 | 0 | 0 | 0 | 0 | 0 | 0 | 0.0792 | 46.06 | 6.5271 | 228.3633 | 0 | 0 | 0 | 0 | 11.3276 | 32.776 | 0 | 46.6461 | 0 | 0.5759 | 8.1491 | 0 | -1 | -4.2 | 7.5559 | 0 | 0 | 29.4821 | 29.4821 | 29.4821 | 29.4821 | 34.2815 | 13.8996 | 1.1496 | 0.00258 | 0 | 0 | 0 | 0 | 0 | 0 | 0 | 0 | 0 | 0 | 0 | 0 | 0 | 0 | 0 | 0 | 4.8553 | 0 | -454.9267 | 12.4022 | 0 | 69.7466 | 69.7047 | 61.455 | 1208.195 | 27.4097 | 48.9269 | 1.6348 | 0.252 | -11.9184 | 14.074 | 3.19 | 57.716 | 1068.792 | 303.1659 | -489.2151 | 5.3025 | 1.885 | -2.67 | 11.8003 | 4.2444 | 2025-09-08 | 2025_09_08 Hr 12 | 69.292 | -0.00034 | -1068.792 | -408.2806 | 406.1072 | 892.1487 | 104.585 | 12.3978 | 61.8336 | 69.9664 | 245.8571 | 90.2836 | 23.0871 | 186.3232 | 262.3367 | 0 | 6.5271 | 46.06 | 228.3633 | 0 | 139.4514 | 0
2025_09_08 Hr 13 | 12.9499 | 0.00921 | 0.25972 | 3.8572 | 3.8572 | 3.8572 | 3.8572 | 3.8012 | 3.8572 | 93.3419 | -14.5 | 0.1008 | 34 | 0 | 93.1616 | 93.1616 | 262.3367 | 0 | 0.00123 | 0.058 | 0.04906 | 1.3332 | 0 | 0 | 0 | 0 | 0 | 0 | 0.0792 | 46.06 | 6.5271 | 228.3633 | 0 | 0 | 0 | 0 | 11.2907 | 32.5774 | 0 | 43.1834 | 0 | 0.5759 | 8.136 | 0 | -1 | -4.2 | 7.5437 | 0 | 0 | 29.3328 | 29.3328 | 29.3328 | 29.3328 | 34.1079 | 9.8982 | 1.1496 | 0.00258 | 0 | 0 | 0 | 0 | 0 | 0 | 0 | 0 | 0 | 0 | 0 | 0 | 0 | 0 | 0 | 0 | 4.8475 | 0 | -426.966 | 12.4022 | 0 | 69.7466 | 69.7047 | 65.9376 | 1206.879 | 27.361 | 48.8399 | 1.6348 | 0.252 | -12.9499 | 14.074 | 3.19 | 57.716 | 1097.292 | 309.5156 | -462.2859 | 5.2939 | 1.885 | -2.67 | 11.7794 | 4.2369 | 2025-09-08 | 2025_09_08 Hr 13 | 72.4125 | -0.000358 | -1097.292 | -383.7826 | 404.5894 | 892.1487 | 110.1047 | 12.3978 | 61.8336 | 69.6891 | 244.781 | 90.1193 | 23.0871 | 186.3232 | 262.3367 | 0 | 6.5271 | 46.06 | 228.3633 | 0 | 139.4514 | 0
2025_09_08 Hr 14 | 13.9897 | 0.00975 | 0.27495 | 3.8572 | 3.8572 | 3.8572 | 3.8572 | 3.8012 | 3.8572 | 90.6146 | -14.5 | 0.1008 | 31 | 0 | 93.1616 | 93.1616 | 262.3367 | 0 | 0.00123 | 0.058 | 0.04906 | 1.3332 | 0 | 0 | 0 | 0 | 0 | 0 | 0.0792 | 46.06 | 6.5271 | 228.3633 | 0 | 0 | 0 | 0 | 10.9608 | 30.8021 | 0 | 51.7537 | 0 | 0.5759 | 8.0183 | 0 | -1 | -4.2 | 7.4346 | 0 | 0 | 27.9982 | 27.9982 | 27.9982 | 27.9982 | 32.5561 | 10.9512 | 1.1496 | 0.00258 | 0 | 0 | 0 | 0 | 0 | 0 | 0 | 0 | 0 | 0 | 0 | 0 | 0 | 0 | 0 | 0 | 4.7774 | 0 | -416.9565 | 12.4022 | 0 | 69.7466 | 69.7047 | 67.962 | 1194.798 | 26.9253 | 48.0621 | 1.6348 | 0.252 | -13.9897 | 14.074 | 3.19 | 57.716 | 1102.4 | 309.1648 | -453.3162 | 5.2173 | 1.885 | -2.67 | 11.5918 | 4.1694 | 2025-09-08 | 2025_09_08 Hr 14 | 79.2775 | -3e-06 | -1102.4 | -365.2028 | 391.0248 | 892.1487 | 110.1979 | 12.3978 | 61.8336 | 67.2105 | 235.1635 | 88.6508 | 23.0871 | 186.3232 | 262.3367 | 0 | 6.5271 | 46.06 | 228.3633 | 0 | 139.4514 | 0
2025_09_08 Hr 15 | 14.5088 | 0.00948 | 0.26734 | 3.8572 | 3.8572 | 3.8572 | 3.8572 | 3.8012 | 3.8572 | 90.5001 | -14.5 | 0.1008 | 35 | 0 | 93.1616 | 93.1616 | 262.3367 | 0 | 0.00123 | 0.058 | 0.04906 | 1.3332 | 0 | 0 | 0 | 0 | 0 | 0 | 0.0792 | 46.06 | 6.5271 | 228.3633 | 0 | 0 | 0 | 0 | 10.9469 | 30.7276 | 0 | 32.2198 | 0 | 0.5759 | 8.0134 | 0 | -1 | -4.2 | 7.43 | 0 | 0 | 27.9422 | 27.9422 | 27.9422 | 27.9422 | 32.4909 | 14.8473 | 1.1496 | 0.00258 | 0 | 0 | 0 | 0 | 0 | 0 | 0 | 0 | 0 | 0 | 0 | 0 | 0 | 0 | 0 | 0 | 4.7745 | 0 | -407.564 | 12.4022 | 0 | 69.7466 | 69.7047 | 80.976 | 1194.282 | 26.907 | 48.0295 | 1.6348 | 0.252 | -14.5088 | 14.074 | 3.19 | 57.716 | 1112.592 | 330.5321 | -444.4427 | 5.2141 | 1.885 | -2.67 | 11.5839 | 4.1666 | 2025-09-08 | 2025_09_08 Hr 15 | 85.1578 | -0.000367 | -1112.592 | -375.3442 | 390.4556 | 892.1487 | 131.1001 | 12.3978 | 61.8336 | 67.1065 | 234.7599 | 88.5892 | 23.0871 | 186.3232 | 262.3367 | 0 | 6.5271 | 46.06 | 228.3633 | 0 | 139.4514 | 0
2025_09_08 Hr 16 | 16.061 | 0.008775 | 0.24746 | 3.8572 | 3.8572 | 3.8572 | 3.8572 | 3.8012 | 3.8572 | 87.6774 | -14.5 | 0.1008 | 39 | 0 | 93.1616 | 93.1616 | 262.3367 | 0 | 0.00123 | 0.058 | 0.04906 | 1.3332 | 0 | 0 | 0 | 0 | 0 | 0 | 0.0792 | 45.4072 | 6.5271 | 228.3633 | 0 | 0 | 0 | 0 | 10.6055 | 28.8902 | 0 | 48.1716 | 0 | 0.5759 | 7.8916 | 0 | -1 | -4.2 | 7.3171 | 0 | 0 | 26.561 | 26.561 | 26.561 | 26.561 | 30.8848 | 14.8473 | 1.1496 | 0.00258 | 0 | 0 | 0 | 0 | 0 | 0 | 0 | 0 | 0 | 0 | 0 | 0 | 0 | 0 | 0 | 0 | 4.7019 | 0 | -391.9848 | 12.4022 | 0 | 65.1408 | 65.099 | 74.469 | 1171.879 | 26.4561 | 47.2246 | 1.6348 | 0.252 | -16.061 | 14.074 | 3.19 | 57.716 | 1117.692 | 328.0568 | -430.4158 | 5.1349 | 1.885 | -2.67 | 11.3898 | 4.0968 | 2025-09-08 | 2025_09_08 Hr 16 | 86.9228 | -0.000351 | -1117.692 | -343.8132 | 376.4167 | 882.2843 | 128.5725 | 12.3978 | 61.8336 | 64.5412 | 224.8061 | 87.0693 | 23.0871 | 186.3232 | 262.3367 | 0 | 6.5271 | 45.4072 | 228.3633 | 0 | 130.2397 | 0
2025_09_08 Hr 17 | 18.2699 | 0.007605 | 0.21446 | 3.8572 | 3.8572 | 3.8572 | 3.8572 | 3.8012 | 3.8572 | 90.7099 | -14.5 | 0.1008 | 43 | 0 | 93.1616 | 93.1616 | 262.3367 | 0 | 0.00123 | 0.058 | 0.04906 | 1.3332 | 0 | 0 | 0 | 0 | 0 | 0 | 0.0792 | 46.06 | 6.5271 | 228.3633 | 0 | 0 | 0 | 0 | 10.9723 | 30.8641 | 0 | 44.2368 | 0 | 0.5759 | 8.0224 | 0 | -1 | -4.2 | 7.4384 | 0 | 0 | 28.0449 | 28.0449 | 28.0449 | 28.0449 | 32.6103 | 13.8996 | 1.1496 | 0.00258 | 0 | 0 | 0 | 0 | 0 | 0 | 0 | 0 | 0 | 0 | 0 | 0 | 0 | 0 | 0 | 0 | 4.7798 | 0 | -410.931 | 12.4022 | 0 | 69.7466 | 69.7047 | 76.4934 | 1195.16 | 26.9405 | 48.0893 | 1.6348 | 0.252 | -18.2699 | 14.074 | 3.19 | 57.716 | 1124.8 | 336.974 | -451.5709 | 5.22 | 1.885 | -2.67 | 11.5983 | 4.1718 | 2025-09-08 | 2025_09_08 Hr 17 | 92.1009 | 0 | -1124.8 | -366.6942 | 391.4991 | 892.1487 | 133.6151 | 12.3978 | 61.8336 | 67.2972 | 235.4998 | 88.7021 | 23.0871 | 186.3232 | 262.3367 | 0 | 6.5271 | 46.06 | 228.3633 | 0 | 139.4514 | 0
2025_09_08 Hr 18 | 11.3994 | 0.00588 | 0.16582 | 3.8572 | 3.8572 | 3.8572 | 3.8572 | 3.8012 | 3.8572 | 93.6852 | -14.5 | 0.1008 | 57 | 0 | 93.1616 | 93.1616 | 262.3367 | 0 | 0.00123 | 0.058 | 0.04906 | 1.3332 | 0 | 0 | 0 | 0 | 0 | 0 | 0.0792 | 46.06 | 6.5271 | 228.3633 | 0 | 0 | 0 | 0 | 11.3322 | 32.8008 | 0 | 14.2013 | 0 | 0.5759 | 8.1508 | 0 | -1 | -4.2 | 7.5574 | 0 | 0 | 29.5008 | 29.5008 | 29.5008 | 29.5008 | 34.3032 | 12.9519 | 1.1496 | 0.00258 | 0 | 0 | 0 | 0 | 0 | 0 | 0 | 0 | 0 | 0 | 0 | 0 | 0 | 0 | 0 | 0 | 4.8563 | 0 | -398.8976 | 12.4022 | 0 | 69.2379 | 69.196 | 81.9882 | 1207.29 | 27.4158 | 48.9378 | 1.6348 | 0.252 | -11.3994 | 14.074 | 3.19 | 57.716 | 1139.075 | 350.2509 | -432.667 | 5.3035 | 1.885 | -2.67 | 11.803 | 4.2454 | 2025-09-08 | 2025_09_08 Hr 18 | 94.3768 | -2.7e-05 | -1139.075 | -384.6963 | 406.2969 | 891.1312 | 152.1118 | 12.3978 | 61.8336 | 70.0011 | 245.9916 | 90.3041 | 23.0871 | 186.3232 | 262.3367 | 0 | 6.5271 | 46.06 | 228.3633 | 0 | 138.4339 | 0
2025_09_08 Hr 19 | 2.0713 | 0.003855 | 0.10871 | 3.8572 | 3.8572 | 3.8572 | 3.8572 | 3.8012 | 3.8572 | 91.7399 | -14.5 | 0.1008 | 61 | 0 | 93.1616 | 93.1616 | 262.3367 | 0 | 0.00123 | 0.058 | 0.04906 | 1.3332 | 0 | 0 | 0 | 0 | 0 | 0 | 0.0792 | 46.06 | 6.5271 | 228.3633 | 0 | 0 | 0 | 0 | 11.0969 | 31.5345 | 0 | 25.8007 | 0 | 0.5759 | 8.0669 | 0 | -1 | -4.2 | 7.4796 | 0 | 0 | 28.5489 | 28.5489 | 28.5489 | 28.5489 | 33.1963 | 8.9505 | 1.1496 | 0.00258 | 0 | 0 | 0 | 0 | 0 | 0 | 0 | 0 | 0 | 0 | 0 | 0 | 0 | 0 | 0 | 0 | 4.8063 | 0 | -378.3672 | 12.4022 | 0 | 69.7466 | 69.7047 | 53.502 | 1199.622 | 27.105 | 48.383 | 1.6348 | 0.252 | -2.0713 | 14.074 | 3.19 | 57.716 | 1134 | 311.3857 | -402.8085 | 5.2489 | 1.885 | -2.67 | 11.6692 | 4.1972 | 2025-09-08 | 2025_09_08 Hr 19 | 96.6156 | 1e-06 | -1134 | -352.5665 | 396.6214 | 892.1487 | 123.5651 | 12.3978 | 61.8336 | 68.2331 | 239.1316 | 89.2567 | 23.0871 | 186.3232 | 262.3367 | 0 | 6.5271 | 46.06 | 228.3633 | 0 | 139.4514 | 0
2025_09_08 Hr 20 | 0 | 0.001755 | 0.049491 | 3.8572 | 3.8572 | 3.8572 | 3.8572 | 3.8012 | 3.8572 | 90.6909 | -14.5 | 0.1008 | 66 | 0 | 93.1616 | 93.1616 | 262.3367 | 0 | 0.00123 | 0.058 | 0.04906 | 1.3332 | 0 | 0 | 0 | 0 | 0 | 0 | 0.0792 | 46.06 | 6.5271 | 228.3633 | 0 | 0 | 0 | 0 | 10.97 | 30.8517 | 0 | 33.4937 | 0 | 0.5759 | 8.0216 | 0 | -1 | -4.2 | 7.4377 | 0 | 0 | 28.0355 | 28.0355 | 28.0355 | 28.0355 | 32.5995 | 9.8982 | 1.1496 | 0.00258 | 0 | 0 | 0 | 0 | 0 | 0 | 0 | 0 | 0 | 0 | 0 | 0 | 0 | 0 | 0 | 0 | 4.7794 | 0 | -382.9116 | 12.4022 | 0 | 69.7466 | 69.7047 | 39.4758 | 1194.911 | 26.9375 | 48.0839 | 1.6348 | 0.252 | 0 | 14.074 | 3.19 | 57.716 | 1123.792 | 300.669 | -405.2816 | 5.2195 | 1.885 | -2.67 | 11.597 | 4.1713 | 2025-09-08 | 2025_09_08 Hr 20 | 89.5091 | -0.000344 | -1123.792 | -349.4179 | 391.4042 | 892.1487 | 115.4252 | 12.3978 | 61.8336 | 67.2798 | 235.4325 | 88.6919 | 23.0871 | 186.3232 | 262.3367 | 0 | 6.5271 | 46.06 | 228.3633 | 0 | 139.4514 | 0
2025_09_08 Hr 21 | 0 | 0.00045 | 0.01269 | 3.8572 | 3.8572 | 3.8572 | 3.8572 | 3.8012 | 3.8572 | 88.4975 | -14.5 | 0.1008 | 71 | 0 | 93.1616 | 93.1616 | 261.7059 | 0 | 0.00123 | 0.058 | 0.04906 | 1.3332 | 0 | 0 | 0 | 0 | 0 | 0 | 0.0792 | 45.8642 | 6.5271 | 227.8293 | 0 | 0 | 0 | 0 | 10.7047 | 29.4241 | 0 | 43.252 | 0 | 0.5759 | 7.927 | 0 | -1 | -4.2 | 7.3499 | 0 | 0 | 26.9623 | 26.9623 | 26.9623 | 26.9623 | 31.3515 | 13.8996 | 1.1496 | 0.00258 | 0 | 0 | 0 | 0 | 0 | 0 | 0 | 0 | 0 | 0 | 0 | 0 | 0 | 0 | 0 | 0 | 4.723 | 0 | -425.6088 | 12.4022 | 0 | 68.2208 | 68.1785 | 33.981 | 1180.733 | 26.5871 | 47.4584 | 1.6348 | 0.252 | 0 | 14.074 | 3.19 | 57.716 | 1079 | 302.9933 | -447.9788 | 5.1579 | 1.885 | -2.67 | 11.4462 | 4.117 | 2025-09-08 | 2025_09_08 Hr 21 | 90.2987 | -8.4e-05 | -1079 | -382.3567 | 380.4956 | 887.736 | 118.8937 | 12.3978 | 61.8336 | 65.2865 | 227.6981 | 87.5109 | 23.0871 | 186.3232 | 261.7059 | 0 | 6.5271 | 45.8642 | 227.8293 | 0 | 136.3993 | 0
2025_09_08 Hr 22 | 0 | 1.5e-05 | 0.000423 | 3.8572 | 3.8572 | 3.8572 | 3.8572 | 3.8012 | 3.8572 | 79.3619 | -14.5 | 0.1008 | 71 | 0 | 93.1616 | 93.1616 | 262.3367 | 0 | 0.00123 | 0.058 | 0.04906 | 1.3332 | 0 | 0 | 0 | 0 | 0 | 0 | 0.0792 | 46.06 | 6.5271 | 228.3633 | 0 | 0 | 0 | 0 | 9.5996 | 23.4775 | 0 | 27.3266 | -0.45567 | 0.5759 | 7.5329 | 0 | -1 | -4.2 | 6.9845 | 0 | 0 | 22.4918 | 22.4918 | 22.4918 | 22.4918 | 26.1533 | 15.9003 | 1.1496 | 0.00258 | 0 | 0 | 0 | 0 | 0 | 0 | 0 | 0 | 0 | 0 | 0 | 0 | 0 | 0 | 0 | 0 | 4.4882 | 0 | -436.4158 | 12.4022 | 0 | 69.7466 | 69.7047 | 36.0054 | 1144.616 | 25.1276 | 44.8533 | 1.6348 | 0.252 | 0 | 14.074 | 3.19 | 57.716 | 1014.8 | 302.0991 | -458.7858 | 4.9015 | 1.885 | -2.67 | 10.8178 | 3.891 | 2025-09-08 | 2025_09_08 Hr 22 | 72.4534 | -2.2e-05 | -1014.8 | -409.5449 | 335.0587 | 892.1487 | 122.9061 | 12.3978 | 61.8336 | 56.9841 | 195.4826 | 82.592 | 23.0871 | 186.3232 | 262.3367 | 0 | 6.5271 | 46.06 | 228.3633 | 0 | 139.4514 | 0
2025_09_08 Hr 23 | 0 | 0 | 0 | 3.8572 | 3.8572 | 3.8572 | 3.8572 | 3.8012 | 3.8572 | 67.537 | 0 | 0.1008 | 67 | 0 | 93.1616 | 93.1616 | 269.8282 | 0 | 0.00123 | 0.058 | 0.04906 | 1.3332 | 0 | 0 | 0 | 0 | 0 | 0 | 0.0792 | 46.06 | 6.5271 | 234.2439 | 0 | 0 | 0 | 0 | 8.1693 | 15.7805 | 0 | 1.0802 | -4.6563 | 0.5759 | 7.0227 | 0 | -1 | -4.2 | 6.5115 | 0 | 0 | 16.7055 | 16.7055 | 16.7055 | 16.7055 | 19.425 | 17.901 | 1.1496 | 0.00258 | 0 | 0 | 0 | 0 | 0 | 0 | 0 | 0 | 0 | 0 | 0 | 0 | 0 | 0 | 0 | 0 | 4.1842 | 0 | -458.944 | 12.4022 | 0 | 71.9649 | 71.9217 | 34.9932 | 1109.978 | 23.2386 | 41.4813 | 1.6348 | 0.252 | 0 | 14.074 | 3.19 | 57.716 | 932.3083 | 292.7207 | -466.814 | 4.5695 | 1.885 | -2.67 | 10.0046 | 3.5985 | 2025-09-08 | 2025_09_08 Hr 23 | 65.9688 | 2e-06 | -932.3083 | -462.5201 | 290.7468 | 909.956 | 119.8942 | 12.3978 | 61.8336 | 46.2377 | 153.784 | 90.7251 | 23.0871 | 186.3232 | 269.8282 | 0 | 6.5271 | 46.06 | 234.2439 | 0 | 143.8865 | 0
2025_09_08 Hr 24 | 0 | 0 | 0 | 3.8572 | 3.8572 | 3.8572 | 3.8572 | 3.8012 | 3.8572 | 52.6223 | 0 | 0.1008 | 69 | 0 | 93.1616 | 93.1616 | 269.8282 | 0 | 0.00123 | 0.058 | 0.04906 | 1.3332 | 0 | 0 | 0 | 0 | 0 | 0 | 0.0792 | 46.06 | 6.5271 | 234.2439 | 0 | 0 | 0 | 0 | 6.3652 | 6.0723 | 0 | 0.19369 | -5.5872 | 0.5759 | 6.3793 | 0 | -1 | -4.2 | 5.9149 | 0 | 0 | 9.4073 | 9.4073 | 9.4073 | 9.4073 | 10.9387 | 17.901 | 1.1496 | 0.00258 | 0 | 0 | 0 | 0 | 0 | 0 | 0 | 0 | 0 | 0 | 0 | 0 | 0 | 0 | 0 | 0 | 3.8008 | 0 | -464.4234 | 12.4022 | 0 | 71.9649 | 71.9217 | 32.9688 | 1043.829 | 20.8559 | 37.2281 | 1.6348 | 0.252 | 0 | 14.074 | 3.19 | 57.716 | 850.8083 | 284.6658 | -472.2934 | 4.1508 | 1.885 | -2.67 | 8.9788 | 3.2296 | 2025-09-08 | 2025_09_08 Hr 24 | 56.7948 | -1.65e-05 | -850.8083 | -469.8169 | 216.568 | 909.956 | 119.8698 | 12.3978 | 61.8336 | 32.6834 | 101.19 | 82.6946 | 23.0871 | 186.3232 | 269.8282 | 0 | 6.5271 | 46.06 | 234.2439 | 0 | 143.8865 | 0
2025_09_09 Hr 01 | 0 | 0 | 0 | 3.8572 | 3.8572 | 3.8572 | 3.8572 | 3.8012 | 3.8572 | 44.5704 | 0 | 0.1008 | 67 | 0 | 93.1616 | 93.1616 | 269.8282 | 0 | 0.00123 | 0.058 | 0.04906 | 1.3332 | 0 | 0 | 0 | 0 | 0 | 0 | 0.0792 | 46.06 | 6.5271 | 234.2439 | 0 | 0 | 0 | 0 | 5.2372 | 0.56608 | 0 | 10.2129 | 0 | 0.5759 | 6.2106 | 0 | -1 | -4.2 | 5.636 | 0 | 0 | 5.3548 | 5.3548 | 5.3548 | 5.3548 | 6.2265 | 25.7985 | 1.1496 | 0.00258 | 0 | 0 | 0 | 0 | 0 | 0 | 0 | 0 | 0 | 0 | 0 | 0 | 0 | 0 | 0 | 0 | 3.7142 | 0 | -502.6181 | 12.5012 | 0 | 71.9649 | 71.9217 | 46.995 | 1007.608 | 19.6776 | 35.092 | 1.6348 | 0.252 | 0 | 14.074 | 3.19 | 57.716 | 808.0084 | 300.6755 | -510.4881 | 4.072 | 1.885 | -2.67 | 8.4655 | 3.0444 | 2025-09-09 | 2025_09_09 Hr 01 | 63.2692 | -9.09e-05 | -808.0084 | -492.4052 | 176.4327 | 909.956 | 139.7935 | 12.3978 | 61.8336 | 25.4361 | 72.2159 | 78.7807 | 23.0871 | 186.3232 | 269.8282 | 0 | 6.5271 | 46.06 | 234.2439 | 0 | 143.8865 | 0
2025_09_09 Hr 02 | 0 | 0 | 0 | 3.8572 | 3.8572 | 3.8572 | 3.8572 | 3.8012 | 3.8572 | 44.8758 | 0 | 0.1008 | 56 | 0 | 93.1616 | 93.1616 | 269.8282 | 0 | 0.00123 | 0.058 | 0.04906 | 1.3332 | 0 | 0 | 0 | 0 | 0 | 0 | 0.0792 | 46.06 | 6.5271 | 234.2439 | 0 | 0 | 0 | 0 | 5.2731 | 0.75827 | 0 | 12.0456 | 0 | 0.5759 | 6.2241 | 0 | -1 | -4.2 | 5.6483 | 0 | 0 | 5.5048 | 5.5048 | 5.5048 | 5.5048 | 6.4009 | 40.7511 | 1.1496 | 0.00258 | 0 | 0 | 0 | 0 | 0 | 0 | 0 | 0 | 0 | 0 | 0 | 0 | 0 | 0 | 0 | 0 | 3.7223 | 0 | -548.0851 | 12.5012 | 0 | 71.9649 | 71.9217 | 49.4532 | 1008.959 | 19.7264 | 35.179 | 1.6348 | 0.252 | 0 | 14.074 | 3.19 | 57.716 | 772.3 | 307.2507 | -555.9551 | 4.0808 | 1.885 | -2.67 | 8.4865 | 3.0519 | 2025-09-09 | 2025_09_09 Hr 02 | 64.0098 | -2.66e-05 | -772.3 | -536.0395 | 177.9478 | 909.956 | 146.2043 | 12.3978 | 61.8336 | 25.7068 | 73.296 | 78.945 | 23.0871 | 186.3232 | 269.8282 | 0 | 6.5271 | 46.06 | 234.2439 | 0 | 143.8865 | 0
2025_09_09 Hr 03 | 0 | 0 | 0 | 3.8572 | 3.8572 | 3.8572 | 3.8572 | 3.8012 | 3.8572 | 43.1963 | 0 | 0.1008 | 53 | 0 | 93.1616 | 93.1616 | 269.8282 | 0 | 0.00123 | 0.058 | 0.04906 | 1.3332 | 0 | 0 | 0 | 0 | 0 | 0 | 0.0792 | 46.06 | 6.5271 | 234.2439 | 0 | 0 | 0 | 0 | 5.0757 | 0.020294 | 0 | 0.77889 | -1.5974 | 0.5759 | 6.1499 | 0.25833 | -1 | -4.2 | 5.5809 | 0 | 0 | 4.6795 | 4.6795 | 4.6795 | 4.6795 | 5.4413 | 42.7518 | 1.1496 | 0.00258 | 0 | 0 | 0 | 0 | 0 | 0 | 0 | 0 | 0 | 0 | 0 | 0 | 0 | 0 | 0 | 0 | 3.6779 | 0 | -545.7441 | 12.5012 | 0 | 71.9649 | 71.9217 | 54.948 | 1001.849 | 19.458 | 34.7004 | 1.6348 | 0.252 | 0 | 14.074 | 3.19 | 57.716 | 758.2584 | 310.8422 | -553.6141 | 4.0322 | 1.885 | -2.67 | 8.371 | 3.0104 | 2025-09-09 | 2025_09_09 Hr 03 | 64.0098 | -9.108e-05 | -758.2584 | -546.5626 | 169.9337 | 909.956 | 150.6998 | 12.3978 | 61.8336 | 24.5369 | 67.3558 | 78.041 | 23.0871 | 186.3232 | 269.8282 | 0 | 6.5271 | 46.06 | 234.2439 | 0 | 143.8865 | 0
2025_09_09 Hr 04 | 0 | 0 | 0 | 3.8572 | 3.8572 | 3.8572 | 3.8572 | 3.8012 | 3.8572 | 47.5287 | 0 | 0.1008 | 47 | 0 | 93.1616 | 93.1616 | 269.8282 | 0 | 0.00123 | 0.058 | 0.04906 | 1.3332 | 0 | 0 | 0 | 0 | 0 | 0 | 0.0792 | 46.06 | 6.5271 | 234.2439 | 0 | 0 | 0 | 0 | 5.5848 | 2.428 | 0 | 7.8644 | -1.2071 | 0.5759 | 6.3413 | 0 | -1 | -4.2 | 5.7546 | 0 | 0 | 6.8084 | 6.8084 | 6.8084 | 6.8084 | 7.9167 | 46.6479 | 1.1496 | 0.00258 | 0 | 0 | 0 | 0 | 0 | 0 | 0 | 0 | 0 | 0 | 0 | 0 | 0 | 0 | 0 | 0 | 3.7924 | 0 | -570.3032 | 12.5012 | 0 | 71.9649 | 71.9217 | 41.5002 | 1020.694 | 20.1503 | 35.935 | 1.6348 | 0.252 | 0 | 14.074 | 3.19 | 57.716 | 746.8 | 297.6224 | -578.1732 | 4.1577 | 1.885 | -2.67 | 8.6688 | 3.1175 | 2025-09-09 | 2025_09_09 Hr 04 | 64.0098 | -2.5e-05 | -746.8 | -563.6459 | 191.1104 | 909.956 | 135.1481 | 12.3978 | 61.8336 | 28.0587 | 82.6788 | 80.3729 | 23.0871 | 186.3232 | 269.8282 | 0 | 6.5271 | 46.06 | 234.2439 | 0 | 143.8865 | 0
2025_09_09 Hr 05 | 0 | 0 | 0 | 3.8572 | 3.8572 | 3.8572 | 3.8572 | 3.8012 | 3.8572 | 50.0289 | 0 | 0.1008 | 36 | 0 | 93.1616 | 93.1616 | 269.8282 | 0 | 0.00123 | 0.058 | 0.04906 | 1.3332 | 0 | 0 | 0 | 0 | 0 | 0 | 0.0792 | 46.06 | 6.5271 | 234.2439 | 0 | 0 | 0 | 0 | 5.8786 | 4.0016 | 0 | 0 | -13.7471 | 0.5759 | 6.4517 | 0 | -1 | -4.2 | 5.8548 | 0 | 0 | 8.0369 | 8.0369 | 8.0369 | 8.0369 | 9.3452 | 48.6486 | 1.1496 | 0.00258 | 0 | 0 | 0 | 0 | 0 | 0 | 0 | 0 | 0 | 0 | 0 | 0 | 0 | 0 | 0 | 0 | 3.8584 | 0 | -531.6781 | 12.5012 | 0 | 71.9649 | 71.9217 | 50.4654 | 1031.753 | 20.5498 | 36.6476 | 1.6348 | 0.252 | 0 | 14.074 | 3.19 | 57.716 | 777.3917 | 298.934 | -539.5481 | 4.2301 | 1.885 | -2.67 | 8.8407 | 3.1793 | 2025-09-09 | 2025_09_09 Hr 05 | 104.2054 | -6.8e-05 | -777.3917 | -545.4252 | 203.5155 | 909.956 | 135.114 | 12.3978 | 61.8336 | 30.2752 | 91.5217 | 81.7186 | 23.0871 | 186.3232 | 269.8282 | 0 | 6.5271 | 46.06 | 234.2439 | 0 | 143.8865 | 0
2025_09_09 Hr 06 | 0 | 0 | 0 | 3.8572 | 3.8572 | 3.8572 | 3.8572 | 3.8012 | 3.8572 | 64.0568 | 0 | 0.1008 | 27 | 0 | 93.1616 | 93.1616 | 269.8282 | 0 | 0.00123 | 0.058 | 0.04906 | 1.3332 | 0 | 0 | 0 | 0 | 0 | 0 | 0.0792 | 46.06 | 6.5271 | 234.2439 | 0 | 0 | 0 | 0 | 7.5269 | 12.8307 | 0 | 0.20746 | -29.2356 | 0.5759 | 7.0713 | 0 | -1 | -4.2 | 6.4171 | 0 | 0 | 14.9298 | 14.9298 | 14.9298 | 14.9298 | 17.3602 | 51.7023 | 1.1496 | 0.00258 | 0 | 0 | 0 | 0 | 0 | 0 | 0 | 0 | 0 | 0 | 0 | 0 | 0 | 0 | 0 | 0 | 4.229 | 0 | -512.8069 | 12.5012 | 0 | 71.9649 | 71.9217 | 47.4288 | 1093.803 | 22.7915 | 40.6452 | 1.6348 | 0.252 | 0 | 14.074 | 3.19 | 57.716 | 841.6 | 297.5016 | -520.6769 | 4.6364 | 1.885 | -2.67 | 9.8051 | 3.5261 | 2025-09-09 | 2025_09_09 Hr 06 | 100.0369 | -1.38e-05 | -841.6 | -541.835 | 273.1166 | 909.956 | 126.1311 | 12.3978 | 61.8336 | 42.7114 | 141.1361 | 89.2691 | 23.0871 | 186.3232 | 269.8282 | 0 | 6.5271 | 46.06 | 234.2439 | 0 | 143.8865 | 0
2025_09_09 Hr 07 | 0 | 0 | 0 | 3.8572 | 3.8572 | 3.8572 | 3.8572 | 3.8012 | 3.8572 | 77.0732 | -14.5 | 0.1008 | 21 | 0 | 93.1616 | 93.1616 | 262.3367 | 0 | 0.00123 | 0.058 | 0.04906 | 1.3332 | 0 | 0 | 0 | 0 | 0 | 0 | 0.0792 | 46.06 | 6.5271 | 228.3633 | 0 | 0 | 0 | 0 | 9.0564 | 21.0231 | 0 | 8.5615 | -0.99621 | 0.5759 | 7.6463 | 0 | -1 | -4.2 | 6.9389 | 0 | 0 | 21.3256 | 21.3256 | 21.3256 | 21.3256 | 24.7972 | 50.6493 | 1.1496 | 0.00258 | 0 | 0 | 0 | 0 | 0 | 0 | 0 | 0 | 0 | 0 | 0 | 0 | 0 | 0 | 0 | 0 | 4.5728 | 0 | -454.3663 | 12.5012 | 0 | 69.7466 | 69.7047 | 29.0646 | 1133.572 | 24.8715 | 44.3545 | 1.6348 | 0.252 | 0 | 14.074 | 3.19 | 57.716 | 943.4916 | 279.0903 | -476.7363 | 5.0133 | 1.885 | -2.67 | 10.6999 | 3.8479 | 2025-09-09 | 2025_09_09 Hr 07 | 112.0147 | 7.58e-05 | -943.4916 | -446.801 | 323.1987 | 892.1487 | 100.7139 | 12.3978 | 61.8336 | 54.2508 | 187.1728 | 81.7751 | 23.0871 | 186.3232 | 262.3367 | 0 | 6.5271 | 46.06 | 228.3633 | 0 | 139.4514 | 0
2025_09_09 Hr 08 | 6.2138 | 0.00027 | 0.007614 | 3.8572 | 3.8572 | 3.8572 | 3.8572 | 3.8012 | 3.8572 | 89.3834 | -14.5 | 0.1008 | 13 | 0 | 93.1616 | 93.1616 | 262.3367 | 0 | 0.00123 | 0.058 | 0.04906 | 1.3332 | 0 | 0 | 0 | 0 | 0 | 0 | 0.0792 | 46.06 | 6.5271 | 228.3633 | 0 | 0 | 0 | 0 | 10.5029 | 28.771 | 0 | 35.705 | 0 | 0.5759 | 8.1901 | 0 | -1 | -4.2 | 7.4324 | 0 | 0 | 27.3745 | 27.3745 | 27.3745 | 27.3745 | 31.8308 | 47.7009 | 1.1496 | 0.00258 | 0 | 0 | 0 | 0 | 0 | 0 | 0 | 0 | 0 | 0 | 0 | 0 | 0 | 0 | 0 | 0 | 4.898 | 0 | -469.7216 | 12.5012 | 0 | 69.7466 | 69.7047 | 16.0506 | 1188.032 | 26.8386 | 47.8626 | 1.6348 | 0.252 | -6.2138 | 14.074 | 3.19 | 57.716 | 993.4 | 267.9679 | -498.3054 | 5.3698 | 1.885 | -2.67 | 11.5462 | 4.1523 | 2025-09-09 | 2025_09_09 Hr 08 | 107.6486 | -5e-06 | -993.4 | -434.0166 | 384.2771 | 892.1487 | 76.7594 | 12.3978 | 61.8336 | 65.1642 | 230.712 | 88.401 | 23.0871 | 186.3232 | 262.3367 | 0 | 6.5271 | 46.06 | 228.3633 | 0 | 139.4514 | 0
2025_09_09 Hr 09 | 11.9218 | 0.00135 | 0.03807 | 3.8572 | 3.8572 | 3.8572 | 3.8572 | 3.8012 | 3.8572 | 91.9981 | -14.5 | 0.1008 | 8 | 0 | 93.1616 | 93.1616 | 262.3367 | 0 | 0.00123 | 0.058 | 0.04906 | 1.3332 | 0 | 0 | 0 | 0 | 0 | 0 | 0.0792 | 46.06 | 6.5271 | 228.3633 | 0 | 0 | 0 | 0 | 10.8101 | 30.4167 | 0 | 28.7119 | -0.10106 | 0.5759 | 8.3056 | 0 | -1 | -4.2 | 7.5372 | 0 | 0 | 28.6593 | 28.6593 | 28.6593 | 28.6593 | 33.3247 | 41.6988 | 1.1496 | 0.00258 | 0 | 0 | 0 | 0 | 0 | 0 | 0 | 0 | 0 | 0 | 0 | 0 | 0 | 0 | 0 | 0 | 4.9671 | 0 | -446.6922 | 12.5012 | 0 | 69.7466 | 69.7047 | 19.521 | 1199.629 | 27.2564 | 48.6078 | 1.6348 | 0.252 | -11.9218 | 14.074 | 3.19 | 57.716 | 1014.808 | 267.5526 | -480.9839 | 5.4456 | 1.885 | -2.67 | 11.726 | 4.2169 | 2025-09-09 | 2025_09_09 Hr 09 | 109.0235 | 0.0003511 | -1014.808 | -418.0814 | 397.2504 | 892.1487 | 69.2592 | 12.3978 | 61.8336 | 67.4822 | 239.9599 | 89.8083 | 23.0871 | 186.3232 | 262.3367 | 0 | 6.5271 | 46.06 | 228.3633 | 0 | 139.4514 | 0
2025_09_09 Hr 10 | 12.4392 | 0.003465 | 0.097713 | 3.8572 | 3.8572 | 3.8572 | 3.8572 | 3.8012 | 3.8572 | 91.979 | -14.5 | 0.1008 | 7 | 0 | 93.1616 | 93.1616 | 262.3367 | 0 | 0.00123 | 0.058 | 0.04906 | 1.3332 | 0 | 0 | 0 | 0 | 0 | 0 | 0.0792 | 46.06 | 6.5271 | 228.3633 | 0 | 0 | 0 | 0 | 10.8079 | 30.4047 | 0 | 43.5474 | 0 | 0.5759 | 8.3047 | 0 | -1 | -4.2 | 7.5364 | 0 | 0 | 28.6499 | 28.6499 | 28.6499 | 28.6499 | 33.3138 | 48.6486 | 1.1496 | 0.00258 | 0 | 0 | 0 | 0 | 0 | 0 | 0 | 0 | 0 | 0 | 0 | 0 | 0 | 0 | 0 | 0 | 4.9666 | 0 | -435.6597 | 12.5012 | 0 | 69.7466 | 69.7047 | 12.0018 | 1199.604 | 27.2534 | 48.6023 | 1.6348 | 0.252 | -12.4392 | 14.074 | 3.19 | 57.716 | 1039.175 | 266.4924 | -470.4689 | 5.445 | 1.885 | -2.67 | 11.7247 | 4.2165 | 2025-09-09 | 2025_09_09 Hr 10 | 100.2449 | 1.4e-05 | -1039.175 | -392.1123 | 397.1557 | 892.1487 | 67.7516 | 12.3978 | 61.8336 | 67.4653 | 239.8924 | 89.798 | 23.0871 | 186.3232 | 262.3367 | 0 | 6.5271 | 46.06 | 228.3633 | 0 | 139.4514 | 0
2025_09_09 Hr 11 | 16.0593 | 0.00591 | 0.16666 | 3.8572 | 3.8572 | 3.8572 | 3.8572 | 3.8012 | 3.8572 | 91.3301 | -14.5 | 0.1008 | 15 | 0 | 93.1616 | 93.1616 | 262.3367 | 0 | 0.00123 | 0.058 | 0.04906 | 1.3332 | 0 | 0 | 0 | 0 | 0 | 0 | 0.0792 | 46.06 | 6.5271 | 228.3633 | 0 | 0 | 0 | 0 | 10.7316 | 29.9963 | 0 | 32.4464 | -0.47929 | 0.5759 | 8.276 | 0 | -1 | -4.2 | 7.5104 | 0 | 0 | 28.331 | 28.331 | 28.331 | 28.331 | 32.943 | 49.7016 | 1.1496 | 0.00258 | 0 | 0 | 0 | 0 | 0 | 0 | 0 | 0 | 0 | 0 | 0 | 0 | 0 | 0 | 0 | 0 | 4.9495 | 0 | -438.4989 | 12.5012 | 0 | 69.7466 | 69.7047 | 20.5332 | 1196.803 | 27.1497 | 48.4174 | 1.6348 | 0.252 | -16.0593 | 14.074 | 3.19 | 57.716 | 1039.192 | 287.3502 | -476.9282 | 5.4262 | 1.885 | -2.67 | 11.68 | 4.2004 | 2025-09-09 | 2025_09_09 Hr 11 | 92.5159 | -0.0003531 | -1039.192 | -406.5318 | 393.936 | 892.1487 | 85.4074 | 12.3978 | 61.8336 | 66.89 | 237.5973 | 89.4488 | 23.0871 | 186.3232 | 262.3367 | 0 | 6.5271 | 46.06 | 228.3633 | 0 | 139.4514 | 0
2025_09_09 Hr 12 | 15.0195 | 0.00798 | 0.22504 | 3.8572 | 3.8572 | 3.8572 | 3.8572 | 3.8012 | 3.8572 | 90.6049 | -14.5 | 0.1008 | 21 | 0 | 93.1616 | 93.1616 | 262.3367 | 0 | 0.00123 | 0.058 | 0.04906 | 1.3332 | 0 | 0 | 0 | 0 | 0 | 0 | 0.0792 | 46.06 | 6.5271 | 228.3633 | 0 | 0 | 0 | 0 | 10.6464 | 29.5398 | 0 | 26.9357 | 0 | 0.5759 | 8.244 | 0 | -1 | -4.2 | 7.4813 | 0 | 0 | 27.9747 | 27.9747 | 27.9747 | 27.9747 | 32.5287 | 41.6988 | 1.1496 | 0.00258 | 0 | 0 | 0 | 0 | 0 | 0 | 0 | 0 | 0 | 0 | 0 | 0 | 0 | 0 | 0 | 0 | 4.9303 | 0 | -398.824 | 12.5012 | 0 | 69.7466 | 69.7047 | 17.9304 | 1193.653 | 27.0338 | 48.2107 | 1.6348 | 0.252 | -15.0195 | 14.074 | 3.19 | 57.716 | 1065.692 | 281.3165 | -436.2135 | 5.4052 | 1.885 | -2.67 | 11.6302 | 4.1825 | 2025-09-09 | 2025_09_09 Hr 12 | 95.8509 | -0.000312 | -1065.692 | -371.8883 | 390.3377 | 892.1487 | 80.8622 | 12.3978 | 61.8336 | 66.2471 | 235.0322 | 89.0584 | 23.0871 | 186.3232 | 262.3367 | 0 | 6.5271 | 46.06 | 228.3633 | 0 | 139.4514 | 0
2025_09_09 Hr 13 | 18.507 | 0.00915 | 0.25803 | 3.8572 | 3.8572 | 3.8572 | 3.8572 | 3.8012 | 3.8572 | 92.1317 | -14.5 | 0.1008 | 29 | 0 | 93.1616 | 93.1616 | 262.3367 | 0 | 0.00123 | 0.058 | 0.04906 | 1.3332 | 0 | 0 | 0 | 0 | 0 | 0 | 0.0792 | 46.06 | 6.5271 | 228.3633 | 0 | 0 | 0 | 0 | 10.8258 | 30.5008 | 0 | 32.725 | 0 | 0.5759 | 8.3115 | 0 | -1 | -4.2 | 7.5425 | 0 | 0 | 28.7249 | 28.7249 | 28.7249 | 28.7249 | 33.401 | 35.802 | 1.1496 | 0.00258 | 0 | 0 | 0 | 0 | 0 | 0 | 0 | 0 | 0 | 0 | 0 | 0 | 0 | 0 | 0 | 0 | 4.9706 | 0 | -372.2433 | 12.5012 | 0 | 69.7466 | 69.7047 | 10.5558 | 1200.44 | 27.2778 | 48.6458 | 1.6348 | 0.252 | -18.507 | 14.074 | 3.19 | 57.716 | 1100.4 | 280.3555 | -413.1203 | 5.4494 | 1.885 | -2.67 | 11.7352 | 4.2202 | 2025-09-09 | 2025_09_09 Hr 13 | 106.626 | -1.8e-05 | -1100.4 | -339.5183 | 397.9132 | 892.1487 | 75.625 | 12.3978 | 61.8336 | 67.6007 | 240.4324 | 89.8802 | 23.0871 | 186.3232 | 262.3367 | 0 | 6.5271 | 46.06 | 228.3633 | 0 | 139.4514 | 0
2025_09_09 Hr 14 | 18.1306 | 0.009465 | 0.26691 | 3.8572 | 3.8572 | 3.8572 | 3.8572 | 3.8012 | 3.8572 | 93.9639 | -14.5 | 0.1008 | 41 | 0 | 93.1616 | 93.1616 | 262.3367 | 0 | 0.00123 | 0.058 | 0.04906 | 1.3332 | 0 | 0 | 0 | 0 | 0 | 0 | 0.0792 | 46.06 | 6.5271 | 228.3633 | 0 | 0 | 0 | 0 | 11.0411 | 31.654 | 0 | 39.1373 | 0 | 0.5759 | 8.3924 | 0 | -1 | -4.2 | 7.616 | 0 | 0 | 29.6252 | 29.6252 | 29.6252 | 29.6252 | 34.4479 | 35.802 | 1.1496 | 0.00258 | 0 | 0 | 0 | 0 | 0 | 0 | 0 | 0 | 0 | 0 | 0 | 0 | 0 | 0 | 0 | 0 | 5.019 | 0 | -360.019 | 12.5012 | 0 | 69.7466 | 69.7047 | 7.5192 | 1208.553 | 27.5706 | 49.168 | 1.6348 | 0.252 | -18.1306 | 14.074 | 3.19 | 57.716 | 1137.1 | 289.929 | -400.5196 | 5.5025 | 1.885 | -2.67 | 11.8611 | 4.2655 | 2025-09-09 | 2025_09_09 Hr 14 | 113.7975 | 1e-05 | -1137.1 | -320.8817 | 407.004 | 892.1487 | 84.5976 | 12.3978 | 61.8336 | 69.225 | 246.9126 | 90.8664 | 23.0871 | 186.3232 | 262.3367 | 0 | 6.5271 | 46.06 | 228.3633 | 0 | 139.4514 | 0
2025_09_09 Hr 15 | 17.0891 | 0.009285 | 0.26184 | 3.8572 | 3.8572 | 3.8572 | 3.8572 | 3.8012 | 3.8572 | 96.197 | -14.5 | 0.1008 | 50 | 0 | 93.1616 | 93.1616 | 262.3367 | 0 | 0.00123 | 0.058 | 0.04906 | 1.3332 | 0 | 0 | 0 | 0 | 0 | 0 | 0.0792 | 46.06 | 6.5271 | 228.3633 | 0 | 0 | 0 | 0 | 11.3035 | 33.0594 | 0 | 41.3118 | 0 | 0.5759 | 8.491 | 0 | -1 | -4.2 | 7.7055 | 0 | 0 | 30.7224 | 30.7224 | 30.7224 | 30.7224 | 35.7238 | 35.802 | 1.1496 | 0.00258 | 0 | 0 | 0 | 0 | 0 | 0 | 0 | 0 | 0 | 0 | 0 | 0 | 0 | 0 | 0 | 0 | 5.078 | 0 | -357.8836 | 12.5012 | 0 | 69.7466 | 69.7047 | 9.5436 | 1218.426 | 27.9274 | 49.8043 | 1.6348 | 0.252 | -17.0891 | 14.074 | 3.19 | 57.716 | 1163.508 | 301.1137 | -397.3427 | 5.5672 | 1.885 | -2.67 | 12.0146 | 4.3207 | 2025-09-09 | 2025_09_09 Hr 15 | 121.9816 | 0.000351 | -1163.508 | -316.5718 | 418.0834 | 892.1487 | 95.6167 | 12.3978 | 61.8336 | 71.2046 | 254.8104 | 92.0683 | 23.0871 | 186.3232 | 262.3367 | 0 | 6.5271 | 46.06 | 228.3633 | 0 | 139.4514 | 0
2025_09_09 Hr 16 | 18.2384 | 0.008745 | 0.24661 | 3.8572 | 3.8572 | 3.8572 | 3.8572 | 3.8012 | 3.8572 | 95.8152 | -14.5 | 0.1008 | 58 | 0 | 93.1616 | 93.1616 | 262.3367 | 0 | 0.00123 | 0.058 | 0.04906 | 1.3332 | 0 | 0 | 0 | 0 | 0 | 0 | 0.0792 | 45.9947 | 6.5271 | 228.3633 | 0 | 0 | 0 | 0 | 11.2586 | 32.8192 | 0 | 42.63 | 0 | 0.5759 | 8.4742 | 0 | -1 | -4.2 | 7.6902 | 0 | 0 | 30.5349 | 30.5349 | 30.5349 | 30.5349 | 35.5057 | 28.8522 | 1.1496 | 0.00258 | 0 | 0 | 0 | 0 | 0 | 0 | 0 | 0 | 0 | 0 | 0 | 0 | 0 | 0 | 0 | 0 | 5.0679 | 0 | -342.756 | 12.5012 | 0 | 69.2379 | 69.196 | 11.4234 | 1215.639 | 27.8664 | 49.6956 | 1.6348 | 0.252 | -18.2384 | 14.074 | 3.19 | 57.716 | 1179.892 | 304.9869 | -383.3643 | 5.5561 | 1.885 | -2.67 | 11.9884 | 4.3113 | 2025-09-09 | 2025_09_09 Hr 16 | 121.6472 | -0.000335 | -1179.892 | -300.126 | 416.1894 | 891.0659 | 98.531 | 12.3978 | 61.8336 | 70.8662 | 253.4604 | 91.8628 | 23.0871 | 186.3232 | 262.3367 | 0 | 6.5271 | 45.9947 | 228.3633 | 0 | 138.4339 | 0
2025_09_09 Hr 17 | 17.9316 | 0.007725 | 0.21785 | 3.8572 | 3.8572 | 3.8572 | 3.8572 | 3.8012 | 3.8572 | 94.5747 | -14.5 | 0.1008 | 64 | 0 | 93.1616 | 93.1616 | 262.3367 | 0 | 0.00123 | 0.058 | 0.04906 | 1.3332 | 0 | 0 | 0 | 0 | 0 | 0 | 0.0792 | 46.06 | 6.5271 | 228.3633 | 0 | 0 | 0 | 0 | 11.1128 | 32.0384 | 0 | 35.475 | 0 | 0.5759 | 8.4194 | 0 | -1 | -4.2 | 7.6405 | 0 | 0 | 29.9253 | 29.9253 | 29.9253 | 29.9253 | 34.7969 | 29.7999 | 1.1496 | 0.00258 | 0 | 0 | 0 | 0 | 0 | 0 | 0 | 0 | 0 | 0 | 0 | 0 | 0 | 0 | 0 | 0 | 5.0352 | 0 | -327.8288 | 12.5012 | 0 | 69.7466 | 69.7047 | 13.014 | 1211.206 | 27.6682 | 49.342 | 1.6348 | 0.252 | -17.9316 | 14.074 | 3.19 | 57.716 | 1191.1 | 312.5497 | -368.1304 | 5.5202 | 1.885 | -2.67 | 11.9031 | 4.2806 | 2025-09-09 | 2025_09_09 Hr 17 | 133.5416 | -1.8e-05 | -1191.1 | -292.3538 | 410.0342 | 892.1487 | 107.0395 | 12.3978 | 61.8336 | 69.7664 | 249.0727 | 91.1951 | 23.0871 | 186.3232 | 262.3367 | 0 | 6.5271 | 46.06 | 228.3633 | 0 | 139.4514 | 0
2025_09_09 Hr 18 | 13.1871 | 0.00597 | 0.16835 | 3.8572 | 3.8572 | 3.8572 | 3.8572 | 3.8012 | 3.8572 | 93.8112 | -14.5 | 0.1008 | 59 | 0 | 93.1616 | 93.1616 | 262.3367 | 0 | 0.00123 | 0.058 | 0.04906 | 1.3332 | 0 | 0 | 0 | 0 | 0 | 0 | 0.0792 | 46.06 | 6.5271 | 228.3633 | 0 | 0 | 0 | 0 | 11.0231 | 31.5579 | 0 | 34.5143 | 0 | 0.5759 | 8.3856 | 0 | -1 | -4.2 | 7.6099 | 0 | 0 | 29.5502 | 29.5502 | 29.5502 | 29.5502 | 34.3607 | 23.7978 | 1.1496 | 0.00258 | 0 | 0 | 0 | 0 | 0 | 0 | 0 | 0 | 0 | 0 | 0 | 0 | 0 | 0 | 0 | 0 | 5.015 | 0 | -334.0687 | 12.5012 | 0 | 69.7466 | 69.7047 | 10.5558 | 1207.779 | 27.5462 | 49.1245 | 1.6348 | 0.252 | -13.1871 | 14.074 | 3.19 | 57.716 | 1166.6 | 293.9322 | -369.6258 | 5.4981 | 1.885 | -2.67 | 11.8506 | 4.2618 | 2025-09-09 | 2025_09_09 Hr 18 | 136.4678 | -8e-06 | -1166.6 | -299.5544 | 406.2464 | 892.1487 | 93.5279 | 12.3978 | 61.8336 | 69.0896 | 246.3726 | 90.7842 | 23.0871 | 186.3232 | 262.3367 | 0 | 6.5271 | 46.06 | 228.3633 | 0 | 139.4514 | 0
2025_09_09 Hr 19 | 2.5903 | 0.003705 | 0.10448 | 3.8572 | 3.8572 | 3.8572 | 3.8572 | 3.8012 | 3.8572 | 94.5747 | -14.5 | 0.1008 | 54 | 0 | 93.1616 | 93.1616 | 262.3367 | 0 | 0.00123 | 0.058 | 0.04906 | 1.3332 | 0 | 0 | 0 | 0 | 0 | 0 | 0.0792 | 46.06 | 6.5271 | 228.3633 | 0 | 0 | 0 | 0 | 11.1128 | 32.0384 | 0 | 39.7238 | 0 | 0.5759 | 8.4194 | 0 | -1 | -4.2 | 7.6405 | 0 | 0 | 29.9253 | 29.9253 | 29.9253 | 29.9253 | 34.7969 | 16.848 | 1.1496 | 0.00258 | 0 | 0 | 0 | 0 | 0 | 0 | 0 | 0 | 0 | 0 | 0 | 0 | 0 | 0 | 0 | 0 | 5.0352 | 0 | -352.839 | 12.5012 | 0 | 69.7466 | 69.7047 | 7.953 | 1211.092 | 27.6682 | 49.342 | 1.6348 | 0.252 | -2.5903 | 14.074 | 3.19 | 57.716 | 1142.208 | 269.1915 | -377.7993 | 5.5202 | 1.885 | -2.67 | 11.9031 | 4.2806 | 2025-09-09 | 2025_09_09 Hr 19 | 143.277 | 0.000318 | -1142.208 | -313.1152 | 410.0342 | 892.1487 | 78.9092 | 12.3978 | 61.8336 | 69.7664 | 249.0727 | 91.1951 | 23.0871 | 186.3232 | 262.3367 | 0 | 6.5271 | 46.06 | 228.3633 | 0 | 139.4514 | 0
2025_09_09 Hr 20 | 0 | 0.001605 | 0.045261 | 3.8572 | 3.8572 | 3.8572 | 3.8572 | 3.8012 | 3.8572 | 94.422 | -14.5 | 0.1008 | 49 | 0 | 93.1616 | 93.1616 | 262.3367 | 0 | 0.00123 | 0.058 | 0.04906 | 1.3332 | 0 | 0 | 0 | 0 | 0 | 0 | 0.0792 | 46.06 | 6.5271 | 228.3633 | 0 | 0 | 0 | 0 | 11.0949 | 31.9423 | 0 | 78.772 | 0 | 0.5759 | 8.4126 | 0 | -1 | -4.2 | 7.6343 | 0 | 0 | 29.8503 | 29.8503 | 29.8503 | 29.8503 | 34.7096 | 16.848 | 1.1496 | 0.00258 | 0 | 0 | 0 | 0 | 0 | 0 | 0 | 0 | 0 | 0 | 0 | 0 | 0 | 0 | 0 | 0 | 5.0311 | 0 | -396.2805 | 12.5012 | 0 | 69.7466 | 69.7047 | 8.9652 | 1210.358 | 27.6438 | 49.2985 | 1.6348 | 0.252 | 0 | 14.074 | 3.19 | 57.716 | 1133.008 | 262.5291 | -418.6505 | 5.5158 | 1.885 | -2.67 | 11.8926 | 4.2769 | 2025-09-09 | 2025_09_09 Hr 20 | 124.1777 | 0.000323 | -1133.008 | -317.5085 | 409.2767 | 892.1487 | 74.8601 | 12.3978 | 61.8336 | 69.6311 | 248.5327 | 91.1129 | 23.0871 | 186.3232 | 262.3367 | 0 | 6.5271 | 46.06 | 228.3633 | 0 | 139.4514 | 0
2025_09_09 Hr 21 | 0 | 0.00027 | 0.007614 | 3.8572 | 3.8572 | 3.8572 | 3.8572 | 3.8012 | 3.8572 | 94.422 | -14.5 | 0.1008 | 36 | 0 | 93.1616 | 93.1616 | 261.7059 | 0 | 0.00123 | 0.058 | 0.04906 | 1.3332 | 0 | 0 | 0 | 0 | 0 | 0 | 0.0792 | 45.9947 | 6.5271 | 228.3633 | 0 | 0 | 0 | 0 | 11.0949 | 31.9423 | 0 | 94.3103 | 0 | 0.5759 | 8.4126 | 0 | -1 | -4.2 | 7.6343 | 0 | 0 | 29.8503 | 29.8503 | 29.8503 | 29.8503 | 34.7096 | 18.8487 | 1.1496 | 0.00258 | 0 | 0 | 0 | 0 | 0 | 0 | 0 | 0 | 0 | 0 | 0 | 0 | 0 | 0 | 0 | 0 | 5.0311 | 0 | -468.6417 | 12.5012 | 0 | 69.2379 | 69.196 | 50.0316 | 1208.607 | 27.6438 | 49.2985 | 1.6348 | 0.252 | 0 | 14.074 | 3.19 | 57.716 | 1104.5 | 292.5949 | -491.0117 | 5.5158 | 1.885 | -2.67 | 11.8926 | 4.2769 | 2025-09-09 | 2025_09_09 Hr 21 | 119.8395 | -4.9e-05 | -1104.5 | -374.3314 | 409.2767 | 890.4351 | 104.8882 | 12.3978 | 61.8336 | 69.6311 | 248.5327 | 91.1129 | 23.0871 | 186.3232 | 261.7059 | 0 | 6.5271 | 45.9947 | 228.3633 | 0 | 138.4339 | 0
2025_09_09 Hr 22 | 0 | 1.5e-05 | 0.000423 | 3.8572 | 3.8572 | 3.8572 | 3.8572 | 3.8012 | 3.8572 | 81.0048 | -14.5 | 0.1008 | 28 | 0 | 93.1616 | 93.1616 | 262.3367 | 0 | 0.00123 | 0.058 | 0.04906 | 1.3332 | 0 | 0 | 0 | 0 | 0 | 0 | 0.0792 | 46.06 | 6.5271 | 228.3633 | 0 | 0 | 0 | 0 | 9.5183 | 23.4976 | 0 | 3.4186 | -2.291 | 0.5759 | 7.82 | 0 | -1 | -4.2 | 7.0965 | 0 | 0 | 23.2575 | 23.2575 | 23.2575 | 23.2575 | 27.0436 | 18.8487 | 1.1496 | 0.00258 | 0 | 0 | 0 | 0 | 0 | 0 | 0 | 0 | 0 | 0 | 0 | 0 | 0 | 0 | 0 | 0 | 4.6767 | 0 | -446.8002 | 12.5012 | 0 | 69.7466 | 69.7047 | 104.5458 | 1150.964 | 25.4997 | 45.4749 | 1.6348 | 0.252 | 0 | 14.074 | 3.19 | 57.716 | 1014.808 | 331.8871 | -469.1702 | 5.1272 | 1.885 | -2.67 | 10.9702 | 3.9451 | 2025-09-09 | 2025_09_09 Hr 22 | 108.1068 | 0.000333 | -1014.808 | -445.6726 | 342.7059 | 892.1487 | 151.3949 | 12.3978 | 61.8336 | 57.7363 | 201.0784 | 83.8912 | 23.0871 | 186.3232 | 262.3367 | 0 | 6.5271 | 46.06 | 228.3633 | 0 | 139.4514 | 0
2025_09_09 Hr 23 | 0 | 0 | 0 | 3.8572 | 3.8572 | 3.8572 | 3.8572 | 3.8012 | 3.8572 | 69.8588 | 0 | 0.1008 | 26 | 0 | 93.1616 | 93.1616 | 269.8282 | 0 | 0.00123 | 0.058 | 0.04906 | 1.3332 | 0 | 0 | 0 | 0 | 0 | 0 | 0.0792 | 46.06 | 6.5271 | 234.2439 | 0 | 0 | 0 | 0 | 8.2087 | 16.4824 | 0 | 0 | -10.6883 | 0.5759 | 7.3276 | 0 | -1 | -4.2 | 6.6497 | 0 | 0 | 17.7807 | 17.7807 | 17.7807 | 17.7807 | 20.6752 | 15.9003 | 1.1496 | 0.00258 | 0 | 0 | 0 | 0 | 0 | 0 | 0 | 0 | 0 | 0 | 0 | 0 | 0 | 0 | 0 | 0 | 4.3823 | 0 | -453.7709 | 12.5012 | 0 | 71.9649 | 71.9217 | 80.976 | 1119.468 | 23.7186 | 42.2986 | 1.6348 | 0.252 | 0 | 14.074 | 3.19 | 57.716 | 944.5084 | 297.3697 | -461.6409 | 4.8044 | 1.885 | -2.67 | 10.204 | 3.6696 | 2025-09-09 | 2025_09_09 Hr 23 | 83.6479 | -9.3e-05 | -944.5084 | -464.4592 | 301.9039 | 909.956 | 122.8763 | 12.3978 | 61.8336 | 47.855 | 161.6569 | 92.392 | 23.0871 | 186.3232 | 269.8282 | 0 | 6.5271 | 46.06 | 234.2439 | 0 | 143.8865 | 0
2025_09_09 Hr 24 | 0 | 0 | 0 | 3.8572 | 3.8572 | 3.8572 | 3.8572 | 3.8012 | 3.8572 | 58.2739 | 0 | 0.1008 | 38 | 0 | 93.1616 | 93.1616 | 269.8282 | 0 | 0.00123 | 0.058 | 0.04906 | 1.3332 | 0 | 0 | 0 | 0 | 0 | 0 | 0.0792 | 46.06 | 6.5271 | 234.2439 | 0 | 0 | 0 | 0 | 6.8474 | 9.1909 | 0 | 0 | -20.2075 | 0.5759 | 6.8159 | 0 | -1 | -4.2 | 6.1853 | 0 | 0 | 12.0882 | 12.0882 | 12.0882 | 12.0882 | 14.0561 | 12.9519 | 1.1496 | 0.00258 | 0 | 0 | 0 | 0 | 0 | 0 | 0 | 0 | 0 | 0 | 0 | 0 | 0 | 0 | 0 | 0 | 4.0762 | 0 | -472.3947 | 12.5012 | 0 | 71.9649 | 71.9217 | 75.0474 | 1068.223 | 21.8674 | 38.9972 | 1.6348 | 0.252 | 0 | 14.074 | 3.19 | 57.716 | 862.0084 | 294.2571 | -480.2647 | 4.4689 | 1.885 | -2.67 | 9.4075 | 3.3832 | 2025-09-09 | 2025_09_09 Hr 24 | 74.5296 | -0.000124 | -862.0084 | -492.6022 | 244.4238 | 909.956 | 125.9993 | 12.3978 | 61.8336 | 37.5846 | 120.6828 | 86.1565 | 23.0871 | 186.3232 | 269.8282 | 0 | 6.5271 | 46.06 | 234.2439 | 0 | 143.8865 | 0
2025_09_10 Hr 01 | 0 | 0 | 0 | 3.8572 | 3.8572 | 3.8572 | 3.8572 | 3.8012 | 3.8572 | 48.571 | 0 | 0.1008 | 59 | 0 | 93.1616 | 93.1616 | 269.8282 | 0 | 0.00123 | 0.058 | 0.04906 | 1.3332 | 0 | 0 | 0 | 0 | 0 | 0 | 0.0792 | 46.06 | 6.5271 | 234.2439 | 0 | 0 | 0 | 0 | 5.5469 | 2.4399 | 0 | 0 | -5.3393 | 0.5759 | 6.5712 | 0 | -1 | -4.2 | 5.8416 | 0 | 0 | 7.2297 | 7.2297 | 7.2297 | 7.2297 | 8.4066 | 16.848 | 1.1496 | 0.00258 | 0 | 0 | 0 | 0 | 0 | 0 | 0 | 0 | 0 | 0 | 0 | 0 | 0 | 0 | 0 | 0 | 3.9437 | 0 | -515.1218 | 12.5892 | 0 | 71.9649 | 71.9217 | 71.4324 | 1024.535 | 20.4141 | 36.3715 | 1.6348 | 0.252 | 0 | 14.074 | 3.19 | 57.716 | 806.8917 | 310.6881 | -522.9918 | 4.3392 | 1.885 | -2.67 | 8.7761 | 3.1555 | 2025-09-10 | 2025_09_10 Hr 01 | 72.2043 | -6e-05 | -806.8917 | -520.4611 | 195.8849 | 909.956 | 147.2804 | 12.3978 | 61.8336 | 28.6824 | 85.8961 | 81.3064 | 23.0871 | 186.3232 | 269.8282 | 0 | 6.5271 | 46.06 | 234.2439 | 0 | 143.8865 | 0
2025_09_10 Hr 02 | 0 | 0 | 0 | 3.8572 | 3.8572 | 3.8572 | 3.8572 | 3.8012 | 3.8572 | 42.9177 | 0 | 0.1008 | 71 | 0 | 93.1616 | 93.1616 | 269.8282 | 0 | 0.00123 | 0.058 | 0.04906 | 1.3332 | 0 | 0 | 0 | 0 | 0 | 0 | 0.0792 | 46.06 | 6.5271 | 234.2439 | 0 | 0 | 0 | 0 | 4.9013 | 0.019178 | 0 | 0.204 | -0.74931 | 0.5759 | 6.3155 | 0.28417 | -1 | -4.2 | 5.6143 | 0 | 0 | 4.4403 | 4.4403 | 4.4403 | 4.4403 | 5.1632 | 25.7985 | 1.1496 | 0.00258 | 0 | 0 | 0 | 0 | 0 | 0 | 0 | 0 | 0 | 0 | 0 | 0 | 0 | 0 | 0 | 0 | 3.7902 | 0 | -548.3307 | 12.5892 | 0 | 71.9649 | 71.9217 | 70.5648 | 1000.609 | 19.5105 | 34.7615 | 1.6348 | 0.252 | 0 | 14.074 | 3.19 | 57.716 | 771.5925 | 327.7293 | -556.2007 | 4.1703 | 1.885 | -2.67 | 8.3876 | 3.0158 | 2025-09-10 | 2025_09_10 Hr 02 | 70.4841 | -2.803e-05 | -771.5925 | -548.876 | 168.9178 | 909.956 | 167.3633 | 12.3978 | 61.8336 | 24.8109 | 65.8423 | 78.2646 | 23.0871 | 186.3232 | 269.8282 | 0 | 6.5271 | 46.06 | 234.2439 | 0 | 143.8865 | 0
2025_09_10 Hr 03 | 0 | 0 | 0 | 3.8572 | 3.8572 | 3.8572 | 3.8572 | 3.8012 | 3.8572 | 40.454 | 0 | 0.1008 | 70 | 0 | 93.1616 | 93.1616 | 269.8282 | 0 | 0.00123 | 0.058 | 0.04906 | 1.3332 | 0 | 0 | 0 | 0 | 0 | 0 | 0.0792 | 46.06 | 6.5271 | 234.2439 | 0 | 0 | 0 | 0 | 4.6199 | 0 | 0 | 13.1571 | 0 | 0.5759 | 6.2041 | 0.31 | -1 | -4.2 | 5.5153 | 0 | 0 | 3.2247 | 3.2247 | 3.2247 | 3.2247 | 3.7497 | 29.7999 | 1.1496 | 0.00258 | 0 | 0 | 0 | 0 | 0 | 0 | 0 | 0 | 0 | 0 | 0 | 0 | 0 | 0 | 0 | 0 | 3.7234 | 0 | -565.1956 | 12.5892 | 0 | 71.9649 | 71.9217 | 55.9602 | 991.2181 | 19.1166 | 34.0599 | 1.6348 | 0.252 | 0 | 14.074 | 3.19 | 57.716 | 746.11 | 314.8004 | -573.0656 | 4.0968 | 1.885 | -2.67 | 8.2183 | 2.955 | 2025-09-10 | 2025_09_10 Hr 03 | 67.2669 | -3.8e-05 | -746.11 | -552.0385 | 158.201 | 909.956 | 155.7601 | 12.3978 | 61.8336 | 24.1594 | 57.1026 | 76.939 | 23.0871 | 186.3232 | 269.8282 | 0 | 6.5271 | 46.06 | 234.2439 | 0 | 143.8865 | 0
2025_09_10 Hr 04 | 0 | 0 | 0 | 3.8572 | 3.8572 | 3.8572 | 3.8572 | 3.8012 | 3.8572 | 39.4609 | 0 | 0.1008 | 62 | 0 | 93.1616 | 93.1616 | 269.8282 | 0 | 0.00123 | 0.058 | 0.04906 | 1.3332 | 0 | 0 | 0 | 0 | 0 | 0 | 0.0792 | 46.06 | 6.5271 | 234.2439 | 0 | 0 | 0 | 0 | 4.5065 | 0 | 0 | 30.8115 | 0 | 0.5759 | 6.1592 | 0.31 | -1 | -4.2 | 5.4753 | 0 | 0 | 2.7347 | 2.7347 | 2.7347 | 2.7347 | 3.1799 | 26.8515 | 1.1496 | 0.00258 | 0 | 0 | 0 | 0 | 0 | 0 | 0 | 0 | 0 | 0 | 0 | 0 | 0 | 0 | 0 | 0 | 3.6964 | 0 | -556.5364 | 12.5892 | 0 | 71.9649 | 71.9217 | 48.0072 | 987.4402 | 18.9579 | 33.777 | 1.6348 | 0.252 | 0 | 14.074 | 3.19 | 57.716 | 749.21 | 295.3647 | -564.4064 | 4.0671 | 1.885 | -2.67 | 8.1501 | 2.9304 | 2025-09-10 | 2025_09_10 Hr 04 | 69.863 | -3.4e-05 | -749.21 | -525.7249 | 153.8888 | 909.956 | 136.8587 | 12.3978 | 61.8336 | 23.9046 | 53.5797 | 76.4046 | 23.0871 | 186.3232 | 269.8282 | 0 | 6.5271 | 46.06 | 234.2439 | 0 | 143.8865 | 0
2025_09_10 Hr 05 | 0 | 0 | 0 | 3.8572 | 3.8572 | 3.8572 | 3.8572 | 3.8012 | 3.8572 | 41.4471 | 0 | 0.1008 | 56 | 0 | 93.1616 | 93.1616 | 269.8282 | 0 | 0.00123 | 0.058 | 0.04906 | 1.3332 | 0 | 0 | 0 | 0 | 0 | 0 | 0.0792 | 46.06 | 6.5271 | 234.2439 | 0 | 0 | 0 | 0 | 4.7333 | 0.16606 | 0 | 27.2131 | 0 | 0.5759 | 6.249 | 0.25833 | -1 | -4.2 | 5.5552 | 0 | 0 | 3.7148 | 3.7148 | 3.7148 | 3.7148 | 4.3195 | 18.8487 | 1.1496 | 0.00258 | 0 | 0 | 0 | 0 | 0 | 0 | 0 | 0 | 0 | 0 | 0 | 0 | 0 | 0 | 0 | 0 | 3.7503 | 0 | -545.0882 | 12.5892 | 0 | 71.9649 | 71.9217 | 55.5264 | 995.162 | 19.2754 | 34.3427 | 1.6348 | 0.252 | 0 | 14.074 | 3.19 | 57.716 | 759.3666 | 289.9498 | -552.9582 | 4.1264 | 1.885 | -2.67 | 8.2865 | 2.9795 | 2025-09-10 | 2025_09_10 Hr 05 | 110.0869 | 3.03e-05 | -759.3666 | -517.8751 | 162.6793 | 909.956 | 130.3751 | 12.3978 | 61.8336 | 24.5804 | 60.6256 | 77.4733 | 23.0871 | 186.3232 | 269.8282 | 0 | 6.5271 | 46.06 | 234.2439 | 0 | 143.8865 | 0
2025_09_10 Hr 06 | 0 | 0 | 0 | 3.8572 | 3.8572 | 3.8572 | 3.8572 | 3.8012 | 3.8572 | 61.5008 | 0 | 0.1008 | 47 | 0 | 93.1616 | 93.1616 | 269.8282 | 0 | 0.00123 | 0.058 | 0.04906 | 1.3332 | 0 | 0 | 0 | 0 | 0 | 0 | 0.0792 | 46.06 | 6.5271 | 234.2439 | 0 | 0 | 0 | 0 | 7.0235 | 10.3109 | 0 | 5.1724 | -22.9093 | 0.5759 | 7.156 | 0 | -1 | -4.2 | 6.3614 | 0 | 0 | 13.6092 | 13.6092 | 13.6092 | 13.6092 | 15.8247 | 22.8501 | 1.1496 | 0.00258 | 0 | 0 | 0 | 0 | 0 | 0 | 0 | 0 | 0 | 0 | 0 | 0 | 0 | 0 | 0 | 0 | 4.2946 | 0 | -527.2897 | 12.5892 | 0 | 71.9649 | 71.9217 | 64.4916 | 1081.59 | 22.4808 | 40.0538 | 1.6348 | 0.252 | 0 | 14.074 | 3.19 | 57.716 | 833.4 | 304.7065 | -535.1597 | 4.7253 | 1.885 | -2.67 | 9.6646 | 3.475 | 2025-09-10 | 2025_09_10 Hr 06 | 76.5763 | -1.5e-05 | -833.4 | -545.0266 | 259.8976 | 909.956 | 134.3417 | 12.3978 | 61.8336 | 39.8717 | 131.7625 | 88.2634 | 23.0871 | 186.3232 | 269.8282 | 0 | 6.5271 | 46.06 | 234.2439 | 0 | 143.8865 | 0
2025_09_10 Hr 07 | 0 | 0 | 0 | 3.8572 | 3.8572 | 3.8572 | 3.8572 | 3.8012 | 3.8572 | 79.3964 | -14.5 | 0.1008 | 14 | 0 | 93.1616 | 93.1616 | 262.3367 | 0 | 0.00123 | 0.058 | 0.04906 | 1.3332 | 0 | 0 | 0 | 0 | 0 | 0 | 0.0792 | 46.06 | 6.5271 | 228.3633 | 0 | 0 | 0 | 0 | 9.0672 | 21.2047 | 0 | 17.1325 | 0 | 0.5759 | 7.9653 | 0 | -1 | -4.2 | 7.0809 | 0 | 0 | 22.4389 | 22.4389 | 22.4389 | 22.4389 | 26.0917 | 23.7978 | 1.1496 | 0.00258 | 0 | 0 | 0 | 0 | 0 | 0 | 0 | 0 | 0 | 0 | 0 | 0 | 0 | 0 | 0 | 0 | 4.7803 | 0 | -492.0504 | 12.5892 | 0 | 69.7466 | 69.7047 | 65.9376 | 1142.75 | 25.3413 | 45.1502 | 1.6348 | 0.252 | 0 | 14.074 | 3.19 | 57.716 | 929.1917 | 283.729 | -514.4204 | 5.2597 | 1.885 | -2.67 | 10.8943 | 3.9171 | 2025-09-10 | 2025_09_10 Hr 07 | 85.8275 | -2.7e-05 | -929.1917 | -474.9179 | 333.9941 | 892.1487 | 103.7354 | 12.3978 | 61.8336 | 55.3582 | 195.2437 | 83.3922 | 23.0871 | 186.3232 | 262.3367 | 0 | 6.5271 | 46.06 | 228.3633 | 0 | 139.4514 | 0
2025_09_10 Hr 08 | 5.6897 | 7.5e-05 | 0.002115 | 3.8572 | 3.8572 | 3.8572 | 3.8572 | 3.8012 | 3.8572 | 89.8243 | -14.5 | 0.1008 | 5 | 0 | 93.1616 | 93.1616 | 262.3367 | 0 | 0.00123 | 0.058 | 0.04906 | 1.3332 | 0 | 0 | 0 | 0 | 0 | 0 | 0.0792 | 46.06 | 6.5271 | 228.3633 | 0 | 0 | 0 | 0 | 10.2581 | 27.5527 | 0 | 15.6846 | 0 | 0.5759 | 8.4369 | 0 | -1 | -4.2 | 7.5001 | 0 | 0 | 27.584 | 27.584 | 27.584 | 27.584 | 32.0744 | 21.9024 | 1.1496 | 0.00258 | 0 | 0 | 0 | 0 | 0 | 0 | 0 | 0 | 0 | 0 | 0 | 0 | 0 | 0 | 0 | 0 | 5.0634 | 0 | -479.8849 | 12.5892 | 0 | 69.7466 | 69.7047 | 65.5038 | 1188.768 | 27.0082 | 48.12 | 1.6348 | 0.252 | -5.6897 | 14.074 | 3.19 | 57.716 | 980.2083 | 283.7004 | -507.9446 | 5.5711 | 1.885 | -2.67 | 11.6109 | 4.1748 | 2025-09-10 | 2025_09_10 Hr 08 | 77.216 | 3.2e-05 | -980.2083 | -464.2003 | 385.6202 | 892.1487 | 92.4084 | 12.3978 | 61.8336 | 64.3823 | 232.2348 | 89.003 | 23.0871 | 186.3232 | 262.3367 | 0 | 6.5271 | 46.06 | 228.3633 | 0 | 139.4514 | 0
2025_09_10 Hr 09 | 10.3696 | 0.000795 | 0.022419 | 3.8572 | 3.8572 | 3.8572 | 3.8572 | 3.8012 | 3.8572 | 87.5516 | -14.5 | 0.1008 | 2 | 0 | 93.1616 | 93.1616 | 262.3367 | 0 | 0.00123 | 0.058 | 0.04906 | 1.3332 | 0 | 0 | 0 | 0 | 0 | 0 | 0.0792 | 46.06 | 6.5271 | 228.3633 | 0 | 0 | 0 | 0 | 9.9985 | 26.1692 | 0 | 21.7185 | -1.7309 | 0.5759 | 8.3341 | 0 | -1 | -4.2 | 7.4087 | 0 | 0 | 26.4626 | 26.4626 | 26.4626 | 26.4626 | 30.7705 | 16.848 | 1.1496 | 0.00258 | 0 | 0 | 0 | 0 | 0 | 0 | 0 | 0 | 0 | 0 | 0 | 0 | 0 | 0 | 0 | 0 | 5.0017 | 0 | -430.5259 | 12.5892 | 0 | 69.7466 | 69.7047 | 53.502 | 1178.759 | 26.6449 | 47.4728 | 1.6348 | 0.252 | -10.3696 | 14.074 | 3.19 | 57.716 | 1002.583 | 267.1019 | -463.2655 | 5.5033 | 1.885 | -2.67 | 11.4547 | 4.1186 | 2025-09-10 | 2025_09_10 Hr 09 | 78.628 | 0.000309 | -1002.583 | -410.5383 | 374.3683 | 892.1487 | 72.3732 | 12.3978 | 61.8336 | 62.4155 | 224.1727 | 87.7802 | 23.0871 | 186.3232 | 262.3367 | 0 | 6.5271 | 46.06 | 228.3633 | 0 | 139.4514 | 0
2025_09_10 Hr 10 | 12.9499 | 0.002145 | 0.060489 | 3.8572 | 3.8572 | 3.8572 | 3.8572 | 3.8012 | 3.8572 | 87.0932 | -14.5 | 0.1008 | 3 | 0 | 93.1616 | 93.1616 | 262.3367 | 0 | 0.00123 | 0.058 | 0.04906 | 1.3332 | 0 | 0 | 0 | 0 | 0 | 0 | 0.0792 | 46.06 | 6.5271 | 228.3633 | 0 | 0 | 0 | 0 | 9.9462 | 25.8901 | 0 | 16.8686 | 0 | 0.5759 | 8.3134 | 0 | -1 | -4.2 | 7.3903 | 0 | 0 | 26.2365 | 26.2365 | 26.2365 | 26.2365 | 30.5075 | 11.8989 | 1.1496 | 0.00258 | 0 | 0 | 0 | 0 | 0 | 0 | 0 | 0 | 0 | 0 | 0 | 0 | 0 | 0 | 0 | 0 | 4.9892 | 0 | -407.6126 | 12.5892 | 0 | 69.7466 | 69.7047 | 46.995 | 1176.775 | 26.5716 | 47.3422 | 1.6348 | 0.252 | -12.9499 | 14.074 | 3.19 | 57.716 | 1009.692 | 258.9809 | -442.9325 | 5.4896 | 1.885 | -2.67 | 11.4232 | 4.1073 | 2025-09-10 | 2025_09_10 Hr 10 | 88.6329 | -0.000353 | -1009.692 | -390.744 | 372.099 | 892.1487 | 61.9565 | 12.3978 | 61.8336 | 62.0188 | 222.5467 | 87.5335 | 23.0871 | 186.3232 | 262.3367 | 0 | 6.5271 | 46.06 | 228.3633 | 0 | 139.4514 | 0
2025_09_10 Hr 11 | 16.58 | 0.00477 | 0.13451 | 3.8572 | 3.8572 | 3.8572 | 3.8572 | 3.8012 | 3.8572 | 93.7969 | -14.5 | 0.1008 | 3 | 0 | 93.1616 | 93.1616 | 262.3367 | 0 | 0.00123 | 0.058 | 0.04906 | 1.3332 | 0 | 0 | 0 | 0 | 0 | 0 | 0.0792 | 46.06 | 6.5271 | 228.3633 | 0 | 0 | 0 | 0 | 10.7118 | 29.971 | 0 | 38.6523 | 0 | 0.5759 | 8.6165 | 0 | -1 | -4.2 | 7.6598 | 0 | 0 | 29.5441 | 29.5441 | 29.5441 | 29.5441 | 34.3536 | 11.8989 | 1.1496 | 0.00258 | 0 | 0 | 0 | 0 | 0 | 0 | 0 | 0 | 0 | 0 | 0 | 0 | 0 | 0 | 0 | 0 | 5.1712 | 0 | -423.0877 | 12.5892 | 0 | 69.7466 | 69.7047 | 38.0298 | 1206.43 | 27.6431 | 49.2514 | 1.6348 | 0.252 | -16.58 | 14.074 | 3.19 | 57.716 | 1040.3 | 257.2554 | -462.0377 | 5.6898 | 1.885 | -2.67 | 11.8839 | 4.273 | 2025-09-10 | 2025_09_10 Hr 11 | 90.881 | -7e-06 | -1040.3 | -384.4354 | 405.2873 | 892.1487 | 53.068 | 12.3978 | 61.8336 | 67.8201 | 246.3267 | 91.1405 | 23.0871 | 186.3232 | 262.3367 | 0 | 6.5271 | 46.06 | 228.3633 | 0 | 139.4514 | 0
2025_09_10 Hr 12 | 16.5784 | 0.00768 | 0.21658 | 3.8572 | 3.8572 | 3.8572 | 3.8572 | 3.8012 | 3.8572 | 93.3194 | -14.5 | 0.1008 | 5 | 0 | 93.1616 | 93.1616 | 262.3367 | 0 | 0.00123 | 0.058 | 0.04906 | 1.3332 | 0 | 0 | 0 | 0 | 0 | 0 | 0.0792 | 46.06 | 6.5271 | 228.3633 | 0 | 0 | 0 | 0 | 10.6572 | 29.6803 | 0 | 16.6402 | -0.18328 | 0.5759 | 8.5949 | 0 | -1 | -4.2 | 7.6406 | 0 | 0 | 29.3085 | 29.3085 | 29.3085 | 29.3085 | 34.0796 | 8.9505 | 1.1496 | 0.00258 | 0 | 0 | 0 | 0 | 0 | 0 | 0 | 0 | 0 | 0 | 0 | 0 | 0 | 0 | 0 | 0 | 5.1582 | 0 | -386.8637 | 12.5892 | 0 | 69.7466 | 69.7047 | 44.5368 | 1204.405 | 27.5668 | 49.1154 | 1.6348 | 0.252 | -16.5784 | 14.074 | 3.19 | 57.716 | 1057.608 | 262.5583 | -425.8121 | 5.6755 | 1.885 | -2.67 | 11.8511 | 4.2612 | 2025-09-10 | 2025_09_10 Hr 12 | 86.5706 | 0.0003452 | -1057.608 | -370.4068 | 402.9235 | 892.1487 | 58.7116 | 12.3978 | 61.8336 | 67.4069 | 244.633 | 90.8836 | 23.0871 | 186.3232 | 262.3367 | 0 | 6.5271 | 46.06 | 228.3633 | 0 | 139.4514 | 0
2025_09_10 Hr 13 | 17.4822 | 0.009435 | 0.26607 | 3.8572 | 3.8572 | 3.8572 | 3.8572 | 3.8012 | 3.8572 | 97.9413 | -14.5 | 0.1008 | 6 | 0 | 93.1616 | 93.1616 | 262.3367 | 0 | 0.00123 | 0.058 | 0.04906 | 1.3332 | 0 | 0 | 0 | 0 | 0 | 0 | 0.0792 | 46.06 | 6.5271 | 228.3633 | 0 | 0 | 0 | 0 | 11.1851 | 32.4939 | 0 | 49.7313 | 0 | 0.5759 | 8.804 | 0 | -1 | -4.2 | 7.8264 | 0 | 0 | 31.5889 | 31.5889 | 31.5889 | 31.5889 | 36.7313 | 8.9505 | 1.1496 | 0.00258 | 0 | 0 | 0 | 0 | 0 | 0 | 0 | 0 | 0 | 0 | 0 | 0 | 0 | 0 | 0 | 0 | 5.2837 | 0 | -413.7411 | 12.5892 | 0 | 69.7466 | 69.7047 | 29.4984 | 1224.85 | 28.3056 | 50.4317 | 1.6348 | 0.252 | -17.4822 | 14.074 | 3.19 | 57.716 | 1072.9 | 251.9123 | -453.5933 | 5.8135 | 1.885 | -2.67 | 12.1686 | 4.3754 | 2025-09-10 | 2025_09_10 Hr 13 | 84.2567 | 4e-06 | -1072.9 | -364.0098 | 425.8054 | 892.1487 | 44.7244 | 12.3978 | 61.8336 | 71.4066 | 261.0283 | 93.3705 | 23.0871 | 186.3232 | 262.3367 | 0 | 6.5271 | 46.06 | 228.3633 | 0 | 139.4514 | 0
2025_09_10 Hr 14 | 17.6098 | 0.0099 | 0.27918 | 3.8572 | 3.8572 | 3.8572 | 3.8572 | 3.8012 | 3.8572 | 97.4065 | -14.5 | 0.1008 | 7 | 0 | 93.1616 | 93.1616 | 262.3367 | 0 | 0.00123 | 0.058 | 0.04906 | 1.3332 | 0 | 0 | 0 | 0 | 0 | 0 | 0.0792 | 46.06 | 6.5271 | 228.3633 | 0 | 0 | 0 | 0 | 11.124 | 32.1683 | 0 | 56.9766 | 0 | 0.5759 | 8.7798 | 0 | -1 | -4.2 | 7.8049 | 0 | 0 | 31.3251 | 31.3251 | 31.3251 | 31.3251 | 36.4245 | 6.9498 | 1.1496 | 0.00258 | 0 | 0 | 0 | 0 | 0 | 0 | 0 | 0 | 0 | 0 | 0 | 0 | 0 | 0 | 0 | 0 | 5.2691 | 0 | -419.5913 | 12.5892 | 0 | 69.7466 | 69.7047 | 42.9462 | 1222.503 | 28.2201 | 50.2794 | 1.6348 | 0.252 | -17.6098 | 14.074 | 3.19 | 57.716 | 1084.108 | 264.1998 | -459.5711 | 5.7976 | 1.885 | -2.67 | 12.1319 | 4.3621 | 2025-09-10 | 2025_09_10 Hr 14 | 93.7228 | 0.000342 | -1084.108 | -362.6147 | 423.1579 | 892.1487 | 57.1851 | 12.3978 | 61.8336 | 70.9438 | 259.1314 | 93.0827 | 23.0871 | 186.3232 | 262.3367 | 0 | 6.5271 | 46.06 | 228.3633 | 0 | 139.4514 | 0
2025_09_10 Hr 15 | 17.5816 | 0.009795 | 0.27622 | 3.8572 | 3.8572 | 3.8572 | 3.8572 | 3.8012 | 3.8572 | 97.4256 | -14.5 | 0.1008 | 6 | 0 | 93.1616 | 93.1616 | 262.3367 | 0 | 0.00123 | 0.058 | 0.04906 | 1.3332 | 0 | 0 | 0 | 0 | 0 | 0 | 0.0792 | 46.06 | 6.5271 | 228.3633 | 0 | 0 | 0 | 0 | 11.1262 | 32.18 | 0 | 39.5542 | 0 | 0.5759 | 8.7806 | 0 | -1 | -4.2 | 7.8057 | 0 | 0 | 31.3345 | 31.3345 | 31.3345 | 31.3345 | 36.4355 | 8.9505 | 1.1496 | 0.00258 | 0 | 0 | 0 | 0 | 0 | 0 | 0 | 0 | 0 | 0 | 0 | 0 | 0 | 0 | 0 | 0 | 5.2697 | 0 | -416.2727 | 12.5892 | 0 | 69.7466 | 69.7047 | 64.0578 | 1222.584 | 28.2232 | 50.2848 | 1.6348 | 0.252 | -17.5816 | 14.074 | 3.19 | 57.716 | 1092.208 | 286.2941 | -456.2244 | 5.7981 | 1.885 | -2.67 | 12.1332 | 4.3626 | 2025-09-10 | 2025_09_10 Hr 15 | 97.1413 | 0.000328 | -1092.208 | -376.7185 | 423.2524 | 892.1487 | 79.2943 | 12.3978 | 61.8336 | 70.9603 | 259.1991 | 93.093 | 23.0871 | 186.3232 | 262.3367 | 0 | 6.5271 | 46.06 | 228.3633 | 0 | 139.4514 | 0
2025_09_10 Hr 16 | 17.8586 | 0.009375 | 0.26438 | 3.8572 | 3.8572 | 3.8572 | 3.8572 | 3.8012 | 3.8572 | 95.9168 | -14.5 | 0.1008 | 13 | 0 | 93.1616 | 93.1616 | 262.3367 | 0 | 0.00123 | 0.058 | 0.04906 | 1.3332 | 0 | 0 | 0 | 0 | 0 | 0 | 0.0792 | 45.9947 | 6.5271 | 228.3633 | 0 | 0 | 0 | 0 | 10.9539 | 31.2615 | 0 | 17.5655 | 0 | 0.5759 | 8.7124 | 0 | -1 | -4.2 | 7.7451 | 0 | 0 | 30.5901 | 30.5901 | 30.5901 | 30.5901 | 35.5698 | 11.8989 | 1.1496 | 0.00258 | 0 | 0 | 0 | 0 | 0 | 0 | 0 | 0 | 0 | 0 | 0 | 0 | 0 | 0 | 0 | 0 | 5.2287 | 0 | -389.3802 | 12.5892 | 0 | 69.2379 | 69.196 | 67.962 | 1214.832 | 27.982 | 49.8551 | 1.6348 | 0.252 | -17.8586 | 14.074 | 3.19 | 57.716 | 1102.4 | 299.6114 | -429.6088 | 5.7531 | 1.885 | -2.67 | 12.0295 | 4.3253 | 2025-09-10 | 2025_09_10 Hr 16 | 101.6932 | 1.2e-05 | -1102.4 | -371.8147 | 415.7827 | 891.0659 | 93.1346 | 12.3978 | 61.8336 | 69.6546 | 253.8469 | 92.2812 | 23.0871 | 186.3232 | 262.3367 | 0 | 6.5271 | 45.9947 | 228.3633 | 0 | 138.4339 | 0
2025_09_10 Hr 17 | 16.061 | 0.008025 | 0.22631 | 3.8572 | 3.8572 | 3.8572 | 3.8572 | 3.8012 | 3.8572 | 98.3042 | -14.5 | 0.1008 | 27 | 0 | 93.1616 | 93.1616 | 262.3367 | 0 | 0.00123 | 0.058 | 0.04906 | 1.3332 | 0 | 0 | 0 | 0 | 0 | 0 | 0.0792 | 46.06 | 6.5271 | 228.3633 | 0 | 0 | 0 | 0 | 11.2265 | 32.7148 | 0 | 15.1876 | 0 | 0.5759 | 8.8204 | 0 | -1 | -4.2 | 7.841 | 0 | 0 | 31.768 | 31.768 | 31.768 | 31.768 | 36.9395 | 12.9519 | 1.1496 | 0.00258 | 0 | 0 | 0 | 0 | 0 | 0 | 0 | 0 | 0 | 0 | 0 | 0 | 0 | 0 | 0 | 0 | 5.2935 | 0 | -390.3173 | 12.5892 | 0 | 69.7466 | 69.7047 | 49.4532 | 1226.411 | 28.3636 | 50.535 | 1.6348 | 0.252 | -16.061 | 14.074 | 3.19 | 57.716 | 1108.492 | 295.6411 | -428.7483 | 5.8244 | 1.885 | -2.67 | 12.1936 | 4.3843 | 2025-09-10 | 2025_09_10 Hr 17 | 97.1451 | -0.000345 | -1108.492 | -375.1297 | 427.6019 | 892.1487 | 89.6394 | 12.3978 | 61.8336 | 71.7206 | 262.3156 | 93.5657 | 23.0871 | 186.3232 | 262.3367 | 0 | 6.5271 | 46.06 | 228.3633 | 0 | 139.4514 | 0
2025_09_10 Hr 18 | 12.401 | 0.00615 | 0.17343 | 3.8572 | 3.8572 | 3.8572 | 3.8572 | 3.8012 | 3.8572 | 101.2836 | -14.5 | 0.1008 | 45 | 0 | 93.1616 | 93.1616 | 262.3367 | 0 | 0.00123 | 0.058 | 0.04906 | 1.3332 | 0 | 0 | 0 | 0 | 0 | 0 | 0.0792 | 46.06 | 6.5271 | 228.3633 | 0 | 0 | 0 | 0 | 11.5668 | 34.5285 | 0 | 22.1143 | 0 | 0.5759 | 8.9551 | 0 | -1 | -4.2 | 7.9608 | 0 | 0 | 33.238 | 33.238 | 33.238 | 33.238 | 38.6489 | 12.9519 | 1.1496 | 0.00258 | 0 | 0 | 0 | 0 | 0 | 0 | 0 | 0 | 0 | 0 | 0 | 0 | 0 | 0 | 0 | 0 | 5.3744 | 0 | -407.5266 | 12.5892 | 0 | 69.7466 | 69.7047 | 27.0402 | 1239.505 | 28.8398 | 51.3835 | 1.6348 | 0.252 | -12.401 | 14.074 | 3.19 | 57.716 | 1108.492 | 289.1694 | -442.2976 | 5.9133 | 1.885 | -2.67 | 12.3983 | 4.4579 | 2025-09-10 | 2025_09_10 Hr 18 | 101.2882 | -0.000344 | -1108.492 | -385.4123 | 442.3522 | 892.1487 | 85.1717 | 12.3978 | 61.8336 | 74.2989 | 272.8845 | 95.1688 | 23.0871 | 186.3232 | 262.3367 | 0 | 6.5271 | 46.06 | 228.3633 | 0 | 139.4514 | 0
2025_09_10 Hr 19 | 2.5903 | 0.00423 | 0.11929 | 3.8572 | 3.8572 | 3.8572 | 3.8572 | 3.8012 | 3.8572 | 97.693 | -14.5 | 0.1008 | 35 | 0 | 93.1616 | 93.1616 | 262.3367 | 0 | 0.00123 | 0.058 | 0.04906 | 1.3332 | 0 | 0 | 0 | 0 | 0 | 0 | 0.0792 | 46.06 | 6.5271 | 228.3633 | 0 | 0 | 0 | 0 | 11.1567 | 32.3427 | 0 | 33.1029 | 0 | 0.5759 | 8.7927 | 0 | -1 | -4.2 | 7.8165 | 0 | 0 | 31.4664 | 31.4664 | 31.4664 | 31.4664 | 36.5889 | 11.8989 | 1.1496 | 0.00258 | 0 | 0 | 0 | 0 | 0 | 0 | 0 | 0 | 0 | 0 | 0 | 0 | 0 | 0 | 0 | 0 | 5.2769 | 0 | -376.213 | 12.5892 | 0 | 69.7466 | 69.7047 | 8.5314 | 1223.607 | 28.2659 | 50.361 | 1.6348 | 0.252 | -2.5903 | 14.074 | 3.19 | 57.716 | 1103.4 | 247.8631 | -401.1733 | 5.8061 | 1.885 | -2.67 | 12.1516 | 4.3692 | 2025-09-10 | 2025_09_10 Hr 19 | 78.4266 | 1.1e-05 | -1103.4 | -343.1101 | 424.5762 | 892.1487 | 55.5538 | 12.3978 | 61.8336 | 71.1917 | 260.1476 | 93.2369 | 23.0871 | 186.3232 | 262.3367 | 0 | 6.5271 | 46.06 | 228.3633 | 0 | 139.4514 | 0
2025_09_10 Hr 20 | 0 | 0.001935 | 0.054567 | 3.8572 | 3.8572 | 3.8572 | 3.8572 | 3.8012 | 3.8572 | 99.5838 | -14.5 | 0.1008 | 62 | 0 | 93.1616 | 93.1616 | 262.3367 | 0 | 0.00123 | 0.058 | 0.04906 | 1.3332 | 0 | 0 | 0 | 0 | 0 | 0 | 0.0792 | 45.9947 | 6.5271 | 228.3633 | 0 | 0 | 0 | 0 | 11.3727 | 33.4937 | 0 | 40.5399 | 0 | 0.5759 | 8.8783 | 0 | -1 | -4.2 | 7.8925 | 0 | 0 | 32.3993 | 32.3993 | 32.3993 | 32.3993 | 37.6737 | 9.8982 | 1.1496 | 0.00258 | 0 | 0 | 0 | 0 | 0 | 0 | 0 | 0 | 0 | 0 | 0 | 0 | 0 | 0 | 0 | 0 | 5.3282 | 0 | -431.6982 | 12.5892 | 0 | 69.2379 | 69.196 | 5.061 | 1230.803 | 28.5681 | 50.8994 | 1.6348 | 0.252 | 0 | 14.074 | 3.19 | 57.716 | 1085.092 | 267.8167 | -454.0682 | 5.8626 | 1.885 | -2.67 | 12.2815 | 4.4159 | 2025-09-10 | 2025_09_10 Hr 20 | 70.3819 | -0.000317 | -1085.092 | -391.1583 | 433.937 | 891.0659 | 77.0157 | 12.3978 | 61.8336 | 72.828 | 266.8548 | 94.2542 | 23.0871 | 186.3232 | 262.3367 | 0 | 6.5271 | 45.9947 | 228.3633 | 0 | 138.4339 | 0
2025_09_10 Hr 21 | 0 | 0.00048 | 0.013536 | 3.8572 | 3.8572 | 3.8572 | 3.8572 | 3.8012 | 3.8572 | 97.0628 | -14.5 | 0.1008 | 65 | 0 | 93.046 | 93.046 | 261.7059 | 0 | 0.00123 | 0.058 | 0.04906 | 1.3332 | 0 | 0 | 0 | 0 | 0 | 0 | 0.0792 | 45.8646 | 6.5271 | 227.8293 | 0 | 0 | 0 | 0 | 11.0847 | 31.9591 | 0 | 65.9978 | 0 | 0.5759 | 8.7642 | 0 | -1 | -4.2 | 7.7911 | 0 | 0 | 31.1555 | 31.1555 | 31.1555 | 31.1555 | 36.2273 | 9.8982 | 1.1496 | 0.00258 | 0 | 0 | 0 | 0 | 0 | 0 | 0 | 0 | 0 | 0 | 0 | 0 | 0 | 0 | 0 | 0 | 5.2598 | 0 | -474.5391 | 12.5892 | 0 | 68.2204 | 68.1785 | 5.9286 | 1216.077 | 28.1652 | 50.1814 | 1.6348 | 0.252 | 0 | 14.074 | 3.19 | 57.716 | 1055.492 | 270.3264 | -496.9091 | 5.7873 | 1.885 | -2.67 | 12.1083 | 4.3536 | 2025-09-10 | 2025_09_10 Hr 21 | 66.8054 | -0.000401 | -1055.492 | -408.5412 | 421.4559 | 887.5047 | 80.8408 | 12.3978 | 61.8336 | 70.6463 | 257.9119 | 92.8977 | 23.0871 | 186.0919 | 261.7059 | 0 | 6.5271 | 45.8646 | 227.8293 | 0 | 136.3989 | 0
2025_09_10 Hr 22 | 0 | 1.5e-05 | 0.000423 | 3.8572 | 3.8572 | 3.8572 | 3.8572 | 3.8012 | 3.8572 | 84.6486 | -14.5 | 0.1008 | 58 | 0 | 93.1616 | 93.1616 | 262.3367 | 0 | 0.00123 | 0.058 | 0.04906 | 1.3332 | 0 | 0 | 0 | 0 | 0 | 0 | 0.0792 | 45.8642 | 6.5271 | 228.3633 | 0 | 0 | 0 | 0 | 9.667 | 24.402 | 0 | 61.3409 | 0 | 0.5759 | 8.2028 | 0 | -1 | -4.2 | 7.292 | 0 | 0 | 25.0303 | 25.0303 | 25.0303 | 25.0303 | 29.105 | 11.8989 | 1.1496 | 0.00258 | 0 | 0 | 0 | 0 | 0 | 0 | 0 | 0 | 0 | 0 | 0 | 0 | 0 | 0 | 0 | 0 | 4.9229 | 0 | -508.7827 | 12.5892 | 0 | 68.2204 | 68.1785 | 31.5228 | 1162.679 | 26.1808 | 46.646 | 1.6348 | 0.252 | 0 | 14.074 | 3.19 | 57.716 | 977.1083 | 284.2413 | -531.1527 | 5.4166 | 1.885 | -2.67 | 11.2552 | 4.0469 | 2025-09-10 | 2025_09_10 Hr 22 | 59.5224 | 4.9e-05 | -977.1083 | -447.4418 | 359.9962 | 888.9004 | 101.4221 | 12.3978 | 61.8336 | 59.9033 | 213.8748 | 86.2182 | 23.0871 | 186.3232 | 262.3367 | 0 | 6.5271 | 45.8642 | 228.3633 | 0 | 136.3989 | 0
2025_09_10 Hr 23 | 0 | 0 | 0 | 3.8572 | 3.8572 | 3.8572 | 3.8572 | 3.8012 | 3.8572 | 68.3764 | 0 | 0.1008 | 45 | 0 | 93.1616 | 93.1616 | 269.8282 | 0 | 0.00123 | 0.058 | 0.04906 | 1.3332 | 0 | 0 | 0 | 0 | 0 | 0 | 0.0792 | 46.06 | 6.5271 | 234.2439 | 0 | 0 | 0 | 0 | 7.8087 | 14.4964 | 0 | 0 | -6.8262 | 0.5759 | 7.4669 | 0 | -1 | -4.2 | 6.6378 | 0 | 0 | 17.0016 | 17.0016 | 17.0016 | 17.0016 | 19.7693 | 11.8989 | 1.1496 | 0.00258 | 0 | 0 | 0 | 0 | 0 | 0 | 0 | 0 | 0 | 0 | 0 | 0 | 0 | 0 | 0 | 0 | 4.4812 | 0 | -494.0045 | 12.5892 | 0 | 71.9649 | 71.9217 | 66.516 | 1111.93 | 23.5799 | 42.0119 | 1.6348 | 0.252 | 0 | 14.074 | 3.19 | 57.716 | 900.7083 | 297.4791 | -501.8745 | 4.9306 | 1.885 | -2.67 | 10.137 | 3.6449 | 2025-09-10 | 2025_09_10 Hr 23 | 58.8016 | -1.1e-05 | -900.7083 | -500.8307 | 293.9368 | 909.956 | 123.4149 | 12.3978 | 61.8336 | 45.8217 | 156.1523 | 91.9628 | 23.0871 | 186.3232 | 269.8282 | 0 | 6.5271 | 46.06 | 234.2439 | 0 | 143.8865 | 0
2025_09_10 Hr 24 | 0 | 0 | 0 | 3.8572 | 3.8572 | 3.8572 | 3.8572 | 3.8012 | 3.8572 | 58.445 | 0 | 0.1008 | 36 | 0 | 93.1616 | 93.1616 | 269.8282 | 0 | 0.00123 | 0.058 | 0.04906 | 1.3332 | 0 | 0 | 0 | 0 | 0 | 0 | 0.0792 | 45.8642 | 6.5271 | 234.2439 | 0 | 0 | 0 | 0 | 6.6745 | 8.4507 | 0 | 0 | -33.0587 | 0.5759 | 7.0178 | 0 | -1 | -4.2 | 6.2386 | 0 | 0 | 12.1015 | 12.1015 | 12.1015 | 12.1015 | 14.0715 | 8.9505 | 1.1496 | 0.00258 | 0 | 0 | 0 | 0 | 0 | 0 | 0 | 0 | 0 | 0 | 0 | 0 | 0 | 0 | 0 | 0 | 4.2117 | 0 | -488.4426 | 12.5892 | 0 | 71.9649 | 71.9217 | 70.9986 | 1067.91 | 21.9924 | 39.1835 | 1.6348 | 0.252 | 0 | 14.074 | 3.19 | 57.716 | 823.2083 | 284.6697 | -496.3126 | 4.634 | 1.885 | -2.67 | 9.4546 | 3.3995 | 2025-09-10 | 2025_09_10 Hr 24 | 52.2157 | 2.8e-05 | -823.2083 | -521.5013 | 244.769 | 909.7602 | 115.9491 | 12.3978 | 61.8336 | 37.2272 | 120.9226 | 86.6192 | 23.0871 | 186.3232 | 269.8282 | 0 | 6.5271 | 45.8642 | 234.2439 | 0 | 143.8865 | 0
2025_09_11 Hr 01 | 0 | 0 | 0 | 3.8572 | 3.8572 | 3.8572 | 3.8572 | 3.8012 | 3.8572 | 50.4719 | 0 | 0.1008 | 26 | 0 | 93.1616 | 93.1616 | 269.8282 | 0 | 0.00123 | 0.058 | 0.04906 | 1.3332 | 0 | 0 | 0 | 0 | 0 | 0 | 0.0792 | 45.8642 | 6.5271 | 234.2439 | 0 | 0 | 0 | 0 | 5.4761 | 2.9114 | 0 | 0 | -30.7244 | 0.5759 | 6.6389 | 0 | -1 | -4.2 | 5.9184 | 0 | 0 | 7.6973 | 7.6973 | 7.6973 | 7.6973 | 8.9504 | 13.8996 | 1.1496 | 0.00258 | 0 | 0 | 0 | 0 | 0 | 0 | 0 | 0 | 0 | 0 | 0 | 0 | 0 | 0 | 0 | 0 | 4.0889 | 0 | -467.6955 | 12.9634 | 0 | 71.9649 | 71.9217 | 59.4306 | 1029.52 | 21.1031 | 37.564 | 1.6348 | 0.252 | 0 | 14.074 | 3.19 | 57.716 | 788.6166 | 265.3871 | -475.5655 | 4.514 | 1.885 | -2.67 | 9.0658 | 3.2591 | 2025-09-11 | 2025_09_11 Hr 01 | 51.6583 | 3.9e-05 | -788.6166 | -498.4199 | 203.7148 | 909.7602 | 99.3302 | 12.3978 | 61.8336 | 29.5477 | 90.2116 | 83.9555 | 23.0871 | 186.3232 | 269.8282 | 0 | 6.5271 | 45.8642 | 234.2439 | 0 | 143.8865 | 0
2025_09_11 Hr 02 | 0 | 0 | 0 | 3.8572 | 3.8572 | 3.8572 | 3.8572 | 3.8012 | 3.8572 | 47.8345 | 0 | 0.1008 | 31 | 0 | 93.1616 | 93.1616 | 269.8282 | 0 | 0.00123 | 0.058 | 0.04906 | 1.3332 | 0 | 0 | 0 | 0 | 0 | 0 | 0.0792 | 45.8642 | 6.5271 | 234.2439 | 0 | 0 | 0 | 0 | 5.1899 | 1.3938 | 0 | 1.3154 | -0.39991 | 0.5759 | 6.5223 | 0 | -1 | -4.2 | 5.8144 | 0 | 0 | 6.3907 | 6.3907 | 6.3907 | 6.3907 | 7.431 | 22.8501 | 1.1496 | 0.00258 | 0 | 0 | 0 | 0 | 0 | 0 | 0 | 0 | 0 | 0 | 0 | 0 | 0 | 0 | 0 | 0 | 4.017 | 0 | -506.938 | 12.9634 | 0 | 71.9649 | 71.9217 | 35.427 | 1017.96 | 20.6814 | 36.8134 | 1.6348 | 0.252 | 0 | 14.074 | 3.19 | 57.716 | 757.9833 | 253.9154 | -514.808 | 4.4347 | 1.885 | -2.67 | 8.8847 | 3.194 | 2025-09-11 | 2025_09_11 Hr 02 | 51.4672 | 8.9e-06 | -757.9833 | -506.0225 | 190.7372 | 909.7602 | 89.2771 | 12.3978 | 61.8336 | 27.3721 | 80.8281 | 82.5369 | 23.0871 | 186.3232 | 269.8282 | 0 | 6.5271 | 45.8642 | 234.2439 | 0 | 143.8865 | 0
2025_09_11 Hr 03 | 0 | 0 | 0 | 3.8572 | 3.8572 | 3.8572 | 3.8572 | 3.8012 | 3.8572 | 45.6175 | 0 | 0.1008 | 38 | 0 | 93.1616 | 93.1616 | 269.8282 | 0 | 0.00123 | 0.058 | 0.04906 | 1.3332 | 0 | 0 | 0 | 0 | 0 | 0 | 0.0792 | 46.06 | 6.5271 | 234.2439 | 0 | 0 | 0 | 0 | 4.9494 | 0.25074 | 0 | 21.3437 | 0 | 0.5759 | 6.4242 | 0.12917 | -1 | -4.2 | 5.727 | 0 | 0 | 5.2923 | 5.2923 | 5.2923 | 5.2923 | 6.1539 | 23.7978 | 1.1496 | 0.00258 | 0 | 0 | 0 | 0 | 0 | 0 | 0 | 0 | 0 | 0 | 0 | 0 | 0 | 0 | 0 | 0 | 3.9566 | 0 | -543.4706 | 12.9634 | 0 | 71.9649 | 71.9217 | 34.9932 | 1008.573 | 20.3269 | 36.1825 | 1.6348 | 0.252 | 0 | 14.074 | 3.19 | 57.716 | 738.8125 | 260.2368 | -551.3406 | 4.368 | 1.885 | -2.67 | 8.7324 | 3.1393 | 2025-09-11 | 2025_09_11 Hr 03 | 50.8062 | -2.92e-05 | -738.8125 | -522.1269 | 179.961 | 909.956 | 96.791 | 12.3978 | 61.8336 | 25.676 | 72.9406 | 81.3444 | 23.0871 | 186.3232 | 269.8282 | 0 | 6.5271 | 46.06 | 234.2439 | 0 | 143.8865 | 0
2025_09_11 Hr 04 | 0 | 0 | 0 | 3.8572 | 3.8572 | 3.8572 | 3.8572 | 3.8012 | 3.8572 | 42.7507 | 0 | 0.1008 | 44 | 0 | 93.1616 | 93.1616 | 269.8282 | 0 | 0.00123 | 0.058 | 0.04906 | 1.3332 | 0 | 0 | 0 | 0 | 0 | 0 | 0.0792 | 46.06 | 6.5271 | 234.2439 | 0 | 0 | 0 | 0 | 4.6383 | 0 | 0 | 34.5465 | 0 | 0.5759 | 6.2974 | 0.31 | -1 | -4.2 | 5.614 | 0 | 0 | 3.872 | 3.872 | 3.872 | 3.872 | 4.5024 | 20.8494 | 1.1496 | 0.00258 | 0 | 0 | 0 | 0 | 0 | 0 | 0 | 0 | 0 | 0 | 0 | 0 | 0 | 0 | 0 | 0 | 3.8785 | 0 | -567.0303 | 12.9634 | 0 | 71.9649 | 71.9217 | 46.995 | 997.4072 | 19.8686 | 35.3665 | 1.6348 | 0.252 | 0 | 14.074 | 3.19 | 57.716 | 730.8017 | 273.7483 | -574.9003 | 4.2818 | 1.885 | -2.67 | 8.5355 | 3.0685 | 2025-09-11 | 2025_09_11 Hr 04 | 59.152 | -6.4e-05 | -730.8017 | -532.4838 | 167.2537 | 909.956 | 111.8444 | 12.3978 | 61.8336 | 24.7101 | 62.7411 | 79.8025 | 23.0871 | 186.3232 | 269.8282 | 0 | 6.5271 | 46.06 | 234.2439 | 0 | 143.8865 | 0
2025_09_11 Hr 05 | 0 | 0 | 0 | 3.8572 | 3.8572 | 3.8572 | 3.8572 | 3.8012 | 3.8572 | 48.8665 | 0 | 0.1008 | 39 | 0 | 93.1616 | 93.1616 | 269.8282 | 0 | 0.00123 | 0.058 | 0.04906 | 1.3332 | 0 | 0 | 0 | 0 | 0 | 0 | 0.0792 | 46.06 | 6.5271 | 234.2439 | 0 | 0 | 0 | 0 | 5.3019 | 2.0625 | 0 | 0.89458 | -1.614 | 0.5759 | 6.5679 | 0.051667 | -1 | -4.2 | 5.8551 | 0 | 0 | 6.902 | 6.902 | 6.902 | 6.902 | 8.0255 | 20.8494 | 1.1496 | 0.00258 | 0 | 0 | 0 | 0 | 0 | 0 | 0 | 0 | 0 | 0 | 0 | 0 | 0 | 0 | 0 | 0 | 4.0451 | 0 | -544.9897 | 12.9634 | 0 | 71.9649 | 71.9217 | 64.9254 | 1022.754 | 20.8464 | 37.1071 | 1.6348 | 0.252 | 0 | 14.074 | 3.19 | 57.716 | 759.1433 | 289.9682 | -552.8597 | 4.4657 | 1.885 | -2.67 | 8.9556 | 3.2195 | 2025-09-11 | 2025_09_11 Hr 05 | 95.2186 | -8.2e-06 | -759.1433 | -545.7091 | 195.8903 | 909.956 | 124.7748 | 12.3978 | 61.8336 | 28.2983 | 84.4999 | 83.092 | 23.0871 | 186.3232 | 269.8282 | 0 | 6.5271 | 46.06 | 234.2439 | 0 | 143.8865 | 0
2025_09_11 Hr 06 | 0 | 0 | 0 | 3.8572 | 3.8572 | 3.8572 | 3.8572 | 3.8012 | 3.8572 | 60.6586 | 0 | 0.1008 | 28 | 0 | 93.1616 | 93.1616 | 269.8282 | 0 | 0.00123 | 0.058 | 0.04906 | 1.3332 | 0 | 0 | 0 | 0 | 0 | 0 | 0.0792 | 46.06 | 6.5271 | 234.2439 | 0 | 0 | 0 | 0 | 6.5813 | 8.7728 | 0 | 0 | -34.49 | 0.5759 | 7.0895 | 0 | -1 | -4.2 | 6.3201 | 0 | 0 | 12.7441 | 12.7441 | 12.7441 | 12.7441 | 14.8187 | 24.8508 | 1.1496 | 0.00258 | 0 | 0 | 0 | 0 | 0 | 0 | 0 | 0 | 0 | 0 | 0 | 0 | 0 | 0 | 0 | 0 | 4.3664 | 0 | -509.8112 | 12.9634 | 0 | 71.9649 | 71.9217 | 66.516 | 1074.36 | 22.7318 | 40.4632 | 1.6348 | 0.252 | 0 | 14.074 | 3.19 | 57.716 | 813.0917 | 290.9028 | -517.6812 | 4.8204 | 1.885 | -2.67 | 9.7655 | 3.5107 | 2025-09-11 | 2025_09_11 Hr 06 | 69.4091 | -7.1e-05 | -813.0917 | -544.3012 | 253.8386 | 909.956 | 119.3668 | 12.3978 | 61.8336 | 37.9504 | 126.4536 | 89.4346 | 23.0871 | 186.3232 | 269.8282 | 0 | 6.5271 | 46.06 | 234.2439 | 0 | 143.8865 | 0
2025_09_11 Hr 07 | 0 | 0 | 0 | 3.8572 | 3.8572 | 3.8572 | 3.8572 | 3.8012 | 3.8572 | 76.8655 | -14.5 | 0.1008 | 17 | 0 | 93.1616 | 93.1616 | 262.3367 | 0 | 0.00123 | 0.058 | 0.04906 | 1.3332 | 0 | 0 | 0 | 0 | 0 | 0 | 0.0792 | 46.06 | 6.5271 | 228.3633 | 0 | 0 | 0 | 0 | 8.3397 | 18.0983 | 0 | 17.0008 | 0 | 0.5759 | 7.8063 | 0 | -1 | -4.2 | 6.9591 | 0 | 0 | 20.7734 | 20.7734 | 20.7734 | 20.7734 | 24.1551 | 27.7992 | 1.1496 | 0.00258 | 0 | 0 | 0 | 0 | 0 | 0 | 0 | 0 | 0 | 0 | 0 | 0 | 0 | 0 | 0 | 0 | 4.8078 | 0 | -470.543 | 12.9634 | 0 | 69.7466 | 69.7047 | 51.4776 | 1127.582 | 25.3231 | 45.0758 | 1.6348 | 0.252 | 0 | 14.074 | 3.19 | 57.716 | 928.2 | 276.5301 | -492.913 | 5.3078 | 1.885 | -2.67 | 10.8787 | 3.9109 | 2025-09-11 | 2025_09_11 Hr 07 | 78.2936 | 2e-06 | -928.2 | -453.5422 | 319.0854 | 892.1487 | 96.2768 | 12.3978 | 61.8336 | 51.3191 | 184.1144 | 83.6519 | 23.0871 | 186.3232 | 262.3367 | 0 | 6.5271 | 46.06 | 228.3633 | 0 | 139.4514 | 0
2025_09_11 Hr 08 | 6.2138 | 0.00027 | 0.007614 | 3.8572 | 3.8572 | 3.8572 | 3.8572 | 3.8012 | 3.8572 | 87.1669 | -14.5 | 0.1008 | 13 | 0 | 93.1616 | 93.1616 | 262.3367 | 0 | 0.00123 | 0.058 | 0.04906 | 1.3332 | 0 | 0 | 0 | 0 | 0 | 0 | 0.0792 | 46.06 | 6.5271 | 228.3633 | 0 | 0 | 0 | 0 | 9.4574 | 24.0258 | 0 | 20.7433 | 0 | 0.5759 | 8.2619 | 0 | -1 | -4.2 | 7.3653 | 0 | 0 | 25.877 | 25.877 | 25.877 | 25.877 | 30.0895 | 29.7999 | 1.1496 | 0.00258 | 0 | 0 | 0 | 0 | 0 | 0 | 0 | 0 | 0 | 0 | 0 | 0 | 0 | 0 | 0 | 0 | 5.0885 | 0 | -465.4523 | 12.9634 | 0 | 69.7466 | 69.7047 | 52.056 | 1172.737 | 26.9702 | 48.0076 | 1.6348 | 0.252 | -6.2138 | 14.074 | 3.19 | 57.716 | 986.3083 | 286.864 | -494.0361 | 5.6176 | 1.885 | -2.67 | 11.5863 | 4.1652 | 2025-09-11 | 2025_09_11 Hr 08 | 88.958 | 2.2e-05 | -986.3083 | -444.709 | 369.7734 | 892.1487 | 94.8638 | 12.3978 | 61.8336 | 59.8164 | 220.7644 | 89.1927 | 23.0871 | 186.3232 | 262.3367 | 0 | 6.5271 | 46.06 | 228.3633 | 0 | 139.4514 | 0
2025_09_11 Hr 09 | 15.847 | 0.00138 | 0.038916 | 3.8572 | 3.8572 | 3.8572 | 3.8572 | 3.8012 | 3.8572 | 91.2951 | -14.5 | 0.1008 | 10 | 0 | 93.1616 | 93.1616 | 262.3367 | 0 | 0.00123 | 0.058 | 0.04906 | 1.3332 | 0 | 0 | 0 | 0 | 0 | 0 | 0.0792 | 46.06 | 6.5271 | 228.3633 | 0 | 0 | 0 | 0 | 9.9053 | 26.4012 | 0 | 14.1561 | 0 | 0.5759 | 8.4445 | 0 | -1 | -4.2 | 7.528 | 0 | 0 | 27.9222 | 27.9222 | 27.9222 | 27.9222 | 32.4677 | 26.8515 | 1.1496 | 0.00258 | 0 | 0 | 0 | 0 | 0 | 0 | 0 | 0 | 0 | 0 | 0 | 0 | 0 | 0 | 0 | 0 | 5.2009 | 0 | -463.1971 | 12.9634 | 0 | 69.7466 | 69.7047 | 45.9828 | 1190.861 | 27.6302 | 49.1825 | 1.6348 | 0.252 | -15.847 | 14.074 | 3.19 | 57.716 | 990.3 | 286.6972 | -501.4141 | 5.7417 | 1.885 | -2.67 | 11.8699 | 4.2672 | 2025-09-11 | 2025_09_11 Hr 09 | 82.8548 | -2e-05 | -990.3 | -449.041 | 390.0863 | 892.1487 | 82.8746 | 12.3978 | 61.8336 | 63.2216 | 235.4515 | 91.4131 | 23.0871 | 186.3232 | 262.3367 | 0 | 6.5271 | 46.06 | 228.3633 | 0 | 139.4514 | 0
2025_09_11 Hr 10 | 17.5021 | 0.00402 | 0.11336 | 3.8572 | 3.8572 | 3.8572 | 3.8572 | 3.8012 | 3.8572 | 92.4418 | -14.5 | 0.1008 | 7 | 0 | 93.1616 | 93.1616 | 262.3367 | 0 | 0.00123 | 0.058 | 0.04906 | 1.3332 | 0 | 0 | 0 | 0 | 0 | 0 | 0.0792 | 46.06 | 6.5271 | 228.3633 | 0 | 0 | 0 | 0 | 10.0297 | 27.061 | 0 | 25.8591 | 0 | 0.5759 | 8.4952 | 0 | -1 | -4.2 | 7.5733 | 0 | 0 | 28.4903 | 28.4903 | 28.4903 | 28.4903 | 33.1283 | 26.8515 | 1.1496 | 0.00258 | 0 | 0 | 0 | 0 | 0 | 0 | 0 | 0 | 0 | 0 | 0 | 0 | 0 | 0 | 0 | 0 | 5.2321 | 0 | -434.6519 | 12.9634 | 0 | 69.7466 | 69.7047 | 29.4984 | 1195.961 | 27.8136 | 49.5088 | 1.6348 | 0.252 | -17.5021 | 14.074 | 3.19 | 57.716 | 1016.783 | 269.4872 | -474.524 | 5.7762 | 1.885 | -2.67 | 11.9486 | 4.2955 | 2025-09-11 | 2025_09_11 Hr 10 | 78.3679 | 0.000332 | -1016.783 | -408.7928 | 395.7287 | 892.1487 | 63.4673 | 12.3978 | 61.8336 | 64.1675 | 239.5313 | 92.0299 | 23.0871 | 186.3232 | 262.3367 | 0 | 6.5271 | 46.06 | 228.3633 | 0 | 139.4514 | 0
2025_09_11 Hr 11 | 18.0261 | 0.00693 | 0.19543 | 3.8572 | 3.8572 | 3.8572 | 3.8572 | 3.8012 | 3.8572 | 93.1872 | -14.5 | 0.1008 | 7 | 0 | 93.1616 | 93.1616 | 262.3367 | 0 | 0.00123 | 0.058 | 0.04906 | 1.3332 | 0 | 0 | 0 | 0 | 0 | 0 | 0.0792 | 46.06 | 6.5271 | 228.3633 | 0 | 0 | 0 | 0 | 10.1106 | 27.4899 | 0 | 34.3003 | 0 | 0.5759 | 8.5282 | 0 | -1 | -4.2 | 7.6027 | 0 | 0 | 28.8596 | 28.8596 | 28.8596 | 28.8596 | 33.5577 | 25.7985 | 1.1496 | 0.00258 | 0 | 0 | 0 | 0 | 0 | 0 | 0 | 0 | 0 | 0 | 0 | 0 | 0 | 0 | 0 | 0 | 5.2524 | 0 | -418.869 | 12.9634 | 0 | 69.7466 | 69.7047 | 22.9914 | 1199.31 | 27.9327 | 49.7209 | 1.6348 | 0.252 | -18.0261 | 14.074 | 3.19 | 57.716 | 1037.2 | 262.8551 | -459.2651 | 5.7986 | 1.885 | -2.67 | 11.9998 | 4.3139 | 2025-09-11 | 2025_09_11 Hr 11 | 82.4182 | -2.2e-05 | -1037.2 | -384.5687 | 399.3963 | 892.1487 | 55.9923 | 12.3978 | 61.8336 | 64.7824 | 242.1832 | 92.4308 | 23.0871 | 186.3232 | 262.3367 | 0 | 6.5271 | 46.06 | 228.3633 | 0 | 139.4514 | 0
2025_09_11 Hr 12 | 18.2815 | 0.008925 | 0.25168 | 3.8572 | 3.8572 | 3.8572 | 3.8572 | 3.8012 | 3.8572 | 94.7734 | -14.5 | 0.1008 | 7 | 0 | 93.1616 | 93.1616 | 262.3367 | 0 | 0.00123 | 0.058 | 0.04906 | 1.3332 | 0 | 0 | 0 | 0 | 0 | 0 | 0.0792 | 46.06 | 6.5271 | 228.3633 | 0 | 0 | 0 | 0 | 10.2827 | 28.4026 | 0 | 34.9276 | 0 | 0.5759 | 8.5984 | 0 | -1 | -4.2 | 7.6652 | 0 | 0 | 29.6455 | 29.6455 | 29.6455 | 29.6455 | 34.4715 | 26.8515 | 1.1496 | 0.00258 | 0 | 0 | 0 | 0 | 0 | 0 | 0 | 0 | 0 | 0 | 0 | 0 | 0 | 0 | 0 | 0 | 5.2957 | 0 | -424.7589 | 12.9634 | 0 | 69.7466 | 69.7047 | 24.4374 | 1206.318 | 28.1864 | 50.1724 | 1.6348 | 0.252 | -18.2815 | 14.074 | 3.19 | 57.716 | 1042.3 | 266.4647 | -465.4104 | 5.8463 | 1.885 | -2.67 | 12.1088 | 4.353 | 2025-09-11 | 2025_09_11 Hr 12 | 83.1335 | -2.5e-05 | -1042.3 | -389.8313 | 407.2017 | 892.1487 | 58.5495 | 12.3978 | 61.8336 | 66.0909 | 247.8269 | 93.284 | 23.0871 | 186.3232 | 262.3367 | 0 | 6.5271 | 46.06 | 228.3633 | 0 | 139.4514 | 0
2025_09_11 Hr 13 | 17.4822 | 0.008415 | 0.2373 | 3.8572 | 3.8572 | 3.8572 | 3.8572 | 3.8012 | 3.8572 | 99.0545 | -14.5 | 0.1008 | 15 | 0 | 93.1616 | 93.1616 | 262.3367 | 0 | 0.00123 | 0.058 | 0.04906 | 1.3332 | 0 | 0 | 0 | 0 | 0 | 0 | 0.0792 | 46.06 | 6.5271 | 228.3633 | 0 | 0 | 0 | 0 | 10.7472 | 30.866 | 0 | 31.6421 | 0 | 0.5759 | 8.7877 | 0 | -1 | -4.2 | 7.834 | 0 | 0 | 31.7664 | 31.7664 | 31.7664 | 31.7664 | 36.9377 | 28.8522 | 1.1496 | 0.00258 | 0 | 0 | 0 | 0 | 0 | 0 | 0 | 0 | 0 | 0 | 0 | 0 | 0 | 0 | 0 | 0 | 5.4123 | 0 | -446.4244 | 12.9634 | 0 | 69.7466 | 69.7047 | 24.4374 | 1225.066 | 28.8709 | 51.3908 | 1.6348 | 0.252 | -17.4822 | 14.074 | 3.19 | 57.716 | 1048.4 | 277.9682 | -486.2766 | 5.9751 | 1.885 | -2.67 | 12.4028 | 4.4588 | 2025-09-11 | 2025_09_11 Hr 13 | 83.9966 | 1.9e-05 | -1048.4 | -414.7823 | 428.2669 | 892.1487 | 68.5353 | 12.3978 | 61.8336 | 69.6222 | 263.058 | 95.5867 | 23.0871 | 186.3232 | 262.3367 | 0 | 6.5271 | 46.06 | 228.3633 | 0 | 139.4514 | 0
2025_09_11 Hr 14 | 16.5784 | 0.009105 | 0.25676 | 3.8572 | 3.8572 | 3.8572 | 3.8572 | 3.8012 | 3.8572 | 102.2653 | -14.5 | 0.1008 | 24 | 0 | 93.1616 | 93.1616 | 262.3367 | 0 | 0.00123 | 0.058 | 0.04906 | 1.3332 | 0 | 0 | 0 | 0 | 0 | 0 | 0.0792 | 46.06 | 6.5271 | 228.3633 | 0 | 0 | 0 | 0 | 11.0955 | 32.7135 | 0 | 32.321 | 0 | 0.5759 | 8.9297 | 0 | -1 | -4.2 | 7.9606 | 0 | 0 | 33.3572 | 33.3572 | 33.3572 | 33.3572 | 38.7874 | 32.7483 | 1.1496 | 0.00258 | 0 | 0 | 0 | 0 | 0 | 0 | 0 | 0 | 0 | 0 | 0 | 0 | 0 | 0 | 0 | 0 | 5.4997 | 0 | -445.0605 | 12.9634 | 0 | 69.7466 | 69.7047 | 17.0628 | 1239.158 | 29.3842 | 52.3046 | 1.6348 | 0.252 | -16.5784 | 14.074 | 3.19 | 57.716 | 1071.783 | 284.3136 | -484.0089 | 6.0716 | 1.885 | -2.67 | 12.6234 | 4.538 | 2025-09-11 | 2025_09_11 Hr 14 | 82.8633 | 0.000325 | -1071.783 | -412.7395 | 444.0658 | 892.1487 | 74.077 | 12.3978 | 61.8336 | 72.2707 | 274.4814 | 97.3137 | 23.0871 | 186.3232 | 262.3367 | 0 | 6.5271 | 46.06 | 228.3633 | 0 | 139.4514 | 0
2025_09_11 Hr 15 | 16.0593 | 0.009 | 0.2538 | 3.8572 | 3.8572 | 3.8572 | 3.8572 | 3.8012 | 3.8572 | 101.4626 | -14.5 | 0.1008 | 24 | 0 | 93.1616 | 93.1616 | 262.3367 | 0 | 0.00123 | 0.058 | 0.04906 | 1.3332 | 0 | 0 | 0 | 0 | 0 | 0 | 0.0792 | 46.06 | 6.5271 | 228.3633 | 0 | 0 | 0 | 0 | 11.0084 | 32.2516 | 0 | 36.9723 | 0 | 0.5759 | 8.8942 | 0 | -1 | -4.2 | 7.9289 | 0 | 0 | 32.9595 | 32.9595 | 32.9595 | 32.9595 | 38.325 | 34.749 | 1.1496 | 0.00258 | 0 | 0 | 0 | 0 | 0 | 0 | 0 | 0 | 0 | 0 | 0 | 0 | 0 | 0 | 0 | 0 | 5.4779 | 0 | -431.9995 | 12.9634 | 0 | 69.7466 | 69.7047 | 7.5192 | 1235.637 | 29.2559 | 52.0762 | 1.6348 | 0.252 | -16.0593 | 14.074 | 3.19 | 57.716 | 1078 | 275.8198 | -470.4288 | 6.0475 | 1.885 | -2.67 | 12.5682 | 4.5182 | 2025-09-11 | 2025_09_11 Hr 15 | 84.4889 | -5e-05 | -1078 | -395.0272 | 440.116 | 892.1487 | 66.531 | 12.3978 | 61.8336 | 71.6086 | 271.6255 | 96.8819 | 23.0871 | 186.3232 | 262.3367 | 0 | 6.5271 | 46.06 | 228.3633 | 0 | 139.4514 | 0
2025_09_11 Hr 16 | 15.5402 | 0.00753 | 0.21235 | 3.8572 | 3.8572 | 3.8572 | 3.8572 | 3.8012 | 3.8572 | 99.1883 | -14.5 | 0.1008 | 31 | 0 | 93.1616 | 93.1616 | 262.3367 | 0 | 0.00123 | 0.058 | 0.04906 | 1.3332 | 0 | 0 | 0 | 0 | 0 | 0 | 0.0792 | 45.0821 | 6.5271 | 228.3633 | 0 | 0 | 0 | 0 | 10.7617 | 30.9429 | 0 | 38.7632 | 0 | 0.5759 | 8.7936 | 0 | -1 | -4.2 | 7.8393 | 0 | 0 | 31.8327 | 31.8327 | 31.8327 | 31.8327 | 37.0148 | 29.7999 | 1.1496 | 0.00258 | 0 | 0 | 0 | 0 | 0 | 0 | 0 | 0 | 0 | 0 | 0 | 0 | 0 | 0 | 0 | 0 | 5.4159 | 0 | -413.0211 | 12.9634 | 0 | 69.2379 | 69.196 | 3.0366 | 1223.632 | 28.8923 | 51.4289 | 1.6348 | 0.252 | -15.5402 | 14.074 | 3.19 | 57.716 | 1083.108 | 271.6443 | -450.9313 | 5.9791 | 1.885 | -2.67 | 12.412 | 4.4621 | 2025-09-11 | 2025_09_11 Hr 16 | 84.7862 | 0.000339 | -1083.108 | -374.2579 | 428.9252 | 890.1533 | 64.0564 | 12.3978 | 61.8336 | 69.7326 | 263.534 | 95.6586 | 23.0871 | 186.3232 | 262.3367 | 0 | 6.5271 | 45.0821 | 228.3633 | 0 | 138.4339 | 0
2025_09_11 Hr 17 | 14.5104 | 0.007815 | 0.22038 | 3.8572 | 3.8572 | 3.8572 | 3.8572 | 3.8012 | 3.8572 | 103.2592 | -14.5 | 0.1008 | 32 | 0 | 93.1616 | 93.1616 | 262.3367 | 0 | 0.00123 | 0.058 | 0.04906 | 1.3332 | 0 | 0 | 0 | 0 | 0 | 0 | 0.0792 | 46.06 | 6.5271 | 228.3633 | 0 | 0 | 0 | 0 | 11.2034 | 33.2853 | 0 | 44.4435 | 0 | 0.5759 | 8.9737 | 0 | -1 | -4.2 | 7.9998 | 0 | 0 | 33.8495 | 33.8495 | 33.8495 | 33.8495 | 39.3599 | 27.7992 | 1.1496 | 0.00258 | 0 | 0 | 0 | 0 | 0 | 0 | 0 | 0 | 0 | 0 | 0 | 0 | 0 | 0 | 0 | 0 | 5.5268 | 0 | -406.6407 | 12.9634 | 0 | 69.7466 | 69.7047 | 0.4338 | 1243.477 | 29.5431 | 52.5875 | 1.6348 | 0.252 | -14.5104 | 14.074 | 3.19 | 57.716 | 1113.6 | 269.2008 | -443.5211 | 6.1015 | 1.885 | -2.67 | 12.6916 | 4.5626 | 2025-09-11 | 2025_09_11 Hr 17 | 85.7003 | 3.8e-05 | -1113.6 | -362.1972 | 448.956 | 892.1487 | 60.4612 | 12.3978 | 61.8336 | 73.0905 | 278.0172 | 97.8482 | 23.0871 | 186.3232 | 262.3367 | 0 | 6.5271 | 46.06 | 228.3633 | 0 | 139.4514 | 0
2025_09_11 Hr 18 | 9.8505 | 0.004935 | 0.13917 | 3.8572 | 3.8572 | 3.8572 | 3.8572 | 3.8012 | 3.8572 | 106.986 | -14.5 | 0.1008 | 28 | 0 | 93.1616 | 93.1616 | 262.3367 | 0 | 0.00123 | 0.058 | 0.04906 | 1.3332 | 0 | 0 | 0 | 0 | 0 | 0 | 0.0792 | 45.9947 | 6.5271 | 228.3633 | 0 | 0 | 0 | 0 | 11.6077 | 35.4298 | 0 | 48.6473 | 0 | 0.5759 | 9.1385 | 0 | -1 | -4.2 | 8.1467 | 0 | 0 | 35.6959 | 35.6959 | 35.6959 | 35.6959 | 41.5069 | 34.749 | 1.1496 | 0.00258 | 0 | 0 | 0 | 0 | 0 | 0 | 0 | 0 | 0 | 0 | 0 | 0 | 0 | 0 | 0 | 0 | 5.6283 | 0 | -429.4613 | 12.9634 | 0 | 69.7466 | 69.7047 | 1.0122 | 1259.664 | 30.139 | 53.6481 | 1.6348 | 0.252 | -9.8505 | 14.074 | 3.19 | 57.716 | 1116.7 | 270.0708 | -461.6818 | 6.2136 | 1.885 | -2.67 | 12.9476 | 4.6546 | 2025-09-11 | 2025_09_11 Hr 18 | 81.325 | -8e-06 | -1116.7 | -380.814 | 467.2939 | 892.0834 | 63.9053 | 12.3978 | 61.8336 | 76.1647 | 291.2765 | 99.8528 | 23.0871 | 186.3232 | 262.3367 | 0 | 6.5271 | 45.9947 | 228.3633 | 0 | 139.4514 | 0
2025_09_11 Hr 19 | 2.0713 | 0.00333 | 0.093906 | 3.8572 | 3.8572 | 3.8572 | 3.8572 | 3.8012 | 3.8572 | 103.4694 | -14.5 | 0.1008 | 31 | 0 | 93.1616 | 93.1616 | 262.3367 | 0 | 0.00123 | 0.058 | 0.04906 | 1.3332 | 0 | 0 | 0 | 0 | 0 | 0 | 0.0792 | 46.06 | 6.5271 | 228.3633 | 0 | 0 | 0 | 0 | 11.2262 | 33.4063 | 0 | 47.8748 | 0 | 0.5759 | 8.983 | 0 | -1 | -4.2 | 8.0081 | 0 | 0 | 33.9537 | 33.9537 | 33.9537 | 33.9537 | 39.481 | 35.802 | 1.1496 | 0.00258 | 0 | 0 | 0 | 0 | 0 | 0 | 0 | 0 | 0 | 0 | 0 | 0 | 0 | 0 | 0 | 0 | 5.5325 | 0 | -455.611 | 12.9634 | 0 | 69.7466 | 69.7047 | 2.4582 | 1244.272 | 29.5767 | 52.6473 | 1.6348 | 0.252 | -2.0713 | 14.074 | 3.19 | 57.716 | 1077.992 | 265.8975 | -480.0522 | 6.1078 | 1.885 | -2.67 | 12.7061 | 4.5678 | 2025-09-11 | 2025_09_11 Hr 19 | 79.6621 | -0.000303 | -1077.992 | -407.7362 | 449.9904 | 892.1487 | 69.3574 | 12.3978 | 61.8336 | 73.2639 | 278.7652 | 97.9613 | 23.0871 | 186.3232 | 262.3367 | 0 | 6.5271 | 46.06 | 228.3633 | 0 | 139.4514 | 0
2025_09_11 Hr 20 | 0 | 0.001575 | 0.044415 | 3.8572 | 3.8572 | 3.8572 | 3.8572 | 3.8012 | 3.8572 | 101.3671 | -14.5 | 0.1008 | 52 | 0 | 93.1616 | 93.1616 | 262.3367 | 0 | 0.00123 | 0.058 | 0.04906 | 1.3332 | 0 | 0 | 0 | 0 | 0 | 0 | 0.0792 | 45.9947 | 6.5271 | 228.3633 | 0 | 0 | 0 | 0 | 10.9981 | 32.1966 | 0 | 46.4145 | 0 | 0.5759 | 8.89 | 0 | -1 | -4.2 | 7.9252 | 0 | 0 | 32.9121 | 32.9121 | 32.9121 | 32.9121 | 38.2699 | 33.8013 | 1.1496 | 0.00258 | 0 | 0 | 0 | 0 | 0 | 0 | 0 | 0 | 0 | 0 | 0 | 0 | 0 | 0 | 0 | 0 | 5.4753 | 0 | -477.9461 | 12.9634 | 0 | 69.7466 | 69.7047 | 6.507 | 1234.943 | 29.2406 | 52.049 | 1.6348 | 0.252 | 0 | 14.074 | 3.19 | 57.716 | 1066.783 | 285.7418 | -500.3161 | 6.0446 | 1.885 | -2.67 | 12.5617 | 4.5159 | 2025-09-11 | 2025_09_11 Hr 20 | 72.0818 | 0.000358 | -1066.783 | -431.5316 | 439.6459 | 892.0834 | 92.3543 | 12.3978 | 61.8336 | 71.5298 | 271.2856 | 96.8305 | 23.0871 | 186.3232 | 262.3367 | 0 | 6.5271 | 45.9947 | 228.3633 | 0 | 139.4514 | 0
2025_09_11 Hr 21 | 0 | 0.000405 | 0.011421 | 3.8572 | 3.8572 | 3.8572 | 3.8572 | 3.8012 | 3.8572 | 95.8819 | -14.5 | 0.1008 | 81 | 0 | 93.046 | 93.046 | 261.7059 | 0 | 0.00123 | 0.058 | 0.04906 | 1.3332 | 0 | 0 | 0 | 0 | 0 | 0 | 0.0792 | 45.6692 | 6.5271 | 227.8293 | 0 | 0 | 0 | 0 | 10.403 | 29.0404 | 0 | 36.2876 | 0 | 0.5759 | 8.6474 | 0 | -1 | -4.2 | 7.7089 | 0 | 0 | 30.1947 | 30.1947 | 30.1947 | 30.1947 | 35.1101 | 23.7978 | 1.1496 | 0.00258 | 0 | 0 | 0 | 0 | 0 | 0 | 0 | 0 | 0 | 0 | 0 | 0 | 0 | 0 | 0 | 0 | 5.3259 | 0 | -485.4258 | 12.9634 | 0 | 68.2204 | 68.1785 | 11.4234 | 1206.097 | 28.3636 | 50.4879 | 1.6348 | 0.252 | 0 | 14.074 | 3.19 | 57.716 | 1041.292 | 306.7032 | -507.7958 | 5.8796 | 1.885 | -2.67 | 12.1849 | 4.3804 | 2025-09-11 | 2025_09_11 Hr 21 | 63.8327 | -0.000411 | -1041.292 | -449.1383 | 412.6561 | 887.3093 | 116.233 | 12.3978 | 61.8336 | 67.0052 | 251.7706 | 93.8802 | 23.0871 | 186.0919 | 261.7059 | 0 | 6.5271 | 45.6692 | 227.8293 | 0 | 136.3989 | 0
2025_09_11 Hr 22 | 0 | 1.5e-05 | 0.000423 | 3.8572 | 3.8572 | 3.8572 | 3.8572 | 3.8012 | 3.8572 | 83.612 | -14.5 | 0.1008 | 90 | 0 | 93.1616 | 93.1616 | 262.3367 | 0 | 0.00123 | 0.058 | 0.04906 | 1.3332 | 0 | 0 | 0 | 0 | 0 | 0 | 0.0792 | 45.9947 | 6.5271 | 228.3633 | 0 | 0 | 0 | 0 | 9.0717 | 21.9803 | 0 | 16.8634 | 0 | 0.5759 | 8.1047 | 0 | -1 | -4.2 | 7.2251 | 0 | 0 | 24.1158 | 24.1158 | 24.1158 | 24.1158 | 28.0417 | 13.8996 | 1.1496 | 0.00258 | 0 | 0 | 0 | 0 | 0 | 0 | 0 | 0 | 0 | 0 | 0 | 0 | 0 | 0 | 0 | 0 | 4.9916 | 0 | -480.4009 | 12.9634 | 0 | 69.7466 | 69.7047 | 6.9408 | 1157.085 | 26.4018 | 46.9958 | 1.6348 | 0.252 | 0 | 14.074 | 3.19 | 57.716 | 965.9 | 294.7224 | -502.7709 | 5.5107 | 1.885 | -2.67 | 11.3421 | 4.0774 | 2025-09-11 | 2025_09_11 Hr 22 | 68.2081 | -4e-06 | -965.9 | -463.5375 | 352.2818 | 892.0834 | 110.8408 | 12.3978 | 61.8336 | 56.8841 | 208.1171 | 87.2806 | 23.0871 | 186.3232 | 262.3367 | 0 | 6.5271 | 45.9947 | 228.3633 | 0 | 139.4514 | 0
2025_09_11 Hr 23 | 0 | 0 | 0 | 3.8572 | 3.8572 | 3.8572 | 3.8572 | 3.8012 | 3.8572 | 70.1572 | 0 | 0.1008 | 91 | 0 | 93.1616 | 93.1616 | 269.8282 | 0 | 0.00123 | 0.058 | 0.04906 | 1.3332 | 0 | 0 | 0 | 0 | 0 | 0 | 0.0792 | 46.06 | 6.5271 | 234.2439 | 0 | 0 | 0 | 0 | 7.6119 | 14.2384 | 0 | 0 | -9.8249 | 0.5759 | 7.5096 | 0 | -1 | -4.2 | 6.6946 | 0 | 0 | 17.45 | 17.45 | 17.45 | 17.45 | 20.2906 | 9.8982 | 1.1496 | 0.00258 | 0 | 0 | 0 | 0 | 0 | 0 | 0 | 0 | 0 | 0 | 0 | 0 | 0 | 0 | 0 | 0 | 4.6251 | 0 | -486.7715 | 12.9634 | 0 | 71.9649 | 71.9217 | 0.4338 | 1115.989 | 24.2505 | 43.1666 | 1.6348 | 0.252 | 0 | 14.074 | 3.19 | 57.716 | 889.5 | 277.9771 | -494.6415 | 5.106 | 1.885 | -2.67 | 10.418 | 3.7452 | 2025-09-11 | 2025_09_11 Hr 23 | 60.4899 | -4.2e-05 | -889.5 | -496.5964 | 300.577 | 909.956 | 101.332 | 12.3978 | 61.8336 | 45.7856 | 160.2477 | 94.5437 | 23.0871 | 186.3232 | 269.8282 | 0 | 6.5271 | 46.06 | 234.2439 | 0 | 143.8865 | 0
2025_09_11 Hr 24 | 0 | 0 | 0 | 3.8572 | 3.8572 | 3.8572 | 3.8572 | 3.8012 | 3.8572 | 57.7345 | 0 | 0.1008 | 80 | 0 | 93.1616 | 93.1616 | 269.8282 | 0 | 0.00123 | 0.058 | 0.04906 | 1.3332 | 0 | 0 | 0 | 0 | 0 | 0 | 0.0792 | 46.06 | 6.5271 | 234.2439 | 0 | 0 | 0 | 0 | 6.2641 | 7.0903 | 0 | 0 | -21.8261 | 0.5759 | 6.9602 | 0 | -1 | -4.2 | 6.2048 | 0 | 0 | 11.2954 | 11.2954 | 11.2954 | 11.2954 | 13.1342 | 11.8989 | 1.1496 | 0.00258 | 0 | 0 | 0 | 0 | 0 | 0 | 0 | 0 | 0 | 0 | 0 | 0 | 0 | 0 | 0 | 0 | 4.2867 | 0 | -479.0444 | 12.9634 | 0 | 71.9649 | 71.9217 | 0.4338 | 1061.545 | 22.2643 | 39.631 | 1.6348 | 0.252 | 0 | 14.074 | 3.19 | 57.716 | 815.1 | 262.2959 | -486.9144 | 4.7324 | 1.885 | -2.67 | 9.5647 | 3.4385 | 2025-09-11 | 2025_09_11 Hr 24 | 56.2055 | -2.7e-05 | -815.1 | -500.8705 | 239.4504 | 909.956 | 92.3327 | 12.3978 | 61.8336 | 35.5384 | 116.0502 | 87.8618 | 23.0871 | 186.3232 | 269.8282 | 0 | 6.5271 | 46.06 | 234.2439 | 0 | 143.8865 | 0
2025_09_12 Hr 01 | 0 | 0 | 0 | 3.8572 | 3.8572 | 3.8572 | 3.8572 | 3.8012 | 3.8572 | 53.9504 | 0 | 0.1008 | 80 | 0 | 93.1616 | 93.1616 | 269.8282 | 0 | 0.00123 | 0.058 | 0.04906 | 1.3332 | 0 | 0 | 0 | 0 | 0 | 0 | 0.0792 | 46.06 | 6.5271 | 234.2439 | 0 | 0 | 0 | 0 | 5.8488 | 5.5024 | 0 | 0 | -19.3407 | 0.5759 | 6.894 | 0 | -1 | -4.2 | 6.1628 | 0 | 0 | 9.8267 | 9.8267 | 9.8267 | 9.8267 | 11.4263 | 17.901 | 1.1496 | 0.00258 | 0 | 0 | 0 | 0 | 0 | 0 | 0 | 0 | 0 | 0 | 0 | 0 | 0 | 0 | 0 | 0 | 4.2547 | 0 | -511.0107 | 12.6862 | 0 | 71.9649 | 71.9217 | 1.0122 | 1048.01 | 21.3897 | 38.0386 | 1.6348 | 0.252 | 0 | 14.074 | 3.19 | 57.716 | 775.4 | 265.6119 | -518.8807 | 4.7073 | 1.885 | -2.67 | 9.1824 | 3.3004 | 2025-09-12 | 2025_09_12 Hr 01 | 59.5741 | -2.6e-05 | -775.4 | -530.3514 | 222.6508 | 909.956 | 98.9132 | 12.3978 | 61.8336 | 33.3701 | 104.6834 | 84.5973 | 23.0871 | 186.3232 | 269.8282 | 0 | 6.5271 | 46.06 | 234.2439 | 0 | 143.8865 | 0
2025_09_12 Hr 02 | 0 | 0 | 0 | 3.8572 | 3.8572 | 3.8572 | 3.8572 | 3.8012 | 3.8572 | 48.4807 | 0 | 0.1008 | 89 | 0 | 93.1616 | 93.1616 | 269.8282 | 0 | 0.00123 | 0.058 | 0.04906 | 1.3332 | 0 | 0 | 0 | 0 | 0 | 0 | 0.0792 | 46.06 | 6.5271 | 234.2439 | 0 | 0 | 0 | 0 | 5.2558 | 2.3744 | 0 | 0 | -6.7533 | 0.5759 | 6.6451 | 0 | -1 | -4.2 | 5.9403 | 0 | 0 | 7.1057 | 7.1057 | 7.1057 | 7.1057 | 8.2624 | 22.8501 | 1.1496 | 0.00258 | 0 | 0 | 0 | 0 | 0 | 0 | 0 | 0 | 0 | 0 | 0 | 0 | 0 | 0 | 0 | 0 | 4.1011 | 0 | -528.339 | 12.6862 | 0 | 71.9649 | 71.9217 | 3.4704 | 1023.976 | 20.5149 | 36.4829 | 1.6348 | 0.252 | 0 | 14.074 | 3.19 | 57.716 | 760.0917 | 279.0782 | -536.209 | 4.5373 | 1.885 | -2.67 | 8.8069 | 3.1655 | 2025-09-12 | 2025_09_12 Hr 02 | 58.1565 | -6.3e-05 | -760.0917 | -535.0923 | 195.6761 | 909.956 | 115.3205 | 12.3978 | 61.8336 | 28.8539 | 85.1659 | 81.6563 | 23.0871 | 186.3232 | 269.8282 | 0 | 6.5271 | 46.06 | 234.2439 | 0 | 143.8865 | 0
2025_09_12 Hr 03 | 0 | 0 | 0 | 3.8572 | 3.8572 | 3.8572 | 3.8572 | 3.8012 | 3.8572 | 46.7212 | 0 | 0.1008 | 79 | 0 | 93.1616 | 93.1616 | 269.8282 | 0 | 0.00123 | 0.058 | 0.04906 | 1.3332 | 0 | 0 | 0 | 0 | 0 | 0 | 0.0792 | 46.06 | 6.5271 | 234.2439 | 0 | 0 | 0 | 0 | 5.065 | 1.3682 | 0 | 6.8894 | 0 | 0.5759 | 6.565 | 0 | -1 | -4.2 | 5.8687 | 0 | 0 | 6.2304 | 6.2304 | 6.2304 | 6.2304 | 7.2447 | 23.7978 | 1.1496 | 0.00258 | 0 | 0 | 0 | 0 | 0 | 0 | 0 | 0 | 0 | 0 | 0 | 0 | 0 | 0 | 0 | 0 | 4.0517 | 0 | -544.1857 | 12.6862 | 0 | 71.9649 | 71.9217 | 1.0122 | 1016.245 | 20.2335 | 35.9825 | 1.6348 | 0.252 | 0 | 14.074 | 3.19 | 57.716 | 737.7 | 266.6216 | -552.0557 | 4.4826 | 1.885 | -2.67 | 8.6861 | 3.122 | 2025-09-12 | 2025_09_12 Hr 03 | 59.5342 | -2.4e-05 | -737.7 | -537.2963 | 186.999 | 909.956 | 103.81 | 12.3978 | 61.8336 | 27.4012 | 78.8875 | 80.7102 | 23.0871 | 186.3232 | 269.8282 | 0 | 6.5271 | 46.06 | 234.2439 | 0 | 143.8865 | 0
2025_09_12 Hr 04 | 0 | 0 | 0 | 3.8572 | 3.8572 | 3.8572 | 3.8572 | 3.8012 | 3.8572 | 47.5818 | 0 | 0.1008 | 80 | 0 | 93.1616 | 93.1616 | 269.8282 | 0 | 0.00123 | 0.058 | 0.04906 | 1.3332 | 0 | 0 | 0 | 0 | 0 | 0 | 0.0792 | 46.06 | 6.5271 | 234.2439 | 0 | 0 | 0 | 0 | 5.1583 | 1.8603 | 0 | 0.042715 | -2.0773 | 0.5759 | 6.6042 | 0 | -1 | -4.2 | 5.9037 | 0 | 0 | 6.6585 | 6.6585 | 6.6585 | 6.6585 | 7.7425 | 23.7978 | 1.1496 | 0.00258 | 0 | 0 | 0 | 0 | 0 | 0 | 0 | 0 | 0 | 0 | 0 | 0 | 0 | 0 | 0 | 0 | 4.0759 | 0 | -539.3308 | 12.6862 | 0 | 71.9649 | 71.9217 | 5.9286 | 1020.026 | 20.3711 | 36.2273 | 1.6348 | 0.252 | 0 | 14.074 | 3.19 | 57.716 | 743.7917 | 273.0008 | -547.2008 | 4.5094 | 1.885 | -2.67 | 8.7452 | 3.1433 | 2025-09-12 | 2025_09_12 Hr 04 | 63.1975 | -6.28e-05 | -743.7917 | -541.3653 | 191.2432 | 909.956 | 109.7264 | 12.3978 | 61.8336 | 28.1118 | 81.9585 | 81.173 | 23.0871 | 186.3232 | 269.8282 | 0 | 6.5271 | 46.06 | 234.2439 | 0 | 143.8865 | 0
2025_09_12 Hr 05 | 0 | 0 | 0 | 3.8572 | 3.8572 | 3.8572 | 3.8572 | 3.8012 | 3.8572 | 50.7183 | 0 | 0.1008 | 80 | 0 | 93.1616 | 93.1616 | 269.8282 | 0 | 0.00123 | 0.058 | 0.04906 | 1.3332 | 0 | 0 | 0 | 0 | 0 | 0 | 0.0792 | 46.06 | 6.5271 | 234.2439 | 0 | 0 | 0 | 0 | 5.4984 | 3.654 | 0 | 0 | -13.6185 | 0.5759 | 6.7469 | 0 | -1 | -4.2 | 6.0313 | 0 | 0 | 8.2188 | 8.2188 | 8.2188 | 8.2188 | 9.5568 | 24.8508 | 1.1496 | 0.00258 | 0 | 0 | 0 | 0 | 0 | 0 | 0 | 0 | 0 | 0 | 0 | 0 | 0 | 0 | 0 | 0 | 4.164 | 0 | -525.5052 | 12.6862 | 0 | 71.9649 | 71.9217 | 4.4826 | 1033.808 | 20.8727 | 37.1194 | 1.6348 | 0.252 | 0 | 14.074 | 3.19 | 57.716 | 761.1083 | 274.2942 | -533.3752 | 4.6069 | 1.885 | -2.67 | 8.9605 | 3.2207 | 2025-09-12 | 2025_09_12 Hr 05 | 98.571 | 1.1e-05 | -761.1083 | -539.1237 | 206.7112 | 909.956 | 109.3334 | 12.3978 | 61.8336 | 30.7014 | 93.1503 | 82.8595 | 23.0871 | 186.3232 | 269.8282 | 0 | 6.5271 | 46.06 | 234.2439 | 0 | 143.8865 | 0
2025_09_12 Hr 06 | 0 | 0 | 0 | 3.8572 | 3.8572 | 3.8572 | 3.8572 | 3.8012 | 3.8572 | 60.6634 | 0 | 0.1008 | 73 | 0 | 93.1616 | 93.1616 | 269.8282 | 0 | 0.00123 | 0.058 | 0.04906 | 1.3332 | 0 | 0 | 0 | 0 | 0 | 0 | 0.0792 | 46.06 | 6.5271 | 234.2439 | 0 | 0 | 0 | 0 | 6.5765 | 9.3413 | 0 | 0 | -15.1165 | 0.5759 | 7.1996 | 0 | -1 | -4.2 | 6.436 | 0 | 0 | 13.166 | 13.166 | 13.166 | 13.166 | 15.3093 | 21.9024 | 1.1496 | 0.00258 | 0 | 0 | 0 | 0 | 0 | 0 | 0 | 0 | 0 | 0 | 0 | 0 | 0 | 0 | 0 | 0 | 4.4433 | 0 | -499.9792 | 12.6862 | 0 | 71.9649 | 71.9217 | 2.4582 | 1077.505 | 22.4633 | 39.9479 | 1.6348 | 0.252 | 0 | 14.074 | 3.19 | 57.716 | 822.2083 | 267.6687 | -507.8492 | 4.9159 | 1.885 | -2.67 | 9.6433 | 3.4661 | 2025-09-12 | 2025_09_12 Hr 06 | 81.5296 | 2.4e-05 | -822.2083 | -515.0957 | 255.7561 | 909.956 | 97.3606 | 12.3978 | 61.8336 | 38.9126 | 128.6367 | 88.2068 | 23.0871 | 186.3232 | 269.8282 | 0 | 6.5271 | 46.06 | 234.2439 | 0 | 143.8865 | 0
2025_09_12 Hr 07 | 0 | 0 | 0 | 3.8572 | 3.8572 | 3.8572 | 3.8572 | 3.8012 | 3.8572 | 78.6602 | -14.5 | 0.1008 | 80 | 0 | 93.1616 | 93.1616 | 262.3367 | 0 | 0.00123 | 0.058 | 0.04906 | 1.3332 | 0 | 0 | 0 | 0 | 0 | 0 | 0.0792 | 46.06 | 6.5271 | 228.3633 | 0 | 0 | 0 | 0 | 8.5275 | 19.6332 | 0 | 22.805 | 0 | 0.5759 | 8.0186 | 0 | -1 | -4.2 | 7.1682 | 0 | 0 | 22.1185 | 22.1185 | 22.1185 | 22.1185 | 25.7192 | 25.7985 | 1.1496 | 0.00258 | 0 | 0 | 0 | 0 | 0 | 0 | 0 | 0 | 0 | 0 | 0 | 0 | 0 | 0 | 0 | 0 | 4.9488 | 0 | -511.5296 | 12.6862 | 0 | 69.7466 | 69.7047 | 1.446 | 1138.774 | 25.3415 | 45.0665 | 1.6348 | 0.252 | 0 | 14.074 | 3.19 | 57.716 | 914.9083 | 287.2292 | -533.8996 | 5.4752 | 1.885 | -2.67 | 10.8789 | 3.9102 | 2025-09-12 | 2025_09_12 Hr 07 | 91.4848 | 4.1e-05 | -914.9083 | -488.7246 | 330.0083 | 892.1487 | 107.2445 | 12.3978 | 61.8336 | 53.7715 | 192.8534 | 83.3834 | 23.0871 | 186.3232 | 262.3367 | 0 | 6.5271 | 46.06 | 228.3633 | 0 | 139.4514 | 0
2025_09_12 Hr 08 | 3.0994 | 0.000225 | 0.006345 | 3.8572 | 3.8572 | 3.8572 | 3.8572 | 3.8012 | 3.8572 | 87.2282 | -14.5 | 0.1008 | 80 | 0 | 93.1616 | 93.1616 | 262.3367 | 0 | 0.00123 | 0.058 | 0.04906 | 1.3332 | 0 | 0 | 0 | 0 | 0 | 0 | 0.0792 | 46.06 | 6.5271 | 228.3633 | 0 | 0 | 0 | 0 | 9.4564 | 24.533 | 0 | 32.6621 | 0 | 0.5759 | 8.4086 | 0 | -1 | -4.2 | 7.5168 | 0 | 0 | 26.3807 | 26.3807 | 26.3807 | 26.3807 | 30.6752 | 28.8522 | 1.1496 | 0.00258 | 0 | 0 | 0 | 0 | 0 | 0 | 0 | 0 | 0 | 0 | 0 | 0 | 0 | 0 | 0 | 0 | 5.1895 | 0 | -511.1838 | 12.6862 | 0 | 69.7466 | 69.7047 | 1.0122 | 1176.427 | 26.7118 | 47.5034 | 1.6348 | 0.252 | -3.0994 | 14.074 | 3.19 | 57.716 | 969.9916 | 297.5557 | -536.6532 | 5.7415 | 1.885 | -2.67 | 11.4672 | 4.1217 | 2025-09-12 | 2025_09_12 Hr 08 | 90.4908 | 6.7e-05 | -969.9916 | -478.5217 | 372.2623 | 892.1487 | 109.871 | 12.3978 | 61.8336 | 60.8457 | 223.4263 | 87.9903 | 23.0871 | 186.3232 | 262.3367 | 0 | 6.5271 | 46.06 | 228.3633 | 0 | 139.4514 | 0
2025_09_12 Hr 09 | 10.887 | 0.001305 | 0.036801 | 3.8572 | 3.8572 | 3.8572 | 3.8572 | 3.8012 | 3.8572 | 90.9194 | -14.5 | 0.1008 | 87 | 0 | 93.1616 | 93.1616 | 262.3367 | 0 | 0.00123 | 0.058 | 0.04906 | 1.3332 | 0 | 0 | 0 | 0 | 0 | 0 | 0.0792 | 46.06 | 6.5271 | 228.3633 | 0 | 0 | 0 | 0 | 9.8566 | 26.6439 | 0 | 35.9268 | 0 | 0.5759 | 8.5766 | 0 | -1 | -4.2 | 7.6669 | 0 | 0 | 28.2169 | 28.2169 | 28.2169 | 28.2169 | 32.8103 | 24.8508 | 1.1496 | 0.00258 | 0 | 0 | 0 | 0 | 0 | 0 | 0 | 0 | 0 | 0 | 0 | 0 | 0 | 0 | 0 | 0 | 5.2932 | 0 | -512.2568 | 12.6862 | 0 | 69.7466 | 69.7047 | 1.0122 | 1192.676 | 27.3022 | 48.5533 | 1.6348 | 0.252 | -10.887 | 14.074 | 3.19 | 57.716 | 993.4167 | 310.3276 | -545.5137 | 5.8562 | 1.885 | -2.67 | 11.7206 | 4.2128 | 2025-09-12 | 2025_09_12 Hr 09 | 83.5051 | -3.7e-05 | -993.4167 | -476.33 | 390.4655 | 892.1487 | 112.9011 | 12.3978 | 61.8336 | 63.8933 | 236.5972 | 89.975 | 23.0871 | 186.3232 | 262.3367 | 0 | 6.5271 | 46.06 | 228.3633 | 0 | 139.4514 | 0
2025_09_12 Hr 10 | 12.9499 | 0.00318 | 0.089676 | 3.8572 | 3.8572 | 3.8572 | 3.8572 | 3.8012 | 3.8572 | 91.0533 | -14.5 | 0.1008 | 84 | 0 | 93.1616 | 93.1616 | 262.3367 | 0 | 0.00123 | 0.058 | 0.04906 | 1.3332 | 0 | 0 | 0 | 0 | 0 | 0 | 0.0792 | 46.06 | 6.5271 | 228.3633 | 0 | 0 | 0 | 0 | 9.8711 | 26.7204 | 0 | 42.8096 | 0 | 0.5759 | 8.5827 | 0 | -1 | -4.2 | 7.6724 | 0 | 0 | 28.2835 | 28.2835 | 28.2835 | 28.2835 | 32.8878 | 22.8501 | 1.1496 | 0.00258 | 0 | 0 | 0 | 0 | 0 | 0 | 0 | 0 | 0 | 0 | 0 | 0 | 0 | 0 | 0 | 0 | 5.2969 | 0 | -499.5622 | 12.6862 | 0 | 69.7466 | 69.7047 | 1.0122 | 1193.317 | 27.3236 | 48.5913 | 1.6348 | 0.252 | -12.9499 | 14.074 | 3.19 | 57.716 | 1008.708 | 307.4637 | -534.8821 | 5.8603 | 1.885 | -2.67 | 11.7298 | 4.2161 | 2025-09-12 | 2025_09_12 Hr 10 | 72.4505 | 0.000352 | -1008.708 | -456.7526 | 391.1257 | 892.1487 | 107.9552 | 12.3978 | 61.8336 | 64.0039 | 237.0749 | 90.0469 | 23.0871 | 186.3232 | 262.3367 | 0 | 6.5271 | 46.06 | 228.3633 | 0 | 139.4514 | 0
2025_09_12 Hr 11 | 14.5071 | 0.005445 | 0.15355 | 3.8572 | 3.8572 | 3.8572 | 3.8572 | 3.8012 | 3.8572 | 94.687 | -14.5 | 0.1008 | 79 | 0 | 93.1616 | 93.1616 | 262.3367 | 0 | 0.00123 | 0.058 | 0.04906 | 1.3332 | 0 | 0 | 0 | 0 | 0 | 0 | 0.0792 | 46.06 | 6.5271 | 228.3633 | 0 | 0 | 0 | 0 | 10.265 | 28.7985 | 0 | 39.9845 | 0 | 0.5759 | 8.7481 | 0 | -1 | -4.2 | 7.8202 | 0 | 0 | 30.0911 | 30.0911 | 30.0911 | 30.0911 | 34.9897 | 24.8508 | 1.1496 | 0.00258 | 0 | 0 | 0 | 0 | 0 | 0 | 0 | 0 | 0 | 0 | 0 | 0 | 0 | 0 | 0 | 0 | 5.399 | 0 | -504.465 | 12.6862 | 0 | 69.7466 | 69.7047 | 7.953 | 1209.347 | 27.9047 | 49.6249 | 1.6348 | 0.252 | -14.5071 | 14.074 | 3.19 | 57.716 | 1022.908 | 314.9185 | -541.3421 | 5.9733 | 1.885 | -2.67 | 11.9793 | 4.3057 | 2025-09-12 | 2025_09_12 Hr 11 | 68.2144 | 0.000322 | -1022.908 | -464.4805 | 409.0459 | 892.1487 | 111.9628 | 12.3978 | 61.8336 | 67.0041 | 250.0411 | 92.0008 | 23.0871 | 186.3232 | 262.3367 | 0 | 6.5271 | 46.06 | 228.3633 | 0 | 139.4514 | 0
2025_09_12 Hr 12 | 15.0195 | 0.007485 | 0.21108 | 3.8572 | 3.8572 | 3.8572 | 3.8572 | 3.8012 | 3.8572 | 94.0559 | -14.5 | 0.1008 | 79 | 0 | 93.1616 | 93.1616 | 262.3367 | 0 | 0.00123 | 0.058 | 0.04906 | 1.3332 | 0 | 0 | 0 | 0 | 0 | 0 | 0.0792 | 46.06 | 6.5271 | 228.3633 | 0 | 0 | 0 | 0 | 10.1966 | 28.4376 | 0 | 33.9295 | 0 | 0.5759 | 8.7193 | 0 | -1 | -4.2 | 7.7946 | 0 | 0 | 29.7771 | 29.7771 | 29.7771 | 29.7771 | 34.6246 | 29.7999 | 1.1496 | 0.00258 | 0 | 0 | 0 | 0 | 0 | 0 | 0 | 0 | 0 | 0 | 0 | 0 | 0 | 0 | 0 | 0 | 5.3813 | 0 | -490.0895 | 12.6862 | 0 | 69.7466 | 69.7047 | 7.953 | 1206.632 | 27.8038 | 49.4453 | 1.6348 | 0.252 | -15.0195 | 14.074 | 3.19 | 57.716 | 1033.125 | 320.0427 | -527.479 | 5.9536 | 1.885 | -2.67 | 11.936 | 4.2902 | 2025-09-12 | 2025_09_12 Hr 12 | 71.0849 | 1e-06 | -1033.125 | -456.16 | 405.9335 | 892.1487 | 116.9715 | 12.3978 | 61.8336 | 66.483 | 247.7891 | 91.6614 | 23.0871 | 186.3232 | 262.3367 | 0 | 6.5271 | 46.06 | 228.3633 | 0 | 139.4514 | 0
2025_09_12 Hr 13 | 15.0195 | 0.00909 | 0.25634 | 3.8572 | 3.8572 | 3.8572 | 3.8572 | 3.8012 | 3.8572 | 97.3072 | -14.5 | 0.1008 | 78 | 0 | 93.1616 | 93.1616 | 262.3367 | 0 | 0.00123 | 0.058 | 0.04906 | 1.3332 | 0 | 0 | 0 | 0 | 0 | 0 | 0.0792 | 46.06 | 6.5271 | 228.3633 | 0 | 0 | 0 | 0 | 10.5491 | 30.2969 | 0 | 45.4726 | 0 | 0.5759 | 8.8673 | 0 | -1 | -4.2 | 7.9268 | 0 | 0 | 31.3945 | 31.3945 | 31.3945 | 31.3945 | 36.5052 | 36.7497 | 1.1496 | 0.00258 | 0 | 0 | 0 | 0 | 0 | 0 | 0 | 0 | 0 | 0 | 0 | 0 | 0 | 0 | 0 | 0 | 5.4726 | 0 | -500.3596 | 12.6862 | 0 | 69.7466 | 69.7047 | 2.0244 | 1220.963 | 28.3238 | 50.3701 | 1.6348 | 0.252 | -15.0195 | 14.074 | 3.19 | 57.716 | 1050.5 | 321.8137 | -537.7491 | 6.0547 | 1.885 | -2.67 | 12.1592 | 4.3704 | 2025-09-12 | 2025_09_12 Hr 13 | 73.8617 | -9e-06 | -1050.5 | -454.887 | 421.9674 | 892.1487 | 117.0395 | 12.3978 | 61.8336 | 69.1674 | 259.3904 | 93.4096 | 23.0871 | 186.3232 | 262.3367 | 0 | 6.5271 | 46.06 | 228.3633 | 0 | 139.4514 | 0
2025_09_12 Hr 14 | 13.9897 | 0.00984 | 0.27749 | 3.8572 | 3.8572 | 3.8572 | 3.8572 | 3.8012 | 3.8572 | 98.2252 | -14.5 | 0.1008 | 63 | 0 | 93.1616 | 93.1616 | 262.3367 | 0 | 0.00123 | 0.058 | 0.04906 | 1.3332 | 0 | 0 | 0 | 0 | 0 | 0 | 0.0792 | 46.06 | 6.5271 | 228.3633 | 0 | 0 | 0 | 0 | 10.6486 | 30.8219 | 0 | 65.683 | 0 | 0.5759 | 8.9091 | 0 | -1 | -4.2 | 7.9642 | 0 | 0 | 31.8512 | 31.8512 | 31.8512 | 31.8512 | 37.0362 | 35.802 | 1.1496 | 0.00258 | 0 | 0 | 0 | 0 | 0 | 0 | 0 | 0 | 0 | 0 | 0 | 0 | 0 | 0 | 0 | 0 | 5.4984 | 0 | -515.7213 | 12.6862 | 0 | 69.7466 | 69.7047 | 4.4826 | 1225.018 | 28.4706 | 50.6312 | 1.6348 | 0.252 | -13.9897 | 14.074 | 3.19 | 57.716 | 1046.408 | 307.7887 | -552.081 | 6.0832 | 1.885 | -2.67 | 12.2222 | 4.393 | 2025-09-12 | 2025_09_12 Hr 14 | 67.7027 | 0.00032 | -1046.408 | -450.0383 | 426.4946 | 892.1487 | 103.5719 | 12.3978 | 61.8336 | 69.9253 | 262.666 | 93.9032 | 23.0871 | 186.3232 | 262.3367 | 0 | 6.5271 | 46.06 | 228.3633 | 0 | 139.4514 | 0
2025_09_12 Hr 15 | 13.9897 | 0.01011 | 0.2851 | 3.8572 | 3.8572 | 3.8572 | 3.8572 | 3.8012 | 3.8572 | 99.7361 | -14.5 | 0.1008 | 42 | 0 | 93.1616 | 93.1616 | 262.3367 | 0 | 0.00123 | 0.058 | 0.04906 | 1.3332 | 0 | 0 | 0 | 0 | 0 | 0 | 0.0792 | 46.06 | 6.5271 | 228.3633 | 0 | 0 | 0 | 0 | 10.8124 | 31.6859 | 0 | 61.2404 | 0 | 0.5759 | 8.9779 | 0 | -1 | -4.2 | 8.0257 | 0 | 0 | 32.6028 | 32.6028 | 32.6028 | 32.6028 | 37.9102 | 37.6974 | 1.1496 | 0.00258 | 0 | 0 | 0 | 0 | 0 | 0 | 0 | 0 | 0 | 0 | 0 | 0 | 0 | 0 | 0 | 0 | 5.5408 | 0 | -527.7288 | 12.6862 | 0 | 69.7466 | 69.7047 | 26.4618 | 1231.664 | 28.7123 | 51.0609 | 1.6348 | 0.252 | -13.9897 | 14.074 | 3.19 | 57.716 | 1040.292 | 311.476 | -564.0885 | 6.1302 | 1.885 | -2.67 | 12.3259 | 4.4303 | 2025-09-12 | 2025_09_12 Hr 15 | 86.5048 | -0.00031 | -1040.292 | -466.4884 | 433.9456 | 892.1487 | 106.4544 | 12.3978 | 61.8336 | 71.1728 | 268.0573 | 94.7156 | 23.0871 | 186.3232 | 262.3367 | 0 | 6.5271 | 46.06 | 228.3633 | 0 | 139.4514 | 0
2025_09_12 Hr 16 | 13.9914 | 0.009315 | 0.26268 | 3.8572 | 3.8572 | 3.8572 | 3.8572 | 3.8012 | 3.8572 | 97.6897 | -14.5 | 0.1008 | 41 | 0 | 93.1616 | 93.1616 | 262.3367 | 0 | 0.00123 | 0.058 | 0.04906 | 1.3332 | 0 | 0 | 0 | 0 | 0 | 0 | 0.0792 | 44.69 | 6.5271 | 228.3633 | 0 | 0 | 0 | 0 | 10.5905 | 30.5156 | 0 | 41.0421 | 0 | 0.5759 | 8.8847 | 0 | -1 | -4.2 | 7.9424 | 0 | 0 | 31.5848 | 31.5848 | 31.5848 | 31.5848 | 36.7265 | 44.6472 | 1.1496 | 0.00258 | 0 | 0 | 0 | 0 | 0 | 0 | 0 | 0 | 0 | 0 | 0 | 0 | 0 | 0 | 0 | 0 | 5.4833 | 0 | -502.1633 | 12.6862 | 0 | 65.1399 | 65.099 | 41.934 | 1212.067 | 28.385 | 50.4789 | 1.6348 | 0.252 | -13.9914 | 14.074 | 3.19 | 57.716 | 1046.383 | 331.7985 | -538.5247 | 6.0666 | 1.885 | -2.67 | 12.1854 | 4.3798 | 2025-09-12 | 2025_09_12 Hr 16 | 76.9087 | 0.000342 | -1046.383 | -461.1212 | 423.8537 | 881.5663 | 127.8532 | 12.3978 | 61.8336 | 69.4832 | 260.7553 | 93.6152 | 23.0871 | 186.3232 | 262.3367 | 0 | 6.5271 | 44.69 | 228.3633 | 0 | 130.2389 | 0
2025_09_12 Hr 17 | 10.8886 | 0.00822 | 0.2318 | 3.8572 | 3.8572 | 3.8572 | 3.8572 | 3.8012 | 3.8572 | 95.9684 | -14.5 | 0.1008 | 34 | 0 | 93.1616 | 93.1616 | 262.3367 | 0 | 0.00123 | 0.058 | 0.04906 | 1.3332 | 0 | 0 | 0 | 0 | 0 | 0 | 0.0792 | 45.6688 | 6.5271 | 228.3633 | 0 | 0 | 0 | 0 | 10.4039 | 29.5313 | 0 | 32.4587 | 0 | 0.5759 | 8.8064 | 0 | -1 | -4.2 | 7.8724 | 0 | 0 | 30.7285 | 30.7285 | 30.7285 | 30.7285 | 35.7308 | 39.6981 | 1.1496 | 0.00258 | 0 | 0 | 0 | 0 | 0 | 0 | 0 | 0 | 0 | 0 | 0 | 0 | 0 | 0 | 0 | 0 | 5.435 | 0 | -468.837 | 12.6862 | 0 | 69.7466 | 69.7047 | 28.4862 | 1214.665 | 28.1097 | 49.9893 | 1.6348 | 0.252 | -10.8886 | 14.074 | 3.19 | 57.716 | 1047.4 | 302.3723 | -502.0956 | 6.0131 | 1.885 | -2.67 | 12.0673 | 4.3374 | 2025-09-12 | 2025_09_12 Hr 17 | 67.307 | -9e-06 | -1047.4 | -436.3783 | 415.3652 | 891.7575 | 102.4243 | 12.3978 | 61.8336 | 68.062 | 254.6134 | 92.6898 | 23.0871 | 186.3232 | 262.3367 | 0 | 6.5271 | 45.6688 | 228.3633 | 0 | 139.4514 | 0
2025_09_12 Hr 18 | 7.7792 | 0.0063 | 0.17766 | 3.8572 | 3.8572 | 3.8572 | 3.8572 | 3.8012 | 3.8572 | 96.064 | -14.5 | 0.1008 | 27 | 0 | 93.1616 | 93.1616 | 262.3367 | 0 | 0.00123 | 0.058 | 0.04906 | 1.3332 | 0 | 0 | 0 | 0 | 0 | 0 | 0.0792 | 45.6692 | 6.5271 | 228.3633 | 0 | 0 | 0 | 0 | 10.4143 | 29.586 | 0 | 34.787 | 0 | 0.5759 | 8.8107 | 0 | -1 | -4.2 | 7.8763 | 0 | 0 | 30.7761 | 30.7761 | 30.7761 | 30.7761 | 35.7862 | 37.6974 | 1.1496 | 0.00258 | 0 | 0 | 0 | 0 | 0 | 0 | 0 | 0 | 0 | 0 | 0 | 0 | 0 | 0 | 0 | 0 | 5.4377 | 0 | -458.1845 | 12.6862 | 0 | 68.2204 | 68.1785 | 18.9426 | 1211.979 | 28.125 | 50.0165 | 1.6348 | 0.252 | -7.7792 | 14.074 | 3.19 | 57.716 | 1039.2 | 280.7681 | -488.3337 | 6.016 | 1.885 | -2.67 | 12.0738 | 4.3397 | 2025-09-12 | 2025_09_12 Hr 18 | 60.7672 | -1.2e-05 | -1039.2 | -423.3975 | 415.8367 | 888.7054 | 83.824 | 12.3978 | 61.8336 | 68.141 | 254.9546 | 92.7412 | 23.0871 | 186.3232 | 262.3367 | 0 | 6.5271 | 45.6692 | 228.3633 | 0 | 136.3989 | 0
2025_09_12 Hr 19 | 1.0282 | 0.00396 | 0.11167 | 3.8572 | 3.8572 | 3.8572 | 3.8572 | 3.8012 | 3.8572 | 94.1133 | -14.5 | 0.1008 | 26 | 0 | 93.1616 | 93.1616 | 262.3367 | 0 | 0.00123 | 0.058 | 0.04906 | 1.3332 | 0 | 0 | 0 | 0 | 0 | 0 | 0.0792 | 46.06 | 6.5271 | 228.3633 | 0 | 0 | 0 | 0 | 10.2028 | 28.4704 | 0 | 40.3608 | 0 | 0.5759 | 8.722 | 0 | -1 | -4.2 | 7.7969 | 0 | 0 | 29.8057 | 29.8057 | 29.8057 | 29.8057 | 34.6578 | 30.7476 | 1.1496 | 0.00258 | 0 | 0 | 0 | 0 | 0 | 0 | 0 | 0 | 0 | 0 | 0 | 0 | 0 | 0 | 0 | 0 | 5.3829 | 0 | -465.9774 | 12.6862 | 0 | 69.7466 | 69.7047 | 8.9652 | 1206.785 | 27.813 | 49.4617 | 1.6348 | 0.252 | -1.0282 | 14.074 | 3.19 | 57.716 | 1012.808 | 255.0386 | -489.3756 | 5.9554 | 1.885 | -2.67 | 11.9399 | 4.2916 | 2025-09-12 | 2025_09_12 Hr 19 | 70.0753 | 0.000327 | -1012.808 | -425.6166 | 406.2164 | 892.1487 | 65.8284 | 12.3978 | 61.8336 | 66.5303 | 247.9938 | 91.6923 | 23.0871 | 186.3232 | 262.3367 | 0 | 6.5271 | 46.06 | 228.3633 | 0 | 139.4514 | 0
2025_09_12 Hr 20 | 0 | 0.00171 | 0.048222 | 3.8572 | 3.8572 | 3.8572 | 3.8572 | 3.8012 | 3.8572 | 93.004 | -14.5 | 0.1008 | 23 | 0 | 93.1616 | 93.1616 | 262.3367 | 0 | 0.00123 | 0.058 | 0.04906 | 1.3332 | 0 | 0 | 0 | 0 | 0 | 0 | 0.0792 | 45.9947 | 6.5271 | 228.3633 | 0 | 0 | 0 | 0 | 10.0826 | 27.836 | 0 | 42.7863 | 0 | 0.5759 | 8.6715 | 0 | -1 | -4.2 | 7.7518 | 0 | 0 | 29.2539 | 29.2539 | 29.2539 | 29.2539 | 34.0162 | 26.8515 | 1.1496 | 0.00258 | 0 | 0 | 0 | 0 | 0 | 0 | 0 | 0 | 0 | 0 | 0 | 0 | 0 | 0 | 0 | 0 | 5.3517 | 0 | -459.583 | 12.6862 | 0 | 69.2379 | 69.196 | 9.5436 | 1200.764 | 27.6356 | 49.1462 | 1.6348 | 0.252 | 0 | 14.074 | 3.19 | 57.716 | 1008.692 | 247.094 | -481.953 | 5.921 | 1.885 | -2.67 | 11.8637 | 4.2642 | 2025-09-12 | 2025_09_12 Hr 20 | 57.7481 | -0.000323 | -1008.692 | -416.7967 | 400.7461 | 891.0659 | 59.445 | 12.3978 | 61.8336 | 65.6145 | 244.0357 | 91.0958 | 23.0871 | 186.3232 | 262.3367 | 0 | 6.5271 | 45.9947 | 228.3633 | 0 | 138.4339 | 0
2025_09_12 Hr 21 | 0 | 0.00042 | 0.011844 | 3.8572 | 3.8572 | 3.8572 | 3.8572 | 3.8012 | 3.8572 | 86.8457 | -14.5 | 0.1008 | 12 | 0 | 93.046 | 93.046 | 261.7059 | 0 | 0.00123 | 0.058 | 0.04906 | 1.3332 | 0 | 0 | 0 | 0 | 0 | 0 | 0.0792 | 44.2343 | 6.5271 | 227.8293 | 0 | 0 | 0 | 0 | 9.4149 | 24.3143 | 0 | 43.6766 | 0 | 0.5759 | 8.3912 | 0 | -1 | -4.2 | 7.5012 | 0 | 0 | 26.1904 | 26.1904 | 26.1904 | 26.1904 | 30.454 | 25.7985 | 1.1496 | 0.00258 | 0 | 0 | 0 | 0 | 0 | 0 | 0 | 0 | 0 | 0 | 0 | 0 | 0 | 0 | 0 | 0 | 5.1787 | 0 | -447.3524 | 12.6862 | 0 | 66.6941 | 66.6522 | 12.4356 | 1165.425 | 26.6507 | 47.3946 | 1.6348 | 0.252 | 0 | 14.074 | 3.19 | 57.716 | 974 | 234.6205 | -469.7224 | 5.7296 | 1.885 | -2.67 | 11.4409 | 4.1122 | 2025-09-12 | 2025_09_12 Hr 21 | 52.0814 | -7.7e-05 | -974 | -403.6758 | 370.376 | 882.822 | 50.2464 | 12.3978 | 61.8336 | 60.5299 | 222.0615 | 87.7846 | 23.0871 | 186.0919 | 261.7059 | 0 | 6.5271 | 44.2343 | 227.8293 | 0 | 133.3464 | 0
2025_09_12 Hr 22 | 0 | 1.5e-05 | 0.000423 | 3.8572 | 3.8572 | 3.8572 | 3.8572 | 3.8012 | 3.8572 | 79.253 | -14.5 | 0.1008 | 4 | 0 | 93.1616 | 93.1616 | 262.3367 | 0 | 0.00123 | 0.058 | 0.04906 | 1.3332 | 0 | 0 | 0 | 0 | 0 | 0 | 0.0792 | 45.6683 | 6.5271 | 228.3633 | 0 | 0 | 0 | 0 | 8.5918 | 19.9722 | 0 | 32.4754 | 0 | 0.5759 | 8.0456 | 0 | -1 | -4.2 | 7.1923 | 0 | 0 | 22.4135 | 22.4135 | 22.4135 | 22.4135 | 26.0621 | 34.749 | 1.1496 | 0.00258 | 0 | 0 | 0 | 0 | 0 | 0 | 0 | 0 | 0 | 0 | 0 | 0 | 0 | 0 | 0 | 0 | 4.9655 | 0 | -461.058 | 12.6862 | 0 | 69.2379 | 69.196 | 15.0384 | 1139.97 | 25.4364 | 45.2351 | 1.6348 | 0.252 | 0 | 14.074 | 3.19 | 57.716 | 923.1083 | 234.0909 | -483.428 | 5.4936 | 1.885 | -2.67 | 10.9196 | 3.9249 | 2025-09-12 | 2025_09_12 Hr 22 | 58.1847 | 4.6e-05 | -923.1083 | -428.5826 | 332.9322 | 890.7395 | 53.7878 | 12.3978 | 61.8336 | 54.261 | 194.969 | 83.7021 | 23.0871 | 186.3232 | 262.3367 | 0 | 6.5271 | 45.6683 | 228.3633 | 0 | 138.4339 | 0
2025_09_12 Hr 23 | 0 | 0 | 0 | 3.8572 | 3.8572 | 3.8572 | 3.8572 | 3.8012 | 3.8572 | 69.8243 | 0 | 0.1008 | 1 | 0 | 93.1616 | 93.1616 | 269.8282 | 0 | 0.00123 | 0.058 | 0.04906 | 1.3332 | 0 | 0 | 0 | 0 | 0 | 0 | 0.0792 | 46.06 | 6.5271 | 234.2439 | 0 | 0 | 0 | 0 | 7.5696 | 14.5802 | 0 | 0.075333 | -8.0722 | 0.5759 | 7.6165 | 0 | -1 | -4.2 | 6.8087 | 0 | 0 | 17.7231 | 17.7231 | 17.7231 | 17.7231 | 20.6083 | 26.8515 | 1.1496 | 0.00258 | 0 | 0 | 0 | 0 | 0 | 0 | 0 | 0 | 0 | 0 | 0 | 0 | 0 | 0 | 0 | 0 | 4.7006 | 0 | -443.1335 | 12.6862 | 0 | 71.9649 | 71.9217 | 22.5576 | 1117.757 | 23.9284 | 42.5535 | 1.6348 | 0.252 | 0 | 14.074 | 3.19 | 57.716 | 884.4 | 225.6429 | -451.0035 | 5.2006 | 1.885 | -2.67 | 10.2723 | 3.6922 | 2025-09-12 | 2025_09_12 Hr 23 | 57.5672 | -1.743e-05 | -884.4 | -451.1304 | 300.9339 | 909.956 | 50.4091 | 12.3978 | 61.8336 | 46.4763 | 161.3251 | 93.1325 | 23.0871 | 186.3232 | 269.8282 | 0 | 6.5271 | 46.06 | 234.2439 | 0 | 143.8865 | 0
2025_09_12 Hr 24 | 0 | 0 | 0 | 3.8572 | 3.8572 | 3.8572 | 3.8572 | 3.8012 | 3.8572 | 62.2508 | 0 | 0.1008 | 0 | 0 | 93.1616 | 93.1616 | 269.8282 | 0 | 0.00123 | 0.058 | 0.04906 | 1.3332 | 0 | 0 | 0 | 0 | 0 | 0 | 0.0792 | 45.4072 | 6.5271 | 234.2439 | 0 | 0 | 0 | 0 | 6.7486 | 10.2491 | 0 | 0 | -11.3119 | 0.5759 | 7.2718 | 0 | -1 | -4.2 | 6.5005 | 0 | 0 | 13.9557 | 13.9557 | 13.9557 | 13.9557 | 16.2275 | 10.9512 | 1.1496 | 0.00258 | 0 | 0 | 0 | 0 | 0 | 0 | 0 | 0 | 0 | 0 | 0 | 0 | 0 | 0 | 0 | 0 | 4.4879 | 0 | -459.3754 | 12.6862 | 0 | 71.9649 | 71.9217 | 18.5088 | 1083.827 | 22.7172 | 40.3994 | 1.6348 | 0.252 | 0 | 14.074 | 3.19 | 57.716 | 805.8917 | 200.6217 | -467.2454 | 4.9652 | 1.885 | -2.67 | 9.7523 | 3.5053 | 2025-09-12 | 2025_09_12 Hr 24 | 50.3443 | -8.9e-05 | -805.8917 | -470.6873 | 263.5843 | 909.3032 | 29.46 | 12.3978 | 61.8336 | 40.2232 | 134.3009 | 89.0603 | 23.0871 | 186.3232 | 269.8282 | 0 | 6.5271 | 45.4072 | 234.2439 | 0 | 143.8865 | 0
2025_09_13 Hr 01 | 0 | 0 | 0 | 3.8572 | 3.8572 | 3.8572 | 3.8572 | 3.8012 | 3.8572 | 58.3125 | 0 | 0.1008 | 2 | 0 | 93.1616 | 93.1616 | 269.8282 | 0 | 0.00123 | 0.058 | 0.04906 | 1.3332 | 0 | 0 | 0 | 0 | 0 | 0 | 0.0792 | 46.06 | 6.5271 | 234.2439 | 0 | 0 | 0 | 0 | 6.4882 | 9.3909 | 0 | 0 | -11.6542 | 0.5759 | 7.277 | 0 | -1 | -4.2 | 6.5229 | 0 | 0 | 12.8569 | 12.8569 | 12.8569 | 12.8569 | 14.9499 | 8.9505 | 1.1496 | 0.00258 | 0 | 0 | 0 | 0 | 0 | 0 | 0 | 0 | 0 | 0 | 0 | 0 | 0 | 0 | 0 | 0 | 4.5003 | 0 | -482.9413 | 12.0804 | 0 | 71.9649 | 71.9217 | 18.5088 | 1073.815 | 21.4869 | 38.176 | 1.6348 | 0.252 | 0 | 14.074 | 3.19 | 57.716 | 767.1833 | 195.8341 | -490.8113 | 4.9894 | 1.885 | -2.67 | 9.2176 | 3.3125 | 2025-09-13 | 2025_09_13 Hr 01 | 52.9274 | 1.5e-05 | -767.1833 | -494.5955 | 248.1322 | 909.956 | 29.4593 | 12.3978 | 61.8336 | 39.1687 | 124.69 | 84.2734 | 23.0871 | 186.3232 | 269.8282 | 0 | 6.5271 | 46.06 | 234.2439 | 0 | 143.8865 | 0
2025_09_13 Hr 02 | 0 | 0 | 0 | 3.8572 | 3.8572 | 3.8572 | 3.8572 | 3.8012 | 3.8572 | 53.3174 | 0 | 0.1008 | 14 | 0 | 93.1616 | 93.1616 | 269.8282 | 0 | 0.00123 | 0.058 | 0.04906 | 1.3332 | 0 | 0 | 0 | 0 | 0 | 0 | 0.0792 | 46.06 | 6.5271 | 234.2439 | 0 | 0 | 0 | 0 | 5.9324 | 6.4755 | 0 | 0 | -35.6168 | 0.5759 | 7.0366 | 0 | -1 | -4.2 | 6.3074 | 0 | 0 | 10.362 | 10.362 | 10.362 | 10.362 | 12.0488 | 15.9003 | 1.1496 | 0.00258 | 0 | 0 | 0 | 0 | 0 | 0 | 0 | 0 | 0 | 0 | 0 | 0 | 0 | 0 | 0 | 0 | 4.3516 | 0 | -482.2569 | 12.0804 | 0 | 71.9649 | 71.9217 | 15.0384 | 1051.698 | 20.6878 | 36.7563 | 1.6348 | 0.252 | 0 | 14.074 | 3.19 | 57.716 | 734.5833 | 208.6286 | -490.1269 | 4.8246 | 1.885 | -2.67 | 8.8748 | 3.1893 | 2025-09-13 | 2025_09_13 Hr 02 | 51.9081 | 4e-06 | -734.5833 | -517.8737 | 223.3309 | 909.956 | 44.9387 | 12.3978 | 61.8336 | 34.9282 | 106.8142 | 81.5886 | 23.0871 | 186.3232 | 269.8282 | 0 | 6.5271 | 46.06 | 234.2439 | 0 | 143.8865 | 0
2025_09_13 Hr 03 | 0 | 0 | 0 | 3.8572 | 3.8572 | 3.8572 | 3.8572 | 3.8012 | 3.8572 | 55.193 | 0 | 0.1008 | 22 | 0 | 93.1616 | 93.1616 | 269.8282 | 0 | 0.00123 | 0.058 | 0.04906 | 1.3332 | 0 | 0 | 0 | 0 | 0 | 0 | 0.0792 | 46.06 | 6.5271 | 234.2439 | 0 | 0 | 0 | 0 | 6.1411 | 7.5702 | 0 | 1.4076 | -3.561 | 0.5759 | 7.1269 | 0 | -1 | -4.2 | 6.3883 | 0 | 0 | 11.2988 | 11.2988 | 11.2988 | 11.2988 | 13.1381 | 26.8515 | 1.1496 | 0.00258 | 0 | 0 | 0 | 0 | 0 | 0 | 0 | 0 | 0 | 0 | 0 | 0 | 0 | 0 | 0 | 0 | 4.4074 | 0 | -550.5438 | 12.0804 | 0 | 71.9649 | 71.9217 | 11.4234 | 1060.003 | 20.9879 | 37.2893 | 1.6348 | 0.252 | 0 | 14.074 | 3.19 | 57.716 | 724.4083 | 224.9729 | -558.4138 | 4.8865 | 1.885 | -2.67 | 9.0035 | 3.2356 | 2025-09-13 | 2025_09_13 Hr 03 | 53.0708 | 3e-06 | -724.4083 | -552.6972 | 232.6433 | 909.956 | 60.2749 | 12.3978 | 61.8336 | 36.5204 | 113.5262 | 82.5967 | 23.0871 | 186.3232 | 269.8282 | 0 | 6.5271 | 46.06 | 234.2439 | 0 | 143.8865 | 0
2025_09_13 Hr 04 | 0 | 0 | 0 | 3.8572 | 3.8572 | 3.8572 | 3.8572 | 3.8012 | 3.8572 | 49.8725 | 0 | 0.1008 | 36 | 0 | 93.1616 | 93.1616 | 269.8282 | 0 | 0.00123 | 0.058 | 0.04906 | 1.3332 | 0 | 0 | 0 | 0 | 0 | 0 | 0.0792 | 46.06 | 6.5271 | 234.2439 | 0 | 0 | 0 | 0 | 5.5491 | 4.4649 | 0 | 2.359 | -6.849 | 0.5759 | 6.8708 | 0 | -1 | -4.2 | 6.1588 | 0 | 0 | 8.6414 | 8.6414 | 8.6414 | 8.6414 | 10.0481 | 37.6974 | 1.1496 | 0.00258 | 0 | 0 | 0 | 0 | 0 | 0 | 0 | 0 | 0 | 0 | 0 | 0 | 0 | 0 | 0 | 0 | 4.2491 | 0 | -566.2859 | 12.0804 | 0 | 71.9649 | 71.9217 | 29.0646 | 1036.446 | 20.1367 | 35.7771 | 1.6348 | 0.252 | 0 | 14.074 | 3.19 | 57.716 | 722.4 | 264.6003 | -574.1559 | 4.7109 | 1.885 | -2.67 | 8.6384 | 3.1044 | 2025-09-13 | 2025_09_13 Hr 04 | 58.9558 | -2.5e-05 | -722.4 | -570.776 | 206.2266 | 909.956 | 102.762 | 12.3978 | 61.8336 | 32.0037 | 94.486 | 79.7369 | 23.0871 | 186.3232 | 269.8282 | 0 | 6.5271 | 46.06 | 234.2439 | 0 | 143.8865 | 0
2025_09_13 Hr 05 | 0 | 0 | 0 | 3.8572 | 3.8572 | 3.8572 | 3.8572 | 3.8012 | 3.8572 | 51.3653 | 0 | 0.1008 | 44 | 0 | 93.1616 | 93.1616 | 269.8282 | 0 | 0.00123 | 0.058 | 0.04906 | 1.3332 | 0 | 0 | 0 | 0 | 0 | 0 | 0.0792 | 46.06 | 6.5271 | 234.2439 | 0 | 0 | 0 | 0 | 5.7152 | 5.3362 | 0 | 2.1896 | -1.3527 | 0.5759 | 6.9427 | 0 | -1 | -4.2 | 6.2232 | 0 | 0 | 9.387 | 9.387 | 9.387 | 9.387 | 10.9151 | 39.6981 | 1.1496 | 0.00258 | 0 | 0 | 0 | 0 | 0 | 0 | 0 | 0 | 0 | 0 | 0 | 0 | 0 | 0 | 0 | 0 | 4.2935 | 0 | -601.0067 | 12.0804 | 0 | 71.9649 | 71.9217 | 40.0542 | 1043.055 | 20.3755 | 36.2014 | 1.6348 | 0.252 | 0 | 14.074 | 3.19 | 57.716 | 721.4083 | 286.393 | -608.8767 | 4.7602 | 1.885 | -2.67 | 8.7408 | 3.1412 | 2025-09-13 | 2025_09_13 Hr 05 | 63.941 | -1e-06 | -721.4083 | -600.1698 | 213.6385 | 909.956 | 123.7523 | 12.3978 | 61.8336 | 33.2709 | 99.8282 | 80.5393 | 23.0871 | 186.3232 | 269.8282 | 0 | 6.5271 | 46.06 | 234.2439 | 0 | 143.8865 | 0
2025_09_13 Hr 06 | 0 | 0 | 0 | 3.8572 | 3.8572 | 3.8572 | 3.8572 | 3.8012 | 3.8572 | 54.7336 | 0 | 0.1008 | 45 | 0 | 93.1616 | 93.1616 | 269.8282 | 0 | 0.00123 | 0.058 | 0.04906 | 1.3332 | 0 | 0 | 0 | 0 | 0 | 0 | 0.0792 | 46.06 | 6.5271 | 234.2439 | 0 | 0 | 0 | 0 | 6.09 | 7.3021 | 0 | 0 | -17.5593 | 0.5759 | 7.1048 | 0 | -1 | -4.2 | 6.3685 | 0 | 0 | 11.0694 | 11.0694 | 11.0694 | 11.0694 | 12.8713 | 34.749 | 1.1496 | 0.00258 | 0 | 0 | 0 | 0 | 0 | 0 | 0 | 0 | 0 | 0 | 0 | 0 | 0 | 0 | 0 | 0 | 4.3937 | 0 | -586.9 | 12.0804 | 0 | 71.9649 | 71.9217 | 55.9602 | 1057.969 | 20.9144 | 37.1588 | 1.6348 | 0.252 | 0 | 14.074 | 3.19 | 57.716 | 745.8 | 300.1604 | -594.77 | 4.8713 | 1.885 | -2.67 | 8.972 | 3.2242 | 2025-09-13 | 2025_09_13 Hr 06 | 67.015 | -3.5e-05 | -745.8 | -604.4593 | 230.3627 | 909.956 | 135.7092 | 12.3978 | 61.8336 | 36.1305 | 111.8824 | 82.3498 | 23.0871 | 186.3232 | 269.8282 | 0 | 6.5271 | 46.06 | 234.2439 | 0 | 143.8865 | 0
2025_09_13 Hr 07 | 0 | 0 | 0 | 3.8572 | 3.8572 | 3.8572 | 3.8572 | 3.8012 | 3.8572 | 61.0684 | -14.5 | 0.1008 | 44 | 0 | 93.1616 | 93.1616 | 262.3367 | 0 | 0.00123 | 0.058 | 0.04906 | 1.3332 | 0 | 0 | 0 | 0 | 0 | 0 | 0.0792 | 46.06 | 6.5271 | 228.3633 | 0 | 0 | 0 | 0 | 6.7948 | 10.9994 | 0 | 20.507 | 0 | 0.5759 | 7.4097 | 0 | -1 | -4.2 | 6.6418 | 0 | 0 | 14.2334 | 14.2334 | 14.2334 | 14.2334 | 16.5505 | 33.8013 | 1.1496 | 0.00258 | 0 | 0 | 0 | 0 | 0 | 0 | 0 | 0 | 0 | 0 | 0 | 0 | 0 | 0 | 0 | 0 | 4.5823 | 0 | -584.644 | 12.0804 | 0 | 69.7466 | 69.7047 | 50.0316 | 1068.21 | 21.9278 | 38.9594 | 1.6348 | 0.252 | 0 | 14.074 | 3.19 | 57.716 | 777.3917 | 295.689 | -607.014 | 5.0804 | 1.885 | -2.67 | 9.4067 | 3.3805 | 2025-09-13 | 2025_09_13 Hr 07 | 74.6594 | -2.1e-05 | -777.3917 | -564.1369 | 247.3157 | 892.1487 | 127.8329 | 12.3978 | 61.8336 | 41.5083 | 134.5526 | 71.2547 | 23.0871 | 186.3232 | 262.3367 | 0 | 6.5271 | 46.06 | 228.3633 | 0 | 139.4514 | 0
2025_09_13 Hr 08 | 1.0298 | 0.000225 | 0.006345 | 3.8572 | 3.8572 | 3.8572 | 3.8572 | 3.8012 | 3.8572 | 68.0539 | -14.5 | 0.1008 | 36 | 0 | 93.1616 | 93.1616 | 262.3367 | 0 | 0.00123 | 0.058 | 0.04906 | 1.3332 | 0 | 0 | 0 | 0 | 0 | 0 | 0.0792 | 46.06 | 6.5271 | 228.3633 | 0 | 0 | 0 | 0 | 7.572 | 15.0764 | 0 | 8.0018 | -0.47243 | 0.5759 | 7.7459 | 0 | -1 | -4.2 | 6.9432 | 0 | 0 | 17.7225 | 17.7225 | 17.7225 | 17.7225 | 20.6075 | 25.7985 | 1.1496 | 0.00258 | 0 | 0 | 0 | 0 | 0 | 0 | 0 | 0 | 0 | 0 | 0 | 0 | 0 | 0 | 0 | 0 | 4.7902 | 0 | -546.9564 | 12.0804 | 0 | 69.7466 | 69.7047 | 57.5508 | 1099.145 | 23.0453 | 40.9449 | 1.6348 | 0.252 | -1.0298 | 14.074 | 3.19 | 57.716 | 828.3083 | 291.9901 | -570.3562 | 5.3109 | 1.885 | -2.67 | 9.8861 | 3.5528 | 2025-09-13 | 2025_09_13 Hr 08 | 80.3724 | 3.05e-05 | -828.3083 | -539.427 | 281.9994 | 892.1487 | 119.3559 | 12.3978 | 61.8336 | 47.4386 | 159.5514 | 75.0094 | 23.0871 | 186.3232 | 262.3367 | 0 | 6.5271 | 46.06 | 228.3633 | 0 | 139.4514 | 0
2025_09_13 Hr 09 | 4.6583 | 0.001245 | 0.035109 | 3.8572 | 3.8572 | 3.8572 | 3.8572 | 3.8012 | 3.8572 | 78.159 | -14.5 | 0.1008 | 28 | 0 | 93.1616 | 93.1616 | 262.3367 | 0 | 0.00123 | 0.058 | 0.04906 | 1.3332 | 0 | 0 | 0 | 0 | 0 | 0 | 0.0792 | 46.06 | 6.5271 | 228.3633 | 0 | 0 | 0 | 0 | 8.6964 | 20.9742 | 0 | 10.1639 | -0.029512 | 0.5759 | 8.2322 | 0 | -1 | -4.2 | 7.3791 | 0 | 0 | 22.7697 | 22.7697 | 22.7697 | 22.7697 | 26.4764 | 18.8487 | 1.1496 | 0.00258 | 0 | 0 | 0 | 0 | 0 | 0 | 0 | 0 | 0 | 0 | 0 | 0 | 0 | 0 | 0 | 0 | 5.091 | 0 | -523.9084 | 12.0804 | 0 | 69.7466 | 69.7047 | 44.5368 | 1143.915 | 24.6619 | 43.817 | 1.6348 | 0.252 | -4.6583 | 14.074 | 3.19 | 57.716 | 876.2 | 273.0872 | -550.9366 | 5.6444 | 1.885 | -2.67 | 10.5796 | 3.802 | 2025-09-13 | 2025_09_13 Hr 09 | 74.5665 | 9.6e-06 | -876.2 | -513.774 | 332.1721 | 892.1487 | 91.4219 | 12.3978 | 61.8336 | 56.0171 | 195.7141 | 80.4409 | 23.0871 | 186.3232 | 262.3367 | 0 | 6.5271 | 46.06 | 228.3633 | 0 | 139.4514 | 0
2025_09_13 Hr 10 | 10.8919 | 0.00324 | 0.091368 | 3.8572 | 3.8572 | 3.8572 | 3.8572 | 3.8012 | 3.8572 | 82.6182 | -14.5 | 0.1008 | 25 | 0 | 93.1616 | 93.1616 | 262.3367 | 0 | 0.00123 | 0.058 | 0.04906 | 1.3332 | 0 | 0 | 0 | 0 | 0 | 0 | 0.0792 | 46.06 | 6.5271 | 228.3633 | 0 | 0 | 0 | 0 | 9.1925 | 23.5768 | 0 | 26.0274 | 0 | 0.5759 | 8.4468 | 0 | -1 | -4.2 | 7.5715 | 0 | 0 | 24.9969 | 24.9969 | 24.9969 | 24.9969 | 29.0662 | 22.8501 | 1.1496 | 0.00258 | 0 | 0 | 0 | 0 | 0 | 0 | 0 | 0 | 0 | 0 | 0 | 0 | 0 | 0 | 0 | 0 | 5.2237 | 0 | -517.3901 | 12.0804 | 0 | 69.7466 | 69.7047 | 23.4252 | 1163.715 | 25.3753 | 45.0845 | 1.6348 | 0.252 | -10.8919 | 14.074 | 3.19 | 57.716 | 900.7 | 261.6096 | -550.652 | 5.7915 | 1.885 | -2.67 | 10.8857 | 3.912 | 2025-09-13 | 2025_09_13 Hr 10 | 72.4856 | -1.2e-05 | -900.7 | -491.3627 | 354.3127 | 892.1487 | 71.3699 | 12.3978 | 61.8336 | 59.8028 | 211.6722 | 82.8377 | 23.0871 | 186.3232 | 262.3367 | 0 | 6.5271 | 46.06 | 228.3633 | 0 | 139.4514 | 0
2025_09_13 Hr 11 | 11.9201 | 0.005565 | 0.15693 | 3.8572 | 3.8572 | 3.8572 | 3.8572 | 3.8012 | 3.8572 | 84.0919 | -14.5 | 0.1008 | 27 | 0 | 93.1616 | 93.1616 | 262.3367 | 0 | 0.00123 | 0.058 | 0.04906 | 1.3332 | 0 | 0 | 0 | 0 | 0 | 0 | 0.0792 | 46.06 | 6.5271 | 228.3633 | 0 | 0 | 0 | 0 | 9.3565 | 24.4369 | 0 | 30.4045 | 0 | 0.5759 | 8.5177 | 0 | -1 | -4.2 | 7.635 | 0 | 0 | 25.733 | 25.733 | 25.733 | 25.733 | 29.9221 | 26.8515 | 1.1496 | 0.00258 | 0 | 0 | 0 | 0 | 0 | 0 | 0 | 0 | 0 | 0 | 0 | 0 | 0 | 0 | 0 | 0 | 5.2675 | 0 | -515.571 | 12.0804 | 0 | 69.7466 | 69.7047 | 14.0262 | 1170.305 | 25.611 | 45.5033 | 1.6348 | 0.252 | -11.9201 | 14.074 | 3.19 | 57.716 | 910.8834 | 260.0345 | -549.8611 | 5.8401 | 1.885 | -2.67 | 10.9868 | 3.9483 | 2025-09-13 | 2025_09_13 Hr 11 | 57.8453 | -7.5e-05 | -910.8834 | -485.1665 | 361.6295 | 892.1487 | 68.0402 | 12.3978 | 61.8336 | 61.0538 | 216.9459 | 83.6298 | 23.0871 | 186.3232 | 262.3367 | 0 | 6.5271 | 46.06 | 228.3633 | 0 | 139.4514 | 0
2025_09_13 Hr 12 | 12.4392 | 0.0075 | 0.2115 | 3.8572 | 3.8572 | 3.8572 | 3.8572 | 3.8012 | 3.8572 | 90.5798 | -14.5 | 0.1008 | 27 | 0 | 93.1616 | 93.1616 | 262.3367 | 0 | 0.00123 | 0.058 | 0.04906 | 1.3332 | 0 | 0 | 0 | 0 | 0 | 0 | 0.0792 | 46.06 | 6.5271 | 228.3633 | 0 | 0 | 0 | 0 | 10.0784 | 28.2235 | 0 | 43.7225 | 0 | 0.5759 | 8.83 | 0 | -1 | -4.2 | 7.9149 | 0 | 0 | 28.9735 | 28.9735 | 28.9735 | 28.9735 | 33.6901 | 20.8494 | 1.1496 | 0.00258 | 0 | 0 | 0 | 0 | 0 | 0 | 0 | 0 | 0 | 0 | 0 | 0 | 0 | 0 | 0 | 0 | 5.4606 | 0 | -539.5329 | 12.0804 | 0 | 69.7466 | 69.7047 | 7.5192 | 1199.086 | 26.6489 | 47.3474 | 1.6348 | 0.252 | -12.4392 | 14.074 | 3.19 | 57.716 | 920 | 251.5337 | -574.342 | 6.0542 | 1.885 | -2.67 | 11.432 | 4.1083 | 2025-09-13 | 2025_09_13 Hr 12 | 55.848 | -1.6e-05 | -920 | -495.8104 | 393.8427 | 892.1487 | 55.5876 | 12.3978 | 61.8336 | 66.5616 | 240.164 | 87.117 | 23.0871 | 186.3232 | 262.3367 | 0 | 6.5271 | 46.06 | 228.3633 | 0 | 139.4514 | 0
2025_09_13 Hr 13 | 13.4706 | 0.008835 | 0.24915 | 3.8572 | 3.8572 | 3.8572 | 3.8572 | 3.8012 | 3.8572 | 90.5989 | -14.5 | 0.1008 | 24 | 0 | 93.1616 | 93.1616 | 262.3367 | 0 | 0.00123 | 0.058 | 0.04906 | 1.3332 | 0 | 0 | 0 | 0 | 0 | 0 | 0.0792 | 45.8642 | 6.5271 | 228.3633 | 0 | 0 | 0 | 0 | 10.0805 | 28.2346 | 0 | 43.5538 | 0 | 0.5759 | 8.8309 | 0 | -1 | -4.2 | 7.9158 | 0 | 0 | 28.9831 | 28.9831 | 28.9831 | 28.9831 | 33.7013 | 22.8501 | 1.1496 | 0.00258 | 0 | 0 | 0 | 0 | 0 | 0 | 0 | 0 | 0 | 0 | 0 | 0 | 0 | 0 | 0 | 0 | 5.4612 | 0 | -533.203 | 12.0804 | 0 | 69.7466 | 69.7047 | 7.5192 | 1199.012 | 26.652 | 47.3529 | 1.6348 | 0.252 | -13.4706 | 14.074 | 3.19 | 57.716 | 925.1 | 251.5775 | -569.0436 | 6.0549 | 1.885 | -2.67 | 11.4334 | 4.1088 | 2025-09-13 | 2025_09_13 Hr 13 | 52.921 | 7e-06 | -925.1 | -489.6492 | 393.9377 | 891.9529 | 54.6273 | 12.3978 | 61.8336 | 66.5779 | 240.2325 | 87.1273 | 23.0871 | 186.3232 | 262.3367 | 0 | 6.5271 | 45.8642 | 228.3633 | 0 | 139.4514 | 0
2025_09_13 Hr 14 | 11.9201 | 0.009435 | 0.26607 | 3.8572 | 3.8572 | 3.8572 | 3.8572 | 3.8012 | 3.8572 | 88.7233 | -14.5 | 0.1008 | 24 | 0 | 93.1616 | 93.1616 | 262.3367 | 0 | 0.00123 | 0.058 | 0.04906 | 1.3332 | 0 | 0 | 0 | 0 | 0 | 0 | 0.0792 | 43.7108 | 6.5271 | 228.3633 | 0 | 0 | 0 | 0 | 9.8718 | 27.14 | 0 | 43.285 | 0 | 0.5759 | 8.7406 | 0 | -1 | -4.2 | 7.8348 | 0 | 0 | 28.0463 | 28.0463 | 28.0463 | 28.0463 | 32.612 | 13.8996 | 1.1496 | 0.00258 | 0 | 0 | 0 | 0 | 0 | 0 | 0 | 0 | 0 | 0 | 0 | 0 | 0 | 0 | 0 | 0 | 5.4054 | 0 | -512.5356 | 12.0804 | 0 | 69.7466 | 69.7047 | 7.5192 | 1188.572 | 26.3519 | 46.8198 | 1.6348 | 0.252 | -11.9201 | 14.074 | 3.19 | 57.716 | 925.1 | 240.0689 | -546.8257 | 5.993 | 1.885 | -2.67 | 11.3046 | 4.0625 | 2025-09-13 | 2025_09_13 Hr 14 | 51.1095 | 5e-06 | -925.1 | -469.2505 | 384.6253 | 889.7995 | 45.6943 | 12.3978 | 61.8336 | 64.9857 | 233.5205 | 86.1192 | 23.0871 | 186.3232 | 262.3367 | 0 | 6.5271 | 43.7108 | 228.3633 | 0 | 139.4514 | 0
2025_09_13 Hr 15 | 10.3712 | 0.00957 | 0.26987 | 3.8572 | 3.8572 | 3.8572 | 3.8572 | 3.8012 | 3.8572 | 89.1252 | -14.5 | 0.1008 | 20 | 0 | 93.1616 | 93.1616 | 262.3367 | 0 | 0.00123 | 0.058 | 0.04906 | 1.3332 | 0 | 0 | 0 | 0 | 0 | 0 | 0.0792 | 32.3533 | 6.5271 | 228.3633 | 0 | 0 | 0 | 0 | 9.9166 | 27.3746 | 0 | 52.9427 | 0 | 0.5759 | 8.76 | 0 | -1 | -4.2 | 7.8522 | 0 | 0 | 28.247 | 28.247 | 28.247 | 28.247 | 32.8454 | 13.8996 | 1.1496 | 0.00258 | 0 | 0 | 0 | 0 | 0 | 0 | 0 | 0 | 0 | 0 | 0 | 0 | 0 | 0 | 0 | 0 | 5.4173 | 0 | -486.8446 | 12.0804 | 0 | 69.7466 | 69.7047 | 5.9286 | 1178.998 | 26.4162 | 46.934 | 1.6348 | 0.252 | -10.3712 | 14.074 | 3.19 | 57.716 | 945.5 | 233.1456 | -519.5858 | 6.0062 | 1.885 | -2.67 | 11.3322 | 4.0724 | 2025-09-13 | 2025_09_13 Hr 15 | 46.4554 | -1.9e-05 | -945.5 | -433.9019 | 386.6208 | 878.442 | 40.1076 | 12.3978 | 61.8336 | 65.3268 | 234.9588 | 86.3352 | 23.0871 | 186.3232 | 262.3367 | 0 | 6.5271 | 32.3533 | 228.3633 | 0 | 139.4514 | 0
2025_09_13 Hr 16 | 10.8886 | 0.008955 | 0.25253 | 3.8572 | 3.8572 | 3.8572 | 3.8572 | 3.8012 | 3.8572 | 89.3549 | -14.5 | 0.1008 | 13 | 0 | 93.1616 | 93.1616 | 262.3367 | 0 | 0.00123 | 0.058 | 0.04906 | 1.3332 | 0 | 0 | 0 | 0 | 0 | 0 | 0.0792 | 41.7592 | 6.5271 | 228.3633 | 0 | 0 | 0 | 0 | 9.9421 | 27.5086 | 0 | 45.474 | 0 | 0.5759 | 8.771 | 0 | -1 | -4.2 | 7.8621 | 0 | 0 | 28.3617 | 28.3617 | 28.3617 | 28.3617 | 32.9788 | 14.8473 | 1.1496 | 0.00258 | 0 | 0 | 0 | 0 | 0 | 0 | 0 | 0 | 0 | 0 | 0 | 0 | 0 | 0 | 0 | 0 | 5.4242 | 0 | -475.8764 | 12.0804 | 0 | 69.7466 | 69.7047 | 3.0366 | 1189.403 | 26.453 | 46.9993 | 1.6348 | 0.252 | -10.8886 | 14.074 | 3.19 | 57.716 | 950.5833 | 224.8415 | -509.135 | 6.0138 | 1.885 | -2.67 | 11.348 | 4.0781 | 2025-09-13 | 2025_09_13 Hr 16 | 54.1751 | 2.6e-05 | -950.5833 | -430.4024 | 387.7611 | 887.8479 | 31.1454 | 12.3978 | 61.8336 | 65.5218 | 235.7806 | 86.4587 | 23.0871 | 186.3232 | 262.3367 | 0 | 6.5271 | 41.7592 | 228.3633 | 0 | 139.4514 | 0
2025_09_13 Hr 17 | 10.8886 | 0.00765 | 0.21573 | 3.8572 | 3.8572 | 3.8572 | 3.8572 | 3.8012 | 3.8572 | 91.2305 | -14.5 | 0.1008 | 7 | 0 | 93.1616 | 93.1616 | 262.3367 | 0 | 0.00123 | 0.058 | 0.04906 | 1.3332 | 0 | 0 | 0 | 0 | 0 | 0 | 0.0792 | 45.0812 | 6.5271 | 228.3633 | 0 | 0 | 0 | 0 | 10.1508 | 28.6033 | 0 | 44.2938 | 0 | 0.5759 | 8.8613 | 0 | -1 | -4.2 | 7.943 | 0 | 0 | 29.2985 | 29.2985 | 29.2985 | 29.2985 | 34.0681 | 20.8494 | 1.1496 | 0.00258 | 0 | 0 | 0 | 0 | 0 | 0 | 0 | 0 | 0 | 0 | 0 | 0 | 0 | 0 | 0 | 0 | 5.48 | 0 | -474.0453 | 12.0804 | 0 | 69.7466 | 69.7047 | 1.0122 | 1200.992 | 26.753 | 47.5324 | 1.6348 | 0.252 | -10.8886 | 14.074 | 3.19 | 57.716 | 961.8083 | 223.826 | -507.3039 | 6.0757 | 1.885 | -2.67 | 11.4767 | 4.1244 | 2025-09-13 | 2025_09_13 Hr 17 | 58.2755 | 3e-05 | -961.8083 | -429.7515 | 397.0735 | 891.17 | 29.085 | 12.3978 | 61.8336 | 67.114 | 242.4926 | 87.4668 | 23.0871 | 186.3232 | 262.3367 | 0 | 6.5271 | 45.0812 | 228.3633 | 0 | 139.4514 | 0
2025_09_13 Hr 18 | 5.1723 | 0.005925 | 0.16709 | 3.8572 | 3.8572 | 3.8572 | 3.8572 | 3.8012 | 3.8572 | 95.2304 | -14.5 | 0.1008 | 3 | 0 | 93.1616 | 93.1616 | 262.3367 | 0 | 0.00123 | 0.058 | 0.04906 | 1.3332 | 0 | 0 | 0 | 0 | 0 | 0 | 0.0792 | 46.06 | 6.5271 | 228.3633 | 0 | 0 | 0 | 0 | 10.5959 | 30.9378 | 0 | 50.6502 | 0 | 0.5759 | 9.0538 | 0 | -1 | -4.2 | 8.1156 | 0 | 0 | 31.2964 | 31.2964 | 31.2964 | 31.2964 | 36.3911 | 16.848 | 1.1496 | 0.00258 | 0 | 0 | 0 | 0 | 0 | 0 | 0 | 0 | 0 | 0 | 0 | 0 | 0 | 0 | 0 | 0 | 5.5991 | 0 | -481.4186 | 12.0804 | 0 | 69.7466 | 69.7047 | 0.4338 | 1219.633 | 27.3929 | 48.6693 | 1.6348 | 0.252 | -5.1723 | 14.074 | 3.19 | 57.716 | 973 | 211.6782 | -508.9609 | 6.2077 | 1.885 | -2.67 | 11.7512 | 4.223 | 2025-09-13 | 2025_09_13 Hr 18 | 63.8214 | 1.5e-05 | -973 | -430.7684 | 416.9335 | 892.1487 | 20.4548 | 12.3978 | 61.8336 | 70.5097 | 256.807 | 89.6168 | 23.0871 | 186.3232 | 262.3367 | 0 | 6.5271 | 46.06 | 228.3633 | 0 | 139.4514 | 0
2025_09_13 Hr 19 | 1.0282 | 0.003645 | 0.10279 | 3.8572 | 3.8572 | 3.8572 | 3.8572 | 3.8012 | 3.8572 | 93.2017 | -14.5 | 0.1008 | 2 | 0 | 93.1616 | 93.1616 | 262.3367 | 0 | 0.00123 | 0.058 | 0.04906 | 1.3332 | 0 | 0 | 0 | 0 | 0 | 0 | 0.0792 | 46.06 | 6.5271 | 228.3633 | 0 | 0 | 0 | 0 | 10.3701 | 29.7538 | 0 | 56.4804 | 0 | 0.5759 | 8.9562 | 0 | -1 | -4.2 | 8.028 | 0 | 0 | 30.2831 | 30.2831 | 30.2831 | 30.2831 | 35.2129 | 20.8494 | 1.1496 | 0.00258 | 0 | 0 | 0 | 0 | 0 | 0 | 0 | 0 | 0 | 0 | 0 | 0 | 0 | 0 | 0 | 0 | 5.5387 | 0 | -500.4316 | 12.0804 | 0 | 69.7466 | 69.7047 | 1.446 | 1210.586 | 27.0684 | 48.0927 | 1.6348 | 0.252 | -1.0282 | 14.074 | 3.19 | 57.716 | 953.6917 | 210.4549 | -523.8298 | 6.1407 | 1.885 | -2.67 | 11.612 | 4.173 | 2025-09-13 | 2025_09_13 Hr 19 | 59.5017 | -1.9e-05 | -953.6917 | -443.9512 | 406.861 | 892.1487 | 24.4018 | 12.3978 | 61.8336 | 68.7875 | 249.5471 | 88.5263 | 23.0871 | 186.3232 | 262.3367 | 0 | 6.5271 | 46.06 | 228.3633 | 0 | 139.4514 | 0
2025_09_13 Hr 20 | 0 | 0.001605 | 0.045261 | 3.8572 | 3.8572 | 3.8572 | 3.8572 | 3.8012 | 3.8572 | 94.2352 | -14.5 | 0.1008 | 21 | 0 | 93.1616 | 93.1616 | 262.3367 | 0 | 0.00123 | 0.058 | 0.04906 | 1.3332 | 0 | 0 | 0 | 0 | 0 | 0 | 0.0792 | 46.06 | 6.5271 | 228.3633 | 0 | 0 | 0 | 0 | 10.4851 | 30.3569 | 0 | 57.4523 | 0 | 0.5759 | 9.0059 | 0 | -1 | -4.2 | 8.0726 | 0 | 0 | 30.7993 | 30.7993 | 30.7993 | 30.7993 | 35.8131 | 21.9024 | 1.1496 | 0.00258 | 0 | 0 | 0 | 0 | 0 | 0 | 0 | 0 | 0 | 0 | 0 | 0 | 0 | 0 | 0 | 0 | 5.5694 | 0 | -525.884 | 12.0804 | 0 | 69.7466 | 69.7047 | 12.0018 | 1215.104 | 27.2337 | 48.3864 | 1.6348 | 0.252 | 0 | 14.074 | 3.19 | 57.716 | 964.8917 | 240.589 | -548.254 | 6.1748 | 1.885 | -2.67 | 11.6829 | 4.1985 | 2025-09-13 | 2025_09_13 Hr 20 | 61.9913 | -3.3e-05 | -964.8917 | -468.4317 | 411.9923 | 892.1487 | 54.9511 | 12.3978 | 61.8336 | 69.6649 | 253.2456 | 89.0818 | 23.0871 | 186.3232 | 262.3367 | 0 | 6.5271 | 46.06 | 228.3633 | 0 | 139.4514 | 0
2025_09_13 Hr 21 | 0 | 0.00039 | 0.010998 | 3.8572 | 3.8572 | 3.8572 | 3.8572 | 3.8012 | 3.8572 | 87.8812 | -14.5 | 0.1008 | 74 | 0 | 93.1616 | 93.1616 | 262.3367 | 0 | 0.00123 | 0.058 | 0.04906 | 1.3332 | 0 | 0 | 0 | 0 | 0 | 0 | 0.0792 | 46.06 | 6.5271 | 228.3633 | 0 | 0 | 0 | 0 | 9.7781 | 26.6485 | 0 | 36.6001 | 0 | 0.5759 | 8.7001 | 0 | -1 | -4.2 | 7.7985 | 0 | 0 | 27.6257 | 27.6257 | 27.6257 | 27.6257 | 32.1229 | 22.8501 | 1.1496 | 0.00258 | 0 | 0 | 0 | 0 | 0 | 0 | 0 | 0 | 0 | 0 | 0 | 0 | 0 | 0 | 0 | 0 | 5.3803 | 0 | -557.3397 | 12.0804 | 0 | 69.7466 | 69.7047 | 21.5454 | 1186.937 | 26.2172 | 46.5804 | 1.6348 | 0.252 | 0 | 14.074 | 3.19 | 57.716 | 944.4916 | 300.6639 | -579.7097 | 5.9652 | 1.885 | -2.67 | 11.2469 | 4.0418 | 2025-09-13 | 2025_09_13 Hr 21 | 63.8585 | 5e-05 | -944.4916 | -520.7396 | 380.4443 | 892.1487 | 118.4069 | 12.3978 | 61.8336 | 64.2708 | 230.5069 | 85.6666 | 23.0871 | 186.3232 | 262.3367 | 0 | 6.5271 | 46.06 | 228.3633 | 0 | 139.4514 | 0
2025_09_13 Hr 22 | 0 | 0 | 0 | 3.8572 | 3.8572 | 3.8572 | 3.8572 | 3.8012 | 3.8572 | 82.1206 | -14.5 | 0.1008 | 20 | 0 | 93.1616 | 93.1616 | 262.3367 | 0 | 0.00123 | 0.058 | 0.04906 | 1.3332 | 0 | 0 | 0 | 0 | 0 | 0 | 0.0792 | 46.06 | 6.5271 | 228.3633 | 0 | 0 | 0 | 0 | 9.1372 | 23.2863 | 0 | 38.4383 | 0 | 0.5759 | 8.4229 | 0 | -1 | -4.2 | 7.55 | 0 | 0 | 24.7484 | 24.7484 | 24.7484 | 24.7484 | 28.7772 | 18.8487 | 1.1496 | 0.00258 | 0 | 0 | 0 | 0 | 0 | 0 | 0 | 0 | 0 | 0 | 0 | 0 | 0 | 0 | 0 | 0 | 5.2089 | 0 | -528.6057 | 12.0804 | 0 | 69.7466 | 69.7047 | 17.4966 | 1161.421 | 25.2957 | 44.943 | 1.6348 | 0.252 | 0 | 14.074 | 3.19 | 57.716 | 884.4 | 235.5169 | -550.9757 | 5.7751 | 1.885 | -2.67 | 10.8515 | 3.8997 | 2025-09-13 | 2025_09_13 Hr 22 | 56.2783 | 1.7e-05 | -884.4 | -490.1674 | 351.8421 | 892.1487 | 56.3453 | 12.3978 | 61.8336 | 59.3803 | 209.8915 | 82.5703 | 23.0871 | 186.3232 | 262.3367 | 0 | 6.5271 | 46.06 | 228.3633 | 0 | 139.4514 | 0
2025_09_13 Hr 23 | 0 | 0 | 0 | 3.8572 | 3.8572 | 3.8572 | 3.8572 | 3.8012 | 3.8572 | 72.207 | 0 | 0.1008 | 9 | 0 | 93.1616 | 93.1616 | 269.8282 | 0 | 0.00123 | 0.058 | 0.04906 | 1.3332 | 0 | 0 | 0 | 0 | 0 | 0 | 0.0792 | 45.8642 | 6.5271 | 234.2439 | 0 | 0 | 0 | 0 | 8.0341 | 17.5003 | 0 | 0 | -24.315 | 0.5759 | 7.9457 | 0 | -1 | -4.2 | 7.1223 | 0 | 0 | 19.7968 | 19.7968 | 19.7968 | 19.7968 | 23.0195 | 16.848 | 1.1496 | 0.00258 | 0 | 0 | 0 | 0 | 0 | 0 | 0 | 0 | 0 | 0 | 0 | 0 | 0 | 0 | 0 | 0 | 4.9138 | 0 | -482.5774 | 12.0804 | 0 | 71.9649 | 71.9217 | 20.5332 | 1135.138 | 23.7097 | 42.1253 | 1.6348 | 0.252 | 0 | 14.074 | 3.19 | 57.716 | 840.6 | 220.2242 | -490.4474 | 5.4479 | 1.885 | -2.67 | 10.1712 | 3.6552 | 2025-09-13 | 2025_09_13 Hr 23 | 52.6089 | -4.2e-05 | -840.6 | -506.8924 | 317.1196 | 909.7602 | 46.3812 | 12.3978 | 61.8336 | 50.9642 | 174.4137 | 91.7417 | 23.0871 | 186.3232 | 269.8282 | 0 | 6.5271 | 45.8642 | 234.2439 | 0 | 143.8865 | 0
2025_09_13 Hr 24 | 0 | 0 | 0 | 0 | 0 | 0 | 0 | 0 | 0 | 62.7335 | 0 | 0.1008 | 9 | 0 | 93.1616 | 93.1616 | 269.8282 | 0 | 0.00123 | 0.058 | 0.04906 | 1.3332 | 0 | 0 | 0 | 0 | 0 | 0 | 0.0792 | 45.4072 | 6.5271 | 234.2439 | 0 | 0 | 0 | 0 | 6.9801 | 11.9712 | 0 | 0 | -25.136 | 0.5759 | 7.4898 | 0.06 | -1 | -4.2 | 6.7136 | 0 | 0 | 15.0651 | 15.0651 | 15.0651 | 15.0651 | 17.5175 | 27.7992 | 1.1496 | 0.00258 | 0 | 0 | 0 | 0 | 0 | 0 | 0 | 0 | 0 | 0 | 0 | 0 | 0 | 0 | 0 | 0 | 4.6318 | 0 | -477.175 | 12.0804 | 0 | 71.9649 | 71.9217 | 20.5332 | 1069.649 | 22.1942 | 39.4326 | 1.6348 | 0.252 | 0 | 14.074 | 3.19 | 57.716 | 785.5517 | 226.0835 | -485.045 | 5.1353 | 1.885 | -2.67 | 9.521 | 3.4215 | 2025-09-13 | 2025_09_13 Hr 24 | 49.6703 | -5.3e-05 | -785.5517 | -502.311 | 270.0827 | 886.2161 | 57.3324 | 12.3978 | 61.8336 | 42.9218 | 140.5112 | 86.6497 | 0 | 186.3232 | 269.8282 | 0 | 6.5271 | 45.4072 | 234.2439 | 0 | 143.8865 | 0
2025_09_14 Hr 01 | 0 | 0 | 0 | 0 | 0 | 0 | 0 | 0 | 0 | 56.9363 | 0 | 0.1008 | 18 | 0 | 93.1616 | 93.1616 | 269.8282 | 0 | 0.00123 | 0.058 | 0.04906 | 1.3332 | 0 | 0 | 0 | 0 | 0 | 0 | 0.0792 | 46.06 | 6.5271 | 234.2439 | 0 | 0 | 0 | 0 | 6.1086 | 7.9182 | 0 | 0 | -45.0114 | 0.5759 | 7.2262 | 0.06 | -1 | -4.2 | 6.4947 | 0 | 0 | 12.0018 | 12.0018 | 12.0018 | 12.0018 | 13.9556 | 23.7978 | 1.1496 | 0.00258 | 0 | 0 | 0 | 0 | 0 | 0 | 0 | 0 | 0 | 0 | 0 | 0 | 0 | 0 | 0 | 0 | 4.4778 | 0 | -474.721 | 12.2377 | 0 | 71.9649 | 71.9217 | 28.4862 | 1042.968 | 21.4341 | 38.0469 | 1.6348 | 0.252 | 0 | 14.074 | 3.19 | 57.716 | 751.96 | 236.594 | -482.591 | 4.9748 | 1.885 | -2.67 | 9.1885 | 3.3014 | 2025-09-14 | 2025_09_14 Hr 01 | 51.064 | -2.7e-05 | -751.96 | -519.7324 | 240.3081 | 886.8689 | 70.284 | 12.3978 | 61.8336 | 37.2003 | 118.8992 | 84.2087 | 0 | 186.3232 | 269.8282 | 0 | 6.5271 | 46.06 | 234.2439 | 0 | 143.8865 | 0
2025_09_14 Hr 02 | 0 | 0 | 0 | 0 | 0 | 0 | 0 | 0 | 0 | 50.329 | 0 | 0.1008 | 53 | 0 | 93.1616 | 93.1616 | 269.8282 | 0 | 0.00123 | 0.058 | 0.04906 | 1.3332 | 0 | 0 | 0 | 0 | 0 | 0 | 0.0792 | 14.7392 | 6.5271 | 234.2439 | 0 | 0 | 0 | 0 | 5.3997 | 4.2217 | 0 | 0 | -9.7569 | 0.5759 | 6.9102 | 0.06 | -1 | -4.2 | 6.2106 | 0 | 0 | 8.6883 | 8.6883 | 8.6883 | 8.6883 | 10.1027 | 21.9024 | 1.1496 | 0.00258 | 0 | 0 | 0 | 0 | 0 | 0 | 0 | 0 | 0 | 0 | 0 | 0 | 0 | 0 | 0 | 0 | 4.2819 | 0 | -495.3638 | 12.2377 | 0 | 71.9649 | 71.9217 | 27.474 | 982.5144 | 20.3768 | 36.1701 | 1.6348 | 0.252 | 0 | 14.074 | 3.19 | 57.716 | 734.66 | 265.1362 | -503.2338 | 4.7572 | 1.885 | -2.67 | 8.7352 | 3.1386 | 2025-09-14 | 2025_09_14 Hr 02 | 46.8353 | -3e-05 | -734.66 | -505.1207 | 207.6247 | 855.5481 | 102.3764 | 12.3978 | 61.8336 | 31.7813 | 95.185 | 80.6585 | 0 | 186.3232 | 269.8282 | 0 | 6.5271 | 14.7392 | 234.2439 | 0 | 143.8865 | 0
2025_09_14 Hr 03 | 0 | 0 | 0 | 0 | 0 | 0 | 0 | 0 | 0 | 48.0691 | 0 | 0.1008 | 35 | 0 | 93.1616 | 93.1616 | 269.8282 | 0 | 0.00123 | 0.058 | 0.04906 | 1.3332 | 0 | 0 | 0 | 0 | 0 | 0 | 0.0792 | 15.1321 | 6.5271 | 234.2439 | 0 | 0 | 0 | 0 | 5.1572 | 2.9573 | 0 | 0 | -8.0929 | 0.5759 | 6.8021 | 0.06 | -1 | -4.2 | 6.1135 | 0 | 0 | 7.555 | 7.555 | 7.555 | 7.555 | 8.7849 | 36.7497 | 1.1496 | 0.00258 | 0 | 0 | 0 | 0 | 0 | 0 | 0 | 0 | 0 | 0 | 0 | 0 | 0 | 0 | 0 | 0 | 4.2149 | 0 | -517.1047 | 12.2377 | 0 | 71.9649 | 71.9217 | 33.981 | 972.9429 | 20.0152 | 35.5282 | 1.6348 | 0.252 | 0 | 14.074 | 3.19 | 57.716 | 707.1517 | 267.2763 | -524.9747 | 4.6828 | 1.885 | -2.67 | 8.5802 | 3.0829 | 2025-09-14 | 2025_09_14 Hr 03 | 48.0298 | -5.2e-05 | -707.1517 | -525.1976 | 196.4461 | 855.941 | 105.7307 | 12.3978 | 61.8336 | 29.9278 | 87.0741 | 79.4442 | 0 | 186.3232 | 269.8282 | 0 | 6.5271 | 15.1321 | 234.2439 | 0 | 143.8865 | 0
2025_09_14 Hr 04 | 0 | 0 | 0 | 0 | 0 | 0 | 0 | 0 | 0 | 47.0924 | 0 | 0.1008 | 40 | 0 | 93.1616 | 93.1616 | 269.8282 | 0 | 0.00123 | 0.058 | 0.04906 | 1.3332 | 0 | 0 | 0 | 0 | 0 | 0 | 0.0792 | 19.8309 | 6.5271 | 234.2439 | 0 | 0 | 0 | 0 | 5.0525 | 2.4109 | 0 | 1.2742 | -1.0132 | 0.5759 | 6.7553 | 0.06 | -1 | -4.2 | 6.0715 | 0 | 0 | 7.0652 | 7.0652 | 7.0652 | 7.0652 | 8.2153 | 46.6479 | 1.1496 | 0.00258 | 0 | 0 | 0 | 0 | 0 | 0 | 0 | 0 | 0 | 0 | 0 | 0 | 0 | 0 | 0 | 0 | 4.186 | 0 | -535.6941 | 12.2377 | 0 | 71.9649 | 71.9217 | 34.5594 | 973.3351 | 19.8589 | 35.2507 | 1.6348 | 0.252 | 0 | 14.074 | 3.19 | 57.716 | 712.26 | 282.2281 | -543.5641 | 4.6506 | 1.885 | -2.67 | 8.5132 | 3.0588 | 2025-09-14 | 2025_09_14 Hr 04 | 48.1095 | -2.4e-05 | -712.26 | -535.4331 | 191.6147 | 860.6398 | 121.2073 | 12.3978 | 61.8336 | 29.1268 | 83.5685 | 78.9194 | 0 | 186.3232 | 269.8282 | 0 | 6.5271 | 19.8309 | 234.2439 | 0 | 143.8865 | 0
2025_09_14 Hr 05 | 0 | 0 | 0 | 0 | 0 | 0 | 0 | 0 | 0 | 48.5862 | 0 | 0.1008 | 48 | 0 | 93.1616 | 93.1616 | 269.8282 | 0 | 0.00123 | 0.058 | 0.04906 | 1.3332 | 0 | 0 | 0 | 0 | 0 | 0 | 0.0792 | 29.2355 | 6.5271 | 234.2439 | 0 | 0 | 0 | 0 | 5.2127 | 3.2466 | 0 | 0.25701 | -8.4826 | 0.5759 | 6.8268 | 0.06 | -1 | -4.2 | 6.1357 | 0 | 0 | 7.8143 | 7.8143 | 7.8143 | 7.8143 | 9.0864 | 43.6995 | 1.1496 | 0.00258 | 0 | 0 | 0 | 0 | 0 | 0 | 0 | 0 | 0 | 0 | 0 | 0 | 0 | 0 | 0 | 0 | 4.2303 | 0 | -558.4725 | 12.2377 | 0 | 71.9649 | 71.9217 | 44.9706 | 989.3263 | 20.098 | 35.6751 | 1.6348 | 0.252 | 0 | 14.074 | 3.19 | 57.716 | 713.2516 | 298.4935 | -566.3425 | 4.6998 | 1.885 | -2.67 | 8.6157 | 3.0956 | 2025-09-14 | 2025_09_14 Hr 05 | 49.4474 | 4.15e-05 | -713.2516 | -566.6981 | 199.0039 | 870.0444 | 136.6701 | 12.3978 | 61.8336 | 30.3519 | 88.93 | 79.722 | 0 | 186.3232 | 269.8282 | 0 | 6.5271 | 29.2355 | 234.2439 | 0 | 143.8865 | 0
2025_09_14 Hr 06 | 0 | 0 | 0 | 0 | 0 | 0 | 0 | 0 | 0 | 52.9145 | 0 | 0.1008 | 57 | 0 | 93.1616 | 93.1616 | 269.8282 | 0 | 0.00123 | 0.058 | 0.04906 | 1.3332 | 0 | 0 | 0 | 0 | 0 | 0 | 0.0792 | 38.64 | 6.5271 | 234.2439 | 0 | 0 | 0 | 0 | 5.6771 | 5.6681 | 0 | 0 | -38.5729 | 0.5759 | 7.0338 | 0.06 | -1 | -4.2 | 6.3218 | 0 | 0 | 9.9849 | 9.9849 | 9.9849 | 9.9849 | 11.6104 | 37.6974 | 1.1496 | 0.00258 | 0 | 0 | 0 | 0 | 0 | 0 | 0 | 0 | 0 | 0 | 0 | 0 | 0 | 0 | 0 | 0 | 4.3586 | 0 | -552.5394 | 12.2377 | 0 | 71.9649 | 71.9217 | 56.9724 | 1017.815 | 20.7906 | 36.9045 | 1.6348 | 0.252 | 0 | 14.074 | 3.19 | 57.716 | 734.6517 | 315.8188 | -560.4094 | 4.8424 | 1.885 | -2.67 | 8.9126 | 3.2023 | 2025-09-14 | 2025_09_14 Hr 06 | 49.7022 | -6.6e-05 | -734.6517 | -591.1123 | 220.4139 | 879.4489 | 151.6698 | 12.3978 | 61.8336 | 33.9018 | 104.4645 | 82.0477 | 0 | 186.3232 | 269.8282 | 0 | 6.5271 | 38.64 | 234.2439 | 0 | 143.8865 | 0
2025_09_14 Hr 07 | 0 | 0 | 0 | 3.8572 | 3.8572 | 3.8572 | 3.8572 | 3.8012 | 3.8572 | 57.281 | 0 | 0.1008 | 59 | 0 | 93.1616 | 93.1616 | 262.3367 | 0 | 0.00123 | 0.058 | 0.04906 | 1.3332 | 0 | 0 | 0 | 0 | 0 | 0 | 0.0792 | 41.1033 | 6.5271 | 228.3633 | 0 | 0 | 0 | 0 | 6.1456 | 8.111 | 0 | 6.3814 | -11.9215 | 0.5759 | 7.2427 | 0 | -1 | -4.2 | 6.5095 | 0 | 0 | 12.1747 | 12.1747 | 12.1747 | 12.1747 | 14.1566 | 33.8013 | 1.1496 | 0.00258 | 0 | 0 | 0 | 0 | 0 | 0 | 0 | 0 | 0 | 0 | 0 | 0 | 0 | 0 | 0 | 0 | 4.488 | 0 | -585.3415 | 12.2377 | 0 | 69.2379 | 69.196 | 46.5612 | 1043.794 | 21.4893 | 38.1448 | 1.6348 | 0.252 | 0 | 14.074 | 3.19 | 57.716 | 750.9 | 305.8578 | -593.2115 | 4.9862 | 1.885 | -2.67 | 9.2121 | 3.3099 | 2025-09-14 | 2025_09_14 Hr 07 | 48.7366 | -1e-06 | -750.9 | -590.8816 | 242.0133 | 886.1745 | 139.3625 | 12.3978 | 61.8336 | 37.483 | 120.1364 | 84.3939 | 23.0871 | 186.3232 | 262.3367 | 0 | 6.5271 | 41.1033 | 228.3633 | 0 | 138.4339 | 0
2025_09_14 Hr 08 | 2.0696 | 0.000225 | 0.006345 | 3.8572 | 3.8572 | 3.8572 | 3.8572 | 3.8012 | 3.8572 | 63.8883 | 0 | 0.1008 | 39 | 0 | 93.1616 | 93.1616 | 262.3367 | 0 | 0.00123 | 0.058 | 0.04906 | 1.3332 | 0 | 0 | 0 | 0 | 0 | 0 | 0.0792 | 41.755 | 6.5271 | 228.3633 | 0 | 0 | 0 | 0 | 6.8545 | 11.8075 | 0 | 10.991 | -1.6039 | 0.5759 | 7.5588 | 0 | -1 | -4.2 | 6.7936 | 0 | 0 | 15.4882 | 15.4882 | 15.4882 | 15.4882 | 18.0095 | 18.8487 | 1.1496 | 0.00258 | 0 | 0 | 0 | 0 | 0 | 0 | 0 | 0 | 0 | 0 | 0 | 0 | 0 | 0 | 0 | 0 | 4.6839 | 0 | -537.1478 | 12.2377 | 0 | 69.7466 | 69.7047 | 39.042 | 1074.603 | 22.5466 | 40.0216 | 1.6348 | 0.252 | -2.0696 | 14.074 | 3.19 | 57.716 | 805.9083 | 269.006 | -547.0874 | 5.2038 | 1.885 | -2.67 | 9.6654 | 3.4728 | 2025-09-14 | 2025_09_14 Hr 08 | 58.5636 | 2.2e-05 | -805.9083 | -527.7606 | 274.6966 | 887.8437 | 96.8973 | 12.3978 | 61.8336 | 42.902 | 143.8506 | 87.9441 | 23.0871 | 186.3232 | 262.3367 | 0 | 6.5271 | 41.755 | 228.3633 | 0 | 139.4514 | 0
2025_09_14 Hr 09 | 3.6218 | 0.00129 | 0.036378 | 3.8572 | 3.8572 | 3.8572 | 3.8572 | 3.8012 | 3.8572 | 75.1111 | 0 | 0.1008 | 22 | 0 | 93.1616 | 93.1616 | 262.3367 | 0 | 0.00123 | 0.058 | 0.04906 | 1.3332 | 0 | 0 | 0 | 0 | 0 | 0 | 0.0792 | 45.9294 | 6.5271 | 228.3633 | 0 | 0 | 0 | 0 | 8.0585 | 18.0862 | 0 | 14.3246 | -5.7376 | 0.5759 | 8.0957 | 0 | -1 | -4.2 | 7.2761 | 0 | 0 | 21.1163 | 21.1163 | 21.1163 | 21.1163 | 24.5539 | 18.8487 | 1.1496 | 0.00258 | 0 | 0 | 0 | 0 | 0 | 0 | 0 | 0 | 0 | 0 | 0 | 0 | 0 | 0 | 0 | 0 | 5.0165 | 0 | -526.0782 | 12.2377 | 0 | 69.7466 | 69.7047 | 30.9444 | 1128.291 | 24.3425 | 43.2094 | 1.6348 | 0.252 | -3.6218 | 14.074 | 3.19 | 57.716 | 850.8 | 251.4918 | -537.57 | 5.5734 | 1.885 | -2.67 | 10.4352 | 3.7494 | 2025-09-14 | 2025_09_14 Hr 09 | 50.7991 | -1.1e-05 | -850.8 | -517.4912 | 330.2109 | 892.0181 | 71.8308 | 12.3978 | 61.8336 | 52.1064 | 184.1303 | 93.9742 | 23.0871 | 186.3232 | 262.3367 | 0 | 6.5271 | 45.9294 | 228.3633 | 0 | 139.4514 | 0
2025_09_14 Hr 10 | 7.2552 | 0.00312 | 0.087984 | 3.8572 | 3.8572 | 3.8572 | 3.8572 | 3.8012 | 3.8572 | 82.4653 | 0 | 0.1008 | 29 | 0 | 93.1616 | 93.1616 | 262.3367 | 0 | 0.00123 | 0.058 | 0.04906 | 1.3332 | 0 | 0 | 0 | 0 | 0 | 0 | 0.0792 | 15.197 | 6.5271 | 228.3633 | 0 | 0 | 0 | 0 | 8.8475 | 22.2006 | 0 | 57.5363 | 0 | 0.5759 | 8.4475 | 0 | -1 | -4.2 | 7.5923 | 0 | 0 | 24.8044 | 24.8044 | 24.8044 | 24.8044 | 28.8423 | 24.8508 | 1.1496 | 0.00258 | 0 | 0 | 0 | 0 | 0 | 0 | 0 | 0 | 0 | 0 | 0 | 0 | 0 | 0 | 0 | 0 | 5.2345 | 0 | -526.9225 | 12.2377 | 0 | 69.7466 | 69.7047 | 15.0384 | 1130.037 | 25.5193 | 45.2983 | 1.6348 | 0.252 | -7.2552 | 14.074 | 3.19 | 57.716 | 901.7 | 256.1746 | -542.0477 | 5.8156 | 1.885 | -2.67 | 10.9397 | 3.9307 | 2025-09-14 | 2025_09_14 Hr 10 | 48.4499 | 3e-06 | -901.7 | -469.3862 | 366.5889 | 861.2857 | 68.9803 | 12.3978 | 61.8336 | 58.138 | 210.5252 | 97.9257 | 23.0871 | 186.3232 | 262.3367 | 0 | 6.5271 | 15.197 | 228.3633 | 0 | 139.4514 | 0
2025_09_14 Hr 11 | 7.7792 | 0.00549 | 0.15482 | 3.8572 | 3.8572 | 3.8572 | 3.8572 | 3.8012 | 3.8572 | 88.0767 | 0 | 0.1008 | 22 | 0 | 93.1616 | 93.1616 | 262.3367 | 0 | 0.00123 | 0.058 | 0.04906 | 1.3332 | 0 | 0 | 0 | 0 | 0 | 0 | 0.0792 | 15.3924 | 6.5271 | 228.3633 | 0 | 0 | 0 | 0 | 9.4496 | 25.3399 | 0 | 71.1556 | 0 | 0.5759 | 8.7159 | 0 | -1 | -4.2 | 7.8336 | 0 | 0 | 27.6185 | 27.6185 | 27.6185 | 27.6185 | 32.1145 | 24.8508 | 1.1496 | 0.00258 | 0 | 0 | 0 | 0 | 0 | 0 | 0 | 0 | 0 | 0 | 0 | 0 | 0 | 0 | 0 | 0 | 5.4009 | 0 | -546.3026 | 12.2377 | 0 | 69.7466 | 69.7047 | 9.9774 | 1155.041 | 26.4173 | 46.8922 | 1.6348 | 0.252 | -7.7792 | 14.074 | 3.19 | 57.716 | 911.9 | 247.6551 | -561.9518 | 6.0004 | 1.885 | -2.67 | 11.3246 | 4.069 | 2025-09-14 | 2025_09_14 Hr 11 | 46.8731 | -1.1e-05 | -911.9 | -475.147 | 394.346 | 861.4811 | 56.9885 | 12.3978 | 61.8336 | 62.7402 | 230.665 | 100.9408 | 23.0871 | 186.3232 | 262.3367 | 0 | 6.5271 | 15.3924 | 228.3633 | 0 | 139.4514 | 0
2025_09_14 Hr 12 | 9.3298 | 0.00768 | 0.21658 | 0 | 0 | 0 | 0 | 0 | 0 | 88.1916 | 0 | 0.1008 | 21 | 0 | 93.1616 | 93.1616 | 262.3367 | 0 | 0.00123 | 0.058 | 0.04906 | 1.3332 | 0 | 0 | 0 | 0 | 0 | 0 | 0.0792 | 14.7392 | 6.5271 | 228.3633 | 0 | 0 | 0 | 0 | 9.4619 | 25.4042 | 0 | 55.883 | 0 | 0.5759 | 8.7214 | 0.06 | -1 | -4.2 | 7.8385 | 0 | 0 | 27.6761 | 27.6761 | 27.6761 | 27.6761 | 32.1815 | 22.8501 | 1.1496 | 0.00258 | 0 | 0 | 0 | 0 | 0 | 0 | 0 | 0 | 0 | 0 | 0 | 0 | 0 | 0 | 0 | 0 | 5.4043 | 0 | -477.5923 | 12.2377 | 0 | 62.0316 | 61.9925 | 12.4356 | 1116.442 | 26.4356 | 46.9248 | 1.6348 | 0.252 | -9.3298 | 14.074 | 3.19 | 57.716 | 926.26 | 248.7271 | -494.7921 | 6.0041 | 1.885 | -2.67 | 11.3325 | 4.0718 | 2025-09-14 | 2025_09_14 Hr 12 | 42.6206 | 1.4e-05 | -926.26 | -421.7092 | 394.9144 | 822.3135 | 56.51 | 12.3978 | 61.8336 | 62.8344 | 231.0775 | 101.0025 | 0 | 186.3232 | 262.3367 | 0 | 6.5271 | 14.7392 | 228.3633 | 0 | 124.024 | 0
2025_09_14 Hr 13 | 9.8522 | 0.00861 | 0.2428 | 0 | 0 | 0 | 0 | 0 | 0 | 92.6539 | 0 | 0.1008 | 23 | 0 | 93.1616 | 93.1616 | 262.3367 | 0 | 0.00123 | 0.058 | 0.04906 | 1.3332 | 0 | 0 | 0 | 0 | 0 | 0 | 0.0792 | 14.7392 | 6.5271 | 228.3633 | 0 | 0 | 0 | 0 | 9.9407 | 27.9007 | 0 | 53.2831 | 0 | 0.5759 | 8.9349 | 0.06 | -1 | -4.2 | 8.0304 | 0 | 0 | 29.9139 | 29.9139 | 29.9139 | 29.9139 | 34.7836 | 21.9024 | 1.1496 | 0.00258 | 0 | 0 | 0 | 0 | 0 | 0 | 0 | 0 | 0 | 0 | 0 | 0 | 0 | 0 | 0 | 0 | 5.5365 | 0 | -501.0574 | 12.2377 | 0 | 63.4744 | 63.4377 | 14.46 | 1139.032 | 27.1497 | 48.1923 | 1.6348 | 0.252 | -9.8522 | 14.074 | 3.19 | 57.716 | 928.26 | 254.7247 | -518.7795 | 6.1511 | 1.885 | -2.67 | 11.6386 | 4.1818 | 2025-09-14 | 2025_09_14 Hr 13 | 42.0359 | 7e-06 | -928.26 | -447.7743 | 416.9875 | 825.2016 | 59.6138 | 12.3978 | 61.8336 | 66.4942 | 247.0931 | 103.4002 | 0 | 186.3232 | 262.3367 | 0 | 6.5271 | 14.7392 | 228.3633 | 0 | 126.9121 | 0
2025_09_14 Hr 14 | 8.8207 | 0.009165 | 0.25845 | 0 | 0 | 0 | 0 | 0 | 0 | 93.9179 | 0 | 0.1008 | 22 | 0 | 93.1616 | 93.1616 | 262.3367 | 0 | 0.00123 | 0.058 | 0.04906 | 1.3332 | 0 | 0 | 0 | 0 | 0 | 0 | 0.0792 | 14.7392 | 6.5271 | 228.3633 | 0 | 0 | 0 | 0 | 10.0763 | 28.6078 | 0 | 60.1596 | 0 | 0.5759 | 8.9953 | 0.06 | -1 | -4.2 | 8.0847 | 0 | 0 | 30.5478 | 30.5478 | 30.5478 | 30.5478 | 35.5207 | 17.901 | 1.1496 | 0.00258 | 0 | 0 | 0 | 0 | 0 | 0 | 0 | 0 | 0 | 0 | 0 | 0 | 0 | 0 | 0 | 0 | 5.574 | 0 | -491.349 | 12.2377 | 0 | 60.3665 | 60.3312 | 13.014 | 1138.406 | 27.352 | 48.5514 | 1.6348 | 0.252 | -8.8207 | 14.074 | 3.19 | 57.716 | 938.4517 | 247.9256 | -508.0397 | 6.1927 | 1.885 | -2.67 | 11.7253 | 4.213 | 2025-09-14 | 2025_09_14 Hr 14 | 41.9483 | -5.7e-05 | -938.4517 | -431.1894 | 423.2399 | 818.9871 | 53.1826 | 12.3978 | 61.8336 | 67.5309 | 251.6297 | 104.0794 | 0 | 186.3232 | 262.3367 | 0 | 6.5271 | 14.7392 | 228.3633 | 0 | 120.6977 | 0
2025_09_14 Hr 15 | 6.2088 | 0.008895 | 0.25084 | 0 | 0 | 0 | 0 | 0 | 0 | 93.8987 | 0 | 0.1008 | 15 | 0 | 93.1616 | 93.1616 | 262.3367 | 0 | 0.00123 | 0.058 | 0.04906 | 1.3332 | 0 | 0 | 0 | 0 | 0 | 0 | 0.0792 | 14.7392 | 6.5271 | 228.3633 | 0 | 0 | 0 | 0 | 10.0742 | 28.5971 | 0 | 62.3715 | 0 | 0.5759 | 8.9944 | 0.06 | -1 | -4.2 | 8.0839 | 0 | 0 | 30.5382 | 30.5382 | 30.5382 | 30.5382 | 35.5095 | 16.848 | 1.1496 | 0.00258 | 0 | 0 | 0 | 0 | 0 | 0 | 0 | 0 | 0 | 0 | 0 | 0 | 0 | 0 | 0 | 0 | 5.5734 | 0 | -469.1512 | 12.2377 | 0 | 61.9207 | 61.8845 | 9.9774 | 1141.422 | 27.3489 | 48.5459 | 1.6348 | 0.252 | -6.2088 | 14.074 | 3.19 | 57.716 | 954.7767 | 234.2135 | -483.23 | 6.1921 | 1.885 | -2.67 | 11.724 | 4.2125 | 2025-09-14 | 2025_09_14 Hr 15 | 41.9961 | -3.1e-05 | -954.7767 | -406.7797 | 423.1452 | 822.0946 | 42.0851 | 12.3978 | 61.8336 | 67.5152 | 251.561 | 104.0691 | 0 | 186.3232 | 262.3367 | 0 | 6.5271 | 14.7392 | 228.3633 | 0 | 123.8051 | 0
2025_09_14 Hr 16 | 5.6897 | 0.00441 | 0.12436 | 3.8572 | 3.8572 | 3.8572 | 3.8572 | 3.8012 | 3.8572 | 94.1668 | 0 | 0.1008 | 9 | 0 | 93.1616 | 93.1616 | 262.3367 | 0 | 0.00123 | 0.058 | 0.04906 | 1.3332 | 0 | 0 | 0 | 0 | 0 | 0 | 0.0792 | 15.7196 | 6.5271 | 228.3633 | 0 | 0 | 0 | 0 | 10.103 | 28.7471 | 0 | 71.5523 | 0 | 0.5759 | 9.0072 | 0 | -1 | -4.2 | 8.0954 | 0 | 0 | 30.6727 | 30.6727 | 30.6727 | 30.6727 | 35.6659 | 4.9491 | 1.1496 | 0.00258 | 0 | 0 | 0 | 0 | 0 | 0 | 0 | 0 | 0 | 0 | 0 | 0 | 0 | 0 | 0 | 0 | 5.5814 | 0 | -481.3492 | 12.2377 | 0 | 63.5862 | 63.5457 | 12.4356 | 1169.872 | 27.3918 | 48.6221 | 1.6348 | 0.252 | -5.6897 | 14.074 | 3.19 | 57.716 | 964.9083 | 218.3934 | -494.9089 | 6.2009 | 1.885 | -2.67 | 11.7424 | 4.2191 | 2025-09-14 | 2025_09_14 Hr 16 | 45.3806 | 1.9e-05 | -964.9083 | -409.7969 | 424.4715 | 849.4889 | 26.5135 | 12.3978 | 61.8336 | 67.735 | 252.5233 | 104.2131 | 23.0871 | 186.3232 | 262.3367 | 0 | 6.5271 | 15.7196 | 228.3633 | 0 | 127.1319 | 0
2025_09_14 Hr 17 | 3.1011 | 0.006705 | 0.18908 | 3.8572 | 3.8572 | 3.8572 | 3.8572 | 3.8012 | 3.8572 | 99.3952 | 0 | 0.1008 | 5 | 0 | 93.1616 | 93.1616 | 262.3367 | 0 | 0.00123 | 0.058 | 0.04906 | 1.3332 | 0 | 0 | 0 | 0 | 0 | 0 | 0.0792 | 16.1113 | 6.5271 | 228.3633 | 0 | 0 | 0 | 0 | 10.6639 | 31.6722 | 0 | 78.4078 | 0 | 0.5759 | 9.2573 | 0 | -1 | -4.2 | 8.3202 | 0 | 0 | 33.2946 | 33.2946 | 33.2946 | 33.2946 | 38.7147 | 7.8975 | 1.1496 | 0.00258 | 0 | 0 | 0 | 0 | 0 | 0 | 0 | 0 | 0 | 0 | 0 | 0 | 0 | 0 | 0 | 0 | 5.7364 | 0 | -503.4497 | 12.2377 | 0 | 61.9198 | 61.8845 | 17.9304 | 1190.053 | 28.2285 | 50.1072 | 1.6348 | 0.252 | -3.1011 | 14.074 | 3.19 | 57.716 | 977.1 | 223.0595 | -514.4208 | 6.3731 | 1.885 | -2.67 | 12.1011 | 4.348 | 2025-09-14 | 2025_09_14 Hr 17 | 45.4187 | -9e-06 | -977.1 | -425.0419 | 450.334 | 846.5529 | 31.0237 | 12.3978 | 61.8336 | 72.0231 | 271.2884 | 107.0224 | 23.0871 | 186.3232 | 262.3367 | 0 | 6.5271 | 16.1113 | 228.3633 | 0 | 123.8043 | 0
2025_09_14 Hr 18 | 1.5505 | 0.00576 | 0.16243 | 3.8572 | 3.8572 | 3.8572 | 3.8572 | 3.8012 | 3.8572 | 100.4485 | 0 | 0.1008 | 4 | 0 | 93.1616 | 93.1616 | 262.3367 | 0 | 0.00123 | 0.058 | 0.04906 | 1.3332 | 0 | 0 | 0 | 0 | 0 | 0 | 0.0792 | 16.5682 | 6.5271 | 228.3633 | 0 | 0 | 0 | 0 | 10.7769 | 32.2615 | 0 | 86.0939 | 0 | 0.5759 | 9.3077 | 0 | -1 | -4.2 | 8.3655 | 0 | 0 | 33.8229 | 33.8229 | 33.8229 | 33.8229 | 39.3289 | 12.9519 | 1.1496 | 0.00258 | 0 | 0 | 0 | 0 | 0 | 0 | 0 | 0 | 0 | 0 | 0 | 0 | 0 | 0 | 0 | 0 | 5.7676 | 0 | -497.2561 | 12.2377 | 0 | 63.5857 | 63.5457 | 19.521 | 1198.455 | 28.397 | 50.4064 | 1.6348 | 0.252 | -1.5505 | 14.074 | 3.19 | 57.716 | 1005.592 | 227.719 | -506.6766 | 6.4078 | 1.885 | -2.67 | 12.1733 | 4.3739 | 2025-09-14 | 2025_09_14 Hr 18 | 46.3186 | -0.000394 | -1005.592 | -411.1622 | 455.5443 | 850.337 | 36.6411 | 12.3978 | 61.8336 | 72.887 | 275.0689 | 107.5884 | 23.0871 | 186.3232 | 262.3367 | 0 | 6.5271 | 16.5682 | 228.3633 | 0 | 127.1315 | 0
2025_09_14 Hr 19 | 1.5489 | 0.003735 | 0.10533 | 3.8572 | 3.8572 | 3.8572 | 3.8572 | 3.8012 | 3.8572 | 101.0614 | 0 | 0.1008 | 4 | 0 | 93.1616 | 93.1616 | 262.3367 | 0 | 0.00123 | 0.058 | 0.04906 | 1.3332 | 0 | 0 | 0 | 0 | 0 | 0 | 0.0792 | 19.835 | 6.5271 | 228.3633 | 0 | 0 | 0 | 0 | 10.8427 | 32.6043 | 0 | 72.0833 | 0 | 0.5759 | 9.3371 | 0 | -1 | -4.2 | 8.3918 | 0 | 0 | 34.1302 | 34.1302 | 34.1302 | 34.1302 | 39.6863 | 11.8989 | 1.1496 | 0.00258 | 0 | 0 | 0 | 0 | 0 | 0 | 0 | 0 | 0 | 0 | 0 | 0 | 0 | 0 | 0 | 0 | 5.7858 | 0 | -488.8931 | 12.2377 | 0 | 69.7466 | 69.7047 | 21.9792 | 1216.687 | 28.4951 | 50.5805 | 1.6348 | 0.252 | -1.5489 | 14.074 | 3.19 | 57.716 | 1019.908 | 229.4498 | -498.312 | 6.428 | 1.885 | -2.67 | 12.2154 | 4.389 | 2025-09-14 | 2025_09_14 Hr 19 | 49.9739 | 0.000329 | -1019.908 | -416.8098 | 458.5759 | 865.9237 | 37.9872 | 12.3978 | 61.8336 | 73.3896 | 277.2685 | 107.9177 | 23.0871 | 186.3232 | 262.3367 | 0 | 6.5271 | 19.835 | 228.3633 | 0 | 139.4514 | 0
2025_09_14 Hr 20 | 0 | 0.001575 | 0.044415 | 3.8572 | 3.8572 | 3.8572 | 3.8572 | 3.8012 | 3.8572 | 103.3979 | 0 | 0.1008 | 4 | 0 | 93.1616 | 93.1616 | 262.3367 | 0 | 0.00123 | 0.058 | 0.04906 | 1.3332 | 0 | 0 | 0 | 0 | 0 | 0 | 0.0792 | 14.7392 | 6.5271 | 228.3633 | 0 | 0 | 0 | 0 | 11.0934 | 33.9115 | 0 | 45.4776 | 0 | 0.5759 | 9.4488 | 0 | -1 | -4.2 | 8.4923 | 0 | 0 | 35.3019 | 35.3019 | 35.3019 | 35.3019 | 41.0488 | 16.848 | 1.1496 | 0.00258 | 0 | 0 | 0 | 0 | 0 | 0 | 0 | 0 | 0 | 0 | 0 | 0 | 0 | 0 | 0 | 0 | 5.855 | 0 | -452.4066 | 12.2377 | 0 | 69.7466 | 69.7047 | 16.0506 | 1221.833 | 28.869 | 51.2441 | 1.6348 | 0.252 | 0 | 14.074 | 3.19 | 57.716 | 1035.208 | 228.1747 | -460.2766 | 6.5049 | 1.885 | -2.67 | 12.3756 | 4.4466 | 2025-09-14 | 2025_09_14 Hr 20 | 44.1366 | 0.000338 | -1035.208 | -406.929 | 470.1334 | 860.8279 | 36.9446 | 12.3978 | 61.8336 | 75.3059 | 285.6544 | 109.1731 | 23.0871 | 186.3232 | 262.3367 | 0 | 6.5271 | 14.7392 | 228.3633 | 0 | 139.4514 | 0
2025_09_14 Hr 21 | 0 | 0.00033 | 0.009306 | 0 | 0 | 0 | 0 | 0 | 0 | 95.201 | 0 | 0.1008 | 4 | 0 | 93.1616 | 93.1616 | 262.3367 | 0 | 0.00123 | 0.058 | 0.04906 | 1.3332 | 0 | 0 | 0 | 0 | 0 | 0 | 0.0792 | 14.7392 | 6.5271 | 228.3633 | 0 | 0 | 0 | 0 | 10.2139 | 29.3257 | 0 | 54.3034 | 0 | 0.5759 | 9.0567 | 0.06 | -1 | -4.2 | 8.1399 | 0 | 0 | 31.1913 | 31.1913 | 31.1913 | 31.1913 | 36.2689 | 21.9024 | 1.1496 | 0.00258 | 0 | 0 | 0 | 0 | 0 | 0 | 0 | 0 | 0 | 0 | 0 | 0 | 0 | 0 | 0 | 0 | 5.612 | 0 | -430.1948 | 12.2377 | 0 | 68.2204 | 68.1785 | 6.9408 | 1159.516 | 27.5573 | 48.9158 | 1.6348 | 0.252 | 0 | 14.074 | 3.19 | 57.716 | 995.4683 | 219.7137 | -438.0648 | 6.235 | 1.885 | -2.67 | 11.8133 | 4.2446 | 2025-09-14 | 2025_09_14 Hr 21 | 43.5234 | 1.4e-05 | -995.4683 | -375.8914 | 429.5871 | 834.6883 | 32.8528 | 12.3978 | 61.8336 | 68.5832 | 256.2351 | 104.7688 | 0 | 186.3232 | 262.3367 | 0 | 6.5271 | 14.7392 | 228.3633 | 0 | 136.3989 | 0
2025_09_14 Hr 22 | 0 | 0 | 0 | 0 | 0 | 0 | 0 | 0 | 0 | 85.4912 | 0 | 0.1008 | 6 | 0 | 93.1616 | 93.1616 | 262.3367 | 0 | 0.00123 | 0.058 | 0.04906 | 1.3332 | 0 | 0 | 0 | 0 | 0 | 0 | 0.0792 | 14.7392 | 6.5271 | 228.3633 | 0 | 0 | 0 | 0 | 9.1722 | 23.8935 | 0 | 49.5164 | 0 | 0.5759 | 8.5922 | 0.06 | -1 | -4.2 | 7.7224 | 0 | 0 | 26.3219 | 26.3219 | 26.3219 | 26.3219 | 30.6068 | 18.8487 | 1.1496 | 0.00258 | 0 | 0 | 0 | 0 | 0 | 0 | 0 | 0 | 0 | 0 | 0 | 0 | 0 | 0 | 0 | 0 | 5.3242 | 0 | -452.0564 | 12.2377 | 0 | 66.6941 | 66.6522 | 12.4356 | 1113.641 | 26.0035 | 46.1578 | 1.6348 | 0.252 | 0 | 14.074 | 3.19 | 57.716 | 922.1683 | 218.9373 | -459.9264 | 5.9152 | 1.885 | -2.67 | 11.1473 | 4.0053 | 2025-09-14 | 2025_09_14 Hr 22 | 43.2208 | 8e-06 | -922.1683 | -402.5401 | 381.5569 | 831.6358 | 37.2843 | 12.3978 | 61.8336 | 60.6197 | 221.3856 | 99.5516 | 0 | 186.3232 | 262.3367 | 0 | 6.5271 | 14.7392 | 228.3633 | 0 | 133.3464 | 0
2025_09_14 Hr 23 | 0 | 0 | 0 | 0 | 0 | 0 | 0 | 0 | 0 | 72.5065 | 0 | 0.1008 | 27 | 0 | 93.1616 | 93.1616 | 269.8282 | 0 | 0.00123 | 0.058 | 0.04906 | 1.3332 | 0 | 0 | 0 | 0 | 0 | 0 | 0.0792 | 19.8338 | 6.5271 | 234.2439 | 0 | 0 | 0 | 0 | 7.7791 | 16.629 | 0 | 12.4665 | 0 | 0.5759 | 7.9711 | 0.06 | -1 | -4.2 | 7.1641 | 0 | 0 | 19.8101 | 19.8101 | 19.8101 | 19.8101 | 23.035 | 25.7985 | 1.1496 | 0.00258 | 0 | 0 | 0 | 0 | 0 | 0 | 0 | 0 | 0 | 0 | 0 | 0 | 0 | 0 | 0 | 0 | 4.9393 | 0 | -495.3188 | 12.2377 | 0 | 71.9649 | 71.9217 | 19.521 | 1085.395 | 23.9257 | 42.4695 | 1.6348 | 0.252 | 0 | 14.074 | 3.19 | 57.716 | 841.6683 | 246.9956 | -503.1888 | 5.4876 | 1.885 | -2.67 | 10.2565 | 3.6852 | 2025-09-14 | 2025_09_14 Hr 23 | 49.7261 | -1.2e-05 | -841.6683 | -482.8523 | 317.327 | 860.6427 | 72.3195 | 12.3978 | 61.8336 | 49.9702 | 174.7821 | 92.5747 | 0 | 186.3232 | 269.8282 | 0 | 6.5271 | 19.8338 | 234.2439 | 0 | 143.8865 | 0
2025_09_14 Hr 24 | 0 | 0 | 0 | 0 | 0 | 0 | 0 | 0 | 0 | 57.1469 | 0 | 0.1008 | 47 | 0 | 93.1616 | 93.1616 | 269.8282 | 0 | 0.00123 | 0.058 | 0.04906 | 1.3332 | 0 | 0 | 0 | 0 | 0 | 0 | 0.0792 | 14.7392 | 0 | 234.2439 | 0 | 0 | 0 | 0 | 6.1312 | 8.036 | 0 | 6.8576 | -0.50364 | 0.5759 | 7.2363 | 0.06 | -1 | -4.2 | 6.5038 | 0 | 0 | 12.1075 | 12.1075 | 12.1075 | 12.1075 | 14.0785 | 28.8522 | 1.1496 | 0.00258 | 0 | 0 | 0 | 0 | 0 | 0 | 0 | 0 | 0 | 0 | 0 | 0 | 0 | 0 | 0 | 0 | 4.484 | 0 | -491.1175 | 12.2377 | 0 | 71.9649 | 71.9217 | 32.9688 | 1006.049 | 21.4679 | 38.1067 | 1.6348 | 0.252 | 0 | 14.074 | 3.19 | 57.716 | 788.66 | 275.2442 | -498.9875 | 4.9817 | 1.885 | -2.67 | 9.2029 | 3.3066 | 2025-09-14 | 2025_09_14 Hr 24 | 44.6533 | -1.7e-05 | -788.66 | -484.7636 | 241.3502 | 849.021 | 108.821 | 12.3978 | 61.8336 | 37.373 | 119.6553 | 84.3218 | 0 | 186.3232 | 269.8282 | 0 | 0 | 14.7392 | 234.2439 | 0 | 143.8865 | 0
2025_09_15 Hr 01 | 0 | 0 | 0 | 0 | 0 | 0 | 0 | 0 | 0 | 49.522 | 0 | 0.1008 | 42 | 0 | 93.1616 | 93.1616 | 269.8282 | 0 | 0.00123 | 0.058 | 0.04906 | 1.3332 | 0 | 0 | 0 | 0 | 0 | 0 | 0.0792 | 14.7392 | 0 | 234.2439 | 0 | 0 | 0 | 0 | 4.9675 | 2.4921 | 0 | 10.3051 | -0.38768 | 0.5759 | 6.8188 | 0.06 | -1 | -4.2 | 6.1446 | 0 | 0 | 7.578 | 7.578 | 7.578 | 7.578 | 8.8116 | 32.7483 | 1.1496 | 0.00258 | 0 | 0 | 0 | 0 | 0 | 0 | 0 | 0 | 0 | 0 | 0 | 0 | 0 | 0 | 0 | 0 | 4.2336 | 0 | -509.5616 | 12.7788 | 0 | 70.3901 | 70.3469 | 52.056 | 963.8867 | 20.8015 | 36.8895 | 1.6348 | 0.252 | 0 | 14.074 | 3.19 | 57.716 | 747.86 | 291.4875 | -517.4316 | 4.7131 | 1.885 | -2.67 | 8.9109 | 3.2012 | 2025-09-15 | 2025_09_15 Hr 01 | 42.7391 | -2.2e-05 | -747.86 | -499.6442 | 200.597 | 845.8714 | 126.8043 | 12.3978 | 61.8336 | 29.3698 | 88.6455 | 82.5818 | 0 | 186.3232 | 269.8282 | 0 | 0 | 14.7392 | 234.2439 | 0 | 140.737 | 0
2025_09_15 Hr 02 | 0 | 0 | 0 | 0 | 0 | 0 | 0 | 0 | 0 | 45.6124 | 0 | 0.1008 | 52 | 0 | 93.1616 | 93.1616 | 269.8282 | 0 | 0.00123 | 0.058 | 0.04906 | 1.3332 | 0 | 0 | 0 | 0 | 0 | 0 | 0.0792 | 14.7392 | 0 | 234.2439 | 0 | 0 | 0 | 0 | 4.5753 | 0.52332 | 0 | 12.4758 | -0.070202 | 0.5759 | 6.6385 | 0.16333 | -1 | -4.2 | 5.9821 | 0 | 0 | 5.6095 | 5.6095 | 5.6095 | 5.6095 | 6.5226 | 28.8522 | 1.1496 | 0.00258 | 0 | 0 | 0 | 0 | 0 | 0 | 0 | 0 | 0 | 0 | 0 | 0 | 0 | 0 | 0 | 0 | 4.1217 | 0 | -529.1523 | 12.7788 | 0 | 70.3901 | 70.3469 | 65.9376 | 946.8737 | 20.1757 | 35.7797 | 1.6348 | 0.252 | 0 | 14.074 | 3.19 | 57.716 | 731.63 | 309.373 | -537.0223 | 4.5885 | 1.885 | -2.67 | 8.6428 | 3.1049 | 2025-09-15 | 2025_09_15 Hr 02 | 42.7391 | -2.235e-05 | -731.63 | -516.7467 | 181.4841 | 845.8714 | 146.7898 | 12.3978 | 61.8336 | 26.4294 | 74.5729 | 80.4818 | 0 | 186.3232 | 269.8282 | 0 | 0 | 14.7392 | 234.2439 | 0 | 140.737 | 0
2025_09_15 Hr 03 | 0 | 0 | 0 | 0 | 0 | 0 | 0 | 0 | 0 | 44.2517 | 0 | 0.1008 | 47 | 0 | 93.1616 | 93.1616 | 269.8282 | 0 | 0.00123 | 0.058 | 0.04906 | 1.3332 | 0 | 0 | 0 | 0 | 0 | 0 | 0.0792 | 19.8309 | 0 | 234.2439 | 0 | 0 | 0 | 0 | 4.4388 | 0 | 0 | 3.3025 | -0.25953 | 0.5759 | 6.5757 | 0.37 | -1 | -4.2 | 5.9256 | 0 | 0 | 4.9243 | 4.9243 | 4.9243 | 4.9243 | 5.726 | 29.7999 | 1.1496 | 0.00258 | 0 | 0 | 0 | 0 | 0 | 0 | 0 | 0 | 0 | 0 | 0 | 0 | 0 | 0 | 0 | 0 | 4.0827 | 0 | -543.2512 | 12.7788 | 0 | 71.9649 | 71.9217 | 68.5404 | 949.3556 | 19.9579 | 35.3935 | 1.6348 | 0.252 | 0 | 14.074 | 3.19 | 57.716 | 708.47 | 307.1926 | -551.1212 | 4.5451 | 1.885 | -2.67 | 8.5495 | 3.0713 | 2025-09-15 | 2025_09_15 Hr 03 | 42.5002 | -2.76e-05 | -708.47 | -540.2083 | 174.9939 | 854.1127 | 145.3403 | 12.3978 | 61.8336 | 25.5679 | 69.675 | 79.751 | 0 | 186.3232 | 269.8282 | 0 | 0 | 19.8309 | 234.2439 | 0 | 143.8865 | 0
2025_09_15 Hr 04 | 0 | 0 | 0 | 0 | 0 | 0 | 0 | 0 | 0 | 44.6542 | 0 | 0.1008 | 35 | 0 | 93.1616 | 93.1616 | 269.8282 | 0 | 0.00123 | 0.058 | 0.04906 | 1.3332 | 0 | 0 | 0 | 0 | 0 | 0 | 0.0792 | 29.2325 | 0 | 234.2439 | 0 | 0 | 0 | 0 | 4.4792 | 0.1779 | 0 | 12.2894 | -2.7317 | 0.5759 | 6.5943 | 0.26667 | -1 | -4.2 | 5.9423 | 0 | 0 | 5.127 | 5.127 | 5.127 | 5.127 | 5.9616 | 27.7992 | 1.1496 | 0.00258 | 0 | 0 | 0 | 0 | 0 | 0 | 0 | 0 | 0 | 0 | 0 | 0 | 0 | 0 | 0 | 0 | 4.0942 | 0 | -514.1923 | 12.7788 | 0 | 63.0707 | 63.0318 | 65.5038 | 942.6998 | 20.0223 | 35.5077 | 1.6348 | 0.252 | 0 | 14.074 | 3.19 | 57.716 | 720.5667 | 290.3715 | -522.0623 | 4.5579 | 1.885 | -2.67 | 8.5771 | 3.0813 | 2025-09-15 | 2025_09_15 Hr 04 | 42.7471 | -6e-05 | -720.5667 | -504.6346 | 176.9366 | 845.7303 | 128.303 | 12.3978 | 61.8336 | 25.8458 | 71.1237 | 79.9672 | 0 | 186.3232 | 269.8282 | 0 | 0 | 29.2325 | 234.2439 | 0 | 126.1025 | 0
2025_09_15 Hr 05 | 0 | 0 | 0 | 0 | 0 | 0 | 0 | 0 | 0 | 51.8601 | 0 | 0.1008 | 23 | 0 | 93.1616 | 93.1616 | 269.8282 | 0 | 0.00123 | 0.058 | 0.04906 | 1.3332 | 0 | 0 | 0 | 0 | 0 | 0 | 0.0792 | 38.6346 | 0 | 234.2439 | 0 | 0 | 0 | 0 | 5.202 | 3.7075 | 0 | 1.0774 | -28.1549 | 0.5759 | 6.9267 | 0.06 | -1 | -4.2 | 6.2418 | 0 | 0 | 8.7552 | 8.7552 | 8.7552 | 8.7552 | 10.1805 | 28.8522 | 1.1496 | 0.00258 | 0 | 0 | 0 | 0 | 0 | 0 | 0 | 0 | 0 | 0 | 0 | 0 | 0 | 0 | 0 | 0 | 4.3006 | 0 | -490.9113 | 12.7788 | 0 | 71.44 | 71.3967 | 62.0334 | 1000.094 | 21.1757 | 37.5532 | 1.6348 | 0.252 | 0 | 14.074 | 3.19 | 57.716 | 754.06 | 279.8246 | -498.7813 | 4.7877 | 1.885 | -2.67 | 9.0712 | 3.2588 | 2025-09-15 | 2025_09_15 Hr 05 | 66.576 | -2.1e-05 | -754.06 | -517.9889 | 212.0653 | 871.8666 | 113.8856 | 12.3978 | 61.8336 | 31.1662 | 97.0615 | 83.8377 | 0 | 186.3232 | 269.8282 | 0 | 0 | 38.6346 | 234.2439 | 0 | 142.8367 | 0
2025_09_15 Hr 06 | 0 | 0 | 0 | 0 | 0 | 0 | 0 | 0 | 0 | 66.8277 | 0 | 0.1008 | 21 | 0 | 93.1616 | 93.1616 | 269.8282 | 0 | 0.00123 | 0.058 | 0.04906 | 1.3332 | 0 | 0 | 0 | 0 | 0 | 0 | 0.0792 | 16.1117 | 0 | 234.2439 | 0 | 0 | 0 | 0 | 6.7034 | 11.4877 | 0 | 9.3013 | -24.738 | 0.5759 | 7.6171 | 0.06 | -1 | -4.2 | 6.864 | 0 | 0 | 16.2916 | 16.2916 | 16.2916 | 16.2916 | 18.9437 | 25.7985 | 1.1496 | 0.00258 | 0 | 0 | 0 | 0 | 0 | 0 | 0 | 0 | 0 | 0 | 0 | 0 | 0 | 0 | 0 | 0 | 4.7292 | 0 | -467.5536 | 12.7788 | 0 | 64.5345 | 64.4948 | 72.4446 | 1029.14 | 23.5715 | 41.8019 | 1.6348 | 0.252 | 0 | 14.074 | 3.19 | 57.716 | 831.5016 | 293.2217 | -475.4236 | 5.2648 | 1.885 | -2.67 | 10.0976 | 3.6274 | 2025-09-15 | 2025_09_15 Hr 06 | 44.9848 | 1.8e-05 | -831.5016 | -482.9902 | 285.481 | 835.5364 | 119.2431 | 12.3978 | 61.8336 | 42.6662 | 150.9376 | 91.8772 | 0 | 186.3232 | 269.8282 | 0 | 0 | 16.1117 | 234.2439 | 0 | 129.0294 | 0
2025_09_15 Hr 07 | 0 | 0 | 0 | 3.8572 | 3.8572 | 3.8572 | 3.8572 | 3.8012 | 3.8572 | 82.0445 | -14.5 | 0.1008 | 21 | 0 | 93.1616 | 93.1616 | 262.3367 | 0 | 0.00123 | 0.058 | 0.04906 | 1.3332 | 0 | 0 | 0 | 0 | 0 | 0 | 0.0792 | 14.8049 | 6.5271 | 228.3633 | 0 | 0 | 0 | 0 | 8.2298 | 19.3975 | 0 | 43.8975 | -4.2053 | 0.5759 | 8.3189 | 0 | -1 | -4.2 | 7.4965 | 0 | 0 | 23.9533 | 23.9533 | 23.9533 | 23.9533 | 27.8527 | 32.7483 | 1.1496 | 0.00258 | 0 | 0 | 0 | 0 | 0 | 0 | 0 | 0 | 0 | 0 | 0 | 0 | 0 | 0 | 0 | 0 | 5.165 | 0 | -501.9406 | 12.7788 | 0 | 69.7466 | 69.7047 | 54.948 | 1120.962 | 26.0072 | 46.1214 | 1.6348 | 0.252 | 0 | 14.074 | 3.19 | 57.716 | 927.1917 | 290.8482 | -524.3106 | 5.75 | 1.885 | -2.67 | 11.141 | 4.0023 | 2025-09-15 | 2025_09_15 Hr 07 | 44.9627 | -1.5e-05 | -927.1917 | -462.2484 | 345.6188 | 860.8936 | 108.6963 | 12.3978 | 61.8336 | 54.3577 | 205.7106 | 85.5506 | 23.0871 | 186.3232 | 262.3367 | 0 | 6.5271 | 14.8049 | 228.3633 | 0 | 139.4514 | 0
2025_09_15 Hr 08 | 4.1442 | 0.00012 | 0.003384 | 3.8572 | 3.8572 | 3.8572 | 3.8572 | 3.8012 | 3.8572 | 92.3743 | -14.5 | 0.1008 | 25 | 0 | 93.1616 | 93.1616 | 262.3367 | 0 | 0.00123 | 0.058 | 0.04906 | 1.3332 | 0 | 0 | 0 | 0 | 0 | 0 | 0.0792 | 14.7392 | 6.5271 | 228.3633 | 0 | 0 | 0 | 0 | 9.2659 | 24.767 | 0 | 71.1943 | 0 | 0.5759 | 8.7954 | 0 | -1 | -4.2 | 7.9258 | 0 | 0 | 29.1545 | 29.1545 | 29.1545 | 29.1545 | 33.9005 | 33.8013 | 1.1496 | 0.00258 | 0 | 0 | 0 | 0 | 0 | 0 | 0 | 0 | 0 | 0 | 0 | 0 | 0 | 0 | 0 | 0 | 5.4609 | 0 | -522.9669 | 12.7788 | 0 | 60.4215 | 60.3852 | 62.4672 | 1147.374 | 27.6606 | 49.0536 | 1.6348 | 0.252 | -4.1442 | 14.074 | 3.19 | 57.716 | 982.2 | 313.1132 | -549.4811 | 6.0793 | 1.885 | -2.67 | 11.8492 | 4.2567 | 2025-09-15 | 2025_09_15 Hr 08 | 40.9403 | 2e-06 | -982.2 | -451.7726 | 396.286 | 842.1833 | 121.272 | 12.3978 | 61.8336 | 62.2943 | 242.8927 | 91.099 | 23.0871 | 186.3232 | 262.3367 | 0 | 6.5271 | 14.7392 | 228.3633 | 0 | 120.8067 | 0
2025_09_15 Hr 09 | 10.887 | 0.0006 | 0.01692 | 3.8572 | 3.8572 | 3.8572 | 3.8572 | 3.8012 | 3.8572 | 93.275 | -14.5 | 0.1008 | 20 | 0 | 93.1616 | 93.1616 | 262.3367 | 0 | 0.00123 | 0.058 | 0.04906 | 1.3332 | 0 | 0 | 0 | 0 | 0 | 0 | 0.0792 | 15.1321 | 6.5271 | 228.3633 | 0 | 0 | 0 | 0 | 9.3563 | 25.2352 | 0 | 48.1529 | 0 | 0.5759 | 8.837 | 0 | -1 | -4.2 | 7.9633 | 0 | 0 | 29.608 | 29.608 | 29.608 | 29.608 | 34.4279 | 29.7999 | 1.1496 | 0.00258 | 0 | 0 | 0 | 0 | 0 | 0 | 0 | 0 | 0 | 0 | 0 | 0 | 0 | 0 | 0 | 0 | 5.4867 | 0 | -492.8598 | 12.7788 | 0 | 68.1366 | 68.0975 | 62.4672 | 1167.142 | 27.8048 | 49.3093 | 1.6348 | 0.252 | -10.887 | 14.074 | 3.19 | 57.716 | 1000.517 | 311.3388 | -526.1168 | 6.108 | 1.885 | -2.67 | 11.911 | 4.2789 | 2025-09-15 | 2025_09_15 Hr 09 | 47.6474 | -0.000322 | -1000.517 | -444.7069 | 400.7041 | 858.0035 | 112.2846 | 12.3978 | 61.8336 | 62.9864 | 246.1349 | 91.5828 | 23.0871 | 186.3232 | 262.3367 | 0 | 6.5271 | 15.1321 | 228.3633 | 0 | 136.234 | 0
2025_09_15 Hr 10 | 12.9499 | 0.002355 | 0.066411 | 3.8572 | 3.8572 | 3.8572 | 3.8572 | 3.8012 | 3.8572 | 95.3448 | -14.5 | 0.1008 | 11 | 0 | 93.1616 | 93.1616 | 262.3367 | 0 | 0.00123 | 0.058 | 0.04906 | 1.3332 | 0 | 0 | 0 | 0 | 0 | 0 | 0.0792 | 14.7392 | 6.5271 | 228.3633 | 0 | 0 | 0 | 0 | 9.5639 | 26.3111 | 0 | 63.9934 | 0 | 0.5759 | 8.9324 | 0 | -1 | -4.2 | 8.0493 | 0 | 0 | 30.6501 | 30.6501 | 30.6501 | 30.6501 | 35.6397 | 34.749 | 1.1496 | 0.00258 | 0 | 0 | 0 | 0 | 0 | 0 | 0 | 0 | 0 | 0 | 0 | 0 | 0 | 0 | 0 | 0 | 5.5459 | 0 | -469.1305 | 12.7788 | 0 | 66.695 | 66.6522 | 43.5246 | 1172.952 | 28.1361 | 49.8969 | 1.6348 | 0.252 | -12.9499 | 14.074 | 3.19 | 57.716 | 1024.017 | 291.5218 | -504.4504 | 6.174 | 1.885 | -2.67 | 12.0529 | 4.3299 | 2025-09-15 | 2025_09_15 Hr 10 | 42.7053 | -0.000358 | -1024.017 | -405.1371 | 410.8563 | 854.7237 | 89.3424 | 12.3978 | 61.8336 | 64.5767 | 253.5851 | 92.6946 | 23.0871 | 186.3232 | 262.3367 | 0 | 6.5271 | 14.7392 | 228.3633 | 0 | 133.3472 | 0
2025_09_15 Hr 11 | 12.9516 | 0.003 | 0.0846 | 3.8572 | 3.8572 | 3.8572 | 3.8572 | 3.8012 | 3.8572 | 98.0854 | -14.5 | 0.1008 | 11 | 0 | 93.1616 | 93.1616 | 262.3367 | 0 | 0.00123 | 0.058 | 0.04906 | 1.3332 | 0 | 0 | 0 | 0 | 0 | 0 | 0.0792 | 14.7392 | 6.5271 | 228.3633 | 0 | 0 | 0 | 0 | 9.8388 | 27.7357 | 0 | 59.6426 | 0 | 0.5759 | 9.0588 | 0 | -1 | -4.2 | 8.1632 | 0 | 0 | 32.03 | 32.03 | 32.03 | 32.03 | 37.2442 | 38.7504 | 1.1496 | 0.00258 | 0 | 0 | 0 | 0 | 0 | 0 | 0 | 0 | 0 | 0 | 0 | 0 | 0 | 0 | 0 | 0 | 5.6244 | 0 | -506.888 | 12.7788 | 0 | 69.7466 | 69.7047 | 64.0578 | 1191.045 | 28.5748 | 50.6748 | 1.6348 | 0.252 | -12.9516 | 14.074 | 3.19 | 57.716 | 1026.008 | 317.5307 | -542.2096 | 6.2614 | 1.885 | -2.67 | 12.2409 | 4.3974 | 2025-09-15 | 2025_09_15 Hr 11 | 42.6496 | 0.000347 | -1026.008 | -447.2454 | 424.2987 | 860.8279 | 113.8958 | 12.3978 | 61.8336 | 66.6823 | 263.4498 | 94.1666 | 23.0871 | 186.3232 | 262.3367 | 0 | 6.5271 | 14.7392 | 228.3633 | 0 | 139.4514 | 0
2025_09_15 Hr 12 | 12.4392 | 0.004095 | 0.11548 | 3.8572 | 3.8572 | 3.8572 | 3.8572 | 3.8012 | 3.8572 | 98.2387 | -14.5 | 0.1008 | 8 | 0 | 93.1616 | 93.1616 | 262.3367 | 0 | 0.00123 | 0.058 | 0.04906 | 1.3332 | 0 | 0 | 0 | 0 | 0 | 0 | 0.0792 | 15.3878 | 6.5271 | 228.3633 | 0 | 0 | 0 | 0 | 9.8542 | 27.8154 | 0 | 56.0149 | 0 | 0.5759 | 9.0659 | 0 | -1 | -4.2 | 8.1696 | 0 | 0 | 32.1072 | 32.1072 | 32.1072 | 32.1072 | 37.334 | 40.7511 | 1.1496 | 0.00258 | 0 | 0 | 0 | 0 | 0 | 0 | 0 | 0 | 0 | 0 | 0 | 0 | 0 | 0 | 0 | 0 | 5.6288 | 0 | -492.6918 | 12.7788 | 0 | 69.2379 | 69.196 | 73.4568 | 1191.376 | 28.5993 | 50.7183 | 1.6348 | 0.252 | -12.4392 | 14.074 | 3.19 | 57.716 | 1045.392 | 325.5015 | -527.501 | 6.2663 | 1.885 | -2.67 | 12.2514 | 4.4012 | 2025-09-15 | 2025_09_15 Hr 12 | 43.755 | -0.000349 | -1045.392 | -436.6769 | 425.0507 | 860.459 | 122.3275 | 12.3978 | 61.8336 | 66.8001 | 264.0016 | 94.2489 | 23.0871 | 186.3232 | 262.3367 | 0 | 6.5271 | 15.3878 | 228.3633 | 0 | 138.4339 | 0
2025_09_15 Hr 13 | 11.9201 | 0.0069 | 0.19458 | 3.8572 | 3.8572 | 3.8572 | 3.8572 | 3.8012 | 3.8572 | 95.4981 | -14.5 | 0.1008 | 7 | 0 | 93.1616 | 93.1616 | 262.3367 | 0 | 0.00123 | 0.058 | 0.04906 | 1.3332 | 0 | 0 | 0 | 0 | 0 | 0 | 0.0792 | 22.9529 | 6.5271 | 228.3633 | 0 | 0 | 0 | 0 | 9.5793 | 26.3908 | 0 | 73.7185 | 0 | 0.5759 | 8.9395 | 0 | -1 | -4.2 | 8.0557 | 0 | 0 | 30.7273 | 30.7273 | 30.7273 | 30.7273 | 35.7295 | 40.7511 | 1.1496 | 0.00258 | 0 | 0 | 0 | 0 | 0 | 0 | 0 | 0 | 0 | 0 | 0 | 0 | 0 | 0 | 0 | 0 | 5.5503 | 0 | -469.287 | 12.7788 | 0 | 63.474 | 63.4377 | 68.9742 | 1175.528 | 28.1607 | 49.9404 | 1.6348 | 0.252 | -11.9201 | 14.074 | 3.19 | 57.716 | 1063.7 | 318.0306 | -503.5771 | 6.1789 | 1.885 | -2.67 | 12.0634 | 4.3337 | 2025-09-15 | 2025_09_15 Hr 13 | 44.7296 | 1.4e-05 | -1063.7 | -395.5685 | 411.6084 | 856.502 | 116.9268 | 12.3978 | 61.8336 | 64.6945 | 254.137 | 92.7769 | 23.0871 | 186.3232 | 262.3367 | 0 | 6.5271 | 22.9529 | 228.3633 | 0 | 126.9117 | 0
2025_09_15 Hr 14 | 12.9483 | 0.008865 | 0.24999 | 3.8572 | 3.8572 | 3.8572 | 3.8572 | 3.8012 | 3.8572 | 98.507 | -14.5 | 0.1008 | 6 | 0 | 93.1616 | 93.1616 | 262.3367 | 0 | 0.00123 | 0.058 | 0.04906 | 1.3332 | 0 | 0 | 0 | 0 | 0 | 0 | 0.0792 | 32.3525 | 6.5271 | 228.3633 | 0 | 0 | 0 | 0 | 9.8811 | 27.9548 | 0 | 59.2512 | 0 | 0.5759 | 9.0783 | 0 | -1 | -4.2 | 8.1807 | 0 | 0 | 32.2423 | 32.2423 | 32.2423 | 32.2423 | 37.4911 | 38.7504 | 1.1496 | 0.00258 | 0 | 0 | 0 | 0 | 0 | 0 | 0 | 0 | 0 | 0 | 0 | 0 | 0 | 0 | 0 | 0 | 5.6365 | 0 | -459.4102 | 12.7788 | 0 | 69.2379 | 69.196 | 72.4446 | 1209.647 | 28.6423 | 50.7945 | 1.6348 | 0.252 | -12.9483 | 14.074 | 3.19 | 57.716 | 1095.317 | 321.1465 | -494.7285 | 6.2748 | 1.885 | -2.67 | 12.2698 | 4.4078 | 2025-09-15 | 2025_09_15 Hr 14 | 44.5996 | -0.000358 | -1095.317 | -400.159 | 426.3667 | 877.4237 | 117.4539 | 12.3978 | 61.8336 | 67.0063 | 264.9674 | 94.3931 | 23.0871 | 186.3232 | 262.3367 | 0 | 6.5271 | 32.3525 | 228.3633 | 0 | 138.4339 | 0
2025_09_15 Hr 15 | 11.9184 | 0.008415 | 0.2373 | 3.8572 | 3.8572 | 3.8572 | 3.8572 | 3.8012 | 3.8572 | 94.8849 | -14.5 | 0.1008 | 7 | 0 | 93.1616 | 93.1616 | 262.3367 | 0 | 0.00123 | 0.058 | 0.04906 | 1.3332 | 0 | 0 | 0 | 0 | 0 | 0 | 0.0792 | 41.7608 | 6.5271 | 228.3633 | 0 | 0 | 0 | 0 | 9.5178 | 26.072 | 0 | 39.7967 | 0 | 0.5759 | 8.9112 | 0 | -1 | -4.2 | 8.0302 | 0 | 0 | 30.4185 | 30.4185 | 30.4185 | 30.4185 | 35.3704 | 41.6988 | 1.1496 | 0.00258 | 0 | 0 | 0 | 0 | 0 | 0 | 0 | 0 | 0 | 0 | 0 | 0 | 0 | 0 | 0 | 0 | 5.5328 | 0 | -428.4119 | 12.7788 | 0 | 69.7466 | 69.7047 | 75.4812 | 1204.24 | 28.0625 | 49.7663 | 1.6348 | 0.252 | -11.9184 | 14.074 | 3.19 | 57.716 | 1106.492 | 325.1557 | -462.7003 | 6.1594 | 1.885 | -2.67 | 12.0214 | 4.3186 | 2025-09-15 | 2025_09_15 Hr 15 | 80.2343 | -0.000352 | -1106.492 | -388.6152 | 408.6003 | 887.8495 | 124.4257 | 12.3978 | 61.8336 | 64.2233 | 251.9295 | 92.4475 | 23.0871 | 186.3232 | 262.3367 | 0 | 6.5271 | 41.7608 | 228.3633 | 0 | 139.4514 | 0
2025_09_15 Hr 16 | 8.8223 | 0.007845 | 0.22123 | 3.8572 | 3.8572 | 3.8572 | 3.8572 | 3.8012 | 3.8572 | 91.0903 | -14.5 | 0.1008 | 9 | 0 | 93.1616 | 93.1616 | 262.3367 | 0 | 0.00123 | 0.058 | 0.04906 | 1.3332 | 0 | 0 | 0 | 0 | 0 | 0 | 0.0792 | 44.69 | 6.5271 | 228.3633 | 0 | 0 | 0 | 0 | 9.1371 | 24.0996 | 0 | 43.6904 | 0 | 0.5759 | 8.7362 | 0 | -1 | -4.2 | 7.8724 | 0 | 0 | 28.5079 | 28.5079 | 28.5079 | 28.5079 | 33.1488 | 42.7518 | 1.1496 | 0.00258 | 0 | 0 | 0 | 0 | 0 | 0 | 0 | 0 | 0 | 0 | 0 | 0 | 0 | 0 | 0 | 0 | 5.4241 | 0 | -395.5722 | 12.7788 | 0 | 65.0282 | 64.991 | 74.0352 | 1181.146 | 27.4551 | 48.6891 | 1.6348 | 0.252 | -8.8223 | 14.074 | 3.19 | 57.716 | 1119.7 | 321.6278 | -426.7645 | 6.0384 | 1.885 | -2.67 | 11.7612 | 4.2251 | 2025-09-15 | 2025_09_15 Hr 16 | 70.5639 | -2.7e-05 | -1119.7 | -351.8818 | 389.9878 | 881.3465 | 126.0161 | 12.3978 | 61.8336 | 61.3078 | 238.2707 | 90.4093 | 23.0871 | 186.3232 | 262.3367 | 0 | 6.5271 | 44.69 | 228.3633 | 0 | 130.0192 | 0
2025_09_15 Hr 17 | 5.1723 | 0.006615 | 0.18654 | 3.8572 | 3.8572 | 3.8572 | 3.8572 | 3.8012 | 3.8572 | 88.8672 | -14.5 | 0.1008 | 12 | 0 | 93.1616 | 93.1616 | 262.3367 | 0 | 0.00123 | 0.058 | 0.04906 | 1.3332 | 0 | 0 | 0 | 0 | 0 | 0 | 0.0792 | 46.06 | 6.5271 | 228.3633 | 0 | 0 | 0 | 0 | 8.9141 | 22.944 | 0 | 29.1135 | 0 | 0.5759 | 8.6336 | 0 | -1 | -4.2 | 7.78 | 0 | 0 | 27.3886 | 27.3886 | 27.3886 | 27.3886 | 31.8472 | 37.6974 | 1.1496 | 0.00258 | 0 | 0 | 0 | 0 | 0 | 0 | 0 | 0 | 0 | 0 | 0 | 0 | 0 | 0 | 0 | 0 | 5.3604 | 0 | -357.4112 | 12.7788 | 0 | 69.7466 | 69.7047 | 74.0352 | 1182.204 | 27.0993 | 48.0581 | 1.6348 | 0.252 | -5.1723 | 14.074 | 3.19 | 57.716 | 1141.092 | 314.7281 | -384.9536 | 5.9675 | 1.885 | -2.67 | 11.6088 | 4.1703 | 2025-09-15 | 2025_09_15 Hr 17 | 86.62 | -0.000343 | -1141.092 | -328.2978 | 379.0836 | 892.1487 | 123.9258 | 12.3978 | 61.8336 | 59.5997 | 230.2687 | 89.2152 | 23.0871 | 186.3232 | 262.3367 | 0 | 6.5271 | 46.06 | 228.3633 | 0 | 139.4514 | 0
2025_09_15 Hr 18 | 3.1011 | 0.00537 | 0.15143 | 3.8572 | 3.8572 | 3.8572 | 3.8572 | 3.8012 | 3.8572 | 94.1183 | -14.5 | 0.1008 | 25 | 0 | 93.1616 | 93.1616 | 262.3367 | 0 | 0.00123 | 0.058 | 0.04906 | 1.3332 | 0 | 0 | 0 | 0 | 0 | 0 | 0.0792 | 45.9947 | 6.5271 | 228.3633 | 0 | 0 | 0 | 0 | 9.4409 | 25.6735 | 0 | 31.0704 | 0 | 0.5759 | 8.8759 | 0 | -1 | -4.2 | 7.9983 | 0 | 0 | 30.0326 | 30.0326 | 30.0326 | 30.0326 | 34.9216 | 40.7511 | 1.1496 | 0.00258 | 0 | 0 | 0 | 0 | 0 | 0 | 0 | 0 | 0 | 0 | 0 | 0 | 0 | 0 | 0 | 0 | 5.5108 | 0 | -387.7646 | 12.7788 | 0 | 69.7466 | 69.7047 | 73.023 | 1205.039 | 27.9398 | 49.5487 | 1.6348 | 0.252 | -3.1011 | 14.074 | 3.19 | 57.716 | 1153.392 | 330.5177 | -413.2357 | 6.1349 | 1.885 | -2.67 | 11.9688 | 4.2997 | 2025-09-15 | 2025_09_15 Hr 18 | 91.4041 | -0.000325 | -1153.392 | -356.6942 | 404.8402 | 892.0834 | 138.9309 | 12.3978 | 61.8336 | 63.6343 | 249.1702 | 92.0357 | 23.0871 | 186.3232 | 262.3367 | 0 | 6.5271 | 45.9947 | 228.3633 | 0 | 139.4514 | 0
2025_09_15 Hr 19 | 1.0282 | 0.003285 | 0.092637 | 3.8572 | 3.8572 | 3.8572 | 3.8572 | 3.8012 | 3.8572 | 98.737 | -14.5 | 0.1008 | 49 | 0 | 93.1616 | 93.1616 | 262.3367 | 0 | 0.00123 | 0.058 | 0.04906 | 1.3332 | 0 | 0 | 0 | 0 | 0 | 0 | 0.0792 | 46.06 | 6.5271 | 228.3633 | 0 | 0 | 0 | 0 | 9.9042 | 28.0744 | 0 | 42.5685 | 0 | 0.5759 | 9.0889 | 0 | -1 | -4.2 | 8.1903 | 0 | 0 | 32.3581 | 32.3581 | 32.3581 | 32.3581 | 37.6257 | 40.7511 | 1.1496 | 0.00258 | 0 | 0 | 0 | 0 | 0 | 0 | 0 | 0 | 0 | 0 | 0 | 0 | 0 | 0 | 0 | 0 | 5.6431 | 0 | -475.5523 | 12.7788 | 0 | 69.7466 | 69.7047 | 67.962 | 1225.219 | 28.6791 | 50.8598 | 1.6348 | 0.252 | -1.0282 | 14.074 | 3.19 | 57.716 | 1118.7 | 349.8625 | -498.9505 | 6.2822 | 1.885 | -2.67 | 12.2855 | 4.4135 | 2025-09-15 | 2025_09_15 Hr 19 | 91.1719 | -5e-06 | -1118.7 | -432.9838 | 427.4947 | 892.1487 | 157.809 | 12.3978 | 61.8336 | 67.183 | 265.7952 | 94.5166 | 23.0871 | 186.3232 | 262.3367 | 0 | 6.5271 | 46.06 | 228.3633 | 0 | 139.4514 | 0
2025_09_15 Hr 20 | 0 | 0.00135 | 0.03807 | 3.8572 | 3.8572 | 3.8572 | 3.8572 | 3.8012 | 3.8572 | 100.596 | -14.5 | 0.1008 | 60 | 0 | 93.1616 | 93.1616 | 262.3367 | 0 | 0.00123 | 0.058 | 0.04906 | 1.3332 | 0 | 0 | 0 | 0 | 0 | 0 | 0.0792 | 46.06 | 6.5271 | 228.3633 | 0 | 0 | 0 | 0 | 10.0906 | 29.0407 | 0 | 51.1371 | 0 | 0.5759 | 9.1746 | 0 | -1 | -4.2 | 8.2676 | 0 | 0 | 33.2941 | 33.2941 | 33.2941 | 33.2941 | 38.7141 | 39.6981 | 1.1496 | 0.00258 | 0 | 0 | 0 | 0 | 0 | 0 | 0 | 0 | 0 | 0 | 0 | 0 | 0 | 0 | 0 | 0 | 5.6963 | 0 | -497.6119 | 12.7788 | 0 | 69.7466 | 69.7047 | 69.5526 | 1233.285 | 28.9766 | 51.3875 | 1.6348 | 0.252 | 0 | 14.074 | 3.19 | 57.716 | 1125.808 | 361.3685 | -519.9819 | 6.3414 | 1.885 | -2.67 | 12.413 | 4.4592 | 2025-09-15 | 2025_09_15 Hr 20 | 87.6883 | 0.000366 | -1125.808 | -446.4748 | 436.613 | 892.1487 | 169.2901 | 12.3978 | 61.8336 | 68.6113 | 272.4866 | 95.5151 | 23.0871 | 186.3232 | 262.3367 | 0 | 6.5271 | 46.06 | 228.3633 | 0 | 139.4514 | 0
2025_09_15 Hr 21 | 0 | 0.00027 | 0.007614 | 3.8572 | 3.8572 | 3.8572 | 3.8572 | 3.8012 | 3.8572 | 92.0102 | -14.5 | 0.1008 | 63 | 0 | 93.046 | 93.046 | 261.7059 | 0 | 0.00123 | 0.058 | 0.04906 | 1.3332 | 0 | 0 | 0 | 0 | 0 | 0 | 0.0792 | 45.8646 | 6.5271 | 227.8293 | 0 | 0 | 0 | 0 | 9.2294 | 24.5777 | 0 | 38.2927 | 0 | 0.5759 | 8.7786 | 0 | -1 | -4.2 | 7.9107 | 0 | 0 | 28.9711 | 28.9711 | 28.9711 | 28.9711 | 33.6873 | 37.6974 | 1.1496 | 0.00258 | 0 | 0 | 0 | 0 | 0 | 0 | 0 | 0 | 0 | 0 | 0 | 0 | 0 | 0 | 0 | 0 | 5.4504 | 0 | -512.1481 | 12.7788 | 0 | 68.2204 | 68.1785 | 77.5056 | 1191.109 | 27.6024 | 48.9503 | 1.6348 | 0.252 | 0 | 14.074 | 3.19 | 57.716 | 1060.592 | 365.708 | -534.5181 | 6.0677 | 1.885 | -2.67 | 11.8243 | 4.2478 | 2025-09-15 | 2025_09_15 Hr 21 | 67.372 | -0.000401 | -1060.592 | -473.8554 | 394.5 | 887.5047 | 178.2109 | 12.3978 | 61.8336 | 62.0146 | 241.582 | 90.9034 | 23.0871 | 186.0919 | 261.7059 | 0 | 6.5271 | 45.8646 | 227.8293 | 0 | 136.3989 | 0
2025_09_15 Hr 22 | 0 | 0 | 0 | 3.8572 | 3.8572 | 3.8572 | 3.8572 | 3.8012 | 3.8572 | 83.2711 | -14.5 | 0.1008 | 65 | 0 | 93.1616 | 93.1616 | 262.3367 | 0 | 0.00123 | 0.058 | 0.04906 | 1.3332 | 0 | 0 | 0 | 0 | 0 | 0 | 0.0792 | 45.8646 | 6.5271 | 228.3633 | 0 | 0 | 0 | 0 | 8.3528 | 20.0351 | 0 | 11.192 | 0 | 0.5759 | 8.3755 | 0 | -1 | -4.2 | 7.5474 | 0 | 0 | 24.5709 | 24.5709 | 24.5709 | 24.5709 | 28.5708 | 48.6486 | 1.1496 | 0.00258 | 0 | 0 | 0 | 0 | 0 | 0 | 0 | 0 | 0 | 0 | 0 | 0 | 0 | 0 | 0 | 0 | 5.2002 | 0 | -546.5957 | 12.7788 | 0 | 69.7466 | 69.7047 | 76.9272 | 1157.379 | 26.2035 | 46.4696 | 1.6348 | 0.252 | 0 | 14.074 | 3.19 | 57.716 | 972.9916 | 373.3866 | -568.9657 | 5.7891 | 1.885 | -2.67 | 11.225 | 4.0325 | 2025-09-15 | 2025_09_15 Hr 22 | 63.6376 | 5e-05 | -972.9916 | -535.4037 | 351.6349 | 891.9533 | 190.5758 | 12.3978 | 61.8336 | 55.3001 | 210.1255 | 86.2094 | 23.0871 | 186.3232 | 262.3367 | 0 | 6.5271 | 45.8646 | 228.3633 | 0 | 139.4514 | 0
2025_09_15 Hr 23 | 0 | 0 | 0 | 3.8572 | 3.8572 | 3.8572 | 3.8572 | 3.8012 | 3.8572 | 69.6641 | 0 | 0.1008 | 69 | 0 | 93.1616 | 93.1616 | 269.8282 | 0 | 0.00123 | 0.058 | 0.04906 | 1.3332 | 0 | 0 | 0 | 0 | 0 | 0 | 0.0792 | 46.06 | 6.5271 | 234.2439 | 0 | 0 | 0 | 0 | 6.9879 | 12.9621 | 0 | 0.62469 | -1.7423 | 0.5759 | 7.7479 | 0 | -1 | -4.2 | 6.9819 | 0 | 0 | 17.7197 | 17.7197 | 17.7197 | 17.7197 | 20.6043 | 62.5482 | 1.1496 | 0.00258 | 0 | 0 | 0 | 0 | 0 | 0 | 0 | 0 | 0 | 0 | 0 | 0 | 0 | 0 | 0 | 0 | 4.8105 | 0 | -583.4691 | 12.7788 | 0 | 71.9649 | 71.9217 | 64.0578 | 1115.949 | 24.0255 | 42.6071 | 1.6348 | 0.252 | 0 | 14.074 | 3.19 | 57.716 | 894.6 | 371.1081 | -591.3391 | 5.3553 | 1.885 | -2.67 | 10.292 | 3.6973 | 2025-09-15 | 2025_09_15 Hr 23 | 60.9358 | -3.82e-05 | -894.6 | -584.5868 | 299.3934 | 909.956 | 195.606 | 12.3978 | 61.8336 | 44.8455 | 161.1472 | 93.4007 | 23.0871 | 186.3232 | 269.8282 | 0 | 6.5271 | 46.06 | 234.2439 | 0 | 143.8865 | 0
2025_09_15 Hr 24 | 0 | 0 | 0 | 3.8572 | 3.8572 | 3.8572 | 3.8572 | 3.8012 | 3.8572 | 61.0783 | 0 | 0.1008 | 73 | 0 | 93.1616 | 93.1616 | 269.8282 | 0 | 0.00123 | 0.058 | 0.04906 | 1.3332 | 0 | 0 | 0 | 0 | 0 | 0 | 0.0792 | 45.8642 | 6.5271 | 234.2439 | 0 | 0 | 0 | 0 | 6.1267 | 8.4991 | 0 | 0 | -16.3064 | 0.5759 | 7.3519 | 0 | -1 | -4.2 | 6.625 | 0 | 0 | 13.3967 | 13.3967 | 13.3967 | 13.3967 | 15.5775 | 67.4973 | 1.1496 | 0.00258 | 0 | 0 | 0 | 0 | 0 | 0 | 0 | 0 | 0 | 0 | 0 | 0 | 0 | 0 | 0 | 0 | 4.5646 | 0 | -605.4952 | 12.7788 | 0 | 71.9649 | 71.9217 | 71.4324 | 1078.252 | 22.6512 | 40.1699 | 1.6348 | 0.252 | 0 | 14.074 | 3.19 | 57.716 | 831.4 | 382.8201 | -613.3652 | 5.0815 | 1.885 | -2.67 | 9.7033 | 3.4858 | 2025-09-15 | 2025_09_15 Hr 24 | 52.598 | -2e-06 | -831.4 | -621.8016 | 257.2804 | 909.7602 | 211.9297 | 12.3978 | 61.8336 | 38.2488 | 130.2426 | 88.789 | 23.0871 | 186.3232 | 269.8282 | 0 | 6.5271 | 45.8642 | 234.2439 | 0 | 143.8865 | 0
2025_09_16 Hr 01 | 0 | 0 | 0 | 3.8572 | 3.8572 | 3.8572 | 3.8572 | 3.8012 | 3.8572 | 51.0516 | 0 | 0.1008 | 73 | 0 | 93.1616 | 93.1616 | 269.8282 | 0 | 0.00123 | 0.058 | 0.04906 | 1.3332 | 0 | 0 | 0 | 0 | 0 | 0 | 0.0792 | 45.8642 | 6.5271 | 234.2439 | 0 | 0 | 0 | 0 | 4.9884 | 3.1599 | 0 | 0 | -13.6267 | 0.5759 | 6.9335 | 0 | -1 | -4.2 | 6.2641 | 0 | 0 | 8.3486 | 8.3486 | 8.3486 | 8.3486 | 9.7077 | 65.6019 | 1.1496 | 0.00258 | 0 | 0 | 0 | 0 | 0 | 0 | 0 | 0 | 0 | 0 | 0 | 0 | 0 | 0 | 0 | 0 | 4.3132 | 0 | -606.5915 | 12.7997 | 0 | 71.9649 | 71.9217 | 72.0108 | 1034.384 | 21.0764 | 37.3424 | 1.6348 | 0.252 | 0 | 14.074 | 3.19 | 57.716 | 782.4916 | 376.1955 | -614.4615 | 4.8112 | 1.885 | -2.67 | 9.0223 | 3.2406 | 2025-09-16 | 2025_09_16 Hr 01 | 51.2203 | 4.2e-05 | -782.4916 | -620.2182 | 208.1056 | 909.7602 | 210.6127 | 12.3978 | 61.8336 | 30.4703 | 94.1539 | 83.4814 | 23.0871 | 186.3232 | 269.8282 | 0 | 6.5271 | 45.8642 | 234.2439 | 0 | 143.8865 | 0
2025_09_16 Hr 02 | 0 | 0 | 0 | 3.8572 | 3.8572 | 3.8572 | 3.8572 | 3.8012 | 3.8572 | 50.0543 | 0 | 0.1008 | 72 | 0 | 93.1616 | 93.1616 | 269.8282 | 0 | 0.00123 | 0.058 | 0.04906 | 1.3332 | 0 | 0 | 0 | 0 | 0 | 0 | 0.0792 | 45.8642 | 6.5271 | 234.2439 | 0 | 0 | 0 | 0 | 4.8909 | 2.6583 | 0 | 4.6534 | -1.3545 | 0.5759 | 6.8873 | 0 | -1 | -4.2 | 6.2224 | 0 | 0 | 7.8445 | 7.8445 | 7.8445 | 7.8445 | 9.1215 | 78.4485 | 1.1496 | 0.00258 | 0 | 0 | 0 | 0 | 0 | 0 | 0 | 0 | 0 | 0 | 0 | 0 | 0 | 0 | 0 | 0 | 4.2844 | 0 | -647.4221 | 12.7997 | 0 | 71.9649 | 71.9217 | 69.5526 | 1030.036 | 20.9167 | 37.0595 | 1.6348 | 0.252 | 0 | 14.074 | 3.19 | 57.716 | 763.0917 | 385.0484 | -655.2921 | 4.7791 | 1.885 | -2.67 | 8.954 | 3.2161 | 2025-09-16 | 2025_09_16 Hr 02 | 51.2203 | -5.4e-05 | -763.0917 | -644.1232 | 203.2222 | 909.7602 | 220.0011 | 12.3978 | 61.8336 | 29.7224 | 90.5539 | 82.9459 | 23.0871 | 186.3232 | 269.8282 | 0 | 6.5271 | 45.8642 | 234.2439 | 0 | 143.8865 | 0
2025_09_16 Hr 03 | 0 | 0 | 0 | 3.8572 | 3.8572 | 3.8572 | 3.8572 | 3.8012 | 3.8572 | 48.6543 | 0 | 0.1008 | 65 | 0 | 93.1616 | 93.1616 | 269.8282 | 0 | 0.00123 | 0.058 | 0.04906 | 1.3332 | 0 | 0 | 0 | 0 | 0 | 0 | 0.0792 | 46.06 | 6.5271 | 234.2439 | 0 | 0 | 0 | 0 | 4.7541 | 1.954 | 0 | 14.5164 | 0 | 0.5759 | 6.8224 | 0 | -1 | -4.2 | 6.1637 | 0 | 0 | 7.1368 | 7.1368 | 7.1368 | 7.1368 | 8.2986 | 86.4513 | 1.1496 | 0.00258 | 0 | 0 | 0 | 0 | 0 | 0 | 0 | 0 | 0 | 0 | 0 | 0 | 0 | 0 | 0 | 0 | 4.244 | 0 | -676.6061 | 12.7997 | 0 | 71.9649 | 71.9217 | 80.976 | 1024.129 | 20.6926 | 36.6624 | 1.6348 | 0.252 | 0 | 14.074 | 3.19 | 57.716 | 750.8917 | 396.7229 | -684.4761 | 4.7341 | 1.885 | -2.67 | 8.858 | 3.1816 | 2025-09-16 | 2025_09_16 Hr 03 | 50.9734 | -5.9e-05 | -750.8917 | -662.0897 | 196.3667 | 909.956 | 232.4273 | 12.3978 | 61.8336 | 28.6724 | 85.5001 | 82.1942 | 23.0871 | 186.3232 | 269.8282 | 0 | 6.5271 | 46.06 | 234.2439 | 0 | 143.8865 | 0
2025_09_16 Hr 04 | 0 | 0 | 0 | 3.8572 | 3.8572 | 3.8572 | 3.8572 | 3.8012 | 3.8572 | 51.1474 | 0 | 0.1008 | 60 | 0 | 93.1616 | 93.1616 | 269.8282 | 0 | 0.00123 | 0.058 | 0.04906 | 1.3332 | 0 | 0 | 0 | 0 | 0 | 0 | 0.0792 | 44.2322 | 6.5271 | 234.2439 | 0 | 0 | 0 | 0 | 4.9977 | 3.2082 | 0 | 0 | -11.9047 | 0.5759 | 6.938 | 0 | -1 | -4.2 | 6.2682 | 0 | 0 | 8.3971 | 8.3971 | 8.3971 | 8.3971 | 9.7641 | 77.5008 | 1.1496 | 0.00258 | 0 | 0 | 0 | 0 | 0 | 0 | 0 | 0 | 0 | 0 | 0 | 0 | 0 | 0 | 0 | 0 | 4.3159 | 0 | -680.3823 | 12.7997 | 0 | 71.9649 | 71.9217 | 99.4848 | 1033.171 | 21.0918 | 37.3696 | 1.6348 | 0.252 | 0 | 14.074 | 3.19 | 57.716 | 735.6334 | 402.6198 | -688.2523 | 4.8143 | 1.885 | -2.67 | 9.0289 | 3.243 | 2025-09-16 | 2025_09_16 Hr 04 | 52.5343 | -9.7e-05 | -735.6334 | -692.287 | 208.5752 | 908.1282 | 236.9856 | 12.3978 | 61.8336 | 30.5423 | 94.5 | 83.5329 | 23.0871 | 186.3232 | 269.8282 | 0 | 6.5271 | 44.2322 | 234.2439 | 0 | 143.8865 | 0
2025_09_16 Hr 05 | 0 | 0 | 0 | 3.8572 | 3.8572 | 3.8572 | 3.8572 | 3.8012 | 3.8572 | 54.657 | 0 | 0.1008 | 53 | 0 | 93.1616 | 93.1616 | 269.8282 | 0 | 0.00123 | 0.058 | 0.04906 | 1.3332 | 0 | 0 | 0 | 0 | 0 | 0 | 0.0792 | 46.06 | 6.5271 | 234.2439 | 0 | 0 | 0 | 0 | 5.3407 | 4.9735 | 0 | 0 | -29.7313 | 0.5759 | 7.1007 | 0 | -1 | -4.2 | 6.4152 | 0 | 0 | 10.1713 | 10.1713 | 10.1713 | 10.1713 | 11.8271 | 79.5015 | 1.1496 | 0.00258 | 0 | 0 | 0 | 0 | 0 | 0 | 0 | 0 | 0 | 0 | 0 | 0 | 0 | 0 | 0 | 0 | 4.4172 | 0 | -638.4573 | 12.7997 | 0 | 71.9649 | 71.9217 | 98.0388 | 1050.3 | 21.6537 | 38.3652 | 1.6348 | 0.252 | 0 | 14.074 | 3.19 | 57.716 | 772.3 | 398.059 | -646.3273 | 4.9272 | 1.885 | -2.67 | 9.2694 | 3.3294 | 2025-09-16 | 2025_09_16 Hr 05 | 83.8321 | -1.9e-05 | -772.3 | -668.1886 | 225.7609 | 909.956 | 230.5403 | 12.3978 | 61.8336 | 33.1744 | 107.1692 | 85.4173 | 23.0871 | 186.3232 | 269.8282 | 0 | 6.5271 | 46.06 | 234.2439 | 0 | 143.8865 | 0
2025_09_16 Hr 06 | 0 | 0 | 0 | 3.8572 | 3.8572 | 3.8572 | 3.8572 | 3.8012 | 3.8572 | 66.3747 | 0 | 0.1008 | 52 | 0 | 93.1616 | 93.1616 | 269.8282 | 0 | 0.00123 | 0.058 | 0.04906 | 1.3332 | 0 | 0 | 0 | 0 | 0 | 0 | 0.0792 | 46.06 | 6.5271 | 234.2439 | 0 | 0 | 0 | 0 | 6.4856 | 10.8679 | 0 | 3.7953 | -8.3924 | 0.5759 | 7.6439 | 0 | -1 | -4.2 | 6.906 | 0 | 0 | 16.0948 | 16.0948 | 16.0948 | 16.0948 | 18.7149 | 79.5015 | 1.1496 | 0.00258 | 0 | 0 | 0 | 0 | 0 | 0 | 0 | 0 | 0 | 0 | 0 | 0 | 0 | 0 | 0 | 0 | 4.7551 | 0 | -642.1194 | 12.7997 | 0 | 71.9649 | 71.9217 | 88.4952 | 1101.388 | 23.5298 | 41.6892 | 1.6348 | 0.252 | 0 | 14.074 | 3.19 | 57.716 | 840.6083 | 393.8071 | -649.9894 | 5.3042 | 1.885 | -2.67 | 10.0725 | 3.6178 | 2025-09-16 | 2025_09_16 Hr 06 | 68.557 | 1.8e-05 | -840.6083 | -646.7165 | 283.1407 | 909.956 | 219.9967 | 12.3978 | 61.8336 | 41.9628 | 149.4689 | 91.709 | 23.0871 | 186.3232 | 269.8282 | 0 | 6.5271 | 46.06 | 234.2439 | 0 | 143.8865 | 0
2025_09_16 Hr 07 | 0 | 0 | 0 | 3.8572 | 3.8572 | 3.8572 | 3.8572 | 3.8012 | 3.8572 | 82.6184 | -14.5 | 0.1008 | 37 | 0 | 93.1616 | 93.1616 | 262.3367 | 0 | 0.00123 | 0.058 | 0.04906 | 1.3332 | 0 | 0 | 0 | 0 | 0 | 0 | 0.0792 | 46.06 | 6.5271 | 228.3633 | 0 | 0 | 0 | 0 | 8.0728 | 19.0388 | 0 | 29.8501 | 0 | 0.5759 | 8.3971 | 0 | -1 | -4.2 | 7.5864 | 0 | 0 | 24.3064 | 24.3064 | 24.3064 | 24.3064 | 28.2632 | 73.4994 | 1.1496 | 0.00258 | 0 | 0 | 0 | 0 | 0 | 0 | 0 | 0 | 0 | 0 | 0 | 0 | 0 | 0 | 0 | 0 | 5.2236 | 0 | -590.1833 | 12.7997 | 0 | 69.7466 | 69.7047 | 90.9534 | 1154.401 | 26.1306 | 46.2972 | 1.6348 | 0.252 | 0 | 14.074 | 3.19 | 57.716 | 955.6833 | 383.9852 | -612.5533 | 5.8268 | 1.885 | -2.67 | 11.1859 | 4.0177 | 2025-09-16 | 2025_09_16 Hr 07 | 71.7538 | 3.4e-05 | -955.6833 | -560.3332 | 348.1836 | 892.1487 | 201.4528 | 12.3978 | 61.8336 | 54.1456 | 208.107 | 85.931 | 23.0871 | 186.3232 | 262.3367 | 0 | 6.5271 | 46.06 | 228.3633 | 0 | 139.4514 | 0
2025_09_16 Hr 08 | 0.51906 | 4.5e-05 | 0.001269 | 3.8572 | 3.8572 | 3.8572 | 3.8572 | 3.8012 | 3.8572 | 91.9964 | -14.5 | 0.1008 | 18 | 0 | 93.1616 | 93.1616 | 262.3367 | 0 | 0.00123 | 0.058 | 0.04906 | 1.3332 | 0 | 0 | 0 | 0 | 0 | 0 | 0.0792 | 46.06 | 6.5271 | 228.3633 | 0 | 0 | 0 | 0 | 8.9892 | 23.7562 | 0 | 44.6138 | 0 | 0.5759 | 8.8319 | 0 | -1 | -4.2 | 7.9792 | 0 | 0 | 29.0471 | 29.0471 | 29.0471 | 29.0471 | 33.7758 | 63.6012 | 1.1496 | 0.00258 | 0 | 0 | 0 | 0 | 0 | 0 | 0 | 0 | 0 | 0 | 0 | 0 | 0 | 0 | 0 | 0 | 5.4941 | 0 | -569.9971 | 12.7997 | 0 | 69.7466 | 69.7047 | 92.9778 | 1195.29 | 27.6321 | 48.9575 | 1.6348 | 0.252 | -0.51906 | 14.074 | 3.19 | 57.716 | 1009.683 | 362.6659 | -592.8862 | 6.1285 | 1.885 | -2.67 | 11.8286 | 4.2486 | 2025-09-16 | 2025_09_16 Hr 08 | 69.9702 | 0.000347 | -1009.683 | -525.3833 | 394.1062 | 892.1487 | 174.5803 | 12.3978 | 61.8336 | 61.1791 | 241.9607 | 90.9665 | 23.0871 | 186.3232 | 262.3367 | 0 | 6.5271 | 46.06 | 228.3633 | 0 | 139.4514 | 0
2025_09_16 Hr 09 | 2.5903 | 0.00024 | 0.006768 | 3.8572 | 3.8572 | 3.8572 | 3.8572 | 3.8012 | 3.8572 | 93.5881 | -14.5 | 0.1008 | 9 | 0 | 93.1616 | 93.1616 | 262.3367 | 0 | 0.00123 | 0.058 | 0.04906 | 1.3332 | 0 | 0 | 0 | 0 | 0 | 0 | 0.0792 | 46.06 | 6.5271 | 228.3633 | 0 | 0 | 0 | 0 | 9.1447 | 24.5569 | 0 | 4.7115 | -7.9315 | 0.5759 | 8.9057 | 0 | -1 | -4.2 | 8.0459 | 0 | 0 | 29.8518 | 29.8518 | 29.8518 | 29.8518 | 34.7114 | 53.5977 | 1.1496 | 0.00258 | 0 | 0 | 0 | 0 | 0 | 0 | 0 | 0 | 0 | 0 | 0 | 0 | 0 | 0 | 0 | 0 | 5.54 | 0 | -512.9 | 12.7997 | 0 | 69.7466 | 69.7047 | 99.051 | 1202.235 | 27.8869 | 49.4091 | 1.6348 | 0.252 | -2.5903 | 14.074 | 3.19 | 57.716 | 1013.817 | 352.6618 | -537.8603 | 6.1797 | 1.885 | -2.67 | 11.9377 | 4.2878 | 2025-09-16 | 2025_09_16 Hr 09 | 72.5991 | -0.000352 | -1013.817 | -516.12 | 401.9009 | 892.1487 | 161.6557 | 12.3978 | 61.8336 | 62.3729 | 247.7068 | 91.8211 | 23.0871 | 186.3232 | 262.3367 | 0 | 6.5271 | 46.06 | 228.3633 | 0 | 139.4514 | 0
2025_09_16 Hr 10 | 4.1409 | 0.000405 | 0.011421 | 3.8572 | 3.8572 | 3.8572 | 3.8572 | 3.8012 | 3.8572 | 95.0648 | -14.5 | 0.1008 | 5 | 0 | 93.1616 | 93.1616 | 262.3367 | 0 | 0.00123 | 0.058 | 0.04906 | 1.3332 | 0 | 0 | 0 | 0 | 0 | 0 | 0.0792 | 46.06 | 6.5271 | 228.3633 | 0 | 0 | 0 | 0 | 9.289 | 25.2997 | 0 | 38.6457 | 0 | 0.5759 | 8.9741 | 0 | -1 | -4.2 | 8.1078 | 0 | 0 | 30.5983 | 30.5983 | 30.5983 | 30.5983 | 35.5794 | 51.7023 | 1.1496 | 0.00258 | 0 | 0 | 0 | 0 | 0 | 0 | 0 | 0 | 0 | 0 | 0 | 0 | 0 | 0 | 0 | 0 | 5.5826 | 0 | -503.5067 | 12.7997 | 0 | 69.7466 | 69.7047 | 55.5264 | 1208.678 | 28.1234 | 49.828 | 1.6348 | 0.252 | -4.1409 | 14.074 | 3.19 | 57.716 | 1022.892 | 305.5854 | -530.0176 | 6.2272 | 1.885 | -2.67 | 12.0389 | 4.3241 | 2025-09-16 | 2025_09_16 Hr 10 | 75.4696 | -0.000317 | -1022.892 | -464.861 | 409.1321 | 892.1487 | 112.2405 | 12.3978 | 61.8336 | 63.4805 | 253.0376 | 92.614 | 23.0871 | 186.3232 | 262.3367 | 0 | 6.5271 | 46.06 | 228.3633 | 0 | 139.4514 | 0
2025_09_16 Hr 11 | 5.6914 | 0.000495 | 0.013959 | 3.8572 | 3.8572 | 3.8572 | 3.8572 | 3.8012 | 3.8572 | 95.4676 | -14.5 | 0.1008 | 5 | 0 | 93.1616 | 93.1616 | 262.3367 | 0 | 0.00123 | 0.058 | 0.04906 | 1.3332 | 0 | 0 | 0 | 0 | 0 | 0 | 0.0792 | 46.06 | 6.5271 | 228.3633 | 0 | 0 | 0 | 0 | 9.3284 | 25.5023 | 0 | 42.248 | 0 | 0.5759 | 8.9928 | 0 | -1 | -4.2 | 8.1247 | 0 | 0 | 30.8019 | 30.8019 | 30.8019 | 30.8019 | 35.8162 | 53.5977 | 1.1496 | 0.00258 | 0 | 0 | 0 | 0 | 0 | 0 | 0 | 0 | 0 | 0 | 0 | 0 | 0 | 0 | 0 | 0 | 5.5942 | 0 | -496.6342 | 12.7997 | 0 | 69.7466 | 69.7047 | 52.4898 | 1210.437 | 28.1878 | 49.9422 | 1.6348 | 0.252 | -5.6914 | 14.074 | 3.19 | 57.716 | 1034.2 | 306.2111 | -524.6956 | 6.2402 | 1.885 | -2.67 | 12.0666 | 4.334 | 2025-09-16 | 2025_09_16 Hr 11 | 69.1898 | 2.3e-05 | -1034.2 | -454.3862 | 411.1042 | 892.1487 | 111.102 | 12.3978 | 61.8336 | 63.7825 | 254.4914 | 92.8303 | 23.0871 | 186.3232 | 262.3367 | 0 | 6.5271 | 46.06 | 228.3633 | 0 | 139.4514 | 0
2025_09_16 Hr 12 | 7.7809 | 0.00315 | 0.08883 | 3.8572 | 3.8572 | 3.8572 | 3.8572 | 3.8012 | 3.8572 | 96.7141 | -14.5 | 0.1008 | 6 | 0 | 93.1616 | 93.1616 | 262.3367 | 0 | 0.00123 | 0.058 | 0.04906 | 1.3332 | 0 | 0 | 0 | 0 | 0 | 0 | 0.0792 | 46.06 | 6.5271 | 228.3633 | 0 | 0 | 0 | 0 | 9.4502 | 26.1293 | 0 | 33.5643 | 0 | 0.5759 | 9.0506 | 0 | -1 | -4.2 | 8.1769 | 0 | 0 | 31.4321 | 31.4321 | 31.4321 | 31.4321 | 36.5489 | 49.7016 | 1.1496 | 0.00258 | 0 | 0 | 0 | 0 | 0 | 0 | 0 | 0 | 0 | 0 | 0 | 0 | 0 | 0 | 0 | 0 | 5.6302 | 0 | -466.8362 | 12.7997 | 0 | 69.7466 | 69.7047 | 52.4898 | 1215.946 | 28.3874 | 50.2958 | 1.6348 | 0.252 | -7.7809 | 14.074 | 3.19 | 57.716 | 1058.6 | 306.0764 | -496.9871 | 6.2803 | 1.885 | -2.67 | 12.152 | 4.3647 | 2025-09-16 | 2025_09_16 Hr 12 | 68.4746 | -8e-06 | -1058.6 | -433.2719 | 417.2084 | 892.1487 | 108.2834 | 12.3978 | 61.8336 | 64.7175 | 258.9913 | 93.4996 | 23.0871 | 186.3232 | 262.3367 | 0 | 6.5271 | 46.06 | 228.3633 | 0 | 139.4514 | 0
2025_09_16 Hr 13 | 7.2602 | 0.004125 | 0.11632 | 3.8572 | 3.8572 | 3.8572 | 3.8572 | 3.8012 | 3.8572 | 95.8128 | -14.5 | 0.1008 | 6 | 0 | 93.1616 | 93.1616 | 262.3367 | 0 | 0.00123 | 0.058 | 0.04906 | 1.3332 | 0 | 0 | 0 | 0 | 0 | 0 | 0.0792 | 46.06 | 6.5271 | 228.3633 | 0 | 0 | 0 | 0 | 9.3621 | 25.6759 | 0 | 36.7255 | 0 | 0.5759 | 9.0088 | 0 | -1 | -4.2 | 8.1391 | 0 | 0 | 30.9764 | 30.9764 | 30.9764 | 30.9764 | 36.0191 | 39.6981 | 1.1496 | 0.00258 | 0 | 0 | 0 | 0 | 0 | 0 | 0 | 0 | 0 | 0 | 0 | 0 | 0 | 0 | 0 | 0 | 5.6042 | 0 | -437.8566 | 12.7997 | 0 | 69.7466 | 69.7047 | 42.9462 | 1212.044 | 28.2431 | 50.0401 | 1.6348 | 0.252 | -7.2602 | 14.074 | 3.19 | 57.716 | 1066.808 | 285.5256 | -467.4868 | 6.2513 | 1.885 | -2.67 | 12.0902 | 4.3425 | 2025-09-16 | 2025_09_16 Hr 13 | 70.3409 | 0.000317 | -1066.808 | -401.1311 | 412.7946 | 892.1487 | 88.7648 | 12.3978 | 61.8336 | 64.0414 | 255.7375 | 93.0157 | 23.0871 | 186.3232 | 262.3367 | 0 | 6.5271 | 46.06 | 228.3633 | 0 | 139.4514 | 0
2025_09_16 Hr 14 | 9.8505 | 0.008925 | 0.25168 | 3.8572 | 3.8572 | 3.8572 | 3.8572 | 3.8012 | 3.8572 | 93.1854 | -14.5 | 0.1008 | 6 | 0 | 93.1616 | 93.1616 | 262.3367 | 0 | 0.00123 | 0.058 | 0.04906 | 1.3332 | 0 | 0 | 0 | 0 | 0 | 0 | 0.0792 | 46.06 | 6.5271 | 228.3633 | 0 | 0 | 0 | 0 | 9.1054 | 24.3543 | 0 | 27.7714 | 0 | 0.5759 | 8.887 | 0 | -1 | -4.2 | 8.0291 | 0 | 0 | 29.6482 | 29.6482 | 29.6482 | 29.6482 | 34.4747 | 34.749 | 1.1496 | 0.00258 | 0 | 0 | 0 | 0 | 0 | 0 | 0 | 0 | 0 | 0 | 0 | 0 | 0 | 0 | 0 | 0 | 5.5284 | 0 | -395.2074 | 12.7997 | 0 | 69.7466 | 69.7047 | 37.0176 | 1200.724 | 27.8224 | 49.2948 | 1.6348 | 0.252 | -9.8505 | 14.074 | 3.19 | 57.716 | 1076.9 | 275.8323 | -427.4279 | 6.1668 | 1.885 | -2.67 | 11.9101 | 4.2778 | 2025-09-16 | 2025_09_16 Hr 14 | 65.8262 | -1e-05 | -1076.9 | -367.436 | 399.9287 | 892.1487 | 78.0272 | 12.3978 | 61.8336 | 62.0709 | 246.2529 | 91.6049 | 23.0871 | 186.3232 | 262.3367 | 0 | 6.5271 | 46.06 | 228.3633 | 0 | 139.4514 | 0
2025_09_16 Hr 15 | 10.3712 | 0.00786 | 0.22165 | 3.8572 | 3.8572 | 3.8572 | 3.8572 | 3.8012 | 3.8572 | 94.432 | -14.5 | 0.1008 | 6 | 0 | 93.1616 | 93.1616 | 262.3367 | 0 | 0.00123 | 0.058 | 0.04906 | 1.3332 | 0 | 0 | 0 | 0 | 0 | 0 | 0.0792 | 46.06 | 6.5271 | 228.3633 | 0 | 0 | 0 | 0 | 9.2272 | 24.9814 | 0 | 45.4048 | 0 | 0.5759 | 8.9448 | 0 | -1 | -4.2 | 8.0813 | 0 | 0 | 30.2784 | 30.2784 | 30.2784 | 30.2784 | 35.2074 | 28.8522 | 1.1496 | 0.00258 | 0 | 0 | 0 | 0 | 0 | 0 | 0 | 0 | 0 | 0 | 0 | 0 | 0 | 0 | 0 | 0 | 5.5644 | 0 | -391.2492 | 12.7997 | 0 | 69.7466 | 69.7047 | 25.4496 | 1206.129 | 28.022 | 49.6484 | 1.6348 | 0.252 | -10.3712 | 14.074 | 3.19 | 57.716 | 1087.1 | 259.5565 | -423.9904 | 6.2069 | 1.885 | -2.67 | 11.9956 | 4.3085 | 2025-09-16 | 2025_09_16 Hr 15 | 62.9 | 1.5e-05 | -1087.1 | -345.8444 | 406.033 | 892.1487 | 60.5313 | 12.3978 | 61.8336 | 63.0058 | 250.7529 | 92.2742 | 23.0871 | 186.3232 | 262.3367 | 0 | 6.5271 | 46.06 | 228.3633 | 0 | 139.4514 | 0
2025_09_16 Hr 16 | 9.8505 | 0.00816 | 0.23011 | 3.8572 | 3.8572 | 3.8572 | 3.8572 | 3.8012 | 3.8572 | 90.4238 | -14.5 | 0.1008 | 6 | 0 | 93.1616 | 93.1616 | 262.3367 | 0 | 0.00123 | 0.058 | 0.04906 | 1.3332 | 0 | 0 | 0 | 0 | 0 | 0 | 0.0792 | 44.2326 | 6.5271 | 228.3633 | 0 | 0 | 0 | 0 | 8.8355 | 22.9651 | 0 | 49.2783 | 0 | 0.5759 | 8.759 | 0 | -1 | -4.2 | 7.9134 | 0 | 0 | 28.2522 | 28.2522 | 28.2522 | 28.2522 | 32.8513 | 26.8515 | 1.1496 | 0.00258 | 0 | 0 | 0 | 0 | 0 | 0 | 0 | 0 | 0 | 0 | 0 | 0 | 0 | 0 | 0 | 0 | 5.4488 | 0 | -365.6263 | 12.7997 | 0 | 65.0282 | 64.991 | 29.9322 | 1177.403 | 27.3803 | 48.5114 | 1.6348 | 0.252 | -9.8505 | 14.074 | 3.19 | 57.716 | 1088.2 | 259.3658 | -397.8468 | 6.0779 | 1.885 | -2.67 | 11.7209 | 4.2099 | 2025-09-16 | 2025_09_16 Hr 16 | 68.4459 | -2.3e-05 | -1088.2 | -316.348 | 386.4055 | 880.8891 | 63.022 | 12.3978 | 61.8336 | 59.9997 | 236.2838 | 90.1221 | 23.0871 | 186.3232 | 262.3367 | 0 | 6.5271 | 44.2326 | 228.3633 | 0 | 130.0192 | 0
2025_09_16 Hr 17 | 5.1723 | 0.00744 | 0.20981 | 3.8572 | 3.8572 | 3.8572 | 3.8572 | 3.8012 | 3.8572 | 90.9416 | -14.5 | 0.1008 | 5 | 0 | 93.1616 | 93.1616 | 262.3367 | 0 | 0.00123 | 0.058 | 0.04906 | 1.3332 | 0 | 0 | 0 | 0 | 0 | 0 | 0.0792 | 46.06 | 6.5271 | 228.3633 | 0 | 0 | 0 | 0 | 8.8861 | 23.2256 | 0 | 34.5094 | 0 | 0.5759 | 8.783 | 0 | -1 | -4.2 | 7.9351 | 0 | 0 | 28.5139 | 28.5139 | 28.5139 | 28.5139 | 33.1557 | 24.8508 | 1.1496 | 0.00258 | 0 | 0 | 0 | 0 | 0 | 0 | 0 | 0 | 0 | 0 | 0 | 0 | 0 | 0 | 0 | 0 | 5.4637 | 0 | -348.0381 | 12.7997 | 0 | 69.7466 | 69.7047 | 31.5228 | 1190.9 | 27.4632 | 48.6583 | 1.6348 | 0.252 | -5.1723 | 14.074 | 3.19 | 57.716 | 1103.383 | 253.5548 | -375.5804 | 6.0946 | 1.885 | -2.67 | 11.7563 | 4.2226 | 2025-09-16 | 2025_09_16 Hr 17 | 92.0637 | 0.000307 | -1103.383 | -313.5287 | 388.9411 | 892.1487 | 61.5908 | 12.3978 | 61.8336 | 60.388 | 238.153 | 90.4001 | 23.0871 | 186.3232 | 262.3367 | 0 | 6.5271 | 46.06 | 228.3633 | 0 | 139.4514 | 0
2025_09_16 Hr 18 | 4.1392 | 0.005715 | 0.16116 | 3.8572 | 3.8572 | 3.8572 | 3.8572 | 3.8012 | 3.8572 | 92.0539 | -14.5 | 0.1008 | 3 | 0 | 93.1616 | 93.1616 | 262.3367 | 0 | 0.00123 | 0.058 | 0.04906 | 1.3332 | 0 | 0 | 0 | 0 | 0 | 0 | 0.0792 | 45.9947 | 6.5271 | 228.3633 | 0 | 0 | 0 | 0 | 8.9948 | 23.7851 | 0 | 36.9669 | 0 | 0.5759 | 8.8345 | 0 | -1 | -4.2 | 7.9817 | 0 | 0 | 29.0762 | 29.0762 | 29.0762 | 29.0762 | 33.8096 | 32.7483 | 1.1496 | 0.00258 | 0 | 0 | 0 | 0 | 0 | 0 | 0 | 0 | 0 | 0 | 0 | 0 | 0 | 0 | 0 | 0 | 5.4958 | 0 | -358.5832 | 12.7997 | 0 | 69.7466 | 69.7047 | 29.4984 | 1195.635 | 27.6413 | 48.9738 | 1.6348 | 0.252 | -4.1392 | 14.074 | 3.19 | 57.716 | 1104.5 | 256.9903 | -385.0924 | 6.1304 | 1.885 | -2.67 | 11.8326 | 4.25 | 2025-09-16 | 2025_09_16 Hr 18 | 89.6856 | 1.7e-05 | -1104.5 | -321.6164 | 394.388 | 892.0834 | 65.4136 | 12.3978 | 61.8336 | 61.2223 | 242.1684 | 90.9973 | 23.0871 | 186.3232 | 262.3367 | 0 | 6.5271 | 45.9947 | 228.3633 | 0 | 139.4514 | 0
2025_09_16 Hr 19 | 1.0282 | 0.00333 | 0.093906 | 3.8572 | 3.8572 | 3.8572 | 3.8572 | 3.8012 | 3.8572 | 95.295 | -14.5 | 0.1008 | 13 | 0 | 93.1616 | 93.1616 | 262.3367 | 0 | 0.00123 | 0.058 | 0.04906 | 1.3332 | 0 | 0 | 0 | 0 | 0 | 0 | 0.0792 | 46.06 | 6.5271 | 228.3633 | 0 | 0 | 0 | 0 | 9.3115 | 25.4155 | 0 | 56.7836 | 0 | 0.5759 | 8.9848 | 0 | -1 | -4.2 | 8.1174 | 0 | 0 | 30.7146 | 30.7146 | 30.7146 | 30.7146 | 35.7147 | 30.7476 | 1.1496 | 0.00258 | 0 | 0 | 0 | 0 | 0 | 0 | 0 | 0 | 0 | 0 | 0 | 0 | 0 | 0 | 0 | 0 | 5.5893 | 0 | -410.4704 | 12.7997 | 0 | 69.7466 | 69.7047 | 28.4862 | 1209.764 | 28.1602 | 49.8932 | 1.6348 | 0.252 | -1.0282 | 14.074 | 3.19 | 57.716 | 1095.283 | 262.6043 | -433.8686 | 6.2346 | 1.885 | -2.67 | 12.0547 | 4.3298 | 2025-09-16 | 2025_09_16 Hr 19 | 96.4855 | 0.000316 | -1095.283 | -353.6868 | 410.259 | 892.1487 | 72.331 | 12.3978 | 61.8336 | 63.6531 | 253.8683 | 92.7376 | 23.0871 | 186.3232 | 262.3367 | 0 | 6.5271 | 46.06 | 228.3633 | 0 | 139.4514 | 0
2025_09_16 Hr 20 | 0 | 0.00156 | 0.043992 | 3.8572 | 3.8572 | 3.8572 | 3.8572 | 3.8012 | 3.8572 | 98.1716 | -14.5 | 0.1008 | 40 | 0 | 93.1616 | 93.1616 | 262.3367 | 0 | 0.00123 | 0.058 | 0.04906 | 1.3332 | 0 | 0 | 0 | 0 | 0 | 0 | 0.0792 | 46.06 | 6.5271 | 228.3633 | 0 | 0 | 0 | 0 | 9.5926 | 26.8625 | 0 | 46.4978 | 0 | 0.5759 | 9.1182 | 0 | -1 | -4.2 | 8.2379 | 0 | 0 | 32.1689 | 32.1689 | 32.1689 | 32.1689 | 37.4057 | 29.7999 | 1.1496 | 0.00258 | 0 | 0 | 0 | 0 | 0 | 0 | 0 | 0 | 0 | 0 | 0 | 0 | 0 | 0 | 0 | 0 | 5.6722 | 0 | -450.2064 | 12.7997 | 0 | 69.7466 | 69.7047 | 42.5124 | 1222.256 | 28.6208 | 50.7093 | 1.6348 | 0.252 | 0 | 14.074 | 3.19 | 57.716 | 1099.375 | 303.1974 | -472.5764 | 6.3272 | 1.885 | -2.67 | 12.2519 | 4.4006 | 2025-09-16 | 2025_09_16 Hr 20 | 94.9342 | 1e-06 | -1099.375 | -403.7086 | 424.3457 | 892.1487 | 112.3579 | 12.3978 | 61.8336 | 65.8106 | 264.2528 | 94.2822 | 23.0871 | 186.3232 | 262.3367 | 0 | 6.5271 | 46.06 | 228.3633 | 0 | 139.4514 | 0
2025_09_16 Hr 21 | 0 | 0.00024 | 0.006768 | 3.8572 | 3.8572 | 3.8572 | 3.8572 | 3.8012 | 3.8572 | 93.684 | -14.5 | 0.1008 | 35 | 0 | 93.1616 | 93.1616 | 261.7059 | 0 | 0.00123 | 0.058 | 0.04906 | 1.3332 | 0 | 0 | 0 | 0 | 0 | 0 | 0.0792 | 45.9947 | 6.5271 | 227.8293 | 0 | 0 | 0 | 0 | 9.1541 | 24.6051 | 0 | 51.8391 | 0 | 0.5759 | 8.9101 | 0 | -1 | -4.2 | 8.0499 | 0 | 0 | 29.9003 | 29.9003 | 29.9003 | 29.9003 | 34.7678 | 34.749 | 1.1496 | 0.00258 | 0 | 0 | 0 | 0 | 0 | 0 | 0 | 0 | 0 | 0 | 0 | 0 | 0 | 0 | 0 | 0 | 5.5428 | 0 | -480.5482 | 12.7997 | 0 | 69.2379 | 69.196 | 43.9584 | 1200.406 | 27.9023 | 49.4363 | 1.6348 | 0.252 | 0 | 14.074 | 3.19 | 57.716 | 1051.508 | 302.1816 | -502.9182 | 6.1828 | 1.885 | -2.67 | 11.9443 | 4.2901 | 2025-09-16 | 2025_09_16 Hr 21 | 91.4877 | 0.000262 | -1051.508 | -428.7091 | 402.3704 | 889.9011 | 113.7144 | 12.3978 | 61.8336 | 62.4449 | 248.053 | 91.8726 | 23.0871 | 186.3232 | 261.7059 | 0 | 6.5271 | 45.9947 | 227.8293 | 0 | 138.4339 | 0
2025_09_16 Hr 22 | 0 | 0 | 0 | 3.8572 | 3.8572 | 3.8572 | 3.8572 | 3.8012 | 3.8572 | 80.8157 | -14.5 | 0.1008 | 40 | 0 | 93.1616 | 93.1616 | 262.3367 | 0 | 0.00123 | 0.058 | 0.04906 | 1.3332 | 0 | 0 | 0 | 0 | 0 | 0 | 0.0792 | 46.06 | 6.5271 | 228.3633 | 0 | 0 | 0 | 0 | 7.8967 | 18.132 | 0 | 17.859 | 0 | 0.5759 | 8.3135 | 0 | -1 | -4.2 | 7.5109 | 0 | 0 | 23.3951 | 23.3951 | 23.3951 | 23.3951 | 27.2035 | 35.802 | 1.1496 | 0.00258 | 0 | 0 | 0 | 0 | 0 | 0 | 0 | 0 | 0 | 0 | 0 | 0 | 0 | 0 | 0 | 0 | 5.1716 | 0 | -494.5328 | 12.7997 | 0 | 69.7466 | 69.7047 | 53.9358 | 1146.542 | 25.8419 | 45.7858 | 1.6348 | 0.252 | 0 | 14.074 | 3.19 | 57.716 | 958.8 | 311.3022 | -516.9028 | 5.7688 | 1.885 | -2.67 | 11.0623 | 3.9733 | 2025-09-16 | 2025_09_16 Hr 22 | 81.3807 | 1.1e-05 | -958.8 | -476.6738 | 339.356 | 892.1487 | 129.7378 | 12.3978 | 61.8336 | 52.7935 | 201.5994 | 84.963 | 23.0871 | 186.3232 | 262.3367 | 0 | 6.5271 | 46.06 | 228.3633 | 0 | 139.4514 | 0
2025_09_16 Hr 23 | 0 | 0 | 0 | 3.8572 | 3.8572 | 3.8572 | 3.8572 | 3.8012 | 3.8572 | 69.5966 | 0 | 0.1008 | 38 | 0 | 93.1616 | 93.1616 | 269.8282 | 0 | 0.00123 | 0.058 | 0.04906 | 1.3332 | 0 | 0 | 0 | 0 | 0 | 0 | 0.0792 | 46.06 | 6.5271 | 234.2439 | 0 | 0 | 0 | 0 | 6.8004 | 12.4885 | 0 | 0 | -6.8486 | 0.5759 | 7.7933 | 0 | -1 | -4.2 | 7.041 | 0 | 0 | 17.7236 | 17.7236 | 17.7236 | 17.7236 | 20.6088 | 36.7497 | 1.1496 | 0.00258 | 0 | 0 | 0 | 0 | 0 | 0 | 0 | 0 | 0 | 0 | 0 | 0 | 0 | 0 | 0 | 0 | 4.8481 | 0 | -505.0636 | 12.7997 | 0 | 71.9649 | 71.9217 | 45.549 | 1115.435 | 24.0456 | 42.6032 | 1.6348 | 0.252 | 0 | 14.074 | 3.19 | 57.716 | 891.4916 | 295.8391 | -512.9336 | 5.4079 | 1.885 | -2.67 | 10.2934 | 3.6971 | 2025-09-16 | 2025_09_16 Hr 23 | 72.1644 | 4.2e-05 | -891.4916 | -511.9122 | 298.9178 | 909.956 | 120.2987 | 12.3978 | 61.8336 | 44.3792 | 161.0996 | 93.439 | 23.0871 | 186.3232 | 269.8282 | 0 | 6.5271 | 46.06 | 234.2439 | 0 | 143.8865 | 0
2025_09_16 Hr 24 | 0 | 0 | 0 | 3.8572 | 3.8572 | 3.8572 | 3.8572 | 3.8012 | 3.8572 | 62.2514 | 0 | 0.1008 | 46 | 0 | 93.1616 | 93.1616 | 269.8282 | 0 | 0.00123 | 0.058 | 0.04906 | 1.3332 | 0 | 0 | 0 | 0 | 0 | 0 | 0.0792 | 46.06 | 6.5271 | 234.2439 | 0 | 0 | 0 | 0 | 6.0827 | 8.7937 | 0 | 0 | -13.8609 | 0.5759 | 7.4528 | 0 | -1 | -4.2 | 6.7333 | 0 | 0 | 14.0104 | 14.0104 | 14.0104 | 14.0104 | 16.2912 | 35.802 | 1.1496 | 0.00258 | 0 | 0 | 0 | 0 | 0 | 0 | 0 | 0 | 0 | 0 | 0 | 0 | 0 | 0 | 0 | 0 | 4.6362 | 0 | -534.3907 | 12.7997 | 0 | 71.9649 | 71.9217 | 42.5124 | 1083.411 | 22.8696 | 40.5196 | 1.6348 | 0.252 | 0 | 14.074 | 3.19 | 57.716 | 823.2 | 295.9109 | -542.2607 | 5.1715 | 1.885 | -2.67 | 9.7899 | 3.5163 | 2025-09-16 | 2025_09_16 Hr 24 | 57.3841 | -1.7e-05 | -823.2 | -548.2516 | 262.9498 | 909.956 | 124.3144 | 12.3978 | 61.8336 | 38.8703 | 134.5844 | 89.4951 | 23.0871 | 186.3232 | 269.8282 | 0 | 6.5271 | 46.06 | 234.2439 | 0 | 143.8865 | 0
2025_09_17 Hr 01 | 0 | 0 | 0 | 0 | 0 | 0 | 0 | 0 | 0 | 54.8989 | 0 | 0.1008 | 65 | 0 | 93.1616 | 93.1616 | 269.8282 | 0 | 0.00123 | 0.058 | 0.04906 | 1.3332 | 0 | 0 | 0 | 0 | 0 | 0 | 0.0792 | 30.3996 | 6.5271 | 234.2439 | 0 | 0 | 0 | 0 | 5.2847 | 5.2038 | 0 | 0.073111 | -28.1858 | 0.5759 | 7.1875 | 0.06 | -1 | -4.2 | 6.5372 | 0 | 0 | 10.4045 | 10.4045 | 10.4045 | 10.4045 | 12.0983 | 36.7497 | 1.1496 | 0.00258 | 0 | 0 | 0 | 0 | 0 | 0 | 0 | 0 | 0 | 0 | 0 | 0 | 0 | 0 | 0 | 0 | 4.4797 | 0 | -508.7734 | 12.6692 | 0 | 71.44 | 71.3967 | 40.9218 | 1012.473 | 21.57 | 38.1816 | 1.6348 | 0.252 | 0 | 14.074 | 3.19 | 57.716 | 777.4517 | 309.7345 | -516.6434 | 5.0067 | 1.885 | -2.67 | 9.2271 | 3.3136 | 2025-09-17 | 2025_09_17 Hr 01 | 48.5684 | -4.194e-05 | -777.4517 | -536.8861 | 227.2762 | 870.1587 | 142.6715 | 12.3978 | 61.8336 | 33.6995 | 108.6151 | 84.9616 | 0 | 186.3232 | 269.8282 | 0 | 6.5271 | 30.3996 | 234.2439 | 0 | 142.8367 | 0
2025_09_17 Hr 02 | 0 | 0 | 0 | 0 | 0 | 0 | 0 | 0 | 0 | 53.6707 | 0 | 0.1008 | 42 | 0 | 93.1616 | 93.1616 | 269.8282 | 0 | 0.00123 | 0.058 | 0.04906 | 1.3332 | 0 | 0 | 0 | 0 | 0 | 0 | 0.0792 | 17.2187 | 6.5271 | 234.2439 | 0 | 0 | 0 | 0 | 5.1665 | 4.5994 | 0 | 0 | -32.1476 | 0.5759 | 7.1295 | 0.06 | -1 | -4.2 | 6.4845 | 0 | 0 | 9.7873 | 9.7873 | 9.7873 | 9.7873 | 11.3806 | 41.6988 | 1.1496 | 0.00258 | 0 | 0 | 0 | 0 | 0 | 0 | 0 | 0 | 0 | 0 | 0 | 0 | 0 | 0 | 0 | 0 | 4.4436 | 0 | -492.5919 | 12.6692 | 0 | 71.9649 | 71.9217 | 45.549 | 995.018 | 21.3733 | 37.8334 | 1.6348 | 0.252 | 0 | 14.074 | 3.19 | 57.716 | 758.06 | 295.6515 | -500.4619 | 4.9663 | 1.885 | -2.67 | 9.143 | 3.2834 | 2025-09-17 | 2025_09_17 Hr 02 | 47.9791 | -2e-05 | -758.06 | -524.7395 | 221.2927 | 858.0276 | 129.2478 | 12.3978 | 61.8336 | 32.7898 | 104.2006 | 84.3023 | 0 | 186.3232 | 269.8282 | 0 | 6.5271 | 17.2187 | 234.2439 | 0 | 143.8865 | 0
2025_09_17 Hr 03 | 0 | 0 | 0 | 0 | 0 | 0 | 0 | 0 | 0 | 48.681 | 0 | 0.1008 | 24 | 0 | 93.1616 | 93.1616 | 269.8282 | 0 | 0.00123 | 0.058 | 0.04906 | 1.3332 | 0 | 0 | 0 | 0 | 0 | 0 | 0.0792 | 22.9517 | 6.5271 | 234.2439 | 0 | 0 | 0 | 0 | 4.6861 | 2.1439 | 0 | 0 | -8.4832 | 0.5759 | 6.8942 | 0.06 | -1 | -4.2 | 6.2705 | 0 | 0 | 7.28 | 7.28 | 7.28 | 7.28 | 8.4652 | 44.6472 | 1.1496 | 0.00258 | 0 | 0 | 0 | 0 | 0 | 0 | 0 | 0 | 0 | 0 | 0 | 0 | 0 | 0 | 0 | 0 | 4.2969 | 0 | -490.3569 | 12.6692 | 0 | 71.9649 | 71.9217 | 34.9932 | 979.121 | 20.5742 | 36.4189 | 1.6348 | 0.252 | 0 | 14.074 | 3.19 | 57.716 | 739.7767 | 267.3658 | -498.2269 | 4.8024 | 1.885 | -2.67 | 8.8011 | 3.1606 | 2025-09-17 | 2025_09_17 Hr 03 | 44.4752 | -5.9e-05 | -739.7767 | -498.8401 | 196.9844 | 863.7606 | 103.6404 | 12.3978 | 61.8336 | 29.0941 | 86.2663 | 81.6241 | 0 | 186.3232 | 269.8282 | 0 | 6.5271 | 22.9517 | 234.2439 | 0 | 143.8865 | 0
2025_09_17 Hr 04 | 0 | 0 | 0 | 0 | 0 | 0 | 0 | 0 | 0 | 48.0285 | 0 | 0.1008 | 25 | 0 | 93.1616 | 93.1616 | 269.8282 | 0 | 0.00123 | 0.058 | 0.04906 | 1.3332 | 0 | 0 | 0 | 0 | 0 | 0 | 0.0792 | 32.3533 | 6.5271 | 234.2439 | 0 | 0 | 0 | 0 | 4.6233 | 1.8228 | 0 | 5.651 | -8.1951 | 0.5759 | 6.8635 | 0.06 | -1 | -4.2 | 6.2425 | 0 | 0 | 6.9522 | 6.9522 | 6.9522 | 6.9522 | 8.0839 | 42.7518 | 1.1496 | 0.00258 | 0 | 0 | 0 | 0 | 0 | 0 | 0 | 0 | 0 | 0 | 0 | 0 | 0 | 0 | 0 | 0 | 4.2777 | 0 | -487.2605 | 12.6692 | 0 | 63.0707 | 63.0318 | 36.4392 | 967.91 | 20.4697 | 36.2339 | 1.6348 | 0.252 | 0 | 14.074 | 3.19 | 57.716 | 737.8017 | 267.5662 | -495.1305 | 4.781 | 1.885 | -2.67 | 8.7564 | 3.1445 | 2025-09-17 | 2025_09_17 Hr 04 | 47.7482 | -8.1e-05 | -737.8017 | -489.8046 | 193.8056 | 855.3782 | 104.191 | 12.3978 | 61.8336 | 28.6108 | 83.921 | 81.2738 | 0 | 186.3232 | 269.8282 | 0 | 6.5271 | 32.3533 | 234.2439 | 0 | 126.1025 | 0
2025_09_17 Hr 05 | 0 | 0 | 0 | 3.8572 | 3.8572 | 3.8572 | 3.8572 | 3.8012 | 3.8572 | 53.7858 | 0 | 0.1008 | 40 | 0 | 93.1616 | 93.1616 | 269.8282 | 0 | 0.00123 | 0.058 | 0.04906 | 1.3332 | 0 | 0 | 0 | 0 | 0 | 0 | 0.0792 | 41.7558 | 6.5271 | 234.2439 | 0 | 0 | 0 | 0 | 5.1775 | 4.6561 | 0 | 0 | -33.6928 | 0.5759 | 7.135 | 0 | -1 | -4.2 | 6.4894 | 0 | 0 | 9.8452 | 9.8452 | 9.8452 | 9.8452 | 11.4479 | 51.7023 | 1.1496 | 0.00258 | 0 | 0 | 0 | 0 | 0 | 0 | 0 | 0 | 0 | 0 | 0 | 0 | 0 | 0 | 0 | 0 | 4.447 | 0 | -518.5416 | 12.6692 | 0 | 71.9649 | 71.9217 | 24.0036 | 1043.141 | 21.3918 | 37.8661 | 1.6348 | 0.252 | 0 | 14.074 | 3.19 | 57.716 | 765.2083 | 282.1714 | -526.4116 | 4.9701 | 1.885 | -2.67 | 9.1509 | 3.2862 | 2025-09-17 | 2025_09_17 Hr 05 | 78.6565 | -2e-06 | -765.2083 | -552.2344 | 221.8536 | 905.6518 | 115.7059 | 12.3978 | 61.8336 | 32.8751 | 104.6144 | 84.3641 | 23.0871 | 186.3232 | 269.8282 | 0 | 6.5271 | 41.7558 | 234.2439 | 0 | 143.8865 | 0
2025_09_17 Hr 06 | 0 | 0 | 0 | 3.8572 | 3.8572 | 3.8572 | 3.8572 | 3.8012 | 3.8572 | 64.5136 | 0 | 0.1008 | 54 | 0 | 93.1616 | 93.1616 | 269.8282 | 0 | 0.00123 | 0.058 | 0.04906 | 1.3332 | 0 | 0 | 0 | 0 | 0 | 0 | 0.0792 | 46.06 | 6.5271 | 234.2439 | 0 | 0 | 0 | 0 | 6.2102 | 9.9354 | 0 | 0.020887 | -17.9627 | 0.5759 | 7.6409 | 0 | -1 | -4.2 | 6.9496 | 0 | 0 | 15.2358 | 15.2358 | 15.2358 | 15.2358 | 17.7161 | 58.6521 | 1.1496 | 0.00258 | 0 | 0 | 0 | 0 | 0 | 0 | 0 | 0 | 0 | 0 | 0 | 0 | 0 | 0 | 0 | 0 | 4.7623 | 0 | -532.5236 | 12.6692 | 0 | 71.9649 | 71.9217 | 14.0262 | 1093.95 | 23.1099 | 40.9073 | 1.6348 | 0.252 | 0 | 14.074 | 3.19 | 57.716 | 834.5167 | 298.9021 | -540.3936 | 5.3225 | 1.885 | -2.67 | 9.8858 | 3.5501 | 2025-09-17 | 2025_09_17 Hr 06 | 76.4568 | -6.522e-05 | -834.5167 | -550.4654 | 274.1164 | 909.956 | 126.6783 | 12.3978 | 61.8336 | 40.8208 | 143.1731 | 90.1224 | 23.0871 | 186.3232 | 269.8282 | 0 | 6.5271 | 46.06 | 234.2439 | 0 | 143.8865 | 0
2025_09_17 Hr 07 | 0 | 0 | 0 | 3.8572 | 3.8572 | 3.8572 | 3.8572 | 3.8012 | 3.8572 | 83.6279 | -14.5 | 0.1008 | 55 | 0 | 93.1616 | 93.1616 | 262.3367 | 0 | 0.00123 | 0.058 | 0.04906 | 1.3332 | 0 | 0 | 0 | 0 | 0 | 0 | 0.0792 | 46.06 | 6.5271 | 228.3633 | 0 | 0 | 0 | 0 | 8.0502 | 19.3418 | 0 | 29.9142 | 0 | 0.5759 | 8.5423 | 0 | -1 | -4.2 | 7.7694 | 0 | 0 | 24.8407 | 24.8407 | 24.8407 | 24.8407 | 28.8845 | 58.6521 | 1.1496 | 0.00258 | 0 | 0 | 0 | 0 | 0 | 0 | 0 | 0 | 0 | 0 | 0 | 0 | 0 | 0 | 0 | 0 | 5.3241 | 0 | -519.2308 | 12.6692 | 0 | 69.7466 | 69.7047 | 4.0488 | 1159.002 | 26.1711 | 46.3261 | 1.6348 | 0.252 | 0 | 14.074 | 3.19 | 57.716 | 947.5 | 300.1844 | -541.6008 | 5.9504 | 1.885 | -2.67 | 11.1953 | 4.0204 | 2025-09-17 | 2025_09_17 Hr 07 | 87.4253 | 2.6e-05 | -947.5 | -489.3166 | 352.7357 | 892.1487 | 117.7009 | 12.3978 | 61.8336 | 54.9782 | 211.8753 | 85.8822 | 23.0871 | 186.3232 | 262.3367 | 0 | 6.5271 | 46.06 | 228.3633 | 0 | 139.4514 | 0
2025_09_17 Hr 08 | 1.0298 | 0.000165 | 0.004653 | 3.8572 | 3.8572 | 3.8572 | 3.8572 | 3.8012 | 3.8572 | 90.364 | -14.5 | 0.1008 | 36 | 0 | 93.1616 | 93.1616 | 262.3367 | 0 | 0.00123 | 0.058 | 0.04906 | 1.3332 | 0 | 0 | 0 | 0 | 0 | 0 | 0.0792 | 46.06 | 6.5271 | 228.3633 | 0 | 0 | 0 | 0 | 8.6986 | 22.6568 | 0 | 38.1201 | 0 | 0.5759 | 8.8599 | 0 | -1 | -4.2 | 8.0583 | 0 | 0 | 28.2255 | 28.2255 | 28.2255 | 28.2255 | 32.8204 | 59.5998 | 1.1496 | 0.00258 | 0 | 0 | 0 | 0 | 0 | 0 | 0 | 0 | 0 | 0 | 0 | 0 | 0 | 0 | 0 | 0 | 5.5221 | 0 | -485.5186 | 12.6692 | 0 | 69.7466 | 69.7047 | 3.4704 | 1188.207 | 27.2499 | 48.2357 | 1.6348 | 0.252 | -1.0298 | 14.074 | 3.19 | 57.716 | 1003.608 | 286.1994 | -508.9184 | 6.1717 | 1.885 | -2.67 | 11.6568 | 4.1861 | 2025-09-17 | 2025_09_17 Hr 08 | 79.2226 | 0.000306 | -1003.608 | -447.3985 | 385.5517 | 892.1487 | 99.075 | 12.3978 | 61.8336 | 59.9674 | 236.0865 | 89.4978 | 23.0871 | 186.3232 | 262.3367 | 0 | 6.5271 | 46.06 | 228.3633 | 0 | 139.4514 | 0
2025_09_17 Hr 09 | 3.6218 | 0.0012 | 0.03384 | 3.8572 | 3.8572 | 3.8572 | 3.8572 | 3.8012 | 3.8572 | 89.8075 | -14.5 | 0.1008 | 14 | 0 | 93.1616 | 93.1616 | 262.3367 | 0 | 0.00123 | 0.058 | 0.04906 | 1.3332 | 0 | 0 | 0 | 0 | 0 | 0 | 0.0792 | 46.06 | 6.5271 | 228.3633 | 0 | 0 | 0 | 0 | 8.6451 | 22.3829 | 0 | 38.8098 | 0 | 0.5759 | 8.8337 | 0 | -1 | -4.2 | 8.0344 | 0 | 0 | 27.9459 | 27.9459 | 27.9459 | 27.9459 | 32.4952 | 50.6493 | 1.1496 | 0.00258 | 0 | 0 | 0 | 0 | 0 | 0 | 0 | 0 | 0 | 0 | 0 | 0 | 0 | 0 | 0 | 0 | 5.5057 | 0 | -432.8513 | 12.6692 | 0 | 69.7466 | 69.7047 | 3.0366 | 1185.824 | 27.1608 | 48.0779 | 1.6348 | 0.252 | -3.6218 | 14.074 | 3.19 | 57.716 | 1022.9 | 257.1094 | -458.8431 | 6.1534 | 1.885 | -2.67 | 11.6187 | 4.1724 | 2025-09-17 | 2025_09_17 Hr 09 | 79.8357 | -6e-06 | -1022.9 | -394.0415 | 382.8404 | 892.1487 | 67.7209 | 12.3978 | 61.8336 | 59.5552 | 234.0862 | 89.1991 | 23.0871 | 186.3232 | 262.3367 | 0 | 6.5271 | 46.06 | 228.3633 | 0 | 139.4514 | 0
2025_09_17 Hr 10 | 12.9499 | 0.003375 | 0.095175 | 3.8572 | 3.8572 | 3.8572 | 3.8572 | 3.8012 | 3.8572 | 83.839 | -14.5 | 0.1008 | 14 | 0 | 93.1616 | 93.1616 | 262.3367 | 0 | 0.00123 | 0.058 | 0.04906 | 1.3332 | 0 | 0 | 0 | 0 | 0 | 0 | 0.0792 | 46.06 | 6.5271 | 228.3633 | 0 | 0 | 0 | 0 | 8.0705 | 19.4457 | 0 | 28.6785 | -0.18389 | 0.5759 | 8.5522 | 0 | -1 | -4.2 | 7.7784 | 0 | 0 | 24.9468 | 24.9468 | 24.9468 | 24.9468 | 29.0079 | 38.7504 | 1.1496 | 0.00258 | 0 | 0 | 0 | 0 | 0 | 0 | 0 | 0 | 0 | 0 | 0 | 0 | 0 | 0 | 0 | 0 | 5.3303 | 0 | -382.6281 | 12.6692 | 0 | 69.7466 | 69.7047 | 4.0488 | 1160.012 | 26.2049 | 46.3859 | 1.6348 | 0.252 | -12.9499 | 14.074 | 3.19 | 57.716 | 1022.908 | 252.3494 | -417.948 | 5.9574 | 1.885 | -2.67 | 11.2098 | 4.0256 | 2025-09-17 | 2025_09_17 Hr 10 | 81.1176 | 0.0003049 | -1022.908 | -354.1335 | 353.764 | 892.1487 | 56.8978 | 12.3978 | 61.8336 | 55.1345 | 212.634 | 85.9955 | 23.0871 | 186.3232 | 262.3367 | 0 | 6.5271 | 46.06 | 228.3633 | 0 | 139.4514 | 0
2025_09_17 Hr 11 | 12.9516 | 0.005835 | 0.16455 | 3.8572 | 3.8572 | 3.8572 | 3.8572 | 3.8012 | 3.8572 | 85.4511 | -14.5 | 0.1008 | 20 | 0 | 93.1616 | 93.1616 | 262.3367 | 0 | 0.00123 | 0.058 | 0.04906 | 1.3332 | 0 | 0 | 0 | 0 | 0 | 0 | 0.0792 | 46.06 | 6.5271 | 228.3633 | 0 | 0 | 0 | 0 | 8.2257 | 20.239 | 0 | 34.4434 | 0 | 0.5759 | 8.6282 | 0 | -1 | -4.2 | 7.8476 | 0 | 0 | 25.7568 | 25.7568 | 25.7568 | 25.7568 | 29.9498 | 23.7978 | 1.1496 | 0.00258 | 0 | 0 | 0 | 0 | 0 | 0 | 0 | 0 | 0 | 0 | 0 | 0 | 0 | 0 | 0 | 0 | 5.3777 | 0 | -362.0297 | 12.6692 | 0 | 69.7466 | 69.7047 | 1.0122 | 1167.07 | 26.4631 | 46.8429 | 1.6348 | 0.252 | -12.9516 | 14.074 | 3.19 | 57.716 | 1045.392 | 241.2296 | -397.3513 | 6.0103 | 1.885 | -2.67 | 11.3202 | 4.0652 | 2025-09-17 | 2025_09_17 Hr 11 | 72.8499 | -0.00033 | -1045.392 | -327.5863 | 361.6175 | 892.1487 | 44.9804 | 12.3978 | 61.8336 | 56.3285 | 218.4282 | 86.8608 | 23.0871 | 186.3232 | 262.3367 | 0 | 6.5271 | 46.06 | 228.3633 | 0 | 139.4514 | 0
2025_09_17 Hr 12 | 12.9516 | 0.00807 | 0.22757 | 3.8572 | 3.8572 | 3.8572 | 3.8572 | 3.8012 | 3.8572 | 90.9589 | -14.5 | 0.1008 | 24 | 0 | 93.1616 | 93.1616 | 262.3367 | 0 | 0.00123 | 0.058 | 0.04906 | 1.3332 | 0 | 0 | 0 | 0 | 0 | 0 | 0.0792 | 46.06 | 6.5271 | 228.3633 | 0 | 0 | 0 | 0 | 8.7559 | 22.9495 | 0 | 42.9772 | 0 | 0.5759 | 8.888 | 0 | -1 | -4.2 | 8.0838 | 0 | 0 | 28.5245 | 28.5245 | 28.5245 | 28.5245 | 33.168 | 14.8473 | 1.1496 | 0.00258 | 0 | 0 | 0 | 0 | 0 | 0 | 0 | 0 | 0 | 0 | 0 | 0 | 0 | 0 | 0 | 0 | 5.5395 | 0 | -386.8485 | 12.6692 | 0 | 69.7466 | 69.7047 | 2.4582 | 1191.009 | 27.3452 | 48.4044 | 1.6348 | 0.252 | -12.9516 | 14.074 | 3.19 | 57.716 | 1052.5 | 240.6837 | -422.1701 | 6.1912 | 1.885 | -2.67 | 11.6976 | 4.2008 | 2025-09-17 | 2025_09_17 Hr 12 | 71.9581 | -1.1e-05 | -1052.5 | -343.8713 | 388.45 | 892.1487 | 41.5411 | 12.3978 | 61.8336 | 60.408 | 238.2249 | 89.8171 | 23.0871 | 186.3232 | 262.3367 | 0 | 6.5271 | 46.06 | 228.3633 | 0 | 139.4514 | 0
2025_09_17 Hr 13 | 12.4425 | 0.009195 | 0.2593 | 3.8572 | 3.8572 | 3.8572 | 3.8572 | 3.8012 | 3.8572 | 92.4558 | -14.5 | 0.1008 | 26 | 0 | 93.1616 | 93.1616 | 262.3367 | 0 | 0.00123 | 0.058 | 0.04906 | 1.3332 | 0 | 0 | 0 | 0 | 0 | 0 | 0.0792 | 46.06 | 6.5271 | 228.3633 | 0 | 0 | 0 | 0 | 8.9 | 23.6862 | 0 | 56.2822 | 0 | 0.5759 | 8.9586 | 0 | -1 | -4.2 | 8.148 | 0 | 0 | 29.2767 | 29.2767 | 29.2767 | 29.2767 | 34.0426 | 13.8996 | 1.1496 | 0.00258 | 0 | 0 | 0 | 0 | 0 | 0 | 0 | 0 | 0 | 0 | 0 | 0 | 0 | 0 | 0 | 0 | 5.5835 | 0 | -401.8015 | 12.6692 | 0 | 69.7466 | 69.7047 | 5.9286 | 1197.53 | 27.5849 | 48.8287 | 1.6348 | 0.252 | -12.4425 | 14.074 | 3.19 | 57.716 | 1062.7 | 245.5019 | -436.614 | 6.2404 | 1.885 | -2.67 | 11.8001 | 4.2376 | 2025-09-17 | 2025_09_17 Hr 13 | 72.7098 | 1.5e-05 | -1062.7 | -345.5193 | 395.7425 | 892.1487 | 46.0967 | 12.3978 | 61.8336 | 61.5167 | 243.6052 | 90.6206 | 23.0871 | 186.3232 | 262.3367 | 0 | 6.5271 | 46.06 | 228.3633 | 0 | 139.4514 | 0
2025_09_17 Hr 14 | 11.401 | 0.00957 | 0.26987 | 3.8572 | 3.8572 | 3.8572 | 3.8572 | 3.8012 | 3.8572 | 90.9014 | -14.5 | 0.1008 | 41 | 0 | 93.1616 | 93.1616 | 262.3367 | 0 | 0.00123 | 0.058 | 0.04906 | 1.3332 | 0 | 0 | 0 | 0 | 0 | 0 | 0.0792 | 46.06 | 6.5271 | 228.3633 | 0 | 0 | 0 | 0 | 8.7504 | 22.9212 | 0 | 40.6897 | 0 | 0.5759 | 8.8853 | 0 | -1 | -4.2 | 8.0814 | 0 | 0 | 28.4956 | 28.4956 | 28.4956 | 28.4956 | 33.1344 | 10.9512 | 1.1496 | 0.00258 | 0 | 0 | 0 | 0 | 0 | 0 | 0 | 0 | 0 | 0 | 0 | 0 | 0 | 0 | 0 | 0 | 5.5379 | 0 | -393.1071 | 12.6692 | 0 | 69.7466 | 69.7047 | 21.5454 | 1190.802 | 27.336 | 48.388 | 1.6348 | 0.252 | -11.401 | 14.074 | 3.19 | 57.716 | 1075.908 | 271.2948 | -426.8781 | 6.1894 | 1.885 | -2.67 | 11.6936 | 4.1993 | 2025-09-17 | 2025_09_17 Hr 14 | 72.8491 | 0.000312 | -1075.908 | -352.4173 | 388.1695 | 892.1487 | 73.776 | 12.3978 | 61.8336 | 60.3654 | 238.0179 | 89.7862 | 23.0871 | 186.3232 | 262.3367 | 0 | 6.5271 | 46.06 | 228.3633 | 0 | 139.4514 | 0
2025_09_17 Hr 15 | 8.3 | 0.009255 | 0.26099 | 3.8572 | 3.8572 | 3.8572 | 3.8572 | 3.8012 | 3.8572 | 90.1529 | -14.5 | 0.1008 | 65 | 0 | 93.1616 | 93.1616 | 262.3367 | 0 | 0.00123 | 0.058 | 0.04906 | 1.3332 | 0 | 0 | 0 | 0 | 0 | 0 | 0.0792 | 46.06 | 6.5271 | 228.3633 | 0 | 0 | 0 | 0 | 8.6783 | 22.5529 | 0 | 39.2666 | 0 | 0.5759 | 8.85 | 0 | -1 | -4.2 | 8.0493 | 0 | 0 | 28.1195 | 28.1195 | 28.1195 | 28.1195 | 32.697 | 8.9505 | 1.1496 | 0.00258 | 0 | 0 | 0 | 0 | 0 | 0 | 0 | 0 | 0 | 0 | 0 | 0 | 0 | 0 | 0 | 0 | 5.5159 | 0 | -397.1943 | 12.6692 | 0 | 69.7466 | 69.7047 | 24.0036 | 1187.548 | 27.2161 | 48.1758 | 1.6348 | 0.252 | -8.3 | 14.074 | 3.19 | 57.716 | 1091.2 | 292.2492 | -427.8643 | 6.1648 | 1.885 | -2.67 | 11.6424 | 4.1809 | 2025-09-17 | 2025_09_17 Hr 15 | 77.178 | 1e-05 | -1091.2 | -357.9277 | 384.5233 | 892.1487 | 98.2243 | 12.3978 | 61.8336 | 59.811 | 235.3278 | 89.3845 | 23.0871 | 186.3232 | 262.3367 | 0 | 6.5271 | 46.06 | 228.3633 | 0 | 139.4514 | 0
2025_09_17 Hr 16 | 5.6897 | 0.007995 | 0.22546 | 3.8572 | 3.8572 | 3.8572 | 3.8572 | 3.8012 | 3.8572 | 90.6135 | -14.5 | 0.1008 | 90 | 0 | 93.1616 | 93.1616 | 262.3367 | 0 | 0.00123 | 0.058 | 0.04906 | 1.3332 | 0 | 0 | 0 | 0 | 0 | 0 | 0.0792 | 45.6692 | 6.5271 | 228.3633 | 0 | 0 | 0 | 0 | 8.7226 | 22.7795 | 0 | 45.1302 | 0 | 0.5759 | 8.8717 | 0 | -1 | -4.2 | 8.069 | 0 | 0 | 28.3509 | 28.3509 | 28.3509 | 28.3509 | 32.9662 | 10.9512 | 1.1496 | 0.00258 | 0 | 0 | 0 | 0 | 0 | 0 | 0 | 0 | 0 | 0 | 0 | 0 | 0 | 0 | 0 | 0 | 5.5294 | 0 | -427.2034 | 12.6692 | 0 | 69.2379 | 69.196 | 25.4496 | 1188.101 | 27.2899 | 48.3064 | 1.6348 | 0.252 | -5.6897 | 14.074 | 3.19 | 57.716 | 1096.3 | 318.3316 | -455.2632 | 6.1799 | 1.885 | -2.67 | 11.6739 | 4.1923 | 2025-09-17 | 2025_09_17 Hr 16 | 90.3228 | -1e-05 | -1096.3 | -382.0732 | 386.7672 | 890.7404 | 126.6343 | 12.3978 | 61.8336 | 60.1522 | 236.9832 | 89.6317 | 23.0871 | 186.3232 | 262.3367 | 0 | 6.5271 | 45.6692 | 228.3633 | 0 | 138.4339 | 0
2025_09_17 Hr 17 | 4.6599 | 0.005955 | 0.16793 | 3.8572 | 3.8572 | 3.8572 | 3.8572 | 3.8012 | 3.8572 | 91.6306 | -14.5 | 0.1008 | 93 | 0 | 93.1616 | 93.1616 | 262.3367 | 0 | 0.00123 | 0.058 | 0.04906 | 1.3332 | 0 | 0 | 0 | 0 | 0 | 0 | 0.0792 | 46.06 | 6.5271 | 228.3633 | 0 | 0 | 0 | 0 | 8.8206 | 23.2801 | 0 | 35.3218 | 0 | 0.5759 | 8.9196 | 0 | -1 | -4.2 | 8.1126 | 0 | 0 | 28.862 | 28.862 | 28.862 | 28.862 | 33.5605 | 17.901 | 1.1496 | 0.00258 | 0 | 0 | 0 | 0 | 0 | 0 | 0 | 0 | 0 | 0 | 0 | 0 | 0 | 0 | 0 | 0 | 5.5593 | 0 | -452.993 | 12.6692 | 0 | 69.7466 | 69.7047 | 30.5106 | 1193.861 | 27.4528 | 48.5948 | 1.6348 | 0.252 | -4.6599 | 14.074 | 3.19 | 57.716 | 1082.017 | 332.8565 | -480.0229 | 6.2133 | 1.885 | -2.67 | 11.7436 | 4.2173 | 2025-09-17 | 2025_09_17 Hr 17 | 118.734 | -0.000344 | -1082.017 | -417.6712 | 391.7223 | 892.1487 | 141.5855 | 12.3978 | 61.8336 | 60.9055 | 240.6391 | 90.1777 | 23.0871 | 186.3232 | 262.3367 | 0 | 6.5271 | 46.06 | 228.3633 | 0 | 139.4514 | 0
2025_09_17 Hr 18 | 4.6583 | 0.003705 | 0.10448 | 3.8572 | 3.8572 | 3.8572 | 3.8572 | 3.8012 | 3.8572 | 94.682 | -14.5 | 0.1008 | 93 | 0 | 93.1616 | 93.1616 | 262.3367 | 0 | 0.00123 | 0.058 | 0.04906 | 1.3332 | 0 | 0 | 0 | 0 | 0 | 0 | 0.0792 | 46.06 | 6.5271 | 228.3633 | 0 | 0 | 0 | 0 | 9.1143 | 24.7817 | 0 | 46.5059 | 0 | 0.5759 | 9.0635 | 0 | -1 | -4.2 | 8.2435 | 0 | 0 | 30.3953 | 30.3953 | 30.3953 | 30.3953 | 35.3434 | 17.901 | 1.1496 | 0.00258 | 0 | 0 | 0 | 0 | 0 | 0 | 0 | 0 | 0 | 0 | 0 | 0 | 0 | 0 | 0 | 0 | 5.649 | 0 | -458.6158 | 12.6692 | 0 | 69.7466 | 69.7047 | 25.4496 | 1207.025 | 27.9415 | 49.4598 | 1.6348 | 0.252 | -4.6583 | 14.074 | 3.19 | 57.716 | 1097.317 | 329.4295 | -485.6441 | 6.3135 | 1.885 | -2.67 | 11.9527 | 4.2923 | 2025-09-17 | 2025_09_17 Hr 18 | 108.7756 | -0.000335 | -1097.317 | -412.1099 | 406.5877 | 892.1487 | 136.4588 | 12.3978 | 61.8336 | 63.1656 | 251.6066 | 91.8156 | 23.0871 | 186.3232 | 262.3367 | 0 | 6.5271 | 46.06 | 228.3633 | 0 | 139.4514 | 0
2025_09_17 Hr 19 | 1.0282 | 0.002535 | 0.071487 | 3.8572 | 3.8572 | 3.8572 | 3.8572 | 3.8012 | 3.8572 | 95.0658 | -14.5 | 0.1008 | 87 | 0 | 93.1616 | 93.1616 | 262.3367 | 0 | 0.00123 | 0.058 | 0.04906 | 1.3332 | 0 | 0 | 0 | 0 | 0 | 0 | 0.0792 | 46.06 | 6.5271 | 228.3633 | 0 | 0 | 0 | 0 | 9.1512 | 24.9706 | 0 | 57.4533 | 0 | 0.5759 | 9.0816 | 0 | -1 | -4.2 | 8.26 | 0 | 0 | 30.5882 | 30.5882 | 30.5882 | 30.5882 | 35.5676 | 24.8508 | 1.1496 | 0.00258 | 0 | 0 | 0 | 0 | 0 | 0 | 0 | 0 | 0 | 0 | 0 | 0 | 0 | 0 | 0 | 0 | 5.6603 | 0 | -479.0765 | 12.6692 | 0 | 69.7466 | 69.7047 | 28.0524 | 1208.656 | 28.0029 | 49.5686 | 1.6348 | 0.252 | -1.0282 | 14.074 | 3.19 | 57.716 | 1093.192 | 329.5569 | -502.4747 | 6.3262 | 1.885 | -2.67 | 11.9789 | 4.3018 | 2025-09-17 | 2025_09_17 Hr 19 | 105.7937 | -0.000347 | -1093.192 | -421.6232 | 408.4576 | 892.1487 | 139.9772 | 12.3978 | 61.8336 | 63.4499 | 252.9862 | 92.0216 | 23.0871 | 186.3232 | 262.3367 | 0 | 6.5271 | 46.06 | 228.3633 | 0 | 139.4514 | 0
2025_09_17 Hr 20 | 0 | 0.001035 | 0.029187 | 3.8572 | 3.8572 | 3.8572 | 3.8572 | 3.8012 | 3.8572 | 99.0384 | -14.5 | 0.1008 | 93 | 0 | 93.1616 | 93.1616 | 262.3367 | 0 | 0.00123 | 0.058 | 0.04906 | 1.3332 | 0 | 0 | 0 | 0 | 0 | 0 | 0.0792 | 46.06 | 6.5271 | 228.3633 | 0 | 0 | 0 | 0 | 9.5336 | 26.9256 | 0 | 80.23 | 0 | 0.5759 | 9.269 | 0 | -1 | -4.2 | 8.4304 | 0 | 0 | 32.5844 | 32.5844 | 32.5844 | 32.5844 | 37.8888 | 24.8508 | 1.1496 | 0.00258 | 0 | 0 | 0 | 0 | 0 | 0 | 0 | 0 | 0 | 0 | 0 | 0 | 0 | 0 | 0 | 0 | 5.777 | 0 | -540.5142 | 12.6692 | 0 | 69.7466 | 69.7047 | 42.5124 | 1225.835 | 28.6392 | 50.6948 | 1.6348 | 0.252 | 0 | 14.074 | 3.19 | 57.716 | 1094.3 | 351.1195 | -562.8842 | 6.4567 | 1.885 | -2.67 | 12.2511 | 4.3995 | 2025-09-17 | 2025_09_17 Hr 20 | 107.2521 | -1e-06 | -1094.3 | -460.2842 | 427.8107 | 892.1487 | 160.3934 | 12.3978 | 61.8336 | 66.3922 | 267.2646 | 94.1539 | 23.0871 | 186.3232 | 262.3367 | 0 | 6.5271 | 46.06 | 228.3633 | 0 | 139.4514 | 0
2025_09_17 Hr 21 | 0 | 0.000195 | 0.005499 | 3.8572 | 3.8572 | 3.8572 | 3.8572 | 3.8012 | 3.8572 | 96.8122 | -14.5 | 0.1008 | 92 | 0 | 93.1616 | 93.1616 | 261.7059 | 0 | 0.00123 | 0.058 | 0.04906 | 1.3332 | 0 | 0 | 0 | 0 | 0 | 0 | 0.0792 | 45.8646 | 6.5271 | 227.8293 | 0 | 0 | 0 | 0 | 9.3193 | 25.83 | 0 | 58.1951 | 0 | 0.5759 | 9.164 | 0 | -1 | -4.2 | 8.3349 | 0 | 0 | 31.4657 | 31.4657 | 31.4657 | 31.4657 | 36.5881 | 14.8473 | 1.1496 | 0.00258 | 0 | 0 | 0 | 0 | 0 | 0 | 0 | 0 | 0 | 0 | 0 | 0 | 0 | 0 | 0 | 0 | 5.7116 | 0 | -579.2139 | 12.6692 | 0 | 69.2379 | 69.196 | 75.4812 | 1213.783 | 28.2826 | 50.0637 | 1.6348 | 0.252 | 0 | 14.074 | 3.19 | 57.716 | 1042.283 | 371.889 | -601.5839 | 6.3835 | 1.885 | -2.67 | 12.0986 | 4.3448 | 2025-09-17 | 2025_09_17 Hr 21 | 90.8375 | 0.000242 | -1042.283 | -521.0188 | 416.9655 | 889.771 | 182.3342 | 12.3978 | 61.8336 | 64.7434 | 259.2631 | 92.959 | 23.0871 | 186.3232 | 261.7059 | 0 | 6.5271 | 45.8646 | 227.8293 | 0 | 138.4339 | 0
2025_09_17 Hr 22 | 0 | 0 | 0 | 3.8572 | 3.8572 | 3.8572 | 3.8572 | 3.8012 | 3.8572 | 87.1783 | -14.5 | 0.1008 | 93 | 0 | 93.1616 | 93.1616 | 262.3367 | 0 | 0.00123 | 0.058 | 0.04906 | 1.3332 | 0 | 0 | 0 | 0 | 0 | 0 | 0.0792 | 46.06 | 6.5271 | 228.3633 | 0 | 0 | 0 | 0 | 8.392 | 21.089 | 0 | 28.1733 | 0 | 0.5759 | 8.7097 | 0 | -1 | -4.2 | 7.9217 | 0 | 0 | 26.6247 | 26.6247 | 26.6247 | 26.6247 | 30.959 | 22.8501 | 1.1496 | 0.00258 | 0 | 0 | 0 | 0 | 0 | 0 | 0 | 0 | 0 | 0 | 0 | 0 | 0 | 0 | 0 | 0 | 5.4284 | 0 | -588.794 | 12.6692 | 0 | 69.7466 | 69.7047 | 85.4586 | 1174.393 | 26.7397 | 47.3326 | 1.6348 | 0.252 | 0 | 14.074 | 3.19 | 57.716 | 977.1 | 385.6979 | -611.164 | 6.0671 | 1.885 | -2.67 | 11.4386 | 4.1077 | 2025-09-17 | 2025_09_17 Hr 22 | 88.5615 | 2e-06 | -977.1 | -560.6206 | 370.0319 | 892.1487 | 201.3087 | 12.3978 | 61.8336 | 57.6078 | 224.6362 | 87.7879 | 23.0871 | 186.3232 | 262.3367 | 0 | 6.5271 | 46.06 | 228.3633 | 0 | 139.4514 | 0
2025_09_17 Hr 23 | 0 | 0 | 0 | 3.8572 | 3.8572 | 3.8572 | 3.8572 | 3.8012 | 3.8572 | 74.9536 | 0 | 0.1008 | 94 | 0 | 93.1616 | 93.1616 | 269.8282 | 0 | 0.00123 | 0.058 | 0.04906 | 1.3332 | 0 | 0 | 0 | 0 | 0 | 0 | 0.0792 | 46.06 | 6.5271 | 234.2439 | 0 | 0 | 0 | 0 | 7.2152 | 15.073 | 0 | 4.1 | 0 | 0.5759 | 8.1332 | 0 | -1 | -4.2 | 7.3973 | 0 | 0 | 20.4819 | 20.4819 | 20.4819 | 20.4819 | 23.8161 | 32.7483 | 1.1496 | 0.00258 | 0 | 0 | 0 | 0 | 0 | 0 | 0 | 0 | 0 | 0 | 0 | 0 | 0 | 0 | 0 | 0 | 5.0691 | 0 | -617.8135 | 12.6692 | 0 | 71.9649 | 71.9217 | 78.5178 | 1139.207 | 24.7819 | 43.867 | 1.6348 | 0.252 | 0 | 14.074 | 3.19 | 57.716 | 900.7167 | 383.0936 | -625.6835 | 5.6655 | 1.885 | -2.67 | 10.6011 | 3.807 | 2025-09-17 | 2025_09_17 Hr 23 | 76.7435 | -5.6e-05 | -900.7167 | -613.7135 | 324.9767 | 909.956 | 205.2661 | 12.3978 | 61.8336 | 48.5534 | 180.6972 | 95.7261 | 23.0871 | 186.3232 | 269.8282 | 0 | 6.5271 | 46.06 | 234.2439 | 0 | 143.8865 | 0
2025_09_17 Hr 24 | 0 | 0 | 0 | 3.8572 | 3.8572 | 3.8572 | 3.8572 | 3.8012 | 3.8572 | 63.7076 | 0 | 0.1008 | 94 | 0 | 93.1616 | 93.1616 | 269.8282 | 0 | 0.00123 | 0.058 | 0.04906 | 1.3332 | 0 | 0 | 0 | 0 | 0 | 0 | 0.0792 | 46.06 | 6.5271 | 234.2439 | 0 | 0 | 0 | 0 | 6.1326 | 9.5387 | 0 | 0 | -36.8884 | 0.5759 | 7.6029 | 0 | -1 | -4.2 | 6.915 | 0 | 0 | 14.8308 | 14.8308 | 14.8308 | 14.8308 | 17.2451 | 54.6507 | 1.1496 | 0.00258 | 0 | 0 | 0 | 0 | 0 | 0 | 0 | 0 | 0 | 0 | 0 | 0 | 0 | 0 | 0 | 0 | 4.7386 | 0 | -602.4826 | 12.6692 | 0 | 71.9649 | 71.9217 | 78.9516 | 1090.456 | 22.9808 | 40.6788 | 1.6348 | 0.252 | 0 | 14.074 | 3.19 | 57.716 | 842.6083 | 399.3934 | -610.3526 | 5.2961 | 1.885 | -2.67 | 9.8306 | 3.5303 | 2025-09-17 | 2025_09_17 Hr 24 | 65.706 | 8e-06 | -842.6083 | -639.371 | 270.1896 | 909.956 | 227.6023 | 12.3978 | 61.8336 | 40.2238 | 140.2761 | 89.6898 | 23.0871 | 186.3232 | 269.8282 | 0 | 6.5271 | 46.06 | 234.2439 | 0 | 143.8865 | 0
2025_09_18 Hr 01 | 0 | 0 | 0 | 3.8572 | 3.8572 | 3.8572 | 3.8572 | 3.8012 | 3.8572 | 56.9599 | 0 | 0.1008 | 94 | 0 | 93.1616 | 93.1616 | 269.8282 | 0 | 0.00123 | 0.058 | 0.04906 | 1.3332 | 0 | 0 | 0 | 0 | 0 | 0 | 0.0792 | 46.06 | 6.5271 | 234.2439 | 0 | 0 | 0 | 0 | 5.4569 | 7.1223 | 0 | 18.9255 | 0 | 0.5759 | 7.3922 | 0 | -1 | -4.2 | 6.7676 | 0 | 0 | 11.7228 | 11.7228 | 11.7228 | 11.7228 | 13.6311 | 59.5998 | 1.1496 | 0.00258 | 0 | 0 | 0 | 0 | 0 | 0 | 0 | 0 | 0 | 0 | 0 | 0 | 0 | 0 | 0 | 0 | 4.6159 | 0 | -641.1611 | 12.4055 | 0 | 71.9649 | 71.9217 | 49.4532 | 1063.962 | 21.6431 | 38.2755 | 1.6348 | 0.252 | 0 | 14.074 | 3.19 | 57.716 | 803.9083 | 370.0522 | -649.0311 | 5.1688 | 1.885 | -2.67 | 9.2518 | 3.3219 | 2025-09-18 | 2025_09_18 Hr 01 | 65.268 | -1.1e-05 | -803.9083 | -622.2356 | 238.9036 | 909.956 | 203.053 | 12.3978 | 61.8336 | 36.5237 | 117.4821 | 84.8978 | 23.0871 | 186.3232 | 269.8282 | 0 | 6.5271 | 46.06 | 234.2439 | 0 | 143.8865 | 0
2025_09_18 Hr 02 | 0 | 0 | 0 | 3.8572 | 3.8572 | 3.8572 | 3.8572 | 3.8012 | 3.8572 | 53.4455 | 0 | 0.1008 | 94 | 0 | 93.1616 | 93.1616 | 269.8282 | 0 | 0.00123 | 0.058 | 0.04906 | 1.3332 | 0 | 0 | 0 | 0 | 0 | 0 | 0.0792 | 46.06 | 6.5271 | 234.2439 | 0 | 0 | 0 | 0 | 5.1202 | 5.2747 | 0 | 30.1913 | 0 | 0.5759 | 7.2218 | 0 | -1 | -4.2 | 6.6116 | 0 | 0 | 9.9674 | 9.9674 | 9.9674 | 9.9674 | 11.59 | 60.5475 | 1.1496 | 0.00258 | 0 | 0 | 0 | 0 | 0 | 0 | 0 | 0 | 0 | 0 | 0 | 0 | 0 | 0 | 0 | 0 | 4.5095 | 0 | -700.9694 | 12.4055 | 0 | 71.9649 | 71.9217 | 79.53 | 1048.649 | 21.0801 | 37.2798 | 1.6348 | 0.252 | 0 | 14.074 | 3.19 | 57.716 | 769.1917 | 399.1909 | -708.8394 | 5.0497 | 1.885 | -2.67 | 9.0112 | 3.2355 | 2025-09-18 | 2025_09_18 Hr 02 | 65.1884 | -7.4e-05 | -769.1917 | -670.7781 | 221.7048 | 909.956 | 234.0775 | 12.3978 | 61.8336 | 33.7874 | 104.9053 | 83.0121 | 23.0871 | 186.3232 | 269.8282 | 0 | 6.5271 | 46.06 | 234.2439 | 0 | 143.8865 | 0
2025_09_18 Hr 03 | 0 | 0 | 0 | 3.8572 | 3.8572 | 3.8572 | 3.8572 | 3.8012 | 3.8572 | 51.4482 | 0 | 0.1008 | 92 | 0 | 93.1616 | 93.1616 | 269.8282 | 0 | 0.00123 | 0.058 | 0.04906 | 1.3332 | 0 | 0 | 0 | 0 | 0 | 0 | 0.0792 | 46.06 | 6.5271 | 234.2439 | 0 | 0 | 0 | 0 | 4.9288 | 4.2247 | 0 | 0 | -42.2919 | 0.5759 | 7.1249 | 0 | -1 | -4.2 | 6.5229 | 0 | 0 | 8.9699 | 8.9699 | 8.9699 | 8.9699 | 10.4301 | 60.5475 | 1.1496 | 0.00258 | 0 | 0 | 0 | 0 | 0 | 0 | 0 | 0 | 0 | 0 | 0 | 0 | 0 | 0 | 0 | 0 | 4.449 | 0 | -666.6659 | 12.4055 | 0 | 71.9649 | 71.9217 | 124.5006 | 1039.946 | 20.7602 | 36.714 | 1.6348 | 0.252 | 0 | 14.074 | 3.19 | 57.716 | 764.2083 | 441.0899 | -674.5359 | 4.982 | 1.885 | -2.67 | 8.8744 | 3.1863 | 2025-09-18 | 2025_09_18 Hr 03 | 65.6104 | 1.3e-05 | -764.2083 | -708.9578 | 211.9307 | 909.956 | 277.0481 | 12.3978 | 61.8336 | 32.2324 | 97.7579 | 81.9404 | 23.0871 | 186.3232 | 269.8282 | 0 | 6.5271 | 46.06 | 234.2439 | 0 | 143.8865 | 0
2025_09_18 Hr 04 | 0 | 0 | 0 | 3.8572 | 3.8572 | 3.8572 | 3.8572 | 3.8012 | 3.8572 | 53.5799 | 0 | 0.1008 | 84 | 0 | 93.1616 | 93.1616 | 269.8282 | 0 | 0.00123 | 0.058 | 0.04906 | 1.3332 | 0 | 0 | 0 | 0 | 0 | 0 | 0.0792 | 46.06 | 6.5271 | 234.2439 | 0 | 0 | 0 | 0 | 5.1331 | 5.3454 | 0 | 0 | -52.6133 | 0.5759 | 7.2283 | 0 | -1 | -4.2 | 6.6175 | 0 | 0 | 10.0346 | 10.0346 | 10.0346 | 10.0346 | 11.6681 | 59.5998 | 1.1496 | 0.00258 | 0 | 0 | 0 | 0 | 0 | 0 | 0 | 0 | 0 | 0 | 0 | 0 | 0 | 0 | 0 | 0 | 4.5136 | 0 | -651.7793 | 12.4055 | 0 | 71.9649 | 71.9217 | 99.051 | 1049.234 | 21.1017 | 37.3179 | 1.6348 | 0.252 | 0 | 14.074 | 3.19 | 57.716 | 744.8083 | 407.8364 | -659.6493 | 5.0542 | 1.885 | -2.67 | 9.0204 | 3.2388 | 2025-09-18 | 2025_09_18 Hr 04 | 77.3248 | 1e-05 | -744.8083 | -704.3926 | 222.3627 | 909.956 | 242.6508 | 12.3978 | 61.8336 | 33.8921 | 105.3864 | 83.0842 | 23.0871 | 186.3232 | 269.8282 | 0 | 6.5271 | 46.06 | 234.2439 | 0 | 143.8865 | 0
2025_09_18 Hr 05 | 0 | 0 | 0 | 3.8572 | 3.8572 | 3.8572 | 3.8572 | 3.8012 | 3.8572 | 55.654 | 0 | 0.1008 | 83 | 0 | 93.1616 | 93.1616 | 269.8282 | 0 | 0.00123 | 0.058 | 0.04906 | 1.3332 | 0 | 0 | 0 | 0 | 0 | 0 | 0.0792 | 46.06 | 6.5271 | 234.2439 | 0 | 0 | 0 | 0 | 5.3318 | 6.4358 | 0 | 3.6247 | -5.3999 | 0.5759 | 7.3288 | 0 | -1 | -4.2 | 6.7096 | 0 | 0 | 11.0705 | 11.0705 | 11.0705 | 11.0705 | 12.8727 | 63.6012 | 1.1496 | 0.00258 | 0 | 0 | 0 | 0 | 0 | 0 | 0 | 0 | 0 | 0 | 0 | 0 | 0 | 0 | 0 | 0 | 4.5764 | 0 | -650.2512 | 12.4055 | 0 | 71.9649 | 71.9217 | 62.0334 | 1058.272 | 21.4339 | 37.9055 | 1.6348 | 0.252 | 0 | 14.074 | 3.19 | 57.716 | 773.3083 | 374.9331 | -658.1212 | 5.1245 | 1.885 | -2.67 | 9.1624 | 3.2898 | 2025-09-18 | 2025_09_18 Hr 05 | 120.0148 | 2.2e-05 | -773.3083 | -652.0264 | 232.5128 | 909.956 | 208.6346 | 12.3978 | 61.8336 | 35.5069 | 112.8088 | 84.1971 | 23.0871 | 186.3232 | 269.8282 | 0 | 6.5271 | 46.06 | 234.2439 | 0 | 143.8865 | 0
2025_09_18 Hr 06 | 0 | 0 | 0 | 3.8572 | 3.8572 | 3.8572 | 3.8572 | 3.8012 | 3.8572 | 57.4592 | 0 | 0.1008 | 83 | 0 | 93.1616 | 93.1616 | 269.8282 | 0 | 0.00123 | 0.058 | 0.04906 | 1.3332 | 0 | 0 | 0 | 0 | 0 | 0 | 0.0792 | 46.06 | 6.5271 | 234.2439 | 0 | 0 | 0 | 0 | 5.5047 | 7.3848 | 0 | 4.6172 | -6.6243 | 0.5759 | 7.4164 | 0 | -1 | -4.2 | 6.7897 | 0 | 0 | 11.9722 | 11.9722 | 11.9722 | 11.9722 | 13.9211 | 58.6521 | 1.1496 | 0.00258 | 0 | 0 | 0 | 0 | 0 | 0 | 0 | 0 | 0 | 0 | 0 | 0 | 0 | 0 | 0 | 0 | 4.631 | 0 | -588.9241 | 12.4055 | 0 | 71.9649 | 71.9217 | 72.4446 | 1066.137 | 21.7231 | 38.4169 | 1.6348 | 0.252 | 0 | 14.074 | 3.19 | 57.716 | 848.7 | 381.3638 | -596.7941 | 5.1857 | 1.885 | -2.67 | 9.286 | 3.3341 | 2025-09-18 | 2025_09_18 Hr 06 | 89.4613 | -3.5e-05 | -848.7 | -590.9312 | 241.3471 | 909.956 | 214.0967 | 12.3978 | 61.8336 | 36.9124 | 119.269 | 85.1657 | 23.0871 | 186.3232 | 269.8282 | 0 | 6.5271 | 46.06 | 234.2439 | 0 | 143.8865 | 0
2025_09_18 Hr 07 | 0 | 0 | 0 | 3.8572 | 3.8572 | 3.8572 | 3.8572 | 3.8012 | 3.8572 | 75.9337 | -14.5 | 0.1008 | 79 | 0 | 93.1616 | 93.1616 | 262.3367 | 0 | 0.00123 | 0.058 | 0.04906 | 1.3332 | 0 | 0 | 0 | 0 | 0 | 0 | 0.0792 | 46.06 | 6.5271 | 228.3633 | 0 | 0 | 0 | 0 | 7.2746 | 17.0974 | 0 | 18.4036 | 0 | 0.5759 | 8.3121 | 0 | -1 | -4.2 | 7.6098 | 0 | 0 | 21.1997 | 21.1997 | 21.1997 | 21.1997 | 24.6508 | 59.5998 | 1.1496 | 0.00258 | 0 | 0 | 0 | 0 | 0 | 0 | 0 | 0 | 0 | 0 | 0 | 0 | 0 | 0 | 0 | 0 | 5.1903 | 0 | -573.5959 | 12.4055 | 0 | 69.7466 | 69.7047 | 81.5544 | 1128.828 | 24.6827 | 43.6509 | 1.6348 | 0.252 | 0 | 14.074 | 3.19 | 57.716 | 948.6 | 397.3342 | -595.9659 | 5.812 | 1.885 | -2.67 | 10.5512 | 3.7884 | 2025-09-18 | 2025_09_18 Hr 07 | 87.128 | 7e-06 | -948.6 | -555.1923 | 317.2581 | 892.1487 | 220.1542 | 12.3978 | 61.8336 | 51.2963 | 185.3831 | 80.5787 | 23.0871 | 186.3232 | 262.3367 | 0 | 6.5271 | 46.06 | 228.3633 | 0 | 139.4514 | 0
2025_09_18 Hr 08 | 0.51906 | 7.5e-05 | 0.002115 | 3.8572 | 3.8572 | 3.8572 | 3.8572 | 3.8012 | 3.8572 | 84.4412 | -14.5 | 0.1008 | 39 | 0 | 93.1616 | 93.1616 | 262.3367 | 0 | 0.00123 | 0.058 | 0.04906 | 1.3332 | 0 | 0 | 0 | 0 | 0 | 0 | 0.0792 | 46.06 | 6.5271 | 228.3633 | 0 | 0 | 0 | 0 | 8.0896 | 21.5701 | 0 | 60.6511 | 0 | 0.5759 | 8.7246 | 0 | -1 | -4.2 | 7.9874 | 0 | 0 | 25.4489 | 25.4489 | 25.4489 | 25.4489 | 29.5918 | 68.5503 | 1.1496 | 0.00258 | 0 | 0 | 0 | 0 | 0 | 0 | 0 | 0 | 0 | 0 | 0 | 0 | 0 | 0 | 0 | 0 | 5.4479 | 0 | -551.7277 | 12.4055 | 0 | 69.7466 | 69.7047 | 74.0352 | 1165.899 | 26.0456 | 46.0612 | 1.6348 | 0.252 | -0.51906 | 14.074 | 3.19 | 57.716 | 1015.783 | 363.8496 | -574.6168 | 6.1005 | 1.885 | -2.67 | 11.1338 | 3.9976 | 2025-09-18 | 2025_09_18 Hr 08 | 74.1226 | 0.000339 | -1015.783 | -491.0766 | 358.8922 | 892.1487 | 181.5877 | 12.3978 | 61.8336 | 57.92 | 215.8286 | 85.1436 | 23.0871 | 186.3232 | 262.3367 | 0 | 6.5271 | 46.06 | 228.3633 | 0 | 139.4514 | 0
2025_09_18 Hr 09 | 7.7809 | 0.00069 | 0.019458 | 3.8572 | 3.8572 | 3.8572 | 3.8572 | 3.8012 | 3.8572 | 84.9597 | -14.5 | 0.1008 | 7 | 0 | 93.1616 | 93.1616 | 262.3367 | 0 | 0.00123 | 0.058 | 0.04906 | 1.3332 | 0 | 0 | 0 | 0 | 0 | 0 | 0.0792 | 46.06 | 6.5271 | 228.3633 | 0 | 0 | 0 | 0 | 8.1393 | 21.8427 | 0 | 10.0309 | 0 | 0.5759 | 8.7497 | 0 | -1 | -4.2 | 8.0104 | 0 | 0 | 25.7079 | 25.7079 | 25.7079 | 25.7079 | 29.8929 | 63.6012 | 1.1496 | 0.00258 | 0 | 0 | 0 | 0 | 0 | 0 | 0 | 0 | 0 | 0 | 0 | 0 | 0 | 0 | 0 | 0 | 5.4636 | 0 | -469.338 | 12.4055 | 0 | 69.7466 | 69.7047 | 99.051 | 1168.176 | 26.1287 | 46.2081 | 1.6348 | 0.252 | -7.7809 | 14.074 | 3.19 | 57.716 | 1038.175 | 359.457 | -499.4889 | 6.118 | 1.885 | -2.67 | 11.1693 | 4.0103 | 2025-09-18 | 2025_09_18 Hr 09 | 72.1346 | 2e-06 | -1038.175 | -459.3071 | 361.4297 | 892.1487 | 169.6723 | 12.3978 | 61.8336 | 58.3237 | 217.6842 | 85.4218 | 23.0871 | 186.3232 | 262.3367 | 0 | 6.5271 | 46.06 | 228.3633 | 0 | 139.4514 | 0
2025_09_18 Hr 10 | 11.3961 | 0.00165 | 0.04653 | 3.8572 | 3.8572 | 3.8572 | 3.8572 | 3.8012 | 3.8572 | 86.4 | -14.5 | 0.1008 | 4 | 0 | 93.1616 | 93.1616 | 262.3367 | 0 | 0.00123 | 0.058 | 0.04906 | 1.3332 | 0 | 0 | 0 | 0 | 0 | 0 | 0.0792 | 46.06 | 6.5271 | 228.3633 | 0 | 0 | 0 | 0 | 8.2773 | 22.5999 | 0 | 34.9197 | 0 | 0.5759 | 8.8195 | 0 | -1 | -4.2 | 8.0743 | 0 | 0 | 26.4273 | 26.4273 | 26.4273 | 26.4273 | 30.7294 | 56.6514 | 1.1496 | 0.00258 | 0 | 0 | 0 | 0 | 0 | 0 | 0 | 0 | 0 | 0 | 0 | 0 | 0 | 0 | 0 | 0 | 5.5072 | 0 | -462.1841 | 12.4055 | 0 | 69.7466 | 69.7047 | 73.023 | 1174.479 | 26.3594 | 46.6161 | 1.6348 | 0.252 | -11.3961 | 14.074 | 3.19 | 57.716 | 1041.317 | 327.8681 | -495.9502 | 6.1669 | 1.885 | -2.67 | 11.2679 | 4.0457 | 2025-09-18 | 2025_09_18 Hr 10 | 75.7761 | -0.000319 | -1041.317 | -427.2644 | 368.4784 | 892.1487 | 133.7226 | 12.3978 | 61.8336 | 59.4451 | 222.8386 | 86.1946 | 23.0871 | 186.3232 | 262.3367 | 0 | 6.5271 | 46.06 | 228.3633 | 0 | 139.4514 | 0
2025_09_18 Hr 11 | 11.3994 | 0.00291 | 0.082062 | 3.8572 | 3.8572 | 3.8572 | 3.8572 | 3.8012 | 3.8572 | 83.8842 | -14.5 | 0.1008 | 4 | 0 | 93.1616 | 93.1616 | 262.3367 | 0 | 0.00123 | 0.058 | 0.04906 | 1.3332 | 0 | 0 | 0 | 0 | 0 | 0 | 0.0792 | 46.06 | 6.5271 | 228.3633 | 0 | 0 | 0 | 0 | 8.0363 | 21.2773 | 0 | 45.4366 | 0 | 0.5759 | 8.6976 | 0 | -1 | -4.2 | 7.9627 | 0 | 0 | 25.1708 | 25.1708 | 25.1708 | 25.1708 | 29.2683 | 58.6521 | 1.1496 | 0.00258 | 0 | 0 | 0 | 0 | 0 | 0 | 0 | 0 | 0 | 0 | 0 | 0 | 0 | 0 | 0 | 0 | 5.431 | 0 | -455.9814 | 12.4055 | 0 | 69.7466 | 69.7047 | 69.5526 | 1163.553 | 25.9564 | 45.9034 | 1.6348 | 0.252 | -11.3994 | 14.074 | 3.19 | 57.716 | 1044.292 | 325.0531 | -489.7508 | 6.0816 | 1.885 | -2.67 | 11.0956 | 3.9839 | 2025-09-18 | 2025_09_18 Hr 11 | 74.4942 | -0.000332 | -1044.292 | -410.5448 | 356.1667 | 892.1487 | 132.2897 | 12.3978 | 61.8336 | 57.4864 | 213.8356 | 84.8448 | 23.0871 | 186.3232 | 262.3367 | 0 | 6.5271 | 46.06 | 228.3633 | 0 | 139.4514 | 0
2025_09_18 Hr 12 | 11.9184 | 0.00417 | 0.11759 | 3.8572 | 3.8572 | 3.8572 | 3.8572 | 3.8012 | 3.8572 | 86.0351 | -14.5 | 0.1008 | 4 | 0 | 93.1616 | 93.1616 | 262.3367 | 0 | 0.00123 | 0.058 | 0.04906 | 1.3332 | 0 | 0 | 0 | 0 | 0 | 0 | 0.0792 | 46.06 | 6.5271 | 228.3633 | 0 | 0 | 0 | 0 | 8.2423 | 22.4081 | 0 | 18.3533 | 0 | 0.5759 | 8.8018 | 0 | -1 | -4.2 | 8.0581 | 0 | 0 | 26.245 | 26.245 | 26.245 | 26.245 | 30.5175 | 58.6521 | 1.1496 | 0.00258 | 0 | 0 | 0 | 0 | 0 | 0 | 0 | 0 | 0 | 0 | 0 | 0 | 0 | 0 | 0 | 0 | 5.4962 | 0 | -430.0338 | 12.4055 | 0 | 69.7466 | 69.7047 | 80.5422 | 1172.96 | 26.3009 | 46.5127 | 1.6348 | 0.252 | -11.9184 | 14.074 | 3.19 | 57.716 | 1064.708 | 337.7171 | -464.3222 | 6.1545 | 1.885 | -2.67 | 11.2429 | 4.0368 | 2025-09-18 | 2025_09_18 Hr 12 | 74.327 | 0.000323 | -1064.708 | -411.6805 | 366.6927 | 892.1487 | 143.3161 | 12.3978 | 61.8336 | 59.161 | 221.5328 | 85.9988 | 23.0871 | 186.3232 | 262.3367 | 0 | 6.5271 | 46.06 | 228.3633 | 0 | 139.4514 | 0
2025_09_18 Hr 13 | 11.3977 | 0.00495 | 0.13959 | 3.8572 | 3.8572 | 3.8572 | 3.8572 | 3.8012 | 3.8572 | 84.0379 | -14.5 | 0.1008 | 3 | 0 | 93.1616 | 93.1616 | 262.3367 | 0 | 0.00123 | 0.058 | 0.04906 | 1.3332 | 0 | 0 | 0 | 0 | 0 | 0 | 0.0792 | 46.06 | 6.5271 | 228.3633 | 0 | 0 | 0 | 0 | 8.051 | 21.358 | 0 | 18.6324 | 0 | 0.5759 | 8.705 | 0 | -1 | -4.2 | 7.9695 | 0 | 0 | 25.2475 | 25.2475 | 25.2475 | 25.2475 | 29.3575 | 60.5475 | 1.1496 | 0.00258 | 0 | 0 | 0 | 0 | 0 | 0 | 0 | 0 | 0 | 0 | 0 | 0 | 0 | 0 | 0 | 0 | 5.4357 | 0 | -414.5819 | 12.4055 | 0 | 69.7466 | 69.7047 | 62.4672 | 1164.28 | 25.981 | 45.9469 | 1.6348 | 0.252 | -11.3977 | 14.074 | 3.19 | 57.716 | 1053.508 | 318.9459 | -448.3496 | 6.0868 | 1.885 | -2.67 | 11.1062 | 3.9877 | 2025-09-18 | 2025_09_18 Hr 13 | 73.2114 | 0.000312 | -1053.508 | -395.9495 | 356.9185 | 892.1487 | 126.1592 | 12.3978 | 61.8336 | 57.606 | 214.3853 | 84.9272 | 23.0871 | 186.3232 | 262.3367 | 0 | 6.5271 | 46.06 | 228.3633 | 0 | 139.4514 | 0
2025_09_18 Hr 14 | 12.9483 | 0.005445 | 0.15355 | 3.8572 | 3.8572 | 3.8572 | 3.8572 | 3.8012 | 3.8572 | 85.7855 | -14.5 | 0.1008 | 5 | 0 | 93.1616 | 93.1616 | 262.3367 | 0 | 0.00123 | 0.058 | 0.04906 | 1.3332 | 0 | 0 | 0 | 0 | 0 | 0 | 0.0792 | 46.06 | 6.5271 | 228.3633 | 0 | 0 | 0 | 0 | 8.2184 | 22.2768 | 0 | 18.9921 | 0 | 0.5759 | 8.7897 | 0 | -1 | -4.2 | 8.047 | 0 | 0 | 26.1204 | 26.1204 | 26.1204 | 26.1204 | 30.3725 | 62.5482 | 1.1496 | 0.00258 | 0 | 0 | 0 | 0 | 0 | 0 | 0 | 0 | 0 | 0 | 0 | 0 | 0 | 0 | 0 | 0 | 5.4886 | 0 | -398.8415 | 12.4055 | 0 | 69.7466 | 69.7047 | 45.9828 | 1171.908 | 26.261 | 46.442 | 1.6348 | 0.252 | -12.9483 | 14.074 | 3.19 | 57.716 | 1065.692 | 308.951 | -434.1598 | 6.146 | 1.885 | -2.67 | 11.2258 | 4.0306 | 2025-09-18 | 2025_09_18 Hr 14 | 73.9917 | -0.00032 | -1065.692 | -379.8494 | 365.471 | 892.1487 | 113.69 | 12.3978 | 61.8336 | 58.9667 | 220.6394 | 85.8649 | 23.0871 | 186.3232 | 262.3367 | 0 | 6.5271 | 46.06 | 228.3633 | 0 | 139.4514 | 0
2025_09_18 Hr 15 | 12.9499 | 0.005175 | 0.14594 | 3.8572 | 3.8572 | 3.8572 | 3.8572 | 3.8012 | 3.8572 | 83.3465 | -14.5 | 0.1008 | 5 | 0 | 93.1616 | 93.1616 | 262.3367 | 0 | 0.00123 | 0.058 | 0.04906 | 1.3332 | 0 | 0 | 0 | 0 | 0 | 0 | 0.0792 | 46.06 | 6.5271 | 228.3633 | 0 | 0 | 0 | 0 | 7.9848 | 20.9946 | 0 | 24.2505 | 0 | 0.5759 | 8.6715 | 0 | -1 | -4.2 | 7.9388 | 0 | 0 | 24.9022 | 24.9022 | 24.9022 | 24.9022 | 28.956 | 62.5482 | 1.1496 | 0.00258 | 0 | 0 | 0 | 0 | 0 | 0 | 0 | 0 | 0 | 0 | 0 | 0 | 0 | 0 | 0 | 0 | 5.4148 | 0 | -398.0513 | 12.4055 | 0 | 69.7466 | 69.7047 | 28.4862 | 1161.274 | 25.8702 | 45.751 | 1.6348 | 0.252 | -12.9499 | 14.074 | 3.19 | 57.716 | 1042.3 | 290.1471 | -433.3712 | 6.0634 | 1.885 | -2.67 | 11.0588 | 3.9707 | 2025-09-18 | 2025_09_18 Hr 15 | 78.9802 | -1.7e-05 | -1042.3 | -373.8008 | 353.5352 | 892.1487 | 96.1855 | 12.3978 | 61.8336 | 57.0677 | 211.9112 | 84.5562 | 23.0871 | 186.3232 | 262.3367 | 0 | 6.5271 | 46.06 | 228.3633 | 0 | 139.4514 | 0
2025_09_18 Hr 16 | 10.3712 | 0.004875 | 0.13748 | 3.8572 | 3.8572 | 3.8572 | 3.8572 | 3.8012 | 3.8572 | 85.5742 | -14.5 | 0.1008 | 5 | 0 | 93.1616 | 93.1616 | 262.3367 | 0 | 0.00123 | 0.058 | 0.04906 | 1.3332 | 0 | 0 | 0 | 0 | 0 | 0 | 0.0792 | 45.0821 | 6.5271 | 228.3633 | 0 | 0 | 0 | 0 | 8.1982 | 22.1657 | 0 | 56.7122 | 0 | 0.5759 | 8.7795 | 0 | -1 | -4.2 | 8.0377 | 0 | 0 | 26.0148 | 26.0148 | 26.0148 | 26.0148 | 30.2498 | 66.5496 | 1.1496 | 0.00258 | 0 | 0 | 0 | 0 | 0 | 0 | 0 | 0 | 0 | 0 | 0 | 0 | 0 | 0 | 0 | 0 | 5.4822 | 0 | -442.5998 | 12.4055 | 0 | 68.2204 | 68.1785 | 18.5088 | 1166.941 | 26.2271 | 46.3822 | 1.6348 | 0.252 | -10.3712 | 14.074 | 3.19 | 57.716 | 1031.1 | 282.7874 | -475.341 | 6.1389 | 1.885 | -2.67 | 11.2114 | 4.0254 | 2025-09-18 | 2025_09_18 Hr 16 | 83.8572 | -4e-06 | -1031.1 | -385.8875 | 364.4371 | 888.1183 | 90.2007 | 12.3978 | 61.8336 | 58.8022 | 219.8834 | 85.7516 | 23.0871 | 186.3232 | 262.3367 | 0 | 6.5271 | 45.0821 | 228.3633 | 0 | 136.3989 | 0
2025_09_18 Hr 17 | 11.3994 | 0.0039 | 0.10998 | 3.8572 | 3.8572 | 3.8572 | 3.8572 | 3.8012 | 3.8572 | 91.4123 | -14.5 | 0.1008 | 6 | 0 | 93.1616 | 93.1616 | 262.3367 | 0 | 0.00123 | 0.058 | 0.04906 | 1.3332 | 0 | 0 | 0 | 0 | 0 | 0 | 0.0792 | 46.06 | 6.5271 | 228.3633 | 0 | 0 | 0 | 0 | 8.7575 | 25.235 | 0 | 32.2324 | 0 | 0.5759 | 9.0625 | 0 | -1 | -4.2 | 8.2968 | 0 | 0 | 28.9308 | 28.9308 | 28.9308 | 28.9308 | 33.6405 | 77.5008 | 1.1496 | 0.00258 | 0 | 0 | 0 | 0 | 0 | 0 | 0 | 0 | 0 | 0 | 0 | 0 | 0 | 0 | 0 | 0 | 5.659 | 0 | -468.9159 | 12.4055 | 0 | 69.7466 | 69.7047 | 33.981 | 1196.382 | 27.1624 | 48.0362 | 1.6348 | 0.252 | -11.3994 | 14.074 | 3.19 | 57.716 | 1040.3 | 314.3706 | -502.6853 | 6.3368 | 1.885 | -2.67 | 11.6112 | 4.169 | 2025-09-18 | 2025_09_18 Hr 17 | 85.6075 | 1.1e-05 | -1040.3 | -436.6835 | 393.0078 | 892.1487 | 117.5957 | 12.3978 | 61.8336 | 63.3476 | 240.776 | 88.8841 | 23.0871 | 186.3232 | 262.3367 | 0 | 6.5271 | 46.06 | 228.3633 | 0 | 139.4514 | 0
2025_09_18 Hr 18 | 3.6201 | 0.002475 | 0.069795 | 3.8572 | 3.8572 | 3.8572 | 3.8572 | 3.8012 | 3.8572 | 95.2532 | -14.5 | 0.1008 | 8 | 0 | 93.1616 | 93.1616 | 262.3367 | 0 | 0.00123 | 0.058 | 0.04906 | 1.3332 | 0 | 0 | 0 | 0 | 0 | 0 | 0.0792 | 45.9947 | 6.5271 | 228.3633 | 0 | 0 | 0 | 0 | 9.1255 | 27.2543 | 0 | 32.8152 | 0 | 0.5759 | 9.2488 | 0 | -1 | -4.2 | 8.4673 | 0 | 0 | 30.8492 | 30.8492 | 30.8492 | 30.8492 | 35.8712 | 75.5001 | 1.1496 | 0.00258 | 0 | 0 | 0 | 0 | 0 | 0 | 0 | 0 | 0 | 0 | 0 | 0 | 0 | 0 | 0 | 0 | 5.7752 | 0 | -471.5143 | 12.4055 | 0 | 69.2379 | 69.196 | 23.4252 | 1211.995 | 27.7777 | 49.1243 | 1.6348 | 0.252 | -3.6201 | 14.074 | 3.19 | 57.716 | 1045.4 | 298.0943 | -497.5045 | 6.467 | 1.885 | -2.67 | 11.8742 | 4.2634 | 2025-09-18 | 2025_09_18 Hr 18 | 75.7791 | 1.3e-05 | -1045.4 | -438.6991 | 411.8042 | 891.0659 | 106.9976 | 12.3978 | 61.8336 | 66.338 | 254.5212 | 90.945 | 23.0871 | 186.3232 | 262.3367 | 0 | 6.5271 | 45.9947 | 228.3633 | 0 | 138.4339 | 0
2025_09_18 Hr 19 | 1.0282 | 0.001455 | 0.041031 | 3.8572 | 3.8572 | 3.8572 | 3.8572 | 3.8012 | 3.8572 | 95.6757 | -14.5 | 0.1008 | 20 | 0 | 93.1616 | 93.1616 | 262.3367 | 0 | 0.00123 | 0.058 | 0.04906 | 1.3332 | 0 | 0 | 0 | 0 | 0 | 0 | 0.0792 | 46.06 | 6.5271 | 228.3633 | 0 | 0 | 0 | 0 | 9.1659 | 27.4764 | 0 | 62.4988 | 0 | 0.5759 | 9.2692 | 0 | -1 | -4.2 | 8.486 | 0 | 0 | 31.0602 | 31.0602 | 31.0602 | 31.0602 | 36.1165 | 78.4485 | 1.1496 | 0.00258 | 0 | 0 | 0 | 0 | 0 | 0 | 0 | 0 | 0 | 0 | 0 | 0 | 0 | 0 | 0 | 0 | 5.788 | 0 | -500.7863 | 12.4055 | 0 | 69.7466 | 69.7047 | 7.953 | 1214.89 | 27.8453 | 49.244 | 1.6348 | 0.252 | -1.0282 | 14.074 | 3.19 | 57.716 | 1048.408 | 295.2042 | -524.1844 | 6.4813 | 1.885 | -2.67 | 11.9031 | 4.2738 | 2025-09-18 | 2025_09_18 Hr 19 | 81.1392 | 0.000346 | -1048.408 | -438.2875 | 413.8718 | 892.1487 | 106.444 | 12.3978 | 61.8336 | 66.6669 | 256.0331 | 91.1717 | 23.0871 | 186.3232 | 262.3367 | 0 | 6.5271 | 46.06 | 228.3633 | 0 | 139.4514 | 0
2025_09_18 Hr 20 | 0 | 0.00066 | 0.018612 | 3.8572 | 3.8572 | 3.8572 | 3.8572 | 3.8012 | 3.8572 | 100.1695 | -14.5 | 0.1008 | 43 | 0 | 93.1616 | 93.1616 | 262.3367 | 0 | 0.00123 | 0.058 | 0.04906 | 1.3332 | 0 | 0 | 0 | 0 | 0 | 0 | 0.0792 | 46.06 | 6.5271 | 228.3633 | 0 | 0 | 0 | 0 | 9.5964 | 29.8389 | 0 | 77.3281 | 0 | 0.5759 | 9.4871 | 0 | -1 | -4.2 | 8.6855 | 0 | 0 | 33.3048 | 33.3048 | 33.3048 | 33.3048 | 38.7265 | 65.6019 | 1.1496 | 0.00258 | 0 | 0 | 0 | 0 | 0 | 0 | 0 | 0 | 0 | 0 | 0 | 0 | 0 | 0 | 0 | 0 | 5.9241 | 0 | -558.6927 | 12.4055 | 0 | 69.7466 | 69.7047 | 22.9914 | 1234.448 | 28.5652 | 50.5171 | 1.6348 | 0.252 | 0 | 14.074 | 3.19 | 57.716 | 1052.492 | 321.7783 | -581.0627 | 6.6337 | 1.885 | -2.67 | 12.2109 | 4.3843 | 2025-09-18 | 2025_09_18 Hr 20 | 84.5577 | -0.000293 | -1052.492 | -481.3646 | 435.8637 | 892.1487 | 131.6126 | 12.3978 | 61.8336 | 70.1657 | 272.115 | 93.583 | 23.0871 | 186.3232 | 262.3367 | 0 | 6.5271 | 46.06 | 228.3633 | 0 | 139.4514 | 0
2025_09_18 Hr 21 | 0 | 0.000105 | 0.002961 | 3.8572 | 3.8572 | 3.8572 | 3.8572 | 3.8012 | 3.8572 | 98.4219 | -14.5 | 0.1008 | 76 | 0 | 93.046 | 93.046 | 261.7059 | 0 | 0.00123 | 0.058 | 0.04906 | 1.3332 | 0 | 0 | 0 | 0 | 0 | 0 | 0.0792 | 45.8646 | 6.5271 | 227.8293 | 0 | 0 | 0 | 0 | 9.429 | 28.9201 | 0 | 47.966 | 0 | 0.5759 | 9.4024 | 0 | -1 | -4.2 | 8.6079 | 0 | 0 | 32.4319 | 32.4319 | 32.4319 | 32.4319 | 37.7115 | 58.6521 | 1.1496 | 0.00258 | 0 | 0 | 0 | 0 | 0 | 0 | 0 | 0 | 0 | 0 | 0 | 0 | 0 | 0 | 0 | 0 | 5.8712 | 0 | -594.0974 | 12.4055 | 0 | 68.2204 | 68.1785 | 47.4288 | 1222.174 | 28.2853 | 50.022 | 1.6348 | 0.252 | 0 | 14.074 | 3.19 | 57.716 | 1025 | 371.3276 | -616.4674 | 6.5744 | 1.885 | -2.67 | 12.0912 | 4.3413 | 2025-09-18 | 2025_09_18 Hr 21 | 68.7748 | -0.000104 | -1025 | -546.1314 | 427.3112 | 887.5047 | 182.084 | 12.3978 | 61.8336 | 68.8051 | 265.8609 | 92.6453 | 23.0871 | 186.0919 | 261.7059 | 0 | 6.5271 | 45.8646 | 227.8293 | 0 | 136.3989 | 0
2025_09_18 Hr 22 | 0 | 0 | 0 | 3.8572 | 3.8572 | 3.8572 | 3.8572 | 3.8012 | 3.8572 | 87.5331 | -14.5 | 0.1008 | 92 | 0 | 93.1616 | 93.1616 | 262.3367 | 0 | 0.00123 | 0.058 | 0.04906 | 1.3332 | 0 | 0 | 0 | 0 | 0 | 0 | 0.0792 | 45.4072 | 6.5271 | 228.3633 | 0 | 0 | 0 | 0 | 8.3858 | 23.1956 | 0 | 42.8381 | 0 | 0.5759 | 8.8745 | 0 | -1 | -4.2 | 8.1246 | 0 | 0 | 26.9932 | 26.9932 | 26.9932 | 26.9932 | 31.3875 | 58.6521 | 1.1496 | 0.00258 | 0 | 0 | 0 | 0 | 0 | 0 | 0 | 0 | 0 | 0 | 0 | 0 | 0 | 0 | 0 | 0 | 5.5415 | 0 | -610.2935 | 12.4055 | 0 | 68.2204 | 68.1785 | 40.9218 | 1175.664 | 26.5409 | 46.9371 | 1.6348 | 0.252 | 0 | 14.074 | 3.19 | 57.716 | 960.8167 | 374.9779 | -632.6635 | 6.2053 | 1.885 | -2.67 | 11.3455 | 4.0736 | 2025-09-18 | 2025_09_18 Hr 22 | 54.4503 | -2e-05 | -960.8167 | -567.4554 | 374.0233 | 888.4434 | 191.5739 | 12.3978 | 61.8336 | 60.3273 | 226.8935 | 86.8026 | 23.0871 | 186.3232 | 262.3367 | 0 | 6.5271 | 45.4072 | 228.3633 | 0 | 136.3989 | 0
2025_09_18 Hr 23 | 0 | 0 | 0 | 0 | 0 | 0 | 0 | 0 | 0 | 72.5729 | 0 | 0.1008 | 94 | 0 | 93.1616 | 93.1616 | 269.8282 | 0 | 0.00123 | 0.058 | 0.04906 | 1.3332 | 0 | 0 | 0 | 0 | 0 | 0 | 0.0792 | 27.7895 | 6.5271 | 234.2439 | 0 | 0 | 0 | 0 | 6.9526 | 15.3306 | 0 | 32.9764 | 0 | 0.5759 | 8.1491 | 0.06 | -1 | -4.2 | 7.4606 | 0 | 0 | 19.5211 | 19.5211 | 19.5211 | 19.5211 | 22.6989 | 63.6012 | 1.1496 | 0.00258 | 0 | 0 | 0 | 0 | 0 | 0 | 0 | 0 | 0 | 0 | 0 | 0 | 0 | 0 | 0 | 0 | 5.0886 | 0 | -612.243 | 12.4055 | 0 | 70.3901 | 70.3469 | 41.934 | 1087.485 | 24.1443 | 42.6988 | 1.6348 | 0.252 | 0 | 14.074 | 3.19 | 57.716 | 875.26 | 374.912 | -620.113 | 5.6981 | 1.885 | -2.67 | 10.321 | 3.7058 | 2025-09-18 | 2025_09_18 Hr 23 | 47.7641 | -1e-05 | -875.26 | -579.2666 | 315.3112 | 865.4489 | 199.5352 | 12.3978 | 61.8336 | 48.6797 | 173.3561 | 93.2754 | 0 | 186.3232 | 269.8282 | 0 | 6.5271 | 27.7895 | 234.2439 | 0 | 140.737 | 0
2025_09_18 Hr 24 | 0 | 0 | 0 | 0 | 0 | 0 | 0 | 0 | 0 | 65.429 | 0 | 0.1008 | 94 | 0 | 93.1616 | 93.1616 | 269.8282 | 0 | 0.00123 | 0.058 | 0.04906 | 1.3332 | 0 | 0 | 0 | 0 | 0 | 0 | 0.0792 | 19.8338 | 6.5271 | 234.2439 | 0 | 0 | 0 | 0 | 6.2682 | 11.5748 | 0 | 0 | -20.6377 | 0.5759 | 7.8028 | 0.06 | -1 | -4.2 | 7.1435 | 0 | 0 | 15.9528 | 15.9528 | 15.9528 | 15.9528 | 18.5498 | 76.4478 | 1.1496 | 0.00258 | 0 | 0 | 0 | 0 | 0 | 0 | 0 | 0 | 0 | 0 | 0 | 0 | 0 | 0 | 0 | 0 | 4.8723 | 0 | -613.5461 | 12.4055 | 0 | 71.9649 | 71.9217 | 79.9638 | 1051.55 | 22.9999 | 40.6748 | 1.6348 | 0.252 | 0 | 14.074 | 3.19 | 57.716 | 831.4517 | 421.9551 | -621.4161 | 5.4559 | 1.885 | -2.67 | 9.8318 | 3.5301 | 2025-09-18 | 2025_09_18 Hr 24 | 49.6196 | -6.2e-05 | -831.4517 | -634.1838 | 280.3498 | 860.6427 | 250.4116 | 12.3978 | 61.8336 | 43.1175 | 147.7902 | 89.4421 | 0 | 186.3232 | 269.8282 | 0 | 6.5271 | 19.8338 | 234.2439 | 0 | 143.8865 | 0
2025_09_19 Hr 01 | 0 | 0 | 0 | 0 | 0 | 0 | 0 | 0 | 0 | 55.5352 | 0 | 0.1008 | 86 | 0 | 93.1616 | 93.1616 | 269.8282 | 0 | 0.00123 | 0.058 | 0.04906 | 1.3332 | 0 | 0 | 0 | 0 | 0 | 0 | 0.0792 | 18.5266 | 6.5271 | 234.2439 | 0 | 0 | 0 | 0 | 5.4021 | 5.796 | 0 | 0.75222 | -9.3302 | 0.5759 | 7.2973 | 0.06 | -1 | -4.2 | 6.7237 | 0 | 0 | 10.4624 | 10.4624 | 10.4624 | 10.4624 | 12.1655 | 70.551 | 1.1496 | 0.00258 | 0 | 0 | 0 | 0 | 0 | 0 | 0 | 0 | 0 | 0 | 0 | 0 | 0 | 0 | 0 | 0 | 4.5651 | 0 | -599.6749 | 12.7622 | 0 | 71.44 | 71.3967 | 66.516 | 1002.741 | 21.7841 | 38.4891 | 1.6348 | 0.252 | 0 | 14.074 | 3.19 | 57.716 | 777.4683 | 390.8498 | -607.5449 | 5.1215 | 1.885 | -2.67 | 9.3055 | 3.3406 | 2025-09-19 | 2025_09_19 Hr 01 | 46.5059 | 1.5e-05 | -777.4683 | -608.2529 | 230.1372 | 858.2856 | 223.067 | 12.3978 | 61.8336 | 34.9056 | 109.5502 | 85.6814 | 0 | 186.3232 | 269.8282 | 0 | 6.5271 | 18.5266 | 234.2439 | 0 | 142.8367 | 0
2025_09_19 Hr 02 | 0 | 0 | 0 | 0 | 0 | 0 | 0 | 0 | 0 | 53.2484 | 0 | 0.1008 | 87 | 0 | 93.1616 | 93.1616 | 269.8282 | 0 | 0.00123 | 0.058 | 0.04906 | 1.3332 | 0 | 0 | 0 | 0 | 0 | 0 | 0.0792 | 14.7392 | 6.5271 | 234.2439 | 0 | 0 | 0 | 0 | 5.1796 | 4.5759 | 0 | 0 | -24.8143 | 0.5759 | 7.1888 | 0.06 | -1 | -4.2 | 6.6237 | 0 | 0 | 9.327 | 9.327 | 9.327 | 9.327 | 10.8454 | 72.5517 | 1.1496 | 0.00258 | 0 | 0 | 0 | 0 | 0 | 0 | 0 | 0 | 0 | 0 | 0 | 0 | 0 | 0 | 0 | 0 | 4.4972 | 0 | -599.7474 | 12.7622 | 0 | 70.3901 | 70.3469 | 75.4812 | 986.911 | 21.4176 | 37.8416 | 1.6348 | 0.252 | 0 | 14.074 | 3.19 | 57.716 | 756.0684 | 401.589 | -607.6174 | 5.0453 | 1.885 | -2.67 | 9.149 | 3.2844 | 2025-09-19 | 2025_09_19 Hr 02 | 42.6196 | -7.8e-05 | -756.0684 | -624.5617 | 218.9672 | 852.3985 | 235.0329 | 12.3978 | 61.8336 | 33.1105 | 101.4019 | 84.4548 | 0 | 186.3232 | 269.8282 | 0 | 6.5271 | 14.7392 | 234.2439 | 0 | 140.737 | 0
2025_09_19 Hr 03 | 0 | 0 | 0 | 0 | 0 | 0 | 0 | 0 | 0 | 51.269 | 0 | 0.1008 | 86 | 0 | 93.1616 | 93.1616 | 269.8282 | 0 | 0.00123 | 0.058 | 0.04906 | 1.3332 | 0 | 0 | 0 | 0 | 0 | 0 | 0.0792 | 19.8309 | 6.5271 | 234.2439 | 0 | 0 | 0 | 0 | 4.9871 | 3.5198 | 0 | 11.8002 | -5.096 | 0.5759 | 7.0949 | 0.06 | -1 | -4.2 | 6.5372 | 0 | 0 | 8.3444 | 8.3444 | 8.3444 | 8.3444 | 9.7027 | 75.5001 | 1.1496 | 0.00258 | 0 | 0 | 0 | 0 | 0 | 0 | 0 | 0 | 0 | 0 | 0 | 0 | 0 | 0 | 0 | 0 | 4.4384 | 0 | -607.4256 | 12.7622 | 0 | 61.7177 | 61.6806 | 66.516 | 966.0576 | 21.1004 | 37.2812 | 1.6348 | 0.252 | 0 | 14.074 | 3.19 | 57.716 | 750.9767 | 393.5105 | -615.2956 | 4.9794 | 1.885 | -2.67 | 9.0135 | 3.2357 | 2025-09-19 | 2025_09_19 Hr 03 | 40.7562 | -5.4e-05 | -750.9767 | -600.7214 | 209.299 | 840.1515 | 228.0161 | 12.3978 | 61.8336 | 31.5568 | 94.3491 | 83.393 | 0 | 186.3232 | 269.8282 | 0 | 6.5271 | 19.8309 | 234.2439 | 0 | 123.3983 | 0
2025_09_19 Hr 04 | 0 | 0 | 0 | 0 | 0 | 0 | 0 | 0 | 0 | 52.6526 | 0 | 0.1008 | 79 | 0 | 93.1616 | 93.1616 | 269.8282 | 0 | 0.00123 | 0.058 | 0.04906 | 1.3332 | 0 | 0 | 0 | 0 | 0 | 0 | 0.0792 | 29.2325 | 6.5271 | 234.2439 | 0 | 0 | 0 | 0 | 5.1217 | 4.258 | 0 | 3.0066 | -9.4984 | 0.5759 | 7.1605 | 0.06 | -1 | -4.2 | 6.5977 | 0 | 0 | 9.0313 | 9.0313 | 9.0313 | 9.0313 | 10.5015 | 75.5001 | 1.1496 | 0.00258 | 0 | 0 | 0 | 0 | 0 | 0 | 0 | 0 | 0 | 0 | 0 | 0 | 0 | 0 | 0 | 0 | 4.4795 | 0 | -618.0728 | 12.7622 | 0 | 61.7177 | 61.6806 | 68.9742 | 981.4753 | 21.3221 | 37.673 | 1.6348 | 0.252 | 0 | 14.074 | 3.19 | 57.716 | 738.7516 | 389.7109 | -625.9428 | 5.0255 | 1.885 | -2.67 | 9.1082 | 3.2697 | 2025-09-19 | 2025_09_19 Hr 04 | 43.854 | 4.1e-05 | -738.7516 | -624.5646 | 216.0573 | 849.5532 | 223.4743 | 12.3978 | 61.8336 | 32.6429 | 99.2792 | 84.1352 | 0 | 186.3232 | 269.8282 | 0 | 6.5271 | 29.2325 | 234.2439 | 0 | 123.3983 | 0
2025_09_19 Hr 05 | 0 | 0 | 0 | 0 | 0 | 0 | 0 | 0 | 0 | 56.7844 | 0 | 0.1008 | 91 | 0 | 93.1616 | 93.1616 | 269.8282 | 0 | 0.00123 | 0.058 | 0.04906 | 1.3332 | 0 | 0 | 0 | 0 | 0 | 0 | 0.0792 | 38.6346 | 6.5271 | 234.2439 | 0 | 0 | 0 | 0 | 5.5236 | 6.4624 | 0 | 0 | -27.2774 | 0.5759 | 7.3565 | 0.06 | -1 | -4.2 | 6.7783 | 0 | 0 | 11.0825 | 11.0825 | 11.0825 | 11.0825 | 12.8866 | 75.5001 | 1.1496 | 0.00258 | 0 | 0 | 0 | 0 | 0 | 0 | 0 | 0 | 0 | 0 | 0 | 0 | 0 | 0 | 0 | 0 | 4.6021 | 0 | -635.5287 | 12.7622 | 0 | 71.9649 | 71.9217 | 69.5526 | 1029.331 | 21.9842 | 38.8428 | 1.6348 | 0.252 | 0 | 14.074 | 3.19 | 57.716 | 763.16 | 404.5055 | -643.3987 | 5.1631 | 1.885 | -2.67 | 9.391 | 3.3712 | 2025-09-19 | 2025_09_19 Hr 05 | 68.4816 | -7e-06 | -763.16 | -662.8061 | 236.2385 | 879.4435 | 236.0527 | 12.3978 | 61.8336 | 35.8861 | 114.001 | 86.3515 | 0 | 186.3232 | 269.8282 | 0 | 6.5271 | 38.6346 | 234.2439 | 0 | 143.8865 | 0
2025_09_19 Hr 06 | 0 | 0 | 0 | 3.8572 | 3.8572 | 3.8572 | 3.8572 | 3.8012 | 3.8572 | 69.7946 | 0 | 0.1008 | 86 | 0 | 93.1616 | 93.1616 | 269.8282 | 0 | 0.00123 | 0.058 | 0.04906 | 1.3332 | 0 | 0 | 0 | 0 | 0 | 0 | 0.0792 | 44.2335 | 6.5271 | 234.2439 | 0 | 0 | 0 | 0 | 6.7892 | 13.4037 | 0 | 0 | -23.6631 | 0.5759 | 7.9738 | 0 | -1 | -4.2 | 7.347 | 0 | 0 | 17.5415 | 17.5415 | 17.5415 | 17.5415 | 20.397 | 68.5503 | 1.1496 | 0.00258 | 0 | 0 | 0 | 0 | 0 | 0 | 0 | 0 | 0 | 0 | 0 | 0 | 0 | 0 | 0 | 0 | 4.9883 | 0 | -643.4957 | 12.7622 | 0 | 71.9649 | 71.9217 | 67.962 | 1114.585 | 24.069 | 42.5262 | 1.6348 | 0.252 | 0 | 14.074 | 3.19 | 57.716 | 837.5 | 397.9437 | -651.3657 | 5.5963 | 1.885 | -2.67 | 10.2816 | 3.6909 | 2025-09-19 | 2025_09_19 Hr 06 | 54.788 | -2.7e-05 | -837.5 | -667.1588 | 299.7856 | 908.1295 | 222.5123 | 12.3978 | 61.8336 | 46.0982 | 160.3575 | 93.33 | 23.0871 | 186.3232 | 269.8282 | 0 | 6.5271 | 44.2335 | 234.2439 | 0 | 143.8865 | 0
2025_09_19 Hr 07 | 0 | 0 | 0 | 3.8572 | 3.8572 | 3.8572 | 3.8572 | 3.8012 | 3.8572 | 85.1686 | -14.5 | 0.1008 | 66 | 0 | 93.1616 | 93.1616 | 262.3367 | 0 | 0.00123 | 0.058 | 0.04906 | 1.3332 | 0 | 0 | 0 | 0 | 0 | 0 | 0.0792 | 46.06 | 6.5271 | 228.3633 | 0 | 0 | 0 | 0 | 8.2846 | 21.6061 | 0 | 29.5812 | 0 | 0.5759 | 8.7031 | 0 | -1 | -4.2 | 8.0191 | 0 | 0 | 25.1739 | 25.1739 | 25.1739 | 25.1739 | 29.272 | 67.4973 | 1.1496 | 0.00258 | 0 | 0 | 0 | 0 | 0 | 0 | 0 | 0 | 0 | 0 | 0 | 0 | 0 | 0 | 0 | 0 | 5.4446 | 0 | -598.3845 | 12.7622 | 0 | 69.7466 | 69.7047 | 52.056 | 1165.451 | 26.5326 | 46.879 | 1.6348 | 0.252 | 0 | 14.074 | 3.19 | 57.716 | 943.5084 | 369.2311 | -620.7545 | 6.1082 | 1.885 | -2.67 | 11.334 | 4.0687 | 2025-09-19 | 2025_09_19 Hr 07 | 57.3085 | -5.6e-05 | -943.5084 | -568.8033 | 360.3783 | 892.1487 | 185.5533 | 12.3978 | 61.8336 | 58.1657 | 215.1362 | 87.0764 | 23.0871 | 186.3232 | 262.3367 | 0 | 6.5271 | 46.06 | 228.3633 | 0 | 139.4514 | 0
2025_09_19 Hr 08 | 2.5903 | 4.5e-05 | 0.001269 | 3.8572 | 3.8572 | 3.8572 | 3.8572 | 3.8012 | 3.8572 | 97.1603 | -14.5 | 0.1008 | 31 | 0 | 93.1616 | 93.1616 | 262.3367 | 0 | 0.00123 | 0.058 | 0.04906 | 1.3332 | 0 | 0 | 0 | 0 | 0 | 0 | 0.0792 | 46.06 | 6.5271 | 228.3633 | 0 | 0 | 0 | 0 | 9.4511 | 28.004 | 0 | 56.0873 | 0 | 0.5759 | 9.272 | 0 | -1 | -4.2 | 8.5433 | 0 | 0 | 31.1272 | 31.1272 | 31.1272 | 31.1272 | 36.1944 | 65.6019 | 1.1496 | 0.00258 | 0 | 0 | 0 | 0 | 0 | 0 | 0 | 0 | 0 | 0 | 0 | 0 | 0 | 0 | 0 | 0 | 5.8005 | 0 | -583.42 | 12.7622 | 0 | 69.7466 | 69.7047 | 48.0072 | 1217.592 | 28.4542 | 50.2741 | 1.6348 | 0.252 | -2.5903 | 14.074 | 3.19 | 57.716 | 1002.608 | 337.3095 | -608.3803 | 6.5074 | 1.885 | -2.67 | 12.1548 | 4.3634 | 2025-09-19 | 2025_09_19 Hr 08 | 60.7456 | 0.000363 | -1002.608 | -527.3327 | 418.9506 | 892.1487 | 144.6104 | 12.3978 | 61.8336 | 67.5783 | 257.8636 | 93.5087 | 23.0871 | 186.3232 | 262.3367 | 0 | 6.5271 | 46.06 | 228.3633 | 0 | 139.4514 | 0
2025_09_19 Hr 09 | 9.8472 | 0.000435 | 0.012267 | 3.8572 | 3.8572 | 3.8572 | 3.8572 | 3.8012 | 3.8572 | 99.8891 | -14.5 | 0.1008 | 16 | 0 | 93.1616 | 93.1616 | 262.3367 | 0 | 0.00123 | 0.058 | 0.04906 | 1.3332 | 0 | 0 | 0 | 0 | 0 | 0 | 0.0792 | 46.06 | 6.5271 | 228.3633 | 0 | 0 | 0 | 0 | 9.7165 | 29.4599 | 0 | 38.1683 | 0 | 0.5759 | 9.4015 | 0 | -1 | -4.2 | 8.6626 | 0 | 0 | 32.482 | 32.482 | 32.482 | 32.482 | 37.7697 | 61.6005 | 1.1496 | 0.00258 | 0 | 0 | 0 | 0 | 0 | 0 | 0 | 0 | 0 | 0 | 0 | 0 | 0 | 0 | 0 | 0 | 5.8815 | 0 | -557.634 | 12.7622 | 0 | 69.7466 | 69.7047 | 57.9846 | 1229.468 | 28.8914 | 51.0467 | 1.6348 | 0.252 | -9.8472 | 14.074 | 3.19 | 57.716 | 1014.792 | 337.0065 | -589.8512 | 6.5983 | 1.885 | -2.67 | 12.3416 | 4.4305 | 2025-09-19 | 2025_09_19 Hr 09 | 56.2402 | -0.000318 | -1014.792 | -519.4657 | 432.2795 | 892.1487 | 135.5978 | 12.3978 | 61.8336 | 69.7203 | 267.5868 | 94.9724 | 23.0871 | 186.3232 | 262.3367 | 0 | 6.5271 | 46.06 | 228.3633 | 0 | 139.4514 | 0
2025_09_19 Hr 10 | 12.9499 | 0.00171 | 0.048222 | 3.8572 | 3.8572 | 3.8572 | 3.8572 | 3.8012 | 3.8572 | 96.257 | -14.5 | 0.1008 | 8 | 0 | 93.1616 | 93.1616 | 262.3367 | 0 | 0.00123 | 0.058 | 0.04906 | 1.3332 | 0 | 0 | 0 | 0 | 0 | 0 | 0.0792 | 46.06 | 6.5271 | 228.3633 | 0 | 0 | 0 | 0 | 9.3632 | 27.5221 | 0 | 39.4229 | 0 | 0.5759 | 9.2292 | 0 | -1 | -4.2 | 8.5038 | 0 | 0 | 30.6788 | 30.6788 | 30.6788 | 30.6788 | 35.673 | 55.5984 | 1.1496 | 0.00258 | 0 | 0 | 0 | 0 | 0 | 0 | 0 | 0 | 0 | 0 | 0 | 0 | 0 | 0 | 0 | 0 | 5.7737 | 0 | -514.1974 | 12.7622 | 0 | 69.7466 | 69.7047 | 48.0072 | 1213.712 | 28.3094 | 50.0184 | 1.6348 | 0.252 | -12.9499 | 14.074 | 3.19 | 57.716 | 1017.8 | 314.1828 | -549.5173 | 6.4774 | 1.885 | -2.67 | 12.093 | 4.3412 | 2025-09-19 | 2025_09_19 Hr 10 | 59.2965 | 3e-06 | -1017.8 | -474.7745 | 414.5389 | 892.1487 | 111.6555 | 12.3978 | 61.8336 | 66.8693 | 254.6453 | 93.0242 | 23.0871 | 186.3232 | 262.3367 | 0 | 6.5271 | 46.06 | 228.3633 | 0 | 139.4514 | 0
2025_09_19 Hr 11 | 16.0593 | 0.00333 | 0.093906 | 3.8572 | 3.8572 | 3.8572 | 3.8572 | 3.8012 | 3.8572 | 96.3723 | -14.5 | 0.1008 | 5 | 0 | 93.1616 | 93.1616 | 262.3367 | 0 | 0.00123 | 0.058 | 0.04906 | 1.3332 | 0 | 0 | 0 | 0 | 0 | 0 | 0.0792 | 46.06 | 6.5271 | 228.3633 | 0 | 0 | 0 | 0 | 9.3745 | 27.5836 | 0 | 50.6148 | 0 | 0.5759 | 9.2347 | 0 | -1 | -4.2 | 8.5089 | 0 | 0 | 30.736 | 30.736 | 30.736 | 30.736 | 35.7396 | 58.6521 | 1.1496 | 0.00258 | 0 | 0 | 0 | 0 | 0 | 0 | 0 | 0 | 0 | 0 | 0 | 0 | 0 | 0 | 0 | 0 | 5.7771 | 0 | -508.6469 | 12.7622 | 0 | 69.7466 | 69.7047 | 41.934 | 1214.259 | 28.3279 | 50.051 | 1.6348 | 0.252 | -16.0593 | 14.074 | 3.19 | 57.716 | 1029.133 | 311.3362 | -547.0762 | 6.4812 | 1.885 | -2.67 | 12.1009 | 4.344 | 2025-09-19 | 2025_09_19 Hr 11 | 55.014 | 0.000317 | -1029.133 | -458.0321 | 415.102 | 892.1487 | 105.6833 | 12.3978 | 61.8336 | 66.9598 | 255.0561 | 93.0861 | 23.0871 | 186.3232 | 262.3367 | 0 | 6.5271 | 46.06 | 228.3633 | 0 | 139.4514 | 0
2025_09_19 Hr 12 | 18.2815 | 0.00492 | 0.13874 | 3.8572 | 3.8572 | 3.8572 | 3.8572 | 3.8012 | 3.8572 | 95.2193 | -14.5 | 0.1008 | 3 | 0 | 93.1616 | 93.1616 | 262.3367 | 0 | 0.00123 | 0.058 | 0.04906 | 1.3332 | 0 | 0 | 0 | 0 | 0 | 0 | 0.0792 | 46.06 | 6.5271 | 228.3633 | 0 | 0 | 0 | 0 | 9.2623 | 26.9684 | 0 | 49.3106 | 0 | 0.5759 | 9.18 | 0 | -1 | -4.2 | 8.4584 | 0 | 0 | 30.1636 | 30.1636 | 30.1636 | 30.1636 | 35.074 | 48.6486 | 1.1496 | 0.00258 | 0 | 0 | 0 | 0 | 0 | 0 | 0 | 0 | 0 | 0 | 0 | 0 | 0 | 0 | 0 | 0 | 5.7429 | 0 | -493.294 | 12.7622 | 0 | 69.7466 | 69.7047 | 48.441 | 1209.29 | 28.1431 | 49.7246 | 1.6348 | 0.252 | -18.2815 | 14.074 | 3.19 | 57.716 | 1032.1 | 307.4449 | -533.9455 | 6.4428 | 1.885 | -2.67 | 12.0219 | 4.3157 | 2025-09-19 | 2025_09_19 Hr 12 | 54.0664 | -1e-05 | -1032.1 | -443.9834 | 409.4701 | 892.1487 | 100.2333 | 12.3978 | 61.8336 | 66.0548 | 250.9477 | 92.4676 | 23.0871 | 186.3232 | 262.3367 | 0 | 6.5271 | 46.06 | 228.3633 | 0 | 139.4514 | 0
2025_09_19 Hr 13 | 16.58 | 0.00588 | 0.16582 | 3.8572 | 3.8572 | 3.8572 | 3.8572 | 3.8012 | 3.8572 | 92.9901 | -14.5 | 0.1008 | 1 | 0 | 93.1616 | 93.1616 | 262.3367 | 0 | 0.00123 | 0.058 | 0.04906 | 1.3332 | 0 | 0 | 0 | 0 | 0 | 0 | 0.0792 | 43.1242 | 6.5271 | 228.3633 | 0 | 0 | 0 | 0 | 9.0454 | 25.7791 | 0 | 51.2739 | 0 | 0.5759 | 9.0742 | 0 | -1 | -4.2 | 8.361 | 0 | 0 | 29.0569 | 29.0569 | 29.0569 | 29.0569 | 33.7871 | 44.6472 | 1.1496 | 0.00258 | 0 | 0 | 0 | 0 | 0 | 0 | 0 | 0 | 0 | 0 | 0 | 0 | 0 | 0 | 0 | 0 | 5.6767 | 0 | -500.8329 | 12.7622 | 0 | 69.7466 | 69.7047 | 54.5142 | 1196.688 | 27.7859 | 49.0934 | 1.6348 | 0.252 | -16.58 | 14.074 | 3.19 | 57.716 | 1012.8 | 304.6205 | -539.7829 | 6.3686 | 1.885 | -2.67 | 11.8694 | 4.2609 | 2025-09-19 | 2025_09_19 Hr 13 | 50.9815 | -6e-06 | -1012.8 | -449.559 | 398.5817 | 889.2129 | 100.3331 | 12.3978 | 61.8336 | 64.305 | 243.0048 | 91.2718 | 23.0871 | 186.3232 | 262.3367 | 0 | 6.5271 | 43.1242 | 228.3633 | 0 | 139.4514 | 0
2025_09_19 Hr 14 | 15.0179 | 0.006975 | 0.1967 | 3.8572 | 3.8572 | 3.8572 | 3.8572 | 3.8012 | 3.8572 | 93.9894 | -14.5 | 0.1008 | 2 | 0 | 93.1616 | 93.1616 | 262.3367 | 0 | 0.00123 | 0.058 | 0.04906 | 1.3332 | 0 | 0 | 0 | 0 | 0 | 0 | 0.0792 | 42.4718 | 6.5271 | 228.3633 | 0 | 0 | 0 | 0 | 9.1427 | 26.3122 | 0 | 48.3985 | 0 | 0.5759 | 9.1216 | 0 | -1 | -4.2 | 8.4047 | 0 | 0 | 29.553 | 29.553 | 29.553 | 29.553 | 34.364 | 43.6995 | 1.1496 | 0.00258 | 0 | 0 | 0 | 0 | 0 | 0 | 0 | 0 | 0 | 0 | 0 | 0 | 0 | 0 | 0 | 0 | 5.7064 | 0 | -494.974 | 12.7622 | 0 | 69.7466 | 69.7047 | 60.4428 | 1200.412 | 27.946 | 49.3764 | 1.6348 | 0.252 | -15.0179 | 14.074 | 3.19 | 57.716 | 1026.025 | 309.5764 | -532.3619 | 6.4019 | 1.885 | -2.67 | 11.9377 | 4.2855 | 2025-09-19 | 2025_09_19 Hr 14 | 50.3405 | -1.5e-05 | -1026.025 | -446.5755 | 403.4627 | 888.5605 | 106.346 | 12.3978 | 61.8336 | 65.0894 | 246.5654 | 91.8079 | 23.0871 | 186.3232 | 262.3367 | 0 | 6.5271 | 42.4718 | 228.3633 | 0 | 139.4514 | 0
2025_09_19 Hr 15 | 15.0212 | 0.005595 | 0.15778 | 3.8572 | 3.8572 | 3.8572 | 3.8572 | 3.8012 | 3.8572 | 89.4541 | -14.5 | 0.1008 | 2 | 0 | 93.1616 | 93.1616 | 262.3367 | 0 | 0.00123 | 0.058 | 0.04906 | 1.3332 | 0 | 0 | 0 | 0 | 0 | 0 | 0.0792 | 42.4714 | 6.5271 | 228.3633 | 0 | 0 | 0 | 0 | 8.7015 | 23.8925 | 0 | 49.8102 | 0 | 0.5759 | 8.9064 | 0 | -1 | -4.2 | 8.2064 | 0 | 0 | 27.3014 | 27.3014 | 27.3014 | 27.3014 | 31.7459 | 44.6472 | 1.1496 | 0.00258 | 0 | 0 | 0 | 0 | 0 | 0 | 0 | 0 | 0 | 0 | 0 | 0 | 0 | 0 | 0 | 0 | 5.5718 | 0 | -489.3815 | 12.7622 | 0 | 69.7466 | 69.7047 | 62.4672 | 1180.653 | 27.2193 | 48.0923 | 1.6348 | 0.252 | -15.0212 | 14.074 | 3.19 | 57.716 | 1013.808 | 310.1177 | -526.7727 | 6.2508 | 1.885 | -2.67 | 11.6273 | 4.174 | 2025-09-19 | 2025_09_19 Hr 15 | 50.0154 | 0.000342 | -1013.808 | -439.5713 | 381.3104 | 888.5601 | 109.2778 | 12.3978 | 61.8336 | 61.5295 | 230.4057 | 89.3752 | 23.0871 | 186.3232 | 262.3367 | 0 | 6.5271 | 42.4714 | 228.3633 | 0 | 139.4514 | 0
2025_09_19 Hr 16 | 9.8505 | 0.00348 | 0.098136 | 3.8572 | 3.8572 | 3.8572 | 3.8572 | 3.8012 | 3.8572 | 89.7423 | -14.5 | 0.1008 | 6 | 0 | 93.1616 | 93.1616 | 261.7059 | 0 | 0.00123 | 0.058 | 0.04906 | 1.3332 | 0 | 0 | 0 | 0 | 0 | 0 | 0.0792 | 43.7108 | 6.5271 | 227.8293 | 0 | 0 | 0 | 0 | 8.7295 | 24.0463 | 0 | 57.7119 | 0 | 0.5759 | 8.9201 | 0 | -1 | -4.2 | 8.219 | 0 | 0 | 27.4446 | 27.4446 | 27.4446 | 27.4446 | 31.9123 | 39.6981 | 1.1496 | 0.00258 | 0 | 0 | 0 | 0 | 0 | 0 | 0 | 0 | 0 | 0 | 0 | 0 | 0 | 0 | 0 | 0 | 5.5803 | 0 | -498.617 | 12.7622 | 0 | 62.0316 | 61.9925 | 70.5648 | 1166.494 | 27.2655 | 48.1739 | 1.6348 | 0.252 | -9.8505 | 14.074 | 3.19 | 57.716 | 1005.617 | 312.248 | -530.8375 | 6.2604 | 1.885 | -2.67 | 11.647 | 4.1811 | 2025-09-19 | 2025_09_19 Hr 16 | 51.0558 | -0.000413 | -1005.617 | -440.9051 | 382.7184 | 873.2074 | 116.3645 | 12.3978 | 61.8336 | 61.7557 | 231.4328 | 89.5298 | 23.0871 | 186.3232 | 261.7059 | 0 | 6.5271 | 43.7108 | 227.8293 | 0 | 124.024 | 0
2025_09_19 Hr 17 | 11.3994 | 0.00366 | 0.10321 | 3.8572 | 3.8572 | 3.8572 | 3.8572 | 3.8012 | 3.8572 | 89.2234 | -14.5 | 0.1008 | 22 | 0 | 93.1616 | 93.1616 | 262.3367 | 0 | 0.00123 | 0.058 | 0.04906 | 1.3332 | 0 | 0 | 0 | 0 | 0 | 0 | 0.0792 | 42.4714 | 6.5271 | 228.3633 | 0 | 0 | 0 | 0 | 8.6791 | 23.7695 | 0 | 41.3592 | 0 | 0.5759 | 8.8955 | 0 | -1 | -4.2 | 8.1963 | 0 | 0 | 27.187 | 27.187 | 27.187 | 27.187 | 31.6127 | 32.7483 | 1.1496 | 0.00258 | 0 | 0 | 0 | 0 | 0 | 0 | 0 | 0 | 0 | 0 | 0 | 0 | 0 | 0 | 0 | 0 | 5.5649 | 0 | -480.5098 | 12.7622 | 0 | 65.1399 | 65.099 | 71.4324 | 1170.383 | 27.1823 | 48.027 | 1.6348 | 0.252 | -11.3994 | 14.074 | 3.19 | 57.716 | 1020.9 | 323.4366 | -514.2792 | 6.2432 | 1.885 | -2.67 | 11.6115 | 4.1684 | 2025-09-19 | 2025_09_19 Hr 17 | 53.9579 | -2.3e-05 | -1020.9 | -439.1506 | 380.184 | 879.3476 | 126.2876 | 12.3978 | 61.8336 | 61.3485 | 229.584 | 89.2515 | 23.0871 | 186.3232 | 262.3367 | 0 | 6.5271 | 42.4714 | 228.3633 | 0 | 130.2389 | 0
2025_09_19 Hr 18 | 8.3 | 0.00363 | 0.10237 | 3.8572 | 3.8572 | 3.8572 | 3.8572 | 3.8012 | 3.8572 | 90.9915 | -14.5 | 0.1008 | 65 | 0 | 93.1616 | 93.1616 | 262.3367 | 0 | 0.00123 | 0.058 | 0.04906 | 1.3332 | 0 | 0 | 0 | 0 | 0 | 0 | 0.0792 | 44.6904 | 6.5271 | 228.3633 | 0 | 0 | 0 | 0 | 8.851 | 24.7127 | 0 | 34.5076 | 0 | 0.5759 | 8.9794 | 0 | -1 | -4.2 | 8.2736 | 0 | 0 | 28.0647 | 28.0647 | 28.0647 | 28.0647 | 32.6334 | 24.8508 | 1.1496 | 0.00258 | 0 | 0 | 0 | 0 | 0 | 0 | 0 | 0 | 0 | 0 | 0 | 0 | 0 | 0 | 0 | 0 | 5.6174 | 0 | -502.5297 | 12.7622 | 0 | 68.2204 | 68.1785 | 63.4794 | 1186.449 | 27.4657 | 48.5276 | 1.6348 | 0.252 | -8.3 | 14.074 | 3.19 | 57.716 | 1036.192 | 348.435 | -533.1996 | 6.302 | 1.885 | -2.67 | 11.7325 | 4.2118 | 2025-09-19 | 2025_09_19 Hr 18 | 56.689 | -0.00031 | -1036.192 | -468.0221 | 388.8196 | 887.7266 | 153.4362 | 12.3978 | 61.8336 | 62.7362 | 235.8836 | 90.1998 | 23.0871 | 186.3232 | 262.3367 | 0 | 6.5271 | 44.6904 | 228.3633 | 0 | 136.3989 | 0
2025_09_19 Hr 19 | 1.0282 | 0.002775 | 0.078255 | 3.8572 | 3.8572 | 3.8572 | 3.8572 | 3.8012 | 3.8572 | 87.0327 | -14.5 | 0.1008 | 79 | 0 | 93.1616 | 93.1616 | 262.3367 | 0 | 0.00123 | 0.058 | 0.04906 | 1.3332 | 0 | 0 | 0 | 0 | 0 | 0 | 0.0792 | 45.3419 | 6.5271 | 228.3633 | 0 | 0 | 0 | 0 | 8.466 | 22.6006 | 0 | 48.8103 | 0 | 0.5759 | 8.7916 | 0 | -1 | -4.2 | 8.1006 | 0 | 0 | 26.0993 | 26.0993 | 26.0993 | 26.0993 | 30.3481 | 25.7985 | 1.1496 | 0.00258 | 0 | 0 | 0 | 0 | 0 | 0 | 0 | 0 | 0 | 0 | 0 | 0 | 0 | 0 | 0 | 0 | 5.4999 | 0 | -529.6143 | 12.7622 | 0 | 68.7291 | 68.6872 | 54.5142 | 1170.881 | 26.8313 | 47.4068 | 1.6348 | 0.252 | -1.0282 | 14.074 | 3.19 | 57.716 | 1011.7 | 345.0213 | -553.0125 | 6.1702 | 1.885 | -2.67 | 11.4616 | 4.1145 | 2025-09-19 | 2025_09_19 Hr 19 | 50.5486 | 3e-06 | -1011.7 | -480.804 | 369.4833 | 889.3957 | 159.3937 | 12.3978 | 61.8336 | 59.6289 | 221.7781 | 88.0763 | 23.0871 | 186.3232 | 262.3367 | 0 | 6.5271 | 45.3419 | 228.3633 | 0 | 137.4164 | 0
2025_09_19 Hr 20 | 0 | 0.00135 | 0.03807 | 3.8572 | 3.8572 | 3.8572 | 3.8572 | 3.8012 | 3.8572 | 93.1822 | -14.5 | 0.1008 | 82 | 0 | 93.1616 | 93.1616 | 262.3367 | 0 | 0.00123 | 0.058 | 0.04906 | 1.3332 | 0 | 0 | 0 | 0 | 0 | 0 | 0.0792 | 45.8642 | 6.5271 | 228.3633 | 0 | 0 | 0 | 0 | 9.0641 | 25.8816 | 0 | 49.749 | 0 | 0.5759 | 9.0833 | 0 | -1 | -4.2 | 8.3694 | 0 | 0 | 29.1523 | 29.1523 | 29.1523 | 29.1523 | 33.898 | 29.7999 | 1.1496 | 0.00258 | 0 | 0 | 0 | 0 | 0 | 0 | 0 | 0 | 0 | 0 | 0 | 0 | 0 | 0 | 0 | 0 | 5.6824 | 0 | -578.9792 | 12.7622 | 0 | 69.2379 | 69.196 | 65.5038 | 1199.119 | 27.8167 | 49.1479 | 1.6348 | 0.252 | 0 | 14.074 | 3.19 | 57.716 | 1012.8 | 365.2813 | -601.3492 | 6.375 | 1.885 | -2.67 | 11.8825 | 4.2656 | 2025-09-19 | 2025_09_19 Hr 20 | 50.6044 | -3e-06 | -1012.8 | -529.2302 | 399.5203 | 890.9354 | 177.3431 | 12.3978 | 61.8336 | 64.4558 | 243.6896 | 91.3749 | 23.0871 | 186.3232 | 262.3367 | 0 | 6.5271 | 45.8642 | 228.3633 | 0 | 138.4339 | 0
2025_09_19 Hr 21 | 0 | 0.000285 | 0.008037 | 3.8572 | 3.8572 | 3.8572 | 3.8572 | 3.8012 | 3.8572 | 88.0127 | -14.5 | 0.1008 | 85 | 0 | 93.046 | 93.046 | 261.7059 | 0 | 0.00123 | 0.058 | 0.04906 | 1.3332 | 0 | 0 | 0 | 0 | 0 | 0 | 0.0792 | 43.7125 | 6.5271 | 227.8293 | 0 | 0 | 0 | 0 | 8.5613 | 23.1235 | 0 | 54.9215 | 0 | 0.5759 | 8.8381 | 0 | -1 | -4.2 | 8.1434 | 0 | 0 | 26.5859 | 26.5859 | 26.5859 | 26.5859 | 30.9139 | 28.8522 | 1.1496 | 0.00258 | 0 | 0 | 0 | 0 | 0 | 0 | 0 | 0 | 0 | 0 | 0 | 0 | 0 | 0 | 0 | 0 | 5.529 | 0 | -611.2203 | 12.7622 | 0 | 66.6941 | 66.6522 | 72.4446 | 1167.977 | 26.9883 | 47.6842 | 1.6348 | 0.252 | 0 | 14.074 | 3.19 | 57.716 | 960.8083 | 371.5005 | -633.5903 | 6.2029 | 1.885 | -2.67 | 11.5287 | 4.1386 | 2025-09-19 | 2025_09_19 Hr 21 | 50.8738 | -3.1e-05 | -960.8083 | -556.2988 | 374.2704 | 882.3002 | 186.3051 | 12.3978 | 61.8336 | 60.3982 | 225.2702 | 88.6021 | 23.0871 | 186.0919 | 261.7059 | 0 | 6.5271 | 43.7125 | 227.8293 | 0 | 133.3464 | 0
2025_09_19 Hr 22 | 0 | 0 | 0 | 3.8572 | 3.8572 | 3.8572 | 3.8572 | 3.8012 | 3.8572 | 78.2503 | -14.5 | 0.1008 | 90 | 0 | 93.1616 | 93.1616 | 262.3367 | 0 | 0.00123 | 0.058 | 0.04906 | 1.3332 | 0 | 0 | 0 | 0 | 0 | 0 | 0.0792 | 45.0808 | 6.5271 | 228.3633 | 0 | 0 | 0 | 0 | 7.6117 | 17.915 | 0 | 34.5541 | 0 | 0.5759 | 8.3749 | 0 | -1 | -4.2 | 7.7167 | 0 | 0 | 21.7393 | 21.7393 | 21.7393 | 21.7393 | 25.2783 | 35.802 | 1.1496 | 0.00258 | 0 | 0 | 0 | 0 | 0 | 0 | 0 | 0 | 0 | 0 | 0 | 0 | 0 | 0 | 0 | 0 | 5.2392 | 0 | -610.8538 | 12.7622 | 0 | 68.2204 | 68.1785 | 81.5544 | 1131.338 | 25.424 | 44.9203 | 1.6348 | 0.252 | 0 | 14.074 | 3.19 | 57.716 | 919.9916 | 387.3233 | -633.2238 | 5.8778 | 1.885 | -2.67 | 10.8604 | 3.8987 | 2025-09-19 | 2025_09_19 Hr 22 | 52.0814 | 4.7e-05 | -919.9916 | -576.2997 | 326.5866 | 888.117 | 207.3564 | 12.3978 | 61.8336 | 52.7353 | 190.4857 | 83.3656 | 23.0871 | 186.3232 | 262.3367 | 0 | 6.5271 | 45.0808 | 228.3633 | 0 | 136.3989 | 0
2025_09_19 Hr 23 | 0 | 0 | 0 | 3.8572 | 3.8572 | 3.8572 | 3.8572 | 3.8012 | 3.8572 | 69.0836 | 0 | 0.1008 | 89 | 0 | 93.1616 | 93.1616 | 269.8282 | 0 | 0.00123 | 0.058 | 0.04906 | 1.3332 | 0 | 0 | 0 | 0 | 0 | 0 | 0.0792 | 45.8642 | 6.5271 | 234.2439 | 0 | 0 | 0 | 0 | 6.72 | 13.0243 | 0 | 51.5781 | 0 | 0.5759 | 7.94 | 0 | -1 | -4.2 | 7.316 | 0 | 0 | 17.1885 | 17.1885 | 17.1885 | 17.1885 | 19.9866 | 33.8013 | 1.1496 | 0.00258 | 0 | 0 | 0 | 0 | 0 | 0 | 0 | 0 | 0 | 0 | 0 | 0 | 0 | 0 | 0 | 0 | 4.9672 | 0 | -677.7289 | 12.7622 | 0 | 71.9649 | 71.9217 | 86.037 | 1113.124 | 23.9551 | 42.3249 | 1.6348 | 0.252 | 0 | 14.074 | 3.19 | 57.716 | 862.9916 | 383.8883 | -685.5989 | 5.5726 | 1.885 | -2.67 | 10.2329 | 3.6735 | 2025-09-19 | 2025_09_19 Hr 23 | 53.1634 | 7.1e-05 | -862.9916 | -626.1508 | 296.3126 | 909.7602 | 208.8383 | 12.3978 | 61.8336 | 45.5401 | 157.824 | 92.9486 | 23.0871 | 186.3232 | 269.8282 | 0 | 6.5271 | 45.8642 | 234.2439 | 0 | 143.8865 | 0
2025_09_19 Hr 24 | 0 | 0 | 0 | 0 | 0 | 0 | 0 | 0 | 0 | 58.514 | 0 | 0.1008 | 59 | 0 | 93.1616 | 93.1616 | 269.8282 | 0 | 0.00123 | 0.058 | 0.04906 | 1.3332 | 0 | 0 | 0 | 0 | 0 | 0 | 0.0792 | 14.8049 | 0 | 234.2439 | 0 | 0 | 0 | 0 | 5.6918 | 7.3852 | 0 | 0 | -23.4708 | 0.5759 | 7.4386 | 0.06 | -1 | -4.2 | 6.8539 | 0 | 0 | 11.9412 | 11.9412 | 11.9412 | 11.9412 | 13.8851 | 43.6995 | 1.1496 | 0.00258 | 0 | 0 | 0 | 0 | 0 | 0 | 0 | 0 | 0 | 0 | 0 | 0 | 0 | 0 | 0 | 0 | 4.6535 | 0 | -570.5624 | 12.7622 | 0 | 71.44 | 71.3967 | 139.539 | 1005.444 | 22.2614 | 39.3324 | 1.6348 | 0.252 | 0 | 14.074 | 3.19 | 57.716 | 815.16 | 411.619 | -578.4324 | 5.2206 | 1.885 | -2.67 | 9.5094 | 3.4137 | 2025-09-19 | 2025_09_19 Hr 24 | 45.1998 | -6e-06 | -815.16 | -594.0332 | 244.6864 | 848.0368 | 242.2385 | 12.3978 | 61.8336 | 37.2437 | 120.1636 | 87.2792 | 0 | 186.3232 | 269.8282 | 0 | 0 | 14.8049 | 234.2439 | 0 | 142.8367 | 0
2025_09_20 Hr 01 | 0 | 0 | 0 | 0 | 0 | 0 | 0 | 0 | 0 | 59.6939 | 0 | 0.1008 | 82 | 0 | 93.1616 | 93.1616 | 269.8282 | 0 | 0.00123 | 0.058 | 0.04906 | 1.3332 | 0 | 0 | 0 | 0 | 0 | 0 | 0.0792 | 14.7392 | 0 | 234.2439 | 0 | 0 | 0 | 0 | 6.3051 | 9.7218 | 0 | 1.1871 | -5.8465 | 0.5759 | 7.6634 | 0.06 | -1 | -4.2 | 7.1057 | 0 | 0 | 13.1235 | 13.1235 | 13.1235 | 13.1235 | 15.2599 | 44.6472 | 1.1496 | 0.00258 | 0 | 0 | 0 | 0 | 0 | 0 | 0 | 0 | 0 | 0 | 0 | 0 | 0 | 0 | 0 | 0 | 4.8029 | 0 | -665.1652 | 12.2543 | 0 | 71.9649 | 71.9217 | 126.9588 | 1017.466 | 21.9468 | 38.7408 | 1.6348 | 0.252 | 0 | 14.074 | 3.19 | 57.716 | 761.1517 | 421.3803 | -673.0352 | 5.3981 | 1.885 | -2.67 | 9.3684 | 3.3625 | 2025-09-20 | 2025_09_20 Hr 01 | 42.5668 | -3.9e-05 | -761.1517 | -669.8246 | 254.1179 | 849.021 | 253.606 | 12.3978 | 61.8336 | 40.997 | 127.448 | 85.6729 | 0 | 186.3232 | 269.8282 | 0 | 0 | 14.7392 | 234.2439 | 0 | 143.8865 | 0
2025_09_20 Hr 02 | 0 | 0 | 0 | 0 | 0 | 0 | 0 | 0 | 0 | 54.4247 | 0 | 0.1008 | 81 | 0 | 93.1616 | 93.1616 | 269.8282 | 0 | 0.00123 | 0.058 | 0.04906 | 1.3332 | 0 | 0 | 0 | 0 | 0 | 0 | 0.0792 | 15.3878 | 0 | 234.2439 | 0 | 0 | 0 | 0 | 5.7485 | 6.6707 | 0 | 0 | -9.3515 | 0.5759 | 7.4014 | 0.06 | -1 | -4.2 | 6.8627 | 0 | 0 | 10.5235 | 10.5235 | 10.5235 | 10.5235 | 12.2366 | 47.7009 | 1.1496 | 0.00258 | 0 | 0 | 0 | 0 | 0 | 0 | 0 | 0 | 0 | 0 | 0 | 0 | 0 | 0 | 0 | 0 | 4.6386 | 0 | -653.0865 | 12.2543 | 0 | 71.9649 | 71.9217 | 128.5494 | 994.9604 | 21.1022 | 37.2499 | 1.6348 | 0.252 | 0 | 14.074 | 3.19 | 57.716 | 746.8517 | 422.1992 | -660.9565 | 5.2135 | 1.885 | -2.67 | 9.0079 | 3.2331 | 2025-09-20 | 2025_09_20 Hr 02 | 44.2073 | -4.4e-05 | -746.8517 | -662.438 | 228.1384 | 849.6696 | 257.2503 | 12.3978 | 61.8336 | 36.5354 | 108.7554 | 82.8475 | 0 | 186.3232 | 269.8282 | 0 | 0 | 15.3878 | 234.2439 | 0 | 143.8865 | 0
2025_09_20 Hr 03 | 0 | 0 | 0 | 0 | 0 | 0 | 0 | 0 | 0 | 55.444 | 0 | 0.1008 | 82 | 0 | 93.1616 | 93.1616 | 269.8282 | 0 | 0.00123 | 0.058 | 0.04906 | 1.3332 | 0 | 0 | 0 | 0 | 0 | 0 | 0.0792 | 22.9542 | 0 | 234.2439 | 0 | 0 | 0 | 0 | 5.8562 | 7.2609 | 0 | 0 | -20.2457 | 0.5759 | 7.452 | 0.06 | -1 | -4.2 | 6.9097 | 0 | 0 | 11.0264 | 11.0264 | 11.0264 | 11.0264 | 12.8214 | 49.7016 | 1.1496 | 0.00258 | 0 | 0 | 0 | 0 | 0 | 0 | 0 | 0 | 0 | 0 | 0 | 0 | 0 | 0 | 0 | 0 | 4.6704 | 0 | -694.8467 | 12.2543 | 0 | 71.9649 | 71.9217 | 132.0198 | 1007.006 | 21.2656 | 37.5383 | 1.6348 | 0.252 | 0 | 14.074 | 3.19 | 57.716 | 713.26 | 429.2168 | -702.7167 | 5.2493 | 1.885 | -2.67 | 9.0777 | 3.2582 | 2025-09-20 | 2025_09_20 Hr 03 | 48.9377 | -1.1e-05 | -713.26 | -715.0924 | 233.1636 | 857.236 | 263.7214 | 12.3978 | 61.8336 | 37.3984 | 112.3711 | 83.3941 | 0 | 186.3232 | 269.8282 | 0 | 0 | 22.9542 | 234.2439 | 0 | 143.8865 | 0
2025_09_20 Hr 04 | 0 | 0 | 0 | 3.8572 | 3.8572 | 3.8572 | 3.8572 | 3.8012 | 3.8572 | 55.9824 | 0 | 0.1008 | 77 | 0 | 93.1616 | 93.1616 | 269.8282 | 0 | 0.00123 | 0.058 | 0.04906 | 1.3332 | 0 | 0 | 0 | 0 | 0 | 0 | 0.0792 | 32.3567 | 6.5271 | 234.2439 | 0 | 0 | 0 | 0 | 5.9131 | 7.5727 | 0 | 0 | -9.99 | 0.5759 | 7.4788 | 0 | -1 | -4.2 | 6.9345 | 0 | 0 | 11.2921 | 11.2921 | 11.2921 | 11.2921 | 13.1304 | 50.6493 | 1.1496 | 0.00258 | 0 | 0 | 0 | 0 | 0 | 0 | 0 | 0 | 0 | 0 | 0 | 0 | 0 | 0 | 0 | 0 | 4.6872 | 0 | -734.6328 | 12.2543 | 0 | 71.9649 | 71.9217 | 127.971 | 1048.388 | 21.3519 | 37.6906 | 1.6348 | 0.252 | 0 | 14.074 | 3.19 | 57.716 | 717.3 | 421.4044 | -742.5028 | 5.2681 | 1.885 | -2.67 | 9.1145 | 3.2714 | 2025-09-20 | 2025_09_20 Hr 04 | 51.1356 | -3.8e-05 | -717.3 | -744.6228 | 235.8184 | 896.2527 | 255.6203 | 12.3978 | 61.8336 | 37.8544 | 114.2813 | 83.6828 | 23.0871 | 186.3232 | 269.8282 | 0 | 6.5271 | 32.3567 | 234.2439 | 0 | 143.8865 | 0
2025_09_20 Hr 05 | 0 | 0 | 0 | 3.8572 | 3.8572 | 3.8572 | 3.8572 | 3.8012 | 3.8572 | 54.5786 | 0 | 0.1008 | 74 | 0 | 93.1616 | 93.1616 | 269.8282 | 0 | 0.00123 | 0.058 | 0.04906 | 1.3332 | 0 | 0 | 0 | 0 | 0 | 0 | 0.0792 | 41.7608 | 6.5271 | 234.2439 | 0 | 0 | 0 | 0 | 5.7648 | 6.7598 | 0 | 0 | -32.7448 | 0.5759 | 7.409 | 0 | -1 | -4.2 | 6.8698 | 0 | 0 | 10.5994 | 10.5994 | 10.5994 | 10.5994 | 12.3249 | 47.7009 | 1.1496 | 0.00258 | 0 | 0 | 0 | 0 | 0 | 0 | 0 | 0 | 0 | 0 | 0 | 0 | 0 | 0 | 0 | 0 | 4.6434 | 0 | -699.2565 | 12.2543 | 0 | 71.9649 | 71.9217 | 133.032 | 1051.624 | 21.1269 | 37.2934 | 1.6348 | 0.252 | 0 | 14.074 | 3.19 | 57.716 | 731.5167 | 419.7643 | -707.1265 | 5.2189 | 1.885 | -2.67 | 9.0184 | 3.2369 | 2025-09-20 | 2025_09_20 Hr 05 | 53.3893 | -5.7e-05 | -731.5167 | -732.0013 | 228.8969 | 905.6568 | 254.7329 | 12.3978 | 61.8336 | 36.6657 | 109.3012 | 82.93 | 23.0871 | 186.3232 | 269.8282 | 0 | 6.5271 | 41.7608 | 234.2439 | 0 | 143.8865 | 0
2025_09_20 Hr 06 | 0 | 0 | 0 | 3.8572 | 3.8572 | 3.8572 | 3.8572 | 3.8012 | 3.8572 | 62.4631 | 0 | 0.1008 | 70 | 0 | 93.1616 | 93.1616 | 269.8282 | 0 | 0.00123 | 0.058 | 0.04906 | 1.3332 | 0 | 0 | 0 | 0 | 0 | 0 | 0.0792 | 46.06 | 6.5271 | 234.2439 | 0 | 0 | 0 | 0 | 6.5976 | 11.3253 | 0 | 0.013085 | -8.3333 | 0.5759 | 7.8011 | 0 | -1 | -4.2 | 7.2334 | 0 | 0 | 14.49 | 14.49 | 14.49 | 14.49 | 16.8488 | 48.6486 | 1.1496 | 0.00258 | 0 | 0 | 0 | 0 | 0 | 0 | 0 | 0 | 0 | 0 | 0 | 0 | 0 | 0 | 0 | 0 | 4.8892 | 0 | -726.9469 | 12.2543 | 0 | 71.9649 | 71.9217 | 117.5598 | 1090.57 | 22.3907 | 39.5243 | 1.6348 | 0.252 | 0 | 14.074 | 3.19 | 57.716 | 752.9 | 405.4676 | -734.8169 | 5.4952 | 1.885 | -2.67 | 9.5579 | 3.4306 | 2025-09-20 | 2025_09_20 Hr 06 | 61.2732 | -3.547e-05 | -752.9 | -735.2671 | 267.7713 | 909.956 | 236.2084 | 12.3978 | 61.8336 | 43.3418 | 137.2718 | 87.1578 | 23.0871 | 186.3232 | 269.8282 | 0 | 6.5271 | 46.06 | 234.2439 | 0 | 143.8865 | 0
2025_09_20 Hr 07 | 0 | 0 | 0 | 3.8572 | 3.8572 | 3.8572 | 3.8572 | 3.8012 | 3.8572 | 70.5208 | -14.5 | 0.1008 | 82 | 0 | 93.1616 | 93.1616 | 262.3367 | 0 | 0.00123 | 0.058 | 0.04906 | 1.3332 | 0 | 0 | 0 | 0 | 0 | 0 | 0.0792 | 45.9947 | 6.5271 | 228.3633 | 0 | 0 | 0 | 0 | 7.4487 | 15.9911 | 0 | 24.9737 | -0.31018 | 0.5759 | 8.2019 | 0 | -1 | -4.2 | 7.605 | 0 | 0 | 18.4659 | 18.4659 | 18.4659 | 18.4659 | 21.472 | 47.7009 | 1.1496 | 0.00258 | 0 | 0 | 0 | 0 | 0 | 0 | 0 | 0 | 0 | 0 | 0 | 0 | 0 | 0 | 0 | 0 | 5.1403 | 0 | -727.3977 | 12.2543 | 0 | 69.7466 | 69.7047 | 113.511 | 1108.104 | 23.6822 | 41.8041 | 1.6348 | 0.252 | 0 | 14.074 | 3.19 | 57.716 | 799.7917 | 416.7916 | -749.7677 | 5.7775 | 1.885 | -2.67 | 10.1092 | 3.6284 | 2025-09-20 | 2025_09_20 Hr 07 | 57.2321 | -3.81e-05 | -799.7917 | -702.7342 | 292.9991 | 892.0834 | 243.2119 | 12.3978 | 61.8336 | 50.1644 | 165.8564 | 76.9783 | 23.0871 | 186.3232 | 262.3367 | 0 | 6.5271 | 45.9947 | 228.3633 | 0 | 139.4514 | 0
2025_09_20 Hr 08 | 3.0994 | 6e-05 | 0.001692 | 3.8572 | 3.8572 | 3.8572 | 3.8572 | 3.8012 | 3.8572 | 75.29 | -14.5 | 0.1008 | 74 | 0 | 93.1616 | 93.1616 | 262.3367 | 0 | 0.00123 | 0.058 | 0.04906 | 1.3332 | 0 | 0 | 0 | 0 | 0 | 0 | 0.0792 | 45.6683 | 6.5271 | 228.3633 | 0 | 0 | 0 | 0 | 7.9524 | 18.7527 | 0 | 23.2947 | 0 | 0.5759 | 8.4391 | 0 | -1 | -4.2 | 7.8249 | 0 | 0 | 20.8192 | 20.8192 | 20.8192 | 20.8192 | 24.2084 | 47.7009 | 1.1496 | 0.00258 | 0 | 0 | 0 | 0 | 0 | 0 | 0 | 0 | 0 | 0 | 0 | 0 | 0 | 0 | 0 | 0 | 5.289 | 0 | -701.8517 | 12.2543 | 0 | 69.7466 | 69.7047 | 115.9692 | 1128.737 | 24.4466 | 43.1535 | 1.6348 | 0.252 | -3.0994 | 14.074 | 3.19 | 57.716 | 841.6166 | 416.9066 | -727.3211 | 5.9445 | 1.885 | -2.67 | 10.4356 | 3.7456 | 2025-09-20 | 2025_09_20 Hr 08 | 59.4431 | 5.7e-05 | -841.6166 | -678.557 | 316.5134 | 891.757 | 237.6719 | 12.3978 | 61.8336 | 54.2026 | 182.7752 | 79.5356 | 23.0871 | 186.3232 | 262.3367 | 0 | 6.5271 | 45.6683 | 228.3633 | 0 | 139.4514 | 0
2025_09_20 Hr 09 | 9.3314 | 0.00102 | 0.028764 | 3.8572 | 3.8572 | 3.8572 | 3.8572 | 3.8012 | 3.8572 | 84.7899 | -14.5 | 0.1008 | 75 | 0 | 93.1616 | 93.1616 | 262.3367 | 0 | 0.00123 | 0.058 | 0.04906 | 1.3332 | 0 | 0 | 0 | 0 | 0 | 0 | 0.0792 | 46.06 | 6.5271 | 228.3633 | 0 | 0 | 0 | 0 | 8.9558 | 24.2536 | 0 | 11.7978 | -0.84787 | 0.5759 | 8.9116 | 0 | -1 | -4.2 | 8.263 | 0 | 0 | 25.5069 | 25.5069 | 25.5069 | 25.5069 | 29.6591 | 46.6479 | 1.1496 | 0.00258 | 0 | 0 | 0 | 0 | 0 | 0 | 0 | 0 | 0 | 0 | 0 | 0 | 0 | 0 | 0 | 0 | 5.5851 | 0 | -676.8251 | 12.2543 | 0 | 69.7466 | 69.7047 | 112.065 | 1170.9 | 25.9693 | 45.8415 | 1.6348 | 0.252 | -9.3314 | 14.074 | 3.19 | 57.716 | 897.6 | 424.2763 | -708.5266 | 6.2774 | 1.885 | -2.67 | 11.0856 | 3.9789 | 2025-09-20 | 2025_09_20 Hr 09 | 61.6354 | 1.47e-05 | -897.6 | -665.8752 | 363.3524 | 892.1487 | 233.7427 | 12.3978 | 61.8336 | 62.2464 | 216.4764 | 84.6295 | 23.0871 | 186.3232 | 262.3367 | 0 | 6.5271 | 46.06 | 228.3633 | 0 | 139.4514 | 0
2025_09_20 Hr 10 | 11.3961 | 0.00315 | 0.08883 | 3.8572 | 3.8572 | 3.8572 | 3.8572 | 3.8012 | 3.8572 | 87.7899 | -14.5 | 0.1008 | 58 | 0 | 93.1616 | 93.1616 | 262.3367 | 0 | 0.00123 | 0.058 | 0.04906 | 1.3332 | 0 | 0 | 0 | 0 | 0 | 0 | 0.0792 | 46.06 | 6.5271 | 228.3633 | 0 | 0 | 0 | 0 | 9.2727 | 25.9907 | 0 | 32.5827 | 0 | 0.5759 | 9.0608 | 0 | -1 | -4.2 | 8.4014 | 0 | 0 | 26.9871 | 26.9871 | 26.9871 | 26.9871 | 31.3804 | 47.7009 | 1.1496 | 0.00258 | 0 | 0 | 0 | 0 | 0 | 0 | 0 | 0 | 0 | 0 | 0 | 0 | 0 | 0 | 0 | 0 | 5.6786 | 0 | -671.3568 | 12.2543 | 0 | 69.7466 | 69.7047 | 87.0492 | 1184.143 | 26.4502 | 46.6903 | 1.6348 | 0.252 | -11.3961 | 14.074 | 3.19 | 57.716 | 898.5917 | 386.9889 | -705.1229 | 6.3825 | 1.885 | -2.67 | 11.2908 | 4.0525 | 2025-09-20 | 2025_09_20 Hr 10 | 63.3818 | -4.1e-05 | -898.5917 | -638.7741 | 378.1437 | 892.1487 | 192.8421 | 12.3978 | 61.8336 | 64.7866 | 227.1189 | 86.2382 | 23.0871 | 186.3232 | 262.3367 | 0 | 6.5271 | 46.06 | 228.3633 | 0 | 139.4514 | 0
2025_09_20 Hr 11 | 12.4392 | 0.00564 | 0.15905 | 3.8572 | 3.8572 | 3.8572 | 3.8572 | 3.8012 | 3.8572 | 91.3091 | -14.5 | 0.1008 | 18 | 0 | 93.1616 | 93.1616 | 262.3367 | 0 | 0.00123 | 0.058 | 0.04906 | 1.3332 | 0 | 0 | 0 | 0 | 0 | 0 | 0.0792 | 46.06 | 6.5271 | 228.3633 | 0 | 0 | 0 | 0 | 9.6444 | 28.0285 | 0 | 36.6867 | 0 | 0.5759 | 9.2358 | 0 | -1 | -4.2 | 8.5636 | 0 | 0 | 28.7237 | 28.7237 | 28.7237 | 28.7237 | 33.3996 | 48.6486 | 1.1496 | 0.00258 | 0 | 0 | 0 | 0 | 0 | 0 | 0 | 0 | 0 | 0 | 0 | 0 | 0 | 0 | 0 | 0 | 5.7883 | 0 | -632.0172 | 12.2543 | 0 | 69.7466 | 69.7047 | 80.5422 | 1199.677 | 27.0143 | 47.686 | 1.6348 | 0.252 | -12.4392 | 14.074 | 3.19 | 57.716 | 913.9 | 344.3622 | -666.8264 | 6.5057 | 1.885 | -2.67 | 11.5316 | 4.139 | 2025-09-20 | 2025_09_20 Hr 11 | 59.6381 | -8e-06 | -913.9 | -595.3305 | 395.4949 | 892.1487 | 147.3555 | 12.3978 | 61.8336 | 67.7664 | 239.6033 | 88.1252 | 23.0871 | 186.3232 | 262.3367 | 0 | 6.5271 | 46.06 | 228.3633 | 0 | 139.4514 | 0
2025_09_20 Hr 12 | 16.0593 | 0.00777 | 0.21911 | 3.8572 | 3.8572 | 3.8572 | 3.8572 | 3.8012 | 3.8572 | 90.1745 | -14.5 | 0.1008 | 28 | 0 | 93.1616 | 93.1616 | 262.3367 | 0 | 0.00123 | 0.058 | 0.04906 | 1.3332 | 0 | 0 | 0 | 0 | 0 | 0 | 0.0792 | 32.3542 | 6.5271 | 228.3633 | 0 | 0 | 0 | 0 | 9.5245 | 27.3715 | 0 | 39.3611 | 0 | 0.5759 | 9.1794 | 0 | -1 | -4.2 | 8.5113 | 0 | 0 | 28.1638 | 28.1638 | 28.1638 | 28.1638 | 32.7486 | 44.6472 | 1.1496 | 0.00258 | 0 | 0 | 0 | 0 | 0 | 0 | 0 | 0 | 0 | 0 | 0 | 0 | 0 | 0 | 0 | 0 | 5.7529 | 0 | -612.8538 | 12.2543 | 0 | 69.7466 | 69.7047 | 74.0352 | 1181.046 | 26.8324 | 47.365 | 1.6348 | 0.252 | -16.0593 | 14.074 | 3.19 | 57.716 | 915.9916 | 346.8676 | -651.2831 | 6.466 | 1.885 | -2.67 | 11.454 | 4.1111 | 2025-09-20 | 2025_09_20 Hr 12 | 48.9087 | 4.3e-05 | -915.9916 | -573.4927 | 389.9008 | 878.4429 | 146.9093 | 12.3978 | 61.8336 | 66.8057 | 235.5783 | 87.5168 | 23.0871 | 186.3232 | 262.3367 | 0 | 6.5271 | 32.3542 | 228.3633 | 0 | 139.4514 | 0
2025_09_20 Hr 13 | 15.0195 | 0.008985 | 0.25338 | 3.8572 | 3.8572 | 3.8572 | 3.8572 | 3.8012 | 3.8572 | 86.1553 | -14.5 | 0.1008 | 43 | 0 | 93.1616 | 93.1616 | 262.3367 | 0 | 0.00123 | 0.058 | 0.04906 | 1.3332 | 0 | 0 | 0 | 0 | 0 | 0 | 0.0792 | 41.7608 | 6.5271 | 228.3633 | 0 | 0 | 0 | 0 | 9.1 | 25.0442 | 0 | 23.9715 | 0 | 0.5759 | 8.9795 | 0 | -1 | -4.2 | 8.326 | 0 | 0 | 26.1806 | 26.1806 | 26.1806 | 26.1806 | 30.4425 | 42.7518 | 1.1496 | 0.00258 | 0 | 0 | 0 | 0 | 0 | 0 | 0 | 0 | 0 | 0 | 0 | 0 | 0 | 0 | 0 | 0 | 5.6277 | 0 | -576.015 | 12.2543 | 0 | 69.7466 | 69.7047 | 56.9724 | 1172.826 | 26.1882 | 46.2278 | 1.6348 | 0.252 | -15.0195 | 14.074 | 3.19 | 57.716 | 923.1083 | 339.7158 | -613.4045 | 6.3252 | 1.885 | -2.67 | 11.179 | 4.0124 | 2025-09-20 | 2025_09_20 Hr 13 | 53.2554 | 1.2e-05 | -923.1083 | -552.0435 | 370.0843 | 887.8495 | 142.9866 | 12.3978 | 61.8336 | 63.4025 | 221.3201 | 85.3617 | 23.0871 | 186.3232 | 262.3367 | 0 | 6.5271 | 41.7608 | 228.3633 | 0 | 139.4514 | 0
2025_09_20 Hr 14 | 16.056 | 0.00942 | 0.26564 | 3.8572 | 3.8572 | 3.8572 | 3.8572 | 3.8012 | 3.8572 | 83.6553 | -14.5 | 0.1008 | 53 | 0 | 93.1616 | 93.1616 | 262.3367 | 0 | 0.00123 | 0.058 | 0.04906 | 1.3332 | 0 | 0 | 0 | 0 | 0 | 0 | 0.0792 | 46.06 | 6.5271 | 228.3633 | 0 | 0 | 0 | 0 | 8.836 | 23.5966 | 0 | 21.245 | 0 | 0.5759 | 8.8551 | 0 | -1 | -4.2 | 8.2107 | 0 | 0 | 24.947 | 24.947 | 24.947 | 24.947 | 29.0081 | 41.6988 | 1.1496 | 0.00258 | 0 | 0 | 0 | 0 | 0 | 0 | 0 | 0 | 0 | 0 | 0 | 0 | 0 | 0 | 0 | 0 | 5.5497 | 0 | -529.8037 | 12.2543 | 0 | 69.7466 | 69.7047 | 38.0298 | 1166.151 | 25.7875 | 45.5204 | 1.6348 | 0.252 | -16.056 | 14.074 | 3.19 | 57.716 | 948.5833 | 329.4165 | -568.2297 | 6.2376 | 1.885 | -2.67 | 11.0079 | 3.951 | 2025-09-20 | 2025_09_20 Hr 14 | 65.5641 | 3.7e-05 | -948.5833 | -508.5587 | 357.7583 | 892.1487 | 133.0037 | 12.3978 | 61.8336 | 61.2857 | 212.4514 | 84.0212 | 23.0871 | 186.3232 | 262.3367 | 0 | 6.5271 | 46.06 | 228.3633 | 0 | 139.4514 | 0
2025_09_20 Hr 15 | 15.5386 | 0.009015 | 0.25422 | 3.8572 | 3.8572 | 3.8572 | 3.8572 | 3.8012 | 3.8572 | 85.5399 | -14.5 | 0.1008 | 43 | 0 | 93.1616 | 93.1616 | 262.3367 | 0 | 0.00123 | 0.058 | 0.04906 | 1.3332 | 0 | 0 | 0 | 0 | 0 | 0 | 0.0792 | 46.06 | 6.5271 | 228.3633 | 0 | 0 | 0 | 0 | 9.035 | 24.6879 | 0 | 23.8872 | 0 | 0.5759 | 8.9489 | 0 | -1 | -4.2 | 8.2976 | 0 | 0 | 25.8769 | 25.8769 | 25.8769 | 25.8769 | 30.0894 | 40.7511 | 1.1496 | 0.00258 | 0 | 0 | 0 | 0 | 0 | 0 | 0 | 0 | 0 | 0 | 0 | 0 | 0 | 0 | 0 | 0 | 5.6085 | 0 | -513.7604 | 12.2543 | 0 | 69.7466 | 69.7047 | 24.0036 | 1174.421 | 26.0896 | 46.0536 | 1.6348 | 0.252 | -15.5386 | 14.074 | 3.19 | 57.716 | 951.575 | 304.9354 | -551.669 | 6.3036 | 1.885 | -2.67 | 11.1369 | 3.9973 | 2025-09-20 | 2025_09_20 Hr 15 | 64.6351 | -9e-06 | -951.575 | -489.8732 | 367.0502 | 892.1487 | 108.0179 | 12.3978 | 61.8336 | 62.8815 | 219.137 | 85.0317 | 23.0871 | 186.3232 | 262.3367 | 0 | 6.5271 | 46.06 | 228.3633 | 0 | 139.4514 | 0
2025_09_20 Hr 16 | 11.401 | 0.00843 | 0.23773 | 3.8572 | 3.8572 | 3.8572 | 3.8572 | 3.8012 | 3.8572 | 87.5591 | -14.5 | 0.1008 | 45 | 0 | 93.1616 | 93.1616 | 262.3367 | 0 | 0.00123 | 0.058 | 0.04906 | 1.3332 | 0 | 0 | 0 | 0 | 0 | 0 | 0.0792 | 46.06 | 6.5271 | 228.3633 | 0 | 0 | 0 | 0 | 9.2483 | 25.8571 | 0 | 39.9087 | 0 | 0.5759 | 9.0493 | 0 | -1 | -4.2 | 8.3907 | 0 | 0 | 26.8733 | 26.8733 | 26.8733 | 26.8733 | 31.248 | 42.7518 | 1.1496 | 0.00258 | 0 | 0 | 0 | 0 | 0 | 0 | 0 | 0 | 0 | 0 | 0 | 0 | 0 | 0 | 0 | 0 | 5.6714 | 0 | -500.6484 | 12.2543 | 0 | 69.7466 | 69.7047 | 10.5558 | 1183.278 | 26.4132 | 46.625 | 1.6348 | 0.252 | -11.401 | 14.074 | 3.19 | 57.716 | 981.2 | 292.4329 | -534.4194 | 6.3744 | 1.885 | -2.67 | 11.275 | 4.0469 | 2025-09-20 | 2025_09_20 Hr 16 | 69.3914 | -1.1e-05 | -981.2 | -460.7397 | 377.0059 | 892.1487 | 98.5538 | 12.3978 | 61.8336 | 64.5912 | 226.3002 | 86.1144 | 23.0871 | 186.3232 | 262.3367 | 0 | 6.5271 | 46.06 | 228.3633 | 0 | 139.4514 | 0
2025_09_20 Hr 17 | 16.5817 | 0.00726 | 0.20473 | 3.8572 | 3.8572 | 3.8572 | 3.8572 | 3.8012 | 3.8572 | 87.5591 | -14.5 | 0.1008 | 21 | 0 | 93.1616 | 93.1616 | 262.3367 | 0 | 0.00123 | 0.058 | 0.04906 | 1.3332 | 0 | 0 | 0 | 0 | 0 | 0 | 0.0792 | 46.06 | 6.5271 | 228.3633 | 0 | 0 | 0 | 0 | 9.2483 | 25.8571 | 0 | 49.1289 | 0 | 0.5759 | 9.0493 | 0 | -1 | -4.2 | 8.3907 | 0 | 0 | 26.8733 | 26.8733 | 26.8733 | 26.8733 | 31.248 | 46.6479 | 1.1496 | 0.00258 | 0 | 0 | 0 | 0 | 0 | 0 | 0 | 0 | 0 | 0 | 0 | 0 | 0 | 0 | 0 | 0 | 5.6714 | 0 | -474.856 | 12.2543 | 0 | 69.7466 | 69.7047 | 10.9896 | 1183.245 | 26.4132 | 46.625 | 1.6348 | 0.252 | -16.5817 | 14.074 | 3.19 | 57.716 | 996.5084 | 277.9422 | -513.8077 | 6.3744 | 1.885 | -2.67 | 11.275 | 4.0469 | 2025-09-20 | 2025_09_20 Hr 17 | 80.0503 | -7.5e-05 | -996.5084 | -425.7271 | 377.0059 | 892.1487 | 78.8495 | 12.3978 | 61.8336 | 64.5912 | 226.3002 | 86.1144 | 23.0871 | 186.3232 | 262.3367 | 0 | 6.5271 | 46.06 | 228.3633 | 0 | 139.4514 | 0
2025_09_20 Hr 18 | 9.3281 | 0.00555 | 0.15651 | 3.8572 | 3.8572 | 3.8572 | 3.8572 | 3.8012 | 3.8572 | 87.4245 | -14.5 | 0.1008 | 26 | 0 | 93.1616 | 93.1616 | 262.3367 | 0 | 0.00123 | 0.058 | 0.04906 | 1.3332 | 0 | 0 | 0 | 0 | 0 | 0 | 0.0792 | 46.06 | 6.5271 | 228.3633 | 0 | 0 | 0 | 0 | 9.2341 | 25.7792 | 0 | 50.444 | 0 | 0.5759 | 9.0426 | 0 | -1 | -4.2 | 8.3845 | 0 | 0 | 26.8069 | 26.8069 | 26.8069 | 26.8069 | 31.1708 | 41.6988 | 1.1496 | 0.00258 | 0 | 0 | 0 | 0 | 0 | 0 | 0 | 0 | 0 | 0 | 0 | 0 | 0 | 0 | 0 | 0 | 5.6672 | 0 | -469.2024 | 12.2543 | 0 | 69.7466 | 69.7047 | 20.967 | 1182.605 | 26.3916 | 46.5869 | 1.6348 | 0.252 | -9.3281 | 14.074 | 3.19 | 57.716 | 1012.792 | 280.6431 | -500.9005 | 6.3697 | 1.885 | -2.67 | 11.2658 | 4.0436 | 2025-09-20 | 2025_09_20 Hr 18 | 77.0126 | -0.000327 | -1012.792 | -418.7584 | 376.3422 | 892.1487 | 88.8279 | 12.3978 | 61.8336 | 64.4772 | 225.8227 | 86.0422 | 23.0871 | 186.3232 | 262.3367 | 0 | 6.5271 | 46.06 | 228.3633 | 0 | 139.4514 | 0
2025_09_20 Hr 19 | 1.0282 | 0.00339 | 0.095598 | 3.8572 | 3.8572 | 3.8572 | 3.8572 | 3.8012 | 3.8572 | 88.5591 | -14.5 | 0.1008 | 37 | 0 | 93.1616 | 93.1616 | 262.3367 | 0 | 0.00123 | 0.058 | 0.04906 | 1.3332 | 0 | 0 | 0 | 0 | 0 | 0 | 0.0792 | 46.06 | 6.5271 | 228.3633 | 0 | 0 | 0 | 0 | 9.3539 | 26.4361 | 0 | 58.2831 | 0 | 0.5759 | 9.099 | 0 | -1 | -4.2 | 8.4368 | 0 | 0 | 27.3667 | 27.3667 | 27.3667 | 27.3667 | 31.8218 | 38.7504 | 1.1496 | 0.00258 | 0 | 0 | 0 | 0 | 0 | 0 | 0 | 0 | 0 | 0 | 0 | 0 | 0 | 0 | 0 | 0 | 5.7026 | 0 | -512.9054 | 12.2543 | 0 | 69.7466 | 69.7047 | 31.9566 | 1187.53 | 26.5735 | 46.9079 | 1.6348 | 0.252 | -1.0282 | 14.074 | 3.19 | 57.716 | 1001.5 | 291.9905 | -536.3036 | 6.4094 | 1.885 | -2.67 | 11.3435 | 4.0714 | 2025-09-20 | 2025_09_20 Hr 19 | 73.8913 | 1.6e-05 | -1001.5 | -454.6223 | 381.9363 | 892.1487 | 107.806 | 12.3978 | 61.8336 | 65.4379 | 229.8477 | 86.6506 | 23.0871 | 186.3232 | 262.3367 | 0 | 6.5271 | 46.06 | 228.3633 | 0 | 139.4514 | 0
2025_09_20 Hr 20 | 0 | 0.00144 | 0.040608 | 3.8572 | 3.8572 | 3.8572 | 3.8572 | 3.8012 | 3.8572 | 91.2129 | -14.5 | 0.1008 | 58 | 0 | 93.1616 | 93.1616 | 262.3367 | 0 | 0.00123 | 0.058 | 0.04906 | 1.3332 | 0 | 0 | 0 | 0 | 0 | 0 | 0.0792 | 46.06 | 6.5271 | 228.3633 | 0 | 0 | 0 | 0 | 9.6342 | 27.9728 | 0 | 66.5894 | 0 | 0.5759 | 9.231 | 0 | -1 | -4.2 | 8.5592 | 0 | 0 | 28.6762 | 28.6762 | 28.6762 | 28.6762 | 33.3444 | 36.7497 | 1.1496 | 0.00258 | 0 | 0 | 0 | 0 | 0 | 0 | 0 | 0 | 0 | 0 | 0 | 0 | 0 | 0 | 0 | 0 | 5.7853 | 0 | -570.7353 | 12.2543 | 0 | 69.7466 | 69.7047 | 49.4532 | 1199.137 | 26.9989 | 47.6588 | 1.6348 | 0.252 | 0 | 14.074 | 3.19 | 57.716 | 1001.5 | 328.8793 | -593.1053 | 6.5024 | 1.885 | -2.67 | 11.525 | 4.1366 | 2025-09-20 | 2025_09_20 Hr 20 | 70.7607 | 3e-05 | -1001.5 | -504.1459 | 395.0209 | 892.1487 | 144.2449 | 12.3978 | 61.8336 | 67.685 | 239.2623 | 88.0736 | 23.0871 | 186.3232 | 262.3367 | 0 | 6.5271 | 46.06 | 228.3633 | 0 | 139.4514 | 0
2025_09_20 Hr 21 | 0 | 0.000285 | 0.008037 | 3.8572 | 3.8572 | 3.8572 | 3.8572 | 3.8012 | 3.8572 | 91.5783 | -14.5 | 0.1008 | 62 | 0 | 93.1616 | 93.1616 | 262.3367 | 0 | 0.00123 | 0.058 | 0.04906 | 1.3332 | 0 | 0 | 0 | 0 | 0 | 0 | 0.0792 | 46.06 | 6.5271 | 228.3633 | 0 | 0 | 0 | 0 | 9.6728 | 28.1844 | 0 | 42.2849 | 0 | 0.5759 | 9.2492 | 0 | -1 | -4.2 | 8.5761 | 0 | 0 | 28.8565 | 28.8565 | 28.8565 | 28.8565 | 33.5541 | 30.7476 | 1.1496 | 0.00258 | 0 | 0 | 0 | 0 | 0 | 0 | 0 | 0 | 0 | 0 | 0 | 0 | 0 | 0 | 0 | 0 | 5.7967 | 0 | -611.9001 | 12.2543 | 0 | 69.7466 | 69.7047 | 73.4568 | 1200.71 | 27.0574 | 47.7622 | 1.6348 | 0.252 | 0 | 14.074 | 3.19 | 57.716 | 959.8 | 351.0756 | -634.2701 | 6.5152 | 1.885 | -2.67 | 11.55 | 4.1456 | 2025-09-20 | 2025_09_20 Hr 21 | 66.8869 | 4e-06 | -959.8 | -569.6152 | 396.8224 | 892.1487 | 166.2127 | 12.3978 | 61.8336 | 67.9944 | 240.5584 | 88.2696 | 23.0871 | 186.3232 | 262.3367 | 0 | 6.5271 | 46.06 | 228.3633 | 0 | 139.4514 | 0
2025_09_20 Hr 22 | 0 | 0 | 0 | 3.8572 | 3.8572 | 3.8572 | 3.8572 | 3.8012 | 3.8572 | 82.6938 | -14.5 | 0.1008 | 60 | 0 | 93.1616 | 93.1616 | 262.3367 | 0 | 0.00123 | 0.058 | 0.04906 | 1.3332 | 0 | 0 | 0 | 0 | 0 | 0 | 0.0792 | 46.06 | 6.5271 | 228.3633 | 0 | 0 | 0 | 0 | 8.7344 | 23.0398 | 0 | 34.4831 | 0 | 0.5759 | 8.8073 | 0 | -1 | -4.2 | 8.1663 | 0 | 0 | 24.4725 | 24.4725 | 24.4725 | 24.4725 | 28.4564 | 35.802 | 1.1496 | 0.00258 | 0 | 0 | 0 | 0 | 0 | 0 | 0 | 0 | 0 | 0 | 0 | 0 | 0 | 0 | 0 | 0 | 5.5198 | 0 | -622.5151 | 12.2543 | 0 | 69.7466 | 69.7047 | 71.4324 | 1161.661 | 25.6334 | 45.2484 | 1.6348 | 0.252 | 0 | 14.074 | 3.19 | 57.716 | 898.6 | 347.3414 | -644.8851 | 6.2039 | 1.885 | -2.67 | 10.9421 | 3.9274 | 2025-09-20 | 2025_09_20 Hr 22 | 65.8094 | -4e-06 | -898.6 | -588.032 | 353.0175 | 892.1487 | 167.2344 | 12.3978 | 61.8336 | 60.4716 | 209.0403 | 83.5056 | 23.0871 | 186.3232 | 262.3367 | 0 | 6.5271 | 46.06 | 228.3633 | 0 | 139.4514 | 0
2025_09_20 Hr 23 | 0 | 0 | 0 | 3.8572 | 3.8572 | 3.8572 | 3.8572 | 3.8012 | 3.8572 | 72.6746 | 0 | 0.1008 | 60 | 0 | 93.1616 | 93.1616 | 269.8282 | 0 | 0.00123 | 0.058 | 0.04906 | 1.3332 | 0 | 0 | 0 | 0 | 0 | 0 | 0.0792 | 46.06 | 6.5271 | 234.2439 | 0 | 0 | 0 | 0 | 7.6761 | 17.2383 | 0 | 7.2399 | -0.065543 | 0.5759 | 8.309 | 0 | -1 | -4.2 | 7.7043 | 0 | 0 | 19.5287 | 19.5287 | 19.5287 | 19.5287 | 22.7078 | 36.7497 | 1.1496 | 0.00258 | 0 | 0 | 0 | 0 | 0 | 0 | 0 | 0 | 0 | 0 | 0 | 0 | 0 | 0 | 0 | 0 | 5.2075 | 0 | -635.054 | 12.2543 | 0 | 71.9649 | 71.9217 | 71.4324 | 1135.441 | 24.0274 | 42.4135 | 1.6348 | 0.252 | 0 | 14.074 | 3.19 | 57.716 | 842.6083 | 342.9167 | -642.924 | 5.8529 | 1.885 | -2.67 | 10.2566 | 3.6813 | 2025-09-20 | 2025_09_20 Hr 23 | 60.8352 | -1.755e-05 | -842.6083 | -627.8796 | 318.1185 | 909.956 | 168.1821 | 12.3978 | 61.8336 | 51.9881 | 173.4971 | 92.6332 | 23.0871 | 186.3232 | 269.8282 | 0 | 6.5271 | 46.06 | 234.2439 | 0 | 143.8865 | 0
2025_09_20 Hr 24 | 0 | 0 | 0 | 3.8572 | 3.8572 | 3.8572 | 3.8572 | 3.8012 | 3.8572 | 66.4054 | 0 | 0.1008 | 61 | 0 | 93.1616 | 93.1616 | 269.8282 | 0 | 0.00123 | 0.058 | 0.04906 | 1.3332 | 0 | 0 | 0 | 0 | 0 | 0 | 0.0792 | 46.06 | 6.5271 | 234.2439 | 0 | 0 | 0 | 0 | 7.014 | 13.6081 | 0 | 2.9157 | -0.24128 | 0.5759 | 7.9972 | 0 | -1 | -4.2 | 7.4152 | 0 | 0 | 16.4352 | 16.4352 | 16.4352 | 16.4352 | 19.1107 | 38.7504 | 1.1496 | 0.00258 | 0 | 0 | 0 | 0 | 0 | 0 | 0 | 0 | 0 | 0 | 0 | 0 | 0 | 0 | 0 | 0 | 5.0121 | 0 | -659.2316 | 12.2543 | 0 | 71.9649 | 71.9217 | 72.0108 | 1107.893 | 23.0226 | 40.6397 | 1.6348 | 0.252 | 0 | 14.074 | 3.19 | 57.716 | 786.6 | 343.1342 | -667.1016 | 5.6333 | 1.885 | -2.67 | 9.8277 | 3.5274 | 2025-09-20 | 2025_09_20 Hr 24 | 55.2846 | -3.29e-05 | -786.6 | -656.5571 | 287.2086 | 909.956 | 171.7612 | 12.3978 | 61.8336 | 46.6798 | 151.2571 | 89.2717 | 23.0871 | 186.3232 | 269.8282 | 0 | 6.5271 | 46.06 | 234.2439 | 0 | 143.8865 | 0
2025_09_21 Hr 01 | 0 | 0 | 0 | 3.8572 | 3.8572 | 3.8572 | 3.8572 | 3.8012 | 3.8572 | 54.7743 | 0 | 0.1008 | 53 | 0 | 93.1616 | 93.1616 | 269.8282 | 0 | 0.00123 | 0.058 | 0.04906 | 1.3332 | 0 | 0 | 0 | 0 | 0 | 0 | 0.0792 | 46.06 | 6.5271 | 234.2439 | 0 | 0 | 0 | 0 | 5.9779 | 6.9035 | 0 | 0 | -11.8473 | 0.5759 | 7.4486 | 0 | -1 | -4.2 | 6.9492 | 0 | 0 | 10.5073 | 10.5073 | 10.5073 | 10.5073 | 12.2178 | 33.8013 | 1.1496 | 0.00258 | 0 | 0 | 0 | 0 | 0 | 0 | 0 | 0 | 0 | 0 | 0 | 0 | 0 | 0 | 0 | 0 | 4.6766 | 0 | -612.9354 | 12.3445 | 0 | 71.9649 | 71.9217 | 74.0352 | 1056.199 | 21.2583 | 37.4907 | 1.6348 | 0.252 | 0 | 14.074 | 3.19 | 57.716 | 749.9 | 326.3536 | -620.8054 | 5.2657 | 1.885 | -2.67 | 9.0682 | 3.2542 | 2025-09-21 | 2025_09_21 Hr 01 | 55.9615 | -2.9e-05 | -749.9 | -624.7826 | 229.6588 | 909.956 | 160.8365 | 12.3978 | 61.8336 | 37.2216 | 109.0214 | 83.4158 | 23.0871 | 186.3232 | 269.8282 | 0 | 6.5271 | 46.06 | 234.2439 | 0 | 143.8865 | 0
2025_09_21 Hr 02 | 0 | 0 | 0 | 3.8572 | 3.8572 | 3.8572 | 3.8572 | 3.8012 | 3.8572 | 52.6383 | 0 | 0.1008 | 58 | 0 | 93.1616 | 93.1616 | 269.8282 | 0 | 0.00123 | 0.058 | 0.04906 | 1.3332 | 0 | 0 | 0 | 0 | 0 | 0 | 0.0792 | 46.06 | 6.5271 | 234.2439 | 0 | 0 | 0 | 0 | 5.7448 | 5.6261 | 0 | 0.37587 | -10.4015 | 0.5759 | 7.3424 | 0 | -1 | -4.2 | 6.8502 | 0 | 0 | 9.4597 | 9.4597 | 9.4597 | 9.4597 | 10.9997 | 29.7999 | 1.1496 | 0.00258 | 0 | 0 | 0 | 0 | 0 | 0 | 0 | 0 | 0 | 0 | 0 | 0 | 0 | 0 | 0 | 0 | 4.6099 | 0 | -631.7292 | 12.3445 | 0 | 71.9649 | 71.9217 | 75.0474 | 1046.797 | 20.9158 | 36.8867 | 1.6348 | 0.252 | 0 | 14.074 | 3.19 | 57.716 | 724.3917 | 327.2195 | -639.5992 | 5.1907 | 1.885 | -2.67 | 8.9221 | 3.2018 | 2025-09-21 | 2025_09_21 Hr 02 | 58.6771 | -6.37e-05 | -724.3917 | -641.7548 | 219.1118 | 909.956 | 162.8473 | 12.3978 | 61.8336 | 35.3641 | 101.4769 | 82.2708 | 23.0871 | 186.3232 | 269.8282 | 0 | 6.5271 | 46.06 | 234.2439 | 0 | 143.8865 | 0
2025_09_21 Hr 03 | 0 | 0 | 0 | 3.8572 | 3.8572 | 3.8572 | 3.8572 | 3.8012 | 3.8572 | 54.3895 | 0 | 0.1008 | 58 | 0 | 93.1616 | 93.1616 | 269.8282 | 0 | 0.00123 | 0.058 | 0.04906 | 1.3332 | 0 | 0 | 0 | 0 | 0 | 0 | 0.0792 | 46.06 | 6.5271 | 234.2439 | 0 | 0 | 0 | 0 | 5.9359 | 6.6734 | 0 | 0 | -8.4223 | 0.5759 | 7.4295 | 0 | -1 | -4.2 | 6.9314 | 0 | 0 | 10.3186 | 10.3186 | 10.3186 | 10.3186 | 11.9983 | 32.7483 | 1.1496 | 0.00258 | 0 | 0 | 0 | 0 | 0 | 0 | 0 | 0 | 0 | 0 | 0 | 0 | 0 | 0 | 0 | 0 | 4.6646 | 0 | -653.9234 | 12.3445 | 0 | 71.9649 | 71.9217 | 78.9516 | 1054.505 | 21.1965 | 37.3819 | 1.6348 | 0.252 | 0 | 14.074 | 3.19 | 57.716 | 719.3 | 335.0107 | -661.7934 | 5.2522 | 1.885 | -2.67 | 9.0418 | 3.2447 | 2025-09-21 | 2025_09_21 Hr 03 | 58.4223 | -1.5e-05 | -719.3 | -662.3457 | 227.7584 | 909.956 | 169.6999 | 12.3978 | 61.8336 | 36.8869 | 107.662 | 83.2095 | 23.0871 | 186.3232 | 269.8282 | 0 | 6.5271 | 46.06 | 234.2439 | 0 | 143.8865 | 0
2025_09_21 Hr 04 | 0 | 0 | 0 | 3.8572 | 3.8572 | 3.8572 | 3.8572 | 3.8012 | 3.8572 | 49.7517 | 0 | 0.1008 | 71 | 0 | 93.1616 | 93.1616 | 269.8282 | 0 | 0.00123 | 0.058 | 0.04906 | 1.3332 | 0 | 0 | 0 | 0 | 0 | 0 | 0.0792 | 46.06 | 6.5271 | 234.2439 | 0 | 0 | 0 | 0 | 5.4298 | 3.8998 | 0 | 0 | -9.3145 | 0.5759 | 7.199 | 0 | -1 | -4.2 | 6.7164 | 0 | 0 | 8.0441 | 8.0441 | 8.0441 | 8.0441 | 9.3536 | 24.8508 | 1.1496 | 0.00258 | 0 | 0 | 0 | 0 | 0 | 0 | 0 | 0 | 0 | 0 | 0 | 0 | 0 | 0 | 0 | 0 | 4.5199 | 0 | -648.8253 | 12.3445 | 0 | 71.9649 | 71.9217 | 83.4342 | 1034.092 | 20.453 | 36.0705 | 1.6348 | 0.252 | 0 | 14.074 | 3.19 | 57.716 | 710.1917 | 342.1099 | -656.6953 | 5.0893 | 1.885 | -2.67 | 8.7246 | 3.1309 | 2025-09-21 | 2025_09_21 Hr 04 | 58.8603 | -6.1e-05 | -710.1917 | -658.1398 | 204.8591 | 909.956 | 179.285 | 12.3978 | 61.8336 | 32.854 | 91.2816 | 80.7235 | 23.0871 | 186.3232 | 269.8282 | 0 | 6.5271 | 46.06 | 234.2439 | 0 | 143.8865 | 0
2025_09_21 Hr 05 | 0 | 0 | 0 | 3.8572 | 3.8572 | 3.8572 | 3.8572 | 3.8012 | 3.8572 | 52.8692 | 0 | 0.1008 | 65 | 0 | 93.1616 | 93.1616 | 269.8282 | 0 | 0.00123 | 0.058 | 0.04906 | 1.3332 | 0 | 0 | 0 | 0 | 0 | 0 | 0.0792 | 46.06 | 6.5271 | 234.2439 | 0 | 0 | 0 | 0 | 5.77 | 5.7642 | 0 | 0.31099 | -7.3574 | 0.5759 | 7.3539 | 0 | -1 | -4.2 | 6.8609 | 0 | 0 | 9.573 | 9.573 | 9.573 | 9.573 | 11.1314 | 20.8494 | 1.1496 | 0.00258 | 0 | 0 | 0 | 0 | 0 | 0 | 0 | 0 | 0 | 0 | 0 | 0 | 0 | 0 | 0 | 0 | 4.6171 | 0 | -660.1755 | 12.3445 | 0 | 71.9649 | 71.9217 | 85.0248 | 1047.813 | 20.9528 | 36.952 | 1.6348 | 0.252 | 0 | 14.074 | 3.19 | 57.716 | 708.0917 | 335.3701 | -668.0455 | 5.1988 | 1.885 | -2.67 | 8.9379 | 3.2074 | 2025-09-21 | 2025_09_21 Hr 05 | 60.9627 | -5.39e-05 | -708.0917 | -667.2219 | 220.252 | 909.956 | 170.8742 | 12.3978 | 61.8336 | 35.5649 | 102.2925 | 82.3946 | 23.0871 | 186.3232 | 269.8282 | 0 | 6.5271 | 46.06 | 234.2439 | 0 | 143.8865 | 0
2025_09_21 Hr 06 | 0 | 0 | 0 | 3.8572 | 3.8572 | 3.8572 | 3.8572 | 3.8012 | 3.8572 | 56.5063 | 0 | 0.1008 | 63 | 0 | 93.1616 | 93.1616 | 269.8282 | 0 | 0.00123 | 0.058 | 0.04906 | 1.3332 | 0 | 0 | 0 | 0 | 0 | 0 | 0.0792 | 46.06 | 6.5271 | 234.2439 | 0 | 0 | 0 | 0 | 6.1669 | 7.9393 | 0 | 1.962 | -11.9827 | 0.5759 | 7.5347 | 0 | -1 | -4.2 | 7.0296 | 0 | 0 | 11.3567 | 11.3567 | 11.3567 | 11.3567 | 13.2055 | 23.7978 | 1.1496 | 0.00258 | 0 | 0 | 0 | 0 | 0 | 0 | 0 | 0 | 0 | 0 | 0 | 0 | 0 | 0 | 0 | 0 | 4.7306 | 0 | -659.1188 | 12.3445 | 0 | 71.9649 | 71.9217 | 92.544 | 1063.822 | 21.5359 | 37.9804 | 1.6348 | 0.252 | 0 | 14.074 | 3.19 | 57.716 | 732.6 | 345.7873 | -666.9888 | 5.3266 | 1.885 | -2.67 | 9.1866 | 3.2967 | 2025-09-21 | 2025_09_21 Hr 06 | 69.2607 | -4e-05 | -732.6 | -669.1396 | 238.2104 | 909.956 | 179.3418 | 12.3978 | 61.8336 | 38.7277 | 115.1386 | 84.3441 | 23.0871 | 186.3232 | 269.8282 | 0 | 6.5271 | 46.06 | 234.2439 | 0 | 143.8865 | 0
2025_09_21 Hr 07 | 0 | 0 | 0 | 3.8572 | 3.8572 | 3.8572 | 3.8572 | 3.8012 | 3.8572 | 62.6836 | 0 | 0.1008 | 75 | 0 | 93.1616 | 93.1616 | 262.3367 | 0 | 0.00123 | 0.058 | 0.04906 | 1.3332 | 0 | 0 | 0 | 0 | 0 | 0 | 0.0792 | 46.06 | 6.5271 | 228.3633 | 0 | 0 | 0 | 0 | 6.8411 | 11.6336 | 0 | 12.9285 | -0.72527 | 0.5759 | 7.8417 | 0 | -1 | -4.2 | 7.316 | 0 | 0 | 14.3862 | 14.3862 | 14.3862 | 14.3862 | 16.7281 | 26.8515 | 1.1496 | 0.00258 | 0 | 0 | 0 | 0 | 0 | 0 | 0 | 0 | 0 | 0 | 0 | 0 | 0 | 0 | 0 | 0 | 4.9234 | 0 | -684.1237 | 12.3445 | 0 | 69.7466 | 69.7047 | 92.9778 | 1073.205 | 22.5263 | 39.7271 | 1.6348 | 0.252 | 0 | 14.074 | 3.19 | 57.716 | 758 | 364.586 | -691.9937 | 5.5436 | 1.885 | -2.67 | 9.6091 | 3.4483 | 2025-09-21 | 2025_09_21 Hr 07 | 64.9822 | 1.4e-05 | -758 | -671.9205 | 268.7111 | 892.1487 | 194.8293 | 12.3978 | 61.8336 | 44.0993 | 136.9566 | 87.6553 | 23.0871 | 186.3232 | 262.3367 | 0 | 6.5271 | 46.06 | 228.3633 | 0 | 139.4514 | 0
2025_09_21 Hr 08 | 3.0994 | 0.000135 | 0.003807 | 3.8572 | 3.8572 | 3.8572 | 3.8572 | 3.8012 | 3.8572 | 69.5536 | 0 | 0.1008 | 77 | 0 | 93.1616 | 93.1616 | 262.3367 | 0 | 0.00123 | 0.058 | 0.04906 | 1.3332 | 0 | 0 | 0 | 0 | 0 | 0 | 0.0792 | 45.6683 | 6.5271 | 228.3633 | 0 | 0 | 0 | 0 | 7.5909 | 15.7422 | 0 | 17.2298 | 0 | 0.5759 | 8.1831 | 0 | -1 | -4.2 | 7.6345 | 0 | 0 | 17.7555 | 17.7555 | 17.7555 | 17.7555 | 20.6459 | 23.7978 | 1.1496 | 0.00258 | 0 | 0 | 0 | 0 | 0 | 0 | 0 | 0 | 0 | 0 | 0 | 0 | 0 | 0 | 0 | 0 | 5.1377 | 0 | -680.3676 | 12.3445 | 0 | 69.7466 | 69.7047 | 91.5318 | 1103.056 | 23.6278 | 41.6696 | 1.6348 | 0.252 | -3.0994 | 14.074 | 3.19 | 57.716 | 797.8167 | 368.8683 | -691.337 | 5.7849 | 1.885 | -2.67 | 10.0789 | 3.6169 | 2025-09-21 | 2025_09_21 Hr 08 | 55.9117 | -3e-05 | -797.8167 | -663.1378 | 302.6325 | 891.757 | 192.3335 | 12.3978 | 61.8336 | 50.0733 | 161.2214 | 91.3378 | 23.0871 | 186.3232 | 262.3367 | 0 | 6.5271 | 45.6683 | 228.3633 | 0 | 139.4514 | 0
2025_09_21 Hr 09 | 9.8472 | 0.00108 | 0.030456 | 3.8572 | 3.8572 | 3.8572 | 3.8572 | 3.8012 | 3.8572 | 80.9267 | 0 | 0.1008 | 75 | 0 | 93.1616 | 93.1616 | 262.3367 | 0 | 0.00123 | 0.058 | 0.04906 | 1.3332 | 0 | 0 | 0 | 0 | 0 | 0 | 0.0792 | 46.06 | 6.5271 | 228.3633 | 0 | 0 | 0 | 0 | 8.8321 | 22.5439 | 0 | 16.987 | -0.41744 | 0.5759 | 8.7483 | 0 | -1 | -4.2 | 8.1618 | 0 | 0 | 23.3331 | 23.3331 | 23.3331 | 23.3331 | 27.1316 | 16.848 | 1.1496 | 0.00258 | 0 | 0 | 0 | 0 | 0 | 0 | 0 | 0 | 0 | 0 | 0 | 0 | 0 | 0 | 0 | 0 | 5.4926 | 0 | -673.4041 | 12.3445 | 0 | 69.7466 | 69.7047 | 88.4952 | 1153.533 | 25.4513 | 44.8854 | 1.6348 | 0.252 | -9.8472 | 14.074 | 3.19 | 57.716 | 848.7083 | 369.7269 | -691.1213 | 6.1845 | 1.885 | -2.67 | 10.8568 | 3.896 | 2025-09-21 | 2025_09_21 Hr 09 | 58.5556 | 2.14e-05 | -848.7083 | -656.8346 | 358.7881 | 892.1487 | 180.3747 | 12.3978 | 61.8336 | 59.9632 | 201.3909 | 97.434 | 23.0871 | 186.3232 | 262.3367 | 0 | 6.5271 | 46.06 | 228.3633 | 0 | 139.4514 | 0
2025_09_21 Hr 10 | 12.4392 | 0.00306 | 0.086292 | 3.8572 | 3.8572 | 3.8572 | 3.8572 | 3.8012 | 3.8572 | 85.5837 | 0 | 0.1008 | 81 | 0 | 93.1616 | 93.1616 | 262.3367 | 0 | 0.00123 | 0.058 | 0.04906 | 1.3332 | 0 | 0 | 0 | 0 | 0 | 0 | 0.0792 | 46.06 | 6.5271 | 228.3633 | 0 | 0 | 0 | 0 | 9.3404 | 25.329 | 0 | 20.0523 | 0 | 0.5759 | 8.9797 | 0 | -1 | -4.2 | 8.3777 | 0 | 0 | 25.6171 | 25.6171 | 25.6171 | 25.6171 | 29.7873 | 17.901 | 1.1496 | 0.00258 | 0 | 0 | 0 | 0 | 0 | 0 | 0 | 0 | 0 | 0 | 0 | 0 | 0 | 0 | 0 | 0 | 5.6379 | 0 | -642.6282 | 12.3445 | 0 | 69.7466 | 69.7047 | 73.023 | 1174.087 | 26.1979 | 46.2022 | 1.6348 | 0.252 | -12.4392 | 14.074 | 3.19 | 57.716 | 897.6 | 366.3979 | -662.9374 | 6.3481 | 1.885 | -2.67 | 11.1753 | 4.0103 | 2025-09-21 | 2025_09_21 Hr 10 | 58.3247 | 1.4e-05 | -897.6 | -622.5759 | 381.7824 | 892.1487 | 172.0134 | 12.3978 | 61.8336 | 64.0128 | 217.8393 | 99.9303 | 23.0871 | 186.3232 | 262.3367 | 0 | 6.5271 | 46.06 | 228.3633 | 0 | 139.4514 | 0
2025_09_21 Hr 11 | 16.58 | 0.00573 | 0.16159 | 3.8572 | 3.8572 | 3.8572 | 3.8572 | 3.8012 | 3.8572 | 89.7019 | 0 | 0.1008 | 79 | 0 | 93.1616 | 93.1616 | 262.3367 | 0 | 0.00123 | 0.058 | 0.04906 | 1.3332 | 0 | 0 | 0 | 0 | 0 | 0 | 0.0792 | 46.06 | 6.5271 | 228.3633 | 0 | 0 | 0 | 0 | 9.7898 | 27.7919 | 0 | 15.7015 | 0 | 0.5759 | 9.1844 | 0 | -1 | -4.2 | 8.5687 | 0 | 0 | 27.6367 | 27.6367 | 27.6367 | 27.6367 | 32.1358 | 21.9024 | 1.1496 | 0.00258 | 0 | 0 | 0 | 0 | 0 | 0 | 0 | 0 | 0 | 0 | 0 | 0 | 0 | 0 | 0 | 0 | 5.7664 | 0 | -632.0062 | 12.3445 | 0 | 69.7466 | 69.7047 | 56.5386 | 1192.289 | 26.8582 | 47.3667 | 1.6348 | 0.252 | -16.58 | 14.074 | 3.19 | 57.716 | 909.8 | 358.2659 | -656.4562 | 6.4928 | 1.885 | -2.67 | 11.4569 | 4.1114 | 2025-09-21 | 2025_09_21 Hr 11 | 57.9424 | 3e-05 | -909.8 | -616.3047 | 402.1163 | 892.1487 | 157.6083 | 12.3978 | 61.8336 | 67.5939 | 232.3846 | 102.1378 | 23.0871 | 186.3232 | 262.3367 | 0 | 6.5271 | 46.06 | 228.3633 | 0 | 139.4514 | 0
2025_09_21 Hr 12 | 18.2815 | 0.00765 | 0.21573 | 3.8572 | 3.8572 | 3.8572 | 3.8572 | 3.8012 | 3.8572 | 89.3363 | 0 | 0.1008 | 66 | 0 | 93.1616 | 93.1616 | 262.3367 | 0 | 0.00123 | 0.058 | 0.04906 | 1.3332 | 0 | 0 | 0 | 0 | 0 | 0 | 0.0792 | 46.06 | 6.5271 | 228.3633 | 0 | 0 | 0 | 0 | 9.7499 | 27.5732 | 0 | 21.4939 | 0 | 0.5759 | 9.1662 | 0 | -1 | -4.2 | 8.5517 | 0 | 0 | 27.4574 | 27.4574 | 27.4574 | 27.4574 | 31.9272 | 10.9512 | 1.1496 | 0.00258 | 0 | 0 | 0 | 0 | 0 | 0 | 0 | 0 | 0 | 0 | 0 | 0 | 0 | 0 | 0 | 0 | 5.755 | 0 | -562.0161 | 12.3445 | 0 | 69.7466 | 69.7047 | 31.9566 | 1190.734 | 26.7996 | 47.2633 | 1.6348 | 0.252 | -18.2815 | 14.074 | 3.19 | 57.716 | 935.3 | 311.2401 | -588.1675 | 6.4799 | 1.885 | -2.67 | 11.4319 | 4.1024 | 2025-09-21 | 2025_09_21 Hr 12 | 58.922 | -2e-06 | -935.3 | -540.5222 | 400.3109 | 892.1487 | 109.1312 | 12.3978 | 61.8336 | 67.2759 | 231.0932 | 101.9418 | 23.0871 | 186.3232 | 262.3367 | 0 | 6.5271 | 46.06 | 228.3633 | 0 | 139.4514 | 0
2025_09_21 Hr 13 | 17.0643 | 0.008865 | 0.24999 | 3.8572 | 3.8572 | 3.8572 | 3.8572 | 3.8012 | 3.8572 | 91.2029 | 0 | 0.1008 | 55 | 0 | 93.1616 | 93.1616 | 262.3367 | 0 | 0.00123 | 0.058 | 0.04906 | 1.3332 | 0 | 0 | 0 | 0 | 0 | 0 | 0.0792 | 46.06 | 6.5271 | 228.3633 | 0 | 0 | 0 | 0 | 9.9536 | 28.6895 | 0 | 32.0685 | 0 | 0.5759 | 9.259 | 0 | -1 | -4.2 | 8.6382 | 0 | 0 | 28.3729 | 28.3729 | 28.3729 | 28.3729 | 32.9917 | 12.9519 | 1.1496 | 0.00258 | 0 | 0 | 0 | 0 | 0 | 0 | 0 | 0 | 0 | 0 | 0 | 0 | 0 | 0 | 0 | 0 | 5.8132 | 0 | -534.9598 | 12.3445 | 0 | 69.7466 | 69.7047 | 13.4478 | 1198.984 | 27.0989 | 47.7911 | 1.6348 | 0.252 | -17.0643 | 14.074 | 3.19 | 57.716 | 954.675 | 283.5165 | -559.894 | 6.5455 | 1.885 | -2.67 | 11.5596 | 4.1483 | 2025-09-21 | 2025_09_21 Hr 13 | 57.8197 | 2.4e-05 | -954.675 | -502.8913 | 409.5277 | 892.1487 | 81.6586 | 12.3978 | 61.8336 | 68.8991 | 237.6862 | 102.9423 | 23.0871 | 186.3232 | 262.3367 | 0 | 6.5271 | 46.06 | 228.3633 | 0 | 139.4514 | 0
2025_09_21 Hr 14 | 13.9897 | 0.00951 | 0.26818 | 3.8572 | 3.8572 | 3.8572 | 3.8572 | 3.8012 | 3.8572 | 93.4929 | 0 | 0.1008 | 45 | 0 | 93.1616 | 93.1616 | 262.3367 | 0 | 0.00123 | 0.058 | 0.04906 | 1.3332 | 0 | 0 | 0 | 0 | 0 | 0 | 0.0792 | 46.06 | 6.5271 | 228.3633 | 0 | 0 | 0 | 0 | 10.2036 | 30.0591 | 0 | 40.5335 | 0 | 0.5759 | 9.3728 | 0 | -1 | -4.2 | 8.7444 | 0 | 0 | 29.496 | 29.496 | 29.496 | 29.496 | 34.2976 | 16.848 | 1.1496 | 0.00258 | 0 | 0 | 0 | 0 | 0 | 0 | 0 | 0 | 0 | 0 | 0 | 0 | 0 | 0 | 0 | 0 | 5.8847 | 0 | -509.7312 | 12.3445 | 0 | 69.7466 | 69.7047 | 4.0488 | 1209.082 | 27.466 | 48.4386 | 1.6348 | 0.252 | -13.9897 | 14.074 | 3.19 | 57.716 | 984.1917 | 266.1672 | -531.5909 | 6.626 | 1.885 | -2.67 | 11.7162 | 4.2045 | 2025-09-21 | 2025_09_21 Hr 14 | 60.3919 | -3.6e-05 | -984.1917 | -469.1977 | 420.8348 | 892.1487 | 66.1745 | 12.3978 | 61.8336 | 70.8905 | 245.7745 | 104.1698 | 23.0871 | 186.3232 | 262.3367 | 0 | 6.5271 | 46.06 | 228.3633 | 0 | 139.4514 | 0
2025_09_21 Hr 15 | 15.5386 | 0.009465 | 0.26691 | 3.8572 | 3.8572 | 3.8572 | 3.8572 | 3.8012 | 3.8572 | 91.1067 | 0 | 0.1008 | 35 | 0 | 93.1616 | 93.1616 | 262.3367 | 0 | 0.00123 | 0.058 | 0.04906 | 1.3332 | 0 | 0 | 0 | 0 | 0 | 0 | 0.0792 | 46.06 | 6.5271 | 228.3633 | 0 | 0 | 0 | 0 | 9.9431 | 28.632 | 0 | 40.9737 | 0 | 0.5759 | 9.2542 | 0 | -1 | -4.2 | 8.6338 | 0 | 0 | 28.3257 | 28.3257 | 28.3257 | 28.3257 | 32.9369 | 23.7978 | 1.1496 | 0.00258 | 0 | 0 | 0 | 0 | 0 | 0 | 0 | 0 | 0 | 0 | 0 | 0 | 0 | 0 | 0 | 0 | 5.8102 | 0 | -466.1977 | 12.3445 | 0 | 69.7466 | 69.7047 | 0.4338 | 1198.577 | 27.0834 | 47.7639 | 1.6348 | 0.252 | -15.5386 | 14.074 | 3.19 | 57.716 | 1009.717 | 259.7718 | -489.6063 | 6.5421 | 1.885 | -2.67 | 11.553 | 4.1459 | 2025-09-21 | 2025_09_21 Hr 15 | 62.3907 | -0.000322 | -1009.717 | -425.224 | 409.0526 | 892.1487 | 59.508 | 12.3978 | 61.8336 | 68.8155 | 237.3464 | 102.8908 | 23.0871 | 186.3232 | 262.3367 | 0 | 6.5271 | 46.06 | 228.3633 | 0 | 139.4514 | 0
2025_09_21 Hr 16 | 13.9914 | 0.00888 | 0.25042 | 3.8572 | 3.8572 | 3.8572 | 3.8572 | 3.8012 | 3.8572 | 90.4717 | 0 | 0.1008 | 32 | 0 | 93.1616 | 93.1616 | 262.3367 | 0 | 0.00123 | 0.058 | 0.04906 | 1.3332 | 0 | 0 | 0 | 0 | 0 | 0 | 0.0792 | 46.06 | 6.5271 | 228.3633 | 0 | 0 | 0 | 0 | 9.8738 | 28.2522 | 0 | 42.3257 | 0 | 0.5759 | 9.2226 | 0 | -1 | -4.2 | 8.6043 | 0 | 0 | 28.0143 | 28.0143 | 28.0143 | 28.0143 | 32.5747 | 34.749 | 1.1496 | 0.00258 | 0 | 0 | 0 | 0 | 0 | 0 | 0 | 0 | 0 | 0 | 0 | 0 | 0 | 0 | 0 | 0 | 5.7904 | 0 | -445.431 | 12.3445 | 0 | 69.7466 | 69.7047 | 0 | 1195.766 | 26.9816 | 47.5844 | 1.6348 | 0.252 | -13.9914 | 14.074 | 3.19 | 57.716 | 1036.2 | 265.401 | -467.2924 | 6.5198 | 1.885 | -2.67 | 11.5096 | 4.1303 | 2025-09-21 | 2025_09_21 Hr 16 | 68.897 | -1.7e-05 | -1036.2 | -403.1053 | 405.917 | 892.1487 | 67.0083 | 12.3978 | 61.8336 | 68.2632 | 235.1034 | 102.5503 | 23.0871 | 186.3232 | 262.3367 | 0 | 6.5271 | 46.06 | 228.3633 | 0 | 139.4514 | 0
2025_09_21 Hr 17 | 13.469 | 0.00774 | 0.21827 | 3.8572 | 3.8572 | 3.8572 | 3.8572 | 3.8012 | 3.8572 | 93.339 | 0 | 0.1008 | 26 | 0 | 93.1616 | 93.1616 | 262.3367 | 0 | 0.00123 | 0.058 | 0.04906 | 1.3332 | 0 | 0 | 0 | 0 | 0 | 0 | 0.0792 | 46.06 | 6.5271 | 228.3633 | 0 | 0 | 0 | 0 | 10.1868 | 29.967 | 0 | 50.6185 | 0 | 0.5759 | 9.3651 | 0 | -1 | -4.2 | 8.7373 | 0 | 0 | 29.4205 | 29.4205 | 29.4205 | 29.4205 | 34.2099 | 36.7497 | 1.1496 | 0.00258 | 0 | 0 | 0 | 0 | 0 | 0 | 0 | 0 | 0 | 0 | 0 | 0 | 0 | 0 | 0 | 0 | 5.8799 | 0 | -431.6949 | 12.3445 | 0 | 69.7466 | 69.7047 | 1.446 | 1208.354 | 27.4413 | 48.3951 | 1.6348 | 0.252 | -13.469 | 14.074 | 3.19 | 57.716 | 1069.8 | 263.8611 | -453.0339 | 6.6206 | 1.885 | -2.67 | 11.7057 | 4.2007 | 2025-09-21 | 2025_09_21 Hr 17 | 73.9442 | 2e-06 | -1069.8 | -381.0764 | 420.0746 | 892.1487 | 64.4217 | 12.3978 | 61.8336 | 70.7566 | 245.2307 | 104.0873 | 23.0871 | 186.3232 | 262.3367 | 0 | 6.5271 | 46.06 | 228.3633 | 0 | 139.4514 | 0
2025_09_21 Hr 18 | 6.2071 | 0.005985 | 0.16878 | 3.8572 | 3.8572 | 3.8572 | 3.8572 | 3.8012 | 3.8572 | 98.3616 | 0 | 0.1008 | 11 | 0 | 93.1616 | 93.1616 | 262.3367 | 0 | 0.00123 | 0.058 | 0.04906 | 1.3332 | 0 | 0 | 0 | 0 | 0 | 0 | 0.0792 | 46.06 | 6.5271 | 228.3633 | 0 | 0 | 0 | 0 | 10.7349 | 32.9708 | 0 | 78.7611 | 0 | 0.5759 | 9.6147 | 0 | -1 | -4.2 | 8.9702 | 0 | 0 | 31.8837 | 31.8837 | 31.8837 | 31.8837 | 37.0741 | 36.7497 | 1.1496 | 0.00258 | 0 | 0 | 0 | 0 | 0 | 0 | 0 | 0 | 0 | 0 | 0 | 0 | 0 | 0 | 0 | 0 | 6.0366 | 0 | -442.5013 | 12.3445 | 0 | 69.7466 | 69.7047 | 7.953 | 1230.412 | 28.2466 | 49.8153 | 1.6348 | 0.252 | -6.2071 | 14.074 | 3.19 | 57.716 | 1103.392 | 250.7968 | -456.5784 | 6.797 | 1.885 | -2.67 | 12.0492 | 4.324 | 2025-09-21 | 2025_09_21 Hr 18 | 74.1592 | -0.000319 | -1103.392 | -363.7402 | 444.8743 | 892.1487 | 55.8775 | 12.3978 | 61.8336 | 75.1242 | 262.9706 | 106.7796 | 23.0871 | 186.3232 | 262.3367 | 0 | 6.5271 | 46.06 | 228.3633 | 0 | 139.4514 | 0
2025_09_21 Hr 19 | 0.52072 | 0.0036 | 0.10152 | 3.8572 | 3.8572 | 3.8572 | 3.8572 | 3.8012 | 3.8572 | 99.7279 | 0 | 0.1008 | 3 | 0 | 93.1616 | 93.1616 | 262.3367 | 0 | 0.00123 | 0.058 | 0.04906 | 1.3332 | 0 | 0 | 0 | 0 | 0 | 0 | 0.0792 | 46.06 | 6.5271 | 228.3633 | 0 | 0 | 0 | 0 | 10.884 | 33.7879 | 0 | 64.1413 | 0 | 0.5759 | 9.6826 | 0 | -1 | -4.2 | 9.0335 | 0 | 0 | 32.5538 | 32.5538 | 32.5538 | 32.5538 | 37.8532 | 33.8013 | 1.1496 | 0.00258 | 0 | 0 | 0 | 0 | 0 | 0 | 0 | 0 | 0 | 0 | 0 | 0 | 0 | 0 | 0 | 0 | 6.0792 | 0 | -473.4081 | 12.3445 | 0 | 69.7466 | 69.7047 | 37.4514 | 1236.359 | 28.4657 | 50.2016 | 1.6348 | 0.252 | -0.52072 | 14.074 | 3.19 | 57.716 | 1083.092 | 264.3903 | -481.7988 | 6.845 | 1.885 | -2.67 | 12.1426 | 4.3575 | 2025-09-21 | 2025_09_21 Hr 19 | 77.5756 | -0.000347 | -1083.092 | -409.2668 | 451.6206 | 892.1487 | 74.3578 | 12.3978 | 61.8336 | 76.3123 | 267.7963 | 107.5119 | 23.0871 | 186.3232 | 262.3367 | 0 | 6.5271 | 46.06 | 228.3633 | 0 | 139.4514 | 0
2025_09_21 Hr 20 | 0 | 0.001395 | 0.039339 | 3.8572 | 3.8572 | 3.8572 | 3.8572 | 3.8012 | 3.8572 | 100.2283 | 0 | 0.1008 | 1 | 0 | 93.1616 | 93.1616 | 262.3367 | 0 | 0.00123 | 0.058 | 0.04906 | 1.3332 | 0 | 0 | 0 | 0 | 0 | 0 | 0.0792 | 46.06 | 6.5271 | 228.3633 | 0 | 0 | 0 | 0 | 10.9387 | 34.0871 | 0 | 50.3781 | 0 | 0.5759 | 9.7075 | 0 | -1 | -4.2 | 9.0567 | 0 | 0 | 32.7992 | 32.7992 | 32.7992 | 32.7992 | 38.1386 | 34.749 | 1.1496 | 0.00258 | 0 | 0 | 0 | 0 | 0 | 0 | 0 | 0 | 0 | 0 | 0 | 0 | 0 | 0 | 0 | 0 | 6.0948 | 0 | -485.2082 | 12.3445 | 0 | 69.7466 | 69.7047 | 51.4776 | 1238.499 | 28.5459 | 50.3431 | 1.6348 | 0.252 | 0 | 14.074 | 3.19 | 57.716 | 1072.908 | 277.1095 | -493.0782 | 6.8626 | 1.885 | -2.67 | 12.1768 | 4.3698 | 2025-09-21 | 2025_09_21 Hr 20 | 73.5142 | 0.000358 | -1072.908 | -434.8301 | 454.0911 | 892.1487 | 87.2673 | 12.3978 | 61.8336 | 76.7474 | 269.5636 | 107.7801 | 23.0871 | 186.3232 | 262.3367 | 0 | 6.5271 | 46.06 | 228.3633 | 0 | 139.4514 | 0
2025_09_21 Hr 21 | 0 | 0.000255 | 0.007191 | 3.8572 | 3.8572 | 3.8572 | 3.8572 | 3.8012 | 3.8572 | 92.5885 | 0 | 0.1008 | 23 | 0 | 93.1616 | 93.1616 | 262.3367 | 0 | 0.00123 | 0.058 | 0.04906 | 1.3332 | 0 | 0 | 0 | 0 | 0 | 0 | 0.0792 | 46.06 | 6.5271 | 228.3633 | 0 | 0 | 0 | 0 | 10.1049 | 29.5182 | 0 | 57.278 | 0 | 0.5759 | 9.3278 | 0 | -1 | -4.2 | 8.7025 | 0 | 0 | 29.0524 | 29.0524 | 29.0524 | 29.0524 | 33.7819 | 37.6974 | 1.1496 | 0.00258 | 0 | 0 | 0 | 0 | 0 | 0 | 0 | 0 | 0 | 0 | 0 | 0 | 0 | 0 | 0 | 0 | 5.8564 | 0 | -527.1845 | 12.3445 | 0 | 69.7466 | 69.7047 | 51.4776 | 1204.84 | 27.321 | 48.1829 | 1.6348 | 0.252 | 0 | 14.074 | 3.19 | 57.716 | 1025.025 | 297.9616 | -535.0545 | 6.5942 | 1.885 | -2.67 | 11.6544 | 4.1823 | 2025-09-21 | 2025_09_21 Hr 21 | 71.4994 | 2e-06 | -1025.025 | -469.9065 | 416.369 | 892.1487 | 112.1824 | 12.3978 | 61.8336 | 70.104 | 242.5799 | 103.685 | 23.0871 | 186.3232 | 262.3367 | 0 | 6.5271 | 46.06 | 228.3633 | 0 | 139.4514 | 0
2025_09_21 Hr 22 | 0 | 0 | 0 | 3.8572 | 3.8572 | 3.8572 | 3.8572 | 3.8012 | 3.8572 | 82.8126 | 0 | 0.1008 | 47 | 0 | 93.1616 | 93.1616 | 262.3367 | 0 | 0.00123 | 0.058 | 0.04906 | 1.3332 | 0 | 0 | 0 | 0 | 0 | 0 | 0.0792 | 46.06 | 6.5271 | 228.3633 | 0 | 0 | 0 | 0 | 9.038 | 23.6717 | 0 | 40.4617 | 0 | 0.5759 | 8.842 | 0 | -1 | -4.2 | 8.2492 | 0 | 0 | 24.2581 | 24.2581 | 24.2581 | 24.2581 | 28.207 | 33.8013 | 1.1496 | 0.00258 | 0 | 0 | 0 | 0 | 0 | 0 | 0 | 0 | 0 | 0 | 0 | 0 | 0 | 0 | 0 | 0 | 5.5514 | 0 | -581.2767 | 12.3445 | 0 | 69.7466 | 69.7047 | 64.9254 | 1161.804 | 25.7536 | 45.4187 | 1.6348 | 0.252 | 0 | 14.074 | 3.19 | 57.716 | 939.3917 | 326.273 | -589.1467 | 6.2508 | 1.885 | -2.67 | 10.9857 | 3.9423 | 2025-09-21 | 2025_09_21 Hr 22 | 68.0512 | -2.8e-05 | -939.3917 | -540.815 | 368.0999 | 892.1487 | 145.7267 | 12.3978 | 61.8336 | 61.6031 | 208.0518 | 98.4449 | 23.0871 | 186.3232 | 262.3367 | 0 | 6.5271 | 46.06 | 228.3633 | 0 | 139.4514 | 0
2025_09_21 Hr 23 | 0 | 0 | 0 | 3.8572 | 3.8572 | 3.8572 | 3.8572 | 3.8012 | 3.8572 | 73.3254 | 0 | 0.1008 | 63 | 0 | 93.1616 | 93.1616 | 269.8282 | 0 | 0.00123 | 0.058 | 0.04906 | 1.3332 | 0 | 0 | 0 | 0 | 0 | 0 | 0.0792 | 46.06 | 6.5271 | 234.2439 | 0 | 0 | 0 | 0 | 8.0025 | 17.9979 | 0 | 0.44035 | -2.0093 | 0.5759 | 8.3705 | 0 | -1 | -4.2 | 7.8094 | 0 | 0 | 19.6053 | 19.6053 | 19.6053 | 19.6053 | 22.7968 | 34.749 | 1.1496 | 0.00258 | 0 | 0 | 0 | 0 | 0 | 0 | 0 | 0 | 0 | 0 | 0 | 0 | 0 | 0 | 0 | 0 | 5.2554 | 0 | -600.4426 | 12.3445 | 0 | 71.9649 | 71.9217 | 72.0108 | 1137.852 | 24.2325 | 42.7361 | 1.6348 | 0.252 | 0 | 14.074 | 3.19 | 57.716 | 873.1917 | 345.2207 | -608.3126 | 5.9174 | 1.885 | -2.67 | 10.3369 | 3.7095 | 2025-09-21 | 2025_09_21 Hr 23 | 77.2402 | -6.05e-05 | -873.1917 | -602.0115 | 321.256 | 909.956 | 169.7598 | 12.3978 | 61.8336 | 53.3532 | 174.5433 | 93.3596 | 23.0871 | 186.3232 | 269.8282 | 0 | 6.5271 | 46.06 | 234.2439 | 0 | 143.8865 | 0
2025_09_21 Hr 24 | 0 | 0 | 0 | 3.8572 | 3.8572 | 3.8572 | 3.8572 | 3.8012 | 3.8572 | 62.2025 | 0 | 0.1008 | 62 | 0 | 93.1616 | 93.1616 | 269.8282 | 0 | 0.00123 | 0.058 | 0.04906 | 1.3332 | 0 | 0 | 0 | 0 | 0 | 0 | 0.0792 | 46.06 | 6.5271 | 234.2439 | 0 | 0 | 0 | 0 | 6.7886 | 11.3459 | 0 | 0 | -13.8167 | 0.5759 | 7.8178 | 0 | -1 | -4.2 | 7.2937 | 0 | 0 | 14.1503 | 14.1503 | 14.1503 | 14.1503 | 16.4538 | 36.7497 | 1.1496 | 0.00258 | 0 | 0 | 0 | 0 | 0 | 0 | 0 | 0 | 0 | 0 | 0 | 0 | 0 | 0 | 0 | 0 | 4.9083 | 0 | -612.9139 | 12.3445 | 0 | 71.9649 | 71.9217 | 64.0578 | 1088.894 | 22.4492 | 39.5911 | 1.6348 | 0.252 | 0 | 14.074 | 3.19 | 57.716 | 786.6 | 332.3063 | -620.7839 | 5.5267 | 1.885 | -2.67 | 9.5762 | 3.4365 | 2025-09-21 | 2025_09_21 Hr 24 | 64.7533 | 1.2e-05 | -786.6 | -626.7306 | 266.3357 | 909.956 | 162.8075 | 12.3978 | 61.8336 | 43.6809 | 135.2574 | 87.3974 | 23.0871 | 186.3232 | 269.8282 | 0 | 6.5271 | 46.06 | 234.2439 | 0 | 143.8865 | 0
2025_09_22 Hr 01 | 0 | 0 | 0 | 3.8572 | 3.8572 | 3.8572 | 3.8572 | 3.8012 | 3.8572 | 53.3748 | 0 | 0.1008 | 78 | 0 | 93.1616 | 93.1616 | 269.8282 | 0 | 0.00123 | 0.058 | 0.04906 | 1.3332 | 0 | 0 | 0 | 0 | 0 | 0 | 0.0792 | 46.06 | 6.5271 | 234.2439 | 0 | 0 | 0 | 0 | 5.6703 | 4.1397 | 0 | 1.7542 | -3.4007 | 0.5759 | 7.2592 | 0 | -1 | -4.2 | 6.8136 | 0 | 0 | 8.6569 | 8.6569 | 8.6569 | 8.6569 | 10.0662 | 43.6995 | 1.1496 | 0.00258 | 0 | 0 | 0 | 0 | 0 | 0 | 0 | 0 | 0 | 0 | 0 | 0 | 0 | 0 | 0 | 0 | 4.5657 | 0 | -615.642 | 13.1795 | 0 | 71.9649 | 71.9217 | 55.5264 | 1041.623 | 21.8871 | 38.564 | 1.6348 | 0.252 | 0 | 14.074 | 3.19 | 57.716 | 762.1 | 345.6352 | -623.512 | 5.15 | 1.885 | -2.67 | 9.3298 | 3.3475 | 2025-09-22 | 2025_09_22 Hr 01 | 60.5615 | -3.2e-05 | -762.1 | -617.2884 | 217.9751 | 909.956 | 177.2259 | 12.3978 | 61.8336 | 33.5984 | 98.0688 | 86.3079 | 23.0871 | 186.3232 | 269.8282 | 0 | 6.5271 | 46.06 | 234.2439 | 0 | 143.8865 | 0
2025_09_22 Hr 02 | 0 | 0 | 0 | 3.8572 | 3.8572 | 3.8572 | 3.8572 | 3.8012 | 3.8572 | 49.5042 | 0 | 0.1008 | 75 | 0 | 93.1616 | 93.1616 | 269.8282 | 0 | 0.00123 | 0.058 | 0.04906 | 1.3332 | 0 | 0 | 0 | 0 | 0 | 0 | 0.0792 | 46.06 | 6.5271 | 234.2439 | 0 | 0 | 0 | 0 | 5.2591 | 1.8873 | 0 | 6.1862 | 0 | 0.5759 | 7.0778 | 0 | -1 | -4.2 | 6.6434 | 0 | 0 | 6.7703 | 6.7703 | 6.7703 | 6.7703 | 7.8724 | 47.7009 | 1.1496 | 0.00258 | 0 | 0 | 0 | 0 | 0 | 0 | 0 | 0 | 0 | 0 | 0 | 0 | 0 | 0 | 0 | 0 | 4.4516 | 0 | -645.0272 | 13.1795 | 0 | 71.9649 | 71.9217 | 65.5038 | 1024.754 | 21.2663 | 37.4703 | 1.6348 | 0.252 | 0 | 14.074 | 3.19 | 57.716 | 732.5833 | 354.5399 | -652.8972 | 5.0213 | 1.885 | -2.67 | 9.0652 | 3.2526 | 2025-09-22 | 2025_09_22 Hr 02 | 60.9199 | 3e-06 | -732.5833 | -638.841 | 199.0323 | 909.956 | 188.2047 | 12.3978 | 61.8336 | 30.3406 | 84.4578 | 84.2339 | 23.0871 | 186.3232 | 269.8282 | 0 | 6.5271 | 46.06 | 234.2439 | 0 | 143.8865 | 0
2025_09_22 Hr 03 | 0 | 0 | 0 | 3.8572 | 3.8572 | 3.8572 | 3.8572 | 3.8012 | 3.8572 | 44.9788 | 0 | 0.1008 | 69 | 0 | 93.1616 | 93.1616 | 269.8282 | 0 | 0.00123 | 0.058 | 0.04906 | 1.3332 | 0 | 0 | 0 | 0 | 0 | 0 | 0.0792 | 46.06 | 6.5271 | 234.2439 | 0 | 0 | 0 | 0 | 4.7783 | 0.013604 | 0 | 10.2091 | 0 | 0.5759 | 6.8658 | 0.28417 | -1 | -4.2 | 6.4444 | 0 | 0 | 4.5645 | 4.5645 | 4.5645 | 4.5645 | 5.3076 | 47.7009 | 1.1496 | 0.00258 | 0 | 0 | 0 | 0 | 0 | 0 | 0 | 0 | 0 | 0 | 0 | 0 | 0 | 0 | 0 | 0 | 4.3183 | 0 | -646.6987 | 13.1795 | 0 | 71.9649 | 71.9217 | 71.4324 | 1005.792 | 20.5405 | 36.1915 | 1.6348 | 0.252 | 0 | 14.074 | 3.19 | 57.716 | 713.4758 | 352.0436 | -654.5687 | 4.8709 | 1.885 | -2.67 | 8.7558 | 3.1416 | 2025-09-22 | 2025_09_22 Hr 03 | 53.1714 | 3.58e-06 | -713.4758 | -636.4896 | 177.6448 | 909.956 | 188.1333 | 12.3978 | 61.8336 | 27.2913 | 68.5445 | 81.809 | 23.0871 | 186.3232 | 269.8282 | 0 | 6.5271 | 46.06 | 234.2439 | 0 | 143.8865 | 0
2025_09_22 Hr 04 | 0 | 0 | 0 | 3.8572 | 3.8572 | 3.8572 | 3.8572 | 3.8012 | 3.8572 | 45.595 | 0 | 0.1008 | 64 | 0 | 93.1616 | 93.1616 | 269.8282 | 0 | 0.00123 | 0.058 | 0.04906 | 1.3332 | 0 | 0 | 0 | 0 | 0 | 0 | 0.0792 | 44.2322 | 6.5271 | 234.2439 | 0 | 0 | 0 | 0 | 4.8438 | 0.1706 | 0 | 30.5876 | 0 | 0.5759 | 6.8947 | 0.20667 | -1 | -4.2 | 6.4715 | 0 | 0 | 4.8649 | 4.8649 | 4.8649 | 4.8649 | 5.6568 | 47.7009 | 1.1496 | 0.00258 | 0 | 0 | 0 | 0 | 0 | 0 | 0 | 0 | 0 | 0 | 0 | 0 | 0 | 0 | 0 | 0 | 4.3364 | 0 | -648.0286 | 13.1795 | 0 | 71.9649 | 71.9217 | 67.5282 | 1006.448 | 20.6394 | 36.3657 | 1.6348 | 0.252 | 0 | 14.074 | 3.19 | 57.716 | 724.6067 | 343.4697 | -655.8986 | 4.8914 | 1.885 | -2.67 | 8.798 | 3.1567 | 2025-09-22 | 2025_09_22 Hr 04 | 53.1714 | -5.27e-05 | -724.6067 | -617.441 | 180.459 | 908.1282 | 179.2291 | 12.3978 | 61.8336 | 27.6084 | 70.7114 | 82.1392 | 23.0871 | 186.3232 | 269.8282 | 0 | 6.5271 | 44.2322 | 234.2439 | 0 | 143.8865 | 0
2025_09_22 Hr 05 | 0 | 0 | 0 | 3.8572 | 3.8572 | 3.8572 | 3.8572 | 3.8012 | 3.8572 | 53.1052 | 0 | 0.1008 | 68 | 0 | 93.1616 | 93.1616 | 269.8282 | 0 | 0.00123 | 0.058 | 0.04906 | 1.3332 | 0 | 0 | 0 | 0 | 0 | 0 | 0.0792 | 45.6688 | 6.5271 | 234.2439 | 0 | 0 | 0 | 0 | 5.6416 | 3.9828 | 0 | 0 | -14.3787 | 0.5759 | 7.2466 | 0 | -1 | -4.2 | 6.8018 | 0 | 0 | 8.5255 | 8.5255 | 8.5255 | 8.5255 | 9.9134 | 43.6995 | 1.1496 | 0.00258 | 0 | 0 | 0 | 0 | 0 | 0 | 0 | 0 | 0 | 0 | 0 | 0 | 0 | 0 | 0 | 0 | 4.5577 | 0 | -626.7936 | 13.1795 | 0 | 71.9649 | 71.9217 | 84.0126 | 1040.057 | 21.8438 | 38.4879 | 1.6348 | 0.252 | 0 | 14.074 | 3.19 | 57.716 | 754.9916 | 363.9769 | -634.6636 | 5.141 | 1.885 | -2.67 | 9.3114 | 3.3409 | 2025-09-22 | 2025_09_22 Hr 05 | 77.586 | 4.1e-05 | -754.9916 | -641.1723 | 216.6557 | 909.5647 | 195.7121 | 12.3978 | 61.8336 | 33.3715 | 97.1208 | 86.1635 | 23.0871 | 186.3232 | 269.8282 | 0 | 6.5271 | 45.6688 | 234.2439 | 0 | 143.8865 | 0
2025_09_22 Hr 06 | 0 | 0 | 0 | 3.8572 | 3.8572 | 3.8572 | 3.8572 | 3.8012 | 3.8572 | 65.0253 | 0 | 0.1008 | 55 | 0 | 93.1616 | 93.1616 | 269.8282 | 0 | 0.00123 | 0.058 | 0.04906 | 1.3332 | 0 | 0 | 0 | 0 | 0 | 0 | 0.0792 | 46.06 | 6.5271 | 234.2439 | 0 | 0 | 0 | 0 | 6.9079 | 10.9192 | 0 | 0 | -19.2767 | 0.5759 | 7.805 | 0 | -1 | -4.2 | 7.326 | 0 | 0 | 14.3356 | 14.3356 | 14.3356 | 14.3356 | 16.6694 | 52.65 | 1.1496 | 0.00258 | 0 | 0 | 0 | 0 | 0 | 0 | 0 | 0 | 0 | 0 | 0 | 0 | 0 | 0 | 0 | 0 | 4.909 | 0 | -594.6868 | 13.1795 | 0 | 71.9649 | 71.9217 | 80.5422 | 1092.398 | 23.7555 | 41.8562 | 1.6348 | 0.252 | 0 | 14.074 | 3.19 | 57.716 | 833.4083 | 362.8443 | -602.5568 | 5.5372 | 1.885 | -2.67 | 10.1263 | 3.6333 | 2025-09-22 | 2025_09_22 Hr 06 | 61.2544 | 1.5e-05 | -833.4083 | -613.9635 | 274.9923 | 909.956 | 188.1922 | 12.3978 | 61.8336 | 43.4043 | 139.0372 | 92.5507 | 23.0871 | 186.3232 | 269.8282 | 0 | 6.5271 | 46.06 | 234.2439 | 0 | 143.8865 | 0
2025_09_22 Hr 07 | 0 | 0 | 0 | 3.8572 | 3.8572 | 3.8572 | 3.8572 | 3.8012 | 3.8572 | 84.5712 | -14.5 | 0.1008 | 34 | 0 | 93.1616 | 93.1616 | 262.3367 | 0 | 0.00123 | 0.058 | 0.04906 | 1.3332 | 0 | 0 | 0 | 0 | 0 | 0 | 0.0792 | 46.06 | 6.5271 | 228.3633 | 0 | 0 | 0 | 0 | 8.9844 | 22.293 | 0 | 0.05293 | -4.0863 | 0.5759 | 8.7208 | 0 | -1 | -4.2 | 8.1855 | 0 | 0 | 23.8627 | 23.8627 | 23.8627 | 23.8627 | 27.7473 | 55.5984 | 1.1496 | 0.00258 | 0 | 0 | 0 | 0 | 0 | 0 | 0 | 0 | 0 | 0 | 0 | 0 | 0 | 0 | 0 | 0 | 5.485 | 0 | -542.7416 | 13.1795 | 0 | 69.7466 | 69.7047 | 75.0474 | 1159.774 | 26.8902 | 47.3793 | 1.6348 | 0.252 | 0 | 14.074 | 3.19 | 57.716 | 940.4 | 349.7713 | -565.1116 | 6.1869 | 1.885 | -2.67 | 11.4625 | 4.1127 | 2025-09-22 | 2025_09_22 Hr 07 | 64.5915 | 2.104e-05 | -940.4 | -546.7749 | 356.1491 | 892.1487 | 164.6458 | 12.3978 | 61.8336 | 59.8555 | 207.7694 | 88.5242 | 23.0871 | 186.3232 | 262.3367 | 0 | 6.5271 | 46.06 | 228.3633 | 0 | 139.4514 | 0
2025_09_22 Hr 08 | 3.6185 | 7.5e-05 | 0.002115 | 3.8572 | 3.8572 | 3.8572 | 3.8572 | 3.8012 | 3.8572 | 92.6014 | -14.5 | 0.1008 | 26 | 0 | 93.1616 | 93.1616 | 262.3367 | 0 | 0.00123 | 0.058 | 0.04906 | 1.3332 | 0 | 0 | 0 | 0 | 0 | 0 | 0.0792 | 45.9947 | 6.5271 | 228.3633 | 0 | 0 | 0 | 0 | 9.8375 | 26.9658 | 0 | 25.8561 | 0 | 0.5759 | 9.097 | 0 | -1 | -4.2 | 8.5387 | 0 | 0 | 27.7768 | 27.7768 | 27.7768 | 27.7768 | 32.2986 | 55.5984 | 1.1496 | 0.00258 | 0 | 0 | 0 | 0 | 0 | 0 | 0 | 0 | 0 | 0 | 0 | 0 | 0 | 0 | 0 | 0 | 5.7216 | 0 | -520.8149 | 13.1795 | 0 | 69.7466 | 69.7047 | 46.995 | 1194.707 | 28.178 | 49.6484 | 1.6348 | 0.252 | -3.6185 | 14.074 | 3.19 | 57.716 | 995.4 | 321.6404 | -546.8034 | 6.4538 | 1.885 | -2.67 | 12.0115 | 4.3097 | 2025-09-22 | 2025_09_22 Hr 08 | 55.6178 | 1.3e-05 | -995.4 | -494.9588 | 395.4485 | 892.0834 | 128.5956 | 12.3978 | 61.8336 | 66.6143 | 236.0071 | 92.8271 | 23.0871 | 186.3232 | 262.3367 | 0 | 6.5271 | 45.9947 | 228.3633 | 0 | 139.4514 | 0
2025_09_22 Hr 09 | 12.4392 | 0.000975 | 0.027495 | 3.8572 | 3.8572 | 3.8572 | 3.8572 | 3.8012 | 3.8572 | 96.0869 | -14.5 | 0.1008 | 10 | 0 | 93.1616 | 93.1616 | 262.3367 | 0 | 0.00123 | 0.058 | 0.04906 | 1.3332 | 0 | 0 | 0 | 0 | 0 | 0 | 0.0792 | 46.06 | 6.5271 | 228.3633 | 0 | 0 | 0 | 0 | 10.2078 | 28.994 | 0 | 48.588 | 0 | 0.5759 | 9.2603 | 0 | -1 | -4.2 | 8.6919 | 0 | 0 | 29.4757 | 29.4757 | 29.4757 | 29.4757 | 34.2741 | 49.7016 | 1.1496 | 0.00258 | 0 | 0 | 0 | 0 | 0 | 0 | 0 | 0 | 0 | 0 | 0 | 0 | 0 | 0 | 0 | 0 | 5.8243 | 0 | -508.1931 | 13.1795 | 0 | 69.7466 | 69.7047 | 40.9218 | 1209.988 | 28.737 | 50.6333 | 1.6348 | 0.252 | -12.4392 | 14.074 | 3.19 | 57.716 | 1019.933 | 304.3596 | -543.0023 | 6.5696 | 1.885 | -2.67 | 12.2498 | 4.3952 | 2025-09-22 | 2025_09_22 Hr 09 | 54.7074 | 0.000331 | -1019.933 | -459.6051 | 412.5064 | 892.1487 | 100.6519 | 12.3978 | 61.8336 | 69.5479 | 248.2638 | 94.6947 | 23.0871 | 186.3232 | 262.3367 | 0 | 6.5271 | 46.06 | 228.3633 | 0 | 139.4514 | 0
2025_09_22 Hr 10 | 15.5353 | 0.00159 | 0.044838 | 3.8572 | 3.8572 | 3.8572 | 3.8572 | 3.8012 | 3.8572 | 101.2285 | -14.5 | 0.1008 | 11 | 0 | 93.1616 | 93.1616 | 262.3367 | 0 | 0.00123 | 0.058 | 0.04906 | 1.3332 | 0 | 0 | 0 | 0 | 0 | 0 | 0.0792 | 45.6692 | 6.5271 | 228.3633 | 0 | 0 | 0 | 0 | 10.754 | 31.9859 | 0 | 51.4416 | 0 | 0.5759 | 9.5012 | 0 | -1 | -4.2 | 8.918 | 0 | 0 | 31.9818 | 31.9818 | 31.9818 | 31.9818 | 37.1882 | 51.7023 | 1.1496 | 0.00258 | 0 | 0 | 0 | 0 | 0 | 0 | 0 | 0 | 0 | 0 | 0 | 0 | 0 | 0 | 0 | 0 | 5.9758 | 0 | -552.9386 | 13.1795 | 0 | 69.7466 | 69.7047 | 54.948 | 1232.022 | 29.5616 | 52.0862 | 1.6348 | 0.252 | -15.5353 | 14.074 | 3.19 | 57.716 | 1019.858 | 327.2383 | -590.8439 | 6.7405 | 1.885 | -2.67 | 12.6013 | 4.5213 | 2025-09-22 | 2025_09_22 Hr 10 | 50.8987 | 0.00033 | -1019.858 | -501.497 | 437.6694 | 891.7579 | 117.6967 | 12.3978 | 61.8336 | 73.8755 | 266.344 | 97.4498 | 23.0871 | 186.3232 | 262.3367 | 0 | 6.5271 | 45.6692 | 228.3633 | 0 | 139.4514 | 0
2025_09_22 Hr 11 | 16.0593 | 0.004905 | 0.13832 | 3.8572 | 3.8572 | 3.8572 | 3.8572 | 3.8012 | 3.8572 | 101.3826 | -14.5 | 0.1008 | 12 | 0 | 93.1616 | 93.1616 | 262.3367 | 0 | 0.00123 | 0.058 | 0.04906 | 1.3332 | 0 | 0 | 0 | 0 | 0 | 0 | 0.0792 | 45.9947 | 6.5271 | 228.3633 | 0 | 0 | 0 | 0 | 10.7703 | 32.0756 | 0 | 49.3242 | 0 | 0.5759 | 9.5084 | 0 | -1 | -4.2 | 8.9248 | 0 | 0 | 32.0569 | 32.0569 | 32.0569 | 32.0569 | 37.2755 | 56.6514 | 1.1496 | 0.00258 | 0 | 0 | 0 | 0 | 0 | 0 | 0 | 0 | 0 | 0 | 0 | 0 | 0 | 0 | 0 | 0 | 5.9803 | 0 | -550.1608 | 13.1795 | 0 | 69.7466 | 69.7047 | 65.5038 | 1233.113 | 29.5863 | 52.1298 | 1.6348 | 0.252 | -16.0593 | 14.074 | 3.19 | 57.716 | 1038.2 | 344.3531 | -588.5901 | 6.7457 | 1.885 | -2.67 | 12.6118 | 4.525 | 2025-09-22 | 2025_09_22 Hr 11 | 50.5643 | 1.9e-05 | -1038.2 | -500.8365 | 438.4233 | 892.0834 | 134.2984 | 12.3978 | 61.8336 | 74.0052 | 266.8858 | 97.5324 | 23.0871 | 186.3232 | 262.3367 | 0 | 6.5271 | 45.9947 | 228.3633 | 0 | 139.4514 | 0
2025_09_22 Hr 12 | 15.0195 | 0.00705 | 0.19881 | 3.8572 | 3.8572 | 3.8572 | 3.8572 | 3.8012 | 3.8572 | 99.6109 | -14.5 | 0.1008 | 15 | 0 | 93.1616 | 93.1616 | 262.3367 | 0 | 0.00123 | 0.058 | 0.04906 | 1.3332 | 0 | 0 | 0 | 0 | 0 | 0 | 0.0792 | 46.06 | 6.5271 | 228.3633 | 0 | 0 | 0 | 0 | 10.5821 | 31.0447 | 0 | 45.9275 | 0 | 0.5759 | 9.4254 | 0 | -1 | -4.2 | 8.8469 | 0 | 0 | 31.1934 | 31.1934 | 31.1934 | 31.1934 | 36.2714 | 58.6521 | 1.1496 | 0.00258 | 0 | 0 | 0 | 0 | 0 | 0 | 0 | 0 | 0 | 0 | 0 | 0 | 0 | 0 | 0 | 0 | 5.9281 | 0 | -533.362 | 13.1795 | 0 | 69.7466 | 69.7047 | 74.0352 | 1225.517 | 29.3022 | 51.6291 | 1.6348 | 0.252 | -15.0195 | 14.074 | 3.19 | 57.716 | 1056.592 | 355.8983 | -570.7515 | 6.6868 | 1.885 | -2.67 | 12.4907 | 4.4816 | 2025-09-22 | 2025_09_22 Hr 12 | 56.4632 | -0.000336 | -1056.592 | -487.4345 | 429.7529 | 892.1487 | 147.8932 | 12.3978 | 61.8336 | 72.514 | 260.6559 | 96.5831 | 23.0871 | 186.3232 | 262.3367 | 0 | 6.5271 | 46.06 | 228.3633 | 0 | 139.4514 | 0
2025_09_22 Hr 13 | 17.8785 | 0.008265 | 0.23307 | 3.8572 | 3.8572 | 3.8572 | 3.8572 | 3.8012 | 3.8572 | 97.743 | -14.5 | 0.1008 | 16 | 0 | 93.1616 | 93.1616 | 262.3367 | 0 | 0.00123 | 0.058 | 0.04906 | 1.3332 | 0 | 0 | 0 | 0 | 0 | 0 | 0.0792 | 46.06 | 6.5271 | 228.3633 | 0 | 0 | 0 | 0 | 10.3837 | 29.9577 | 0 | 45.9302 | 0 | 0.5759 | 9.3379 | 0 | -1 | -4.2 | 8.7648 | 0 | 0 | 30.2829 | 30.2829 | 30.2829 | 30.2829 | 35.2127 | 61.6005 | 1.1496 | 0.00258 | 0 | 0 | 0 | 0 | 0 | 0 | 0 | 0 | 0 | 0 | 0 | 0 | 0 | 0 | 0 | 0 | 5.8731 | 0 | -511.7517 | 13.1795 | 0 | 69.7466 | 69.7047 | 81.9882 | 1217.411 | 29.0026 | 51.1013 | 1.6348 | 0.252 | -17.8785 | 14.074 | 3.19 | 57.716 | 1081 | 369.659 | -552.0002 | 6.6247 | 1.885 | -2.67 | 12.363 | 4.4358 | 2025-09-22 | 2025_09_22 Hr 13 | 58.2831 | -4e-06 | -1081 | -465.8215 | 420.6114 | 892.1487 | 159.83 | 12.3978 | 61.8336 | 70.9418 | 254.0874 | 95.5822 | 23.0871 | 186.3232 | 262.3367 | 0 | 6.5271 | 46.06 | 228.3633 | 0 | 139.4514 | 0
2025_09_22 Hr 14 | 16.5784 | 0.008955 | 0.25253 | 3.8572 | 3.8572 | 3.8572 | 3.8572 | 3.8012 | 3.8572 | 97.9548 | -14.5 | 0.1008 | 13 | 0 | 93.1616 | 93.1616 | 262.3367 | 0 | 0.00123 | 0.058 | 0.04906 | 1.3332 | 0 | 0 | 0 | 0 | 0 | 0 | 0.0792 | 46.06 | 6.5271 | 228.3633 | 0 | 0 | 0 | 0 | 10.4062 | 30.081 | 0 | 44.6197 | 0 | 0.5759 | 9.3478 | 0 | -1 | -4.2 | 8.7741 | 0 | 0 | 30.3862 | 30.3862 | 30.3862 | 30.3862 | 35.3328 | 60.5475 | 1.1496 | 0.00258 | 0 | 0 | 0 | 0 | 0 | 0 | 0 | 0 | 0 | 0 | 0 | 0 | 0 | 0 | 0 | 0 | 5.8793 | 0 | -490.9019 | 13.1795 | 0 | 69.7466 | 69.7047 | 90.9534 | 1218.354 | 29.0366 | 51.1612 | 1.6348 | 0.252 | -16.5784 | 14.074 | 3.19 | 57.716 | 1106.508 | 373.3852 | -529.8503 | 6.6317 | 1.885 | -2.67 | 12.3775 | 4.441 | 2025-09-22 | 2025_09_22 Hr 14 | 64.8972 | 0.000333 | -1106.508 | -446.2822 | 421.648 | 892.1487 | 164.7624 | 12.3978 | 61.8336 | 71.1201 | 254.8323 | 95.6957 | 23.0871 | 186.3232 | 262.3367 | 0 | 6.5271 | 46.06 | 228.3633 | 0 | 139.4514 | 0
2025_09_22 Hr 15 | 16.5784 | 0.008745 | 0.24661 | 3.8572 | 3.8572 | 3.8572 | 3.8572 | 3.8012 | 3.8572 | 98.1859 | -14.5 | 0.1008 | 9 | 0 | 93.1616 | 93.1616 | 262.3367 | 0 | 0.00123 | 0.058 | 0.04906 | 1.3332 | 0 | 0 | 0 | 0 | 0 | 0 | 0.0792 | 46.06 | 6.5271 | 228.3633 | 0 | 0 | 0 | 0 | 10.4307 | 30.2154 | 0 | 27.2735 | 0 | 0.5759 | 9.3586 | 0 | -1 | -4.2 | 8.7842 | 0 | 0 | 30.4988 | 30.4988 | 30.4988 | 30.4988 | 35.4637 | 59.5998 | 1.1496 | 0.00258 | 0 | 0 | 0 | 0 | 0 | 0 | 0 | 0 | 0 | 0 | 0 | 0 | 0 | 0 | 0 | 0 | 5.8862 | 0 | -434.4519 | 13.1795 | 0 | 69.7466 | 69.7047 | 98.4726 | 1219.355 | 29.0736 | 51.2265 | 1.6348 | 0.252 | -16.5784 | 14.074 | 3.19 | 57.716 | 1149.308 | 376.0804 | -473.4003 | 6.6394 | 1.885 | -2.67 | 12.3933 | 4.4466 | 2025-09-22 | 2025_09_22 Hr 15 | 68.1579 | 0.000357 | -1149.308 | -407.1784 | 422.779 | 892.1487 | 167.3278 | 12.3978 | 61.8336 | 71.3146 | 255.6449 | 95.8195 | 23.0871 | 186.3232 | 262.3367 | 0 | 6.5271 | 46.06 | 228.3633 | 0 | 139.4514 | 0
2025_09_22 Hr 16 | 13.469 | 0.007275 | 0.20516 | 3.8572 | 3.8572 | 3.8572 | 3.8572 | 3.8012 | 3.8572 | 95.9328 | -14.5 | 0.1008 | 6 | 0 | 93.1616 | 93.1616 | 262.3367 | 0 | 0.00123 | 0.058 | 0.04906 | 1.3332 | 0 | 0 | 0 | 0 | 0 | 0 | 0.0792 | 44.69 | 6.5271 | 228.3633 | 0 | 0 | 0 | 0 | 10.1914 | 28.9044 | 0 | 34.8031 | 0 | 0.5759 | 9.2531 | 0 | -1 | -4.2 | 8.6852 | 0 | 0 | 29.4006 | 29.4006 | 29.4006 | 29.4006 | 34.1868 | 61.6005 | 1.1496 | 0.00258 | 0 | 0 | 0 | 0 | 0 | 0 | 0 | 0 | 0 | 0 | 0 | 0 | 0 | 0 | 0 | 0 | 5.8198 | 0 | -384.3818 | 13.1795 | 0 | 69.2379 | 69.196 | 88.929 | 1207.107 | 28.7123 | 50.5898 | 1.6348 | 0.252 | -13.469 | 14.074 | 3.19 | 57.716 | 1182.908 | 361.2193 | -420.2208 | 6.5645 | 1.885 | -2.67 | 12.2392 | 4.3914 | 2025-09-22 | 2025_09_22 Hr 16 | 76.5185 | 0.00032 | -1182.908 | -349.5787 | 411.7525 | 889.7612 | 156.7419 | 12.3978 | 61.8336 | 69.4183 | 247.722 | 94.6122 | 23.0871 | 186.3232 | 262.3367 | 0 | 6.5271 | 44.69 | 228.3633 | 0 | 138.4339 | 0
2025_09_22 Hr 17 | 9.8472 | 0.00591 | 0.16666 | 3.8572 | 3.8572 | 3.8572 | 3.8572 | 3.8012 | 3.8572 | 96.8187 | -14.5 | 0.1008 | 6 | 0 | 93.1616 | 93.1616 | 262.3367 | 0 | 0.00123 | 0.058 | 0.04906 | 1.3332 | 0 | 0 | 0 | 0 | 0 | 0 | 0.0792 | 46.06 | 6.5271 | 228.3633 | 0 | 0 | 0 | 0 | 10.2855 | 29.4198 | 0 | 59.2556 | 0 | 0.5759 | 9.2946 | 0 | -1 | -4.2 | 8.7241 | 0 | 0 | 29.8324 | 29.8324 | 29.8324 | 29.8324 | 34.6888 | 58.6521 | 1.1496 | 0.00258 | 0 | 0 | 0 | 0 | 0 | 0 | 0 | 0 | 0 | 0 | 0 | 0 | 0 | 0 | 0 | 0 | 5.8459 | 0 | -384.185 | 13.1795 | 0 | 69.7466 | 69.7047 | 86.037 | 1213.316 | 28.8544 | 50.8401 | 1.6348 | 0.252 | -9.8472 | 14.074 | 3.19 | 57.716 | 1208.4 | 352.2304 | -416.4022 | 6.594 | 1.885 | -2.67 | 12.2998 | 4.4131 | 2025-09-22 | 2025_09_22 Hr 17 | 74.878 | 2e-06 | -1208.4 | -324.9294 | 416.0877 | 892.1487 | 150.8617 | 12.3978 | 61.8336 | 70.1639 | 250.837 | 95.0868 | 23.0871 | 186.3232 | 262.3367 | 0 | 6.5271 | 46.06 | 228.3633 | 0 | 139.4514 | 0
2025_09_22 Hr 18 | 4.1392 | 0.004305 | 0.1214 | 3.8572 | 3.8572 | 3.8572 | 3.8572 | 3.8012 | 3.8572 | 101.9988 | -14.5 | 0.1008 | 3 | 0 | 93.1616 | 93.1616 | 262.3367 | 0 | 0.00123 | 0.058 | 0.04906 | 1.3332 | 0 | 0 | 0 | 0 | 0 | 0 | 0.0792 | 46.06 | 6.5271 | 228.3633 | 0 | 0 | 0 | 0 | 10.8358 | 32.4342 | 0 | 26.8909 | 0 | 0.5759 | 9.5373 | 0 | -1 | -4.2 | 8.9519 | 0 | 0 | 32.3573 | 32.3573 | 32.3573 | 32.3573 | 37.6248 | 46.6479 | 1.1496 | 0.00258 | 0 | 0 | 0 | 0 | 0 | 0 | 0 | 0 | 0 | 0 | 0 | 0 | 0 | 0 | 0 | 0 | 5.9985 | 0 | -363.7243 | 13.1795 | 0 | 69.7466 | 69.7047 | 110.0406 | 1235.847 | 29.6851 | 52.3039 | 1.6348 | 0.252 | -4.1392 | 14.074 | 3.19 | 57.716 | 1230.8 | 358.296 | -390.2335 | 6.7661 | 1.885 | -2.67 | 12.6539 | 4.5402 | 2025-09-22 | 2025_09_22 Hr 18 | 93.9959 | 1.5e-05 | -1230.8 | -336.8334 | 441.4391 | 892.1487 | 159.8142 | 12.3978 | 61.8336 | 74.5238 | 269.0527 | 97.8626 | 23.0871 | 186.3232 | 262.3367 | 0 | 6.5271 | 46.06 | 228.3633 | 0 | 139.4514 | 0
2025_09_22 Hr 19 | 0.52072 | 0.002625 | 0.074025 | 3.8572 | 3.8572 | 3.8572 | 3.8572 | 3.8012 | 3.8572 | 100.0924 | -14.5 | 0.1008 | 0 | 0 | 93.1616 | 93.1616 | 262.3367 | 0 | 0.00123 | 0.058 | 0.04906 | 1.3332 | 0 | 0 | 0 | 0 | 0 | 0 | 0.0792 | 46.06 | 6.5271 | 228.3633 | 0 | 0 | 0 | 0 | 10.6333 | 31.3248 | 0 | 36.9777 | 0 | 0.5759 | 9.448 | 0 | -1 | -4.2 | 8.8681 | 0 | 0 | 31.428 | 31.428 | 31.428 | 31.428 | 36.5442 | 29.7999 | 1.1496 | 0.00258 | 0 | 0 | 0 | 0 | 0 | 0 | 0 | 0 | 0 | 0 | 0 | 0 | 0 | 0 | 0 | 0 | 5.9423 | 0 | -385.9832 | 13.1795 | 0 | 69.7466 | 69.7047 | 96.4482 | 1227.491 | 29.3794 | 51.7652 | 1.6348 | 0.252 | -0.52072 | 14.074 | 3.19 | 57.716 | 1175.808 | 320.2138 | -408.8739 | 6.7028 | 1.885 | -2.67 | 12.5236 | 4.4934 | 2025-09-22 | 2025_09_22 Hr 19 | 94.3582 | 0.000387 | -1175.808 | -349.0055 | 432.1091 | 892.1487 | 126.3247 | 12.3978 | 61.8336 | 72.9192 | 262.3488 | 96.841 | 23.0871 | 186.3232 | 262.3367 | 0 | 6.5271 | 46.06 | 228.3633 | 0 | 139.4514 | 0
2025_09_22 Hr 20 | 0 | 0.000555 | 0.015651 | 3.8572 | 3.8572 | 3.8572 | 3.8572 | 3.8012 | 3.8572 | 101.2478 | -14.5 | 0.1008 | 4 | 0 | 93.1616 | 93.1616 | 262.3367 | 0 | 0.00123 | 0.058 | 0.04906 | 1.3332 | 0 | 0 | 0 | 0 | 0 | 0 | 0.0792 | 46.06 | 6.5271 | 228.3633 | 0 | 0 | 0 | 0 | 10.756 | 31.9972 | 0 | 51.7386 | 0 | 0.5759 | 9.5021 | 0 | -1 | -4.2 | 8.9189 | 0 | 0 | 31.9912 | 31.9912 | 31.9912 | 31.9912 | 37.1991 | 26.8515 | 1.1496 | 0.00258 | 0 | 0 | 0 | 0 | 0 | 0 | 0 | 0 | 0 | 0 | 0 | 0 | 0 | 0 | 0 | 0 | 5.9764 | 0 | -419.24 | 13.1795 | 0 | 69.7466 | 69.7047 | 93.99 | 1232.468 | 29.5647 | 52.0917 | 1.6348 | 0.252 | 0 | 14.074 | 3.19 | 57.716 | 1161.5 | 318.9036 | -441.61 | 6.7412 | 1.885 | -2.67 | 12.6026 | 4.5217 | 2025-09-22 | 2025_09_22 Hr 20 | 92.8069 | 7e-06 | -1161.5 | -367.5014 | 437.7636 | 892.1487 | 124.8577 | 12.3978 | 61.8336 | 73.8917 | 266.4118 | 97.4601 | 23.0871 | 186.3232 | 262.3367 | 0 | 6.5271 | 46.06 | 228.3633 | 0 | 139.4514 | 0
2025_09_22 Hr 21 | 0 | 6e-05 | 0.001692 | 3.8572 | 3.8572 | 3.8572 | 3.8572 | 3.8012 | 3.8572 | 96.8572 | -14.5 | 0.1008 | 17 | 0 | 93.046 | 93.046 | 261.7059 | 0 | 0.00123 | 0.058 | 0.04906 | 1.3332 | 0 | 0 | 0 | 0 | 0 | 0 | 0.0792 | 45.8646 | 6.5271 | 227.8293 | 0 | 0 | 0 | 0 | 10.2896 | 29.4422 | 0 | 56.959 | 0 | 0.5759 | 9.2964 | 0 | -1 | -4.2 | 8.7258 | 0 | 0 | 29.8512 | 29.8512 | 29.8512 | 29.8512 | 34.7106 | 23.7978 | 1.1496 | 0.00258 | 0 | 0 | 0 | 0 | 0 | 0 | 0 | 0 | 0 | 0 | 0 | 0 | 0 | 0 | 0 | 0 | 5.847 | 0 | -513.5639 | 13.1795 | 0 | 69.2379 | 69.196 | 105.558 | 1210.71 | 28.8605 | 50.851 | 1.6348 | 0.252 | 0 | 14.074 | 3.19 | 57.716 | 1069.8 | 338.0647 | -535.9339 | 6.5952 | 1.885 | -2.67 | 12.3024 | 4.414 | 2025-09-22 | 2025_09_22 Hr 21 | 70.9485 | -9e-05 | -1069.8 | -456.6049 | 416.2762 | 889.5397 | 146.3576 | 12.3978 | 61.8336 | 70.1963 | 250.9724 | 95.1075 | 23.0871 | 186.0919 | 261.7059 | 0 | 6.5271 | 45.8646 | 227.8293 | 0 | 138.4339 | 0
2025_09_22 Hr 22 | 0 | 0 | 0 | 3.8572 | 3.8572 | 3.8572 | 3.8572 | 3.8012 | 3.8572 | 84.0512 | -14.5 | 0.1008 | 30 | 0 | 93.1616 | 93.1616 | 262.3367 | 0 | 0.00123 | 0.058 | 0.04906 | 1.3332 | 0 | 0 | 0 | 0 | 0 | 0 | 0.0792 | 45.8642 | 6.5271 | 228.3633 | 0 | 0 | 0 | 0 | 8.9292 | 21.9904 | 0 | 0.27389 | -4.9809 | 0.5759 | 8.6964 | 0 | -1 | -4.2 | 8.1627 | 0 | 0 | 23.6093 | 23.6093 | 23.6093 | 23.6093 | 27.4526 | 28.8522 | 1.1496 | 0.00258 | 0 | 0 | 0 | 0 | 0 | 0 | 0 | 0 | 0 | 0 | 0 | 0 | 0 | 0 | 0 | 0 | 5.4696 | 0 | -504.4644 | 13.1795 | 0 | 69.7466 | 69.7047 | 123.9222 | 1157.312 | 26.8068 | 47.2324 | 1.6348 | 0.252 | 0 | 14.074 | 3.19 | 57.716 | 993.3917 | 367.6213 | -526.8344 | 6.1696 | 1.885 | -2.67 | 11.427 | 4.0999 | 2025-09-22 | 2025_09_22 Hr 22 | 62.365 | -3.76e-05 | -993.3917 | -509.1715 | 353.6045 | 891.9529 | 182.7744 | 12.3978 | 61.8336 | 59.4179 | 205.941 | 88.2456 | 23.0871 | 186.3232 | 262.3367 | 0 | 6.5271 | 45.8642 | 228.3633 | 0 | 139.4514 | 0
2025_09_22 Hr 23 | 0 | 0 | 0 | 3.8572 | 3.8572 | 3.8572 | 3.8572 | 3.8012 | 3.8572 | 72.0349 | 0 | 0.1008 | 36 | 0 | 93.1616 | 93.1616 | 269.8282 | 0 | 0.00123 | 0.058 | 0.04906 | 1.3332 | 0 | 0 | 0 | 0 | 0 | 0 | 0.0792 | 45.9947 | 6.5271 | 234.2439 | 0 | 0 | 0 | 0 | 7.6526 | 14.998 | 0 | 0 | -14.462 | 0.5759 | 8.1334 | 0 | -1 | -4.2 | 7.6342 | 0 | 0 | 17.7522 | 17.7522 | 17.7522 | 17.7522 | 20.6421 | 38.7504 | 1.1496 | 0.00258 | 0 | 0 | 0 | 0 | 0 | 0 | 0 | 0 | 0 | 0 | 0 | 0 | 0 | 0 | 0 | 0 | 5.1156 | 0 | -559.6516 | 13.1795 | 0 | 71.9649 | 71.9217 | 95.436 | 1122.881 | 24.8797 | 43.8369 | 1.6348 | 0.252 | 0 | 14.074 | 3.19 | 57.716 | 889.4916 | 348.5945 | -567.5216 | 5.7702 | 1.885 | -2.67 | 10.6055 | 3.8052 | 2025-09-22 | 2025_09_22 Hr 23 | 53.9677 | 3.1e-05 | -889.4916 | -574.1136 | 309.2968 | 909.8907 | 170.1864 | 12.3978 | 61.8336 | 49.304 | 163.686 | 96.3067 | 23.0871 | 186.3232 | 269.8282 | 0 | 6.5271 | 45.9947 | 234.2439 | 0 | 143.8865 | 0
2025_09_22 Hr 24 | 0 | 0 | 0 | 3.8572 | 3.8572 | 3.8572 | 3.8572 | 3.8012 | 3.8572 | 64.4091 | 0 | 0.1008 | 49 | 0 | 93.1616 | 93.1616 | 269.8282 | 0 | 0.00123 | 0.058 | 0.04906 | 1.3332 | 0 | 0 | 0 | 0 | 0 | 0 | 0.0792 | 45.6683 | 6.5271 | 234.2439 | 0 | 0 | 0 | 0 | 6.8425 | 10.5606 | 0 | 0 | -16.0887 | 0.5759 | 7.7762 | 0 | -1 | -4.2 | 7.2989 | 0 | 0 | 14.0353 | 14.0353 | 14.0353 | 14.0353 | 16.3201 | 36.7497 | 1.1496 | 0.00258 | 0 | 0 | 0 | 0 | 0 | 0 | 0 | 0 | 0 | 0 | 0 | 0 | 0 | 0 | 0 | 0 | 4.8908 | 0 | -589.1863 | 13.1795 | 0 | 71.9649 | 71.9217 | 88.0614 | 1089.32 | 23.6567 | 41.682 | 1.6348 | 0.252 | 0 | 14.074 | 3.19 | 57.716 | 824.3083 | 348.133 | -597.0563 | 5.5167 | 1.885 | -2.67 | 10.0842 | 3.6181 | 2025-09-22 | 2025_09_22 Hr 24 | 51.7379 | -4e-06 | -824.3083 | -605.275 | 271.9765 | 909.5643 | 173.8111 | 12.3978 | 61.8336 | 42.8856 | 136.8703 | 92.2205 | 23.0871 | 186.3232 | 269.8282 | 0 | 6.5271 | 45.6683 | 234.2439 | 0 | 143.8865 | 0
2025_09_23 Hr 01 | 0 | 0 | 0 | 3.8572 | 3.8572 | 3.8572 | 3.8572 | 3.8012 | 3.8572 | 57.2413 | 0 | 0.1008 | 63 | 0 | 93.1616 | 93.1616 | 269.8282 | 0 | 0.00123 | 0.058 | 0.04906 | 1.3332 | 0 | 0 | 0 | 0 | 0 | 0 | 0.0792 | 45.8642 | 6.5271 | 234.2439 | 0 | 0 | 0 | 0 | 6.3324 | 6.7978 | 0 | 0 | -16.7547 | 0.5759 | 7.499 | 0 | -1 | -4.2 | 7.0806 | 0 | 0 | 10.5318 | 10.5318 | 10.5318 | 10.5318 | 12.2463 | 34.749 | 1.1496 | 0.00258 | 0 | 0 | 0 | 0 | 0 | 0 | 0 | 0 | 0 | 0 | 0 | 0 | 0 | 0 | 0 | 0 | 4.7247 | 0 | -604.0939 | 13.1341 | 0 | 71.9649 | 71.9217 | 86.037 | 1059.148 | 22.4707 | 39.5558 | 1.6348 | 0.252 | 0 | 14.074 | 3.19 | 57.716 | 784.4833 | 354.0536 | -611.9639 | 5.3386 | 1.885 | -2.67 | 9.5719 | 3.4337 | 2025-09-23 | 2025_09_23 Hr 01 | 50.6389 | -1e-06 | -784.4833 | -620.8486 | 237.5544 | 909.7602 | 183.786 | 12.3978 | 61.8336 | 37.7732 | 111.6149 | 88.1662 | 23.0871 | 186.3232 | 269.8282 | 0 | 6.5271 | 45.8642 | 234.2439 | 0 | 143.8865 | 0
2025_09_23 Hr 02 | 0 | 0 | 0 | 3.8572 | 3.8572 | 3.8572 | 3.8572 | 3.8012 | 3.8572 | 53.0982 | 0 | 0.1008 | 67 | 0 | 93.1616 | 93.1616 | 269.8282 | 0 | 0.00123 | 0.058 | 0.04906 | 1.3332 | 0 | 0 | 0 | 0 | 0 | 0 | 0.0792 | 45.8642 | 6.5271 | 234.2439 | 0 | 0 | 0 | 0 | 5.874 | 4.2882 | 0 | 0 | -15.8351 | 0.5759 | 7.303 | 0 | -1 | -4.2 | 6.8955 | 0 | 0 | 8.5248 | 8.5248 | 8.5248 | 8.5248 | 9.9126 | 28.8522 | 1.1496 | 0.00258 | 0 | 0 | 0 | 0 | 0 | 0 | 0 | 0 | 0 | 0 | 0 | 0 | 0 | 0 | 0 | 0 | 4.6012 | 0 | -600.035 | 13.1341 | 0 | 71.9649 | 71.9217 | 85.0248 | 1041.031 | 21.806 | 38.3859 | 1.6348 | 0.252 | 0 | 14.074 | 3.19 | 57.716 | 766.2167 | 348.9253 | -607.905 | 5.1991 | 1.885 | -2.67 | 9.2888 | 3.3322 | 2025-09-23 | 2025_09_23 Hr 02 | 50.9495 | -5.2e-05 | -766.2167 | -615.87 | 217.2182 | 909.7602 | 180.877 | 12.3978 | 61.8336 | 34.1611 | 97.1101 | 85.947 | 23.0871 | 186.3232 | 269.8282 | 0 | 6.5271 | 45.8642 | 234.2439 | 0 | 143.8865 | 0
2025_09_23 Hr 03 | 0 | 0 | 0 | 3.8572 | 3.8572 | 3.8572 | 3.8572 | 3.8012 | 3.8572 | 52.4816 | 0 | 0.1008 | 59 | 0 | 93.1616 | 93.1616 | 269.8282 | 0 | 0.00123 | 0.058 | 0.04906 | 1.3332 | 0 | 0 | 0 | 0 | 0 | 0 | 0.0792 | 46.06 | 6.5271 | 234.2439 | 0 | 0 | 0 | 0 | 5.8058 | 3.9147 | 0 | 0 | -8.4748 | 0.5759 | 7.2738 | 0 | -1 | -4.2 | 6.868 | 0 | 0 | 8.2261 | 8.2261 | 8.2261 | 8.2261 | 9.5652 | 34.749 | 1.1496 | 0.00258 | 0 | 0 | 0 | 0 | 0 | 0 | 0 | 0 | 0 | 0 | 0 | 0 | 0 | 0 | 0 | 0 | 4.5828 | 0 | -620.3952 | 13.1341 | 0 | 71.9649 | 71.9217 | 80.5422 | 1038.531 | 21.7071 | 38.2117 | 1.6348 | 0.252 | 0 | 14.074 | 3.19 | 57.716 | 743.8 | 342.0092 | -628.2652 | 5.1783 | 1.885 | -2.67 | 9.2466 | 3.3171 | 2025-09-23 | 2025_09_23 Hr 03 | 51.1884 | -3.1e-05 | -743.8 | -628.87 | 214.1914 | 909.956 | 174.2912 | 12.3978 | 61.8336 | 33.6234 | 94.9513 | 85.6167 | 23.0871 | 186.3232 | 269.8282 | 0 | 6.5271 | 46.06 | 234.2439 | 0 | 143.8865 | 0
2025_09_23 Hr 04 | 0 | 0 | 0 | 3.8572 | 3.8572 | 3.8572 | 3.8572 | 3.8012 | 3.8572 | 50.728 | 0 | 0.1008 | 52 | 0 | 93.1616 | 93.1616 | 269.8282 | 0 | 0.00123 | 0.058 | 0.04906 | 1.3332 | 0 | 0 | 0 | 0 | 0 | 0 | 0.0792 | 44.6892 | 6.5271 | 234.2439 | 0 | 0 | 0 | 0 | 5.6118 | 2.8525 | 0 | 9.6244 | 0 | 0.5759 | 7.1908 | 0 | -1 | -4.2 | 6.7896 | 0 | 0 | 7.3766 | 7.3766 | 7.3766 | 7.3766 | 8.5775 | 37.6974 | 1.1496 | 0.00258 | 0 | 0 | 0 | 0 | 0 | 0 | 0 | 0 | 0 | 0 | 0 | 0 | 0 | 0 | 0 | 0 | 4.5306 | 0 | -625.386 | 13.1341 | 0 | 71.9649 | 71.9217 | 82.422 | 1029.492 | 21.4258 | 37.7165 | 1.6348 | 0.252 | 0 | 14.074 | 3.19 | 57.716 | 744.7584 | 338.8981 | -633.256 | 5.1192 | 1.885 | -2.67 | 9.1268 | 3.2741 | 2025-09-23 | 2025_09_23 Hr 04 | 55.9666 | -9e-05 | -744.7584 | -615.7616 | 205.584 | 908.5852 | 172.1194 | 12.3978 | 61.8336 | 32.0946 | 88.8121 | 84.6773 | 23.0871 | 186.3232 | 269.8282 | 0 | 6.5271 | 44.6892 | 234.2439 | 0 | 143.8865 | 0
2025_09_23 Hr 05 | 0 | 0 | 0 | 3.8572 | 3.8572 | 3.8572 | 3.8572 | 3.8012 | 3.8572 | 56.5091 | 0 | 0.1008 | 48 | 0 | 93.1616 | 93.1616 | 269.8282 | 0 | 0.00123 | 0.058 | 0.04906 | 1.3332 | 0 | 0 | 0 | 0 | 0 | 0 | 0.0792 | 46.06 | 6.5271 | 234.2439 | 0 | 0 | 0 | 0 | 6.2513 | 6.3543 | 0 | 0 | -31.2422 | 0.5759 | 7.4644 | 0 | -1 | -4.2 | 7.0479 | 0 | 0 | 10.1771 | 10.1771 | 10.1771 | 10.1771 | 11.8338 | 30.7476 | 1.1496 | 0.00258 | 0 | 0 | 0 | 0 | 0 | 0 | 0 | 0 | 0 | 0 | 0 | 0 | 0 | 0 | 0 | 0 | 4.7029 | 0 | -594.8766 | 13.1341 | 0 | 71.9649 | 71.9217 | 94.4238 | 1056.142 | 22.3532 | 39.3491 | 1.6348 | 0.252 | 0 | 14.074 | 3.19 | 57.716 | 765.2 | 343.0468 | -602.7466 | 5.314 | 1.885 | -2.67 | 9.5218 | 3.4158 | 2025-09-23 | 2025_09_23 Hr 05 | 91.8779 | -2.2e-05 | -765.2 | -626.1188 | 233.9601 | 909.956 | 173.1714 | 12.3978 | 61.8336 | 37.1348 | 109.0513 | 87.774 | 23.0871 | 186.3232 | 269.8282 | 0 | 6.5271 | 46.06 | 234.2439 | 0 | 143.8865 | 0
2025_09_23 Hr 06 | 0 | 0 | 0 | 3.8572 | 3.8572 | 3.8572 | 3.8572 | 3.8012 | 3.8572 | 68.3602 | 0 | 0.1008 | 57 | 0 | 93.1616 | 93.1616 | 269.8282 | 0 | 0.00123 | 0.058 | 0.04906 | 1.3332 | 0 | 0 | 0 | 0 | 0 | 0 | 0.0792 | 46.06 | 6.5271 | 234.2439 | 0 | 0 | 0 | 0 | 7.5624 | 13.5328 | 0 | 0.87135 | -12.395 | 0.5759 | 8.0252 | 0 | -1 | -4.2 | 7.5774 | 0 | 0 | 15.918 | 15.918 | 15.918 | 15.918 | 18.5093 | 36.7497 | 1.1496 | 0.00258 | 0 | 0 | 0 | 0 | 0 | 0 | 0 | 0 | 0 | 0 | 0 | 0 | 0 | 0 | 0 | 0 | 5.0562 | 0 | -590.796 | 13.1341 | 0 | 71.9649 | 71.9217 | 78.9516 | 1107.965 | 24.2543 | 42.6957 | 1.6348 | 0.252 | 0 | 14.074 | 3.19 | 57.716 | 846.7 | 348.9248 | -598.666 | 5.7132 | 1.885 | -2.67 | 10.3317 | 3.7063 | 2025-09-23 | 2025_09_23 Hr 06 | 60.458 | -1.52e-05 | -846.7 | -602.3197 | 292.131 | 909.956 | 172.7013 | 12.3978 | 61.8336 | 47.4672 | 150.5417 | 94.1222 | 23.0871 | 186.3232 | 269.8282 | 0 | 6.5271 | 46.06 | 234.2439 | 0 | 143.8865 | 0
2025_09_23 Hr 07 | 0 | 0 | 0 | 3.8572 | 3.8572 | 3.8572 | 3.8572 | 3.8012 | 3.8572 | 84.9326 | -14.5 | 0.1008 | 62 | 0 | 93.1616 | 93.1616 | 262.3367 | 0 | 0.00123 | 0.058 | 0.04906 | 1.3332 | 0 | 0 | 0 | 0 | 0 | 0 | 0.0792 | 46.06 | 6.5271 | 228.3633 | 0 | 0 | 0 | 0 | 9.3957 | 23.5712 | 0 | 24.5011 | 0 | 0.5759 | 8.8093 | 0 | -1 | -4.2 | 8.3178 | 0 | 0 | 23.946 | 23.946 | 23.946 | 23.946 | 27.8442 | 33.8013 | 1.1496 | 0.00258 | 0 | 0 | 0 | 0 | 0 | 0 | 0 | 0 | 0 | 0 | 0 | 0 | 0 | 0 | 0 | 0 | 5.5503 | 0 | -571.5945 | 13.1341 | 0 | 69.7466 | 69.7047 | 72.4446 | 1162.625 | 26.9129 | 47.3756 | 1.6348 | 0.252 | 0 | 14.074 | 3.19 | 57.716 | 946.5084 | 353.3465 | -593.9645 | 6.2714 | 1.885 | -2.67 | 11.4641 | 4.1125 | 2025-09-23 | 2025_09_23 Hr 07 | 63.6904 | -5.5e-05 | -946.5084 | -547.0934 | 358.9758 | 892.1487 | 168.2459 | 12.3978 | 61.8336 | 61.9157 | 208.5608 | 88.4993 | 23.0871 | 186.3232 | 262.3367 | 0 | 6.5271 | 46.06 | 228.3633 | 0 | 139.4514 | 0
2025_09_23 Hr 08 | 1.0298 | 0.000105 | 0.002961 | 3.8572 | 3.8572 | 3.8572 | 3.8572 | 3.8012 | 3.8572 | 94.1823 | -14.5 | 0.1008 | 48 | 0 | 93.1616 | 93.1616 | 262.3367 | 0 | 0.00123 | 0.058 | 0.04906 | 1.3332 | 0 | 0 | 0 | 0 | 0 | 0 | 0.0792 | 46.06 | 6.5271 | 228.3633 | 0 | 0 | 0 | 0 | 10.419 | 29.174 | 0 | 29.1391 | 0 | 0.5759 | 9.247 | 0 | -1 | -4.2 | 8.7311 | 0 | 0 | 28.4267 | 28.4267 | 28.4267 | 28.4267 | 33.0543 | 35.802 | 1.1496 | 0.00258 | 0 | 0 | 0 | 0 | 0 | 0 | 0 | 0 | 0 | 0 | 0 | 0 | 0 | 0 | 0 | 0 | 5.826 | 0 | -547.6338 | 13.1341 | 0 | 69.7466 | 69.7047 | 68.5404 | 1203.075 | 28.3967 | 49.9876 | 1.6348 | 0.252 | -1.0298 | 14.074 | 3.19 | 57.716 | 1004.608 | 343.4276 | -571.0336 | 6.583 | 1.885 | -2.67 | 12.0962 | 4.3393 | 2025-09-23 | 2025_09_23 Hr 08 | 66.4959 | 0.000344 | -1004.608 | -518.4947 | 404.3775 | 892.1487 | 152.3455 | 12.3978 | 61.8336 | 69.9801 | 240.9436 | 93.4539 | 23.0871 | 186.3232 | 262.3367 | 0 | 6.5271 | 46.06 | 228.3633 | 0 | 139.4514 | 0
2025_09_23 Hr 09 | 5.6914 | 0.00105 | 0.02961 | 3.8572 | 3.8572 | 3.8572 | 3.8572 | 3.8012 | 3.8572 | 93.1995 | -14.5 | 0.1008 | 33 | 0 | 93.1616 | 93.1616 | 262.3367 | 0 | 0.00123 | 0.058 | 0.04906 | 1.3332 | 0 | 0 | 0 | 0 | 0 | 0 | 0.0792 | 46.06 | 6.5271 | 228.3633 | 0 | 0 | 0 | 0 | 10.3102 | 28.5787 | 0 | 16.5306 | -1.4559 | 0.5759 | 9.2005 | 0 | -1 | -4.2 | 8.6872 | 0 | 0 | 27.9506 | 27.9506 | 27.9506 | 27.9506 | 32.5008 | 36.7497 | 1.1496 | 0.00258 | 0 | 0 | 0 | 0 | 0 | 0 | 0 | 0 | 0 | 0 | 0 | 0 | 0 | 0 | 0 | 0 | 5.7967 | 0 | -492.9977 | 13.1341 | 0 | 69.7466 | 69.7047 | 60.009 | 1198.804 | 28.239 | 49.7101 | 1.6348 | 0.252 | -5.6914 | 14.074 | 3.19 | 57.716 | 1017.8 | 324.98 | -521.0591 | 6.5499 | 1.885 | -2.67 | 12.029 | 4.3152 | 2025-09-23 | 2025_09_23 Hr 09 | 64.8981 | 3e-06 | -1017.8 | -477.923 | 399.5536 | 892.1487 | 129.7894 | 12.3978 | 61.8336 | 69.1232 | 237.5029 | 92.9275 | 23.0871 | 186.3232 | 262.3367 | 0 | 6.5271 | 46.06 | 228.3633 | 0 | 139.4514 | 0
2025_09_23 Hr 10 | 11.9201 | 0.00288 | 0.081216 | 3.8572 | 3.8572 | 3.8572 | 3.8572 | 3.8012 | 3.8572 | 93.6813 | -14.5 | 0.1008 | 30 | 0 | 93.1616 | 93.1616 | 262.3367 | 0 | 0.00123 | 0.058 | 0.04906 | 1.3332 | 0 | 0 | 0 | 0 | 0 | 0 | 0.0792 | 46.06 | 6.5271 | 228.3633 | 0 | 0 | 0 | 0 | 10.3636 | 28.8705 | 0 | 17.4636 | 0 | 0.5759 | 9.2233 | 0 | -1 | -4.2 | 8.7087 | 0 | 0 | 28.184 | 28.184 | 28.184 | 28.184 | 32.7721 | 33.8013 | 1.1496 | 0.00258 | 0 | 0 | 0 | 0 | 0 | 0 | 0 | 0 | 0 | 0 | 0 | 0 | 0 | 0 | 0 | 0 | 5.8111 | 0 | -453.9109 | 13.1341 | 0 | 69.7466 | 69.7047 | 38.4636 | 1200.963 | 28.3163 | 49.8461 | 1.6348 | 0.252 | -11.9201 | 14.074 | 3.19 | 57.716 | 1034.2 | 303.9748 | -488.201 | 6.5661 | 1.885 | -2.67 | 12.062 | 4.327 | 2025-09-23 | 2025_09_23 Hr 10 | 64.768 | -4e-06 | -1034.2 | -436.4473 | 401.9182 | 892.1487 | 102.349 | 12.3978 | 61.8336 | 69.5432 | 239.1895 | 93.1855 | 23.0871 | 186.3232 | 262.3367 | 0 | 6.5271 | 46.06 | 228.3633 | 0 | 139.4514 | 0
2025_09_23 Hr 11 | 10.8886 | 0.00474 | 0.13367 | 3.8572 | 3.8572 | 3.8572 | 3.8572 | 3.8012 | 3.8572 | 94.4328 | -14.5 | 0.1008 | 29 | 0 | 93.1616 | 93.1616 | 262.3367 | 0 | 0.00123 | 0.058 | 0.04906 | 1.3332 | 0 | 0 | 0 | 0 | 0 | 0 | 0.0792 | 46.06 | 6.5271 | 228.3633 | 0 | 0 | 0 | 0 | 10.4467 | 29.3257 | 0 | 45.0711 | 0 | 0.5759 | 9.2588 | 0 | -1 | -4.2 | 8.7423 | 0 | 0 | 28.5481 | 28.5481 | 28.5481 | 28.5481 | 33.1954 | 35.802 | 1.1496 | 0.00258 | 0 | 0 | 0 | 0 | 0 | 0 | 0 | 0 | 0 | 0 | 0 | 0 | 0 | 0 | 0 | 0 | 5.8335 | 0 | -441.9159 | 13.1341 | 0 | 69.7466 | 69.7047 | 18.5088 | 1204.301 | 28.4369 | 50.0584 | 1.6348 | 0.252 | -10.8886 | 14.074 | 3.19 | 57.716 | 1058.592 | 284.3936 | -475.1745 | 6.5914 | 1.885 | -2.67 | 12.1133 | 4.3454 | 2025-09-23 | 2025_09_23 Hr 11 | 60.1511 | -0.000331 | -1058.592 | -396.8448 | 405.6071 | 892.1487 | 83.4492 | 12.3978 | 61.8336 | 70.1985 | 241.8206 | 93.5881 | 23.0871 | 186.3232 | 262.3367 | 0 | 6.5271 | 46.06 | 228.3633 | 0 | 139.4514 | 0
2025_09_23 Hr 12 | 12.4392 | 0.006765 | 0.19077 | 3.8572 | 3.8572 | 3.8572 | 3.8572 | 3.8012 | 3.8572 | 94.4136 | -14.5 | 0.1008 | 14 | 0 | 93.1616 | 93.1616 | 262.3367 | 0 | 0.00123 | 0.058 | 0.04906 | 1.3332 | 0 | 0 | 0 | 0 | 0 | 0 | 0.0792 | 46.06 | 6.5271 | 228.3633 | 0 | 0 | 0 | 0 | 10.4445 | 29.314 | 0 | 42.0558 | 0 | 0.5759 | 9.2579 | 0 | -1 | -4.2 | 8.7414 | 0 | 0 | 28.5387 | 28.5387 | 28.5387 | 28.5387 | 33.1846 | 21.9024 | 1.1496 | 0.00258 | 0 | 0 | 0 | 0 | 0 | 0 | 0 | 0 | 0 | 0 | 0 | 0 | 0 | 0 | 0 | 0 | 5.8329 | 0 | -389.4063 | 13.1341 | 0 | 69.7466 | 69.7047 | 25.4496 | 1204.274 | 28.4338 | 50.0529 | 1.6348 | 0.252 | -12.4392 | 14.074 | 3.19 | 57.716 | 1086.092 | 263.9771 | -424.2155 | 6.5908 | 1.885 | -2.67 | 12.112 | 4.345 | 2025-09-23 | 2025_09_23 Hr 12 | 61.8511 | -0.000349 | -1086.092 | -347.3505 | 405.5125 | 892.1487 | 61.5495 | 12.3978 | 61.8336 | 70.1817 | 241.7531 | 93.5778 | 23.0871 | 186.3232 | 262.3367 | 0 | 6.5271 | 46.06 | 228.3633 | 0 | 139.4514 | 0
2025_09_23 Hr 13 | 13.9897 | 0.007785 | 0.21954 | 3.8572 | 3.8572 | 3.8572 | 3.8572 | 3.8012 | 3.8572 | 96.7067 | -14.5 | 0.1008 | 21 | 0 | 93.1616 | 93.1616 | 262.3367 | 0 | 0.00123 | 0.058 | 0.04906 | 1.3332 | 0 | 0 | 0 | 0 | 0 | 0 | 0.0792 | 46.06 | 6.5271 | 228.3633 | 0 | 0 | 0 | 0 | 10.6982 | 30.7031 | 0 | 34.4031 | 0 | 0.5759 | 9.3664 | 0 | -1 | -4.2 | 8.8439 | 0 | 0 | 29.6496 | 29.6496 | 29.6496 | 29.6496 | 34.4763 | 20.8494 | 1.1496 | 0.00258 | 0 | 0 | 0 | 0 | 0 | 0 | 0 | 0 | 0 | 0 | 0 | 0 | 0 | 0 | 0 | 0 | 5.9013 | 0 | -377.0929 | 13.1341 | 0 | 69.7466 | 69.7047 | 29.0646 | 1214.331 | 28.8016 | 50.7005 | 1.6348 | 0.252 | -13.9897 | 14.074 | 3.19 | 57.716 | 1111.6 | 276.319 | -413.4526 | 6.668 | 1.885 | -2.67 | 12.2687 | 4.4012 | 2025-09-23 | 2025_09_23 Hr 13 | 72.8027 | -1e-05 | -1111.6 | -342.6898 | 416.7684 | 892.1487 | 71.1413 | 12.3978 | 61.8336 | 72.1809 | 249.7813 | 94.8061 | 23.0871 | 186.3232 | 262.3367 | 0 | 6.5271 | 46.06 | 228.3633 | 0 | 139.4514 | 0
2025_09_23 Hr 14 | 8.3 | 0.007605 | 0.21446 | 3.8572 | 3.8572 | 3.8572 | 3.8572 | 3.8012 | 3.8572 | 94.4136 | -14.5 | 0.1008 | 20 | 0 | 93.1616 | 93.1616 | 262.3367 | 0 | 0.00123 | 0.058 | 0.04906 | 1.3332 | 0 | 0 | 0 | 0 | 0 | 0 | 0.0792 | 46.06 | 6.5271 | 228.3633 | 0 | 0 | 0 | 0 | 10.4445 | 29.314 | 0 | 42.9976 | 0 | 0.5759 | 9.2579 | 0 | -1 | -4.2 | 8.7414 | 0 | 0 | 28.5387 | 28.5387 | 28.5387 | 28.5387 | 33.1846 | 24.8508 | 1.1496 | 0.00258 | 0 | 0 | 0 | 0 | 0 | 0 | 0 | 0 | 0 | 0 | 0 | 0 | 0 | 0 | 0 | 0 | 5.8329 | 0 | -320.4545 | 13.1341 | 0 | 69.7466 | 69.7047 | 22.9914 | 1204.298 | 28.4338 | 50.0529 | 1.6348 | 0.252 | -8.3 | 14.074 | 3.19 | 57.716 | 1162.5 | 266.3289 | -351.1245 | 6.5908 | 1.885 | -2.67 | 12.112 | 4.345 | 2025-09-23 | 2025_09_23 Hr 14 | 72.9699 | -2e-05 | -1162.5 | -277.4569 | 405.5125 | 892.1487 | 68.0643 | 12.3978 | 61.8336 | 70.1817 | 241.7531 | 93.5778 | 23.0871 | 186.3232 | 262.3367 | 0 | 6.5271 | 46.06 | 228.3633 | 0 | 139.4514 | 0
2025_09_23 Hr 15 | 4.1425 | 0.009045 | 0.25507 | 3.8572 | 3.8572 | 3.8572 | 3.8572 | 3.8012 | 3.8572 | 96.7067 | -14.5 | 0.1008 | 30 | 0 | 93.1616 | 93.1616 | 262.3367 | 0 | 0.00123 | 0.058 | 0.04906 | 1.3332 | 0 | 0 | 0 | 0 | 0 | 0 | 0.0792 | 46.06 | 6.5271 | 228.3633 | 0 | 0 | 0 | 0 | 10.6982 | 30.7031 | 0 | 30.7436 | 0 | 0.5759 | 9.3664 | 0 | -1 | -4.2 | 8.8439 | 0 | 0 | 29.6496 | 29.6496 | 29.6496 | 29.6496 | 34.4763 | 27.7992 | 1.1496 | 0.00258 | 0 | 0 | 0 | 0 | 0 | 0 | 0 | 0 | 0 | 0 | 0 | 0 | 0 | 0 | 0 | 0 | 5.9013 | 0 | -310.4127 | 13.1341 | 0 | 69.7466 | 69.7047 | 27.474 | 1214.366 | 28.8016 | 50.7005 | 1.6348 | 0.252 | -4.1425 | 14.074 | 3.19 | 57.716 | 1189.017 | 280.8322 | -336.9252 | 6.668 | 1.885 | -2.67 | 12.2687 | 4.4012 | 2025-09-23 | 2025_09_23 Hr 15 | 85.6687 | -0.000338 | -1189.017 | -279.6691 | 416.7684 | 892.1487 | 85.5373 | 12.3978 | 61.8336 | 72.1809 | 249.7813 | 94.8061 | 23.0871 | 186.3232 | 262.3367 | 0 | 6.5271 | 46.06 | 228.3633 | 0 | 139.4514 | 0
2025_09_23 Hr 16 | 1.5505 | 0.007965 | 0.22461 | 3.8572 | 3.8572 | 3.8572 | 3.8572 | 3.8012 | 3.8572 | 97.0536 | -14.5 | 0.1008 | 50 | 0 | 93.1616 | 93.1616 | 262.3367 | 0 | 0.00123 | 0.058 | 0.04906 | 1.3332 | 0 | 0 | 0 | 0 | 0 | 0 | 0.0792 | 45.8646 | 6.5271 | 228.3633 | 0 | 0 | 0 | 0 | 10.7366 | 30.9132 | 0 | 38.4176 | 0 | 0.5759 | 9.3829 | 0 | -1 | -4.2 | 8.8594 | 0 | 0 | 29.8176 | 29.8176 | 29.8176 | 29.8176 | 34.6716 | 34.749 | 1.1496 | 0.00258 | 0 | 0 | 0 | 0 | 0 | 0 | 0 | 0 | 0 | 0 | 0 | 0 | 0 | 0 | 0 | 0 | 5.9116 | 0 | -282.0918 | 13.1341 | 0 | 69.2379 | 69.196 | 17.0628 | 1214.639 | 28.8573 | 50.7984 | 1.6348 | 0.252 | -1.5505 | 14.074 | 3.19 | 57.716 | 1242.008 | 294.9636 | -306.0123 | 6.6797 | 1.885 | -2.67 | 12.2924 | 4.4097 | 2025-09-23 | 2025_09_23 Hr 16 | 92.5151 | 0.000333 | -1242.008 | -243.6742 | 418.471 | 890.9358 | 102.0444 | 12.3978 | 61.8336 | 72.4834 | 250.9957 | 94.9919 | 23.0871 | 186.3232 | 262.3367 | 0 | 6.5271 | 45.8646 | 228.3633 | 0 | 138.4339 | 0
2025_09_23 Hr 17 | 2.0679 | 0.00693 | 0.19543 | 3.8572 | 3.8572 | 3.8572 | 3.8572 | 3.8012 | 3.8572 | 98.0749 | -14.5 | 0.1008 | 39 | 0 | 93.1616 | 93.1616 | 262.3367 | 0 | 0.00123 | 0.058 | 0.04906 | 1.3332 | 0 | 0 | 0 | 0 | 0 | 0 | 0.0792 | 46.06 | 6.5271 | 228.3633 | 0 | 0 | 0 | 0 | 10.8496 | 31.5318 | 0 | 35.9037 | 0 | 0.5759 | 9.4312 | 0 | -1 | -4.2 | 8.905 | 0 | 0 | 30.3124 | 30.3124 | 30.3124 | 30.3124 | 35.2469 | 43.6995 | 1.1496 | 0.00258 | 0 | 0 | 0 | 0 | 0 | 0 | 0 | 0 | 0 | 0 | 0 | 0 | 0 | 0 | 0 | 0 | 5.9421 | 0 | -257.2959 | 13.1341 | 0 | 69.7466 | 69.7047 | 14.0262 | 1220.289 | 29.0211 | 51.0868 | 1.6348 | 0.252 | -2.0679 | 14.074 | 3.19 | 57.716 | 1265.4 | 290.9409 | -281.7339 | 6.7141 | 1.885 | -2.67 | 12.3622 | 4.4347 | 2025-09-23 | 2025_09_23 Hr 17 | 118.2603 | 1.6e-05 | -1265.4 | -221.3922 | 423.4841 | 892.1487 | 96.9281 | 12.3978 | 61.8336 | 73.3738 | 254.5713 | 95.539 | 23.0871 | 186.3232 | 262.3367 | 0 | 6.5271 | 46.06 | 228.3633 | 0 | 139.4514 | 0
2025_09_23 Hr 18 | 1.0315 | 0.005055 | 0.14255 | 3.8572 | 3.8572 | 3.8572 | 3.8572 | 3.8012 | 3.8572 | 98.0749 | -14.5 | 0.1008 | 37 | 0 | 93.1616 | 93.1616 | 262.3367 | 0 | 0.00123 | 0.058 | 0.04906 | 1.3332 | 0 | 0 | 0 | 0 | 0 | 0 | 0.0792 | 46.06 | 6.5271 | 228.3633 | 0 | 0 | 0 | 0 | 10.8496 | 31.5318 | 0 | 38.7732 | 0 | 0.5759 | 9.4312 | 0 | -1 | -4.2 | 8.905 | 0 | 0 | 30.3124 | 30.3124 | 30.3124 | 30.3124 | 35.2469 | 35.802 | 1.1496 | 0.00258 | 0 | 0 | 0 | 0 | 0 | 0 | 0 | 0 | 0 | 0 | 0 | 0 | 0 | 0 | 0 | 0 | 5.9421 | 0 | -237.6062 | 13.1341 | 0 | 69.7466 | 69.7047 | 7.5192 | 1220.236 | 29.0211 | 51.0868 | 1.6348 | 0.252 | -1.0315 | 14.074 | 3.19 | 57.716 | 1271.5 | 273.4981 | -261.0077 | 6.7141 | 1.885 | -2.67 | 12.3622 | 4.4347 | 2025-09-23 | 2025_09_23 Hr 18 | 138.2049 | 1.6e-05 | -1271.5 | -198.833 | 423.4841 | 892.1487 | 80.4688 | 12.3978 | 61.8336 | 73.3738 | 254.5713 | 95.539 | 23.0871 | 186.3232 | 262.3367 | 0 | 6.5271 | 46.06 | 228.3633 | 0 | 139.4514 | 0
2025_09_23 Hr 19 | 0.52072 | 0.00282 | 0.079524 | 3.8572 | 3.8572 | 3.8572 | 3.8572 | 3.8012 | 3.8572 | 96.8416 | -14.5 | 0.1008 | 38 | 0 | 93.1616 | 93.1616 | 262.3367 | 0 | 0.00123 | 0.058 | 0.04906 | 1.3332 | 0 | 0 | 0 | 0 | 0 | 0 | 0.0792 | 46.06 | 6.5271 | 228.3633 | 0 | 0 | 0 | 0 | 10.7132 | 30.7848 | 0 | 43.2026 | 0 | 0.5759 | 9.3728 | 0 | -1 | -4.2 | 8.8499 | 0 | 0 | 29.7149 | 29.7149 | 29.7149 | 29.7149 | 34.5523 | 22.8501 | 1.1496 | 0.00258 | 0 | 0 | 0 | 0 | 0 | 0 | 0 | 0 | 0 | 0 | 0 | 0 | 0 | 0 | 0 | 0 | 5.9053 | 0 | -254.0944 | 13.1341 | 0 | 69.7466 | 69.7047 | 4.0488 | 1214.78 | 28.8233 | 50.7386 | 1.6348 | 0.252 | -0.52072 | 14.074 | 3.19 | 57.716 | 1237.9 | 256.9022 | -276.9851 | 6.6726 | 1.885 | -2.67 | 12.2779 | 4.4045 | 2025-09-23 | 2025_09_23 Hr 19 | 119.9045 | 2.1e-05 | -1237.9 | -210.8918 | 417.4305 | 892.1487 | 64.9812 | 12.3978 | 61.8336 | 72.2985 | 250.2536 | 94.8784 | 23.0871 | 186.3232 | 262.3367 | 0 | 6.5271 | 46.06 | 228.3633 | 0 | 139.4514 | 0
2025_09_23 Hr 20 | 0 | 0.00111 | 0.031302 | 3.8572 | 3.8572 | 3.8572 | 3.8572 | 3.8012 | 3.8572 | 103.5669 | -14.5 | 0.1008 | 35 | 0 | 93.1616 | 93.1616 | 262.3367 | 0 | 0.00123 | 0.058 | 0.04906 | 1.3332 | 0 | 0 | 0 | 0 | 0 | 0 | 0.0792 | 46.06 | 6.5271 | 228.3633 | 0 | 0 | 0 | 0 | 11.4572 | 34.8585 | 0 | 41.693 | 0 | 0.5759 | 9.6911 | 0 | -1 | -4.2 | 9.1504 | 0 | 0 | 32.9728 | 32.9728 | 32.9728 | 32.9728 | 38.3405 | 11.8989 | 1.1496 | 0.00258 | 0 | 0 | 0 | 0 | 0 | 0 | 0 | 0 | 0 | 0 | 0 | 0 | 0 | 0 | 0 | 0 | 6.1058 | 0 | -317.8444 | 13.1341 | 0 | 69.7466 | 69.7047 | 6.507 | 1244.141 | 29.9021 | 52.6377 | 1.6348 | 0.252 | 0 | 14.074 | 3.19 | 57.716 | 1194.108 | 248.4892 | -340.2144 | 6.8991 | 1.885 | -2.67 | 12.7375 | 4.5693 | 2025-09-23 | 2025_09_23 Hr 20 | 104.9019 | 0.000343 | -1194.108 | -276.1514 | 450.4414 | 892.1487 | 53.4383 | 12.3978 | 61.8336 | 78.162 | 273.7986 | 98.4808 | 23.0871 | 186.3232 | 262.3367 | 0 | 6.5271 | 46.06 | 228.3633 | 0 | 139.4514 | 0
2025_09_23 Hr 21 | 0 | 0.000165 | 0.004653 | 3.8572 | 3.8572 | 3.8572 | 3.8572 | 3.8012 | 3.8572 | 93.373 | -14.5 | 0.1008 | 36 | 0 | 93.046 | 93.046 | 261.7059 | 0 | 0.00123 | 0.058 | 0.04906 | 1.3332 | 0 | 0 | 0 | 0 | 0 | 0 | 0.0792 | 45.8646 | 6.5271 | 227.8293 | 0 | 0 | 0 | 0 | 10.3294 | 28.6837 | 0 | 40.7071 | 0 | 0.5759 | 9.2087 | 0 | -1 | -4.2 | 8.6949 | 0 | 0 | 28.0347 | 28.0347 | 28.0347 | 28.0347 | 32.5984 | 23.7978 | 1.1496 | 0.00258 | 0 | 0 | 0 | 0 | 0 | 0 | 0 | 0 | 0 | 0 | 0 | 0 | 0 | 0 | 0 | 0 | 5.8019 | 0 | -353.063 | 13.1341 | 0 | 68.2204 | 68.1785 | 1.0122 | 1194.894 | 28.2669 | 49.7591 | 1.6348 | 0.252 | 0 | 14.074 | 3.19 | 57.716 | 1110.6 | 250.4319 | -375.433 | 6.5557 | 1.885 | -2.67 | 12.0409 | 4.3195 | 2025-09-23 | 2025_09_23 Hr 21 | 71.413 | -8.4e-05 | -1110.6 | -312.3559 | 400.4049 | 887.5047 | 60.8148 | 12.3978 | 61.8336 | 69.2744 | 238.1101 | 93.0204 | 23.0871 | 186.0919 | 261.7059 | 0 | 6.5271 | 45.8646 | 227.8293 | 0 | 136.3989 | 0
2025_09_23 Hr 22 | 0 | 0 | 0 | 3.8572 | 3.8572 | 3.8572 | 3.8572 | 3.8012 | 3.8572 | 85.8191 | -14.5 | 0.1008 | 37 | 0 | 93.1616 | 93.1616 | 262.3367 | 0 | 0.00123 | 0.058 | 0.04906 | 1.3332 | 0 | 0 | 0 | 0 | 0 | 0 | 0.0792 | 46.06 | 6.5271 | 228.3633 | 0 | 0 | 0 | 0 | 9.4938 | 24.1081 | 0 | 30.7221 | 0 | 0.5759 | 8.8513 | 0 | -1 | -4.2 | 8.3574 | 0 | 0 | 24.3754 | 24.3754 | 24.3754 | 24.3754 | 28.3435 | 16.848 | 1.1496 | 0.00258 | 0 | 0 | 0 | 0 | 0 | 0 | 0 | 0 | 0 | 0 | 0 | 0 | 0 | 0 | 0 | 0 | 5.5767 | 0 | -400.4853 | 13.1341 | 0 | 69.7466 | 69.7047 | 0 | 1166.501 | 27.0551 | 47.6259 | 1.6348 | 0.252 | 0 | 14.074 | 3.19 | 57.716 | 1013.792 | 239.4234 | -422.8553 | 6.3013 | 1.885 | -2.67 | 11.5247 | 4.1343 | 2025-09-23 | 2025_09_23 Hr 22 | 78.2501 | -0.000329 | -1013.792 | -369.7632 | 363.3268 | 892.1487 | 53.848 | 12.3978 | 61.8336 | 62.6886 | 211.6641 | 88.9741 | 23.0871 | 186.3232 | 262.3367 | 0 | 6.5271 | 46.06 | 228.3633 | 0 | 139.4514 | 0
2025_09_23 Hr 23 | 0 | 0 | 0 | 3.8572 | 3.8572 | 3.8572 | 3.8572 | 3.8012 | 3.8572 | 71.6554 | 0 | 0.1008 | 47 | 0 | 93.1616 | 93.1616 | 269.8282 | 0 | 0.00123 | 0.058 | 0.04906 | 1.3332 | 0 | 0 | 0 | 0 | 0 | 0 | 0.0792 | 46.06 | 6.5271 | 234.2439 | 0 | 0 | 0 | 0 | 7.9269 | 15.5288 | 0 | 1.3792 | -2.6045 | 0.5759 | 8.1811 | 0 | -1 | -4.2 | 7.7246 | 0 | 0 | 17.5143 | 17.5143 | 17.5143 | 17.5143 | 20.3654 | 16.848 | 1.1496 | 0.00258 | 0 | 0 | 0 | 0 | 0 | 0 | 0 | 0 | 0 | 0 | 0 | 0 | 0 | 0 | 0 | 0 | 5.1544 | 0 | -436.541 | 13.1341 | 0 | 71.9649 | 71.9217 | 0.4338 | 1122.374 | 24.7829 | 43.6262 | 1.6348 | 0.252 | 0 | 14.074 | 3.19 | 57.716 | 919.0084 | 242.2704 | -444.411 | 5.8242 | 1.885 | -2.67 | 10.5569 | 3.7871 | 2025-09-23 | 2025_09_23 Hr 23 | 70.5478 | -9.1e-05 | -919.0084 | -437.7662 | 308.3054 | 909.956 | 64.2818 | 12.3978 | 61.8336 | 50.3401 | 162.078 | 95.8872 | 23.0871 | 186.3232 | 269.8282 | 0 | 6.5271 | 46.06 | 234.2439 | 0 | 143.8865 | 0
2025_09_23 Hr 24 | 0 | 0 | 0 | 3.8572 | 3.8572 | 3.8572 | 3.8572 | 3.8012 | 3.8572 | 62.4636 | 0 | 0.1008 | 87 | 0 | 93.1616 | 93.1616 | 269.8282 | 0 | 0.00123 | 0.058 | 0.04906 | 1.3332 | 0 | 0 | 0 | 0 | 0 | 0 | 0.0792 | 46.06 | 6.5271 | 234.2439 | 0 | 0 | 0 | 0 | 6.9101 | 9.9611 | 0 | 0.10602 | -10.0567 | 0.5759 | 7.7461 | 0 | -1 | -4.2 | 7.314 | 0 | 0 | 13.0616 | 13.0616 | 13.0616 | 13.0616 | 15.1879 | 21.9024 | 1.1496 | 0.00258 | 0 | 0 | 0 | 0 | 0 | 0 | 0 | 0 | 0 | 0 | 0 | 0 | 0 | 0 | 0 | 0 | 4.8804 | 0 | -497.6387 | 13.1341 | 0 | 71.9649 | 71.9217 | 1.0122 | 1082.18 | 23.3084 | 41.0305 | 1.6348 | 0.252 | 0 | 14.074 | 3.19 | 57.716 | 849.7 | 282.9795 | -505.5087 | 5.5145 | 1.885 | -2.67 | 9.9287 | 3.5618 | 2025-09-23 | 2025_09_23 Hr 24 | 59.1679 | -7.8e-06 | -849.7 | -507.5894 | 263.1874 | 909.956 | 109.9146 | 12.3978 | 61.8336 | 42.3262 | 129.8977 | 90.9636 | 23.0871 | 186.3232 | 269.8282 | 0 | 6.5271 | 46.06 | 234.2439 | 0 | 143.8865 | 0
2025_09_24 Hr 01 | 0 | 0 | 0 | 3.8572 | 3.8572 | 3.8572 | 3.8572 | 3.8012 | 3.8572 | 55.9825 | 0 | 0.1008 | 85 | 0 | 93.1616 | 93.1616 | 269.8282 | 0 | 0.00123 | 0.058 | 0.04906 | 1.3332 | 0 | 0 | 0 | 0 | 0 | 0 | 0.0792 | 46.06 | 6.5271 | 234.2439 | 0 | 0 | 0 | 0 | 6.3897 | 6.0892 | 0 | 0 | -18.5149 | 0.5759 | 7.4766 | 0 | -1 | -4.2 | 7.1007 | 0 | 0 | 9.78 | 9.78 | 9.78 | 9.78 | 11.3721 | 16.848 | 1.1496 | 0.00258 | 0 | 0 | 0 | 0 | 0 | 0 | 0 | 0 | 0 | 0 | 0 | 0 | 0 | 0 | 0 | 0 | 4.7187 | 0 | -495.3952 | 13.1928 | 0 | 71.9649 | 71.9217 | 2.4582 | 1053.547 | 22.3375 | 39.2852 | 1.6348 | 0.252 | 0 | 14.074 | 3.19 | 57.716 | 805.9083 | 274.1419 | -503.2652 | 5.3409 | 1.885 | -2.67 | 9.5085 | 3.4104 | 2025-09-24 | 2025_09_24 Hr 01 | 60.1952 | 4e-06 | -805.9083 | -513.9101 | 231.3248 | 909.956 | 104.3062 | 12.3978 | 61.8336 | 37.1158 | 106.4747 | 87.7343 | 23.0871 | 186.3232 | 269.8282 | 0 | 6.5271 | 46.06 | 234.2439 | 0 | 143.8865 | 0
2025_09_24 Hr 02 | 0 | 0 | 0 | 3.8572 | 3.8572 | 3.8572 | 3.8572 | 3.8012 | 3.8572 | 50.5639 | 0 | 0.1008 | 87 | 0 | 93.1616 | 93.1616 | 269.8282 | 0 | 0.00123 | 0.058 | 0.04906 | 1.3332 | 0 | 0 | 0 | 0 | 0 | 0 | 0.0792 | 46.06 | 6.5271 | 234.2439 | 0 | 0 | 0 | 0 | 5.7712 | 2.7039 | 0 | 0.197 | -0.95159 | 0.5759 | 7.2197 | 0 | -1 | -4.2 | 6.8567 | 0 | 0 | 7.1714 | 7.1714 | 7.1714 | 7.1714 | 8.3388 | 23.7978 | 1.1496 | 0.00258 | 0 | 0 | 0 | 0 | 0 | 0 | 0 | 0 | 0 | 0 | 0 | 0 | 0 | 0 | 0 | 0 | 4.5565 | 0 | -532.0876 | 13.1928 | 0 | 71.9649 | 71.9217 | 3.4704 | 1029.81 | 21.468 | 37.756 | 1.6348 | 0.252 | 0 | 14.074 | 3.19 | 57.716 | 770.3 | 281.2024 | -539.9576 | 5.1574 | 1.885 | -2.67 | 9.1384 | 3.2776 | 2025-09-24 | 2025_09_24 Hr 02 | 61.2942 | -1.64e-05 | -770.3 | -532.8422 | 204.6866 | 909.956 | 114.2682 | 12.3978 | 61.8336 | 32.2656 | 87.5882 | 84.8328 | 23.0871 | 186.3232 | 269.8282 | 0 | 6.5271 | 46.06 | 234.2439 | 0 | 143.8865 | 0
2025_09_24 Hr 03 | 0 | 0 | 0 | 3.8572 | 3.8572 | 3.8572 | 3.8572 | 3.8012 | 3.8572 | 47.4014 | 0 | 0.1008 | 84 | 0 | 93.1616 | 93.1616 | 269.8282 | 0 | 0.00123 | 0.058 | 0.04906 | 1.3332 | 0 | 0 | 0 | 0 | 0 | 0 | 0.0792 | 46.06 | 6.5271 | 234.2439 | 0 | 0 | 0 | 0 | 5.4103 | 0.72823 | 0 | 11.7503 | 0 | 0.5759 | 7.0698 | 0 | -1 | -4.2 | 6.7143 | 0 | 0 | 5.6489 | 5.6489 | 5.6489 | 5.6489 | 6.5685 | 24.8508 | 1.1496 | 0.00258 | 0 | 0 | 0 | 0 | 0 | 0 | 0 | 0 | 0 | 0 | 0 | 0 | 0 | 0 | 0 | 0 | 4.4619 | 0 | -547.523 | 13.1928 | 0 | 71.9649 | 71.9217 | 5.4948 | 1015.956 | 20.9605 | 36.8635 | 1.6348 | 0.252 | 0 | 14.074 | 3.19 | 57.716 | 751.9 | 279.5864 | -555.393 | 5.0503 | 1.885 | -2.67 | 8.9224 | 3.2002 | 2025-09-24 | 2025_09_24 Hr 03 | 61.4136 | -2.89e-05 | -751.9 | -535.7727 | 189.1397 | 909.956 | 114.3456 | 12.3978 | 61.8336 | 29.4348 | 76.5655 | 83.1394 | 23.0871 | 186.3232 | 269.8282 | 0 | 6.5271 | 46.06 | 234.2439 | 0 | 143.8865 | 0
2025_09_24 Hr 04 | 0 | 0 | 0 | 3.8572 | 3.8572 | 3.8572 | 3.8572 | 3.8012 | 3.8572 | 52.3186 | 0 | 0.1008 | 86 | 0 | 93.1616 | 93.1616 | 269.8282 | 0 | 0.00123 | 0.058 | 0.04906 | 1.3332 | 0 | 0 | 0 | 0 | 0 | 0 | 0.0792 | 46.06 | 6.5271 | 234.2439 | 0 | 0 | 0 | 0 | 5.9715 | 3.8002 | 0 | 2.5938 | -6.8736 | 0.5759 | 7.3029 | 0 | -1 | -4.2 | 6.9357 | 0 | 0 | 8.0162 | 8.0162 | 8.0162 | 8.0162 | 9.3211 | 30.7476 | 1.1496 | 0.00258 | 0 | 0 | 0 | 0 | 0 | 0 | 0 | 0 | 0 | 0 | 0 | 0 | 0 | 0 | 0 | 0 | 4.6091 | 0 | -572.1336 | 13.1928 | 0 | 71.9649 | 71.9217 | 8.9652 | 1037.497 | 21.7496 | 38.2512 | 1.6348 | 0.252 | 0 | 14.074 | 3.19 | 57.716 | 746.8 | 293.5866 | -580.0036 | 5.2168 | 1.885 | -2.67 | 9.2582 | 3.3206 | 2025-09-24 | 2025_09_24 Hr 04 | 60.251 | -2.2e-05 | -746.8 | -576.4134 | 213.3132 | 909.956 | 125.7128 | 12.3978 | 61.8336 | 33.8363 | 93.7045 | 85.7725 | 23.0871 | 186.3232 | 269.8282 | 0 | 6.5271 | 46.06 | 234.2439 | 0 | 143.8865 | 0
2025_09_24 Hr 05 | 0 | 0 | 0 | 3.8572 | 3.8572 | 3.8572 | 3.8572 | 3.8012 | 3.8572 | 56.6574 | 0 | 0.1008 | 77 | 0 | 93.1616 | 93.1616 | 269.8282 | 0 | 0.00123 | 0.058 | 0.04906 | 1.3332 | 0 | 0 | 0 | 0 | 0 | 0 | 0.0792 | 46.06 | 6.5271 | 234.2439 | 0 | 0 | 0 | 0 | 6.4667 | 6.5108 | 0 | 0 | -16.6753 | 0.5759 | 7.5086 | 0 | -1 | -4.2 | 7.1311 | 0 | 0 | 10.105 | 10.105 | 10.105 | 10.105 | 11.7499 | 28.8522 | 1.1496 | 0.00258 | 0 | 0 | 0 | 0 | 0 | 0 | 0 | 0 | 0 | 0 | 0 | 0 | 0 | 0 | 0 | 0 | 4.7389 | 0 | -552.2343 | 13.1928 | 0 | 71.9649 | 71.9217 | 12.4356 | 1056.503 | 22.4458 | 39.4757 | 1.6348 | 0.252 | 0 | 14.074 | 3.19 | 57.716 | 768.2083 | 288.4849 | -560.1043 | 5.3637 | 1.885 | -2.67 | 9.5546 | 3.4269 | 2025-09-24 | 2025_09_24 Hr 05 | 92.4426 | 1.5e-05 | -768.2083 | -568.9096 | 234.6428 | 909.956 | 118.2878 | 12.3978 | 61.8336 | 37.7199 | 108.8272 | 88.0957 | 23.0871 | 186.3232 | 269.8282 | 0 | 6.5271 | 46.06 | 234.2439 | 0 | 143.8865 | 0
2025_09_24 Hr 06 | 0 | 0 | 0 | 3.8572 | 3.8572 | 3.8572 | 3.8572 | 3.8012 | 3.8572 | 71.5828 | 0 | 0.1008 | 78 | 0 | 93.1616 | 93.1616 | 269.8282 | 0 | 0.00123 | 0.058 | 0.04906 | 1.3332 | 0 | 0 | 0 | 0 | 0 | 0 | 0.0792 | 46.06 | 6.5271 | 234.2439 | 0 | 0 | 0 | 0 | 8.1703 | 15.8352 | 0 | 6.9196 | -10.4569 | 0.5759 | 8.2162 | 0 | -1 | -4.2 | 7.8031 | 0 | 0 | 17.2903 | 17.2903 | 17.2903 | 17.2903 | 20.105 | 34.749 | 1.1496 | 0.00258 | 0 | 0 | 0 | 0 | 0 | 0 | 0 | 0 | 0 | 0 | 0 | 0 | 0 | 0 | 0 | 0 | 5.1855 | 0 | -568.155 | 13.1928 | 0 | 71.9649 | 71.9217 | 13.4478 | 1121.885 | 24.8407 | 43.6877 | 1.6348 | 0.252 | 0 | 14.074 | 3.19 | 57.716 | 846.7083 | 304.386 | -576.025 | 5.8692 | 1.885 | -2.67 | 10.5741 | 3.7926 | 2025-09-24 | 2025_09_24 Hr 06 | 74.6491 | 2.5e-05 | -846.7083 | -571.6923 | 308.0165 | 909.956 | 126.1968 | 12.3978 | 61.8336 | 51.0796 | 160.8491 | 96.0879 | 23.0871 | 186.3232 | 269.8282 | 0 | 6.5271 | 46.06 | 234.2439 | 0 | 143.8865 | 0
2025_09_24 Hr 07 | 0 | 0 | 0 | 3.8572 | 3.8572 | 3.8572 | 3.8572 | 3.8012 | 3.8572 | 89.8634 | -14.5 | 0.1008 | 90 | 0 | 93.1616 | 93.1616 | 262.3367 | 0 | 0.00123 | 0.058 | 0.04906 | 1.3332 | 0 | 0 | 0 | 0 | 0 | 0 | 0.0792 | 46.06 | 6.5271 | 228.3633 | 0 | 0 | 0 | 0 | 10.2568 | 27.2558 | 0 | 29.8145 | 0 | 0.5759 | 9.0829 | 0 | -1 | -4.2 | 8.6263 | 0 | 0 | 26.091 | 26.091 | 26.091 | 26.091 | 30.3384 | 39.6981 | 1.1496 | 0.00258 | 0 | 0 | 0 | 0 | 0 | 0 | 0 | 0 | 0 | 0 | 0 | 0 | 0 | 0 | 0 | 0 | 5.7325 | 0 | -579.2255 | 13.1928 | 0 | 69.7466 | 69.7047 | 13.4478 | 1184.157 | 27.7741 | 48.8466 | 1.6348 | 0.252 | 0 | 14.074 | 3.19 | 57.716 | 943.5 | 331.124 | -601.5955 | 6.4883 | 1.885 | -2.67 | 11.8227 | 4.2404 | 2025-09-24 | 2025_09_24 Hr 07 | 78.6652 | -5e-06 | -943.5 | -549.411 | 383.385 | 892.1487 | 143.1459 | 12.3978 | 61.8336 | 67.4425 | 224.5658 | 91.3767 | 23.0871 | 186.3232 | 262.3367 | 0 | 6.5271 | 46.06 | 228.3633 | 0 | 139.4514 | 0
2025_09_24 Hr 08 | 2.0696 | 0.00012 | 0.003384 | 3.8572 | 3.8572 | 3.8572 | 3.8572 | 3.8012 | 3.8572 | 100.2957 | -14.5 | 0.1008 | 81 | 0 | 93.1616 | 93.1616 | 262.3367 | 0 | 0.00123 | 0.058 | 0.04906 | 1.3332 | 0 | 0 | 0 | 0 | 0 | 0 | 0.0792 | 46.06 | 6.5271 | 228.3633 | 0 | 0 | 0 | 0 | 11.4475 | 33.7732 | 0 | 39.1913 | 0 | 0.5759 | 9.5775 | 0 | -1 | -4.2 | 9.096 | 0 | 0 | 31.1133 | 31.1133 | 31.1133 | 31.1133 | 36.1783 | 44.6472 | 1.1496 | 0.00258 | 0 | 0 | 0 | 0 | 0 | 0 | 0 | 0 | 0 | 0 | 0 | 0 | 0 | 0 | 0 | 0 | 6.0446 | 0 | -570.2824 | 13.1928 | 0 | 69.7466 | 69.7047 | 10.9896 | 1229.86 | 29.4481 | 51.7907 | 1.6348 | 0.252 | -2.0696 | 14.074 | 3.19 | 57.716 | 1006.6 | 332.2708 | -594.722 | 6.8416 | 1.885 | -2.67 | 12.5353 | 4.496 | 2025-09-24 | 2025_09_24 Hr 08 | 73.9926 | -1.9e-05 | -1006.6 | -531.0911 | 434.6707 | 892.1487 | 136.6403 | 12.3978 | 61.8336 | 76.7805 | 260.9273 | 96.9629 | 23.0871 | 186.3232 | 262.3367 | 0 | 6.5271 | 46.06 | 228.3633 | 0 | 139.4514 | 0
2025_09_24 Hr 09 | 8.8207 | 0.000975 | 0.027495 | 3.8572 | 3.8572 | 3.8572 | 3.8572 | 3.8012 | 3.8572 | 98.5409 | -14.5 | 0.1008 | 79 | 0 | 93.1616 | 93.1616 | 262.3367 | 0 | 0.00123 | 0.058 | 0.04906 | 1.3332 | 0 | 0 | 0 | 0 | 0 | 0 | 0.0792 | 46.06 | 6.5271 | 228.3633 | 0 | 0 | 0 | 0 | 11.2472 | 32.677 | 0 | 38.0006 | 0 | 0.5759 | 9.4943 | 0 | -1 | -4.2 | 9.017 | 0 | 0 | 30.2685 | 30.2685 | 30.2685 | 30.2685 | 35.196 | 58.6521 | 1.1496 | 0.00258 | 0 | 0 | 0 | 0 | 0 | 0 | 0 | 0 | 0 | 0 | 0 | 0 | 0 | 0 | 0 | 0 | 5.9921 | 0 | -588.3412 | 13.1928 | 0 | 69.7466 | 69.7047 | 7.5192 | 1222.197 | 29.1665 | 51.2955 | 1.6348 | 0.252 | -8.8207 | 14.074 | 3.19 | 57.716 | 987.2833 | 346.6176 | -619.5319 | 6.7822 | 1.885 | -2.67 | 12.4154 | 4.453 | 2025-09-24 | 2025_09_24 Hr 09 | 73.8811 | 5.6e-05 | -987.2833 | -550.3406 | 426.0441 | 892.1487 | 145.1998 | 12.3978 | 61.8336 | 75.2098 | 254.8111 | 96.0233 | 23.0871 | 186.3232 | 262.3367 | 0 | 6.5271 | 46.06 | 228.3633 | 0 | 139.4514 | 0
2025_09_24 Hr 10 | 12.9499 | 0.00273 | 0.076986 | 3.8572 | 3.8572 | 3.8572 | 3.8572 | 3.8012 | 3.8572 | 97.9239 | -14.5 | 0.1008 | 87 | 0 | 93.1616 | 93.1616 | 262.3367 | 0 | 0.00123 | 0.058 | 0.04906 | 1.3332 | 0 | 0 | 0 | 0 | 0 | 0 | 0.0792 | 46.06 | 6.5271 | 228.3633 | 0 | 0 | 0 | 0 | 11.1768 | 32.2915 | 0 | 39.7341 | 0 | 0.5759 | 9.4651 | 0 | -1 | -4.2 | 8.9892 | 0 | 0 | 29.9715 | 29.9715 | 29.9715 | 29.9715 | 34.8505 | 61.6005 | 1.1496 | 0.00258 | 0 | 0 | 0 | 0 | 0 | 0 | 0 | 0 | 0 | 0 | 0 | 0 | 0 | 0 | 0 | 0 | 5.9736 | 0 | -554.8576 | 13.1928 | 0 | 69.7466 | 69.7047 | 5.061 | 1219.543 | 29.0675 | 51.1214 | 1.6348 | 0.252 | -12.9499 | 14.074 | 3.19 | 57.716 | 1028.008 | 358.9084 | -590.1776 | 6.7613 | 1.885 | -2.67 | 12.3733 | 4.4379 | 2025-09-24 | 2025_09_24 Hr 10 | 73.8811 | 0.00032 | -1028.008 | -515.1235 | 423.0106 | 892.1487 | 153.7412 | 12.3978 | 61.8336 | 74.6575 | 252.6603 | 95.6928 | 23.0871 | 186.3232 | 262.3367 | 0 | 6.5271 | 46.06 | 228.3633 | 0 | 139.4514 | 0
2025_09_24 Hr 11 | 18.4556 | 0.005025 | 0.1417 | 3.8572 | 3.8572 | 3.8572 | 3.8572 | 3.8012 | 3.8572 | 92.9488 | -14.5 | 0.1008 | 87 | 0 | 93.1616 | 93.1616 | 262.3367 | 0 | 0.00123 | 0.058 | 0.04906 | 1.3332 | 0 | 0 | 0 | 0 | 0 | 0 | 0.0792 | 46.06 | 6.5271 | 228.3633 | 0 | 0 | 0 | 0 | 10.6089 | 29.1833 | 0 | 36.9958 | 0 | 0.5759 | 9.2292 | 0 | -1 | -4.2 | 8.7652 | 0 | 0 | 27.5764 | 27.5764 | 27.5764 | 27.5764 | 32.0655 | 53.5977 | 1.1496 | 0.00258 | 0 | 0 | 0 | 0 | 0 | 0 | 0 | 0 | 0 | 0 | 0 | 0 | 0 | 0 | 0 | 0 | 5.8248 | 0 | -494.6639 | 13.1928 | 0 | 69.7466 | 69.7047 | 4.4826 | 1197.814 | 28.2692 | 49.7174 | 1.6348 | 0.252 | -18.4556 | 14.074 | 3.19 | 57.716 | 1052.492 | 353.1711 | -535.4895 | 6.5928 | 1.885 | -2.67 | 12.0335 | 4.316 | 2025-09-24 | 2025_09_24 Hr 11 | 71.6887 | -0.000308 | -1052.492 | -457.6681 | 398.5527 | 892.1487 | 145.227 | 12.3978 | 61.8336 | 70.2042 | 235.3197 | 93.0288 | 23.0871 | 186.3232 | 262.3367 | 0 | 6.5271 | 46.06 | 228.3633 | 0 | 139.4514 | 0
2025_09_24 Hr 12 | 13.9914 | 0.006735 | 0.18993 | 3.8572 | 3.8572 | 3.8572 | 3.8572 | 3.8012 | 3.8572 | 93.0837 | -14.5 | 0.1008 | 87 | 0 | 93.1616 | 93.1616 | 262.3367 | 0 | 0.00123 | 0.058 | 0.04906 | 1.3332 | 0 | 0 | 0 | 0 | 0 | 0 | 0.0792 | 46.06 | 6.5271 | 228.3633 | 0 | 0 | 0 | 0 | 10.6243 | 29.2677 | 0 | 34.0864 | 0 | 0.5759 | 9.2356 | 0 | -1 | -4.2 | 8.7713 | 0 | 0 | 27.6413 | 27.6413 | 27.6413 | 27.6413 | 32.1411 | 47.7009 | 1.1496 | 0.00258 | 0 | 0 | 0 | 0 | 0 | 0 | 0 | 0 | 0 | 0 | 0 | 0 | 0 | 0 | 0 | 0 | 5.8288 | 0 | -463.0873 | 13.1928 | 0 | 69.7466 | 69.7047 | 6.507 | 1198.454 | 28.2908 | 49.7554 | 1.6348 | 0.252 | -13.9914 | 14.074 | 3.19 | 57.716 | 1078 | 344.9084 | -499.4487 | 6.5974 | 1.885 | -2.67 | 12.0427 | 4.3193 | 2025-09-24 | 2025_09_24 Hr 12 | 72.6549 | -1e-06 | -1078 | -429.0009 | 399.2163 | 892.1487 | 141.4046 | 12.3978 | 61.8336 | 70.3251 | 235.7901 | 93.1011 | 23.0871 | 186.3232 | 262.3367 | 0 | 6.5271 | 46.06 | 228.3633 | 0 | 139.4514 | 0
2025_09_24 Hr 13 | 15.0195 | 0.007185 | 0.20262 | 3.8572 | 3.8572 | 3.8572 | 3.8572 | 3.8012 | 3.8572 | 95.0699 | -14.5 | 0.1008 | 88 | 0 | 93.1616 | 93.1616 | 262.3367 | 0 | 0.00123 | 0.058 | 0.04906 | 1.3332 | 0 | 0 | 0 | 0 | 0 | 0 | 0.0792 | 46.06 | 6.5271 | 228.3633 | 0 | 0 | 0 | 0 | 10.851 | 30.5085 | 0 | 38.779 | 0 | 0.5759 | 9.3298 | 0 | -1 | -4.2 | 8.8607 | 0 | 0 | 28.5975 | 28.5975 | 28.5975 | 28.5975 | 33.2529 | 44.6472 | 1.1496 | 0.00258 | 0 | 0 | 0 | 0 | 0 | 0 | 0 | 0 | 0 | 0 | 0 | 0 | 0 | 0 | 0 | 0 | 5.8882 | 0 | -441.908 | 13.1928 | 0 | 69.7466 | 69.7047 | 5.4948 | 1207.167 | 28.6095 | 50.316 | 1.6348 | 0.252 | -15.0195 | 14.074 | 3.19 | 57.716 | 1110.583 | 343.9347 | -479.2975 | 6.6647 | 1.885 | -2.67 | 12.1784 | 4.368 | 2025-09-24 | 2025_09_24 Hr 13 | 70.1366 | 0.00032 | -1110.583 | -403.129 | 408.9805 | 892.1487 | 138.3518 | 12.3978 | 61.8336 | 72.1029 | 242.7129 | 94.1646 | 23.0871 | 186.3232 | 262.3367 | 0 | 6.5271 | 46.06 | 228.3633 | 0 | 139.4514 | 0
2025_09_24 Hr 14 | 11.9201 | 0.007305 | 0.206 | 3.8572 | 3.8572 | 3.8572 | 3.8572 | 3.8012 | 3.8572 | 95.2435 | -14.5 | 0.1008 | 90 | 0 | 93.1616 | 93.1616 | 262.3367 | 0 | 0.00123 | 0.058 | 0.04906 | 1.3332 | 0 | 0 | 0 | 0 | 0 | 0 | 0.0792 | 46.06 | 6.5271 | 228.3633 | 0 | 0 | 0 | 0 | 10.8708 | 30.6169 | 0 | 38.0766 | 0 | 0.5759 | 9.338 | 0 | -1 | -4.2 | 8.8685 | 0 | 0 | 28.6811 | 28.6811 | 28.6811 | 28.6811 | 33.3501 | 48.6486 | 1.1496 | 0.00258 | 0 | 0 | 0 | 0 | 0 | 0 | 0 | 0 | 0 | 0 | 0 | 0 | 0 | 0 | 0 | 0 | 5.8934 | 0 | -435.8592 | 13.1928 | 0 | 69.7466 | 69.7047 | 6.507 | 1207.931 | 28.6374 | 50.3649 | 1.6348 | 0.252 | -11.9201 | 14.074 | 3.19 | 57.716 | 1123.8 | 347.9419 | -470.1493 | 6.6705 | 1.885 | -2.67 | 12.1902 | 4.3722 | 2025-09-24 | 2025_09_24 Hr 14 | 74.5212 | -1.1e-05 | -1123.8 | -397.7826 | 409.8336 | 892.1487 | 145.3689 | 12.3978 | 61.8336 | 72.2582 | 243.3178 | 94.2576 | 23.0871 | 186.3232 | 262.3367 | 0 | 6.5271 | 46.06 | 228.3633 | 0 | 139.4514 | 0
2025_09_24 Hr 15 | 8.8207 | 0.0063 | 0.17766 | 3.8572 | 3.8572 | 3.8572 | 3.8572 | 3.8012 | 3.8572 | 93.4694 | -14.5 | 0.1008 | 93 | 0 | 93.1616 | 93.1616 | 262.3367 | 0 | 0.00123 | 0.058 | 0.04906 | 1.3332 | 0 | 0 | 0 | 0 | 0 | 0 | 0.0792 | 46.06 | 6.5271 | 228.3633 | 0 | 0 | 0 | 0 | 10.6684 | 29.5086 | 0 | 32.637 | 0 | 0.5759 | 9.2539 | 0 | -1 | -4.2 | 8.7886 | 0 | 0 | 27.827 | 27.827 | 27.827 | 27.827 | 32.357 | 46.6479 | 1.1496 | 0.00258 | 0 | 0 | 0 | 0 | 0 | 0 | 0 | 0 | 0 | 0 | 0 | 0 | 0 | 0 | 0 | 0 | 5.8404 | 0 | -432.897 | 13.1928 | 0 | 69.7466 | 69.7047 | 7.5192 | 1200.131 | 28.3527 | 49.8643 | 1.6348 | 0.252 | -8.8207 | 14.074 | 3.19 | 57.716 | 1114.583 | 345.903 | -464.0877 | 6.6105 | 1.885 | -2.67 | 12.069 | 4.3288 | 2025-09-24 | 2025_09_24 Hr 15 | 90.8523 | 0.000347 | -1114.583 | -400.26 | 401.1123 | 892.1487 | 147.3511 | 12.3978 | 61.8336 | 70.6703 | 237.1344 | 93.3076 | 23.0871 | 186.3232 | 262.3367 | 0 | 6.5271 | 46.06 | 228.3633 | 0 | 139.4514 | 0
2025_09_24 Hr 16 | 11.401 | 0.005595 | 0.15778 | 3.8572 | 3.8572 | 3.8572 | 3.8572 | 3.8012 | 3.8572 | 95.7448 | -14.5 | 0.1008 | 89 | 0 | 93.1616 | 93.1616 | 262.3367 | 0 | 0.00123 | 0.058 | 0.04906 | 1.3332 | 0 | 0 | 0 | 0 | 0 | 0 | 0.0792 | 45.0821 | 6.5271 | 228.3633 | 0 | 0 | 0 | 0 | 10.9281 | 30.9302 | 0 | 38.1463 | 0 | 0.5759 | 9.3618 | 0 | -1 | -4.2 | 8.8911 | 0 | 0 | 28.9224 | 28.9224 | 28.9224 | 28.9224 | 33.6307 | 43.6995 | 1.1496 | 0.00258 | 0 | 0 | 0 | 0 | 0 | 0 | 0 | 0 | 0 | 0 | 0 | 0 | 0 | 0 | 0 | 0 | 5.9084 | 0 | -436.0532 | 13.1928 | 0 | 69.2379 | 69.196 | 5.061 | 1208.083 | 28.7178 | 50.5064 | 1.6348 | 0.252 | -11.401 | 14.074 | 3.19 | 57.716 | 1116.7 | 340.2945 | -469.8242 | 6.6875 | 1.885 | -2.67 | 12.2244 | 4.3845 | 2025-09-24 | 2025_09_24 Hr 16 | 83.207 | -4e-06 | -1116.7 | -397.9069 | 412.2984 | 890.1533 | 137.9239 | 12.3978 | 61.8336 | 72.707 | 245.0653 | 94.526 | 23.0871 | 186.3232 | 262.3367 | 0 | 6.5271 | 45.0821 | 228.3633 | 0 | 138.4339 | 0
2025_09_24 Hr 17 | 8.8207 | 0.002625 | 0.074025 | 3.8572 | 3.8572 | 3.8572 | 3.8572 | 3.8012 | 3.8572 | 96.1112 | -14.5 | 0.1008 | 84 | 0 | 93.1616 | 93.1616 | 262.3367 | 0 | 0.00123 | 0.058 | 0.04906 | 1.3332 | 0 | 0 | 0 | 0 | 0 | 0 | 0.0792 | 46.06 | 6.5271 | 228.3633 | 0 | 0 | 0 | 0 | 10.9699 | 31.159 | 0 | 36.6753 | 0 | 0.5759 | 9.3791 | 0 | -1 | -4.2 | 8.9076 | 0 | 0 | 29.0988 | 29.0988 | 29.0988 | 29.0988 | 33.8359 | 44.6472 | 1.1496 | 0.00258 | 0 | 0 | 0 | 0 | 0 | 0 | 0 | 0 | 0 | 0 | 0 | 0 | 0 | 0 | 0 | 0 | 5.9194 | 0 | -423.5409 | 13.1928 | 0 | 69.7466 | 69.7047 | 3.4704 | 1211.6 | 28.7766 | 50.6098 | 1.6348 | 0.252 | -8.8207 | 14.074 | 3.19 | 57.716 | 1125.808 | 332.2645 | -454.7316 | 6.6999 | 1.885 | -2.67 | 12.2495 | 4.3935 | 2025-09-24 | 2025_09_24 Hr 17 | 94.5812 | 0.000346 | -1125.808 | -386.8656 | 414.0996 | 892.1487 | 132.1943 | 12.3978 | 61.8336 | 73.035 | 246.3424 | 94.7222 | 23.0871 | 186.3232 | 262.3367 | 0 | 6.5271 | 46.06 | 228.3633 | 0 | 139.4514 | 0
2025_09_24 Hr 18 | 5.1723 | 0.003255 | 0.091791 | 3.8572 | 3.8572 | 3.8572 | 3.8572 | 3.8012 | 3.8572 | 96.4969 | -14.5 | 0.1008 | 76 | 0 | 93.1616 | 93.1616 | 262.3367 | 0 | 0.00123 | 0.058 | 0.04906 | 1.3332 | 0 | 0 | 0 | 0 | 0 | 0 | 0.0792 | 46.06 | 6.5271 | 228.3633 | 0 | 0 | 0 | 0 | 11.0139 | 31.4 | 0 | 36.8929 | 0 | 0.5759 | 9.3974 | 0 | -1 | -4.2 | 8.9249 | 0 | 0 | 29.2845 | 29.2845 | 29.2845 | 29.2845 | 34.0517 | 46.6479 | 1.1496 | 0.00258 | 0 | 0 | 0 | 0 | 0 | 0 | 0 | 0 | 0 | 0 | 0 | 0 | 0 | 0 | 0 | 0 | 5.9309 | 0 | -418.6408 | 13.1928 | 0 | 69.7466 | 69.7047 | 1.446 | 1213.307 | 28.8385 | 50.7187 | 1.6348 | 0.252 | -5.1723 | 14.074 | 3.19 | 57.716 | 1124.817 | 320.7996 | -446.1831 | 6.713 | 1.885 | -2.67 | 12.2758 | 4.4029 | 2025-09-24 | 2025_09_24 Hr 18 | 102.1614 | -0.000318 | -1124.817 | -381.7479 | 415.9955 | 892.1487 | 124.1889 | 12.3978 | 61.8336 | 73.3802 | 247.6866 | 94.9287 | 23.0871 | 186.3232 | 262.3367 | 0 | 6.5271 | 46.06 | 228.3633 | 0 | 139.4514 | 0
2025_09_24 Hr 19 | 0 | 0.002055 | 0.057951 | 3.8572 | 3.8572 | 3.8572 | 3.8572 | 3.8012 | 3.8572 | 97.3839 | -14.5 | 0.1008 | 68 | 0 | 93.1616 | 93.1616 | 262.3367 | 0 | 0.00123 | 0.058 | 0.04906 | 1.3332 | 0 | 0 | 0 | 0 | 0 | 0 | 0.0792 | 46.06 | 6.5271 | 228.3633 | 0 | 0 | 0 | 0 | 11.1151 | 31.9541 | 0 | 39.5984 | 0 | 0.5759 | 9.4395 | 0 | -1 | -4.2 | 8.9649 | 0 | 0 | 29.7115 | 29.7115 | 29.7115 | 29.7115 | 34.5483 | 50.6493 | 1.1496 | 0.00258 | 0 | 0 | 0 | 0 | 0 | 0 | 0 | 0 | 0 | 0 | 0 | 0 | 0 | 0 | 0 | 0 | 5.9575 | 0 | -428.3524 | 13.1928 | 0 | 69.7466 | 69.7047 | 0 | 1217.159 | 28.9809 | 50.969 | 1.6348 | 0.252 | 0 | 14.074 | 3.19 | 57.716 | 1116.692 | 310.6564 | -450.7224 | 6.743 | 1.885 | -2.67 | 12.3364 | 4.4247 | 2025-09-24 | 2025_09_24 Hr 19 | 75.3704 | -0.00034 | -1116.692 | -388.7539 | 420.3562 | 892.1487 | 118.7093 | 12.3978 | 61.8336 | 74.1742 | 250.7783 | 95.4037 | 23.0871 | 186.3232 | 262.3367 | 0 | 6.5271 | 46.06 | 228.3633 | 0 | 139.4514 | 0
2025_09_24 Hr 20 | 0 | 0.00087 | 0.024534 | 3.8572 | 3.8572 | 3.8572 | 3.8572 | 3.8012 | 3.8572 | 101.2792 | -14.5 | 0.1008 | 57 | 0 | 93.1616 | 93.1616 | 262.3367 | 0 | 0.00123 | 0.058 | 0.04906 | 1.3332 | 0 | 0 | 0 | 0 | 0 | 0 | 0.0792 | 46.06 | 6.5271 | 228.3633 | 0 | 0 | 0 | 0 | 11.5597 | 34.3877 | 0 | 45.7637 | 0 | 0.5759 | 9.6242 | 0 | -1 | -4.2 | 9.1403 | 0 | 0 | 31.5868 | 31.5868 | 31.5868 | 31.5868 | 36.7288 | 51.7023 | 1.1496 | 0.00258 | 0 | 0 | 0 | 0 | 0 | 0 | 0 | 0 | 0 | 0 | 0 | 0 | 0 | 0 | 0 | 0 | 6.074 | 0 | -450.8686 | 13.1928 | 0 | 69.7466 | 69.7047 | 0 | 1234.189 | 29.6059 | 52.0683 | 1.6348 | 0.252 | 0 | 14.074 | 3.19 | 57.716 | 1109.508 | 302.7941 | -473.2386 | 6.8749 | 1.885 | -2.67 | 12.6025 | 4.5201 | 2025-09-24 | 2025_09_24 Hr 20 | 80.9255 | 0.000355 | -1109.508 | -405.1049 | 439.5055 | 892.1487 | 108.7277 | 12.3978 | 61.8336 | 77.6608 | 264.3551 | 97.4895 | 23.0871 | 186.3232 | 262.3367 | 0 | 6.5271 | 46.06 | 228.3633 | 0 | 139.4514 | 0
2025_09_24 Hr 21 | 0 | 0.000255 | 0.007191 | 3.8572 | 3.8572 | 3.8572 | 3.8572 | 3.8012 | 3.8572 | 97.3839 | -14.5 | 0.1008 | 41 | 0 | 93.046 | 93.046 | 261.7059 | 0 | 0.00123 | 0.058 | 0.04906 | 1.3332 | 0 | 0 | 0 | 0 | 0 | 0 | 0.0792 | 45.8646 | 6.5271 | 227.8293 | 0 | 0 | 0 | 0 | 11.1151 | 31.9541 | 0 | 56.9425 | 0 | 0.5759 | 9.4395 | 0 | -1 | -4.2 | 8.9649 | 0 | 0 | 29.7115 | 29.7115 | 29.7115 | 29.7115 | 34.5483 | 51.7023 | 1.1496 | 0.00258 | 0 | 0 | 0 | 0 | 0 | 0 | 0 | 0 | 0 | 0 | 0 | 0 | 0 | 0 | 0 | 0 | 5.9575 | 0 | -464.4112 | 13.1928 | 0 | 68.2204 | 68.1785 | 2.4582 | 1212.464 | 28.9809 | 50.969 | 1.6348 | 0.252 | 0 | 14.074 | 3.19 | 57.716 | 1069.792 | 287.1658 | -486.7812 | 6.743 | 1.885 | -2.67 | 12.3364 | 4.4247 | 2025-09-24 | 2025_09_24 Hr 21 | 71.6174 | -0.000421 | -1069.792 | -407.4687 | 420.3562 | 887.5047 | 95.1679 | 12.3978 | 61.8336 | 74.1742 | 250.7783 | 95.4037 | 23.0871 | 186.0919 | 261.7059 | 0 | 6.5271 | 45.8646 | 227.8293 | 0 | 136.3989 | 0
2025_09_24 Hr 22 | 0 | 0 | 0 | 3.8572 | 3.8572 | 3.8572 | 3.8572 | 3.8012 | 3.8572 | 86.7395 | -14.5 | 0.1008 | 24 | 0 | 93.1616 | 93.1616 | 262.3367 | 0 | 0.00123 | 0.058 | 0.04906 | 1.3332 | 0 | 0 | 0 | 0 | 0 | 0 | 0.0792 | 46.06 | 6.5271 | 228.3633 | 0 | 0 | 0 | 0 | 9.9002 | 25.3042 | 0 | 40.7306 | 0 | 0.5759 | 8.9348 | 0 | -1 | -4.2 | 8.4856 | 0 | 0 | 24.5871 | 24.5871 | 24.5871 | 24.5871 | 28.5896 | 52.65 | 1.1496 | 0.00258 | 0 | 0 | 0 | 0 | 0 | 0 | 0 | 0 | 0 | 0 | 0 | 0 | 0 | 0 | 0 | 0 | 5.639 | 0 | -474.4185 | 13.1928 | 0 | 69.7466 | 69.7047 | 15.0384 | 1170.473 | 27.2728 | 47.965 | 1.6348 | 0.252 | 0 | 14.074 | 3.19 | 57.716 | 992.4083 | 277.9937 | -496.7885 | 6.3825 | 1.885 | -2.67 | 11.6093 | 4.1639 | 2025-09-24 | 2025_09_24 Hr 22 | 84.7528 | 5e-05 | -992.4083 | -433.6879 | 368.0277 | 892.1487 | 91.6884 | 12.3978 | 61.8336 | 64.6463 | 213.6775 | 89.7039 | 23.0871 | 186.3232 | 262.3367 | 0 | 6.5271 | 46.06 | 228.3633 | 0 | 139.4514 | 0
2025_09_24 Hr 23 | 0 | 0 | 0 | 3.8572 | 3.8572 | 3.8572 | 3.8572 | 3.8012 | 3.8572 | 70.7729 | 0 | 0.1008 | 17 | 0 | 93.1616 | 93.1616 | 269.8282 | 0 | 0.00123 | 0.058 | 0.04906 | 1.3332 | 0 | 0 | 0 | 0 | 0 | 0 | 0.0792 | 46.06 | 6.5271 | 234.2439 | 0 | 0 | 0 | 0 | 8.0778 | 15.3292 | 0 | 0.29278 | -1.7307 | 0.5759 | 8.1779 | 0 | -1 | -4.2 | 7.7667 | 0 | 0 | 16.9004 | 16.9004 | 16.9004 | 16.9004 | 19.6516 | 54.6507 | 1.1496 | 0.00258 | 0 | 0 | 0 | 0 | 0 | 0 | 0 | 0 | 0 | 0 | 0 | 0 | 0 | 0 | 0 | 0 | 5.1612 | 0 | -481.2052 | 13.1928 | 0 | 71.9649 | 71.9217 | 26.4618 | 1118.337 | 24.7108 | 43.4591 | 1.6348 | 0.252 | 0 | 14.074 | 3.19 | 57.716 | 903.6917 | 275.8681 | -489.0752 | 5.8418 | 1.885 | -2.67 | 10.5187 | 3.7727 | 2025-09-24 | 2025_09_24 Hr 23 | 77.285 | -7.38e-05 | -903.6917 | -482.6432 | 304.0349 | 909.956 | 98.1125 | 12.3978 | 61.8336 | 50.3546 | 158.0261 | 95.6542 | 23.0871 | 186.3232 | 269.8282 | 0 | 6.5271 | 46.06 | 234.2439 | 0 | 143.8865 | 0
2025_09_24 Hr 24 | 0 | 0 | 0 | 3.8572 | 3.8572 | 3.8572 | 3.8572 | 3.8012 | 3.8572 | 64.525 | 0 | 0.1008 | 23 | 0 | 93.1616 | 93.1616 | 269.8282 | 0 | 0.00123 | 0.058 | 0.04906 | 1.3332 | 0 | 0 | 0 | 0 | 0 | 0 | 0.0792 | 46.06 | 6.5271 | 234.2439 | 0 | 0 | 0 | 0 | 7.3647 | 11.426 | 0 | 0 | -19.2077 | 0.5759 | 7.8816 | 0 | -1 | -4.2 | 7.4854 | 0 | 0 | 13.8926 | 13.8926 | 13.8926 | 13.8926 | 16.1542 | 69.498 | 1.1496 | 0.00258 | 0 | 0 | 0 | 0 | 0 | 0 | 0 | 0 | 0 | 0 | 0 | 0 | 0 | 0 | 0 | 0 | 4.9743 | 0 | -501.9543 | 13.1928 | 0 | 71.9649 | 71.9217 | 29.0646 | 1090.968 | 23.7082 | 41.696 | 1.6348 | 0.252 | 0 | 14.074 | 3.19 | 57.716 | 857.9083 | 295.9726 | -509.8243 | 5.6302 | 1.885 | -2.67 | 10.092 | 3.6197 | 2025-09-24 | 2025_09_24 Hr 24 | 70.1736 | -1.3e-05 | -857.9083 | -521.162 | 273.3204 | 909.956 | 121.5626 | 12.3978 | 61.8336 | 44.7622 | 136.2495 | 92.3086 | 23.0871 | 186.3232 | 269.8282 | 0 | 6.5271 | 46.06 | 234.2439 | 0 | 143.8865 | 0
2025_09_25 Hr 01 | 0 | 0 | 0 | 3.8572 | 3.8572 | 3.8572 | 3.8572 | 3.8012 | 3.8572 | 54.6953 | 0 | 0.1008 | 48 | 0 | 93.1616 | 93.1616 | 269.8282 | 0 | 0.00123 | 0.058 | 0.04906 | 1.3332 | 0 | 0 | 0 | 0 | 0 | 0 | 0.0792 | 46.06 | 6.5271 | 234.2439 | 0 | 0 | 0 | 0 | 6.4638 | 5.4312 | 0 | 0 | -24.4022 | 0.5759 | 7.465 | 0 | -1 | -4.2 | 7.1303 | 0 | 0 | 9.1048 | 9.1048 | 9.1048 | 9.1048 | 10.587 | 64.5489 | 1.1496 | 0.00258 | 0 | 0 | 0 | 0 | 0 | 0 | 0 | 0 | 0 | 0 | 0 | 0 | 0 | 0 | 0 | 0 | 4.7193 | 0 | -510.642 | 13.1885 | 0 | 71.9649 | 71.9217 | 18.9426 | 1048.218 | 22.1359 | 38.8948 | 1.6348 | 0.252 | 0 | 14.074 | 3.19 | 57.716 | 805.9083 | 300.6047 | -518.512 | 5.3505 | 1.885 | -2.67 | 9.4161 | 3.3766 | 2025-09-25 | 2025_09_25 Hr 01 | 60.1156 | 2.2e-05 | -805.9083 | -535.0442 | 225.2737 | 909.956 | 131.4915 | 12.3978 | 61.8336 | 36.5602 | 101.7017 | 87.0118 | 23.0871 | 186.3232 | 269.8282 | 0 | 6.5271 | 46.06 | 234.2439 | 0 | 143.8865 | 0
2025_09_25 Hr 02 | 0 | 0 | 0 | 3.8572 | 3.8572 | 3.8572 | 3.8572 | 3.8012 | 3.8572 | 48.7134 | 0 | 0.1008 | 60 | 0 | 93.1616 | 93.1616 | 269.8282 | 0 | 0.00123 | 0.058 | 0.04906 | 1.3332 | 0 | 0 | 0 | 0 | 0 | 0 | 0.0792 | 46.06 | 6.5271 | 234.2439 | 0 | 0 | 0 | 0 | 5.7569 | 1.5631 | 0 | 1.0176 | -2.6762 | 0.5759 | 7.1795 | 0 | -1 | -4.2 | 6.8576 | 0 | 0 | 6.2429 | 6.2429 | 6.2429 | 6.2429 | 7.2592 | 72.5517 | 1.1496 | 0.00258 | 0 | 0 | 0 | 0 | 0 | 0 | 0 | 0 | 0 | 0 | 0 | 0 | 0 | 0 | 0 | 0 | 4.5388 | 0 | -535.9282 | 13.1885 | 0 | 71.9649 | 71.9217 | 9.5436 | 1021.942 | 21.1757 | 37.2077 | 1.6348 | 0.252 | 0 | 14.074 | 3.19 | 57.716 | 784.4916 | 308.0064 | -543.7982 | 5.1459 | 1.885 | -2.67 | 9.0077 | 3.2302 | 2025-09-25 | 2025_09_25 Hr 02 | 64.0098 | 3.7e-05 | -784.4916 | -537.5867 | 195.7957 | 909.956 | 142.0953 | 12.3978 | 61.8336 | 31.0417 | 80.9443 | 83.8097 | 23.0871 | 186.3232 | 269.8282 | 0 | 6.5271 | 46.06 | 234.2439 | 0 | 143.8865 | 0
2025_09_25 Hr 03 | 0 | 0 | 0 | 3.8572 | 3.8572 | 3.8572 | 3.8572 | 3.8012 | 3.8572 | 45.5488 | 0 | 0.1008 | 61 | 0 | 93.1616 | 93.1616 | 269.8282 | 0 | 0.00123 | 0.058 | 0.04906 | 1.3332 | 0 | 0 | 0 | 0 | 0 | 0 | 0.0792 | 46.06 | 6.5271 | 234.2439 | 0 | 0 | 0 | 0 | 5.3829 | 0.028191 | 0 | 12.4751 | 0 | 0.5759 | 7.0285 | 0.25833 | -1 | -4.2 | 6.7133 | 0 | 0 | 4.7289 | 4.7289 | 4.7289 | 4.7289 | 5.4987 | 66.5496 | 1.1496 | 0.00258 | 0 | 0 | 0 | 0 | 0 | 0 | 0 | 0 | 0 | 0 | 0 | 0 | 0 | 0 | 0 | 0 | 4.4433 | 0 | -546.0366 | 13.1885 | 0 | 71.9649 | 71.9217 | 3.4704 | 1008.553 | 20.6678 | 36.3152 | 1.6348 | 0.252 | 0 | 14.074 | 3.19 | 57.716 | 762.3583 | 295.2371 | -553.9066 | 5.0376 | 1.885 | -2.67 | 8.7916 | 3.1527 | 2025-09-25 | 2025_09_25 Hr 03 | 63.301 | 1.008e-05 | -762.3583 | -533.5615 | 180.7125 | 909.956 | 131.02 | 12.3978 | 61.8336 | 28.6338 | 69.9629 | 82.1158 | 23.0871 | 186.3232 | 269.8282 | 0 | 6.5271 | 46.06 | 234.2439 | 0 | 143.8865 | 0
2025_09_25 Hr 04 | 0 | 0 | 0 | 3.8572 | 3.8572 | 3.8572 | 3.8572 | 3.8012 | 3.8572 | 45.954 | 0 | 0.1008 | 48 | 0 | 93.1616 | 93.1616 | 269.8282 | 0 | 0.00123 | 0.058 | 0.04906 | 1.3332 | 0 | 0 | 0 | 0 | 0 | 0 | 0.0792 | 46.06 | 6.5271 | 234.2439 | 0 | 0 | 0 | 0 | 5.4308 | 0.26654 | 0 | 15.3327 | 0 | 0.5759 | 7.0478 | 0.20667 | -1 | -4.2 | 6.7318 | 0 | 0 | 4.9227 | 4.9227 | 4.9227 | 4.9227 | 5.7241 | 64.5489 | 1.1496 | 0.00258 | 0 | 0 | 0 | 0 | 0 | 0 | 0 | 0 | 0 | 0 | 0 | 0 | 0 | 0 | 0 | 0 | 4.4555 | 0 | -530.7773 | 13.1885 | 0 | 71.9649 | 71.9217 | 1.446 | 1010.309 | 20.7328 | 36.4295 | 1.6348 | 0.252 | 0 | 14.074 | 3.19 | 57.716 | 765.4233 | 278.4289 | -538.6473 | 5.0515 | 1.885 | -2.67 | 8.8193 | 3.1626 | 2025-09-25 | 2025_09_25 Hr 04 | 63.8983 | 1.25e-05 | -765.4233 | -515.4446 | 182.6857 | 909.956 | 113.9949 | 12.3978 | 61.8336 | 28.9839 | 71.3691 | 82.3327 | 23.0871 | 186.3232 | 269.8282 | 0 | 6.5271 | 46.06 | 234.2439 | 0 | 143.8865 | 0
2025_09_25 Hr 05 | 0 | 0 | 0 | 3.8572 | 3.8572 | 3.8572 | 3.8572 | 3.8012 | 3.8572 | 54.6953 | 0 | 0.1008 | 47 | 0 | 93.1616 | 93.1616 | 269.8282 | 0 | 0.00123 | 0.058 | 0.04906 | 1.3332 | 0 | 0 | 0 | 0 | 0 | 0 | 0.0792 | 46.06 | 6.5271 | 234.2439 | 0 | 0 | 0 | 0 | 6.4638 | 5.4312 | 0 | 0.027812 | -10.2041 | 0.5759 | 7.465 | 0 | -1 | -4.2 | 7.1303 | 0 | 0 | 9.1048 | 9.1048 | 9.1048 | 9.1048 | 10.587 | 60.5475 | 1.1496 | 0.00258 | 0 | 0 | 0 | 0 | 0 | 0 | 0 | 0 | 0 | 0 | 0 | 0 | 0 | 0 | 0 | 0 | 4.7193 | 0 | -539.5772 | 13.1885 | 0 | 71.9649 | 71.9217 | 3.0366 | 1048.218 | 22.1359 | 38.8948 | 1.6348 | 0.252 | 0 | 14.074 | 3.19 | 57.716 | 770.2917 | 279.6973 | -547.4472 | 5.3505 | 1.885 | -2.67 | 9.4161 | 3.3766 | 2025-09-25 | 2025_09_25 Hr 05 | 97.9711 | -4.413e-05 | -770.2917 | -549.7535 | 225.2737 | 909.956 | 110.5841 | 12.3978 | 61.8336 | 36.5602 | 101.7017 | 87.0118 | 23.0871 | 186.3232 | 269.8282 | 0 | 6.5271 | 46.06 | 234.2439 | 0 | 143.8865 | 0
2025_09_25 Hr 06 | 0 | 0 | 0 | 3.8572 | 3.8572 | 3.8572 | 3.8572 | 3.8012 | 3.8572 | 67.6047 | 0 | 0.1008 | 50 | 0 | 93.1616 | 93.1616 | 269.8282 | 0 | 0.00123 | 0.058 | 0.04906 | 1.3332 | 0 | 0 | 0 | 0 | 0 | 0 | 0.0792 | 46.06 | 6.5271 | 234.2439 | 0 | 0 | 0 | 0 | 7.9894 | 13.779 | 0 | 1.3199 | -0.6243 | 0.5759 | 8.0812 | 0 | -1 | -4.2 | 7.7188 | 0 | 0 | 15.281 | 15.281 | 15.281 | 15.281 | 17.7687 | 54.6507 | 1.1496 | 0.00258 | 0 | 0 | 0 | 0 | 0 | 0 | 0 | 0 | 0 | 0 | 0 | 0 | 0 | 0 | 0 | 0 | 5.1088 | 0 | -542.3624 | 13.1885 | 0 | 71.9649 | 71.9217 | 8.5314 | 1104.923 | 24.2079 | 42.5356 | 1.6348 | 0.252 | 0 | 14.074 | 3.19 | 57.716 | 844.5917 | 289.2056 | -550.2324 | 5.7921 | 1.885 | -2.67 | 10.2975 | 3.6927 | 2025-09-25 | 2025_09_25 Hr 06 | 71.5114 | -5.51e-05 | -844.5917 | -541.6669 | 288.889 | 909.956 | 113.1821 | 12.3978 | 61.8336 | 48.4694 | 146.4975 | 93.9221 | 23.0871 | 186.3232 | 269.8282 | 0 | 6.5271 | 46.06 | 234.2439 | 0 | 143.8865 | 0
2025_09_25 Hr 07 | 0 | 0 | 0 | 3.8572 | 3.8572 | 3.8572 | 3.8572 | 3.8012 | 3.8572 | 86.1873 | -14.5 | 0.1008 | 50 | 0 | 93.1616 | 93.1616 | 262.3367 | 0 | 0.00123 | 0.058 | 0.04906 | 1.3332 | 0 | 0 | 0 | 0 | 0 | 0 | 0.0792 | 46.06 | 6.5271 | 228.3633 | 0 | 0 | 0 | 0 | 10.1855 | 25.7953 | 0 | 34.4726 | 0 | 0.5759 | 8.9681 | 0 | -1 | -4.2 | 8.566 | 0 | 0 | 24.1715 | 24.1715 | 24.1715 | 24.1715 | 28.1063 | 49.7016 | 1.1496 | 0.00258 | 0 | 0 | 0 | 0 | 0 | 0 | 0 | 0 | 0 | 0 | 0 | 0 | 0 | 0 | 0 | 0 | 5.6695 | 0 | -537.9661 | 13.1885 | 0 | 69.7466 | 69.7047 | 18.9426 | 1168.74 | 27.1905 | 47.7763 | 1.6348 | 0.252 | 0 | 14.074 | 3.19 | 57.716 | 947.4916 | 304.6148 | -560.3361 | 6.4278 | 1.885 | -2.67 | 11.5662 | 4.1477 | 2025-09-25 | 2025_09_25 Hr 07 | 73.4166 | 9e-05 | -947.4916 | -503.4935 | 365.9609 | 892.1487 | 118.6442 | 12.3978 | 61.8336 | 65.6122 | 210.9795 | 89.3692 | 23.0871 | 186.3232 | 262.3367 | 0 | 6.5271 | 46.06 | 228.3633 | 0 | 139.4514 | 0
2025_09_25 Hr 08 | 2.5903 | 0.000105 | 0.002961 | 3.8572 | 3.8572 | 3.8572 | 3.8572 | 3.8012 | 3.8572 | 98.8652 | -14.5 | 0.1008 | 25 | 0 | 93.1616 | 93.1616 | 262.3367 | 0 | 0.00123 | 0.058 | 0.04906 | 1.3332 | 0 | 0 | 0 | 0 | 0 | 0 | 0.0792 | 46.06 | 6.5271 | 228.3633 | 0 | 0 | 0 | 0 | 11.6837 | 33.9933 | 0 | 32.5005 | 0 | 0.5759 | 9.5732 | 0 | -1 | -4.2 | 9.1439 | 0 | 0 | 30.2369 | 30.2369 | 30.2369 | 30.2369 | 35.1591 | 55.5984 | 1.1496 | 0.00258 | 0 | 0 | 0 | 0 | 0 | 0 | 0 | 0 | 0 | 0 | 0 | 0 | 0 | 0 | 0 | 0 | 6.0521 | 0 | -526.6829 | 13.1885 | 0 | 69.7466 | 69.7047 | 27.474 | 1224.431 | 29.2254 | 51.3518 | 1.6348 | 0.252 | -2.5903 | 14.074 | 3.19 | 57.716 | 1008.708 | 303.4197 | -551.6432 | 6.8615 | 1.885 | -2.67 | 12.4318 | 4.4581 | 2025-09-25 | 2025_09_25 Hr 08 | 73.0357 | 0.000319 | -1008.708 | -494.1824 | 428.4351 | 892.1487 | 108.0755 | 12.3978 | 61.8336 | 77.3078 | 254.9718 | 96.1556 | 23.0871 | 186.3232 | 262.3367 | 0 | 6.5271 | 46.06 | 228.3633 | 0 | 139.4514 | 0
2025_09_25 Hr 09 | 9.3314 | 0.00066 | 0.018612 | 3.8572 | 3.8572 | 3.8572 | 3.8572 | 3.8012 | 3.8572 | 101.2773 | -14.5 | 0.1008 | 7 | 0 | 93.1616 | 93.1616 | 262.3367 | 0 | 0.00123 | 0.058 | 0.04906 | 1.3332 | 0 | 0 | 0 | 0 | 0 | 0 | 0.0792 | 46.06 | 6.5271 | 228.3633 | 0 | 0 | 0 | 0 | 11.9688 | 35.5531 | 0 | 37.4969 | 0 | 0.5759 | 9.6883 | 0 | -1 | -4.2 | 9.2539 | 0 | 0 | 31.3909 | 31.3909 | 31.3909 | 31.3909 | 36.501 | 42.7518 | 1.1496 | 0.00258 | 0 | 0 | 0 | 0 | 0 | 0 | 0 | 0 | 0 | 0 | 0 | 0 | 0 | 0 | 0 | 0 | 6.1248 | 0 | -483.8487 | 13.1885 | 0 | 69.7466 | 69.7047 | 21.9792 | 1235.042 | 29.6125 | 52.0321 | 1.6348 | 0.252 | -9.3314 | 14.074 | 3.19 | 57.716 | 1032.1 | 275.1112 | -515.5502 | 6.9441 | 1.885 | -2.67 | 12.5965 | 4.5172 | 2025-09-25 | 2025_09_25 Hr 09 | 70.8062 | 1.6e-05 | -1032.1 | -446.3518 | 440.3214 | 892.1487 | 71.7503 | 12.3978 | 61.8336 | 79.533 | 263.3417 | 97.4467 | 23.0871 | 186.3232 | 262.3367 | 0 | 6.5271 | 46.06 | 228.3633 | 0 | 139.4514 | 0
2025_09_25 Hr 10 | 9.8488 | 0.00126 | 0.035532 | 3.8572 | 3.8572 | 3.8572 | 3.8572 | 3.8012 | 3.8572 | 100.1388 | -14.5 | 0.1008 | 19 | 0 | 93.1616 | 93.1616 | 262.3367 | 0 | 0.00123 | 0.058 | 0.04906 | 1.3332 | 0 | 0 | 0 | 0 | 0 | 0 | 0.0792 | 46.06 | 6.5271 | 228.3633 | 0 | 0 | 0 | 0 | 11.8342 | 34.8169 | 0 | 28.7319 | 0 | 0.5759 | 9.634 | 0 | -1 | -4.2 | 9.202 | 0 | 0 | 30.8462 | 30.8462 | 30.8462 | 30.8462 | 35.8676 | 38.7504 | 1.1496 | 0.00258 | 0 | 0 | 0 | 0 | 0 | 0 | 0 | 0 | 0 | 0 | 0 | 0 | 0 | 0 | 0 | 0 | 6.0905 | 0 | -464.2695 | 13.1885 | 0 | 69.7466 | 69.7047 | 18.9426 | 1230.058 | 29.4298 | 51.711 | 1.6348 | 0.252 | -9.8488 | 14.074 | 3.19 | 57.716 | 1042.283 | 279.9818 | -496.4883 | 6.9051 | 1.885 | -2.67 | 12.5188 | 4.4893 | 2025-09-25 | 2025_09_25 Hr 10 | 64.3128 | 0.00038 | -1042.283 | -435.5376 | 434.7112 | 892.1487 | 76.7298 | 12.3978 | 61.8336 | 78.4827 | 259.3912 | 96.8373 | 23.0871 | 186.3232 | 262.3367 | 0 | 6.5271 | 46.06 | 228.3633 | 0 | 139.4514 | 0
2025_09_25 Hr 11 | 10.3712 | 0.00264 | 0.074448 | 3.8572 | 3.8572 | 3.8572 | 3.8572 | 3.8012 | 3.8572 | 100.6405 | -14.5 | 0.1008 | 26 | 0 | 93.1616 | 93.1616 | 262.3367 | 0 | 0.00123 | 0.058 | 0.04906 | 1.3332 | 0 | 0 | 0 | 0 | 0 | 0 | 0.0792 | 46.06 | 6.5271 | 228.3633 | 0 | 0 | 0 | 0 | 11.8935 | 35.1413 | 0 | 39.7742 | 0 | 0.5759 | 9.6579 | 0 | -1 | -4.2 | 9.2249 | 0 | 0 | 31.0862 | 31.0862 | 31.0862 | 31.0862 | 36.1468 | 36.7497 | 1.1496 | 0.00258 | 0 | 0 | 0 | 0 | 0 | 0 | 0 | 0 | 0 | 0 | 0 | 0 | 0 | 0 | 0 | 0 | 6.1056 | 0 | -472.8297 | 13.1885 | 0 | 69.7466 | 69.7047 | 8.9652 | 1232.301 | 29.5103 | 51.8525 | 1.6348 | 0.252 | -10.3712 | 14.074 | 3.19 | 57.716 | 1042.3 | 275.796 | -505.5709 | 6.9223 | 1.885 | -2.67 | 12.553 | 4.5016 | 2025-09-25 | 2025_09_25 Hr 11 | 67.2019 | 3.9e-05 | -1042.3 | -433.0555 | 437.1835 | 892.1487 | 71.792 | 12.3978 | 61.8336 | 78.9455 | 261.1321 | 97.1058 | 23.0871 | 186.3232 | 262.3367 | 0 | 6.5271 | 46.06 | 228.3633 | 0 | 139.4514 | 0
2025_09_25 Hr 12 | 11.9184 | 0.00192 | 0.054144 | 3.8572 | 3.8572 | 3.8572 | 3.8572 | 3.8012 | 3.8572 | 100.023 | -14.5 | 0.1008 | 43 | 0 | 93.1616 | 93.1616 | 262.3367 | 0 | 0.00123 | 0.058 | 0.04906 | 1.3332 | 0 | 0 | 0 | 0 | 0 | 0 | 0.0792 | 46.06 | 6.5271 | 228.3633 | 0 | 0 | 0 | 0 | 11.8205 | 34.742 | 0 | 44.4785 | 0 | 0.5759 | 9.6285 | 0 | -1 | -4.2 | 9.1967 | 0 | 0 | 30.7908 | 30.7908 | 30.7908 | 30.7908 | 35.8032 | 36.7497 | 1.1496 | 0.00258 | 0 | 0 | 0 | 0 | 0 | 0 | 0 | 0 | 0 | 0 | 0 | 0 | 0 | 0 | 0 | 0 | 6.087 | 0 | -487.3823 | 13.1885 | 0 | 69.7466 | 69.7047 | 9.9774 | 1229.568 | 29.4112 | 51.6783 | 1.6348 | 0.252 | -11.9184 | 14.074 | 3.19 | 57.716 | 1047.4 | 295.0241 | -521.6707 | 6.9012 | 1.885 | -2.67 | 12.5108 | 4.4865 | 2025-09-25 | 2025_09_25 Hr 12 | 67.7221 | -1e-06 | -1047.4 | -442.9038 | 434.1406 | 892.1487 | 89.7832 | 12.3978 | 61.8336 | 78.3759 | 258.9894 | 96.7753 | 23.0871 | 186.3232 | 262.3367 | 0 | 6.5271 | 46.06 | 228.3633 | 0 | 139.4514 | 0
2025_09_25 Hr 13 | 15.5386 | 0.002775 | 0.078255 | 3.8572 | 3.8572 | 3.8572 | 3.8572 | 3.8012 | 3.8572 | 98.267 | -14.5 | 0.1008 | 57 | 0 | 93.1616 | 93.1616 | 262.3367 | 0 | 0.00123 | 0.058 | 0.04906 | 1.3332 | 0 | 0 | 0 | 0 | 0 | 0 | 0.0792 | 46.06 | 6.5271 | 228.3633 | 0 | 0 | 0 | 0 | 11.613 | 33.6065 | 0 | 36.7185 | 0 | 0.5759 | 9.5447 | 0 | -1 | -4.2 | 9.1167 | 0 | 0 | 29.9507 | 29.9507 | 29.9507 | 29.9507 | 34.8264 | 36.7497 | 1.1496 | 0.00258 | 0 | 0 | 0 | 0 | 0 | 0 | 0 | 0 | 0 | 0 | 0 | 0 | 0 | 0 | 0 | 0 | 6.034 | 0 | -466.6673 | 13.1885 | 0 | 69.7466 | 69.7047 | 16.0506 | 1221.879 | 29.1294 | 51.1831 | 1.6348 | 0.252 | -15.5386 | 14.074 | 3.19 | 57.716 | 1071.8 | 317.7784 | -504.5759 | 6.8411 | 1.885 | -2.67 | 12.391 | 4.4435 | 2025-09-25 | 2025_09_25 Hr 13 | 67.1732 | -8e-06 | -1071.8 | -429.9488 | 425.4874 | 892.1487 | 109.8813 | 12.3978 | 61.8336 | 76.756 | 252.8961 | 95.8353 | 23.0871 | 186.3232 | 262.3367 | 0 | 6.5271 | 46.06 | 228.3633 | 0 | 139.4514 | 0
2025_09_25 Hr 14 | 15.0179 | 0.003075 | 0.086715 | 3.8572 | 3.8572 | 3.8572 | 3.8572 | 3.8012 | 3.8572 | 95.8549 | -14.5 | 0.1008 | 61 | 0 | 93.1616 | 93.1616 | 262.3367 | 0 | 0.00123 | 0.058 | 0.04906 | 1.3332 | 0 | 0 | 0 | 0 | 0 | 0 | 0.0792 | 46.06 | 6.5271 | 228.3633 | 0 | 0 | 0 | 0 | 11.328 | 32.0468 | 0 | 30.7467 | 0 | 0.5759 | 9.4295 | 0 | -1 | -4.2 | 9.0067 | 0 | 0 | 28.7967 | 28.7967 | 28.7967 | 28.7967 | 33.4845 | 39.6981 | 1.1496 | 0.00258 | 0 | 0 | 0 | 0 | 0 | 0 | 0 | 0 | 0 | 0 | 0 | 0 | 0 | 0 | 0 | 0 | 5.9612 | 0 | -478.5796 | 13.1885 | 0 | 69.7466 | 69.7047 | 15.4722 | 1211.292 | 28.7422 | 50.5028 | 1.6348 | 0.252 | -15.0179 | 14.074 | 3.19 | 57.716 | 1048.408 | 322.3368 | -515.9675 | 6.7586 | 1.885 | -2.67 | 12.2263 | 4.3844 | 2025-09-25 | 2025_09_25 Hr 14 | 67.4519 | 0.00032 | -1048.408 | -447.8329 | 413.6011 | 892.1487 | 116.2601 | 12.3978 | 61.8336 | 74.5308 | 244.5261 | 94.5442 | 23.0871 | 186.3232 | 262.3367 | 0 | 6.5271 | 46.06 | 228.3633 | 0 | 139.4514 | 0
2025_09_25 Hr 15 | 13.4706 | 0.001035 | 0.029187 | 3.8572 | 3.8572 | 3.8572 | 3.8572 | 3.8012 | 3.8572 | 96.3566 | -14.5 | 0.1008 | 62 | 0 | 93.1616 | 93.1616 | 262.3367 | 0 | 0.00123 | 0.058 | 0.04906 | 1.3332 | 0 | 0 | 0 | 0 | 0 | 0 | 0.0792 | 46.06 | 6.5271 | 228.3633 | 0 | 0 | 0 | 0 | 11.3873 | 32.3712 | 0 | 36.6774 | 0 | 0.5759 | 9.4535 | 0 | -1 | -4.2 | 9.0296 | 0 | 0 | 29.0367 | 29.0367 | 29.0367 | 29.0367 | 33.7636 | 43.6995 | 1.1496 | 0.00258 | 0 | 0 | 0 | 0 | 0 | 0 | 0 | 0 | 0 | 0 | 0 | 0 | 0 | 0 | 0 | 0 | 5.9764 | 0 | -500.6502 | 13.1885 | 0 | 69.7466 | 69.7047 | 10.9896 | 1213.439 | 28.8227 | 50.6443 | 1.6348 | 0.252 | -13.4706 | 14.074 | 3.19 | 57.716 | 1035.2 | 321.5749 | -536.4908 | 6.7757 | 1.885 | -2.67 | 12.2605 | 4.3967 | 2025-09-25 | 2025_09_25 Hr 15 | 70.2016 | 1.6e-05 | -1035.2 | -463.9728 | 416.0734 | 892.1487 | 116.7193 | 12.3978 | 61.8336 | 74.9936 | 246.2671 | 94.8128 | 23.0871 | 186.3232 | 262.3367 | 0 | 6.5271 | 46.06 | 228.3633 | 0 | 139.4514 | 0
2025_09_25 Hr 16 | 10.8886 | 0.00099 | 0.027918 | 3.8572 | 3.8572 | 3.8572 | 3.8572 | 3.8012 | 3.8572 | 94.2147 | -14.5 | 0.1008 | 62 | 0 | 93.1616 | 93.1616 | 262.3367 | 0 | 0.00123 | 0.058 | 0.04906 | 1.3332 | 0 | 0 | 0 | 0 | 0 | 0 | 0.0792 | 44.69 | 6.5271 | 228.3633 | 0 | 0 | 0 | 0 | 11.1341 | 30.9861 | 0 | 34.7166 | 0 | 0.5759 | 9.3512 | 0 | -1 | -4.2 | 8.9319 | 0 | 0 | 28.012 | 28.012 | 28.012 | 28.012 | 32.572 | 41.6988 | 1.1496 | 0.00258 | 0 | 0 | 0 | 0 | 0 | 0 | 0 | 0 | 0 | 0 | 0 | 0 | 0 | 0 | 0 | 0 | 5.9117 | 0 | -489.3354 | 13.1885 | 0 | 68.2204 | 68.1785 | 11.4234 | 1199.606 | 28.479 | 50.0403 | 1.6348 | 0.252 | -10.8886 | 14.074 | 3.19 | 57.716 | 1028.008 | 316.2794 | -522.594 | 6.7025 | 1.885 | -2.67 | 12.1143 | 4.3442 | 2025-09-25 | 2025_09_25 Hr 16 | 75.6174 | 0.000348 | -1028.008 | -454.6188 | 405.5184 | 887.7262 | 115.1511 | 12.3978 | 61.8336 | 73.0176 | 238.8346 | 93.6662 | 23.0871 | 186.3232 | 262.3367 | 0 | 6.5271 | 44.69 | 228.3633 | 0 | 136.3989 | 0
2025_09_25 Hr 17 | 11.3994 | 0.00126 | 0.035532 | 3.8572 | 3.8572 | 3.8572 | 3.8572 | 3.8012 | 3.8572 | 95.7006 | -14.5 | 0.1008 | 43 | 0 | 93.1616 | 93.1616 | 262.3367 | 0 | 0.00123 | 0.058 | 0.04906 | 1.3332 | 0 | 0 | 0 | 0 | 0 | 0 | 0.0792 | 46.06 | 6.5271 | 228.3633 | 0 | 0 | 0 | 0 | 11.3097 | 31.947 | 0 | 33.3337 | 0 | 0.5759 | 9.4222 | 0 | -1 | -4.2 | 8.9997 | 0 | 0 | 28.7228 | 28.7228 | 28.7228 | 28.7228 | 33.3986 | 40.7511 | 1.1496 | 0.00258 | 0 | 0 | 0 | 0 | 0 | 0 | 0 | 0 | 0 | 0 | 0 | 0 | 0 | 0 | 0 | 0 | 5.9566 | 0 | -483.9734 | 13.1885 | 0 | 69.7466 | 69.7047 | 8.5314 | 1210.563 | 28.7174 | 50.4593 | 1.6348 | 0.252 | -11.3994 | 14.074 | 3.19 | 57.716 | 1020.9 | 294.7461 | -517.7428 | 6.7533 | 1.885 | -2.67 | 12.2157 | 4.3806 | 2025-09-25 | 2025_09_25 Hr 17 | 90.4287 | -3e-06 | -1020.9 | -450.6397 | 412.8404 | 892.1487 | 92.3193 | 12.3978 | 61.8336 | 74.3884 | 243.9905 | 94.4616 | 23.0871 | 186.3232 | 262.3367 | 0 | 6.5271 | 46.06 | 228.3633 | 0 | 139.4514 | 0
2025_09_25 Hr 18 | 5.1723 | 0.0018 | 0.05076 | 3.8572 | 3.8572 | 3.8572 | 3.8572 | 3.8012 | 3.8572 | 95.7391 | -14.5 | 0.1008 | 20 | 0 | 93.1616 | 93.1616 | 262.3367 | 0 | 0.00123 | 0.058 | 0.04906 | 1.3332 | 0 | 0 | 0 | 0 | 0 | 0 | 0.0792 | 45.9947 | 6.5271 | 228.3633 | 0 | 0 | 0 | 0 | 11.3143 | 31.9719 | 0 | 34.835 | 0 | 0.5759 | 9.424 | 0 | -1 | -4.2 | 9.0014 | 0 | 0 | 28.7413 | 28.7413 | 28.7413 | 28.7413 | 33.4201 | 35.802 | 1.1496 | 0.00258 | 0 | 0 | 0 | 0 | 0 | 0 | 0 | 0 | 0 | 0 | 0 | 0 | 0 | 0 | 0 | 0 | 5.9577 | 0 | -428.5757 | 13.1885 | 0 | 69.7466 | 69.7047 | 6.9408 | 1210.682 | 28.7236 | 50.4702 | 1.6348 | 0.252 | -5.1723 | 14.074 | 3.19 | 57.716 | 1048.4 | 259.0005 | -456.118 | 6.7546 | 1.885 | -2.67 | 12.2184 | 4.3816 | 2025-09-25 | 2025_09_25 Hr 18 | 77.1168 | -3e-06 | -1048.4 | -393.7407 | 413.0305 | 892.0834 | 62.7954 | 12.3978 | 61.8336 | 74.424 | 244.1244 | 94.4822 | 23.0871 | 186.3232 | 262.3367 | 0 | 6.5271 | 45.9947 | 228.3633 | 0 | 139.4514 | 0
2025_09_25 Hr 19 | 0.52072 | 0.00102 | 0.028764 | 3.8572 | 3.8572 | 3.8572 | 3.8572 | 3.8012 | 3.8572 | 97.8618 | -14.5 | 0.1008 | 7 | 0 | 93.1616 | 93.1616 | 262.3367 | 0 | 0.00123 | 0.058 | 0.04906 | 1.3332 | 0 | 0 | 0 | 0 | 0 | 0 | 0.0792 | 45.9294 | 6.5271 | 228.3633 | 0 | 0 | 0 | 0 | 11.5651 | 33.3445 | 0 | 41.0597 | 0 | 0.5759 | 9.5253 | 0 | -1 | -4.2 | 9.0982 | 0 | 0 | 29.7568 | 29.7568 | 29.7568 | 29.7568 | 34.6009 | 35.802 | 1.1496 | 0.00258 | 0 | 0 | 0 | 0 | 0 | 0 | 0 | 0 | 0 | 0 | 0 | 0 | 0 | 0 | 0 | 0 | 6.0218 | 0 | -420.9723 | 13.1885 | 0 | 69.7466 | 69.7047 | 6.9408 | 1219.919 | 29.0643 | 51.0688 | 1.6348 | 0.252 | -0.52072 | 14.074 | 3.19 | 57.716 | 1059.6 | 242.4843 | -443.863 | 6.8272 | 1.885 | -2.67 | 12.3633 | 4.4335 | 2025-09-25 | 2025_09_25 Hr 19 | 58.4726 | 1e-05 | -1059.6 | -379.9126 | 423.4905 | 892.0181 | 49.7726 | 12.3978 | 61.8336 | 76.3821 | 251.4899 | 95.6184 | 23.0871 | 186.3232 | 262.3367 | 0 | 6.5271 | 45.9294 | 228.3633 | 0 | 139.4514 | 0
2025_09_25 Hr 20 | 0 | 9e-05 | 0.002538 | 3.8572 | 3.8572 | 3.8572 | 3.8572 | 3.8012 | 3.8572 | 103.1297 | -14.5 | 0.1008 | 2 | 0 | 93.1616 | 93.1616 | 262.3367 | 0 | 0.00123 | 0.058 | 0.04906 | 1.3332 | 0 | 0 | 0 | 0 | 0 | 0 | 0.0792 | 45.9947 | 6.5271 | 228.3633 | 0 | 0 | 0 | 0 | 12.1877 | 36.751 | 0 | 40.0511 | 0 | 0.5759 | 9.7767 | 0 | -1 | -4.2 | 9.3384 | 0 | 0 | 32.2771 | 32.2771 | 32.2771 | 32.2771 | 37.5316 | 35.802 | 1.1496 | 0.00258 | 0 | 0 | 0 | 0 | 0 | 0 | 0 | 0 | 0 | 0 | 0 | 0 | 0 | 0 | 0 | 0 | 6.1807 | 0 | -460.744 | 13.1885 | 0 | 69.7466 | 69.7047 | 11.4234 | 1243.098 | 29.9099 | 52.5545 | 1.6348 | 0.252 | 0 | 14.074 | 3.19 | 57.716 | 1044.3 | 244.2652 | -483.114 | 7.0074 | 1.885 | -2.67 | 12.723 | 4.5625 | 2025-09-25 | 2025_09_25 Hr 20 | 70.0196 | -6.7e-05 | -1044.3 | -420.6929 | 449.45 | 892.0834 | 49.228 | 12.3978 | 61.8336 | 81.2419 | 269.7698 | 98.4383 | 23.0871 | 186.3232 | 262.3367 | 0 | 6.5271 | 45.9947 | 228.3633 | 0 | 139.4514 | 0
2025_09_25 Hr 21 | 0 | 1.5e-05 | 0.000423 | 3.8572 | 3.8572 | 3.8572 | 3.8572 | 3.8012 | 3.8572 | 97.0899 | -14.5 | 0.1008 | 1 | 0 | 93.046 | 93.046 | 261.7059 | 0 | 0.00123 | 0.058 | 0.04906 | 1.3332 | 0 | 0 | 0 | 0 | 0 | 0 | 0.0792 | 45.8646 | 6.5271 | 227.8293 | 0 | 0 | 0 | 0 | 11.4739 | 32.8454 | 0 | 37.7993 | 0 | 0.5759 | 9.4885 | 0 | -1 | -4.2 | 9.063 | 0 | 0 | 29.3875 | 29.3875 | 29.3875 | 29.3875 | 34.1715 | 30.7476 | 1.1496 | 0.00258 | 0 | 0 | 0 | 0 | 0 | 0 | 0 | 0 | 0 | 0 | 0 | 0 | 0 | 0 | 0 | 0 | 5.9985 | 0 | -466.5561 | 13.1885 | 0 | 68.2204 | 68.1785 | 9.9774 | 1211.987 | 28.9404 | 50.8511 | 1.6348 | 0.252 | 0 | 14.074 | 3.19 | 57.716 | 994.3917 | 233.5316 | -488.9261 | 6.8008 | 1.885 | -2.67 | 12.3106 | 4.4146 | 2025-09-25 | 2025_09_25 Hr 21 | 69.8709 | -0.000118 | -994.3917 | -428.7568 | 419.6869 | 887.5047 | 41.7254 | 12.3978 | 61.8336 | 75.6701 | 248.8115 | 95.2053 | 23.0871 | 186.0919 | 261.7059 | 0 | 6.5271 | 45.8646 | 227.8293 | 0 | 136.3989 | 0
2025_09_25 Hr 22 | 0 | 0 | 0 | 3.8572 | 3.8572 | 3.8572 | 3.8572 | 3.8012 | 3.8572 | 87.2101 | -14.5 | 0.1008 | 3 | 0 | 93.1616 | 93.1616 | 262.3367 | 0 | 0.00123 | 0.058 | 0.04906 | 1.3332 | 0 | 0 | 0 | 0 | 0 | 0 | 0.0792 | 45.8642 | 6.5271 | 228.3633 | 0 | 0 | 0 | 0 | 10.3063 | 26.4566 | 0 | 32.2026 | 0 | 0.5759 | 9.0169 | 0 | -1 | -4.2 | 8.6126 | 0 | 0 | 24.6607 | 24.6607 | 24.6607 | 24.6607 | 28.6753 | 29.7999 | 1.1496 | 0.00258 | 0 | 0 | 0 | 0 | 0 | 0 | 0 | 0 | 0 | 0 | 0 | 0 | 0 | 0 | 0 | 0 | 5.7004 | 0 | -469.7449 | 13.1885 | 0 | 69.7466 | 69.7047 | 6.9408 | 1173.037 | 27.3547 | 48.0648 | 1.6348 | 0.252 | 0 | 14.074 | 3.19 | 57.716 | 939.3834 | 226.2587 | -492.1149 | 6.4628 | 1.885 | -2.67 | 11.636 | 4.1727 | 2025-09-25 | 2025_09_25 Hr 22 | 60.5071 | -6.7e-05 | -939.3834 | -437.5423 | 371.0007 | 891.9529 | 39.7407 | 12.3978 | 61.8336 | 66.5557 | 214.5283 | 89.9167 | 23.0871 | 186.3232 | 262.3367 | 0 | 6.5271 | 45.8642 | 228.3633 | 0 | 139.4514 | 0
2025_09_25 Hr 23 | 0 | 0 | 0 | 3.8572 | 3.8572 | 3.8572 | 3.8572 | 3.8012 | 3.8572 | 72.0044 | 0 | 0.1008 | 22 | 0 | 93.1616 | 93.1616 | 269.8282 | 0 | 0.00123 | 0.058 | 0.04906 | 1.3332 | 0 | 0 | 0 | 0 | 0 | 0 | 0.0792 | 46.06 | 6.5271 | 234.2439 | 0 | 0 | 0 | 0 | 8.5094 | 16.624 | 0 | 9.1759 | 0 | 0.5759 | 8.2912 | 0 | -1 | -4.2 | 7.9194 | 0 | 0 | 17.3859 | 17.3859 | 17.3859 | 17.3859 | 20.2162 | 34.749 | 1.1496 | 0.00258 | 0 | 0 | 0 | 0 | 0 | 0 | 0 | 0 | 0 | 0 | 0 | 0 | 0 | 0 | 0 | 0 | 5.2416 | 0 | -499.492 | 13.1885 | 0 | 71.9649 | 71.9217 | 12.0018 | 1124.248 | 24.9141 | 43.7764 | 1.6348 | 0.252 | 0 | 14.074 | 3.19 | 57.716 | 873.1917 | 247.1294 | -507.362 | 5.9427 | 1.885 | -2.67 | 10.5979 | 3.8004 | 2025-09-25 | 2025_09_25 Hr 23 | 60.2191 | -7.3e-05 | -873.1917 | -490.3161 | 310.5696 | 909.956 | 68.7508 | 12.3978 | 61.8336 | 52.5281 | 161.7643 | 96.2772 | 23.0871 | 186.3232 | 269.8282 | 0 | 6.5271 | 46.06 | 234.2439 | 0 | 143.8865 | 0
2025_09_25 Hr 24 | 0 | 0 | 0 | 3.8572 | 3.8572 | 3.8572 | 3.8572 | 3.8012 | 3.8572 | 59.4423 | 0 | 0.1008 | 62 | 0 | 93.1616 | 93.1616 | 269.8282 | 0 | 0.00123 | 0.058 | 0.04906 | 1.3332 | 0 | 0 | 0 | 0 | 0 | 0 | 0.0792 | 46.06 | 6.5271 | 234.2439 | 0 | 0 | 0 | 0 | 7.0248 | 8.5008 | 0 | 2.4493 | -7.9381 | 0.5759 | 7.6916 | 0 | -1 | -4.2 | 7.3467 | 0 | 0 | 11.3759 | 11.3759 | 11.3759 | 11.3759 | 13.2278 | 37.6974 | 1.1496 | 0.00258 | 0 | 0 | 0 | 0 | 0 | 0 | 0 | 0 | 0 | 0 | 0 | 0 | 0 | 0 | 0 | 0 | 4.8625 | 0 | -555.3187 | 13.1885 | 0 | 71.9649 | 71.9217 | 27.0402 | 1069.069 | 22.8978 | 40.2336 | 1.6348 | 0.252 | 0 | 14.074 | 3.19 | 57.716 | 798.7833 | 298.3918 | -563.1887 | 5.5129 | 1.885 | -2.67 | 9.7402 | 3.4929 | 2025-09-25 | 2025_09_25 Hr 24 | 62.9188 | -2e-06 | -798.7833 | -560.8075 | 248.6659 | 909.956 | 126.7376 | 12.3978 | 61.8336 | 40.9393 | 118.1737 | 89.5528 | 23.0871 | 186.3232 | 269.8282 | 0 | 6.5271 | 46.06 | 234.2439 | 0 | 143.8865 | 0
2025_09_26 Hr 01 | 0 | 0 | 0 | 3.8572 | 3.8572 | 3.8572 | 3.8572 | 3.8012 | 3.8572 | 52.7329 | 0 | 0.1008 | 69 | 0 | 93.1616 | 93.1616 | 269.8282 | 0 | 0.00123 | 0.058 | 0.04906 | 1.3332 | 0 | 0 | 0 | 0 | 0 | 0 | 0.0792 | 46.06 | 6.5271 | 234.2439 | 0 | 0 | 0 | 0 | 6.4652 | 4.4595 | 0 | 0.77694 | -9.2378 | 0.5759 | 7.4281 | 0 | -1 | -4.2 | 7.1349 | 0 | 0 | 8.2419 | 8.2419 | 8.2419 | 8.2419 | 9.5835 | 41.6988 | 1.1496 | 0.00258 | 0 | 0 | 0 | 0 | 0 | 0 | 0 | 0 | 0 | 0 | 0 | 0 | 0 | 0 | 0 | 0 | 4.7038 | 0 | -573.5932 | 13.2595 | 0 | 71.9649 | 71.9217 | 39.042 | 1040.773 | 21.9772 | 38.5806 | 1.6348 | 0.252 | 0 | 14.074 | 3.19 | 57.716 | 769.2 | 318.351 | -581.4632 | 5.3417 | 1.885 | -2.67 | 9.3421 | 3.3495 | 2025-09-26 | 2025_09_26 Hr 01 | 64.2487 | -3.52e-05 | -769.2 | -582.054 | 217.3259 | 909.956 | 149.7408 | 12.3978 | 61.8336 | 35.5332 | 95.2838 | 86.5088 | 23.0871 | 186.3232 | 269.8282 | 0 | 6.5271 | 46.06 | 234.2439 | 0 | 143.8865 | 0
2025_09_26 Hr 02 | 0 | 0 | 0 | 3.8572 | 3.8572 | 3.8572 | 3.8572 | 3.8012 | 3.8572 | 52.5798 | 0 | 0.1008 | 64 | 0 | 93.1616 | 93.1616 | 269.8282 | 0 | 0.00123 | 0.058 | 0.04906 | 1.3332 | 0 | 0 | 0 | 0 | 0 | 0 | 0.0792 | 46.06 | 6.5271 | 234.2439 | 0 | 0 | 0 | 0 | 6.4464 | 4.3568 | 0 | 1.323 | -5.9496 | 0.5759 | 7.4207 | 0 | -1 | -4.2 | 7.1278 | 0 | 0 | 8.1684 | 8.1684 | 8.1684 | 8.1684 | 9.4981 | 48.6486 | 1.1496 | 0.00258 | 0 | 0 | 0 | 0 | 0 | 0 | 0 | 0 | 0 | 0 | 0 | 0 | 0 | 0 | 0 | 0 | 4.6991 | 0 | -597.9286 | 13.2595 | 0 | 71.9649 | 71.9217 | 40.0542 | 1040.095 | 21.9524 | 38.537 | 1.6348 | 0.252 | 0 | 14.074 | 3.19 | 57.716 | 750.9 | 321.2303 | -605.7986 | 5.3364 | 1.885 | -2.67 | 9.3315 | 3.3457 | 2025-09-26 | 2025_09_26 Hr 02 | 63.9699 | -2.6e-05 | -750.9 | -602.5552 | 216.565 | 909.956 | 152.7028 | 12.3978 | 61.8336 | 35.3873 | 94.7515 | 86.4262 | 23.0871 | 186.3232 | 269.8282 | 0 | 6.5271 | 46.06 | 234.2439 | 0 | 143.8865 | 0
2025_09_26 Hr 03 | 0 | 0 | 0 | 3.8572 | 3.8572 | 3.8572 | 3.8572 | 3.8012 | 3.8572 | 51.5079 | 0 | 0.1008 | 71 | 0 | 93.1616 | 93.1616 | 269.8282 | 0 | 0.00123 | 0.058 | 0.04906 | 1.3332 | 0 | 0 | 0 | 0 | 0 | 0 | 0.0792 | 46.06 | 6.5271 | 234.2439 | 0 | 0 | 0 | 0 | 6.315 | 3.638 | 0 | 3.7969 | -1.2428 | 0.5759 | 7.3691 | 0 | -1 | -4.2 | 7.0782 | 0 | 0 | 7.6543 | 7.6543 | 7.6543 | 7.6543 | 8.9003 | 51.7023 | 1.1496 | 0.00258 | 0 | 0 | 0 | 0 | 0 | 0 | 0 | 0 | 0 | 0 | 0 | 0 | 0 | 0 | 0 | 0 | 4.6664 | 0 | -629.6111 | 13.2595 | 0 | 71.9649 | 71.9217 | 44.5368 | 1035.347 | 21.7788 | 38.2323 | 1.6348 | 0.252 | 0 | 14.074 | 3.19 | 57.716 | 735.6083 | 335.188 | -637.4811 | 5.2992 | 1.885 | -2.67 | 9.2577 | 3.3193 | 2025-09-26 | 2025_09_26 Hr 03 | 63.7629 | 3e-06 | -735.6083 | -627.057 | 211.2389 | 909.956 | 167.2391 | 12.3978 | 61.8336 | 34.3659 | 91.0254 | 85.8476 | 23.0871 | 186.3232 | 269.8282 | 0 | 6.5271 | 46.06 | 234.2439 | 0 | 143.8865 | 0
2025_09_26 Hr 04 | 0 | 0 | 0 | 3.8572 | 3.8572 | 3.8572 | 3.8572 | 3.8012 | 3.8572 | 52.9817 | 0 | 0.1008 | 67 | 0 | 93.1616 | 93.1616 | 269.8282 | 0 | 0.00123 | 0.058 | 0.04906 | 1.3332 | 0 | 0 | 0 | 0 | 0 | 0 | 0.0792 | 46.06 | 6.5271 | 234.2439 | 0 | 0 | 0 | 0 | 6.4957 | 4.6264 | 0 | 1.7509 | -2.8305 | 0.5759 | 7.4401 | 0 | -1 | -4.2 | 7.1464 | 0 | 0 | 8.3612 | 8.3612 | 8.3612 | 8.3612 | 9.7223 | 48.6486 | 1.1496 | 0.00258 | 0 | 0 | 0 | 0 | 0 | 0 | 0 | 0 | 0 | 0 | 0 | 0 | 0 | 0 | 0 | 0 | 4.7113 | 0 | -637.8746 | 13.2595 | 0 | 71.9649 | 71.9217 | 52.056 | 1041.875 | 22.0175 | 38.6513 | 1.6348 | 0.252 | 0 | 14.074 | 3.19 | 57.716 | 731.5 | 336.4492 | -645.7446 | 5.3503 | 1.885 | -2.67 | 9.3592 | 3.3557 | 2025-09-26 | 2025_09_26 Hr 04 | 65.3238 | -2.8e-05 | -731.5 | -638.9543 | 218.5623 | 909.956 | 167.7046 | 12.3978 | 61.8336 | 35.7703 | 96.1488 | 86.6432 | 23.0871 | 186.3232 | 269.8282 | 0 | 6.5271 | 46.06 | 234.2439 | 0 | 143.8865 | 0
2025_09_26 Hr 05 | 0 | 0 | 0 | 3.8572 | 3.8572 | 3.8572 | 3.8572 | 3.8012 | 3.8572 | 61.097 | 0 | 0.1008 | 47 | 0 | 93.1616 | 93.1616 | 269.8282 | 0 | 0.00123 | 0.058 | 0.04906 | 1.3332 | 0 | 0 | 0 | 0 | 0 | 0 | 0.0792 | 46.06 | 6.5271 | 234.2439 | 0 | 0 | 0 | 0 | 7.4907 | 10.0689 | 0 | 6.7769 | -1.359 | 0.5759 | 7.8312 | 0 | -1 | -4.2 | 7.5221 | 0 | 0 | 12.2538 | 12.2538 | 12.2538 | 12.2538 | 14.2486 | 41.6988 | 1.1496 | 0.00258 | 0 | 0 | 0 | 0 | 0 | 0 | 0 | 0 | 0 | 0 | 0 | 0 | 0 | 0 | 0 | 0 | 4.959 | 0 | -674.8138 | 13.2595 | 0 | 71.9649 | 71.9217 | 61.0212 | 1077.82 | 23.332 | 40.9588 | 1.6348 | 0.252 | 0 | 14.074 | 3.19 | 57.716 | 723.4 | 322.8457 | -682.6838 | 5.6316 | 1.885 | -2.67 | 9.9179 | 3.556 | 2025-09-26 | 2025_09_26 Hr 05 | 97.1007 | -2.7e-05 | -723.4 | -669.3959 | 258.8885 | 909.956 | 149.72 | 12.3978 | 61.8336 | 43.5036 | 124.3606 | 91.0243 | 23.0871 | 186.3232 | 269.8282 | 0 | 6.5271 | 46.06 | 234.2439 | 0 | 143.8865 | 0
2025_09_26 Hr 06 | 0 | 0 | 0 | 3.8572 | 3.8572 | 3.8572 | 3.8572 | 3.8012 | 3.8572 | 71.2029 | 0 | 0.1008 | 41 | 0 | 93.1616 | 93.1616 | 269.8282 | 0 | 0.00123 | 0.058 | 0.04906 | 1.3332 | 0 | 0 | 0 | 0 | 0 | 0 | 0.0792 | 46.06 | 6.5271 | 234.2439 | 0 | 0 | 0 | 0 | 8.7297 | 16.8464 | 0 | 5.4655 | -1.1531 | 0.5759 | 8.3183 | 0 | -1 | -4.2 | 7.99 | 0 | 0 | 17.1011 | 17.1011 | 17.1011 | 17.1011 | 19.885 | 39.6981 | 1.1496 | 0.00258 | 0 | 0 | 0 | 0 | 0 | 0 | 0 | 0 | 0 | 0 | 0 | 0 | 0 | 0 | 0 | 0 | 5.2675 | 0 | -656.4517 | 13.2595 | 0 | 71.9649 | 71.9217 | 77.9394 | 1122.582 | 24.9689 | 43.8324 | 1.6348 | 0.252 | 0 | 14.074 | 3.19 | 57.716 | 799.7917 | 337.2189 | -664.3217 | 5.9818 | 1.885 | -2.67 | 10.6138 | 3.8055 | 2025-09-26 | 2025_09_26 Hr 06 | 71.0734 | -5e-05 | -799.7917 | -652.1393 | 309.1061 | 909.956 | 158.6375 | 12.3978 | 61.8336 | 53.1338 | 159.4923 | 96.48 | 23.0871 | 186.3232 | 269.8282 | 0 | 6.5271 | 46.06 | 234.2439 | 0 | 143.8865 | 0
2025_09_26 Hr 07 | 0 | 0 | 0 | 3.8572 | 3.8572 | 3.8572 | 3.8572 | 3.8012 | 3.8572 | 88.2757 | -14.5 | 0.1008 | 53 | 0 | 93.1616 | 93.1616 | 262.3367 | 0 | 0.00123 | 0.058 | 0.04906 | 1.3332 | 0 | 0 | 0 | 0 | 0 | 0 | 0.0792 | 46.06 | 6.5271 | 228.3633 | 0 | 0 | 0 | 0 | 10.8229 | 28.2963 | 0 | 35.1037 | 0 | 0.5759 | 9.1412 | 0 | -1 | -4.2 | 8.7804 | 0 | 0 | 25.2902 | 25.2902 | 25.2902 | 25.2902 | 29.4072 | 38.7504 | 1.1496 | 0.00258 | 0 | 0 | 0 | 0 | 0 | 0 | 0 | 0 | 0 | 0 | 0 | 0 | 0 | 0 | 0 | 0 | 5.7885 | 0 | -651.3073 | 13.2595 | 0 | 69.7466 | 69.7047 | 84.4464 | 1180.395 | 27.7342 | 48.6869 | 1.6348 | 0.252 | 0 | 14.074 | 3.19 | 57.716 | 905.8167 | 363.9951 | -673.6773 | 6.5736 | 1.885 | -2.67 | 11.7893 | 4.2269 | 2025-09-26 | 2025_09_26 Hr 07 | 73.7975 | -3.7e-05 | -905.8167 | -616.2036 | 379.4433 | 892.1487 | 176.1968 | 12.3978 | 61.8336 | 69.4029 | 218.8435 | 91.1969 | 23.0871 | 186.3232 | 262.3367 | 0 | 6.5271 | 46.06 | 228.3633 | 0 | 139.4514 | 0
2025_09_26 Hr 08 | 2.5903 | 0 | 0 | 3.8572 | 3.8572 | 3.8572 | 3.8572 | 3.8012 | 3.8572 | 100.2573 | -14.5 | 0.1008 | 57 | 0 | 93.1616 | 93.1616 | 262.3367 | 0 | 0.00123 | 0.058 | 0.04906 | 1.3332 | 0 | 0 | 0 | 0 | 0 | 0 | 0.0792 | 46.06 | 6.5271 | 228.3633 | 0 | 0 | 0 | 0 | 12.2919 | 36.3318 | 0 | 48.3308 | 0 | 0.5759 | 9.7187 | 0 | -1 | -4.2 | 9.3351 | 0 | 0 | 31.0372 | 31.0372 | 31.0372 | 31.0372 | 36.0898 | 37.6974 | 1.1496 | 0.00258 | 0 | 0 | 0 | 0 | 0 | 0 | 0 | 0 | 0 | 0 | 0 | 0 | 0 | 0 | 0 | 0 | 6.1542 | 0 | -677.6513 | 13.2595 | 0 | 69.7466 | 69.7047 | 88.0614 | 1233.465 | 29.675 | 52.0938 | 1.6348 | 0.252 | -2.5903 | 14.074 | 3.19 | 57.716 | 958.8 | 379.6157 | -702.6116 | 6.9889 | 1.885 | -2.67 | 12.6142 | 4.5227 | 2025-09-26 | 2025_09_26 Hr 08 | 72.7106 | 9e-06 | -958.8 | -629.3205 | 438.9816 | 892.1487 | 182.7588 | 12.3978 | 61.8336 | 80.8205 | 260.4959 | 97.6652 | 23.0871 | 186.3232 | 262.3367 | 0 | 6.5271 | 46.06 | 228.3633 | 0 | 139.4514 | 0
2025_09_26 Hr 09 | 8.8207 | 0.00024 | 0.006768 | 3.8572 | 3.8572 | 3.8572 | 3.8572 | 3.8012 | 3.8572 | 100.5061 | -14.5 | 0.1008 | 37 | 0 | 93.1616 | 93.1616 | 262.3367 | 0 | 0.00123 | 0.058 | 0.04906 | 1.3332 | 0 | 0 | 0 | 0 | 0 | 0 | 0.0792 | 46.06 | 6.5271 | 228.3633 | 0 | 0 | 0 | 0 | 12.3224 | 36.4986 | 0 | 29.1316 | 0 | 0.5759 | 9.7307 | 0 | -1 | -4.2 | 9.3466 | 0 | 0 | 31.1565 | 31.1565 | 31.1565 | 31.1565 | 36.2285 | 25.7985 | 1.1496 | 0.00258 | 0 | 0 | 0 | 0 | 0 | 0 | 0 | 0 | 0 | 0 | 0 | 0 | 0 | 0 | 0 | 0 | 6.1618 | 0 | -624.6252 | 13.2595 | 0 | 69.7466 | 69.7047 | 93.99 | 1234.574 | 29.7153 | 52.1646 | 1.6348 | 0.252 | -8.8207 | 14.074 | 3.19 | 57.716 | 967.9 | 360.0103 | -655.8159 | 6.9975 | 1.885 | -2.67 | 12.6313 | 4.5289 | 2025-09-26 | 2025_09_26 Hr 09 | 67.815 | -3.1e-05 | -967.9 | -595.4936 | 440.218 | 892.1487 | 156.7955 | 12.3978 | 61.8336 | 81.0576 | 261.3608 | 97.7996 | 23.0871 | 186.3232 | 262.3367 | 0 | 6.5271 | 46.06 | 228.3633 | 0 | 139.4514 | 0
2025_09_26 Hr 10 | 10.3696 | 0.001185 | 0.033417 | 3.8572 | 3.8572 | 3.8572 | 3.8572 | 3.8012 | 3.8572 | 97.7691 | -14.5 | 0.1008 | 33 | 0 | 93.1616 | 93.1616 | 262.3367 | 0 | 0.00123 | 0.058 | 0.04906 | 1.3332 | 0 | 0 | 0 | 0 | 0 | 0 | 0.0792 | 46.06 | 6.5271 | 228.3633 | 0 | 0 | 0 | 0 | 11.9868 | 34.6631 | 0 | 24.2876 | 0 | 0.5759 | 9.5988 | 0 | -1 | -4.2 | 9.2199 | 0 | 0 | 29.8437 | 29.8437 | 29.8437 | 29.8437 | 34.702 | 16.848 | 1.1496 | 0.00258 | 0 | 0 | 0 | 0 | 0 | 0 | 0 | 0 | 0 | 0 | 0 | 0 | 0 | 0 | 0 | 0 | 6.0783 | 0 | -560.8315 | 13.2595 | 0 | 69.7466 | 69.7047 | 79.9638 | 1222.478 | 29.2719 | 51.3863 | 1.6348 | 0.252 | -10.3696 | 14.074 | 3.19 | 57.716 | 986.3 | 333.1059 | -593.571 | 6.9026 | 1.885 | -2.67 | 12.4429 | 4.4613 | 2025-09-26 | 2025_09_26 Hr 10 | 65.2604 | -4e-06 | -986.3 | -536.5439 | 426.6174 | 892.1487 | 129.8464 | 12.3978 | 61.8336 | 78.4495 | 251.846 | 96.322 | 23.0871 | 186.3232 | 262.3367 | 0 | 6.5271 | 46.06 | 228.3633 | 0 | 139.4514 | 0
2025_09_26 Hr 11 | 10.8886 | 0.002175 | 0.061335 | 3.8572 | 3.8572 | 3.8572 | 3.8572 | 3.8012 | 3.8572 | 97.5012 | -14.5 | 0.1008 | 33 | 0 | 93.1616 | 93.1616 | 262.3367 | 0 | 0.00123 | 0.058 | 0.04906 | 1.3332 | 0 | 0 | 0 | 0 | 0 | 0 | 0.0792 | 46.06 | 6.5271 | 228.3633 | 0 | 0 | 0 | 0 | 11.954 | 34.4834 | 0 | 47.1955 | 0 | 0.5759 | 9.5859 | 0 | -1 | -4.2 | 9.2075 | 0 | 0 | 29.7152 | 29.7152 | 29.7152 | 29.7152 | 34.5525 | 11.8989 | 1.1496 | 0.00258 | 0 | 0 | 0 | 0 | 0 | 0 | 0 | 0 | 0 | 0 | 0 | 0 | 0 | 0 | 0 | 0 | 6.0701 | 0 | -566.095 | 13.2595 | 0 | 69.7466 | 69.7047 | 63.4794 | 1221.319 | 29.2285 | 51.3101 | 1.6348 | 0.252 | -10.8886 | 14.074 | 3.19 | 57.716 | 981.2083 | 312.0478 | -599.3536 | 6.8933 | 1.885 | -2.67 | 12.4245 | 4.4547 | 2025-09-26 | 2025_09_26 Hr 11 | 65.0374 | 1.3e-05 | -981.2083 | -518.8995 | 425.2859 | 892.1487 | 108.4418 | 12.3978 | 61.8336 | 78.1941 | 250.9145 | 96.1773 | 23.0871 | 186.3232 | 262.3367 | 0 | 6.5271 | 46.06 | 228.3633 | 0 | 139.4514 | 0
2025_09_26 Hr 12 | 13.9914 | 0.00543 | 0.15313 | 3.8572 | 3.8572 | 3.8572 | 3.8572 | 3.8012 | 3.8572 | 96.391 | -14.5 | 0.1008 | 39 | 0 | 93.1616 | 93.1616 | 262.3367 | 0 | 0.00123 | 0.058 | 0.04906 | 1.3332 | 0 | 0 | 0 | 0 | 0 | 0 | 0.0792 | 46.06 | 6.5271 | 228.3633 | 0 | 0 | 0 | 0 | 11.8179 | 33.7389 | 0 | 38.9906 | 0 | 0.5759 | 9.5323 | 0 | -1 | -4.2 | 9.1561 | 0 | 0 | 29.1827 | 29.1827 | 29.1827 | 29.1827 | 33.9334 | 11.8989 | 1.1496 | 0.00258 | 0 | 0 | 0 | 0 | 0 | 0 | 0 | 0 | 0 | 0 | 0 | 0 | 0 | 0 | 0 | 0 | 6.0362 | 0 | -574.7625 | 13.2595 | 0 | 69.7466 | 69.7047 | 70.5648 | 1216.493 | 29.0487 | 50.9945 | 1.6348 | 0.252 | -13.9914 | 14.074 | 3.19 | 57.716 | 972 | 327.6399 | -611.1238 | 6.8549 | 1.885 | -2.67 | 12.348 | 4.4273 | 2025-09-26 | 2025_09_26 Hr 12 | 63.5697 | 7e-06 | -972 | -535.7719 | 419.7696 | 892.1487 | 121.6223 | 12.3978 | 61.8336 | 77.1363 | 247.0553 | 95.578 | 23.0871 | 186.3232 | 262.3367 | 0 | 6.5271 | 46.06 | 228.3633 | 0 | 139.4514 | 0
2025_09_26 Hr 13 | 17.4822 | 0.006855 | 0.19331 | 3.8572 | 3.8572 | 3.8572 | 3.8572 | 3.8012 | 3.8572 | 97.7691 | -14.5 | 0.1008 | 44 | 0 | 93.1616 | 93.1616 | 262.3367 | 0 | 0.00123 | 0.058 | 0.04906 | 1.3332 | 0 | 0 | 0 | 0 | 0 | 0 | 0.0792 | 46.06 | 6.5271 | 228.3633 | 0 | 0 | 0 | 0 | 11.9868 | 34.6631 | 0 | 34.3678 | 0 | 0.5759 | 9.5988 | 0 | -1 | -4.2 | 9.2199 | 0 | 0 | 29.8437 | 29.8437 | 29.8437 | 29.8437 | 34.702 | 11.8989 | 1.1496 | 0.00258 | 0 | 0 | 0 | 0 | 0 | 0 | 0 | 0 | 0 | 0 | 0 | 0 | 0 | 0 | 0 | 0 | 6.0783 | 0 | -584.0375 | 13.2595 | 0 | 69.7466 | 69.7047 | 70.5648 | 1222.637 | 29.2719 | 51.3863 | 1.6348 | 0.252 | -17.4822 | 14.074 | 3.19 | 57.716 | 969.9916 | 336.876 | -623.8896 | 6.9026 | 1.885 | -2.67 | 12.4429 | 4.4613 | 2025-09-26 | 2025_09_26 Hr 13 | 62.9093 | 6e-05 | -969.9916 | -549.6697 | 426.6174 | 892.1487 | 126.6639 | 12.3978 | 61.8336 | 78.4495 | 251.846 | 96.322 | 23.0871 | 186.3232 | 262.3367 | 0 | 6.5271 | 46.06 | 228.3633 | 0 | 139.4514 | 0
2025_09_26 Hr 14 | 15.5386 | 0.00384 | 0.10829 | 3.8572 | 3.8572 | 3.8572 | 3.8572 | 3.8012 | 3.8572 | 93.2712 | -14.5 | 0.1008 | 66 | 0 | 93.1616 | 93.1616 | 262.3367 | 0 | 0.00123 | 0.058 | 0.04906 | 1.3332 | 0 | 0 | 0 | 0 | 0 | 0 | 0.0792 | 46.06 | 6.5271 | 228.3633 | 0 | 0 | 0 | 0 | 11.4354 | 31.6466 | 0 | 34.5704 | 0 | 0.5759 | 9.382 | 0 | -1 | -4.2 | 9.0117 | 0 | 0 | 27.6863 | 27.6863 | 27.6863 | 27.6863 | 32.1934 | 11.8989 | 1.1496 | 0.00258 | 0 | 0 | 0 | 0 | 0 | 0 | 0 | 0 | 0 | 0 | 0 | 0 | 0 | 0 | 0 | 0 | 5.941 | 0 | -577.1537 | 13.2595 | 0 | 69.7466 | 69.7047 | 64.9254 | 1202.63 | 28.5434 | 50.1074 | 1.6348 | 0.252 | -15.5386 | 14.074 | 3.19 | 57.716 | 971 | 348.8618 | -615.0623 | 6.7467 | 1.885 | -2.67 | 12.1332 | 4.3503 | 2025-09-26 | 2025_09_26 Hr 14 | 62.1847 | -1.1e-05 | -971 | -542.5833 | 404.2668 | 892.1487 | 142.9364 | 12.3978 | 61.8336 | 74.1633 | 236.2098 | 93.8937 | 23.0871 | 186.3232 | 262.3367 | 0 | 6.5271 | 46.06 | 228.3633 | 0 | 139.4514 | 0
2025_09_26 Hr 15 | 15.5386 | 0.003135 | 0.088407 | 3.8572 | 3.8572 | 3.8572 | 3.8572 | 3.8012 | 3.8572 | 91.6635 | -14.5 | 0.1008 | 62 | 0 | 93.1616 | 93.1616 | 262.3367 | 0 | 0.00123 | 0.058 | 0.04906 | 1.3332 | 0 | 0 | 0 | 0 | 0 | 0 | 0.0792 | 46.06 | 6.5271 | 228.3633 | 0 | 0 | 0 | 0 | 11.2382 | 30.5683 | 0 | 30.5238 | 0 | 0.5759 | 9.3045 | 0 | -1 | -4.2 | 8.9372 | 0 | 0 | 26.9151 | 26.9151 | 26.9151 | 26.9151 | 31.2966 | 13.8996 | 1.1496 | 0.00258 | 0 | 0 | 0 | 0 | 0 | 0 | 0 | 0 | 0 | 0 | 0 | 0 | 0 | 0 | 0 | 0 | 5.8919 | 0 | -573.8604 | 13.2595 | 0 | 69.7466 | 69.7047 | 63.4794 | 1195.489 | 28.283 | 49.6502 | 1.6348 | 0.252 | -15.5386 | 14.074 | 3.19 | 57.716 | 958.7917 | 344.5479 | -611.769 | 6.691 | 1.885 | -2.67 | 12.0225 | 4.3106 | 2025-09-26 | 2025_09_26 Hr 15 | 58.8126 | -4.6e-05 | -958.7917 | -543.3366 | 396.2776 | 892.1487 | 139.4705 | 12.3978 | 61.8336 | 72.6312 | 230.6206 | 93.0258 | 23.0871 | 186.3232 | 262.3367 | 0 | 6.5271 | 46.06 | 228.3633 | 0 | 139.4514 | 0
2025_09_26 Hr 16 | 16.061 | 0.007035 | 0.19839 | 3.8572 | 3.8572 | 3.8572 | 3.8572 | 3.8012 | 3.8572 | 89.6921 | -14.5 | 0.1008 | 44 | 0 | 93.1616 | 93.1616 | 262.3367 | 0 | 0.00123 | 0.058 | 0.04906 | 1.3332 | 0 | 0 | 0 | 0 | 0 | 0 | 0.0792 | 44.2326 | 6.5271 | 228.3633 | 0 | 0 | 0 | 0 | 10.9965 | 29.2462 | 0 | 39.9793 | 0 | 0.5759 | 9.2095 | 0 | -1 | -4.2 | 8.846 | 0 | 0 | 25.9695 | 25.9695 | 25.9695 | 25.9695 | 30.1971 | 16.848 | 1.1496 | 0.00258 | 0 | 0 | 0 | 0 | 0 | 0 | 0 | 0 | 0 | 0 | 0 | 0 | 0 | 0 | 0 | 0 | 5.8318 | 0 | -548.1429 | 13.2595 | 0 | 65.1399 | 65.099 | 58.9968 | 1175.827 | 27.9637 | 49.0897 | 1.6348 | 0.252 | -16.061 | 14.074 | 3.19 | 57.716 | 953.7083 | 324.4757 | -586.5739 | 6.6227 | 1.885 | -2.67 | 11.8868 | 4.2619 | 2025-09-26 | 2025_09_26 Hr 16 | 65.2317 | 1.5e-05 | -953.7083 | -508.1636 | 386.4814 | 881.1089 | 120.0502 | 12.3978 | 61.8336 | 70.7526 | 223.7673 | 91.9615 | 23.0871 | 186.3232 | 262.3367 | 0 | 6.5271 | 44.2326 | 228.3633 | 0 | 130.2389 | 0
2025_09_26 Hr 17 | 16.061 | 0.008685 | 0.24492 | 3.8572 | 3.8572 | 3.8572 | 3.8572 | 3.8012 | 3.8572 | 93.654 | -14.5 | 0.1008 | 32 | 0 | 93.1616 | 93.1616 | 262.3367 | 0 | 0.00123 | 0.058 | 0.04906 | 1.3332 | 0 | 0 | 0 | 0 | 0 | 0 | 0.0792 | 46.06 | 6.5271 | 228.3633 | 0 | 0 | 0 | 0 | 11.4823 | 31.9033 | 0 | 24.5377 | 0 | 0.5759 | 9.4004 | 0 | -1 | -4.2 | 9.0294 | 0 | 0 | 27.8699 | 27.8699 | 27.8699 | 27.8699 | 32.4069 | 13.8996 | 1.1496 | 0.00258 | 0 | 0 | 0 | 0 | 0 | 0 | 0 | 0 | 0 | 0 | 0 | 0 | 0 | 0 | 0 | 0 | 5.9527 | 0 | -540.0542 | 13.2595 | 0 | 69.7466 | 69.7047 | 54.5142 | 1204.462 | 28.6054 | 50.2162 | 1.6348 | 0.252 | -16.061 | 14.074 | 3.19 | 57.716 | 957.7 | 307.1852 | -578.4852 | 6.76 | 1.885 | -2.67 | 12.1596 | 4.3597 | 2025-09-26 | 2025_09_26 Hr 17 | 73.7354 | 5e-06 | -957.7 | -515.5165 | 406.169 | 892.1487 | 100.6674 | 12.3978 | 61.8336 | 74.5281 | 237.5405 | 94.1004 | 23.0871 | 186.3232 | 262.3367 | 0 | 6.5271 | 46.06 | 228.3633 | 0 | 139.4514 | 0
2025_09_26 Hr 18 | 5.6897 | 0.005355 | 0.15101 | 3.8572 | 3.8572 | 3.8572 | 3.8572 | 3.8012 | 3.8572 | 94.7833 | -14.5 | 0.1008 | 52 | 0 | 93.1616 | 93.1616 | 262.3367 | 0 | 0.00123 | 0.058 | 0.04906 | 1.3332 | 0 | 0 | 0 | 0 | 0 | 0 | 0.0792 | 45.6692 | 6.5271 | 228.3633 | 0 | 0 | 0 | 0 | 11.6207 | 32.6606 | 0 | 27.82 | 0 | 0.5759 | 9.4549 | 0 | -1 | -4.2 | 9.0817 | 0 | 0 | 28.4115 | 28.4115 | 28.4115 | 28.4115 | 33.0367 | 10.9512 | 1.1496 | 0.00258 | 0 | 0 | 0 | 0 | 0 | 0 | 0 | 0 | 0 | 0 | 0 | 0 | 0 | 0 | 0 | 0 | 5.9872 | 0 | -549.3838 | 13.2595 | 0 | 69.2379 | 69.196 | 42.5124 | 1207.962 | 28.7883 | 50.5373 | 1.6348 | 0.252 | -5.6897 | 14.074 | 3.19 | 57.716 | 960.8083 | 302.4701 | -577.4435 | 6.7991 | 1.885 | -2.67 | 12.2373 | 4.3876 | 2025-09-26 | 2025_09_26 Hr 18 | 63.1174 | 2.9e-05 | -960.8083 | -521.5638 | 411.7804 | 890.7404 | 105.62 | 12.3978 | 61.8336 | 75.6042 | 241.4662 | 94.7101 | 23.0871 | 186.3232 | 262.3367 | 0 | 6.5271 | 45.6692 | 228.3633 | 0 | 138.4339 | 0
2025_09_26 Hr 19 | 0.52072 | 0.00435 | 0.12267 | 3.8572 | 3.8572 | 3.8572 | 3.8572 | 3.8012 | 3.8572 | 96.8887 | -14.5 | 0.1008 | 66 | 0 | 93.1616 | 93.1616 | 262.3367 | 0 | 0.00123 | 0.058 | 0.04906 | 1.3332 | 0 | 0 | 0 | 0 | 0 | 0 | 0.0792 | 45.7993 | 6.5271 | 228.3633 | 0 | 0 | 0 | 0 | 11.8789 | 34.0726 | 0 | 36.9825 | 0 | 0.5759 | 9.5563 | 0 | -1 | -4.2 | 9.1791 | 0 | 0 | 29.4214 | 29.4214 | 29.4214 | 29.4214 | 34.2109 | 16.848 | 1.1496 | 0.00258 | 0 | 0 | 0 | 0 | 0 | 0 | 0 | 0 | 0 | 0 | 0 | 0 | 0 | 0 | 0 | 0 | 6.0514 | 0 | -580.0421 | 13.2595 | 0 | 69.7466 | 69.7047 | 31.5228 | 1218.406 | 29.1293 | 51.136 | 1.6348 | 0.252 | -0.52072 | 14.074 | 3.19 | 57.716 | 959.8 | 307.3439 | -602.9328 | 6.8721 | 1.885 | -2.67 | 12.3823 | 4.4396 | 2025-09-26 | 2025_09_26 Hr 19 | 55.3978 | 1.6e-05 | -959.8 | -543.0596 | 422.2424 | 891.888 | 114.4978 | 12.3978 | 61.8336 | 77.6105 | 248.7853 | 95.8467 | 23.0871 | 186.3232 | 262.3367 | 0 | 6.5271 | 45.7993 | 228.3633 | 0 | 139.4514 | 0
2025_09_26 Hr 20 | 0 | 0.001755 | 0.049491 | 3.8572 | 3.8572 | 3.8572 | 3.8572 | 3.8012 | 3.8572 | 95.7594 | -14.5 | 0.1008 | 68 | 0 | 93.1616 | 93.1616 | 262.3367 | 0 | 0.00123 | 0.058 | 0.04906 | 1.3332 | 0 | 0 | 0 | 0 | 0 | 0 | 0.0792 | 45.9947 | 6.5271 | 228.3633 | 0 | 0 | 0 | 0 | 11.7404 | 33.3153 | 0 | 43.5046 | 0 | 0.5759 | 9.5019 | 0 | -1 | -4.2 | 9.1268 | 0 | 0 | 28.8798 | 28.8798 | 28.8798 | 28.8798 | 33.5811 | 25.7985 | 1.1496 | 0.00258 | 0 | 0 | 0 | 0 | 0 | 0 | 0 | 0 | 0 | 0 | 0 | 0 | 0 | 0 | 0 | 0 | 6.017 | 0 | -593.0605 | 13.2595 | 0 | 69.2379 | 69.196 | 28.4862 | 1212.509 | 28.9464 | 50.8149 | 1.6348 | 0.252 | 0 | 14.074 | 3.19 | 57.716 | 954.7083 | 314.1248 | -615.4305 | 6.833 | 1.885 | -2.67 | 12.3045 | 4.4117 | 2025-09-26 | 2025_09_26 Hr 20 | 55.082 | 1e-05 | -954.7083 | -549.5559 | 416.631 | 891.0659 | 122.3359 | 12.3978 | 61.8336 | 76.5344 | 244.8596 | 95.237 | 23.0871 | 186.3232 | 262.3367 | 0 | 6.5271 | 45.9947 | 228.3633 | 0 | 138.4339 | 0
2025_09_26 Hr 21 | 0 | 0.000165 | 0.004653 | 3.8572 | 3.8572 | 3.8572 | 3.8572 | 3.8012 | 3.8572 | 91.5678 | -14.5 | 0.1008 | 54 | 0 | 93.046 | 93.046 | 261.7059 | 0 | 0.00123 | 0.058 | 0.04906 | 1.3332 | 0 | 0 | 0 | 0 | 0 | 0 | 0.0792 | 17.1578 | 6.5271 | 227.8293 | 0 | 0 | 0 | 0 | 11.2265 | 30.5041 | 0 | 81.4617 | 0 | 0.5759 | 9.2999 | 0 | -1 | -4.2 | 8.9328 | 0 | 0 | 26.8692 | 26.8692 | 26.8692 | 26.8692 | 31.2433 | 32.7483 | 1.1496 | 0.00258 | 0 | 0 | 0 | 0 | 0 | 0 | 0 | 0 | 0 | 0 | 0 | 0 | 0 | 0 | 0 | 0 | 5.889 | 0 | -614.0505 | 13.2595 | 0 | 66.6941 | 66.6522 | 31.9566 | 1158.578 | 28.2675 | 49.623 | 1.6348 | 0.252 | 0 | 14.074 | 3.19 | 57.716 | 911.9 | 308.2806 | -636.4205 | 6.6877 | 1.885 | -2.67 | 12.0159 | 4.3082 | 2025-09-26 | 2025_09_26 Hr 21 | 47 | -8.1e-05 | -911.9 | -532.5888 | 395.8021 | 855.7455 | 118.7097 | 12.3978 | 61.8336 | 72.54 | 230.2879 | 92.9741 | 23.0871 | 186.0919 | 261.7059 | 0 | 6.5271 | 17.1578 | 227.8293 | 0 | 133.3464 | 0
2025_09_26 Hr 22 | 0 | 0 | 0 | 3.8572 | 3.8572 | 3.8572 | 3.8572 | 3.8012 | 3.8572 | 84.4477 | -14.5 | 0.1008 | 47 | 0 | 93.1616 | 93.1616 | 262.3367 | 0 | 0.00123 | 0.058 | 0.04906 | 1.3332 | 0 | 0 | 0 | 0 | 0 | 0 | 0.0792 | 16.1125 | 6.5271 | 228.3633 | 0 | 0 | 0 | 0 | 10.3536 | 25.7291 | 0 | 68.7939 | 0 | 0.5759 | 8.9567 | 0 | -1 | -4.2 | 8.6032 | 0 | 0 | 23.454 | 23.454 | 23.454 | 23.454 | 27.2721 | 20.8494 | 1.1496 | 0.00258 | 0 | 0 | 0 | 0 | 0 | 0 | 0 | 0 | 0 | 0 | 0 | 0 | 0 | 0 | 0 | 0 | 5.6717 | 0 | -612.0657 | 13.2595 | 0 | 68.2204 | 68.1785 | 42.5124 | 1130.44 | 27.1142 | 47.5985 | 1.6348 | 0.252 | 0 | 14.074 | 3.19 | 57.716 | 860.8917 | 296.0935 | -634.4357 | 6.4409 | 1.885 | -2.67 | 11.5257 | 4.1324 | 2025-09-26 | 2025_09_26 Hr 22 | 45.7367 | -3.9e-05 | -860.8917 | -543.2718 | 360.4215 | 859.1487 | 110.3618 | 12.3978 | 61.8336 | 65.7551 | 205.5361 | 89.1303 | 23.0871 | 186.3232 | 262.3367 | 0 | 6.5271 | 16.1125 | 228.3633 | 0 | 136.3989 | 0
2025_09_26 Hr 23 | 0 | 0 | 0 | 3.8572 | 3.8572 | 3.8572 | 3.8572 | 3.8012 | 3.8572 | 73.2317 | 0 | 0.1008 | 46 | 0 | 93.1616 | 93.1616 | 269.8282 | 0 | 0.00123 | 0.058 | 0.04906 | 1.3332 | 0 | 0 | 0 | 0 | 0 | 0 | 0.0792 | 19.8338 | 6.5271 | 234.2439 | 0 | 0 | 0 | 0 | 8.9785 | 18.2071 | 0 | 4.0308 | -0.29636 | 0.5759 | 8.4161 | 0 | -1 | -4.2 | 8.0839 | 0 | 0 | 18.0742 | 18.0742 | 18.0742 | 18.0742 | 21.0165 | 10.9512 | 1.1496 | 0.00258 | 0 | 0 | 0 | 0 | 0 | 0 | 0 | 0 | 0 | 0 | 0 | 0 | 0 | 0 | 0 | 0 | 5.3294 | 0 | -584.9866 | 13.2595 | 0 | 71.9649 | 71.9217 | 51.0438 | 1105.342 | 25.2975 | 44.4093 | 1.6348 | 0.252 | 0 | 14.074 | 3.19 | 57.716 | 803.8917 | 287.6717 | -592.8566 | 6.0522 | 1.885 | -2.67 | 10.7535 | 3.8556 | 2025-09-26 | 2025_09_26 Hr 23 | 49.0701 | -5.4e-05 | -803.8917 | -581.2521 | 319.1877 | 883.7298 | 107.995 | 12.3978 | 61.8336 | 55.0671 | 166.5453 | 97.5753 | 23.0871 | 186.3232 | 269.8282 | 0 | 6.5271 | 19.8338 | 234.2439 | 0 | 143.8865 | 0
2025_09_26 Hr 24 | 0 | 0 | 0 | 3.8572 | 3.8572 | 3.8572 | 3.8572 | 3.8012 | 3.8572 | 65.2695 | 0 | 0.1008 | 51 | 0 | 93.1616 | 93.1616 | 269.8282 | 0 | 0.00123 | 0.058 | 0.04906 | 1.3332 | 0 | 0 | 0 | 0 | 0 | 0 | 0.0792 | 17.4817 | 6.5271 | 234.2439 | 0 | 0 | 0 | 0 | 8.0023 | 12.8672 | 0 | 8.5002 | 0 | 0.5759 | 8.0324 | 0 | -1 | -4.2 | 7.7153 | 0 | 0 | 14.2551 | 14.2551 | 14.2551 | 14.2551 | 16.5757 | 15.9003 | 1.1496 | 0.00258 | 0 | 0 | 0 | 0 | 0 | 0 | 0 | 0 | 0 | 0 | 0 | 0 | 0 | 0 | 0 | 0 | 5.0864 | 0 | -625.283 | 13.2595 | 0 | 71.9649 | 71.9217 | 60.4428 | 1067.723 | 24.0078 | 42.1453 | 1.6348 | 0.252 | 0 | 14.074 | 3.19 | 57.716 | 745.7917 | 302.7213 | -633.153 | 5.7762 | 1.885 | -2.67 | 10.2052 | 3.659 | 2025-09-26 | 2025_09_26 Hr 24 | 45.5423 | -8.1e-05 | -745.7917 | -616.7828 | 279.6223 | 881.3777 | 127.3431 | 12.3978 | 61.8336 | 47.4797 | 138.8657 | 93.2768 | 23.0871 | 186.3232 | 269.8282 | 0 | 6.5271 | 17.4817 | 234.2439 | 0 | 143.8865 | 0
2025_09_27 Hr 01 | 0 | 0 | 0 | 3.8572 | 3.8572 | 3.8572 | 3.8572 | 3.8012 | 3.8572 | 55.9354 | 0 | 0.1008 | 69 | 0 | 93.1616 | 93.1616 | 269.8282 | 0 | 0.00123 | 0.058 | 0.04906 | 1.3332 | 0 | 0 | 0 | 0 | 0 | 0 | 0.0792 | 19.8346 | 6.5271 | 234.2439 | 0 | 0 | 0 | 0 | 6.8026 | 5.2841 | 0 | 0 | -13.2387 | 0.5759 | 7.5243 | 0 | -1 | -4.2 | 7.2672 | 0 | 0 | 9.096 | 9.096 | 9.096 | 9.096 | 10.5768 | 22.8501 | 1.1496 | 0.00258 | 0 | 0 | 0 | 0 | 0 | 0 | 0 | 0 | 0 | 0 | 0 | 0 | 0 | 0 | 0 | 0 | 4.7725 | 0 | -632.7408 | 13.9282 | 0 | 71.9649 | 71.9217 | 79.9638 | 1023.706 | 23.2643 | 40.8025 | 1.6348 | 0.252 | 0 | 14.074 | 3.19 | 57.716 | 715.1917 | 345.3351 | -640.6108 | 5.4285 | 1.885 | -2.67 | 9.8823 | 3.5426 | 2025-09-27 | 2025_09_27 Hr 01 | 50.833 | -6e-05 | -715.1917 | -645.9795 | 231.3952 | 883.7306 | 171.8139 | 12.3978 | 61.8336 | 37.079 | 102.8964 | 91.4198 | 23.0871 | 186.3232 | 269.8282 | 0 | 6.5271 | 19.8346 | 234.2439 | 0 | 143.8865 | 0
2025_09_27 Hr 02 | 0 | 0 | 0 | 3.8572 | 3.8572 | 3.8572 | 3.8572 | 3.8012 | 3.8572 | 51.9679 | 0 | 0.1008 | 83 | 0 | 93.1616 | 93.1616 | 269.8282 | 0 | 0.00123 | 0.058 | 0.04906 | 1.3332 | 0 | 0 | 0 | 0 | 0 | 0 | 0.0792 | 29.2359 | 6.5271 | 234.2439 | 0 | 0 | 0 | 0 | 6.3201 | 2.6455 | 0 | 0 | -20.7512 | 0.5759 | 7.3395 | 0 | -1 | -4.2 | 7.0886 | 0 | 0 | 7.1881 | 7.1881 | 7.1881 | 7.1881 | 8.3582 | 20.8494 | 1.1496 | 0.00258 | 0 | 0 | 0 | 0 | 0 | 0 | 0 | 0 | 0 | 0 | 0 | 0 | 0 | 0 | 0 | 0 | 4.6552 | 0 | -659.3969 | 13.9282 | 0 | 71.9649 | 71.9217 | 86.037 | 1015.554 | 22.6157 | 39.665 | 1.6348 | 0.252 | 0 | 14.074 | 3.19 | 57.716 | 688.7833 | 361.2473 | -667.2669 | 5.2951 | 1.885 | -2.67 | 9.6068 | 3.4438 | 2025-09-27 | 2025_09_27 Hr 02 | 52.3302 | 6e-06 | -688.7833 | -680.1481 | 211.6818 | 893.1319 | 189.8864 | 12.3978 | 61.8336 | 33.344 | 89.0783 | 89.2595 | 23.0871 | 186.3232 | 269.8282 | 0 | 6.5271 | 29.2359 | 234.2439 | 0 | 143.8865 | 0
2025_09_27 Hr 03 | 0 | 0 | 0 | 3.8572 | 3.8572 | 3.8572 | 3.8572 | 3.8012 | 3.8572 | 50.9997 | 0 | 0.1008 | 77 | 0 | 93.1616 | 93.1616 | 269.8282 | 0 | 0.00123 | 0.058 | 0.04906 | 1.3332 | 0 | 0 | 0 | 0 | 0 | 0 | 0.0792 | 38.6405 | 6.5271 | 234.2439 | 0 | 0 | 0 | 0 | 6.2024 | 2.0016 | 0 | 0 | -26.1066 | 0.5759 | 7.2944 | 0 | -1 | -4.2 | 7.0451 | 0 | 0 | 6.7225 | 6.7225 | 6.7225 | 6.7225 | 7.8168 | 17.901 | 1.1496 | 0.00258 | 0 | 0 | 0 | 0 | 0 | 0 | 0 | 0 | 0 | 0 | 0 | 0 | 0 | 0 | 0 | 0 | 4.6266 | 0 | -650.8179 | 13.9282 | 0 | 71.9649 | 71.9217 | 80.976 | 1020.675 | 22.4575 | 39.3875 | 1.6348 | 0.252 | 0 | 14.074 | 3.19 | 57.716 | 682.5917 | 346.7108 | -658.6879 | 5.2626 | 1.885 | -2.67 | 9.5395 | 3.4197 | 2025-09-27 | 2025_09_27 Hr 03 | 51.9798 | -5.7e-05 | -682.5917 | -676.9245 | 206.8714 | 902.5364 | 175.877 | 12.3978 | 61.8336 | 32.4326 | 85.7064 | 88.7324 | 23.0871 | 186.3232 | 269.8282 | 0 | 6.5271 | 38.6405 | 234.2439 | 0 | 143.8865 | 0
2025_09_27 Hr 04 | 0 | 0 | 0 | 3.8572 | 3.8572 | 3.8572 | 3.8572 | 3.8012 | 3.8572 | 51.1896 | 0 | 0.1008 | 79 | 0 | 93.1616 | 93.1616 | 269.8282 | 0 | 0.00123 | 0.058 | 0.04906 | 1.3332 | 0 | 0 | 0 | 0 | 0 | 0 | 0.0792 | 45.674 | 6.5271 | 234.2439 | 0 | 0 | 0 | 0 | 6.2254 | 2.1278 | 0 | 0 | -25 | 0.5759 | 7.3032 | 0 | -1 | -4.2 | 7.0536 | 0 | 0 | 6.8138 | 6.8138 | 6.8138 | 6.8138 | 7.923 | 16.848 | 1.1496 | 0.00258 | 0 | 0 | 0 | 0 | 0 | 0 | 0 | 0 | 0 | 0 | 0 | 0 | 0 | 0 | 0 | 0 | 4.6322 | 0 | -658.4252 | 13.9282 | 0 | 71.9649 | 71.9217 | 72.4446 | 1028.549 | 22.4885 | 39.4419 | 1.6348 | 0.252 | 0 | 14.074 | 3.19 | 57.716 | 676.4833 | 339.2297 | -666.2952 | 5.2689 | 1.885 | -2.67 | 9.5527 | 3.4244 | 2025-09-27 | 2025_09_27 Hr 04 | 51.4223 | 1.2e-05 | -676.4833 | -683.4252 | 207.8146 | 909.57 | 168.2926 | 12.3978 | 61.8336 | 32.6113 | 86.3676 | 88.8357 | 23.0871 | 186.3232 | 269.8282 | 0 | 6.5271 | 45.674 | 234.2439 | 0 | 143.8865 | 0
2025_09_27 Hr 05 | 0 | 0 | 0 | 3.8572 | 3.8572 | 3.8572 | 3.8572 | 3.8012 | 3.8572 | 53.9421 | 0 | 0.1008 | 74 | 0 | 93.1616 | 93.1616 | 269.8282 | 0 | 0.00123 | 0.058 | 0.04906 | 1.3332 | 0 | 0 | 0 | 0 | 0 | 0 | 0.0792 | 46.06 | 6.5271 | 234.2439 | 0 | 0 | 0 | 0 | 6.5602 | 3.9584 | 0 | 0.031099 | -13.6447 | 0.5759 | 7.4314 | 0 | -1 | -4.2 | 7.1775 | 0 | 0 | 8.1375 | 8.1375 | 8.1375 | 8.1375 | 9.4622 | 16.848 | 1.1496 | 0.00258 | 0 | 0 | 0 | 0 | 0 | 0 | 0 | 0 | 0 | 0 | 0 | 0 | 0 | 0 | 0 | 0 | 4.7136 | 0 | -671.471 | 13.9282 | 0 | 71.9649 | 71.9217 | 64.0578 | 1041.113 | 22.9384 | 40.2311 | 1.6348 | 0.252 | 0 | 14.074 | 3.19 | 57.716 | 675.5 | 327.3417 | -679.341 | 5.3615 | 1.885 | -2.67 | 9.7439 | 3.493 | 2025-09-27 | 2025_09_27 Hr 05 | 52.2744 | -2.18e-05 | -675.5 | -685.0846 | 221.4914 | 909.956 | 154.9058 | 12.3978 | 61.8336 | 35.2026 | 95.9543 | 90.3345 | 23.0871 | 186.3232 | 269.8282 | 0 | 6.5271 | 46.06 | 234.2439 | 0 | 143.8865 | 0
2025_09_27 Hr 06 | 0 | 0 | 0 | 3.8572 | 3.8572 | 3.8572 | 3.8572 | 3.8012 | 3.8572 | 59.1436 | 0 | 0.1008 | 70 | 0 | 93.1616 | 93.1616 | 269.8282 | 0 | 0.00123 | 0.058 | 0.04906 | 1.3332 | 0 | 0 | 0 | 0 | 0 | 0 | 0.0792 | 46.06 | 6.5271 | 234.2439 | 0 | 0 | 0 | 0 | 7.1928 | 7.4177 | 0 | 0 | -21.9124 | 0.5759 | 7.6737 | 0 | -1 | -4.2 | 7.4115 | 0 | 0 | 10.6389 | 10.6389 | 10.6389 | 10.6389 | 12.3708 | 20.8494 | 1.1496 | 0.00258 | 0 | 0 | 0 | 0 | 0 | 0 | 0 | 0 | 0 | 0 | 0 | 0 | 0 | 0 | 0 | 0 | 4.8672 | 0 | -660.8761 | 13.9282 | 0 | 71.9649 | 71.9217 | 66.516 | 1064.125 | 23.7887 | 41.7223 | 1.6348 | 0.252 | 0 | 14.074 | 3.19 | 57.716 | 706.1 | 332.6335 | -668.7461 | 5.5363 | 1.885 | -2.67 | 10.105 | 3.6224 | 2025-09-27 | 2025_09_27 Hr 06 | 60.9069 | -1.1e-05 | -706.1 | -682.7885 | 247.3357 | 909.956 | 157.3654 | 12.3978 | 61.8336 | 40.0992 | 114.0698 | 93.1667 | 23.0871 | 186.3232 | 269.8282 | 0 | 6.5271 | 46.06 | 234.2439 | 0 | 143.8865 | 0
2025_09_27 Hr 07 | 0 | 0 | 0 | 3.8572 | 3.8572 | 3.8572 | 3.8572 | 3.8012 | 3.8572 | 67.3254 | -14.5 | 0.1008 | 58 | 0 | 93.1616 | 93.1616 | 262.3367 | 0 | 0.00123 | 0.058 | 0.04906 | 1.3332 | 0 | 0 | 0 | 0 | 0 | 0 | 0.0792 | 46.06 | 6.5271 | 228.3633 | 0 | 0 | 0 | 0 | 8.1878 | 12.859 | 0 | 20.8944 | 0 | 0.5759 | 8.0549 | 0 | -1 | -4.2 | 7.7796 | 0 | 0 | 14.5735 | 14.5735 | 14.5735 | 14.5735 | 16.946 | 20.8494 | 1.1496 | 0.00258 | 0 | 0 | 0 | 0 | 0 | 0 | 0 | 0 | 0 | 0 | 0 | 0 | 0 | 0 | 0 | 0 | 5.109 | 0 | -656.2164 | 13.9282 | 0 | 69.7466 | 69.7047 | 65.5038 | 1082.516 | 25.1262 | 44.068 | 1.6348 | 0.252 | 0 | 14.074 | 3.19 | 57.716 | 748.9 | 324.0762 | -678.5864 | 5.8113 | 1.885 | -2.67 | 10.6732 | 3.8261 | 2025-09-27 | 2025_09_27 Hr 07 | 63.6512 | 3.7e-05 | -748.9 | -635.322 | 273.4888 | 892.1487 | 144.3532 | 12.3978 | 61.8336 | 47.8017 | 142.5654 | 83.1217 | 23.0871 | 186.3232 | 262.3367 | 0 | 6.5271 | 46.06 | 228.3633 | 0 | 139.4514 | 0
2025_09_27 Hr 08 | 3.6185 | 0.00015 | 0.00423 | 3.8572 | 3.8572 | 3.8572 | 3.8572 | 3.8012 | 3.8572 | 79.7594 | -14.5 | 0.1008 | 43 | 0 | 93.1616 | 93.1616 | 262.3367 | 0 | 0.00123 | 0.058 | 0.04906 | 1.3332 | 0 | 0 | 0 | 0 | 0 | 0 | 0.0792 | 45.6688 | 6.5271 | 228.3633 | 0 | 0 | 0 | 0 | 9.7 | 21.1284 | 0 | 10.4074 | -5.5281 | 0.5759 | 8.6342 | 0 | -1 | -4.2 | 8.3391 | 0 | 0 | 20.5531 | 20.5531 | 20.5531 | 20.5531 | 23.899 | 17.901 | 1.1496 | 0.00258 | 0 | 0 | 0 | 0 | 0 | 0 | 0 | 0 | 0 | 0 | 0 | 0 | 0 | 0 | 0 | 0 | 5.4764 | 0 | -651.8062 | 13.9282 | 0 | 69.7466 | 69.7047 | 81.5544 | 1137.14 | 27.1587 | 47.6329 | 1.6348 | 0.252 | -3.6185 | 14.074 | 3.19 | 57.716 | 796.7917 | 332.5674 | -677.7947 | 6.2292 | 1.885 | -2.67 | 11.5366 | 4.1356 | 2025-09-27 | 2025_09_27 Hr 08 | 65.119 | -3.2e-05 | -796.7917 | -646.9269 | 335.27 | 891.7575 | 142.4598 | 12.3978 | 61.8336 | 59.5072 | 185.8708 | 89.892 | 23.0871 | 186.3232 | 262.3367 | 0 | 6.5271 | 45.6688 | 228.3633 | 0 | 139.4514 | 0
2025_09_27 Hr 09 | 15.1389 | 0.000855 | 0.024111 | 3.8572 | 3.8572 | 3.8572 | 3.8572 | 3.8012 | 3.8572 | 91.4151 | -14.5 | 0.1008 | 39 | 0 | 93.1616 | 93.1616 | 262.3367 | 0 | 0.00123 | 0.058 | 0.04906 | 1.3332 | 0 | 0 | 0 | 0 | 0 | 0 | 0.0792 | 46.06 | 6.5271 | 228.3633 | 0 | 0 | 0 | 0 | 11.1175 | 28.8801 | 0 | 8.4393 | -4.6574 | 0.5759 | 9.1772 | 0 | -1 | -4.2 | 8.8635 | 0 | 0 | 26.1584 | 26.1584 | 26.1584 | 26.1584 | 30.4167 | 15.9003 | 1.1496 | 0.00258 | 0 | 0 | 0 | 0 | 0 | 0 | 0 | 0 | 0 | 0 | 0 | 0 | 0 | 0 | 0 | 0 | 5.8208 | 0 | -643.2116 | 13.9282 | 0 | 69.7466 | 69.7047 | 68.5404 | 1189.118 | 29.0641 | 50.9746 | 1.6348 | 0.252 | -15.1389 | 14.074 | 3.19 | 57.716 | 843.6 | 331.4203 | -680.7205 | 6.6209 | 1.885 | -2.67 | 12.3459 | 4.4257 | 2025-09-27 | 2025_09_27 Hr 09 | 66.2709 | 4e-06 | -843.6 | -639.4297 | 393.184 | 892.1487 | 123.4657 | 12.3978 | 61.8336 | 70.48 | 226.4655 | 96.2385 | 23.0871 | 186.3232 | 262.3367 | 0 | 6.5271 | 46.06 | 228.3633 | 0 | 139.4514 | 0
2025_09_27 Hr 10 | 16.4772 | 0.003045 | 0.085869 | 3.8572 | 3.8572 | 3.8572 | 3.8572 | 3.8012 | 3.8572 | 96.7494 | -14.5 | 0.1008 | 35 | 0 | 93.1616 | 93.1616 | 262.3367 | 0 | 0.00123 | 0.058 | 0.04906 | 1.3332 | 0 | 0 | 0 | 0 | 0 | 0 | 0.0792 | 46.06 | 6.5271 | 228.3633 | 0 | 0 | 0 | 0 | 11.7662 | 32.4277 | 0 | 31.938 | 0 | 0.5759 | 9.4257 | 0 | -1 | -4.2 | 9.1036 | 0 | 0 | 28.7237 | 28.7237 | 28.7237 | 28.7237 | 33.3996 | 11.8989 | 1.1496 | 0.00258 | 0 | 0 | 0 | 0 | 0 | 0 | 0 | 0 | 0 | 0 | 0 | 0 | 0 | 0 | 0 | 0 | 5.9784 | 0 | -645.9362 | 13.9282 | 0 | 69.7466 | 69.7047 | 43.9584 | 1212.78 | 29.936 | 52.5039 | 1.6348 | 0.252 | -16.4772 | 14.074 | 3.19 | 57.716 | 863.0167 | 303.0819 | -684.7834 | 6.8002 | 1.885 | -2.67 | 12.7163 | 4.5585 | 2025-09-27 | 2025_09_27 Hr 10 | 60.0283 | -3e-05 | -863.0167 | -613.9982 | 419.6886 | 892.1487 | 90.9462 | 12.3978 | 61.8336 | 75.5018 | 245.0438 | 99.143 | 23.0871 | 186.3232 | 262.3367 | 0 | 6.5271 | 46.06 | 228.3633 | 0 | 139.4514 | 0
2025_09_27 Hr 11 | 17.5883 | 0.00435 | 0.12267 | 3.8572 | 3.8572 | 3.8572 | 3.8572 | 3.8012 | 3.8572 | 101.9319 | -14.5 | 0.1008 | 30 | 0 | 93.1616 | 93.1616 | 262.3367 | 0 | 0.00123 | 0.058 | 0.04906 | 1.3332 | 0 | 0 | 0 | 0 | 0 | 0 | 0.0792 | 46.06 | 6.5271 | 228.3633 | 0 | 0 | 0 | 0 | 12.3965 | 35.8743 | 0 | 20.3202 | 0 | 0.5759 | 9.6671 | 0 | -1 | -4.2 | 9.3367 | 0 | 0 | 31.2159 | 31.2159 | 31.2159 | 31.2159 | 36.2976 | 8.9505 | 1.1496 | 0.00258 | 0 | 0 | 0 | 0 | 0 | 0 | 0 | 0 | 0 | 0 | 0 | 0 | 0 | 0 | 0 | 0 | 6.1316 | 0 | -643.6288 | 13.9282 | 0 | 69.7466 | 69.7047 | 42.5124 | 1235.745 | 30.7832 | 53.9897 | 1.6348 | 0.252 | -17.5883 | 14.074 | 3.19 | 57.716 | 870.1 | 297.6217 | -683.5871 | 6.9744 | 1.885 | -2.67 | 13.0762 | 4.6875 | 2025-09-27 | 2025_09_27 Hr 11 | 64.7102 | 4.9e-05 | -870.1 | -623.3086 | 445.4387 | 892.1487 | 81.5899 | 12.3978 | 61.8336 | 80.3806 | 263.0933 | 101.9648 | 23.0871 | 186.3232 | 262.3367 | 0 | 6.5271 | 46.06 | 228.3633 | 0 | 139.4514 | 0
2025_09_27 Hr 12 | 14.5071 | 0.008865 | 0.24999 | 3.8572 | 3.8572 | 3.8572 | 3.8572 | 3.8012 | 3.8572 | 103.3936 | -14.5 | 0.1008 | 28 | 0 | 93.1616 | 93.1616 | 262.3367 | 0 | 0.00123 | 0.058 | 0.04906 | 1.3332 | 0 | 0 | 0 | 0 | 0 | 0 | 0.0792 | 46.06 | 6.5271 | 228.3633 | 0 | 0 | 0 | 0 | 12.5743 | 36.8464 | 0 | 36.5538 | 0 | 0.5759 | 9.7352 | 0 | -1 | -4.2 | 9.4025 | 0 | 0 | 31.9189 | 31.9189 | 31.9189 | 31.9189 | 37.115 | 9.8982 | 1.1496 | 0.00258 | 0 | 0 | 0 | 0 | 0 | 0 | 0 | 0 | 0 | 0 | 0 | 0 | 0 | 0 | 0 | 0 | 6.1748 | 0 | -633.8298 | 13.9282 | 0 | 69.7466 | 69.7047 | 24.4374 | 1242.339 | 31.0221 | 54.4088 | 1.6348 | 0.252 | -14.5071 | 14.074 | 3.19 | 57.716 | 884.4 | 276.2137 | -670.7069 | 7.0235 | 1.885 | -2.67 | 13.1777 | 4.7239 | 2025-09-27 | 2025_09_27 Hr 12 | 68.5004 | 4.4e-05 | -884.4 | -597.276 | 452.7015 | 892.1487 | 62.5945 | 12.3978 | 61.8336 | 81.7567 | 268.1841 | 102.7607 | 23.0871 | 186.3232 | 262.3367 | 0 | 6.5271 | 46.06 | 228.3633 | 0 | 139.4514 | 0
2025_09_27 Hr 13 | 15.0195 | 0.01017 | 0.28679 | 3.8572 | 3.8572 | 3.8572 | 3.8572 | 3.8012 | 3.8572 | 102.4254 | -14.5 | 0.1008 | 23 | 0 | 93.1616 | 93.1616 | 262.3367 | 0 | 0.00123 | 0.058 | 0.04906 | 1.3332 | 0 | 0 | 0 | 0 | 0 | 0 | 0.0792 | 46.06 | 6.5271 | 228.3633 | 0 | 0 | 0 | 0 | 12.4565 | 36.2026 | 0 | 42.8598 | 0 | 0.5759 | 9.6901 | 0 | -1 | -4.2 | 9.3589 | 0 | 0 | 31.4533 | 31.4533 | 31.4533 | 31.4533 | 36.5736 | 11.8989 | 1.1496 | 0.00258 | 0 | 0 | 0 | 0 | 0 | 0 | 0 | 0 | 0 | 0 | 0 | 0 | 0 | 0 | 0 | 0 | 6.1462 | 0 | -621.3888 | 13.9282 | 0 | 69.7466 | 69.7047 | 21.5454 | 1238.093 | 30.8639 | 54.1312 | 1.6348 | 0.252 | -15.0195 | 14.074 | 3.19 | 57.716 | 892.4833 | 270.3089 | -658.7783 | 6.991 | 1.885 | -2.67 | 13.1105 | 4.6998 | 2025-09-27 | 2025_09_27 Hr 13 | 68.611 | 2e-06 | -892.4833 | -578.529 | 447.891 | 892.1487 | 56.7413 | 12.3978 | 61.8336 | 80.8452 | 264.8122 | 102.2336 | 23.0871 | 186.3232 | 262.3367 | 0 | 6.5271 | 46.06 | 228.3633 | 0 | 139.4514 | 0
2025_09_27 Hr 14 | 14.5104 | 0.010785 | 0.30414 | 3.8572 | 3.8572 | 3.8572 | 3.8572 | 3.8012 | 3.8572 | 97.5847 | -14.5 | 0.1008 | 18 | 0 | 93.1616 | 93.1616 | 262.3367 | 0 | 0.00123 | 0.058 | 0.04906 | 1.3332 | 0 | 0 | 0 | 0 | 0 | 0 | 0.0792 | 46.06 | 6.5271 | 228.3633 | 0 | 0 | 0 | 0 | 11.8678 | 32.9832 | 0 | 58.1214 | 0 | 0.5759 | 9.4646 | 0 | -1 | -4.2 | 9.1411 | 0 | 0 | 29.1254 | 29.1254 | 29.1254 | 29.1254 | 33.8667 | 6.9498 | 1.1496 | 0.00258 | 0 | 0 | 0 | 0 | 0 | 0 | 0 | 0 | 0 | 0 | 0 | 0 | 0 | 0 | 0 | 0 | 6.0031 | 0 | -594.8413 | 13.9282 | 0 | 69.7466 | 69.7047 | 26.028 | 1216.694 | 30.0726 | 52.7434 | 1.6348 | 0.252 | -14.5104 | 14.074 | 3.19 | 57.716 | 904.7917 | 261.6982 | -631.7217 | 6.8283 | 1.885 | -2.67 | 12.7743 | 4.5793 | 2025-09-27 | 2025_09_27 Hr 14 | 67.2826 | -3.4e-05 | -904.7917 | -536.7199 | 423.8388 | 892.1487 | 51.2927 | 12.3978 | 61.8336 | 76.2881 | 247.9529 | 99.5978 | 23.0871 | 186.3232 | 262.3367 | 0 | 6.5271 | 46.06 | 228.3633 | 0 | 139.4514 | 0
2025_09_27 Hr 15 | 16.5784 | 0.010635 | 0.29991 | 3.8572 | 3.8572 | 3.8572 | 3.8572 | 3.8012 | 3.8572 | 100.0525 | -14.5 | 0.1008 | 14 | 0 | 93.1616 | 93.1616 | 262.3367 | 0 | 0.00123 | 0.058 | 0.04906 | 1.3332 | 0 | 0 | 0 | 0 | 0 | 0 | 0.0792 | 46.06 | 6.5271 | 228.3633 | 0 | 0 | 0 | 0 | 12.1679 | 34.6245 | 0 | 57.9591 | 0 | 0.5759 | 9.5795 | 0 | -1 | -4.2 | 9.2522 | 0 | 0 | 30.3122 | 30.3122 | 30.3122 | 30.3122 | 35.2467 | 6.9498 | 1.1496 | 0.00258 | 0 | 0 | 0 | 0 | 0 | 0 | 0 | 0 | 0 | 0 | 0 | 0 | 0 | 0 | 0 | 0 | 6.076 | 0 | -607.6318 | 13.9282 | 0 | 69.7466 | 69.7047 | 50.0316 | 1227.608 | 30.476 | 53.4509 | 1.6348 | 0.252 | -16.5784 | 14.074 | 3.19 | 57.716 | 924.1 | 285.1133 | -646.5801 | 6.9112 | 1.885 | -2.67 | 12.9457 | 4.6407 | 2025-09-27 | 2025_09_27 Hr 15 | 74.0733 | 3e-06 | -924.1 | -549.6727 | 436.1007 | 892.1487 | 71.2919 | 12.3978 | 61.8336 | 78.6114 | 256.5478 | 100.9415 | 23.0871 | 186.3232 | 262.3367 | 0 | 6.5271 | 46.06 | 228.3633 | 0 | 139.4514 | 0
2025_09_27 Hr 16 | 17.8586 | 0.00978 | 0.2758 | 3.8572 | 3.8572 | 3.8572 | 3.8572 | 3.8012 | 3.8572 | 105.6146 | -14.5 | 0.1008 | 10 | 0 | 93.1616 | 93.1616 | 262.3367 | 0 | 0.00123 | 0.058 | 0.04906 | 1.3332 | 0 | 0 | 0 | 0 | 0 | 0 | 0.0792 | 46.06 | 6.5271 | 228.3633 | 0 | 0 | 0 | 0 | 12.8444 | 38.3236 | 0 | 30.1563 | 0 | 0.5759 | 9.8387 | 0 | -1 | -4.2 | 9.5024 | 0 | 0 | 32.987 | 32.987 | 32.987 | 32.987 | 38.357 | 4.9491 | 1.1496 | 0.00258 | 0 | 0 | 0 | 0 | 0 | 0 | 0 | 0 | 0 | 0 | 0 | 0 | 0 | 0 | 0 | 0 | 6.2404 | 0 | -591.8107 | 13.9282 | 0 | 69.7466 | 69.7047 | 72.0108 | 1252.192 | 31.3852 | 55.0456 | 1.6348 | 0.252 | -17.8586 | 14.074 | 3.19 | 57.716 | 955.7083 | 305.3997 | -632.0393 | 7.0982 | 1.885 | -2.67 | 13.3319 | 4.7792 | 2025-09-27 | 2025_09_27 Hr 16 | 73.5531 | 4e-05 | -955.7083 | -561.6544 | 463.7372 | 892.1487 | 87.2455 | 12.3978 | 61.8336 | 83.8476 | 275.9196 | 103.9701 | 23.0871 | 186.3232 | 262.3367 | 0 | 6.5271 | 46.06 | 228.3633 | 0 | 139.4514 | 0
2025_09_27 Hr 17 | 18.2699 | 0.00837 | 0.23603 | 3.8572 | 3.8572 | 3.8572 | 3.8572 | 3.8012 | 3.8572 | 107.494 | -14.5 | 0.1008 | 9 | 0 | 93.1616 | 93.1616 | 262.3367 | 0 | 0.00123 | 0.058 | 0.04906 | 1.3332 | 0 | 0 | 0 | 0 | 0 | 0 | 0.0792 | 46.06 | 6.5271 | 228.3633 | 0 | 0 | 0 | 0 | 13.0729 | 39.5734 | 0 | 21.7406 | 0 | 0.5759 | 9.9262 | 0 | -1 | -4.2 | 9.587 | 0 | 0 | 33.8908 | 33.8908 | 33.8908 | 33.8908 | 39.4079 | 4.9491 | 1.1496 | 0.00258 | 0 | 0 | 0 | 0 | 0 | 0 | 0 | 0 | 0 | 0 | 0 | 0 | 0 | 0 | 0 | 0 | 6.2959 | 0 | -557.2983 | 13.9282 | 0 | 69.7466 | 69.7047 | 60.009 | 1260.467 | 31.6924 | 55.5844 | 1.6348 | 0.252 | -18.2699 | 14.074 | 3.19 | 57.716 | 978.1 | 293.8311 | -597.9382 | 7.1613 | 1.885 | -2.67 | 13.4624 | 4.826 | 2025-09-27 | 2025_09_27 Hr 17 | 77.2913 | 3.3e-05 | -978.1 | -535.5577 | 473.0752 | 892.1487 | 74.2025 | 12.3978 | 61.8336 | 85.6168 | 282.465 | 104.9934 | 23.0871 | 186.3232 | 262.3367 | 0 | 6.5271 | 46.06 | 228.3633 | 0 | 139.4514 | 0
2025_09_27 Hr 18 | 6.7511 | 0.005775 | 0.16285 | 3.8572 | 3.8572 | 3.8572 | 3.8572 | 3.8012 | 3.8572 | 109.9238 | -14.5 | 0.1008 | 15 | 0 | 93.1616 | 93.1616 | 262.3367 | 0 | 0.00123 | 0.058 | 0.04906 | 1.3332 | 0 | 0 | 0 | 0 | 0 | 0 | 0.0792 | 46.06 | 6.5271 | 228.3633 | 0 | 0 | 0 | 0 | 13.3684 | 41.1894 | 0 | 12.3209 | 0 | 0.5759 | 10.0394 | 0 | -1 | -4.2 | 9.6963 | 0 | 0 | 35.0593 | 35.0593 | 35.0593 | 35.0593 | 40.7666 | 2.9484 | 1.1496 | 0.00258 | 0 | 0 | 0 | 0 | 0 | 0 | 0 | 0 | 0 | 0 | 0 | 0 | 0 | 0 | 0 | 0 | 6.3677 | 0 | -559.1962 | 13.9282 | 0 | 69.7466 | 69.7047 | 38.0298 | 1271.144 | 32.0896 | 56.281 | 1.6348 | 0.252 | -6.7511 | 14.074 | 3.19 | 57.716 | 960.8 | 265.6528 | -588.3173 | 7.243 | 1.885 | -2.67 | 13.6311 | 4.8865 | 2025-09-27 | 2025_09_27 Hr 18 | 75.6006 | -1.3e-05 | -960.8 | -546.8753 | 485.1484 | 892.1487 | 56.1468 | 12.3978 | 61.8336 | 87.9043 | 290.9277 | 106.3164 | 23.0871 | 186.3232 | 262.3367 | 0 | 6.5271 | 46.06 | 228.3633 | 0 | 139.4514 | 0
2025_09_27 Hr 19 | 0.52072 | 0.003885 | 0.10956 | 3.8572 | 3.8572 | 3.8572 | 3.8572 | 3.8012 | 3.8572 | 113.8913 | -14.5 | 0.1008 | 24 | 0 | 93.1616 | 93.1616 | 262.3367 | 0 | 0.00123 | 0.058 | 0.04906 | 1.3332 | 0 | 0 | 0 | 0 | 0 | 0 | 0.0792 | 46.06 | 6.5271 | 228.3633 | 0 | 0 | 0 | 0 | 13.8509 | 43.828 | 0 | 62.0238 | 0 | 0.5759 | 10.2242 | 0 | -1 | -4.2 | 9.8748 | 0 | 0 | 36.9673 | 36.9673 | 36.9673 | 36.9673 | 42.9852 | 2.9484 | 1.1496 | 0.00258 | 0 | 0 | 0 | 0 | 0 | 0 | 0 | 0 | 0 | 0 | 0 | 0 | 0 | 0 | 0 | 0 | 6.4849 | 0 | -616.8763 | 13.9282 | 0 | 69.7466 | 69.7047 | 4.0488 | 1288.643 | 32.7382 | 57.4185 | 1.6348 | 0.252 | -0.52072 | 14.074 | 3.19 | 57.716 | 947.5 | 236.5999 | -639.767 | 7.3763 | 1.885 | -2.67 | 13.9066 | 4.9852 | 2025-09-27 | 2025_09_27 Hr 19 | 77.7743 | -1.8e-05 | -947.5 | -554.8525 | 504.8618 | 892.1487 | 31.1106 | 12.3978 | 61.8336 | 91.6393 | 304.7457 | 108.4767 | 23.0871 | 186.3232 | 262.3367 | 0 | 6.5271 | 46.06 | 228.3633 | 0 | 139.4514 | 0
2025_09_27 Hr 20 | 0 | 0.001395 | 0.039339 | 3.8572 | 3.8572 | 3.8572 | 3.8572 | 3.8012 | 3.8572 | 111.2906 | -14.5 | 0.1008 | 34 | 0 | 93.1616 | 93.1616 | 262.3367 | 0 | 0.00123 | 0.058 | 0.04906 | 1.3332 | 0 | 0 | 0 | 0 | 0 | 0 | 0.0792 | 46.06 | 6.5271 | 228.3633 | 0 | 0 | 0 | 0 | 13.5347 | 42.0984 | 0 | 67.5565 | 0 | 0.5759 | 10.1031 | 0 | -1 | -4.2 | 9.7578 | 0 | 0 | 35.7166 | 35.7166 | 35.7166 | 35.7166 | 41.5309 | 4.9491 | 1.1496 | 0.00258 | 0 | 0 | 0 | 0 | 0 | 0 | 0 | 0 | 0 | 0 | 0 | 0 | 0 | 0 | 0 | 0 | 6.4081 | 0 | -636.425 | 13.9282 | 0 | 69.7466 | 69.7047 | 16.0506 | 1277.067 | 32.313 | 56.6729 | 1.6348 | 0.252 | 0 | 14.074 | 3.19 | 57.716 | 944.4916 | 258.6631 | -658.795 | 7.2889 | 1.885 | -2.67 | 13.726 | 4.9205 | 2025-09-27 | 2025_09_27 Hr 20 | 75.3219 | 7.6e-05 | -944.4916 | -568.8685 | 491.9396 | 892.1487 | 55.0404 | 12.3978 | 61.8336 | 89.191 | 295.688 | 107.0606 | 23.0871 | 186.3232 | 262.3367 | 0 | 6.5271 | 46.06 | 228.3633 | 0 | 139.4514 | 0
2025_09_27 Hr 21 | 0 | 0.00018 | 0.005076 | 3.8572 | 3.8572 | 3.8572 | 3.8572 | 3.8012 | 3.8572 | 103.8871 | -14.5 | 0.1008 | 42 | 0 | 93.1616 | 93.1616 | 262.3367 | 0 | 0.00123 | 0.058 | 0.04906 | 1.3332 | 0 | 0 | 0 | 0 | 0 | 0 | 0.0792 | 46.06 | 6.5271 | 228.3633 | 0 | 0 | 0 | 0 | 12.6343 | 37.1747 | 0 | 61.8087 | 0 | 0.5759 | 9.7582 | 0 | -1 | -4.2 | 9.4247 | 0 | 0 | 32.1562 | 32.1562 | 32.1562 | 32.1562 | 37.391 | 6.9498 | 1.1496 | 0.00258 | 0 | 0 | 0 | 0 | 0 | 0 | 0 | 0 | 0 | 0 | 0 | 0 | 0 | 0 | 0 | 0 | 6.1893 | 0 | -653.8285 | 13.9282 | 0 | 69.7466 | 69.7047 | 36.4392 | 1244.278 | 31.1028 | 54.5503 | 1.6348 | 0.252 | 0 | 14.074 | 3.19 | 57.716 | 914.9083 | 285.02 | -676.1985 | 7.0401 | 1.885 | -2.67 | 13.2119 | 4.7362 | 2025-09-27 | 2025_09_27 Hr 21 | 72.9623 | -9e-06 | -914.9083 | -592.0199 | 455.1538 | 892.1487 | 85.3943 | 12.3978 | 61.8336 | 82.2213 | 269.903 | 103.0295 | 23.0871 | 186.3232 | 262.3367 | 0 | 6.5271 | 46.06 | 228.3633 | 0 | 139.4514 | 0
2025_09_27 Hr 22 | 0 | 0 | 0 | 3.8572 | 3.8572 | 3.8572 | 3.8572 | 3.8012 | 3.8572 | 97.205 | -14.5 | 0.1008 | 56 | 0 | 93.1616 | 93.1616 | 262.3367 | 0 | 0.00123 | 0.058 | 0.04906 | 1.3332 | 0 | 0 | 0 | 0 | 0 | 0 | 0.0792 | 46.06 | 6.5271 | 228.3633 | 0 | 0 | 0 | 0 | 11.8216 | 32.7307 | 0 | 42.1676 | 0 | 0.5759 | 9.4469 | 0 | -1 | -4.2 | 9.1241 | 0 | 0 | 28.9428 | 28.9428 | 28.9428 | 28.9428 | 33.6544 | 6.9498 | 1.1496 | 0.00258 | 0 | 0 | 0 | 0 | 0 | 0 | 0 | 0 | 0 | 0 | 0 | 0 | 0 | 0 | 0 | 0 | 5.9919 | 0 | -692.5466 | 13.9282 | 0 | 69.7466 | 69.7047 | 58.9968 | 1214.71 | 30.0105 | 52.6345 | 1.6348 | 0.252 | 0 | 14.074 | 3.19 | 57.716 | 859.9 | 317.939 | -714.9166 | 6.8155 | 1.885 | -2.67 | 12.748 | 4.5699 | 2025-09-27 | 2025_09_27 Hr 22 | 61.5083 | 1.4e-05 | -859.9 | -650.379 | 421.9523 | 892.1487 | 121.9466 | 12.3978 | 61.8336 | 75.9307 | 246.6306 | 99.3911 | 23.0871 | 186.3232 | 262.3367 | 0 | 6.5271 | 46.06 | 228.3633 | 0 | 139.4514 | 0
2025_09_27 Hr 23 | 0 | 0 | 0 | 3.8572 | 3.8572 | 3.8572 | 3.8572 | 3.8012 | 3.8572 | 83.8598 | 0 | 0.1008 | 62 | 0 | 93.1616 | 93.1616 | 269.8282 | 0 | 0.00123 | 0.058 | 0.04906 | 1.3332 | 0 | 0 | 0 | 0 | 0 | 0 | 0.0792 | 46.06 | 6.5271 | 234.2439 | 0 | 0 | 0 | 0 | 10.1987 | 23.8554 | 0 | 2.7147 | -1.6522 | 0.5759 | 8.8252 | 0 | -1 | -4.2 | 8.5236 | 0 | 0 | 22.525 | 22.525 | 22.525 | 22.525 | 26.1919 | 4.9491 | 1.1496 | 0.00258 | 0 | 0 | 0 | 0 | 0 | 0 | 0 | 0 | 0 | 0 | 0 | 0 | 0 | 0 | 0 | 0 | 5.5976 | 0 | -693.5129 | 13.9282 | 0 | 71.9649 | 71.9217 | 67.962 | 1173.475 | 27.829 | 48.8085 | 1.6348 | 0.252 | 0 | 14.074 | 3.19 | 57.716 | 796.7917 | 323.6371 | -701.3829 | 6.367 | 1.885 | -2.67 | 11.8213 | 4.2377 | 2025-09-27 | 2025_09_27 Hr 23 | 57.7295 | -7.2e-05 | -796.7917 | -692.4504 | 370.1436 | 909.956 | 134.9111 | 12.3978 | 61.8336 | 63.3673 | 200.1516 | 106.6246 | 23.0871 | 186.3232 | 269.8282 | 0 | 6.5271 | 46.06 | 234.2439 | 0 | 143.8865 | 0
2025_09_27 Hr 24 | 0 | 0 | 0 | 3.8572 | 3.8572 | 3.8572 | 3.8572 | 3.8012 | 3.8572 | 76.1905 | 0 | 0.1008 | 61 | 0 | 93.1616 | 93.1616 | 269.8282 | 0 | 0.00123 | 0.058 | 0.04906 | 1.3332 | 0 | 0 | 0 | 0 | 0 | 0 | 0.0792 | 46.06 | 6.5271 | 234.2439 | 0 | 0 | 0 | 0 | 9.266 | 18.7549 | 0 | 0.40597 | -4.283 | 0.5759 | 8.4679 | 0 | -1 | -4.2 | 8.1785 | 0 | 0 | 18.8368 | 18.8368 | 18.8368 | 18.8368 | 21.9033 | 10.9512 | 1.1496 | 0.00258 | 0 | 0 | 0 | 0 | 0 | 0 | 0 | 0 | 0 | 0 | 0 | 0 | 0 | 0 | 0 | 0 | 5.371 | 0 | -707.4365 | 13.9282 | 0 | 71.9649 | 71.9217 | 65.9376 | 1139.545 | 26.5753 | 46.6097 | 1.6348 | 0.252 | 0 | 14.074 | 3.19 | 57.716 | 742.8 | 322.4389 | -715.3065 | 6.1092 | 1.885 | -2.67 | 11.2888 | 4.0468 | 2025-09-27 | 2025_09_27 Hr 24 | 55.0059 | -3.42e-05 | -742.8 | -711.3135 | 332.0373 | 909.956 | 137.8888 | 12.3978 | 61.8336 | 56.1474 | 173.4411 | 102.4487 | 23.0871 | 186.3232 | 269.8282 | 0 | 6.5271 | 46.06 | 234.2439 | 0 | 143.8865 | 0
2025_09_28 Hr 01 | 0 | 0 | 0 | 3.8572 | 3.8572 | 3.8572 | 3.8572 | 3.8012 | 3.8572 | 67.5389 | 0 | 0.1008 | 50 | 0 | 93.1616 | 93.1616 | 269.8282 | 0 | 0.00123 | 0.058 | 0.04906 | 1.3332 | 0 | 0 | 0 | 0 | 0 | 0 | 0.0792 | 46.06 | 6.5271 | 234.2439 | 0 | 0 | 0 | 0 | 8.2229 | 12.0284 | 0 | 0 | -15.431 | 0.5759 | 8.0227 | 0 | -1 | -4.2 | 7.7905 | 0 | 0 | 14.1653 | 14.1653 | 14.1653 | 14.1653 | 16.4713 | 9.8982 | 1.1496 | 0.00258 | 0 | 0 | 0 | 0 | 0 | 0 | 0 | 0 | 0 | 0 | 0 | 0 | 0 | 0 | 0 | 0 | 5.0968 | 0 | -691.903 | 14.4829 | 0 | 71.9649 | 71.9217 | 65.9376 | 1097.595 | 25.8335 | 45.267 | 1.6348 | 0.252 | 0 | 14.074 | 3.19 | 57.716 | 690.8083 | 308.4169 | -699.773 | 5.8066 | 1.885 | -2.67 | 10.966 | 3.9304 | 2025-09-28 | 2025_09_28 Hr 01 | 56.7181 | 1.7e-05 | -690.8083 | -707.334 | 288.1192 | 909.956 | 125.8358 | 12.3978 | 61.8336 | 46.9679 | 140.6716 | 100.4797 | 23.0871 | 186.3232 | 269.8282 | 0 | 6.5271 | 46.06 | 234.2439 | 0 | 143.8865 | 0
2025_09_28 Hr 02 | 0 | 0 | 0 | 3.8572 | 3.8572 | 3.8572 | 3.8572 | 3.8012 | 3.8572 | 63.4724 | 0 | 0.1008 | 47 | 0 | 93.1616 | 93.1616 | 269.8282 | 0 | 0.00123 | 0.058 | 0.04906 | 1.3332 | 0 | 0 | 0 | 0 | 0 | 0 | 0.0792 | 46.06 | 6.5271 | 234.2439 | 0 | 0 | 0 | 0 | 7.7278 | 9.3216 | 0 | 0 | -26.472 | 0.5759 | 7.8377 | 0 | -1 | -4.2 | 7.6109 | 0 | 0 | 12.2045 | 12.2045 | 12.2045 | 12.2045 | 14.1913 | 7.8975 | 1.1496 | 0.00258 | 0 | 0 | 0 | 0 | 0 | 0 | 0 | 0 | 0 | 0 | 0 | 0 | 0 | 0 | 0 | 0 | 4.9793 | 0 | -672.5422 | 14.4829 | 0 | 71.9649 | 71.9217 | 60.4428 | 1079.588 | 25.1626 | 44.0914 | 1.6348 | 0.252 | 0 | 14.074 | 3.19 | 57.716 | 668.3917 | 295.688 | -680.4122 | 5.6727 | 1.885 | -2.67 | 10.6812 | 3.8283 | 2025-09-28 | 2025_09_28 Hr 02 | 58.271 | -6.7e-05 | -668.3917 | -699.0142 | 267.8782 | 909.956 | 115.3403 | 12.3978 | 61.8336 | 43.15 | 126.4819 | 98.2463 | 23.0871 | 186.3232 | 269.8282 | 0 | 6.5271 | 46.06 | 234.2439 | 0 | 143.8865 | 0
2025_09_28 Hr 03 | 0 | 0 | 0 | 3.8572 | 3.8572 | 3.8572 | 3.8572 | 3.8012 | 3.8572 | 59.1987 | 0 | 0.1008 | 40 | 0 | 93.1616 | 93.1616 | 269.8282 | 0 | 0.00123 | 0.058 | 0.04906 | 1.3332 | 0 | 0 | 0 | 0 | 0 | 0 | 0.0792 | 46.06 | 6.5271 | 234.2439 | 0 | 0 | 0 | 0 | 7.2075 | 6.477 | 0 | 0 | -27.9774 | 0.5759 | 7.6433 | 0 | -1 | -4.2 | 7.4221 | 0 | 0 | 10.1439 | 10.1439 | 10.1439 | 10.1439 | 11.7952 | 7.8975 | 1.1496 | 0.00258 | 0 | 0 | 0 | 0 | 0 | 0 | 0 | 0 | 0 | 0 | 0 | 0 | 0 | 0 | 0 | 0 | 4.8558 | 0 | -636.8549 | 14.4829 | 0 | 71.9649 | 71.9217 | 48.441 | 1060.663 | 24.4575 | 42.8559 | 1.6348 | 0.252 | 0 | 14.074 | 3.19 | 57.716 | 662.3 | 274.3391 | -644.7249 | 5.532 | 1.885 | -2.67 | 10.3819 | 3.721 | 2025-09-28 | 2025_09_28 Hr 03 | 56.3995 | -2.1e-05 | -662.3 | -664.8323 | 246.6065 | 909.956 | 96.3385 | 12.3978 | 61.8336 | 39.1377 | 111.5696 | 95.8992 | 23.0871 | 186.3232 | 269.8282 | 0 | 6.5271 | 46.06 | 234.2439 | 0 | 143.8865 | 0
2025_09_28 Hr 04 | 0 | 0 | 0 | 3.8572 | 3.8572 | 3.8572 | 3.8572 | 3.8012 | 3.8572 | 59.8012 | 0 | 0.1008 | 50 | 0 | 93.1616 | 93.1616 | 269.8282 | 0 | 0.00123 | 0.058 | 0.04906 | 1.3332 | 0 | 0 | 0 | 0 | 0 | 0 | 0.0792 | 46.06 | 6.5271 | 234.2439 | 0 | 0 | 0 | 0 | 7.2808 | 6.878 | 0 | 0 | -14.7481 | 0.5759 | 7.6707 | 0 | -1 | -4.2 | 7.4487 | 0 | 0 | 10.4344 | 10.4344 | 10.4344 | 10.4344 | 12.133 | 9.8982 | 1.1496 | 0.00258 | 0 | 0 | 0 | 0 | 0 | 0 | 0 | 0 | 0 | 0 | 0 | 0 | 0 | 0 | 0 | 0 | 4.8732 | 0 | -668.3306 | 14.4829 | 0 | 71.9649 | 71.9217 | 40.488 | 1063.331 | 24.5569 | 43.0301 | 1.6348 | 0.252 | 0 | 14.074 | 3.19 | 57.716 | 651.1 | 278.7176 | -676.2006 | 5.5518 | 1.885 | -2.67 | 10.4241 | 3.7361 | 2025-09-28 | 2025_09_28 Hr 04 | 56.3358 | -4e-05 | -651.1 | -683.0787 | 249.6051 | 909.956 | 100.3862 | 12.3978 | 61.8336 | 39.7033 | 113.6718 | 96.23 | 23.0871 | 186.3232 | 269.8282 | 0 | 6.5271 | 46.06 | 234.2439 | 0 | 143.8865 | 0
2025_09_28 Hr 05 | 0 | 0 | 0 | 3.8572 | 3.8572 | 3.8572 | 3.8572 | 3.8012 | 3.8572 | 63.2465 | 0 | 0.1008 | 59 | 0 | 93.1616 | 93.1616 | 269.8282 | 0 | 0.00123 | 0.058 | 0.04906 | 1.3332 | 0 | 0 | 0 | 0 | 0 | 0 | 0.0792 | 46.06 | 6.5271 | 234.2439 | 0 | 0 | 0 | 0 | 7.7003 | 9.1713 | 0 | 0 | -36.4808 | 0.5759 | 7.8275 | 0 | -1 | -4.2 | 7.6009 | 0 | 0 | 12.0956 | 12.0956 | 12.0956 | 12.0956 | 14.0647 | 9.8982 | 1.1496 | 0.00258 | 0 | 0 | 0 | 0 | 0 | 0 | 0 | 0 | 0 | 0 | 0 | 0 | 0 | 0 | 0 | 0 | 4.9727 | 0 | -655.913 | 14.4829 | 0 | 71.9649 | 71.9217 | 42.9462 | 1078.588 | 25.1253 | 44.0261 | 1.6348 | 0.252 | 0 | 14.074 | 3.19 | 57.716 | 670.3917 | 292.068 | -663.783 | 5.6653 | 1.885 | -2.67 | 10.6654 | 3.8226 | 2025-09-28 | 2025_09_28 Hr 05 | 56.7738 | -8e-05 | -670.3917 | -692.3938 | 266.7537 | 909.956 | 111.8444 | 12.3978 | 61.8336 | 42.9379 | 125.6936 | 98.1222 | 23.0871 | 186.3232 | 269.8282 | 0 | 6.5271 | 46.06 | 234.2439 | 0 | 143.8865 | 0
2025_09_28 Hr 06 | 0 | 0 | 0 | 3.8572 | 3.8572 | 3.8572 | 3.8572 | 3.8012 | 3.8572 | 70.2123 | 0 | 0.1008 | 68 | 0 | 93.1616 | 93.1616 | 269.8282 | 0 | 0.00123 | 0.058 | 0.04906 | 1.3332 | 0 | 0 | 0 | 0 | 0 | 0 | 0.0792 | 46.06 | 6.5271 | 234.2439 | 0 | 0 | 0 | 0 | 8.5484 | 13.8078 | 0 | 2.8609 | -4.647 | 0.5759 | 8.1443 | 0 | -1 | -4.2 | 7.9086 | 0 | 0 | 15.4544 | 15.4544 | 15.4544 | 15.4544 | 17.9702 | 9.8982 | 1.1496 | 0.00258 | 0 | 0 | 0 | 0 | 0 | 0 | 0 | 0 | 0 | 0 | 0 | 0 | 0 | 0 | 0 | 0 | 5.174 | 0 | -711.8501 | 14.4829 | 0 | 71.9649 | 71.9217 | 20.5332 | 1109.434 | 26.2746 | 46.0399 | 1.6348 | 0.252 | 0 | 14.074 | 3.19 | 57.716 | 670.4083 | 282.4808 | -719.7201 | 5.8946 | 1.885 | -2.67 | 11.1532 | 3.9975 | 2025-09-28 | 2025_09_28 Hr 06 | 56.2801 | 1.8e-05 | -670.4083 | -713.6362 | 301.4257 | 909.956 | 98.4314 | 12.3978 | 61.8336 | 49.4777 | 150 | 101.948 | 23.0871 | 186.3232 | 269.8282 | 0 | 6.5271 | 46.06 | 234.2439 | 0 | 143.8865 | 0
2025_09_28 Hr 07 | 0 | 0 | 0 | 3.8572 | 3.8572 | 3.8572 | 3.8572 | 3.8012 | 3.8572 | 76.7263 | 0 | 0.1008 | 73 | 0 | 93.1616 | 93.1616 | 262.3367 | 0 | 0.00123 | 0.058 | 0.04906 | 1.3332 | 0 | 0 | 0 | 0 | 0 | 0 | 0.0792 | 45.6683 | 6.5271 | 228.3633 | 0 | 0 | 0 | 0 | 9.3414 | 18.1436 | 0 | 37.9422 | 0 | 0.5759 | 8.4406 | 0 | -1 | -4.2 | 8.1963 | 0 | 0 | 18.5953 | 18.5953 | 18.5953 | 18.5953 | 21.6224 | 14.8473 | 1.1496 | 0.00258 | 0 | 0 | 0 | 0 | 0 | 0 | 0 | 0 | 0 | 0 | 0 | 0 | 0 | 0 | 0 | 0 | 5.3623 | 0 | -730.6968 | 14.4829 | 0 | 69.7466 | 69.7047 | 26.4618 | 1120.08 | 27.3493 | 47.9231 | 1.6348 | 0.252 | 0 | 14.074 | 3.19 | 57.716 | 721.3917 | 301.9361 | -738.5668 | 6.1091 | 1.885 | -2.67 | 11.6094 | 4.161 | 2025-09-28 | 2025_09_28 Hr 07 | 49.2542 | -5.8e-05 | -721.3917 | -692.7546 | 333.8487 | 891.757 | 114.3091 | 12.3978 | 61.8336 | 55.5934 | 172.7297 | 105.5256 | 23.0871 | 186.3232 | 262.3367 | 0 | 6.5271 | 45.6683 | 228.3633 | 0 | 139.4514 | 0
2025_09_28 Hr 08 | 2.5903 | 9e-05 | 0.002538 | 3.8572 | 3.8572 | 3.8572 | 3.8572 | 3.8012 | 3.8572 | 87.7587 | 0 | 0.1008 | 79 | 0 | 93.1616 | 93.1616 | 262.3367 | 0 | 0.00123 | 0.058 | 0.04906 | 1.3332 | 0 | 0 | 0 | 0 | 0 | 0 | 0.0792 | 45.4072 | 6.5271 | 228.3633 | 0 | 0 | 0 | 0 | 10.6846 | 25.487 | 0 | 41.7522 | 0 | 0.5759 | 8.9425 | 0 | -1 | -4.2 | 8.6837 | 0 | 0 | 23.9148 | 23.9148 | 23.9148 | 23.9148 | 27.8079 | 18.8487 | 1.1496 | 0.00258 | 0 | 0 | 0 | 0 | 0 | 0 | 0 | 0 | 0 | 0 | 0 | 0 | 0 | 0 | 0 | 0 | 5.6811 | 0 | -787.0708 | 14.4829 | 0 | 69.7466 | 69.7047 | 46.995 | 1168.675 | 29.1695 | 51.1125 | 1.6348 | 0.252 | -2.5903 | 14.074 | 3.19 | 57.716 | 754.0167 | 341.1203 | -797.5311 | 6.4723 | 1.885 | -2.67 | 12.382 | 4.4379 | 2025-09-28 | 2025_09_28 Hr 08 | 51.3486 | -3.6e-05 | -754.0167 | -745.3186 | 388.7617 | 891.4959 | 144.8463 | 12.3978 | 61.8336 | 65.9511 | 211.2258 | 111.5848 | 23.0871 | 186.3232 | 262.3367 | 0 | 6.5271 | 45.4072 | 228.3633 | 0 | 139.4514 | 0
2025_09_28 Hr 09 | 8.8207 | 0.001155 | 0.032571 | 3.8572 | 3.8572 | 3.8572 | 3.8572 | 3.8012 | 3.8572 | 97.1908 | 0 | 0.1008 | 79 | 0 | 93.1616 | 93.1616 | 262.3367 | 0 | 0.00123 | 0.058 | 0.04906 | 1.3332 | 0 | 0 | 0 | 0 | 0 | 0 | 0.0792 | 46.06 | 6.5271 | 228.3633 | 0 | 0 | 0 | 0 | 11.833 | 31.7651 | 0 | 44.3998 | 0 | 0.5759 | 9.3715 | 0 | -1 | -4.2 | 9.1003 | 0 | 0 | 28.4627 | 28.4627 | 28.4627 | 28.4627 | 33.0962 | 20.8494 | 1.1496 | 0.00258 | 0 | 0 | 0 | 0 | 0 | 0 | 0 | 0 | 0 | 0 | 0 | 0 | 0 | 0 | 0 | 0 | 5.9537 | 0 | -802.9236 | 14.4829 | 0 | 69.7466 | 69.7047 | 60.4428 | 1211.126 | 30.7256 | 53.8393 | 1.6348 | 0.252 | -8.8207 | 14.074 | 3.19 | 57.716 | 803.8917 | 367.9805 | -819.6143 | 6.7828 | 1.885 | -2.67 | 13.0426 | 4.6747 | 2025-09-28 | 2025_09_28 Hr 09 | 51.5557 | -5.2e-05 | -803.8917 | -758.5238 | 435.7094 | 892.1487 | 160.3259 | 12.3978 | 61.8336 | 74.8064 | 244.1379 | 116.7651 | 23.0871 | 186.3232 | 262.3367 | 0 | 6.5271 | 46.06 | 228.3633 | 0 | 139.4514 | 0
2025_09_28 Hr 10 | 9.8488 | 0.00357 | 0.10067 | 3.8572 | 3.8572 | 3.8572 | 3.8572 | 3.8012 | 3.8572 | 101.0691 | 0 | 0.1008 | 79 | 0 | 93.1616 | 93.1616 | 262.3367 | 0 | 0.00123 | 0.058 | 0.04906 | 1.3332 | 0 | 0 | 0 | 0 | 0 | 0 | 0.0792 | 46.06 | 6.5271 | 228.3633 | 0 | 0 | 0 | 0 | 12.3052 | 34.3466 | 0 | 44.3435 | 0 | 0.5759 | 9.548 | 0 | -1 | -4.2 | 9.2716 | 0 | 0 | 30.3327 | 30.3327 | 30.3327 | 30.3327 | 35.2706 | 22.8501 | 1.1496 | 0.00258 | 0 | 0 | 0 | 0 | 0 | 0 | 0 | 0 | 0 | 0 | 0 | 0 | 0 | 0 | 0 | 0 | 6.0658 | 0 | -798.7316 | 14.4829 | 0 | 69.7466 | 69.7047 | 68.5404 | 1228.368 | 31.3655 | 54.9605 | 1.6348 | 0.252 | -9.8488 | 14.074 | 3.19 | 57.716 | 837.5 | 381.2393 | -816.4504 | 6.9105 | 1.885 | -2.67 | 13.3142 | 4.772 | 2025-09-28 | 2025_09_28 Hr 10 | 51.4999 | -3.4e-05 | -837.5 | -754.3881 | 455.0133 | 892.1487 | 170.4947 | 12.3978 | 61.8336 | 78.4476 | 257.6706 | 118.8951 | 23.0871 | 186.3232 | 262.3367 | 0 | 6.5271 | 46.06 | 228.3633 | 0 | 139.4514 | 0
2025_09_28 Hr 11 | 10.3712 | 0.0063 | 0.17766 | 3.8572 | 3.8572 | 3.8572 | 3.8572 | 3.8012 | 3.8572 | 104.6462 | 0 | 0.1008 | 49 | 0 | 93.1616 | 93.1616 | 262.3367 | 0 | 0.00123 | 0.058 | 0.04906 | 1.3332 | 0 | 0 | 0 | 0 | 0 | 0 | 0.0792 | 44.2339 | 6.5271 | 228.3633 | 0 | 0 | 0 | 0 | 12.7407 | 36.7275 | 0 | 58.9436 | 0 | 0.5759 | 9.7107 | 0 | -1 | -4.2 | 9.4296 | 0 | 0 | 32.0575 | 32.0575 | 32.0575 | 32.0575 | 37.2762 | 21.9024 | 1.1496 | 0.00258 | 0 | 0 | 0 | 0 | 0 | 0 | 0 | 0 | 0 | 0 | 0 | 0 | 0 | 0 | 0 | 0 | 6.1691 | 0 | -783.5248 | 14.4829 | 0 | 69.7466 | 69.7047 | 73.023 | 1242.458 | 31.9556 | 55.9946 | 1.6348 | 0.252 | -10.3712 | 14.074 | 3.19 | 57.716 | 856.9 | 357.2639 | -801.766 | 7.0283 | 1.885 | -2.67 | 13.5647 | 4.8618 | 2025-09-28 | 2025_09_28 Hr 11 | 51.2769 | 1.8e-05 | -856.9 | -724.5812 | 472.8179 | 890.3226 | 144.1094 | 12.3978 | 61.8336 | 81.8059 | 270.1524 | 120.8597 | 23.0871 | 186.3232 | 262.3367 | 0 | 6.5271 | 44.2339 | 228.3633 | 0 | 139.4514 | 0
2025_09_28 Hr 12 | 11.401 | 0.008385 | 0.23646 | 3.8572 | 3.8572 | 3.8572 | 3.8572 | 3.8012 | 3.8572 | 104.9098 | 0 | 0.1008 | 83 | 0 | 93.1616 | 93.1616 | 262.3367 | 0 | 0.00123 | 0.058 | 0.04906 | 1.3332 | 0 | 0 | 0 | 0 | 0 | 0 | 0.0792 | 43.7108 | 6.5271 | 228.3633 | 0 | 0 | 0 | 0 | 12.7728 | 36.9029 | 0 | 55.621 | 0 | 0.5759 | 9.7227 | 0 | -1 | -4.2 | 9.4412 | 0 | 0 | 32.1846 | 32.1846 | 32.1846 | 32.1846 | 37.4239 | 18.8487 | 1.1496 | 0.00258 | 0 | 0 | 0 | 0 | 0 | 0 | 0 | 0 | 0 | 0 | 0 | 0 | 0 | 0 | 0 | 0 | 6.1768 | 0 | -798.946 | 14.4829 | 0 | 69.7466 | 69.7047 | 86.4708 | 1243.161 | 31.9991 | 56.0708 | 1.6348 | 0.252 | -11.401 | 14.074 | 3.19 | 57.716 | 883.4 | 402.8347 | -818.217 | 7.0369 | 1.885 | -2.67 | 13.5832 | 4.8684 | 2025-09-28 | 2025_09_28 Hr 12 | 50.7434 | 4.4e-05 | -883.4 | -743.325 | 474.1298 | 889.7995 | 188.5643 | 12.3978 | 61.8336 | 82.0533 | 271.0721 | 121.0044 | 23.0871 | 186.3232 | 262.3367 | 0 | 6.5271 | 43.7108 | 228.3633 | 0 | 139.4514 | 0
2025_09_28 Hr 13 | 10.8919 | 0.009075 | 0.25592 | 3.8572 | 3.8572 | 3.8572 | 3.8572 | 3.8012 | 3.8572 | 103.3095 | 0 | 0.1008 | 88 | 0 | 93.1616 | 93.1616 | 262.3367 | 0 | 0.00123 | 0.058 | 0.04906 | 1.3332 | 0 | 0 | 0 | 0 | 0 | 0 | 0.0792 | 43.1242 | 6.5271 | 228.3633 | 0 | 0 | 0 | 0 | 12.5779 | 35.8378 | 0 | 39.3102 | 0 | 0.5759 | 9.6499 | 0 | -1 | -4.2 | 9.3706 | 0 | 0 | 31.413 | 31.413 | 31.413 | 31.413 | 36.5267 | 18.8487 | 1.1496 | 0.00258 | 0 | 0 | 0 | 0 | 0 | 0 | 0 | 0 | 0 | 0 | 0 | 0 | 0 | 0 | 0 | 0 | 6.1305 | 0 | -748.3687 | 14.4829 | 0 | 69.7466 | 69.7047 | 95.436 | 1235.508 | 31.7351 | 55.6082 | 1.6348 | 0.252 | -10.8919 | 14.074 | 3.19 | 57.716 | 923.1 | 415.4126 | -767.1306 | 6.9843 | 1.885 | -2.67 | 13.4711 | 4.8283 | 2025-09-28 | 2025_09_28 Hr 13 | 50.0791 | 2e-06 | -923.1 | -709.0585 | 466.1646 | 889.2129 | 202.5497 | 12.3978 | 61.8336 | 80.5509 | 265.4881 | 120.1255 | 23.0871 | 186.3232 | 262.3367 | 0 | 6.5271 | 43.1242 | 228.3633 | 0 | 139.4514 | 0
2025_09_28 Hr 14 | 10.8919 | 0.008985 | 0.25338 | 3.8572 | 3.8572 | 3.8572 | 3.8572 | 3.8012 | 3.8572 | 100.5985 | 0 | 0.1008 | 92 | 0 | 93.1616 | 93.1616 | 262.3367 | 0 | 0.00123 | 0.058 | 0.04906 | 1.3332 | 0 | 0 | 0 | 0 | 0 | 0 | 0.0792 | 43.1238 | 6.5271 | 228.3633 | 0 | 0 | 0 | 0 | 12.2479 | 34.0333 | 0 | 40.1227 | 0 | 0.5759 | 9.5265 | 0 | -1 | -4.2 | 9.2508 | 0 | 0 | 30.1058 | 30.1058 | 30.1058 | 30.1058 | 35.0067 | 22.8501 | 1.1496 | 0.00258 | 0 | 0 | 0 | 0 | 0 | 0 | 0 | 0 | 0 | 0 | 0 | 0 | 0 | 0 | 0 | 0 | 6.0522 | 0 | -731.0703 | 14.4829 | 0 | 69.7466 | 69.7047 | 88.929 | 1223.5 | 31.2878 | 54.8244 | 1.6348 | 0.252 | -10.8919 | 14.074 | 3.19 | 57.716 | 929.2083 | 415.418 | -749.8322 | 6.895 | 1.885 | -2.67 | 13.2813 | 4.7602 | 2025-09-28 | 2025_09_28 Hr 14 | 50.1906 | 7.3e-05 | -929.2083 | -690.9476 | 452.6706 | 889.2125 | 204.0415 | 12.3978 | 61.8336 | 78.0057 | 256.0284 | 118.6366 | 23.0871 | 186.3232 | 262.3367 | 0 | 6.5271 | 43.1238 | 228.3633 | 0 | 139.4514 | 0
2025_09_28 Hr 15 | 10.3712 | 0.009375 | 0.26438 | 3.8572 | 3.8572 | 3.8572 | 3.8572 | 3.8012 | 3.8572 | 101.4645 | 0 | 0.1008 | 94 | 0 | 93.1616 | 93.1616 | 262.3367 | 0 | 0.00123 | 0.058 | 0.04906 | 1.3332 | 0 | 0 | 0 | 0 | 0 | 0 | 0.0792 | 22.9542 | 6.5271 | 228.3633 | 0 | 0 | 0 | 0 | 12.3533 | 34.6097 | 0 | 63.1031 | 0 | 0.5759 | 9.5659 | 0 | -1 | -4.2 | 9.2891 | 0 | 0 | 30.5234 | 30.5234 | 30.5234 | 30.5234 | 35.4923 | 22.8501 | 1.1496 | 0.00258 | 0 | 0 | 0 | 0 | 0 | 0 | 0 | 0 | 0 | 0 | 0 | 0 | 0 | 0 | 0 | 0 | 6.0772 | 0 | -711.2448 | 14.4829 | 0 | 69.7466 | 69.7047 | 86.4708 | 1207.176 | 31.4307 | 55.0748 | 1.6348 | 0.252 | -10.3712 | 14.074 | 3.19 | 57.716 | 955.7083 | 414.9151 | -729.486 | 6.9235 | 1.885 | -2.67 | 13.3419 | 4.7819 | 2025-09-28 | 2025_09_28 Hr 15 | 48.8607 | 3.4e-05 | -955.7083 | -648.1417 | 456.9812 | 869.0429 | 203.5947 | 12.3978 | 61.8336 | 78.8187 | 259.0502 | 119.1122 | 23.0871 | 186.3232 | 262.3367 | 0 | 6.5271 | 22.9542 | 228.3633 | 0 | 139.4514 | 0
2025_09_28 Hr 16 | 10.3712 | 0.009165 | 0.25845 | 3.8572 | 3.8572 | 3.8572 | 3.8572 | 3.8012 | 3.8572 | 97.3979 | 0 | 0.1008 | 95 | 0 | 93.1616 | 93.1616 | 262.3367 | 0 | 0.00123 | 0.058 | 0.04906 | 1.3332 | 0 | 0 | 0 | 0 | 0 | 0 | 0.0792 | 32.3533 | 6.5271 | 228.3633 | 0 | 0 | 0 | 0 | 11.8582 | 31.903 | 0 | 59.6195 | 0 | 0.5759 | 9.381 | 0 | -1 | -4.2 | 9.1094 | 0 | 0 | 28.5626 | 28.5626 | 28.5626 | 28.5626 | 33.2123 | 17.901 | 1.1496 | 0.00258 | 0 | 0 | 0 | 0 | 0 | 0 | 0 | 0 | 0 | 0 | 0 | 0 | 0 | 0 | 0 | 0 | 5.9597 | 0 | -664.0388 | 14.4829 | 0 | 69.7466 | 69.7047 | 86.037 | 1198.562 | 30.7598 | 53.8992 | 1.6348 | 0.252 | -10.3712 | 14.074 | 3.19 | 57.716 | 984.2 | 408.2986 | -682.28 | 6.7896 | 1.885 | -2.67 | 13.0571 | 4.6799 | 2025-09-28 | 2025_09_28 Hr 16 | 45.3806 | -1e-05 | -984.2 | -604.4193 | 436.7402 | 878.442 | 199.2056 | 12.3978 | 61.8336 | 75.0009 | 244.8605 | 116.8788 | 23.0871 | 186.3232 | 262.3367 | 0 | 6.5271 | 32.3533 | 228.3633 | 0 | 139.4514 | 0
2025_09_28 Hr 17 | 9.8472 | 0.0084 | 0.23688 | 3.8572 | 3.8572 | 3.8572 | 3.8572 | 3.8012 | 3.8572 | 102.4435 | 0 | 0.1008 | 95 | 0 | 93.1616 | 93.1616 | 262.3367 | 0 | 0.00123 | 0.058 | 0.04906 | 1.3332 | 0 | 0 | 0 | 0 | 0 | 0 | 0.0792 | 41.7596 | 6.5271 | 228.3633 | 0 | 0 | 0 | 0 | 12.4725 | 35.2614 | 0 | 26.6542 | 0 | 0.5759 | 9.6105 | 0 | -1 | -4.2 | 9.3323 | 0 | 0 | 30.9954 | 30.9954 | 30.9954 | 30.9954 | 36.0412 | 9.8982 | 1.1496 | 0.00258 | 0 | 0 | 0 | 0 | 0 | 0 | 0 | 0 | 0 | 0 | 0 | 0 | 0 | 0 | 0 | 0 | 6.1055 | 0 | -631.8252 | 14.4829 | 0 | 69.7466 | 69.7047 | 95.0022 | 1230.289 | 31.5922 | 55.3578 | 1.6348 | 0.252 | -9.8472 | 14.074 | 3.19 | 57.716 | 1018.908 | 411.5072 | -649.5424 | 6.9557 | 1.885 | -2.67 | 13.4105 | 4.8065 | 2025-09-28 | 2025_09_28 Hr 17 | 58.4392 | 0.000387 | -1018.908 | -605.171 | 461.8541 | 887.8483 | 200.1457 | 12.3978 | 61.8336 | 79.7379 | 262.4663 | 119.6499 | 23.0871 | 186.3232 | 262.3367 | 0 | 6.5271 | 41.7596 | 228.3633 | 0 | 139.4514 | 0
2025_09_28 Hr 18 | 3.1011 | 0.00663 | 0.18697 | 3.8572 | 3.8572 | 3.8572 | 3.8572 | 3.8012 | 3.8572 | 105.0039 | 0 | 0.1008 | 84 | 0 | 93.1616 | 93.1616 | 262.3367 | 0 | 0.00123 | 0.058 | 0.04906 | 1.3332 | 0 | 0 | 0 | 0 | 0 | 0 | 0.0792 | 45.8646 | 6.5271 | 228.3633 | 0 | 0 | 0 | 0 | 12.7842 | 36.9656 | 0 | 44.8434 | 0 | 0.5759 | 9.7269 | 0 | -1 | -4.2 | 9.4454 | 0 | 0 | 32.23 | 32.23 | 32.23 | 32.23 | 37.4767 | 10.9512 | 1.1496 | 0.00258 | 0 | 0 | 0 | 0 | 0 | 0 | 0 | 0 | 0 | 0 | 0 | 0 | 0 | 0 | 0 | 0 | 6.1795 | 0 | -634.9308 | 14.4829 | 0 | 69.7466 | 69.7047 | 76.0596 | 1245.682 | 32.0146 | 56.098 | 1.6348 | 0.252 | -3.1011 | 14.074 | 3.19 | 57.716 | 1021.9 | 377.276 | -645.9019 | 7.04 | 1.885 | -2.67 | 13.5898 | 4.8708 | 2025-09-28 | 2025_09_28 Hr 18 | 62.5882 | -1e-05 | -1021.9 | -590.0874 | 474.5983 | 891.9533 | 171.2044 | 12.3978 | 61.8336 | 82.1417 | 271.4005 | 121.0561 | 23.0871 | 186.3232 | 262.3367 | 0 | 6.5271 | 45.8646 | 228.3633 | 0 | 139.4514 | 0
2025_09_28 Hr 19 | 0.52072 | 0.003285 | 0.092637 | 3.8572 | 3.8572 | 3.8572 | 3.8572 | 3.8012 | 3.8572 | 112.0074 | 0 | 0.1008 | 95 | 0 | 93.1616 | 93.1616 | 262.3367 | 0 | 0.00123 | 0.058 | 0.04906 | 1.3332 | 0 | 0 | 0 | 0 | 0 | 0 | 0.0792 | 46.06 | 6.5271 | 228.3633 | 0 | 0 | 0 | 0 | 13.6369 | 41.6272 | 0 | 45.9466 | 0 | 0.5759 | 10.0455 | 0 | -1 | -4.2 | 9.7548 | 0 | 0 | 35.6069 | 35.6069 | 35.6069 | 35.6069 | 41.4034 | 17.901 | 1.1496 | 0.00258 | 0 | 0 | 0 | 0 | 0 | 0 | 0 | 0 | 0 | 0 | 0 | 0 | 0 | 0 | 0 | 0 | 6.3819 | 0 | -681.6085 | 14.4829 | 0 | 69.7466 | 69.7047 | 76.9272 | 1276.797 | 33.1701 | 58.1227 | 1.6348 | 0.252 | -0.52072 | 14.074 | 3.19 | 57.716 | 1030.1 | 397.3561 | -689.9992 | 7.2706 | 1.885 | -2.67 | 14.0803 | 5.0466 | 2025-09-28 | 2025_09_28 Hr 19 | 59.7213 | -7e-06 | -1030.1 | -635.6619 | 509.4577 | 892.1487 | 189.9241 | 12.3978 | 61.8336 | 88.7169 | 295.8383 | 124.9026 | 23.0871 | 186.3232 | 262.3367 | 0 | 6.5271 | 46.06 | 228.3633 | 0 | 139.4514 | 0
2025_09_28 Hr 20 | 0 | 0.000945 | 0.026649 | 3.8572 | 3.8572 | 3.8572 | 3.8572 | 3.8012 | 3.8572 | 109.6164 | 0 | 0.1008 | 95 | 0 | 93.1616 | 93.1616 | 262.3367 | 0 | 0.00123 | 0.058 | 0.04906 | 1.3332 | 0 | 0 | 0 | 0 | 0 | 0 | 0.0792 | 46.06 | 6.5271 | 228.3633 | 0 | 0 | 0 | 0 | 13.3458 | 40.0358 | 0 | 44.0419 | 0 | 0.5759 | 9.9368 | 0 | -1 | -4.2 | 9.6492 | 0 | 0 | 34.454 | 34.454 | 34.454 | 34.454 | 40.0628 | 22.8501 | 1.1496 | 0.00258 | 0 | 0 | 0 | 0 | 0 | 0 | 0 | 0 | 0 | 0 | 0 | 0 | 0 | 0 | 0 | 0 | 6.3128 | 0 | -683.0551 | 14.4829 | 0 | 69.7466 | 69.7047 | 70.9986 | 1266.143 | 32.7756 | 57.4315 | 1.6348 | 0.252 | 0 | 14.074 | 3.19 | 57.716 | 1013.8 | 394.5404 | -690.9251 | 7.1919 | 1.885 | -2.67 | 13.9128 | 4.9866 | 2025-09-28 | 2025_09_28 Hr 20 | 56.9341 | -1.6e-05 | -1013.8 | -639.0132 | 497.5568 | 892.1487 | 188.8763 | 12.3978 | 61.8336 | 86.4721 | 287.4952 | 123.5894 | 23.0871 | 186.3232 | 262.3367 | 0 | 6.5271 | 46.06 | 228.3633 | 0 | 139.4514 | 0
2025_09_28 Hr 21 | 0 | 0.00012 | 0.003384 | 3.8572 | 3.8572 | 3.8572 | 3.8572 | 3.8012 | 3.8572 | 107.2066 | 0 | 0.1008 | 90 | 0 | 93.1616 | 93.1616 | 262.3367 | 0 | 0.00123 | 0.058 | 0.04906 | 1.3332 | 0 | 0 | 0 | 0 | 0 | 0 | 0.0792 | 45.9947 | 6.5271 | 228.3633 | 0 | 0 | 0 | 0 | 13.0524 | 38.4318 | 0 | 43.1014 | 0 | 0.5759 | 9.8271 | 0 | -1 | -4.2 | 9.5427 | 0 | 0 | 33.2921 | 33.2921 | 33.2921 | 33.2921 | 38.7117 | 23.7978 | 1.1496 | 0.00258 | 0 | 0 | 0 | 0 | 0 | 0 | 0 | 0 | 0 | 0 | 0 | 0 | 0 | 0 | 0 | 0 | 6.2431 | 0 | -717.5957 | 14.4829 | 0 | 69.7466 | 69.7047 | 66.516 | 1255.383 | 32.3781 | 56.7348 | 1.6348 | 0.252 | 0 | 14.074 | 3.19 | 57.716 | 957.7 | 384.6812 | -725.4657 | 7.1126 | 1.885 | -2.67 | 13.7441 | 4.9261 | 2025-09-28 | 2025_09_28 Hr 21 | 53.1115 | -1.9e-05 | -957.7 | -674.4943 | 485.5621 | 892.0834 | 180.3173 | 12.3978 | 61.8336 | 84.2097 | 279.0865 | 122.2659 | 23.0871 | 186.3232 | 262.3367 | 0 | 6.5271 | 45.9947 | 228.3633 | 0 | 139.4514 | 0
2025_09_28 Hr 22 | 0 | 0 | 0 | 3.8572 | 3.8572 | 3.8572 | 3.8572 | 3.8012 | 3.8572 | 91.8629 | 0 | 0.1008 | 88 | 0 | 93.1616 | 93.1616 | 262.3367 | 0 | 0.00123 | 0.058 | 0.04906 | 1.3332 | 0 | 0 | 0 | 0 | 0 | 0 | 0.0792 | 46.06 | 6.5271 | 228.3633 | 0 | 0 | 0 | 0 | 11.1843 | 28.2188 | 0 | 59.185 | 0 | 0.5759 | 9.1292 | 0 | -1 | -4.2 | 8.8649 | 0 | 0 | 25.8937 | 25.8937 | 25.8937 | 25.8937 | 30.109 | 22.8501 | 1.1496 | 0.00258 | 0 | 0 | 0 | 0 | 0 | 0 | 0 | 0 | 0 | 0 | 0 | 0 | 0 | 0 | 0 | 0 | 5.7997 | 0 | -709.3846 | 14.4829 | 0 | 69.7466 | 69.7047 | 63.4794 | 1187.5 | 29.8466 | 52.299 | 1.6348 | 0.252 | 0 | 14.074 | 3.19 | 57.716 | 899.7 | 370.2697 | -717.2546 | 6.6074 | 1.885 | -2.67 | 12.6695 | 4.5409 | 2025-09-28 | 2025_09_28 Hr 22 | 56.7509 | 8e-06 | -899.7 | -650.1996 | 409.1901 | 892.1487 | 174.3295 | 12.3978 | 61.8336 | 69.8043 | 225.5468 | 113.8389 | 23.0871 | 186.3232 | 262.3367 | 0 | 6.5271 | 46.06 | 228.3633 | 0 | 139.4514 | 0
2025_09_28 Hr 23 | 0 | 0 | 0 | 3.8572 | 3.8572 | 3.8572 | 3.8572 | 3.8012 | 3.8572 | 80.7552 | 0 | 0.1008 | 88 | 0 | 93.1616 | 93.1616 | 269.8282 | 0 | 0.00123 | 0.058 | 0.04906 | 1.3332 | 0 | 0 | 0 | 0 | 0 | 0 | 0.0792 | 46.06 | 6.5271 | 234.2439 | 0 | 0 | 0 | 0 | 9.832 | 20.8253 | 0 | 0 | -6.0922 | 0.5759 | 8.6239 | 0 | -1 | -4.2 | 8.3743 | 0 | 0 | 20.5379 | 20.5379 | 20.5379 | 20.5379 | 23.8813 | 23.7978 | 1.1496 | 0.00258 | 0 | 0 | 0 | 0 | 0 | 0 | 0 | 0 | 0 | 0 | 0 | 0 | 0 | 0 | 0 | 0 | 5.4787 | 0 | -729.8486 | 14.4829 | 0 | 71.9649 | 71.9217 | 90.9534 | 1156.12 | 28.014 | 49.0878 | 1.6348 | 0.252 | 0 | 14.074 | 3.19 | 57.716 | 804.9 | 392.5909 | -737.7186 | 6.2417 | 1.885 | -2.67 | 11.8916 | 4.2621 | 2025-09-28 | 2025_09_28 Hr 23 | 63.5906 | -4.1e-05 | -804.9 | -735.9408 | 353.9022 | 909.956 | 202.7512 | 12.3978 | 61.8336 | 59.3759 | 186.788 | 107.7383 | 23.0871 | 186.3232 | 269.8282 | 0 | 6.5271 | 46.06 | 234.2439 | 0 | 143.8865 | 0
2025_09_28 Hr 24 | 0 | 0 | 0 | 3.8572 | 3.8572 | 3.8572 | 3.8572 | 3.8012 | 3.8572 | 69.5722 | 0 | 0.1008 | 87 | 0 | 93.1616 | 93.1616 | 269.8282 | 0 | 0.00123 | 0.058 | 0.04906 | 1.3332 | 0 | 0 | 0 | 0 | 0 | 0 | 0.0792 | 46.06 | 6.5271 | 234.2439 | 0 | 0 | 0 | 0 | 8.4704 | 13.3818 | 0 | 0 | -53.1021 | 0.5759 | 8.1152 | 0 | -1 | -4.2 | 7.8803 | 0 | 0 | 15.1457 | 15.1457 | 15.1457 | 15.1457 | 17.6113 | 17.901 | 1.1496 | 0.00258 | 0 | 0 | 0 | 0 | 0 | 0 | 0 | 0 | 0 | 0 | 0 | 0 | 0 | 0 | 0 | 0 | 5.1555 | 0 | -669.4141 | 14.4829 | 0 | 71.9649 | 71.9217 | 81.9882 | 1106.599 | 26.1689 | 45.8548 | 1.6348 | 0.252 | 0 | 14.074 | 3.19 | 57.716 | 746.8 | 370.587 | -677.2841 | 5.8735 | 1.885 | -2.67 | 11.1084 | 3.9814 | 2025-09-28 | 2025_09_28 Hr 24 | 54.56 | -9e-06 | -746.8 | -722.5162 | 298.2397 | 909.956 | 186.8892 | 12.3978 | 61.8336 | 48.8768 | 147.7664 | 101.5964 | 23.0871 | 186.3232 | 269.8282 | 0 | 6.5271 | 46.06 | 234.2439 | 0 | 143.8865 | 0
2025_09_29 Hr 01 | 0 | 0 | 0 | 3.8572 | 3.8572 | 3.8572 | 3.8572 | 3.8012 | 3.8572 | 61.9364 | 0 | 0.1008 | 90 | 0 | 93.1616 | 93.1616 | 269.8282 | 0 | 0.00123 | 0.058 | 0.04906 | 1.3332 | 0 | 0 | 0 | 0 | 0 | 0 | 0.0792 | 45.9947 | 6.5271 | 234.2439 | 0 | 0 | 0 | 0 | 7.6375 | 7.8074 | 0 | 19.9509 | 0 | 0.5759 | 7.7682 | 0 | -1 | -4.2 | 7.5835 | 0 | 0 | 11.1647 | 11.1647 | 11.1647 | 11.1647 | 12.9822 | 16.848 | 1.1496 | 0.00258 | 0 | 0 | 0 | 0 | 0 | 0 | 0 | 0 | 0 | 0 | 0 | 0 | 0 | 0 | 0 | 0 | 4.943 | 0 | -700.1739 | 14.8721 | 0 | 71.9649 | 71.9217 | 36.0054 | 1070.848 | 25.4073 | 44.4795 | 1.6348 | 0.252 | 0 | 14.074 | 3.19 | 57.716 | 707.1083 | 324.3533 | -708.0439 | 5.6401 | 1.885 | -2.67 | 10.7776 | 3.8622 | 2025-09-29 | 2025_09_29 Hr 01 | 52.4785 | -2.8e-05 | -707.1083 | -680.223 | 260.3558 | 909.8907 | 142.8534 | 12.3978 | 61.8336 | 41.3798 | 119.5774 | 99.3986 | 23.0871 | 186.3232 | 269.8282 | 0 | 6.5271 | 45.9947 | 234.2439 | 0 | 143.8865 | 0
2025_09_29 Hr 02 | 0 | 0 | 0 | 3.8572 | 3.8572 | 3.8572 | 3.8572 | 3.8012 | 3.8572 | 58.0531 | 0 | 0.1008 | 85 | 0 | 93.1616 | 93.1616 | 269.8282 | 0 | 0.00123 | 0.058 | 0.04906 | 1.3332 | 0 | 0 | 0 | 0 | 0 | 0 | 0.0792 | 45.8642 | 6.5271 | 234.2439 | 0 | 0 | 0 | 0 | 7.1587 | 5.1901 | 0 | 21.0974 | 0 | 0.5759 | 7.5936 | 0 | -1 | -4.2 | 7.413 | 0 | 0 | 9.2872 | 9.2872 | 9.2872 | 9.2872 | 10.7991 | 15.9003 | 1.1496 | 0.00258 | 0 | 0 | 0 | 0 | 0 | 0 | 0 | 0 | 0 | 0 | 0 | 0 | 0 | 0 | 0 | 0 | 4.8318 | 0 | -736.2815 | 14.8721 | 0 | 71.9649 | 71.9217 | 74.0352 | 1053.462 | 24.7606 | 43.3473 | 1.6348 | 0.252 | 0 | 14.074 | 3.19 | 57.716 | 684.6917 | 354.284 | -744.1515 | 5.5133 | 1.885 | -2.67 | 10.5032 | 3.7639 | 2025-09-29 | 2025_09_29 Hr 02 | 52.6776 | -5.9e-05 | -684.6917 | -715.1841 | 240.9487 | 909.7602 | 174.9355 | 12.3978 | 61.8336 | 37.7004 | 106.0011 | 97.2471 | 23.0871 | 186.3232 | 269.8282 | 0 | 6.5271 | 45.8642 | 234.2439 | 0 | 143.8865 | 0
2025_09_29 Hr 03 | 0 | 0 | 0 | 3.8572 | 3.8572 | 3.8572 | 3.8572 | 3.8012 | 3.8572 | 58.0718 | 0 | 0.1008 | 83 | 0 | 93.1616 | 93.1616 | 269.8282 | 0 | 0.00123 | 0.058 | 0.04906 | 1.3332 | 0 | 0 | 0 | 0 | 0 | 0 | 0.0792 | 46.06 | 6.5271 | 234.2439 | 0 | 0 | 0 | 0 | 7.161 | 5.2027 | 0 | 0 | -21.525 | 0.5759 | 7.5944 | 0 | -1 | -4.2 | 7.4138 | 0 | 0 | 9.2963 | 9.2963 | 9.2963 | 9.2963 | 10.8096 | 13.8996 | 1.1496 | 0.00258 | 0 | 0 | 0 | 0 | 0 | 0 | 0 | 0 | 0 | 0 | 0 | 0 | 0 | 0 | 0 | 0 | 4.8324 | 0 | -733.5502 | 14.8721 | 0 | 71.9649 | 71.9217 | 107.4378 | 1053.741 | 24.7637 | 43.3528 | 1.6348 | 0.252 | 0 | 14.074 | 3.19 | 57.716 | 674.4916 | 383.6963 | -741.4202 | 5.5139 | 1.885 | -2.67 | 10.5046 | 3.7643 | 2025-09-29 | 2025_09_29 Hr 03 | 51.6742 | 3.9e-05 | -674.4916 | -755.0752 | 241.042 | 909.956 | 204.3374 | 12.3978 | 61.8336 | 37.7181 | 106.0664 | 97.2575 | 23.0871 | 186.3232 | 269.8282 | 0 | 6.5271 | 46.06 | 234.2439 | 0 | 143.8865 | 0
2025_09_29 Hr 04 | 0 | 0 | 0 | 3.8572 | 3.8572 | 3.8572 | 3.8572 | 3.8012 | 3.8572 | 58.2958 | 0 | 0.1008 | 79 | 0 | 93.1616 | 93.1616 | 269.8282 | 0 | 0.00123 | 0.058 | 0.04906 | 1.3332 | 0 | 0 | 0 | 0 | 0 | 0 | 0.0792 | 44.2322 | 6.5271 | 234.2439 | 0 | 0 | 0 | 0 | 7.1886 | 5.3537 | 0 | 0 | -31.8728 | 0.5759 | 7.6045 | 0 | -1 | -4.2 | 7.4237 | 0 | 0 | 9.4046 | 9.4046 | 9.4046 | 9.4046 | 10.9356 | 13.8996 | 1.1496 | 0.00258 | 0 | 0 | 0 | 0 | 0 | 0 | 0 | 0 | 0 | 0 | 0 | 0 | 0 | 0 | 0 | 0 | 4.8388 | 0 | -711.1074 | 14.8721 | 0 | 71.9649 | 71.9217 | 99.051 | 1052.908 | 24.801 | 43.4181 | 1.6348 | 0.252 | 0 | 14.074 | 3.19 | 57.716 | 673.4916 | 371.4336 | -718.9774 | 5.5212 | 1.885 | -2.67 | 10.5204 | 3.77 | 2025-09-29 | 2025_09_29 Hr 04 | 53.6094 | 2.8e-05 | -673.4916 | -742.9802 | 242.1617 | 908.1282 | 191.9506 | 12.3978 | 61.8336 | 37.9304 | 106.8497 | 97.3816 | 23.0871 | 186.3232 | 269.8282 | 0 | 6.5271 | 44.2322 | 234.2439 | 0 | 143.8865 | 0
2025_09_29 Hr 05 | 0 | 0 | 0 | 3.8572 | 3.8572 | 3.8572 | 3.8572 | 3.8012 | 3.8572 | 64.849 | 0 | 0.1008 | 69 | 0 | 93.1616 | 93.1616 | 269.8282 | 0 | 0.00123 | 0.058 | 0.04906 | 1.3332 | 0 | 0 | 0 | 0 | 0 | 0 | 0.0792 | 45.9947 | 6.5271 | 234.2439 | 0 | 0 | 0 | 0 | 7.9967 | 9.7704 | 0 | 1.6414 | -4.3315 | 0.5759 | 7.8992 | 0 | -1 | -4.2 | 7.7114 | 0 | 0 | 12.5728 | 12.5728 | 12.5728 | 12.5728 | 14.6195 | 12.9519 | 1.1496 | 0.00258 | 0 | 0 | 0 | 0 | 0 | 0 | 0 | 0 | 0 | 0 | 0 | 0 | 0 | 0 | 0 | 0 | 5.0263 | 0 | -688.325 | 14.8721 | 0 | 71.9649 | 71.9217 | 79.53 | 1083.79 | 25.8923 | 45.3286 | 1.6348 | 0.252 | 0 | 14.074 | 3.19 | 57.716 | 729.5 | 344.5954 | -696.195 | 5.7352 | 1.885 | -2.67 | 10.9833 | 3.9359 | 2025-09-29 | 2025_09_29 Hr 05 | 80.4797 | -3.6e-05 | -729.5 | -691.0151 | 274.9111 | 909.8907 | 161.4819 | 12.3978 | 61.8336 | 44.1392 | 129.7597 | 101.0122 | 23.0871 | 186.3232 | 269.8282 | 0 | 6.5271 | 45.9947 | 234.2439 | 0 | 143.8865 | 0
2025_09_29 Hr 06 | 0 | 0 | 0 | 3.8572 | 3.8572 | 3.8572 | 3.8572 | 3.8012 | 3.8572 | 81.5026 | 0 | 0.1008 | 64 | 0 | 93.1616 | 93.1616 | 269.8282 | 0 | 0.00123 | 0.058 | 0.04906 | 1.3332 | 0 | 0 | 0 | 0 | 0 | 0 | 0.0792 | 43.1238 | 6.5271 | 234.2439 | 0 | 0 | 0 | 0 | 10.0503 | 20.9947 | 0 | 0.20414 | -15.8053 | 0.5759 | 8.6483 | 0 | -1 | -4.2 | 8.4426 | 0 | 0 | 20.6242 | 20.6242 | 20.6242 | 20.6242 | 23.9817 | 12.9519 | 1.1496 | 0.00258 | 0 | 0 | 0 | 0 | 0 | 0 | 0 | 0 | 0 | 0 | 0 | 0 | 0 | 0 | 0 | 0 | 5.5029 | 0 | -680.1835 | 14.8721 | 0 | 71.9649 | 71.9217 | 92.544 | 1154.919 | 28.6656 | 50.1836 | 1.6348 | 0.252 | 0 | 14.074 | 3.19 | 57.716 | 813.1 | 361.8358 | -688.0535 | 6.2791 | 1.885 | -2.67 | 12.1597 | 4.3575 | 2025-09-29 | 2025_09_29 Hr 06 | 50.6389 | -2.71e-05 | -813.1 | -695.7846 | 358.1376 | 907.0197 | 169.4959 | 12.3978 | 61.8336 | 59.9179 | 187.9812 | 110.2385 | 23.0871 | 186.3232 | 269.8282 | 0 | 6.5271 | 43.1238 | 234.2439 | 0 | 143.8865 | 0
2025_09_29 Hr 07 | 0 | 0 | 0 | 3.8572 | 3.8572 | 3.8572 | 3.8572 | 3.8012 | 3.8572 | 105.9416 | -14.5 | 0.1008 | 61 | 0 | 93.1616 | 93.1616 | 262.3367 | 0 | 0.00123 | 0.058 | 0.04906 | 1.3332 | 0 | 0 | 0 | 0 | 0 | 0 | 0.0792 | 46.06 | 6.5271 | 228.3633 | 0 | 0 | 0 | 0 | 13.0639 | 37.4661 | 0 | 52.8624 | 0 | 0.5759 | 9.7475 | 0 | -1 | -4.2 | 9.5157 | 0 | 0 | 32.4397 | 32.4397 | 32.4397 | 32.4397 | 37.7205 | 13.8996 | 1.1496 | 0.00258 | 0 | 0 | 0 | 0 | 0 | 0 | 0 | 0 | 0 | 0 | 0 | 0 | 0 | 0 | 0 | 0 | 6.2024 | 0 | -706.1787 | 14.8721 | 0 | 69.7466 | 69.7047 | 73.4568 | 1248.642 | 32.7354 | 57.3084 | 1.6348 | 0.252 | 0 | 14.074 | 3.19 | 57.716 | 927.1917 | 354.2358 | -728.5487 | 7.0772 | 1.885 | -2.67 | 13.8861 | 4.9761 | 2025-09-29 | 2025_09_29 Hr 07 | 52.9981 | 2.2e-05 | -927.1917 | -653.3163 | 465.7715 | 892.1487 | 148.3564 | 12.3978 | 61.8336 | 83.0728 | 273.4207 | 109.278 | 23.0871 | 186.3232 | 262.3367 | 0 | 6.5271 | 46.06 | 228.3633 | 0 | 139.4514 | 0
2025_09_29 Hr 08 | 2.5903 | 9e-05 | 0.002538 | 3.8572 | 3.8572 | 3.8572 | 3.8572 | 3.8012 | 3.8572 | 111.0385 | -14.5 | 0.1008 | 72 | 0 | 93.1616 | 93.1616 | 262.3367 | 0 | 0.00123 | 0.058 | 0.04906 | 1.3332 | 0 | 0 | 0 | 0 | 0 | 0 | 0.0792 | 45.6683 | 6.5271 | 228.3633 | 0 | 0 | 0 | 0 | 13.6924 | 40.9014 | 0 | 18.3654 | -1.8144 | 0.5759 | 9.9768 | 0 | -1 | -4.2 | 9.7395 | 0 | 0 | 34.9038 | 34.9038 | 34.9038 | 34.9038 | 40.5858 | 13.8996 | 1.1496 | 0.00258 | 0 | 0 | 0 | 0 | 0 | 0 | 0 | 0 | 0 | 0 | 0 | 0 | 0 | 0 | 0 | 0 | 6.3483 | 0 | -659.9313 | 14.8721 | 0 | 69.7466 | 69.7047 | 84.4464 | 1270.901 | 33.5842 | 58.7943 | 1.6348 | 0.252 | -2.5903 | 14.074 | 3.19 | 57.716 | 984.2 | 381.6396 | -684.8916 | 7.2436 | 1.885 | -2.67 | 14.2461 | 5.1051 | 2025-09-29 | 2025_09_29 Hr 08 | 52.8495 | 3.2e-05 | -984.2 | -643.3803 | 491.2433 | 891.757 | 170.3486 | 12.3978 | 61.8336 | 87.9019 | 291.2396 | 112.1018 | 23.0871 | 186.3232 | 262.3367 | 0 | 6.5271 | 45.6683 | 228.3633 | 0 | 139.4514 | 0
2025_09_29 Hr 09 | 9.3314 | 0.00087 | 0.024534 | 3.8572 | 3.8572 | 3.8572 | 3.8572 | 3.8012 | 3.8572 | 110.9078 | -14.5 | 0.1008 | 70 | 0 | 93.1616 | 93.1616 | 262.3367 | 0 | 0.00123 | 0.058 | 0.04906 | 1.3332 | 0 | 0 | 0 | 0 | 0 | 0 | 0.0792 | 46.06 | 6.5271 | 228.3633 | 0 | 0 | 0 | 0 | 13.6763 | 40.8133 | 0 | 32.0872 | 0 | 0.5759 | 9.9709 | 0 | -1 | -4.2 | 9.7338 | 0 | 0 | 34.8406 | 34.8406 | 34.8406 | 34.8406 | 40.5124 | 14.8473 | 1.1496 | 0.00258 | 0 | 0 | 0 | 0 | 0 | 0 | 0 | 0 | 0 | 0 | 0 | 0 | 0 | 0 | 0 | 0 | 6.3445 | 0 | -619.7488 | 14.8721 | 0 | 69.7466 | 69.7047 | 53.502 | 1270.734 | 33.5624 | 58.7562 | 1.6348 | 0.252 | -9.3314 | 14.074 | 3.19 | 57.716 | 1007.683 | 356.3124 | -651.4503 | 7.2393 | 1.885 | -2.67 | 14.2369 | 5.1018 | 2025-09-29 | 2025_09_29 Hr 09 | 53.7042 | 0.000378 | -1007.683 | -587.6616 | 490.5902 | 892.1487 | 138.3747 | 12.3978 | 61.8336 | 87.7781 | 290.7827 | 112.0294 | 23.0871 | 186.3232 | 262.3367 | 0 | 6.5271 | 46.06 | 228.3633 | 0 | 139.4514 | 0
2025_09_29 Hr 10 | 9.8488 | 0.002085 | 0.058797 | 3.8572 | 3.8572 | 3.8572 | 3.8572 | 3.8012 | 3.8572 | 109.1154 | -14.5 | 0.1008 | 69 | 0 | 93.1616 | 93.1616 | 262.3367 | 0 | 0.00123 | 0.058 | 0.04906 | 1.3332 | 0 | 0 | 0 | 0 | 0 | 0 | 0.0792 | 15.3878 | 6.5271 | 228.3633 | 0 | 0 | 0 | 0 | 13.4553 | 39.6053 | 0 | 77.1753 | 0 | 0.5759 | 9.8903 | 0 | -1 | -4.2 | 9.6551 | 0 | 0 | 33.9741 | 33.9741 | 33.9741 | 33.9741 | 39.5048 | 14.8473 | 1.1496 | 0.00258 | 0 | 0 | 0 | 0 | 0 | 0 | 0 | 0 | 0 | 0 | 0 | 0 | 0 | 0 | 0 | 0 | 6.2932 | 0 | -619.3713 | 14.8721 | 0 | 69.7466 | 69.7047 | 38.4636 | 1232.132 | 33.2639 | 58.2337 | 1.6348 | 0.252 | -9.8488 | 14.074 | 3.19 | 57.716 | 997.5167 | 339.7996 | -651.5901 | 7.1808 | 1.885 | -2.67 | 14.1103 | 5.0564 | 2025-09-29 | 2025_09_29 Hr 10 | 47.3872 | -0.000114 | -997.5167 | -542.196 | 481.633 | 861.4765 | 122.3718 | 12.3978 | 61.8336 | 86.0799 | 284.5166 | 111.0364 | 23.0871 | 186.3232 | 262.3367 | 0 | 6.5271 | 15.3878 | 228.3633 | 0 | 139.4514 | 0
2025_09_29 Hr 11 | 10.8886 | 0.003225 | 0.090945 | 3.8572 | 3.8572 | 3.8572 | 3.8572 | 3.8012 | 3.8572 | 107.8832 | -14.5 | 0.1008 | 69 | 0 | 93.1616 | 93.1616 | 262.3367 | 0 | 0.00123 | 0.058 | 0.04906 | 1.3332 | 0 | 0 | 0 | 0 | 0 | 0 | 0.0792 | 22.9517 | 6.5271 | 228.3633 | 0 | 0 | 0 | 0 | 13.3033 | 38.7748 | 0 | 69.6436 | 0 | 0.5759 | 9.8348 | 0 | -1 | -4.2 | 9.601 | 0 | 0 | 33.3784 | 33.3784 | 33.3784 | 33.3784 | 38.8121 | 12.9519 | 1.1496 | 0.00258 | 0 | 0 | 0 | 0 | 0 | 0 | 0 | 0 | 0 | 0 | 0 | 0 | 0 | 0 | 0 | 0 | 6.258 | 0 | -593.1039 | 14.8721 | 0 | 69.7466 | 69.7047 | 39.4758 | 1234.253 | 33.0587 | 57.8745 | 1.6348 | 0.252 | -10.8886 | 14.074 | 3.19 | 57.716 | 1016.808 | 339.2747 | -626.3625 | 7.1406 | 1.885 | -2.67 | 14.0232 | 5.0252 | 2025-09-29 | 2025_09_29 Hr 11 | 46.6812 | 0.00032 | -1016.808 | -523.4603 | 475.475 | 869.0404 | 121.5219 | 12.3978 | 61.8336 | 84.9125 | 280.2088 | 110.3538 | 23.0871 | 186.3232 | 262.3367 | 0 | 6.5271 | 22.9517 | 228.3633 | 0 | 139.4514 | 0
2025_09_29 Hr 12 | 11.9184 | 0.005505 | 0.15524 | 3.8572 | 3.8572 | 3.8572 | 3.8572 | 3.8012 | 3.8572 | 107.7152 | -14.5 | 0.1008 | 60 | 0 | 93.1616 | 93.1616 | 262.3367 | 0 | 0.00123 | 0.058 | 0.04906 | 1.3332 | 0 | 0 | 0 | 0 | 0 | 0 | 0.0792 | 32.3554 | 6.5271 | 228.3633 | 0 | 0 | 0 | 0 | 13.2826 | 38.6616 | 0 | 57.1537 | 0 | 0.5759 | 9.8273 | 0 | -1 | -4.2 | 9.5936 | 0 | 0 | 33.2972 | 33.2972 | 33.2972 | 33.2972 | 38.7176 | 8.9505 | 1.1496 | 0.00258 | 0 | 0 | 0 | 0 | 0 | 0 | 0 | 0 | 0 | 0 | 0 | 0 | 0 | 0 | 0 | 0 | 6.2531 | 0 | -555.2014 | 14.8721 | 0 | 69.7466 | 69.7047 | 41.934 | 1242.974 | 33.0307 | 57.8255 | 1.6348 | 0.252 | -11.9184 | 14.074 | 3.19 | 57.716 | 1040.308 | 329.6705 | -589.4899 | 7.1351 | 1.885 | -2.67 | 14.0114 | 5.021 | 2025-09-29 | 2025_09_29 Hr 12 | 51.6512 | 0.000371 | -1040.308 | -498.0477 | 474.6353 | 878.4441 | 111.0452 | 12.3978 | 61.8336 | 84.7533 | 279.6214 | 110.2607 | 23.0871 | 186.3232 | 262.3367 | 0 | 6.5271 | 32.3554 | 228.3633 | 0 | 139.4514 | 0
2025_09_29 Hr 13 | 11.3977 | 0.0063 | 0.17766 | 3.8572 | 3.8572 | 3.8572 | 3.8572 | 3.8012 | 3.8572 | 103.7198 | -14.5 | 0.1008 | 47 | 0 | 93.1616 | 93.1616 | 262.3367 | 0 | 0.00123 | 0.058 | 0.04906 | 1.3332 | 0 | 0 | 0 | 0 | 0 | 0 | 0.0792 | 41.7587 | 6.5271 | 228.3633 | 0 | 0 | 0 | 0 | 12.7899 | 35.9687 | 0 | 39.7321 | 0 | 0.5759 | 9.6476 | 0 | -1 | -4.2 | 9.4182 | 0 | 0 | 31.3655 | 31.3655 | 31.3655 | 31.3655 | 36.4715 | 4.9491 | 1.1496 | 0.00258 | 0 | 0 | 0 | 0 | 0 | 0 | 0 | 0 | 0 | 0 | 0 | 0 | 0 | 0 | 0 | 0 | 6.1388 | 0 | -490.5043 | 14.8721 | 0 | 69.7466 | 69.7047 | 41.5002 | 1234.646 | 32.3654 | 56.6607 | 1.6348 | 0.252 | -11.3977 | 14.074 | 3.19 | 57.716 | 1059.608 | 309.5019 | -524.272 | 7.0046 | 1.885 | -2.67 | 13.7291 | 4.9199 | 2025-09-29 | 2025_09_29 Hr 13 | 51.6132 | 0.000313 | -1059.608 | -450.7722 | 454.6684 | 887.8475 | 93.6333 | 12.3978 | 61.8336 | 80.9678 | 265.6534 | 108.0472 | 23.0871 | 186.3232 | 262.3367 | 0 | 6.5271 | 41.7587 | 228.3633 | 0 | 139.4514 | 0
2025_09_29 Hr 14 | 11.9201 | 0.00807 | 0.22757 | 3.8572 | 3.8572 | 3.8572 | 3.8572 | 3.8012 | 3.8572 | 96.9053 | -14.5 | 0.1008 | 32 | 0 | 93.1616 | 93.1616 | 262.3367 | 0 | 0.00123 | 0.058 | 0.04906 | 1.3332 | 0 | 0 | 0 | 0 | 0 | 0 | 0.0792 | 45.8646 | 6.5271 | 228.3633 | 0 | 0 | 0 | 0 | 11.9496 | 31.3758 | 0 | 26.9943 | 0 | 0.5759 | 9.3411 | 0 | -1 | -4.2 | 9.1189 | 0 | 0 | 28.0709 | 28.0709 | 28.0709 | 28.0709 | 32.6406 | 7.8975 | 1.1496 | 0.00258 | 0 | 0 | 0 | 0 | 0 | 0 | 0 | 0 | 0 | 0 | 0 | 0 | 0 | 0 | 0 | 0 | 5.9438 | 0 | -404.8302 | 14.8721 | 0 | 69.7466 | 69.7047 | 36.0054 | 1208.522 | 31.2306 | 54.674 | 1.6348 | 0.252 | -11.9201 | 14.074 | 3.19 | 57.716 | 1085.1 | 288.7043 | -439.1203 | 6.7821 | 1.885 | -2.67 | 13.2477 | 4.7474 | 2025-09-29 | 2025_09_29 Hr 14 | 52.8673 | 5e-06 | -1085.1 | -377.8359 | 420.6127 | 891.9533 | 76.1385 | 12.3978 | 61.8336 | 74.5113 | 241.8296 | 104.2718 | 23.0871 | 186.3232 | 262.3367 | 0 | 6.5271 | 45.8646 | 228.3633 | 0 | 139.4514 | 0
2025_09_29 Hr 15 | 10.8919 | 0.009825 | 0.27707 | 3.8572 | 3.8572 | 3.8572 | 3.8572 | 3.8012 | 3.8572 | 98.1188 | -14.5 | 0.1008 | 20 | 0 | 93.1616 | 93.1616 | 262.3367 | 0 | 0.00123 | 0.058 | 0.04906 | 1.3332 | 0 | 0 | 0 | 0 | 0 | 0 | 0.0792 | 46.06 | 6.5271 | 228.3633 | 0 | 0 | 0 | 0 | 12.0993 | 32.1938 | 0 | 24.8021 | 0 | 0.5759 | 9.3957 | 0 | -1 | -4.2 | 9.1722 | 0 | 0 | 28.6576 | 28.6576 | 28.6576 | 28.6576 | 33.3228 | 10.9512 | 1.1496 | 0.00258 | 0 | 0 | 0 | 0 | 0 | 0 | 0 | 0 | 0 | 0 | 0 | 0 | 0 | 0 | 0 | 0 | 5.9785 | 0 | -380.7299 | 14.8721 | 0 | 69.7466 | 69.7047 | 29.9322 | 1214.159 | 31.4327 | 55.0278 | 1.6348 | 0.252 | -10.8919 | 14.074 | 3.19 | 57.716 | 1098.3 | 273.3307 | -413.9918 | 6.8217 | 1.885 | -2.67 | 13.3335 | 4.7781 | 2025-09-29 | 2025_09_29 Hr 15 | 56.7224 | 2.2e-05 | -1098.3 | -355.9278 | 426.6775 | 892.1487 | 61.1703 | 12.3978 | 61.8336 | 75.6611 | 246.0722 | 104.9441 | 23.0871 | 186.3232 | 262.3367 | 0 | 6.5271 | 46.06 | 228.3633 | 0 | 139.4514 | 0
2025_09_29 Hr 16 | 9.8505 | 0.010395 | 0.29314 | 3.8572 | 3.8572 | 3.8572 | 3.8572 | 3.8012 | 3.8572 | 95.5984 | -14.5 | 0.1008 | 15 | 0 | 93.1616 | 93.1616 | 262.3367 | 0 | 0.00123 | 0.058 | 0.04906 | 1.3332 | 0 | 0 | 0 | 0 | 0 | 0 | 0.0792 | 44.2326 | 6.5271 | 228.3633 | 0 | 0 | 0 | 0 | 11.7885 | 30.495 | 0 | 26.6956 | 0 | 0.5759 | 9.2823 | 0 | -1 | -4.2 | 9.0616 | 0 | 0 | 27.4391 | 27.4391 | 27.4391 | 27.4391 | 31.9059 | 8.9505 | 1.1496 | 0.00258 | 0 | 0 | 0 | 0 | 0 | 0 | 0 | 0 | 0 | 0 | 0 | 0 | 0 | 0 | 0 | 0 | 5.9064 | 0 | -325.6778 | 14.8721 | 0 | 68.2204 | 68.1785 | 19.9548 | 1198.096 | 31.013 | 54.293 | 1.6348 | 0.252 | -9.8505 | 14.074 | 3.19 | 57.716 | 1120.808 | 253.9153 | -357.8983 | 6.7394 | 1.885 | -2.67 | 13.1554 | 4.7143 | 2025-09-29 | 2025_09_29 Hr 16 | 59.3235 | 0.000336 | -1120.808 | -298.9822 | 414.0815 | 887.2688 | 44.2088 | 12.3978 | 61.8336 | 73.2731 | 237.2607 | 103.5478 | 23.0871 | 186.3232 | 262.3367 | 0 | 6.5271 | 44.2326 | 228.3633 | 0 | 136.3989 | 0
2025_09_29 Hr 17 | 9.8472 | 0.008595 | 0.24238 | 3.8572 | 3.8572 | 3.8572 | 3.8572 | 3.8012 | 3.8572 | 94.5902 | -14.5 | 0.1008 | 10 | 0 | 93.1616 | 93.1616 | 262.3367 | 0 | 0.00123 | 0.058 | 0.04906 | 1.3332 | 0 | 0 | 0 | 0 | 0 | 0 | 0.0792 | 46.06 | 6.5271 | 228.3633 | 0 | 0 | 0 | 0 | 11.6641 | 29.8155 | 0 | 28.0568 | 0 | 0.5759 | 9.2369 | 0 | -1 | -4.2 | 9.0173 | 0 | 0 | 26.9517 | 26.9517 | 26.9517 | 26.9517 | 31.3392 | 4.0014 | 1.1496 | 0.00258 | 0 | 0 | 0 | 0 | 0 | 0 | 0 | 0 | 0 | 0 | 0 | 0 | 0 | 0 | 0 | 0 | 5.8775 | 0 | -281.5015 | 14.8721 | 0 | 69.7466 | 69.7047 | 9.9774 | 1198.445 | 30.8451 | 53.9991 | 1.6348 | 0.252 | -9.8472 | 14.074 | 3.19 | 57.716 | 1146.208 | 233.4252 | -313.7187 | 6.7065 | 1.885 | -2.67 | 13.0842 | 4.6887 | 2025-09-29 | 2025_09_29 Hr 17 | 69.23 | 0.000315 | -1146.208 | -253.4447 | 409.0431 | 892.1487 | 24.2298 | 12.3978 | 61.8336 | 72.3179 | 233.736 | 102.9892 | 23.0871 | 186.3232 | 262.3367 | 0 | 6.5271 | 46.06 | 228.3633 | 0 | 139.4514 | 0
2025_09_29 Hr 18 | 3.6201 | 0.006075 | 0.17131 | 3.8572 | 3.8572 | 3.8572 | 3.8572 | 3.8012 | 3.8572 | 98.7349 | -14.5 | 0.1008 | 14 | 0 | 93.1616 | 93.1616 | 262.3367 | 0 | 0.00123 | 0.058 | 0.04906 | 1.3332 | 0 | 0 | 0 | 0 | 0 | 0 | 0.0792 | 45.9947 | 6.5271 | 228.3633 | 0 | 0 | 0 | 0 | 12.1752 | 32.609 | 0 | 32.8512 | 0 | 0.5759 | 9.4234 | 0 | -1 | -4.2 | 9.1993 | 0 | 0 | 28.9555 | 28.9555 | 28.9555 | 28.9555 | 33.6692 | 0.9477 | 1.1496 | 0.00258 | 0 | 0 | 0 | 0 | 0 | 0 | 0 | 0 | 0 | 0 | 0 | 0 | 0 | 0 | 0 | 0 | 5.9961 | 0 | -293.1379 | 14.8721 | 0 | 69.7466 | 69.7047 | 6.507 | 1216.726 | 31.5353 | 55.2074 | 1.6348 | 0.252 | -3.6201 | 14.074 | 3.19 | 57.716 | 1157.417 | 226.9678 | -319.1281 | 6.8418 | 1.885 | -2.67 | 13.377 | 4.7937 | 2025-09-29 | 2025_09_29 Hr 18 | 79.2348 | -0.000326 | -1157.417 | -260.2867 | 429.7565 | 892.0834 | 21.6321 | 12.3978 | 61.8336 | 76.2448 | 248.2261 | 105.2855 | 23.0871 | 186.3232 | 262.3367 | 0 | 6.5271 | 45.9947 | 228.3633 | 0 | 139.4514 | 0
2025_09_29 Hr 19 | 0 | 0.003075 | 0.086715 | 3.8572 | 3.8572 | 3.8572 | 3.8572 | 3.8012 | 3.8572 | 103.3464 | -14.5 | 0.1008 | 11 | 0 | 93.1616 | 93.1616 | 262.3367 | 0 | 0.00123 | 0.058 | 0.04906 | 1.3332 | 0 | 0 | 0 | 0 | 0 | 0 | 0.0792 | 46.06 | 6.5271 | 228.3633 | 0 | 0 | 0 | 0 | 12.7439 | 35.7171 | 0 | 35.7959 | 0 | 0.5759 | 9.6308 | 0 | -1 | -4.2 | 9.4018 | 0 | 0 | 31.185 | 31.185 | 31.185 | 31.185 | 36.2616 | 0.9477 | 1.1496 | 0.00258 | 0 | 0 | 0 | 0 | 0 | 0 | 0 | 0 | 0 | 0 | 0 | 0 | 0 | 0 | 0 | 0 | 6.1281 | 0 | -323.873 | 14.8721 | 0 | 69.7466 | 69.7047 | 4.0488 | 1237.198 | 32.3032 | 56.5518 | 1.6348 | 0.252 | 0 | 14.074 | 3.19 | 57.716 | 1147.192 | 220.4412 | -346.243 | 6.9924 | 1.885 | -2.67 | 13.7027 | 4.9104 | 2025-09-29 | 2025_09_29 Hr 19 | 80.5354 | -0.000371 | -1147.192 | -288.077 | 452.8023 | 892.1487 | 16.0863 | 12.3978 | 61.8336 | 80.614 | 264.348 | 107.8403 | 23.0871 | 186.3232 | 262.3367 | 0 | 6.5271 | 46.06 | 228.3633 | 0 | 139.4514 | 0
2025_09_29 Hr 20 | 0 | 0.00129 | 0.036378 | 3.8572 | 3.8572 | 3.8572 | 3.8572 | 3.8012 | 3.8572 | 107.8272 | -14.5 | 0.1008 | 14 | 0 | 93.1616 | 93.1616 | 262.3367 | 0 | 0.00123 | 0.058 | 0.04906 | 1.3332 | 0 | 0 | 0 | 0 | 0 | 0 | 0.0792 | 45.9947 | 6.5271 | 228.3633 | 0 | 0 | 0 | 0 | 13.2964 | 38.7371 | 0 | 51.3057 | 0 | 0.5759 | 9.8323 | 0 | -1 | -4.2 | 9.5985 | 0 | 0 | 33.3513 | 33.3513 | 33.3513 | 33.3513 | 38.7806 | 2.9484 | 1.1496 | 0.00258 | 0 | 0 | 0 | 0 | 0 | 0 | 0 | 0 | 0 | 0 | 0 | 0 | 0 | 0 | 0 | 0 | 6.2564 | 0 | -381.3355 | 14.8721 | 0 | 69.7466 | 69.7047 | 0.4338 | 1256.992 | 33.0494 | 57.8581 | 1.6348 | 0.252 | 0 | 14.074 | 3.19 | 57.716 | 1128.9 | 224.3076 | -403.7055 | 7.1387 | 1.885 | -2.67 | 14.0193 | 5.0238 | 2025-09-29 | 2025_09_29 Hr 20 | 75.0174 | -3.1e-05 | -1128.9 | -330.0298 | 475.1951 | 892.0834 | 17.4199 | 12.3978 | 61.8336 | 84.8594 | 280.013 | 110.3227 | 23.0871 | 186.3232 | 262.3367 | 0 | 6.5271 | 45.9947 | 228.3633 | 0 | 139.4514 | 0
2025_09_29 Hr 21 | 0 | 0.000135 | 0.003807 | 3.8572 | 3.8572 | 3.8572 | 3.8572 | 3.8012 | 3.8572 | 102.0209 | -14.5 | 0.1008 | 23 | 0 | 93.046 | 93.046 | 261.7059 | 0 | 0.00123 | 0.058 | 0.04906 | 1.3332 | 0 | 0 | 0 | 0 | 0 | 0 | 0.0792 | 45.6692 | 6.5271 | 227.8293 | 0 | 0 | 0 | 0 | 12.5804 | 34.8237 | 0 | 49.4531 | 0 | 0.5759 | 9.5712 | 0 | -1 | -4.2 | 9.3436 | 0 | 0 | 30.5441 | 30.5441 | 30.5441 | 30.5441 | 35.5164 | 6.9498 | 1.1496 | 0.00258 | 0 | 0 | 0 | 0 | 0 | 0 | 0 | 0 | 0 | 0 | 0 | 0 | 0 | 0 | 0 | 0 | 6.0902 | 0 | -447.2796 | 14.8721 | 0 | 69.2379 | 69.196 | 7.5192 | 1228.42 | 32.0825 | 56.1654 | 1.6348 | 0.252 | 0 | 14.074 | 3.19 | 57.716 | 1049.4 | 241.1764 | -469.6496 | 6.9491 | 1.885 | -2.67 | 13.6091 | 4.8768 | 2025-09-29 | 2025_09_29 Hr 21 | 63.1639 | -3.5e-05 | -1049.4 | -397.8265 | 446.1779 | 889.3443 | 37.4729 | 12.3978 | 61.8336 | 79.3581 | 259.7138 | 107.1059 | 23.0871 | 186.0919 | 261.7059 | 0 | 6.5271 | 45.6692 | 227.8293 | 0 | 138.4339 | 0
2025_09_29 Hr 22 | 0 | 0 | 0 | 3.8572 | 3.8572 | 3.8572 | 3.8572 | 3.8012 | 3.8572 | 93.1526 | -14.5 | 0.1008 | 21 | 0 | 93.1616 | 93.1616 | 262.3367 | 0 | 0.00123 | 0.058 | 0.04906 | 1.3332 | 0 | 0 | 0 | 0 | 0 | 0 | 0.0792 | 45.8646 | 6.5271 | 228.3633 | 0 | 0 | 0 | 0 | 11.4869 | 28.8466 | 0 | 18.1301 | 0 | 0.5759 | 9.1723 | 0 | -1 | -4.2 | 8.9542 | 0 | 0 | 26.2567 | 26.2567 | 26.2567 | 26.2567 | 30.531 | 2.9484 | 1.1496 | 0.00258 | 0 | 0 | 0 | 0 | 0 | 0 | 0 | 0 | 0 | 0 | 0 | 0 | 0 | 0 | 0 | 0 | 5.8364 | 0 | -448.0725 | 14.8721 | 0 | 69.7466 | 69.7047 | 16.0506 | 1191.619 | 30.6057 | 53.58 | 1.6348 | 0.252 | 0 | 14.074 | 3.19 | 57.716 | 978.1 | 238.7932 | -470.4425 | 6.6595 | 1.885 | -2.67 | 12.9827 | 4.6524 | 2025-09-29 | 2025_09_29 Hr 22 | 63.5169 | 9e-06 | -978.1 | -429.9425 | 401.8588 | 891.9533 | 39.999 | 12.3978 | 61.8336 | 70.9558 | 228.7102 | 102.1928 | 23.0871 | 186.3232 | 262.3367 | 0 | 6.5271 | 45.8646 | 228.3633 | 0 | 139.4514 | 0
2025_09_29 Hr 23 | 0 | 0 | 0 | 3.8572 | 3.8572 | 3.8572 | 3.8572 | 3.8012 | 3.8572 | 78.478 | 0 | 0.1008 | 30 | 0 | 93.1616 | 93.1616 | 269.8282 | 0 | 0.00123 | 0.058 | 0.04906 | 1.3332 | 0 | 0 | 0 | 0 | 0 | 0 | 0.0792 | 46.06 | 6.5271 | 234.2439 | 0 | 0 | 0 | 0 | 9.6773 | 18.9562 | 0 | 0 | -5.4746 | 0.5759 | 8.5123 | 0 | -1 | -4.2 | 8.3098 | 0 | 0 | 19.162 | 19.162 | 19.162 | 19.162 | 22.2814 | 2.9484 | 1.1496 | 0.00258 | 0 | 0 | 0 | 0 | 0 | 0 | 0 | 0 | 0 | 0 | 0 | 0 | 0 | 0 | 0 | 0 | 5.4164 | 0 | -465.6457 | 14.8721 | 0 | 71.9649 | 71.9217 | 3.4704 | 1144.416 | 28.1619 | 49.3019 | 1.6348 | 0.252 | 0 | 14.074 | 3.19 | 57.716 | 892.5084 | 227.083 | -473.5157 | 6.1803 | 1.885 | -2.67 | 11.946 | 4.2809 | 2025-09-29 | 2025_09_29 Hr 23 | 54.6207 | -9e-05 | -892.5084 | -471.1203 | 343.0225 | 909.956 | 36.4188 | 12.3978 | 61.8336 | 57.0522 | 177.4074 | 108.5628 | 23.0871 | 186.3232 | 269.8282 | 0 | 6.5271 | 46.06 | 234.2439 | 0 | 143.8865 | 0
2025_09_29 Hr 24 | 0 | 0 | 0 | 3.8572 | 3.8572 | 3.8572 | 3.8572 | 3.8012 | 3.8572 | 67.4254 | 0 | 0.1008 | 49 | 0 | 93.1616 | 93.1616 | 269.8282 | 0 | 0.00123 | 0.058 | 0.04906 | 1.3332 | 0 | 0 | 0 | 0 | 0 | 0 | 0.0792 | 45.9947 | 6.5271 | 234.2439 | 0 | 0 | 0 | 0 | 8.3144 | 11.5069 | 0 | 0 | -11.2528 | 0.5759 | 8.0151 | 0 | -1 | -4.2 | 7.8245 | 0 | 0 | 13.8184 | 13.8184 | 13.8184 | 13.8184 | 16.0679 | 2.0007 | 1.1496 | 0.00258 | 0 | 0 | 0 | 0 | 0 | 0 | 0 | 0 | 0 | 0 | 0 | 0 | 0 | 0 | 0 | 0 | 5.1001 | 0 | -496.5653 | 14.8721 | 0 | 71.9649 | 71.9217 | 0 | 1095.238 | 26.3214 | 46.0797 | 1.6348 | 0.252 | 0 | 14.074 | 3.19 | 57.716 | 815.0917 | 235.5416 | -504.4353 | 5.8194 | 1.885 | -2.67 | 11.1653 | 4.0011 | 2025-09-29 | 2025_09_29 Hr 24 | 53.3147 | -5.8e-05 | -815.0917 | -507.8181 | 287.787 | 909.8907 | 51.0007 | 12.3978 | 61.8336 | 46.5803 | 138.7671 | 102.4395 | 23.0871 | 186.3232 | 269.8282 | 0 | 6.5271 | 45.9947 | 234.2439 | 0 | 143.8865 | 0
2025_09_30 Hr 01 | 0 | 0 | 0 | 3.8572 | 3.8572 | 3.8572 | 3.8572 | 3.8012 | 3.8572 | 66.7147 | 0 | 0.1008 | 60 | 0 | 93.1616 | 93.1616 | 269.8282 | 0 | 0.00123 | 0.058 | 0.04906 | 1.3332 | 0 | 0 | 0 | 0 | 0 | 0 | 0.0792 | 45.9947 | 6.5271 | 234.2439 | 0 | 0 | 0 | 0 | 8.4242 | 11.0858 | 0 | 1.5537 | -12.1964 | 0.5759 | 8.0168 | 0 | -1 | -4.2 | 7.867 | 0 | 0 | 13.4008 | 13.4008 | 13.4008 | 13.4008 | 15.5823 | 2.0007 | 1.1496 | 0.00258 | 0 | 0 | 0 | 0 | 0 | 0 | 0 | 0 | 0 | 0 | 0 | 0 | 0 | 0 | 0 | 0 | 5.1091 | 0 | -535.8992 | 15.0926 | 0 | 71.9649 | 71.9217 | 1.446 | 1092.132 | 26.5394 | 46.4188 | 1.6348 | 0.252 | 0 | 14.074 | 3.19 | 57.716 | 786.6 | 248.8796 | -543.7692 | 5.8386 | 1.885 | -2.67 | 11.25 | 4.0307 | 2025-09-30 | 2025_09_30 Hr 01 | 53.8244 | -4.1e-05 | -786.6 | -546.5419 | 285.5731 | 909.8907 | 63.4467 | 12.3978 | 61.8336 | 46.3415 | 135.9001 | 103.3315 | 23.0871 | 186.3232 | 269.8282 | 0 | 6.5271 | 45.9947 | 234.2439 | 0 | 143.8865 | 0
2025_09_30 Hr 02 | 0 | 0 | 0 | 3.8572 | 3.8572 | 3.8572 | 3.8572 | 3.8012 | 3.8572 | 64.3264 | 0 | 0.1008 | 69 | 0 | 93.1616 | 93.1616 | 269.8282 | 0 | 0.00123 | 0.058 | 0.04906 | 1.3332 | 0 | 0 | 0 | 0 | 0 | 0 | 0.0792 | 45.8642 | 6.5271 | 234.2439 | 0 | 0 | 0 | 0 | 8.1226 | 9.4379 | 0 | 0 | -15.1701 | 0.5759 | 7.9093 | 0 | -1 | -4.2 | 7.7615 | 0 | 0 | 12.243 | 12.243 | 12.243 | 12.243 | 14.2361 | 2.0007 | 1.1496 | 0.00258 | 0 | 0 | 0 | 0 | 0 | 0 | 0 | 0 | 0 | 0 | 0 | 0 | 0 | 0 | 0 | 0 | 5.0406 | 0 | -558.4142 | 15.0926 | 0 | 71.9649 | 71.9217 | 3.0366 | 1081.327 | 26.1379 | 45.7167 | 1.6348 | 0.252 | 0 | 14.074 | 3.19 | 57.716 | 758.0084 | 258.1354 | -566.2842 | 5.7603 | 1.885 | -2.67 | 11.0798 | 3.9698 | 2025-09-30 | 2025_09_30 Hr 02 | 53.0997 | -0.000121 | -758.0084 | -573.5843 | 273.5637 | 909.7602 | 74.0373 | 12.3978 | 61.8336 | 44.0323 | 127.5346 | 101.9968 | 23.0871 | 186.3232 | 269.8282 | 0 | 6.5271 | 45.8642 | 234.2439 | 0 | 143.8865 | 0
2025_09_30 Hr 03 | 0 | 0 | 0 | 3.8572 | 3.8572 | 3.8572 | 3.8572 | 3.8012 | 3.8572 | 62.4381 | 0 | 0.1008 | 65 | 0 | 93.1616 | 93.1616 | 269.8282 | 0 | 0.00123 | 0.058 | 0.04906 | 1.3332 | 0 | 0 | 0 | 0 | 0 | 0 | 0.0792 | 46.06 | 6.5271 | 234.2439 | 0 | 0 | 0 | 0 | 7.8842 | 8.1349 | 0 | 0 | -14.0388 | 0.5759 | 7.8243 | 0 | -1 | -4.2 | 7.6781 | 0 | 0 | 11.3276 | 11.3276 | 11.3276 | 11.3276 | 13.1716 | 0.9477 | 1.1496 | 0.00258 | 0 | 0 | 0 | 0 | 0 | 0 | 0 | 0 | 0 | 0 | 0 | 0 | 0 | 0 | 0 | 0 | 4.9865 | 0 | -556.8308 | 15.0926 | 0 | 71.9649 | 71.9217 | 2.4582 | 1073.083 | 25.8205 | 45.1615 | 1.6348 | 0.252 | 0 | 14.074 | 3.19 | 57.716 | 745.7917 | 251.4487 | -564.7008 | 5.6985 | 1.885 | -2.67 | 10.9452 | 3.9215 | 2025-09-30 | 2025_09_30 Hr 03 | 53.7846 | -5.2e-05 | -745.7917 | -570.8696 | 264.068 | 909.956 | 68.4059 | 12.3978 | 61.8336 | 42.2065 | 120.9201 | 100.9414 | 23.0871 | 186.3232 | 269.8282 | 0 | 6.5271 | 46.06 | 234.2439 | 0 | 143.8865 | 0
2025_09_30 Hr 04 | 0 | 0 | 0 | 3.8572 | 3.8572 | 3.8572 | 3.8572 | 3.8012 | 3.8572 | 64.7152 | 0 | 0.1008 | 66 | 0 | 93.1616 | 93.1616 | 269.8282 | 0 | 0.00123 | 0.058 | 0.04906 | 1.3332 | 0 | 0 | 0 | 0 | 0 | 0 | 0.0792 | 44.2322 | 6.5271 | 234.2439 | 0 | 0 | 0 | 0 | 8.1717 | 9.7061 | 0 | 0 | -15.1105 | 0.5759 | 7.9268 | 0 | -1 | -4.2 | 7.7787 | 0 | 0 | 12.4315 | 12.4315 | 12.4315 | 12.4315 | 14.4552 | 0.9477 | 1.1496 | 0.00258 | 0 | 0 | 0 | 0 | 0 | 0 | 0 | 0 | 0 | 0 | 0 | 0 | 0 | 0 | 0 | 0 | 5.0518 | 0 | -563.8766 | 15.0926 | 0 | 71.9649 | 71.9217 | 5.061 | 1081.433 | 26.2033 | 45.831 | 1.6348 | 0.252 | 0 | 14.074 | 3.19 | 57.716 | 750.9 | 256.3241 | -571.7466 | 5.7731 | 1.885 | -2.67 | 11.1075 | 3.9797 | 2025-09-30 | 2025_09_30 Hr 04 | 53.7368 | -1.8e-05 | -750.9 | -578.9871 | 275.5188 | 908.1282 | 72.0087 | 12.3978 | 61.8336 | 44.4082 | 128.8965 | 102.2141 | 23.0871 | 186.3232 | 269.8282 | 0 | 6.5271 | 44.2322 | 234.2439 | 0 | 143.8865 | 0
2025_09_30 Hr 05 | 0 | 0 | 0 | 3.8572 | 3.8572 | 3.8572 | 3.8572 | 3.8012 | 3.8572 | 71.8799 | 0 | 0.1008 | 63 | 0 | 93.1616 | 93.1616 | 269.8282 | 0 | 0.00123 | 0.058 | 0.04906 | 1.3332 | 0 | 0 | 0 | 0 | 0 | 0 | 0.0792 | 45.9947 | 6.5271 | 234.2439 | 0 | 0 | 0 | 0 | 9.0764 | 14.6497 | 0 | 2.2811 | -6.6885 | 0.5759 | 8.2492 | 0 | -1 | -4.2 | 8.0951 | 0 | 0 | 15.9048 | 15.9048 | 15.9048 | 15.9048 | 18.4939 | 9.8982 | 1.1496 | 0.00258 | 0 | 0 | 0 | 0 | 0 | 0 | 0 | 0 | 0 | 0 | 0 | 0 | 0 | 0 | 0 | 0 | 5.2572 | 0 | -592.8964 | 15.0926 | 0 | 71.9649 | 71.9217 | 3.0366 | 1115.219 | 27.4076 | 47.9375 | 1.6348 | 0.252 | 0 | 14.074 | 3.19 | 57.716 | 774.3 | 264.2545 | -600.7664 | 6.0079 | 1.885 | -2.67 | 11.618 | 4.1626 | 2025-09-30 | 2025_09_30 Hr 05 | 79.9151 | -5.3e-05 | -774.3 | -597.3038 | 311.5468 | 909.8907 | 75.9348 | 12.3978 | 61.8336 | 51.3356 | 153.9929 | 106.2183 | 23.0871 | 186.3232 | 269.8282 | 0 | 6.5271 | 45.9947 | 234.2439 | 0 | 143.8865 | 0
2025_09_30 Hr 06 | 0 | 0 | 0 | 3.8572 | 3.8572 | 3.8572 | 3.8572 | 3.8012 | 3.8572 | 87.7643 | 0 | 0.1008 | 63 | 0 | 93.1616 | 93.1616 | 269.8282 | 0 | 0.00123 | 0.058 | 0.04906 | 1.3332 | 0 | 0 | 0 | 0 | 0 | 0 | 0.0792 | 46.06 | 6.5271 | 234.2439 | 0 | 0 | 0 | 0 | 11.0822 | 25.6099 | 0 | 17.2583 | -3.6453 | 0.5759 | 8.9641 | 0 | -1 | -4.2 | 8.7966 | 0 | 0 | 23.6052 | 23.6052 | 23.6052 | 23.6052 | 27.4479 | 13.8996 | 1.1496 | 0.00258 | 0 | 0 | 0 | 0 | 0 | 0 | 0 | 0 | 0 | 0 | 0 | 0 | 0 | 0 | 0 | 0 | 5.7128 | 0 | -622.9302 | 15.0926 | 0 | 71.9649 | 71.9217 | 6.507 | 1186.283 | 30.0778 | 52.6076 | 1.6348 | 0.252 | 0 | 14.074 | 3.19 | 57.716 | 849.7 | 280.604 | -630.8002 | 6.5285 | 1.885 | -2.67 | 12.7499 | 4.5681 | 2025-09-30 | 2025_09_30 Hr 06 | 66.5661 | -3.8e-05 | -849.7 | -609.3171 | 391.4231 | 909.956 | 83.4066 | 12.3978 | 61.8336 | 66.6941 | 209.633 | 115.096 | 23.0871 | 186.3232 | 269.8282 | 0 | 6.5271 | 46.06 | 234.2439 | 0 | 143.8865 | 0
2025_09_30 Hr 07 | 0 | 0 | 0 | 3.8572 | 3.8572 | 3.8572 | 3.8572 | 3.8012 | 3.8572 | 111.054 | -14.5 | 0.1008 | 61 | 0 | 93.1616 | 93.1616 | 262.3367 | 0 | 0.00123 | 0.058 | 0.04906 | 1.3332 | 0 | 0 | 0 | 0 | 0 | 0 | 0.0792 | 46.06 | 6.5271 | 228.3633 | 0 | 0 | 0 | 0 | 14.023 | 41.6798 | 0 | 48.3626 | 0 | 0.5759 | 10.0122 | 0 | -1 | -4.2 | 9.8251 | 0 | 0 | 34.8956 | 34.8956 | 34.8956 | 34.8956 | 40.5762 | 17.901 | 1.1496 | 0.00258 | 0 | 0 | 0 | 0 | 0 | 0 | 0 | 0 | 0 | 0 | 0 | 0 | 0 | 0 | 0 | 0 | 6.3808 | 0 | -639.3087 | 15.0926 | 0 | 69.7466 | 69.7047 | 12.4356 | 1272.574 | 33.9927 | 59.4551 | 1.6348 | 0.252 | 0 | 14.074 | 3.19 | 57.716 | 960.8083 | 301.5505 | -661.6787 | 7.2919 | 1.885 | -2.67 | 14.4094 | 5.1627 | 2025-09-30 | 2025_09_30 Hr 07 | 72.9614 | 2.6e-05 | -960.8083 | -590.9461 | 494.0377 | 892.1487 | 91.3366 | 12.3978 | 61.8336 | 89.2127 | 291.2125 | 113.6125 | 23.0871 | 186.3232 | 262.3367 | 0 | 6.5271 | 46.06 | 228.3633 | 0 | 139.4514 | 0
2025_09_30 Hr 08 | 2.0696 | 7.5e-05 | 0.002115 | 3.8572 | 3.8572 | 3.8572 | 3.8572 | 3.8012 | 3.8572 | 118.9777 | -14.5 | 0.1008 | 59 | 0 | 93.1616 | 93.1616 | 262.3367 | 0 | 0.00123 | 0.058 | 0.04906 | 1.3332 | 0 | 0 | 0 | 0 | 0 | 0 | 0.0792 | 46.06 | 6.5271 | 228.3633 | 0 | 0 | 0 | 0 | 15.0236 | 47.1471 | 0 | 55.1319 | 0 | 0.5759 | 10.3688 | 0 | -1 | -4.2 | 10.175 | 0 | 0 | 38.7368 | 38.7368 | 38.7368 | 38.7368 | 45.0428 | 23.7978 | 1.1496 | 0.00258 | 0 | 0 | 0 | 0 | 0 | 0 | 0 | 0 | 0 | 0 | 0 | 0 | 0 | 0 | 0 | 0 | 6.608 | 0 | -634.8303 | 15.0926 | 0 | 69.7466 | 69.7047 | 12.4356 | 1307.993 | 35.3246 | 61.7847 | 1.6348 | 0.252 | -2.0696 | 14.074 | 3.19 | 57.716 | 1015.8 | 311.9455 | -659.2699 | 7.5516 | 1.885 | -2.67 | 14.974 | 5.365 | 2025-09-30 | 2025_09_30 Hr 08 | 71.7166 | -4.2e-05 | -1015.8 | -579.6984 | 533.8827 | 892.1487 | 95.2356 | 12.3978 | 61.8336 | 96.874 | 318.9677 | 118.041 | 23.0871 | 186.3232 | 262.3367 | 0 | 6.5271 | 46.06 | 228.3633 | 0 | 139.4514 | 0
2025_09_30 Hr 09 | 13.9482 | 0.001095 | 0.030879 | 3.8572 | 3.8572 | 3.8572 | 3.8572 | 3.8012 | 3.8572 | 115.8305 | -14.5 | 0.1008 | 56 | 0 | 93.1616 | 93.1616 | 262.3367 | 0 | 0.00123 | 0.058 | 0.04906 | 1.3332 | 0 | 0 | 0 | 0 | 0 | 0 | 0.0792 | 46.06 | 6.5271 | 228.3633 | 0 | 0 | 0 | 0 | 14.6262 | 44.9755 | 0 | 52.6607 | 0 | 0.5759 | 10.2271 | 0 | -1 | -4.2 | 10.036 | 0 | 0 | 37.2111 | 37.2111 | 37.2111 | 37.2111 | 43.2687 | 22.8501 | 1.1496 | 0.00258 | 0 | 0 | 0 | 0 | 0 | 0 | 0 | 0 | 0 | 0 | 0 | 0 | 0 | 0 | 0 | 0 | 6.5178 | 0 | -605.0811 | 15.0926 | 0 | 69.7466 | 69.7047 | 12.0018 | 1293.954 | 34.7956 | 60.8594 | 1.6348 | 0.252 | -13.9482 | 14.074 | 3.19 | 57.716 | 1022.9 | 317.6846 | -641.3994 | 7.4484 | 1.885 | -2.67 | 14.7497 | 5.2847 | 2025-09-30 | 2025_09_30 Hr 09 | 71.0385 | 5e-06 | -1022.9 | -552.4204 | 518.0565 | 892.1487 | 90.8839 | 12.3978 | 61.8336 | 93.831 | 307.9435 | 116.282 | 23.0871 | 186.3232 | 262.3367 | 0 | 6.5271 | 46.06 | 228.3633 | 0 | 139.4514 | 0
2025_09_30 Hr 10 | 16.0245 | 0.00348 | 0.098136 | 3.8572 | 3.8572 | 3.8572 | 3.8572 | 3.8012 | 3.8572 | 111.8131 | -14.5 | 0.1008 | 33 | 0 | 93.1616 | 93.1616 | 262.3367 | 0 | 0.00123 | 0.058 | 0.04906 | 1.3332 | 0 | 0 | 0 | 0 | 0 | 0 | 0.0792 | 46.06 | 6.5271 | 228.3633 | 0 | 0 | 0 | 0 | 14.1189 | 42.2035 | 0 | 51.809 | 0 | 0.5759 | 10.0463 | 0 | -1 | -4.2 | 9.8586 | 0 | 0 | 35.2635 | 35.2635 | 35.2635 | 35.2635 | 41.0041 | 16.848 | 1.1496 | 0.00258 | 0 | 0 | 0 | 0 | 0 | 0 | 0 | 0 | 0 | 0 | 0 | 0 | 0 | 0 | 0 | 0 | 6.4025 | 0 | -563.6373 | 15.0926 | 0 | 69.7466 | 69.7047 | 12.4356 | 1276.065 | 34.1203 | 59.6782 | 1.6348 | 0.252 | -16.0245 | 14.074 | 3.19 | 57.716 | 1014.792 | 288.9497 | -602.0318 | 7.3167 | 1.885 | -2.67 | 14.4635 | 5.1821 | 2025-09-30 | 2025_09_30 Hr 10 | 70.8991 | -0.000331 | -1014.792 | -511.8283 | 497.8547 | 892.1487 | 62.3852 | 12.3978 | 61.8336 | 89.9466 | 293.8713 | 114.0367 | 23.0871 | 186.3232 | 262.3367 | 0 | 6.5271 | 46.06 | 228.3633 | 0 | 139.4514 | 0
2025_09_30 Hr 11 | 13.9914 | 0.00663 | 0.18697 | 3.8572 | 3.8572 | 3.8572 | 3.8572 | 3.8012 | 3.8572 | 106.8885 | -14.5 | 0.1008 | 30 | 0 | 93.1616 | 93.1616 | 262.3367 | 0 | 0.00123 | 0.058 | 0.04906 | 1.3332 | 0 | 0 | 0 | 0 | 0 | 0 | 0.0792 | 46.06 | 6.5271 | 228.3633 | 0 | 0 | 0 | 0 | 13.497 | 38.8056 | 0 | 57.0065 | 0 | 0.5759 | 9.8247 | 0 | -1 | -4.2 | 9.6411 | 0 | 0 | 32.8762 | 32.8762 | 32.8762 | 32.8762 | 38.2282 | 23.7978 | 1.1496 | 0.00258 | 0 | 0 | 0 | 0 | 0 | 0 | 0 | 0 | 0 | 0 | 0 | 0 | 0 | 0 | 0 | 0 | 6.2613 | 0 | -517.5413 | 15.0926 | 0 | 69.7466 | 69.7047 | 15.4722 | 1254.142 | 33.2925 | 58.2304 | 1.6348 | 0.252 | -13.9914 | 14.074 | 3.19 | 57.716 | 1048.4 | 291.1538 | -553.9026 | 7.1553 | 1.885 | -2.67 | 14.1126 | 5.0564 | 2025-09-30 | 2025_09_30 Hr 11 | 72.0789 | -5e-05 | -1048.4 | -460.5348 | 473.0911 | 892.1487 | 69.4636 | 12.3978 | 61.8336 | 85.1851 | 276.6215 | 111.2844 | 23.0871 | 186.3232 | 262.3367 | 0 | 6.5271 | 46.06 | 228.3633 | 0 | 139.4514 | 0
2025_09_30 Hr 12 | 11.401 | 0.008685 | 0.24492 | 3.8572 | 3.8572 | 3.8572 | 3.8572 | 3.8012 | 3.8572 | 100.2237 | -14.5 | 0.1008 | 25 | 0 | 93.1616 | 93.1616 | 262.3367 | 0 | 0.00123 | 0.058 | 0.04906 | 1.3332 | 0 | 0 | 0 | 0 | 0 | 0 | 0.0792 | 46.06 | 6.5271 | 228.3633 | 0 | 0 | 0 | 0 | 12.6555 | 34.2069 | 0 | 47.0057 | 0 | 0.5759 | 9.5248 | 0 | -1 | -4.2 | 9.3468 | 0 | 0 | 29.6453 | 29.6453 | 29.6453 | 29.6453 | 34.4712 | 26.8515 | 1.1496 | 0.00258 | 0 | 0 | 0 | 0 | 0 | 0 | 0 | 0 | 0 | 0 | 0 | 0 | 0 | 0 | 0 | 0 | 6.0702 | 0 | -482.6199 | 15.0926 | 0 | 69.7466 | 69.7047 | 28.0524 | 1224.411 | 32.1722 | 56.2709 | 1.6348 | 0.252 | -11.401 | 14.074 | 3.19 | 57.716 | 1050.5 | 295.4745 | -516.3909 | 6.9369 | 1.885 | -2.67 | 13.6377 | 4.8862 | 2025-09-30 | 2025_09_30 Hr 12 | 70.8341 | -2.5e-05 | -1050.5 | -435.6142 | 439.5766 | 892.1487 | 80.1575 | 12.3978 | 61.8336 | 78.741 | 253.2761 | 107.5595 | 23.0871 | 186.3232 | 262.3367 | 0 | 6.5271 | 46.06 | 228.3633 | 0 | 139.4514 | 0
2025_09_30 Hr 13 | 11.3977 | 0.01041 | 0.29356 | 3.8572 | 3.8572 | 3.8572 | 3.8572 | 3.8012 | 3.8572 | 96.0583 | -14.5 | 0.1008 | 26 | 0 | 93.1616 | 93.1616 | 262.3367 | 0 | 0.00123 | 0.058 | 0.04906 | 1.3332 | 0 | 0 | 0 | 0 | 0 | 0 | 0.0792 | 46.06 | 6.5271 | 228.3633 | 0 | 0 | 0 | 0 | 12.1295 | 31.3327 | 0 | 40.2366 | 0 | 0.5759 | 9.3373 | 0 | -1 | -4.2 | 9.1629 | 0 | 0 | 27.6259 | 27.6259 | 27.6259 | 27.6259 | 32.1232 | 27.7992 | 1.1496 | 0.00258 | 0 | 0 | 0 | 0 | 0 | 0 | 0 | 0 | 0 | 0 | 0 | 0 | 0 | 0 | 0 | 0 | 5.9507 | 0 | -439.4675 | 15.0926 | 0 | 69.7466 | 69.7047 | 37.0176 | 1205.841 | 31.4719 | 55.0462 | 1.6348 | 0.252 | -11.3977 | 14.074 | 3.19 | 57.716 | 1076.9 | 304.0578 | -473.2352 | 6.8004 | 1.885 | -2.67 | 13.3408 | 4.7799 | 2025-09-30 | 2025_09_30 Hr 13 | 69.4306 | -1.7e-05 | -1076.9 | -399.2309 | 418.6301 | 892.1487 | 91.1208 | 12.3978 | 61.8336 | 74.7134 | 238.6851 | 105.2315 | 23.0871 | 186.3232 | 262.3367 | 0 | 6.5271 | 46.06 | 228.3633 | 0 | 139.4514 | 0
2025_09_30 Hr 14 | 11.401 | 0.01068 | 0.30118 | 3.8572 | 3.8572 | 3.8572 | 3.8572 | 3.8012 | 3.8572 | 89.8933 | -14.5 | 0.1008 | 27 | 0 | 93.1616 | 93.1616 | 262.3367 | 0 | 0.00123 | 0.058 | 0.04906 | 1.3332 | 0 | 0 | 0 | 0 | 0 | 0 | 0.0792 | 46.06 | 6.5271 | 228.3633 | 0 | 0 | 0 | 0 | 11.351 | 27.079 | 0 | 39.7949 | 0 | 0.5759 | 9.0599 | 0 | -1 | -4.2 | 8.8906 | 0 | 0 | 24.6373 | 24.6373 | 24.6373 | 24.6373 | 28.648 | 28.8522 | 1.1496 | 0.00258 | 0 | 0 | 0 | 0 | 0 | 0 | 0 | 0 | 0 | 0 | 0 | 0 | 0 | 0 | 0 | 0 | 5.7739 | 0 | -392.0678 | 15.0926 | 0 | 69.7466 | 69.7047 | 43.5246 | 1178.293 | 30.4356 | 53.2336 | 1.6348 | 0.252 | -11.401 | 14.074 | 3.19 | 57.716 | 1101.425 | 309.1758 | -425.8388 | 6.5983 | 1.885 | -2.67 | 12.9016 | 4.6225 | 2025-09-30 | 2025_09_30 Hr 14 | 69.9693 | 8e-06 | -1101.425 | -352.2729 | 387.6292 | 892.1487 | 99.6887 | 12.3978 | 61.8336 | 68.7526 | 217.0906 | 101.7859 | 23.0871 | 186.3232 | 262.3367 | 0 | 6.5271 | 46.06 | 228.3633 | 0 | 139.4514 | 0
2025_09_30 Hr 15 | 10.3712 | 0.011085 | 0.3126 | 3.8572 | 3.8572 | 3.8572 | 3.8572 | 3.8012 | 3.8572 | 88.5048 | -14.5 | 0.1008 | 26 | 0 | 93.1616 | 93.1616 | 262.3367 | 0 | 0.00123 | 0.058 | 0.04906 | 1.3332 | 0 | 0 | 0 | 0 | 0 | 0 | 0.0792 | 46.06 | 6.5271 | 228.3633 | 0 | 0 | 0 | 0 | 11.1757 | 26.1209 | 0 | 30.3729 | 0 | 0.5759 | 8.9974 | 0 | -1 | -4.2 | 8.8293 | 0 | 0 | 23.9642 | 23.9642 | 23.9642 | 23.9642 | 27.8653 | 27.7992 | 1.1496 | 0.00258 | 0 | 0 | 0 | 0 | 0 | 0 | 0 | 0 | 0 | 0 | 0 | 0 | 0 | 0 | 0 | 0 | 5.7341 | 0 | -364.2576 | 15.0926 | 0 | 69.7466 | 69.7047 | 55.5264 | 1172.098 | 30.2022 | 52.8254 | 1.6348 | 0.252 | -10.3712 | 14.074 | 3.19 | 57.716 | 1122.792 | 317.3192 | -396.9988 | 6.5528 | 1.885 | -2.67 | 12.8026 | 4.587 | 2025-09-30 | 2025_09_30 Hr 15 | 73.8431 | -0.000354 | -1122.792 | -333.8847 | 380.6469 | 892.1487 | 109.6493 | 12.3978 | 61.8336 | 67.4101 | 212.2269 | 101.0099 | 23.0871 | 186.3232 | 262.3367 | 0 | 6.5271 | 46.06 | 228.3633 | 0 | 139.4514 | 0
2025_09_30 Hr 16 | 9.8505 | 0.01038 | 0.29272 | 3.8572 | 3.8572 | 3.8572 | 3.8572 | 3.8012 | 3.8572 | 87.4866 | -14.5 | 0.1008 | 24 | 0 | 93.1616 | 93.1616 | 262.3367 | 0 | 0.00123 | 0.058 | 0.04906 | 1.3332 | 0 | 0 | 0 | 0 | 0 | 0 | 0.0792 | 44.6908 | 6.5271 | 228.3633 | 0 | 0 | 0 | 0 | 11.0471 | 25.4183 | 0 | 14.2252 | 0 | 0.5759 | 8.9516 | 0 | -1 | -4.2 | 8.7843 | 0 | 0 | 23.4706 | 23.4706 | 23.4706 | 23.4706 | 27.2914 | 28.8522 | 1.1496 | 0.00258 | 0 | 0 | 0 | 0 | 0 | 0 | 0 | 0 | 0 | 0 | 0 | 0 | 0 | 0 | 0 | 0 | 5.7049 | 0 | -326.8057 | 15.0926 | 0 | 69.2379 | 69.196 | 58.9968 | 1165.141 | 30.0311 | 52.526 | 1.6348 | 0.252 | -9.8505 | 14.074 | 3.19 | 57.716 | 1139.092 | 318.7521 | -359.0262 | 6.5194 | 1.885 | -2.67 | 12.7301 | 4.561 | 2025-09-30 | 2025_09_30 Hr 16 | 79.8442 | -0.000329 | -1139.092 | -312.5805 | 375.5267 | 889.762 | 112.1521 | 12.3978 | 61.8336 | 66.4256 | 208.6603 | 100.4408 | 23.0871 | 186.3232 | 262.3367 | 0 | 6.5271 | 44.6908 | 228.3633 | 0 | 138.4339 | 0
2025_09_30 Hr 17 | 8.8207 | 0.008415 | 0.2373 | 3.8572 | 3.8572 | 3.8572 | 3.8572 | 3.8012 | 3.8572 | 89.7637 | -14.5 | 0.1008 | 26 | 0 | 93.1616 | 93.1616 | 262.3367 | 0 | 0.00123 | 0.058 | 0.04906 | 1.3332 | 0 | 0 | 0 | 0 | 0 | 0 | 0.0792 | 46.06 | 6.5271 | 228.3633 | 0 | 0 | 0 | 0 | 11.3346 | 26.9895 | 0 | 38.0901 | 0 | 0.5759 | 9.0541 | 0 | -1 | -4.2 | 8.8849 | 0 | 0 | 24.5745 | 24.5745 | 24.5745 | 24.5745 | 28.575 | 29.7999 | 1.1496 | 0.00258 | 0 | 0 | 0 | 0 | 0 | 0 | 0 | 0 | 0 | 0 | 0 | 0 | 0 | 0 | 0 | 0 | 5.7702 | 0 | -340.1472 | 15.0926 | 0 | 69.7466 | 69.7047 | 44.9706 | 1177.65 | 30.4139 | 53.1955 | 1.6348 | 0.252 | -8.8207 | 14.074 | 3.19 | 57.716 | 1152.317 | 307.9145 | -371.3379 | 6.5941 | 1.885 | -2.67 | 12.8923 | 4.6192 | 2025-09-30 | 2025_09_30 Hr 17 | 83.3408 | -0.00035 | -1152.317 | -302.0571 | 386.9775 | 892.1487 | 101.0162 | 12.3978 | 61.8336 | 68.6273 | 216.6366 | 101.7135 | 23.0871 | 186.3232 | 262.3367 | 0 | 6.5271 | 46.06 | 228.3633 | 0 | 139.4514 | 0
2025_09_30 Hr 18 | 2.5887 | 0.006165 | 0.17385 | 3.8572 | 3.8572 | 3.8572 | 3.8572 | 3.8012 | 3.8572 | 93.0406 | -14.5 | 0.1008 | 25 | 0 | 93.1616 | 93.1616 | 262.3367 | 0 | 0.00123 | 0.058 | 0.04906 | 1.3332 | 0 | 0 | 0 | 0 | 0 | 0 | 0.0792 | 45.9947 | 6.5271 | 228.3633 | 0 | 0 | 0 | 0 | 11.7484 | 29.2506 | 0 | 18.0179 | -1.839 | 0.5759 | 9.2015 | 0 | -1 | -4.2 | 9.0296 | 0 | 0 | 26.163 | 26.163 | 26.163 | 26.163 | 30.4221 | 32.7483 | 1.1496 | 0.00258 | 0 | 0 | 0 | 0 | 0 | 0 | 0 | 0 | 0 | 0 | 0 | 0 | 0 | 0 | 0 | 0 | 5.8641 | 0 | -349.1039 | 15.0926 | 0 | 69.7466 | 69.7047 | 55.5264 | 1192.168 | 30.9647 | 54.1589 | 1.6348 | 0.252 | -2.5887 | 14.074 | 3.19 | 57.716 | 1150.3 | 316.0158 | -374.0626 | 6.7015 | 1.885 | -2.67 | 13.1258 | 4.7028 | 2025-09-30 | 2025_09_30 Hr 18 | 88.2457 | -1.1e-05 | -1150.3 | -332.925 | 403.4554 | 892.0834 | 113.4547 | 12.3978 | 61.8336 | 71.7957 | 228.1148 | 103.5449 | 23.0871 | 186.3232 | 262.3367 | 0 | 6.5271 | 45.9947 | 228.3633 | 0 | 139.4514 | 0
2025_09_30 Hr 19 | 0.52072 | 0.004185 | 0.11802 | 3.8572 | 3.8572 | 3.8572 | 3.8572 | 3.8012 | 3.8572 | 101.4827 | -14.5 | 0.1008 | 20 | 0 | 93.1616 | 93.1616 | 262.3367 | 0 | 0.00123 | 0.058 | 0.04906 | 1.3332 | 0 | 0 | 0 | 0 | 0 | 0 | 0.0792 | 46.06 | 6.5271 | 228.3633 | 0 | 0 | 0 | 0 | 12.8144 | 35.0756 | 0 | 65.5593 | 0 | 0.5759 | 9.5814 | 0 | -1 | -4.2 | 9.4024 | 0 | 0 | 30.2556 | 30.2556 | 30.2556 | 30.2556 | 35.1809 | 20.8494 | 1.1496 | 0.00258 | 0 | 0 | 0 | 0 | 0 | 0 | 0 | 0 | 0 | 0 | 0 | 0 | 0 | 0 | 0 | 0 | 6.1063 | 0 | -413.11 | 15.0926 | 0 | 69.7466 | 69.7047 | 41.5002 | 1229.911 | 32.3838 | 56.641 | 1.6348 | 0.252 | -0.52072 | 14.074 | 3.19 | 57.716 | 1147.208 | 287.739 | -436.0007 | 6.9781 | 1.885 | -2.67 | 13.7274 | 4.9184 | 2025-09-30 | 2025_09_30 Hr 19 | 87.1402 | 0.000361 | -1147.208 | -347.5507 | 445.9072 | 892.1487 | 82.4718 | 12.3978 | 61.8336 | 79.9582 | 257.6858 | 108.2631 | 23.0871 | 186.3232 | 262.3367 | 0 | 6.5271 | 46.06 | 228.3633 | 0 | 139.4514 | 0
2025_09_30 Hr 20 | 0 | 0.00141 | 0.039762 | 3.8572 | 3.8572 | 3.8572 | 3.8572 | 3.8012 | 3.8572 | 105.6296 | -14.5 | 0.1008 | 29 | 0 | 93.1616 | 93.1616 | 262.3367 | 0 | 0.00123 | 0.058 | 0.04906 | 1.3332 | 0 | 0 | 0 | 0 | 0 | 0 | 0.0792 | 45.9947 | 6.5271 | 228.3633 | 0 | 0 | 0 | 0 | 13.3381 | 37.937 | 0 | 31.8845 | 0 | 0.5759 | 9.7681 | 0 | -1 | -4.2 | 9.5856 | 0 | 0 | 32.2659 | 32.2659 | 32.2659 | 32.2659 | 37.5185 | 25.7985 | 1.1496 | 0.00258 | 0 | 0 | 0 | 0 | 0 | 0 | 0 | 0 | 0 | 0 | 0 | 0 | 0 | 0 | 0 | 0 | 6.2252 | 0 | -473.7483 | 15.0926 | 0 | 69.7466 | 69.7047 | 68.5404 | 1248.303 | 33.0809 | 57.8603 | 1.6348 | 0.252 | 0 | 14.074 | 3.19 | 57.716 | 1114.592 | 330.5225 | -496.1183 | 7.1141 | 1.885 | -2.67 | 14.0229 | 5.0242 | 2025-09-30 | 2025_09_30 Hr 20 | 68.7933 | -0.00038 | -1114.592 | -441.8639 | 466.7606 | 892.0834 | 123.3801 | 12.3978 | 61.8336 | 83.9679 | 272.2118 | 110.5808 | 23.0871 | 186.3232 | 262.3367 | 0 | 6.5271 | 45.9947 | 228.3633 | 0 | 139.4514 | 0
2025_09_30 Hr 21 | 0 | 0.00012 | 0.003384 | 3.8572 | 3.8572 | 3.8572 | 3.8572 | 3.8012 | 3.8572 | 103.7413 | -14.5 | 0.1008 | 32 | 0 | 93.046 | 93.046 | 261.7059 | 0 | 0.00123 | 0.058 | 0.04906 | 1.3332 | 0 | 0 | 0 | 0 | 0 | 0 | 0.0792 | 45.6692 | 6.5271 | 227.8293 | 0 | 0 | 0 | 0 | 13.0996 | 36.634 | 0 | 5.7437 | -3.492 | 0.5759 | 9.6831 | 0 | -1 | -4.2 | 9.5022 | 0 | 0 | 31.3505 | 31.3505 | 31.3505 | 31.3505 | 36.4541 | 30.7476 | 1.1496 | 0.00258 | 0 | 0 | 0 | 0 | 0 | 0 | 0 | 0 | 0 | 0 | 0 | 0 | 0 | 0 | 0 | 0 | 6.171 | 0 | -479.1158 | 15.0926 | 0 | 69.2379 | 69.196 | 56.9724 | 1237.087 | 32.7634 | 57.3051 | 1.6348 | 0.252 | 0 | 14.074 | 3.19 | 57.716 | 1063.7 | 325.847 | -501.4858 | 7.0522 | 1.885 | -2.67 | 13.8883 | 4.976 | 2025-09-30 | 2025_09_30 Hr 21 | 63.3125 | -4.4e-05 | -1063.7 | -476.8641 | 457.2649 | 889.3443 | 119.7235 | 12.3978 | 61.8336 | 82.1421 | 265.5974 | 109.5255 | 23.0871 | 186.0919 | 261.7059 | 0 | 6.5271 | 45.6692 | 227.8293 | 0 | 138.4339 | 0
2025_09_30 Hr 22 | 0 | 0 | 0 | 3.8572 | 3.8572 | 3.8572 | 3.8572 | 3.8012 | 3.8572 | 94.4291 | -14.5 | 0.1008 | 49 | 0 | 93.1616 | 93.1616 | 262.3367 | 0 | 0.00123 | 0.058 | 0.04906 | 1.3332 | 0 | 0 | 0 | 0 | 0 | 0 | 0.0792 | 45.8646 | 6.5271 | 228.3633 | 0 | 0 | 0 | 0 | 11.9238 | 30.2086 | 0 | 35.0208 | 0 | 0.5759 | 9.264 | 0 | -1 | -4.2 | 9.0909 | 0 | 0 | 26.8361 | 26.8361 | 26.8361 | 26.8361 | 31.2048 | 33.8013 | 1.1496 | 0.00258 | 0 | 0 | 0 | 0 | 0 | 0 | 0 | 0 | 0 | 0 | 0 | 0 | 0 | 0 | 0 | 0 | 5.904 | 0 | -533.8127 | 15.0926 | 0 | 69.7466 | 69.7047 | 14.46 | 1198.07 | 31.1981 | 54.5672 | 1.6348 | 0.252 | 0 | 14.074 | 3.19 | 57.716 | 975.0917 | 298.1836 | -556.1827 | 6.747 | 1.885 | -2.67 | 13.2248 | 4.7383 | 2025-09-30 | 2025_09_30 Hr 22 | 63.8141 | -1.7e-05 | -975.0917 | -498.7919 | 410.4377 | 891.9533 | 97.2613 | 12.3978 | 61.8336 | 73.1382 | 232.9785 | 104.3209 | 23.0871 | 186.3232 | 262.3367 | 0 | 6.5271 | 45.8646 | 228.3633 | 0 | 139.4514 | 0
2025_09_30 Hr 23 | 0 | 0 | 0 | 3.8572 | 3.8572 | 3.8572 | 3.8572 | 3.8012 | 3.8572 | 80.3219 | 0 | 0.1008 | 54 | 0 | 93.1616 | 93.1616 | 269.8282 | 0 | 0.00123 | 0.058 | 0.04906 | 1.3332 | 0 | 0 | 0 | 0 | 0 | 0 | 0.0792 | 46.06 | 6.5271 | 234.2439 | 0 | 0 | 0 | 0 | 10.1424 | 20.4747 | 0 | 19.0703 | 0 | 0.5759 | 8.6291 | 0 | -1 | -4.2 | 8.4679 | 0 | 0 | 19.9973 | 19.9973 | 19.9973 | 19.9973 | 23.2527 | 34.749 | 1.1496 | 0.00258 | 0 | 0 | 0 | 0 | 0 | 0 | 0 | 0 | 0 | 0 | 0 | 0 | 0 | 0 | 0 | 0 | 5.4994 | 0 | -580.1019 | 15.0926 | 0 | 71.9649 | 71.9217 | 17.4966 | 1153.018 | 28.8267 | 50.4195 | 1.6348 | 0.252 | 0 | 14.074 | 3.19 | 57.716 | 883.4 | 299.2835 | -587.9719 | 6.2846 | 1.885 | -2.67 | 12.2195 | 4.3781 | 2025-09-30 | 2025_09_30 Hr 23 | 61.565 | -1.5e-05 | -883.4 | -561.0316 | 353.9986 | 909.956 | 106.2456 | 12.3978 | 61.8336 | 59.4982 | 183.5639 | 110.9366 | 23.0871 | 186.3232 | 269.8282 | 0 | 6.5271 | 46.06 | 234.2439 | 0 | 143.8865 | 0
2025_09_30 Hr 24 | 0 | 0 | 0 | 3.8572 | 3.8572 | 3.8572 | 3.8572 | 3.8012 | 3.8572 | 75.0271 | 0 | 0.1008 | 51 | 0 | 93.1616 | 93.1616 | 269.8282 | 0 | 0.00123 | 0.058 | 0.04906 | 1.3332 | 0 | 0 | 0 | 0 | 0 | 0 | 0.0792 | 46.06 | 6.5271 | 234.2439 | 0 | 0 | 0 | 0 | 9.4738 | 16.8213 | 0 | 3.4284 | -1.8383 | 0.5759 | 8.3909 | 0 | -1 | -4.2 | 8.2341 | 0 | 0 | 17.4305 | 17.4305 | 17.4305 | 17.4305 | 20.268 | 33.8013 | 1.1496 | 0.00258 | 0 | 0 | 0 | 0 | 0 | 0 | 0 | 0 | 0 | 0 | 0 | 0 | 0 | 0 | 0 | 0 | 5.3475 | 0 | -611.1995 | 15.0926 | 0 | 71.9649 | 71.9217 | 36.4392 | 1129.352 | 27.9367 | 48.8628 | 1.6348 | 0.252 | 0 | 14.074 | 3.19 | 57.716 | 823.1917 | 311.3192 | -619.0695 | 6.1111 | 1.885 | -2.67 | 11.8423 | 4.2429 | 2025-09-30 | 2025_09_30 Hr 24 | 56.4762 | -6.3e-05 | -823.1917 | -609.6094 | 327.3732 | 909.956 | 121.2405 | 12.3978 | 61.8336 | 54.3787 | 165.0171 | 107.9773 | 23.0871 | 186.3232 | 269.8282 | 0 | 6.5271 | 46.06 | 234.2439 | 0 | 143.8865 | 0
2025_10_01 Hr 01 | 0 | 0 | 0 | 3.8139 | 3.8193 | 3.8193 | 3.8097 | 3.8139 | 3.8139 | 53.3284 | 0 | 0.08 | 45 | 0 | 89.5531 | 89.5531 | 176.4163 | 0 | 0 | 0.046 | 0.0275 | 1.0494 | 0 | 0 | 0 | 0 | 0 | 0.00282 | 0.1485 | 45.3461 | 6.0261 | 228.977 | 0 | 0 | 0 | 0 | 5.371 | 11.1799 | 0 | 17.2615 | 0 | 0.6747 | 9.1172 | 0 | -1 | -4.2 | 8.9469 | 0 | 0 | 11.8092 | 11.8092 | 11.8092 | 11.8092 | 13.7317 | 27.7992 | 1.3368 | 0 | 0 | 0 | 0 | 0 | 0 | 0 | 0 | 0 | 0 | 0 | 0 | 0 | -50 | 0 | 0 | 0 | 5.8104 | 0 | -395.0873 | 13.2576 | 1.7014 | 64.2243 | 67.8938 | 42.5124 | 952.2423 | 23.333 | 40.8052 | 1.1346 | 0.3248 | 0 | 13.847 | 3.48 | 29.422 | 780.6083 | 263.4819 | -452.3773 | 6.64 | 4.06 | -2.09 | 9.8937 | 3.5452 | 2025-10-01 | 2025_10_01 Hr 01 | 72.9021 | 9e-06 | -780.6083 | -427.8258 | 252.1972 | 790.8799 | 115.3116 | 15.4013 | 34.6442 | 47.0654 | 114.297 | 90.8348 | 22.8901 | 179.1062 | 176.4163 | 0 | 6.0261 | 45.3461 | 228.977 | 0 | 132.1181 | 0
2025_10_01 Hr 02 | 0 | 0 | 0 | 3.8139 | 3.8193 | 3.8193 | 3.8097 | 3.8139 | 3.8139 | 51.2686 | 0 | 0.08 | 38 | 0 | 89.5531 | 89.5531 | 176.4163 | 0 | 0 | 0.046 | 0.0275 | 1.0494 | 0 | 0 | 0 | 0 | 0 | 0.00282 | 0.1485 | 45.3461 | 6.0261 | 228.977 | 0 | 0 | 0 | 0 | 4.8968 | 9.8842 | 0 | 0 | -16.9103 | 0.6747 | 9.1172 | 0 | -1 | -4.2 | 8.9469 | 0 | 0 | 11.0109 | 11.0109 | 11.0109 | 11.0109 | 12.8034 | 26.8515 | 1.3368 | 0 | 0 | 0 | 0 | 0 | 0 | 0 | 0 | 0 | 0 | 0 | 0 | 0 | -50 | 0 | 0 | 0 | 5.8104 | 0 | -383.3344 | 13.2576 | 1.7014 | 64.2243 | 67.8938 | 51.0438 | 944.291 | 23.0557 | 40.3203 | 1.1346 | 0.3248 | 0 | 13.847 | 3.48 | 29.422 | 749.9 | 263.1436 | -440.6244 | 6.64 | 4.06 | -2.09 | 9.7761 | 3.5031 | 2025-10-01 | 2025_10_01 Hr 02 | 72.9067 | 2e-06 | -749.9 | -450.2447 | 243.324 | 790.8799 | 115.8953 | 15.4013 | 34.6442 | 45.2955 | 108.1157 | 89.9128 | 22.8901 | 179.1062 | 176.4163 | 0 | 6.0261 | 45.3461 | 228.977 | 0 | 132.1181 | 0
2025_10_01 Hr 03 | 0 | 0 | 0 | 3.8139 | 3.8193 | 3.8193 | 3.8097 | 3.8139 | 3.8139 | 51.9552 | 0 | 0.08 | 29 | 0 | 89.5531 | 89.5531 | 176.4163 | 0 | 0 | 0.046 | 0.0275 | 1.0494 | 0 | 0 | 0 | 0 | 0 | 0.00282 | 0.1485 | 45.3461 | 6.0261 | 228.977 | 0 | 0 | 0 | 0 | 5.0549 | 10.3161 | 0 | 17.2746 | 0 | 0.6747 | 9.1172 | 0 | -1 | -4.2 | 8.9469 | 0 | 0 | 11.277 | 11.277 | 11.277 | 11.277 | 13.1128 | 23.7978 | 1.3368 | 0 | 0 | 0 | 0 | 0 | 0 | 0 | 0 | 0 | 0 | 0 | 0 | 0 | -50 | 0 | 0 | 0 | 5.8104 | 0 | -375.6252 | 13.2576 | 1.7014 | 64.2243 | 67.8938 | 24.4374 | 946.9415 | 23.1481 | 40.4819 | 1.1346 | 0.3248 | 0 | 13.847 | 3.48 | 29.422 | 756.0917 | 224.7909 | -432.9152 | 6.64 | 4.06 | -2.09 | 9.8153 | 3.5171 | 2025-10-01 | 2025_10_01 Hr 03 | 72.9067 | -2.7e-05 | -756.0917 | -408.3506 | 246.2818 | 790.8799 | 77.2352 | 15.4013 | 34.6442 | 45.8854 | 110.1762 | 90.2201 | 22.8901 | 179.1062 | 176.4163 | 0 | 6.0261 | 45.3461 | 228.977 | 0 | 132.1181 | 0
2025_10_01 Hr 04 | 0 | 0 | 0 | 3.8139 | 3.8193 | 3.8193 | 3.8097 | 3.8139 | 3.8139 | 55.2469 | 0 | 0.08 | 26 | 0 | 89.5531 | 89.5531 | 176.4163 | 0 | 0 | 0.046 | 0.0275 | 1.0494 | 0 | 0 | 0 | 0 | 0 | 0.00282 | 0.1485 | 45.3461 | 6.0261 | 228.977 | 0 | 0 | 0 | 0 | 5.8127 | 12.3867 | 0 | 18.374 | 0 | 0.6747 | 9.1172 | 0 | -1 | -4.2 | 8.9469 | 0 | 0 | 12.5527 | 12.5527 | 12.5527 | 12.5527 | 14.5962 | 23.7978 | 1.3368 | 0 | 0 | 0 | 0 | 0 | 0 | 0 | 0 | 0 | 0 | 0 | 0 | 0 | -50 | 0 | 0 | 0 | 5.8104 | 0 | -416.4019 | 13.2576 | 1.7014 | 64.2243 | 67.8938 | 32.535 | 959.6478 | 23.5912 | 41.2569 | 1.1346 | 0.3248 | 0 | 13.847 | 3.48 | 29.422 | 735.6917 | 231.3617 | -473.6919 | 6.64 | 4.06 | -2.09 | 10.0032 | 3.5845 | 2025-10-01 | 2025_10_01 Hr 04 | 77.0265 | -5.8e-05 | -735.6917 | -448.0279 | 260.4614 | 790.8799 | 82.3328 | 15.4013 | 34.6442 | 48.7139 | 120.054 | 91.6934 | 22.8901 | 179.1062 | 176.4163 | 0 | 6.0261 | 45.3461 | 228.977 | 0 | 132.1181 | 0
2025_10_01 Hr 05 | 0 | 0 | 0 | 3.8139 | 3.8193 | 3.8193 | 3.8097 | 3.8139 | 3.8139 | 65.546 | 0 | 0.08 | 25 | 0 | 89.5531 | 89.5531 | 176.4163 | 0 | 0 | 0.046 | 0.0275 | 1.0494 | 0 | 0 | 0 | 0 | 0 | 0.00282 | 0.1485 | 45.3461 | 6.0261 | 228.977 | 0 | 0 | 0 | 0 | 8.184 | 18.8654 | 0 | 12.5208 | -3.4775 | 0.6747 | 9.1172 | 0 | -1 | -4.2 | 8.9469 | 0 | 0 | 16.5442 | 16.5442 | 16.5442 | 16.5442 | 19.2375 | 26.8515 | 1.3368 | 0 | 0 | 0 | 0 | 0 | 0 | 0 | 0 | 0 | 0 | 0 | 0 | 0 | -50 | 0 | 0 | 0 | 5.8104 | 0 | -434.2936 | 13.2576 | 1.7014 | 64.2243 | 67.8938 | 42.9462 | 999.4041 | 24.9777 | 43.6815 | 1.1346 | 0.3248 | 0 | 13.847 | 3.48 | 29.422 | 765.3 | 248.4362 | -491.5836 | 6.64 | 4.06 | -2.09 | 10.5911 | 3.7951 | 2025-10-01 | 2025_10_01 Hr 05 | 84.0822 | -2.1e-05 | -765.3 | -475.2503 | 304.8272 | 790.8799 | 94.7977 | 15.4013 | 34.6442 | 57.5638 | 150.9604 | 96.303 | 22.8901 | 179.1062 | 176.4163 | 0 | 6.0261 | 45.3461 | 228.977 | 0 | 132.1181 | 0
2025_10_01 Hr 06 | 0 | 0 | 0 | 3.8139 | 3.8193 | 3.8193 | 3.8097 | 3.8139 | 3.8139 | 85.5991 | 0 | 0.08 | 21 | 0 | 89.5531 | 89.5531 | 176.4163 | 0 | 0 | 0.046 | 0.0275 | 1.0494 | 0 | 0 | 0 | 0 | 0 | 0.00282 | 0.1485 | 44.9548 | 6.0261 | 228.977 | 0 | 0 | 0 | 0 | 12.8009 | 31.4797 | 0 | 7.6067 | -11.4179 | 0.6747 | 9.1172 | 0 | -1 | -4.2 | 8.9469 | 0 | 0 | 24.3159 | 24.3159 | 24.3159 | 24.3159 | 28.2743 | 23.7978 | 1.3368 | 0 | 0 | 0 | 0 | 0 | 0 | 0 | 0 | 0 | 0 | 0 | 0 | 0 | -50 | 0 | 0 | 0 | 5.8104 | 0 | -428.4045 | 13.2576 | 1.7014 | 64.2243 | 67.8938 | 50.4654 | 1076.42 | 27.6772 | 48.4024 | 1.1346 | 0.3248 | 0 | 13.847 | 3.48 | 29.422 | 844.7917 | 257.877 | -485.6945 | 6.64 | 4.06 | -2.09 | 11.7357 | 4.2053 | 2025-10-01 | 2025_10_01 Hr 06 | 88.3481 | -4.3e-05 | -844.7917 | -482.2157 | 391.21 | 790.4886 | 95.2632 | 15.4013 | 34.6442 | 74.7951 | 211.1368 | 105.2782 | 22.8901 | 179.1062 | 176.4163 | 0 | 6.0261 | 44.9548 | 228.977 | 0 | 132.1181 | 0
2025_10_01 Hr 07 | 0 | 0 | 0 | 3.8139 | 3.8193 | 3.8193 | 3.8097 | 3.8139 | 3.8139 | 110.0545 | -14 | 0.08 | 15 | 0 | 89.5531 | 89.5531 | 173.7529 | 0 | 0 | 0.046 | 0.0275 | 1.0494 | 0 | 0 | 0 | 0 | 0 | 0.00282 | 0.1485 | 45.3461 | 6.0261 | 226.1846 | 0 | 0 | 0 | 0 | 18.4314 | 46.8633 | 0 | 0 | -19.9572 | 0.6747 | 9.1172 | 0 | -1 | -4.2 | 8.9469 | 0 | 0 | 33.7937 | 33.7937 | 33.7937 | 33.7937 | 39.295 | 22.8501 | 1.3368 | 0 | 0 | 0 | 0 | 0 | 0 | 0 | 0 | 0 | 0 | 0 | 0 | -75 | 0 | 0 | 0 | 0 | 5.8104 | 0 | -343.5991 | 13.2576 | 1.7014 | 62.9821 | 66.5807 | 55.5264 | 1163.202 | 30.9693 | 54.1597 | 1.1346 | 0.3248 | 0 | 13.847 | 3.48 | 29.422 | 970.2917 | 266.9358 | -439.8891 | 6.64 | 4.06 | -2.09 | 13.1316 | 4.7055 | 2025-10-01 | 2025_10_01 Hr 07 | 85.4956 | -0.000117 | -970.2917 | -438.5563 | 482.5571 | 782.8688 | 93.3765 | 15.4013 | 34.6442 | 95.8092 | 284.5241 | 102.2238 | 22.8901 | 179.1062 | 173.7529 | 0 | 6.0261 | 45.3461 | 226.1846 | 0 | 129.5628 | 0
2025_10_01 Hr 08 | 1.0282 | 3e-05 | 0.000846 | 3.8139 | 3.8193 | 3.8193 | 3.8097 | 3.8139 | 3.8139 | 117.486 | -14 | 0.08 | 3 | 0 | 89.5531 | 89.5531 | 173.7529 | 0 | 0 | 0.046 | 0.0275 | 1.0494 | 0 | 0 | 0 | 0 | 0 | 0.00282 | 0.1485 | 45.3461 | 6.0261 | 226.1846 | 0 | 0 | 0 | 0 | 20.1424 | 51.5381 | 0 | 0 | -35.838 | 0.6747 | 9.1172 | 0 | -1 | -4.2 | 8.9469 | 0 | 0 | 36.6738 | 36.6738 | 36.6738 | 36.6738 | 42.6439 | 26.8515 | 1.3368 | 0 | 0 | 0 | 0 | 0 | 0 | 0 | 0 | 0 | 0 | 0 | 0 | -75 | 0 | 0 | 0 | 0 | 5.8104 | 0 | -300.6931 | 13.2576 | 1.7014 | 62.9821 | 66.5807 | 51.4776 | 1191.89 | 31.9697 | 55.9093 | 1.1346 | 0.3248 | -1.0282 | 13.847 | 3.48 | 29.422 | 1017.283 | 259.2428 | -398.0113 | 6.64 | 4.06 | -2.09 | 13.5558 | 4.8575 | 2025-10-01 | 2025_10_01 Hr 08 | 84.0514 | 0.000202 | -1017.283 | -411.5311 | 514.57 | 782.8688 | 81.33 | 15.4013 | 34.6442 | 102.195 | 306.8251 | 105.5499 | 22.8901 | 179.1062 | 173.7529 | 0 | 6.0261 | 45.3461 | 226.1846 | 0 | 129.5628 | 0
2025_10_01 Hr 09 | 5.6881 | 0.000825 | 0.023265 | 3.8139 | 3.8193 | 3.8193 | 3.8097 | 3.8139 | 3.8139 | 113.225 | -14 | 0.08 | 0 | 0 | 89.5531 | 89.5531 | 173.7529 | 0 | 0 | 0.046 | 0.0275 | 1.0494 | 0 | 0 | 0 | 0 | 0 | 0.00282 | 0.1485 | 45.3461 | 6.0261 | 226.1846 | 0 | 0 | 0 | 0 | 19.1614 | 48.8577 | 0 | 0 | -37.5114 | 0.6747 | 9.1172 | 0 | -1 | -4.2 | 8.9469 | 0 | 0 | 35.0224 | 35.0224 | 35.0224 | 35.0224 | 40.7237 | 29.7999 | 1.3368 | 0 | 0 | 0 | 0 | 0 | 0 | 0 | 0 | 0 | 0 | 0 | 0 | -75 | 0 | 0 | 0 | 0 | 5.8104 | 0 | -272.7688 | 13.2576 | 1.7014 | 62.9821 | 66.5807 | 35.427 | 1175.464 | 31.3961 | 54.9061 | 1.1346 | 0.3248 | -5.6881 | 13.847 | 3.48 | 29.422 | 1009.1 | 245.8942 | -374.7469 | 6.64 | 4.06 | -2.09 | 13.3126 | 4.7703 | 2025-10-01 | 2025_10_01 Hr 09 | 84.1516 | -8.8e-05 | -1009.1 | -385.2802 | 496.2148 | 782.8688 | 65.251 | 15.4013 | 34.6442 | 98.5336 | 294.0384 | 103.6428 | 22.8901 | 179.1062 | 173.7529 | 0 | 6.0261 | 45.3461 | 226.1846 | 0 | 129.5628 | 0
2025_10_01 Hr 10 | 12.4375 | 0.00408 | 0.11506 | 3.8139 | 3.8193 | 3.8193 | 3.8097 | 3.8139 | 3.8139 | 105.7935 | -14 | 0.08 | 0 | 0 | 89.5531 | 89.5531 | 173.7529 | 0 | 0 | 0.046 | 0.0275 | 1.0494 | 0 | 0 | 0 | 0 | 0 | 0.00282 | 0.1485 | 45.3461 | 6.0261 | 226.1846 | 0 | 0 | 0 | 0 | 17.4504 | 44.1829 | 0 | 0.35034 | -20.1542 | 0.6747 | 9.1172 | 0 | -1 | -4.2 | 8.9469 | 0 | 0 | 32.1423 | 32.1423 | 32.1423 | 32.1423 | 37.3747 | 26.8515 | 1.3368 | 0 | 0 | 0 | 0 | 0 | 0 | 0 | 0 | 0 | 0 | 0 | 0 | -75 | 0 | 0 | 0 | 0 | 5.8104 | 0 | -226.4635 | 13.2576 | 1.7014 | 62.9821 | 66.5807 | 15.4722 | 1146.869 | 30.3957 | 53.1566 | 1.1346 | 0.3248 | -12.4375 | 13.847 | 3.48 | 29.422 | 1018.292 | 226.4175 | -335.191 | 6.64 | 4.06 | -2.09 | 12.8884 | 4.6183 | 2025-10-01 | 2025_10_01 Hr 10 | 83.3251 | -0.0004219 | -1018.292 | -321.2674 | 464.2018 | 782.8688 | 42.4428 | 15.4013 | 34.6442 | 92.1478 | 271.7374 | 100.3167 | 22.8901 | 179.1062 | 173.7529 | 0 | 6.0261 | 45.3461 | 226.1846 | 0 | 129.5628 | 0
2025_10_01 Hr 11 | 15.5402 | 0.00702 | 0.19796 | 3.8139 | 3.8193 | 3.8193 | 3.8097 | 3.8139 | 3.8139 | 98.0994 | -14 | 0.08 | 0 | 0 | 89.5531 | 89.5531 | 173.7529 | 0 | 0 | 0.046 | 0.0275 | 1.0494 | 0 | 0 | 0 | 0 | 0 | 0.00282 | 0.1485 | 45.3461 | 6.0261 | 226.1846 | 0 | 0 | 0 | 0 | 15.6789 | 39.343 | 0 | 1.0139 | -11.9776 | 0.6747 | 9.1172 | 0 | -1 | -4.2 | 8.9469 | 0 | 0 | 29.1604 | 29.1604 | 29.1604 | 29.1604 | 33.9075 | 26.8515 | 1.3368 | 0 | 0 | 0 | 0 | 0 | 0 | 0 | 0 | 0 | 0 | 0 | 0 | -75 | 0 | 0 | 0 | 0 | 5.8104 | 0 | -196.3048 | 13.2576 | 1.7014 | 62.9821 | 66.5807 | 8.5314 | 1117.252 | 29.3599 | 51.3453 | 1.1346 | 0.3248 | -15.5402 | 13.847 | 3.48 | 29.422 | 1017.292 | 219.1387 | -308.135 | 6.64 | 4.06 | -2.09 | 12.4492 | 4.461 | 2025-10-01 | 2025_10_01 Hr 11 | 80.42 | -0.000416 | -1017.292 | -282.2686 | 431.058 | 782.8688 | 35.5879 | 15.4013 | 34.6442 | 85.5364 | 248.6485 | 96.873 | 22.8901 | 179.1062 | 173.7529 | 0 | 6.0261 | 45.3461 | 226.1846 | 0 | 129.5628 | 0
2025_10_01 Hr 12 | 16.0593 | 0.009045 | 0.25507 | 3.8139 | 3.8193 | 3.8193 | 3.8097 | 3.8139 | 3.8139 | 91.516 | -14 | 0.08 | 0 | 0 | 89.5531 | 89.5531 | 173.7529 | 0 | 0 | 0.046 | 0.0275 | 1.0494 | 0 | 0 | 0 | 0 | 0 | 0.00282 | 0.1485 | 45.3461 | 6.0261 | 226.1846 | 0 | 0 | 0 | 0 | 14.1632 | 35.2017 | 0 | 5.3554 | -5.7838 | 0.6747 | 9.1172 | 0 | -1 | -4.2 | 8.9469 | 0 | 0 | 26.609 | 26.609 | 26.609 | 26.609 | 30.9407 | 22.8501 | 1.3368 | 0 | 0 | 0 | 0 | 0 | 0 | 0 | 0 | 0 | 0 | 0 | 0 | -75 | 0 | 0 | 0 | 0 | 5.8104 | 0 | -156.2225 | 13.2576 | 1.7014 | 62.9821 | 66.5807 | 6.507 | 1091.896 | 28.4737 | 49.7954 | 1.1346 | 0.3248 | -16.0593 | 13.847 | 3.48 | 29.422 | 1033.583 | 210.6875 | -268.5718 | 6.64 | 4.06 | -2.09 | 12.0735 | 4.3263 | 2025-10-01 | 2025_10_01 Hr 12 | 79.7021 | 0.00024 | -1033.583 | -231.6509 | 402.6986 | 782.8688 | 29.6212 | 15.4013 | 34.6442 | 79.8794 | 228.8927 | 93.9265 | 22.8901 | 179.1062 | 173.7529 | 0 | 6.0261 | 45.3461 | 226.1846 | 0 | 129.5628 | 0
2025_10_01 Hr 13 | 15.0195 | 0.01041 | 0.29356 | 3.8139 | 3.8193 | 3.8193 | 3.8097 | 3.8139 | 3.8139 | 85.7404 | -14 | 0.08 | 0 | 0 | 89.5531 | 89.5531 | 173.7529 | 0 | 0 | 0.046 | 0.0275 | 1.0494 | 0 | 0 | 0 | 0 | 0 | 0.00282 | 0.1485 | 45.3461 | 6.0261 | 226.1846 | 0 | 0 | 0 | 0 | 12.8334 | 31.5686 | 0 | 4.7569 | -2.7963 | 0.6747 | 9.1172 | 0 | -1 | -4.2 | 8.9469 | 0 | 0 | 24.3707 | 24.3707 | 24.3707 | 24.3707 | 28.338 | 15.9003 | 1.3368 | 0 | 0 | 0 | 0 | 0 | 0 | 0 | 0 | 0 | 0 | 0 | 0 | -75 | 0 | 0 | 0 | 0 | 5.8104 | 0 | -114.4217 | 13.2576 | 1.7014 | 62.9821 | 66.5807 | 11.4234 | 1069.64 | 27.6962 | 48.4357 | 1.1346 | 0.3248 | -15.0195 | 13.847 | 3.48 | 29.422 | 1050.9 | 205.0306 | -225.7312 | 6.64 | 4.06 | -2.09 | 11.7438 | 4.2082 | 2025-10-01 | 2025_10_01 Hr 13 | 79.3833 | -6.9e-05 | -1050.9 | -187.461 | 377.819 | 782.8688 | 27.6277 | 15.4013 | 34.6442 | 74.9165 | 211.561 | 91.3415 | 22.8901 | 179.1062 | 173.7529 | 0 | 6.0261 | 45.3461 | 226.1846 | 0 | 129.5628 | 0
2025_10_01 Hr 14 | 13.9914 | 0.0111 | 0.31302 | 3.8139 | 3.8193 | 3.8193 | 3.8097 | 3.8139 | 3.8139 | 80.9342 | -14 | 0.08 | 1 | 0 | 89.5531 | 89.5531 | 173.7529 | 0 | 0 | 0.046 | 0.0275 | 1.0494 | 0 | 0 | 0 | 0 | 0 | 0.00282 | 0.1485 | 45.3461 | 6.0261 | 226.1846 | 0 | 0 | 0 | 0 | 11.7269 | 28.5452 | 0 | 2.3694 | -7.5067 | 0.6747 | 9.1172 | 0 | -1 | -4.2 | 8.9469 | 0 | 0 | 22.508 | 22.508 | 22.508 | 22.508 | 26.172 | 11.8989 | 1.3368 | 0 | 0 | 0 | 0 | 0 | 0 | 0 | 0 | 0 | 0 | 0 | 0 | -75 | 0 | 0 | 0 | 0 | 5.8104 | 0 | -59.6535 | 13.2576 | 1.7014 | 62.9821 | 66.5807 | 15.0384 | 1051.106 | 27.0492 | 47.3042 | 1.1346 | 0.3248 | -13.9914 | 13.847 | 3.48 | 29.422 | 1078.5 | 202.4656 | -169.9349 | 6.64 | 4.06 | -2.09 | 11.4694 | 4.1099 | 2025-10-01 | 2025_10_01 Hr 14 | 78.8741 | -7e-05 | -1078.5 | -139.7907 | 357.115 | 782.8688 | 28.2614 | 15.4013 | 34.6442 | 70.7866 | 197.138 | 89.1903 | 22.8901 | 179.1062 | 173.7529 | 0 | 6.0261 | 45.3461 | 226.1846 | 0 | 129.5628 | 0
2025_10_01 Hr 15 | 9.3298 | 0.010785 | 0.30414 | 3.8139 | 3.8193 | 3.8193 | 3.8097 | 3.8139 | 3.8139 | 73.0785 | -14 | 0.08 | 2 | 0 | 89.5531 | 89.5531 | 173.7529 | 0 | 0 | 0.046 | 0.0275 | 1.0494 | 0 | 0 | 0 | 0 | 0 | 0.00282 | 0.1485 | 45.3461 | 6.0261 | 226.1846 | 0 | 0 | 0 | 0 | 9.9182 | 23.6037 | 0 | 7.2389 | -4.051 | 0.6747 | 9.1172 | 0 | -1 | -4.2 | 8.9469 | 0 | 0 | 19.4635 | 19.4635 | 19.4635 | 19.4635 | 22.6319 | 7.8975 | 1.3368 | 0 | 0 | 0 | 0 | 0 | 0 | 0 | 0 | 0 | 0 | 0 | 0 | -75 | 0 | 0 | 0 | 0 | 5.8104 | 0 | -0.13349 | 13.2576 | 1.7014 | 62.9821 | 66.5807 | 9.5436 | 1020.774 | 25.9917 | 45.4548 | 1.1346 | 0.3248 | -9.3298 | 13.847 | 3.48 | 29.422 | 1104 | 185.7916 | -105.7533 | 6.64 | 4.06 | -2.09 | 11.021 | 3.9492 | 2025-10-01 | 2025_10_01 Hr 15 | 79.8091 | -7.7e-05 | -1104 | -71.9455 | 323.2752 | 782.8688 | 19.756 | 15.4013 | 34.6442 | 64.0364 | 173.5644 | 85.6744 | 22.8901 | 179.1062 | 173.7529 | 0 | 6.0261 | 45.3461 | 226.1846 | 0 | 129.5628 | 0
2025_10_01 Hr 16 | 6.7511 | 0.00996 | 0.28087 | 3.8139 | 3.8193 | 3.8193 | 3.8097 | 3.8139 | 3.8139 | 73.9267 | -14 | 0.08 | 3 | 0 | 89.5531 | 89.5531 | 173.7529 | 0 | 0 | 0.046 | 0.0275 | 1.0494 | 0 | 0 | 0 | 0 | 0 | 0.00282 | 0.1485 | 45.3461 | 6.0261 | 226.1846 | 0 | 0 | 0 | 0 | 10.1135 | 24.1372 | 0 | 4.4404 | 0 | 0.6747 | 9.1172 | 0 | -1 | -4.2 | 8.9469 | 0 | 0 | 19.7922 | 19.7922 | 19.7922 | 19.7922 | 23.0142 | 10.9512 | 1.3368 | 0 | 0 | 0 | 0 | 0 | 0 | 0 | 0 | 0 | 0 | 0 | 0 | -75 | 0 | 0 | 0 | 0 | 5.8104 | 0 | -11.1531 | 13.2576 | 1.7014 | 62.9821 | 66.5807 | 7.5192 | 1024.025 | 26.1059 | 45.6545 | 1.1346 | 0.3248 | -6.7511 | 13.847 | 3.48 | 29.422 | 1099.892 | 185.6209 | -114.1942 | 6.64 | 4.06 | -2.09 | 11.0694 | 3.9665 | 2025-10-01 | 2025_10_01 Hr 16 | 81.846 | -0.000405 | -1099.892 | -81.7127 | 326.9288 | 782.8688 | 21.7612 | 15.4013 | 34.6442 | 64.7652 | 176.1096 | 86.054 | 22.8901 | 179.1062 | 173.7529 | 0 | 6.0261 | 45.3461 | 226.1846 | 0 | 129.5628 | 0
2025_10_01 Hr 17 | 6.7511 | 0.00885 | 0.24957 | 3.8139 | 3.8193 | 3.8193 | 3.8097 | 3.8139 | 3.8139 | 75.1586 | -14 | 0.08 | 4 | 0 | 89.5531 | 89.5531 | 173.7529 | 0 | 0 | 0.046 | 0.0275 | 1.0494 | 0 | 0 | 0 | 0 | 0 | 0.00282 | 0.1485 | 45.3461 | 6.0261 | 226.1846 | 0 | 0 | 0 | 0 | 10.3971 | 24.9121 | 0 | 0.53019 | -2.5715 | 0.6747 | 9.1172 | 0 | -1 | -4.2 | 8.9469 | 0 | 0 | 20.2696 | 20.2696 | 20.2696 | 20.2696 | 23.5693 | 14.8473 | 1.3368 | 0 | 0 | 0 | 0 | 0 | 0 | 0 | 0 | 0 | 0 | 0 | 0 | -75 | 0 | 0 | 0 | 0 | 5.8104 | 0 | -5.6499 | 13.2576 | 1.7014 | 62.9821 | 66.5807 | 7.5192 | 1028.748 | 26.2717 | 45.9445 | 1.1346 | 0.3248 | -6.7511 | 13.847 | 3.48 | 29.422 | 1109.083 | 191.0673 | -108.691 | 6.64 | 4.06 | -2.09 | 11.1398 | 3.9917 | 2025-10-01 | 2025_10_01 Hr 17 | 97.2494 | 0.0002288 | -1109.083 | -82.6913 | 332.2353 | 782.8688 | 26.6249 | 15.4013 | 34.6442 | 65.8237 | 179.8063 | 86.6053 | 22.8901 | 179.1062 | 173.7529 | 0 | 6.0261 | 45.3461 | 226.1846 | 0 | 129.5628 | 0
2025_10_01 Hr 18 | 1.5472 | 0.00705 | 0.19881 | 3.8139 | 3.8193 | 3.8193 | 3.8097 | 3.8139 | 3.8139 | 81.9035 | -14 | 0.08 | 3 | 0 | 89.5531 | 89.5531 | 173.7529 | 0 | 0 | 0.046 | 0.0275 | 1.0494 | 0 | 0 | 0 | 0 | 0 | 0.00282 | 0.1485 | 45.3461 | 6.0261 | 226.1846 | 0 | 0 | 0 | 0 | 11.95 | 29.155 | 0 | 3.1455 | -4.8036 | 0.6747 | 9.1172 | 0 | -1 | -4.2 | 8.9469 | 0 | 0 | 22.8836 | 22.8836 | 22.8836 | 22.8836 | 26.6089 | 22.8501 | 1.3368 | 0 | 0 | 0 | 0 | 0 | 0 | 0 | 0 | 0 | 0 | 0 | 0 | -75 | 0 | 0 | 0 | 0 | 5.8104 | 0 | -42.6272 | 13.2576 | 1.7014 | 62.9821 | 66.5807 | 2.0244 | 1054.734 | 27.1797 | 47.5324 | 1.1346 | 0.3248 | -1.5472 | 13.847 | 3.48 | 29.422 | 1103 | 190.3885 | -140.4644 | 6.64 | 4.06 | -2.09 | 11.5248 | 4.1297 | 2025-10-01 | 2025_10_01 Hr 18 | 105.4555 | -5.9e-05 | -1103 | -119.2853 | 361.2906 | 782.8688 | 28.0804 | 15.4013 | 34.6442 | 71.6195 | 200.0469 | 89.6242 | 22.8901 | 179.1062 | 173.7529 | 0 | 6.0261 | 45.3461 | 226.1846 | 0 | 129.5628 | 0
2025_10_01 Hr 19 | 0 | 0.004035 | 0.11379 | 3.8139 | 3.8193 | 3.8193 | 3.8097 | 3.8139 | 3.8139 | 87.5175 | -14 | 0.08 | 4 | 0 | 89.5531 | 89.5531 | 173.7529 | 0 | 0 | 0.046 | 0.0275 | 1.0494 | 0 | 0 | 0 | 0 | 0 | 0.00282 | 0.1485 | 45.3461 | 6.0261 | 226.1846 | 0 | 0 | 0 | 0 | 13.2426 | 32.6865 | 0 | 1.1729 | -4.0299 | 0.6747 | 9.1172 | 0 | -1 | -4.2 | 8.9469 | 0 | 0 | 25.0594 | 25.0594 | 25.0594 | 25.0594 | 29.1388 | 15.9003 | 1.3368 | 0 | 0 | 0 | 0 | 0 | 0 | 0 | 0 | 0 | 0 | 0 | 0 | -75 | 0 | 0 | 0 | 0 | 5.8104 | 0 | -57.5415 | 13.2576 | 1.7014 | 62.9821 | 66.5807 | 0 | 1076.32 | 27.9354 | 48.8541 | 1.1346 | 0.3248 | 0 | 13.847 | 3.48 | 29.422 | 1103.008 | 183.3767 | -153.8315 | 6.64 | 4.06 | -2.09 | 11.8452 | 4.2445 | 2025-10-01 | 2025_10_01 Hr 19 | 110.2139 | 0.000237 | -1103.008 | -135.3984 | 385.4743 | 782.8688 | 20.0181 | 15.4013 | 34.6442 | 76.4436 | 216.8938 | 92.1369 | 22.8901 | 179.1062 | 173.7529 | 0 | 6.0261 | 45.3461 | 226.1846 | 0 | 129.5628 | 0
2025_10_01 Hr 20 | 0 | 0.001395 | 0.039339 | 3.8139 | 3.8193 | 3.8193 | 3.8097 | 3.8139 | 3.8139 | 89.0321 | -14 | 0.08 | 7 | 0 | 89.5531 | 89.5531 | 173.7529 | 0 | 0 | 0.046 | 0.0275 | 1.0494 | 0 | 0 | 0 | 0 | 0 | 0.00282 | 0.1485 | 45.3461 | 6.0261 | 226.1846 | 0 | 0 | 0 | 0 | 13.5913 | 33.6392 | 0 | 2.1429 | -6.1109 | 0.6747 | 9.1172 | 0 | -1 | -4.2 | 8.9469 | 0 | 0 | 25.6464 | 25.6464 | 25.6464 | 25.6464 | 29.8213 | 10.9512 | 1.3368 | 0 | 0 | 0 | 0 | 0 | 0 | 0 | 0 | 0 | 0 | 0 | 0 | -75 | 0 | 0 | 0 | 0 | 5.8104 | 0 | -83.4454 | 13.2576 | 1.7014 | 62.9821 | 66.5807 | 0 | 1082.092 | 28.1393 | 49.2106 | 1.1346 | 0.3248 | 0 | 13.847 | 3.48 | 29.422 | 1080.492 | 182.1029 | -179.7354 | 6.64 | 4.06 | -2.09 | 11.9317 | 4.2755 | 2025-10-01 | 2025_10_01 Hr 20 | 93.1004 | -0.000435 | -1080.492 | -162.4133 | 391.9986 | 782.8688 | 17.9919 | 15.4013 | 34.6442 | 77.745 | 221.4389 | 92.8147 | 22.8901 | 179.1062 | 173.7529 | 0 | 6.0261 | 45.3461 | 226.1846 | 0 | 129.5628 | 0
2025_10_01 Hr 21 | 0 | 0.000105 | 0.002961 | 3.8139 | 3.8193 | 3.8193 | 3.8097 | 3.8139 | 3.8139 | 83.5392 | -14 | 0.08 | 5 | 0 | 89.5531 | 89.5531 | 173.7529 | 0 | 0 | 0.046 | 0.0275 | 1.0494 | 0 | 0 | 0 | 0 | 0 | 0.00282 | 0.1485 | 45.3461 | 6.0261 | 226.1846 | 0 | 0 | 0 | 0 | 12.3267 | 30.1839 | 0 | 2.9524 | -3.7681 | 0.6747 | 9.1172 | 0 | -1 | -4.2 | 8.9469 | 0 | 0 | 23.5176 | 23.5176 | 23.5176 | 23.5176 | 27.346 | 10.9512 | 1.3368 | 0 | 0 | 0 | 0 | 0 | 0 | 0 | 0 | 0 | 0 | 0 | 0 | -75 | 0 | 0 | 0 | 0 | 5.8104 | 0 | -107.7898 | 13.2576 | 1.7014 | 62.9821 | 66.5807 | 0 | 1060.852 | 27.3999 | 47.9175 | 1.1346 | 0.3248 | 0 | 13.847 | 3.48 | 29.422 | 1033.6 | 177.6431 | -204.0798 | 6.64 | 4.06 | -2.09 | 11.6181 | 4.1632 | 2025-10-01 | 2025_10_01 Hr 21 | 83.0494 | -0.000106 | -1033.6 | -183.6055 | 368.3369 | 782.8688 | 15.9543 | 15.4013 | 34.6442 | 73.0251 | 204.9555 | 90.3563 | 22.8901 | 179.1062 | 173.7529 | 0 | 6.0261 | 45.3461 | 226.1846 | 0 | 129.5628 | 0
2025_10_01 Hr 22 | 0 | 0 | 0 | 3.8139 | 3.8193 | 3.8193 | 3.8097 | 3.8139 | 3.8139 | 75.2999 | -14 | 0.08 | 10 | 0 | 89.5531 | 89.5531 | 173.7529 | 0 | 0 | 0.046 | 0.0275 | 1.0494 | 0 | 0 | 0 | 0 | 0 | 0.00282 | 0.1485 | 45.3461 | 6.0261 | 226.1846 | 0 | 0 | 0 | 0 | 10.4297 | 25.001 | 0 | 6.0175 | -1.9106 | 0.6747 | 9.1172 | 0 | -1 | -4.2 | 8.9469 | 0 | 0 | 20.3244 | 20.3244 | 20.3244 | 20.3244 | 23.633 | 15.9003 | 1.3368 | 0 | 0 | 0 | 0 | 0 | 0 | 0 | 0 | 0 | 0 | 0 | 0 | -75 | 0 | 0 | 0 | 0 | 5.8104 | 0 | -160.6491 | 13.2576 | 1.7014 | 62.9821 | 66.5807 | 0 | 1029.044 | 26.2907 | 45.9778 | 1.1346 | 0.3248 | 0 | 13.847 | 3.48 | 29.422 | 960.1166 | 183.9044 | -256.9391 | 6.64 | 4.06 | -2.09 | 11.1478 | 3.9946 | 2025-10-01 | 2025_10_01 Hr 22 | 80.4364 | -4.8e-05 | -960.1166 | -231.5422 | 332.8442 | 782.8688 | 25.9003 | 15.4013 | 34.6442 | 65.9452 | 180.2304 | 86.6686 | 22.8901 | 179.1062 | 173.7529 | 0 | 6.0261 | 45.3461 | 226.1846 | 0 | 129.5628 | 0
2025_10_01 Hr 23 | 0 | 0 | 0 | 3.8139 | 3.8193 | 3.8193 | 3.8097 | 3.8139 | 3.8139 | 63.6275 | 0 | 0.08 | 10 | 0 | 89.5531 | 89.5531 | 176.4163 | 0 | 0 | 0.046 | 0.0275 | 1.0494 | 0 | 0 | 0 | 0 | 0 | 0.00282 | 0.1485 | 45.3461 | 6.0261 | 228.977 | 0 | 0 | 0 | 0 | 7.7423 | 17.6586 | 0 | 2.9725 | -1.5081 | 0.6747 | 9.1172 | 0 | -1 | -4.2 | 8.9469 | 0 | 0 | 15.8007 | 15.8007 | 15.8007 | 15.8007 | 18.3729 | 17.901 | 1.3368 | 0 | 0 | 0 | 0 | 0 | 0 | 0 | 0 | 0 | 0 | 0 | 0 | 0 | -50 | 0 | 0 | 0 | 5.8104 | 0 | -242.8876 | 13.2576 | 1.7014 | 64.2243 | 67.8938 | 0.4338 | 991.9985 | 24.7194 | 43.2298 | 1.1346 | 0.3248 | 0 | 13.847 | 3.48 | 29.422 | 874.4 | 181.1147 | -300.1776 | 6.64 | 4.06 | -2.09 | 10.4816 | 3.7559 | 2025-10-01 | 2025_10_01 Hr 23 | 78.535 | -6e-06 | -874.4 | -291.4232 | 296.563 | 790.8799 | 28.3348 | 15.4013 | 34.6442 | 55.9153 | 145.2033 | 95.4444 | 22.8901 | 179.1062 | 176.4163 | 0 | 6.0261 | 45.3461 | 228.977 | 0 | 132.1181 | 0
2025_10_01 Hr 24 | 0 | 0 | 0 | 3.8139 | 3.8193 | 3.8193 | 3.8097 | 3.8139 | 3.8139 | 51.1272 | 0 | 0.08 | 10 | 0 | 89.5531 | 89.5531 | 176.4163 | 0 | 0 | 0.046 | 0.0275 | 1.0494 | 0 | 0 | 0 | 0 | 0 | 0.00282 | 0.1485 | 45.3461 | 6.0261 | 228.977 | 0 | 0 | 0 | 0 | 4.8642 | 9.7953 | 0 | 9.6621 | 0 | 0.6747 | 9.1172 | 0 | -1 | -4.2 | 8.9469 | 0 | 0 | 10.9561 | 10.9561 | 10.9561 | 10.9561 | 12.7397 | 22.8501 | 1.3368 | 0 | 0 | 0 | 0 | 0 | 0 | 0 | 0 | 0 | 0 | 0 | 0 | 0 | -50 | 0 | 0 | 0 | 5.8104 | 0 | -252.761 | 13.2576 | 1.7014 | 64.2243 | 67.8938 | 0 | 943.7454 | 23.0367 | 40.287 | 1.1346 | 0.3248 | 0 | 13.847 | 3.48 | 29.422 | 823.3917 | 180.0352 | -310.051 | 6.64 | 4.06 | -2.09 | 9.768 | 3.5002 | 2025-10-01 | 2025_10_01 Hr 24 | 74.3259 | -5.9e-05 | -823.3917 | -293.0989 | 242.7151 | 790.8799 | 32.8501 | 15.4013 | 34.6442 | 45.174 | 107.6915 | 89.8496 | 22.8901 | 179.1062 | 176.4163 | 0 | 6.0261 | 45.3461 | 228.977 | 0 | 132.1181 | 0
2025_10_02 Hr 01 | 0 | 0 | 0 | 3.8139 | 3.8193 | 3.8193 | 3.8097 | 3.8139 | 3.8139 | 52.8067 | 0 | 0.08 | 11 | 0 | 89.5531 | 89.5531 | 176.4163 | 0 | 0 | 0.046 | 0.0275 | 1.0494 | 0 | 0 | 0 | 0 | 0 | 0.00282 | 0.1485 | 45.3461 | 6.0261 | 228.977 | 0 | 0 | 0 | 0 | 6.0169 | 12.9139 | 0 | 7.481 | 0 | 0.6747 | 9.191 | 0 | -1 | -4.2 | 9.0313 | 0 | 0 | 12.0462 | 12.0462 | 12.0462 | 12.0462 | 14.0072 | 27.7992 | 1.3368 | 0 | 0 | 0 | 0 | 0 | 0 | 0 | 0 | 0 | 0 | 0 | 0 | 0 | -50 | 0 | 0 | 0 | 5.8595 | 0 | -319.0507 | 12.6201 | 1.7014 | 64.2243 | 67.8938 | 0 | 955.6475 | 22.522 | 39.3677 | 1.1346 | 0.3248 | 0 | 13.847 | 3.48 | 29.422 | 770.3917 | 183.6038 | -376.3407 | 6.7562 | 4.06 | -2.09 | 9.5407 | 3.4185 | 2025-10-02 | 2025_10_02 Hr 01 | 73.9563 | -4.7e-05 | -770.3917 | -361.5697 | 252.2367 | 790.8799 | 38.7992 | 15.4013 | 34.6442 | 49.7689 | 114.9988 | 87.4691 | 22.8901 | 179.1062 | 176.4163 | 0 | 6.0261 | 45.3461 | 228.977 | 0 | 132.1181 | 0
2025_10_02 Hr 02 | 0 | 0 | 0 | 3.8139 | 3.8193 | 3.8193 | 3.8097 | 3.8139 | 3.8139 | 48.4423 | 0 | 0.08 | 9 | 0 | 89.5531 | 89.5531 | 176.4163 | 0 | 0 | 0.046 | 0.0275 | 1.0494 | 0 | 0 | 0 | 0 | 0 | 0.00282 | 0.1485 | 45.3461 | 6.0261 | 228.977 | 0 | 0 | 0 | 0 | 4.939 | 9.962 | 0 | 9.7509 | 0 | 0.6747 | 9.191 | 0 | -1 | -4.2 | 9.0313 | 0 | 0 | 10.3576 | 10.3576 | 10.3576 | 10.3576 | 12.0437 | 29.7999 | 1.3368 | 0 | 0 | 0 | 0 | 0 | 0 | 0 | 0 | 0 | 0 | 0 | 0 | 0 | -50 | 0 | 0 | 0 | 5.8595 | 0 | -325.748 | 12.6201 | 1.7014 | 64.2243 | 67.8938 | 0 | 938.5352 | 21.932 | 38.3364 | 1.1346 | 0.3248 | 0 | 13.847 | 3.48 | 29.422 | 746.8917 | 181.6436 | -383.038 | 6.7562 | 4.06 | -2.09 | 9.2908 | 3.3289 | 2025-10-02 | 2025_10_02 Hr 02 | 74.3746 | -4.1e-05 | -746.8917 | -365.9971 | 233.1635 | 790.8799 | 38.7999 | 15.4013 | 34.6442 | 45.739 | 101.9163 | 85.5081 | 22.8901 | 179.1062 | 176.4163 | 0 | 6.0261 | 45.3461 | 228.977 | 0 | 132.1181 | 0
2025_10_02 Hr 03 | 0 | 0 | 0 | 3.8139 | 3.8193 | 3.8193 | 3.8097 | 3.8139 | 3.8139 | 47.8993 | 0 | 0.08 | 11 | 0 | 89.5531 | 89.5531 | 176.4163 | 0 | 0 | 0.046 | 0.0275 | 1.0494 | 0 | 0 | 0 | 0 | 0 | 0.00282 | 0.1485 | 45.3461 | 6.0261 | 228.977 | 0 | 0 | 0 | 0 | 4.8049 | 9.5947 | 0 | 9.9443 | 0 | 0.6747 | 9.191 | 0 | -1 | -4.2 | 9.0313 | 0 | 0 | 10.1475 | 10.1475 | 10.1475 | 10.1475 | 11.7994 | 34.749 | 1.3368 | 0 | 0 | 0 | 0 | 0 | 0 | 0 | 0 | 0 | 0 | 0 | 0 | 0 | -50 | 0 | 0 | 0 | 5.8595 | 0 | -341.709 | 12.6201 | 1.7014 | 64.2243 | 67.8938 | 0 | 936.406 | 21.8586 | 38.2081 | 1.1346 | 0.3248 | 0 | 13.847 | 3.48 | 29.422 | 735.7 | 188.3487 | -398.999 | 6.7562 | 4.06 | -2.09 | 9.2597 | 3.3178 | 2025-10-02 | 2025_10_02 Hr 03 | 76.1344 | -2e-05 | -735.7 | -381.7647 | 230.7903 | 790.8799 | 45.749 | 15.4013 | 34.6442 | 45.2376 | 100.2885 | 85.2642 | 22.8901 | 179.1062 | 176.4163 | 0 | 6.0261 | 45.3461 | 228.977 | 0 | 132.1181 | 0
2025_10_02 Hr 04 | 0 | 0 | 0 | 3.8139 | 3.8193 | 3.8193 | 3.8097 | 3.8139 | 3.8139 | 49.1262 | 0 | 0.08 | 11 | 0 | 89.5531 | 89.5531 | 176.4163 | 0 | 0 | 0.046 | 0.0275 | 1.0494 | 0 | 0 | 0 | 0 | 0 | 0.00282 | 0.1485 | 45.3461 | 6.0261 | 228.977 | 0 | 0 | 0 | 0 | 5.1079 | 10.4245 | 0 | 9.1983 | 0 | 0.6747 | 9.191 | 0 | -1 | -4.2 | 9.0313 | 0 | 0 | 10.6221 | 10.6221 | 10.6221 | 10.6221 | 12.3513 | 40.7511 | 1.3368 | 0 | 0 | 0 | 0 | 0 | 0 | 0 | 0 | 0 | 0 | 0 | 0 | 0 | -50 | 0 | 0 | 0 | 5.8595 | 0 | -359.5184 | 12.6201 | 1.7014 | 64.2243 | 67.8938 | 0 | 941.2164 | 22.0244 | 38.498 | 1.1346 | 0.3248 | 0 | 13.847 | 3.48 | 29.422 | 728.5084 | 194.902 | -416.8084 | 6.7562 | 4.06 | -2.09 | 9.3299 | 3.3429 | 2025-10-02 | 2025_10_02 Hr 04 | 75.9155 | -8.1e-05 | -728.5084 | -400.3201 | 236.1519 | 790.8799 | 51.7511 | 15.4013 | 34.6442 | 46.3704 | 103.9661 | 85.8154 | 22.8901 | 179.1062 | 176.4163 | 0 | 6.0261 | 45.3461 | 228.977 | 0 | 132.1181 | 0
2025_10_02 Hr 05 | 0 | 0 | 0 | 3.8139 | 3.8193 | 3.8193 | 3.8097 | 3.8139 | 3.8139 | 55.9643 | 0 | 0.08 | 10 | 0 | 89.5531 | 89.5531 | 176.4163 | 0 | 0 | 0.046 | 0.0275 | 1.0494 | 0 | 0 | 0 | 0 | 0 | 0.00282 | 0.1485 | 45.3461 | 6.0261 | 228.977 | 0 | 0 | 0 | 0 | 6.7969 | 15.0496 | 0 | 7.2768 | 0 | 0.6747 | 9.191 | 0 | -1 | -4.2 | 9.0313 | 0 | 0 | 13.268 | 13.268 | 13.268 | 13.268 | 15.4279 | 37.6974 | 1.3368 | 0 | 0 | 0 | 0 | 0 | 0 | 0 | 0 | 0 | 0 | 0 | 0 | 0 | -50 | 0 | 0 | 0 | 5.8595 | 0 | -356.9442 | 12.6201 | 1.7014 | 64.2243 | 67.8938 | 0 | 968.0284 | 22.9489 | 40.1139 | 1.1346 | 0.3248 | 0 | 13.847 | 3.48 | 29.422 | 754.9916 | 193.9207 | -414.2342 | 6.7562 | 4.06 | -2.09 | 9.7216 | 3.4833 | 2025-10-02 | 2025_10_02 Hr 05 | 87.4155 | 4.7e-05 | -754.9916 | -399.6674 | 266.0363 | 790.8799 | 47.6974 | 15.4013 | 34.6442 | 52.6845 | 124.464 | 88.8878 | 22.8901 | 179.1062 | 176.4163 | 0 | 6.0261 | 45.3461 | 228.977 | 0 | 132.1181 | 0
2025_10_02 Hr 06 | 0 | 0 | 0 | 3.8139 | 3.8193 | 3.8193 | 3.8097 | 3.8139 | 3.8139 | 73.6028 | 0 | 0.08 | 8 | 0 | 89.5531 | 89.5531 | 176.4163 | 0 | 0 | 0.046 | 0.0275 | 1.0494 | 0 | 0 | 0 | 0 | 0 | 0.00282 | 0.1485 | 44.9548 | 6.0261 | 228.977 | 0 | 0 | 0 | 0 | 11.1534 | 26.9795 | 0 | 0.019128 | -3.2189 | 0.6747 | 9.191 | 0 | -1 | -4.2 | 9.0313 | 0 | 0 | 20.0926 | 20.0926 | 20.0926 | 20.0926 | 23.3635 | 34.749 | 1.3368 | 0 | 0 | 0 | 0 | 0 | 0 | 0 | 0 | 0 | 0 | 0 | 0 | 0 | -50 | 0 | 0 | 0 | 5.8595 | 0 | -338.9702 | 12.6201 | 1.7014 | 64.2243 | 67.8938 | 2.4582 | 1036.796 | 25.3335 | 44.2822 | 1.1346 | 0.3248 | 0 | 13.847 | 3.48 | 29.422 | 836.6917 | 199.3555 | -396.2602 | 6.7562 | 4.06 | -2.09 | 10.7317 | 3.8452 | 2025-10-02 | 2025_10_02 Hr 06 | 91.4623 | -2.495e-05 | -836.6917 | -392.17 | 343.1203 | 790.4886 | 45.2072 | 15.4013 | 34.6442 | 68.9709 | 177.3367 | 96.8128 | 22.8901 | 179.1062 | 176.4163 | 0 | 6.0261 | 44.9548 | 228.977 | 0 | 132.1181 | 0
2025_10_02 Hr 07 | 0 | 0 | 0 | 3.8139 | 3.8193 | 3.8193 | 3.8097 | 3.8139 | 3.8139 | 86.4344 | -14 | 0.08 | 7 | 0 | 89.5531 | 89.5531 | 173.7529 | 0 | 0 | 0.046 | 0.0275 | 1.0494 | 0 | 0 | 0 | 0 | 0 | 0.00282 | 0.1485 | 45.3461 | 6.0261 | 226.1846 | 0 | 0 | 0 | 0 | 14.3227 | 35.6583 | 0 | 2.582 | -7.8231 | 0.6747 | 9.191 | 0 | -1 | -4.2 | 9.0313 | 0 | 0 | 25.0574 | 25.0574 | 25.0574 | 25.0574 | 29.1365 | 30.7476 | 1.3368 | 0 | 0 | 0 | 0 | 0 | 0 | 0 | 0 | 0 | 0 | 0 | 0 | -75 | 0 | 0 | 0 | 0 | 5.8595 | 0 | -228.6755 | 12.6201 | 1.7014 | 62.9821 | 66.5807 | 4.0488 | 1079.488 | 27.0683 | 47.3145 | 1.1346 | 0.3248 | 0 | 13.847 | 3.48 | 29.422 | 950.9916 | 201.7099 | -324.9655 | 6.7562 | 4.06 | -2.09 | 11.4666 | 4.1085 | 2025-10-02 | 2025_10_02 Hr 07 | 87.7245 | -4.4e-05 | -950.9916 | -308.9165 | 385.1974 | 782.8688 | 41.7964 | 15.4013 | 34.6442 | 80.819 | 215.8004 | 88.578 | 22.8901 | 179.1062 | 173.7529 | 0 | 6.0261 | 45.3461 | 226.1846 | 0 | 129.5628 | 0
2025_10_02 Hr 08 | 2.5853 | 6e-05 | 0.001692 | 3.8139 | 3.8193 | 3.8193 | 3.8097 | 3.8139 | 3.8139 | 94.781 | -14 | 0.08 | 7 | 0 | 89.5531 | 89.5531 | 173.7529 | 0 | 0 | 0.046 | 0.0275 | 1.0494 | 0 | 0 | 0 | 0 | 0 | 0.00282 | 0.1485 | 45.3461 | 6.0261 | 226.1846 | 0 | 0 | 0 | 0 | 16.3842 | 41.3036 | 0 | 0 | -10.1158 | 0.6747 | 9.191 | 0 | -1 | -4.2 | 9.0313 | 0 | 0 | 28.2868 | 28.2868 | 28.2868 | 28.2868 | 32.8917 | 35.802 | 1.3368 | 0 | 0 | 0 | 0 | 0 | 0 | 0 | 0 | 0 | 0 | 0 | 0 | -75 | 0 | 0 | 0 | 0 | 5.8595 | 0 | -201.5383 | 12.6201 | 1.7014 | 62.9821 | 66.5807 | 3.4704 | 1112.216 | 28.1967 | 49.2869 | 1.1346 | 0.3248 | -2.5853 | 13.847 | 3.48 | 29.422 | 1014.208 | 212.5215 | -300.4136 | 6.7562 | 4.06 | -2.09 | 11.9446 | 4.2798 | 2025-10-02 | 2025_10_02 Hr 08 | 83.6757 | 0.000264 | -1014.208 | -286.6541 | 421.6739 | 782.8688 | 46.2742 | 15.4013 | 34.6442 | 88.5259 | 240.82 | 92.3281 | 22.8901 | 179.1062 | 173.7529 | 0 | 6.0261 | 45.3461 | 226.1846 | 0 | 129.5628 | 0
2025_10_02 Hr 09 | 14.857 | 0.00114 | 0.032148 | 3.8139 | 3.8193 | 3.8193 | 3.8097 | 3.8139 | 3.8139 | 91.2211 | -14 | 0.08 | 6 | 0 | 89.5531 | 89.5531 | 173.7529 | 0 | 0 | 0.046 | 0.0275 | 1.0494 | 0 | 0 | 0 | 0 | 0 | 0.00282 | 0.1485 | 45.3461 | 6.0261 | 226.1846 | 0 | 0 | 0 | 0 | 15.505 | 38.8958 | 0 | 0.28614 | -9.8695 | 0.6747 | 9.191 | 0 | -1 | -4.2 | 9.0313 | 0 | 0 | 26.9094 | 26.9094 | 26.9094 | 26.9094 | 31.2901 | 29.7999 | 1.3368 | 0 | 0 | 0 | 0 | 0 | 0 | 0 | 0 | 0 | 0 | 0 | 0 | -75 | 0 | 0 | 0 | 0 | 5.8595 | 0 | -152.6173 | 12.6201 | 1.7014 | 62.9821 | 66.5807 | 3.0366 | 1098.289 | 27.7154 | 48.4457 | 1.1346 | 0.3248 | -14.857 | 13.847 | 3.48 | 29.422 | 1040.7 | 215.7589 | -263.7643 | 6.7562 | 4.06 | -2.09 | 11.7408 | 4.2068 | 2025-10-02 | 2025_10_02 Hr 09 | 81.9644 | -9.13e-05 | -1040.7 | -237.2006 | 406.1165 | 782.8688 | 38.8698 | 15.4013 | 34.6442 | 85.2388 | 230.149 | 90.7287 | 22.8901 | 179.1062 | 173.7529 | 0 | 6.0261 | 45.3461 | 226.1846 | 0 | 129.5628 | 0
2025_10_02 Hr 10 | 17.381 | 0.003915 | 0.1104 | 3.8139 | 3.8193 | 3.8193 | 3.8097 | 3.8139 | 3.8139 | 89.0289 | -14 | 0.08 | 5 | 0 | 89.5531 | 89.5531 | 173.7529 | 0 | 0 | 0.046 | 0.0275 | 1.0494 | 0 | 0 | 0 | 0 | 0 | 0.00282 | 0.1485 | 45.3461 | 6.0261 | 226.1846 | 0 | 0 | 0 | 0 | 14.9635 | 37.4131 | 0 | 0 | -7.5952 | 0.6747 | 9.191 | 0 | -1 | -4.2 | 9.0313 | 0 | 0 | 26.0612 | 26.0612 | 26.0612 | 26.0612 | 30.3038 | 15.9003 | 1.3368 | 0 | 0 | 0 | 0 | 0 | 0 | 0 | 0 | 0 | 0 | 0 | 0 | -75 | 0 | 0 | 0 | 0 | 5.8595 | 0 | -152.024 | 12.6201 | 1.7014 | 62.9821 | 66.5807 | 1.446 | 1089.771 | 27.419 | 47.9276 | 1.1346 | 0.3248 | -17.381 | 13.847 | 3.48 | 29.422 | 1017.292 | 200.8104 | -265.695 | 6.7562 | 4.06 | -2.09 | 11.6152 | 4.1618 | 2025-10-02 | 2025_10_02 Hr 10 | 80.8123 | -0.000409 | -1017.292 | -234.6192 | 396.5359 | 782.8688 | 22.4606 | 15.4013 | 34.6442 | 83.2146 | 223.5776 | 89.7437 | 22.8901 | 179.1062 | 173.7529 | 0 | 6.0261 | 45.3461 | 226.1846 | 0 | 129.5628 | 0
2025_10_02 Hr 11 | 18.4092 | 0.00681 | 0.19204 | 3.8139 | 3.8193 | 3.8193 | 3.8097 | 3.8139 | 3.8139 | 89.0289 | -14 | 0.08 | 5 | 0 | 89.5531 | 89.5531 | 173.7529 | 0 | 0 | 0.046 | 0.0275 | 1.0494 | 0 | 0 | 0 | 0 | 0 | 0.00282 | 0.1485 | 45.3461 | 6.0261 | 226.1846 | 0 | 0 | 0 | 0 | 14.9635 | 37.4131 | 0 | 0 | -7.0078 | 0.6747 | 9.191 | 0 | -1 | -4.2 | 9.0313 | 0 | 0 | 26.0612 | 26.0612 | 26.0612 | 26.0612 | 30.3038 | 12.9519 | 1.3368 | 0 | 0 | 0 | 0 | 0 | 0 | 0 | 0 | 0 | 0 | 0 | 0 | -75 | 0 | 0 | 0 | 0 | 5.8595 | 0 | -140.627 | 12.6201 | 1.7014 | 62.9821 | 66.5807 | 0.4338 | 1089.853 | 27.419 | 47.9276 | 1.1346 | 0.3248 | -18.4092 | 13.847 | 3.48 | 29.422 | 1025.4 | 197.8809 | -255.3262 | 6.7562 | 4.06 | -2.09 | 11.6152 | 4.1618 | 2025-10-02 | 2025_10_02 Hr 11 | 81.9393 | -7.5e-05 | -1025.4 | -222.6348 | 396.5359 | 782.8688 | 18.5846 | 15.4013 | 34.6442 | 83.2146 | 223.5776 | 89.7437 | 22.8901 | 179.1062 | 173.7529 | 0 | 6.0261 | 45.3461 | 226.1846 | 0 | 129.5628 | 0
2025_10_02 Hr 12 | 17.0875 | 0.008925 | 0.25168 | 3.8139 | 3.8193 | 3.8193 | 3.8097 | 3.8139 | 3.8139 | 86.4344 | -14 | 0.08 | 5 | 0 | 89.5531 | 89.5531 | 173.7529 | 0 | 0 | 0.046 | 0.0275 | 1.0494 | 0 | 0 | 0 | 0 | 0 | 0.00282 | 0.1485 | 45.3461 | 6.0261 | 226.1846 | 0 | 0 | 0 | 0 | 14.3227 | 35.6583 | 0 | 0.15839 | -5.4638 | 0.6747 | 9.191 | 0 | -1 | -4.2 | 9.0313 | 0 | 0 | 25.0574 | 25.0574 | 25.0574 | 25.0574 | 29.1365 | 12.9519 | 1.3368 | 0 | 0 | 0 | 0 | 0 | 0 | 0 | 0 | 0 | 0 | 0 | 0 | -75 | 0 | 0 | 0 | 0 | 5.8595 | 0 | -121.4106 | 12.6201 | 1.7014 | 62.9821 | 66.5807 | 0 | 1079.74 | 27.0683 | 47.3145 | 1.1346 | 0.3248 | -17.0875 | 13.847 | 3.48 | 29.422 | 1034.608 | 194.9618 | -234.7881 | 6.7562 | 4.06 | -2.09 | 11.4666 | 4.1085 | 2025-10-02 | 2025_10_02 Hr 12 | 101.3068 | 0.000223 | -1034.608 | -201.716 | 385.1974 | 782.8688 | 18.2125 | 15.4013 | 34.6442 | 80.819 | 215.8004 | 88.578 | 22.8901 | 179.1062 | 173.7529 | 0 | 6.0261 | 45.3461 | 226.1846 | 0 | 129.5628 | 0
2025_10_02 Hr 13 | 17.0908 | 0.010275 | 0.28975 | 3.8139 | 3.8193 | 3.8193 | 3.8097 | 3.8139 | 3.8139 | 86.9774 | -14 | 0.08 | 3 | 0 | 89.5531 | 89.5531 | 173.7529 | 0 | 0 | 0.046 | 0.0275 | 1.0494 | 0 | 0 | 0 | 0 | 0 | 0.00282 | 0.1485 | 45.3461 | 6.0261 | 226.1846 | 0 | 0 | 0 | 0 | 14.4568 | 36.0256 | 0 | 0 | -5.2858 | 0.6747 | 9.191 | 0 | -1 | -4.2 | 9.0313 | 0 | 0 | 25.2675 | 25.2675 | 25.2675 | 25.2675 | 29.3808 | 10.9512 | 1.3368 | 0 | 0 | 0 | 0 | 0 | 0 | 0 | 0 | 0 | 0 | 0 | 0 | -75 | 0 | 0 | 0 | 0 | 5.8595 | 0 | -97.342 | 12.6201 | 1.7014 | 62.9821 | 66.5807 | 0 | 1081.907 | 27.1417 | 47.4428 | 1.1346 | 0.3248 | -17.0908 | 13.847 | 3.48 | 29.422 | 1057.108 | 191.2098 | -210.7228 | 6.7562 | 4.06 | -2.09 | 11.4977 | 4.1197 | 2025-10-02 | 2025_10_02 Hr 13 | 97.4568 | 0.000246 | -1057.108 | -177.6279 | 387.5706 | 782.8688 | 14.2512 | 15.4013 | 34.6442 | 81.3204 | 217.4282 | 88.822 | 22.8901 | 179.1062 | 173.7529 | 0 | 6.0261 | 45.3461 | 226.1846 | 0 | 129.5628 | 0
2025_10_02 Hr 14 | 16.58 | 0.010695 | 0.3016 | 3.8139 | 3.8193 | 3.8193 | 3.8097 | 3.8139 | 3.8139 | 83.0153 | -14 | 0.08 | 2 | 0 | 89.5531 | 89.5531 | 173.7529 | 0 | 0 | 0.046 | 0.0275 | 1.0494 | 0 | 0 | 0 | 0 | 0 | 0.00282 | 0.1485 | 45.3461 | 6.0261 | 226.1846 | 0 | 0 | 0 | 0 | 13.4782 | 33.3458 | 0 | 3.132 | -3.8035 | 0.6747 | 9.191 | 0 | -1 | -4.2 | 9.0313 | 0 | 0 | 23.7345 | 23.7345 | 23.7345 | 23.7345 | 27.5982 | 8.9505 | 1.3368 | 0 | 0 | 0 | 0 | 0 | 0 | 0 | 0 | 0 | 0 | 0 | 0 | -75 | 0 | 0 | 0 | 0 | 5.8595 | 0 | -64.3526 | 12.6201 | 1.7014 | 62.9821 | 66.5807 | 0 | 1066.384 | 26.606 | 46.5065 | 1.1346 | 0.3248 | -16.58 | 13.847 | 3.48 | 29.422 | 1074.408 | 185.9185 | -177.2226 | 6.7562 | 4.06 | -2.09 | 11.2708 | 4.0384 | 2025-10-02 | 2025_10_02 Hr 14 | 98.4669 | 0.000247 | -1074.408 | -140.0241 | 370.2553 | 782.8688 | 11.2628 | 15.4013 | 34.6442 | 77.662 | 205.5514 | 87.0418 | 22.8901 | 179.1062 | 173.7529 | 0 | 6.0261 | 45.3461 | 226.1846 | 0 | 129.5628 | 0
2025_10_02 Hr 15 | 13.4673 | 0.010605 | 0.29906 | 3.8139 | 3.8193 | 3.8193 | 3.8097 | 3.8139 | 3.8139 | 82.3315 | -14 | 0.08 | 5 | 0 | 89.5531 | 89.5531 | 173.7529 | 0 | 0 | 0.046 | 0.0275 | 1.0494 | 0 | 0 | 0 | 0 | 0 | 0.00282 | 0.1485 | 45.3461 | 6.0261 | 226.1846 | 0 | 0 | 0 | 0 | 13.3093 | 32.8833 | 0 | 0.13476 | -3.2838 | 0.6747 | 9.191 | 0 | -1 | -4.2 | 9.0313 | 0 | 0 | 23.4699 | 23.4699 | 23.4699 | 23.4699 | 27.2906 | 6.9498 | 1.3368 | 0 | 0 | 0 | 0 | 0 | 0 | 0 | 0 | 0 | 0 | 0 | 0 | -75 | 0 | 0 | 0 | 0 | 5.8595 | 0 | -53.7077 | 12.6201 | 1.7014 | 62.9821 | 66.5807 | 2.0244 | 1063.7 | 26.5136 | 46.3449 | 1.1346 | 0.3248 | -13.4673 | 13.847 | 3.48 | 29.422 | 1082.608 | 185.5222 | -163.465 | 6.7562 | 4.06 | -2.09 | 11.2316 | 4.0243 | 2025-10-02 | 2025_10_02 Hr 15 | 93.2244 | 0.0002605 | -1082.608 | -131.8567 | 367.2668 | 782.8688 | 14.2839 | 15.4013 | 34.6442 | 77.0306 | 203.5017 | 86.7346 | 22.8901 | 179.1062 | 173.7529 | 0 | 6.0261 | 45.3461 | 226.1846 | 0 | 129.5628 | 0
2025_10_02 Hr 16 | 13.469 | 0.01005 | 0.28341 | 3.8139 | 3.8193 | 3.8193 | 3.8097 | 3.8139 | 3.8139 | 77.8062 | -14 | 0.08 | 3 | 0 | 89.5531 | 89.5531 | 173.7529 | 0 | 0 | 0.046 | 0.0275 | 1.0494 | 0 | 0 | 0 | 0 | 0 | 0.00282 | 0.1485 | 45.3461 | 6.0261 | 226.1846 | 0 | 0 | 0 | 0 | 12.1916 | 29.8226 | 0 | 2.5271 | -1.7471 | 0.6747 | 9.191 | 0 | -1 | -4.2 | 9.0313 | 0 | 0 | 21.719 | 21.719 | 21.719 | 21.719 | 25.2546 | 7.8975 | 1.3368 | 0 | 0 | 0 | 0 | 0 | 0 | 0 | 0 | 0 | 0 | 0 | 0 | -75 | 0 | 0 | 0 | 0 | 5.8595 | 0 | -3.2168 | 12.6201 | 1.7014 | 62.9821 | 66.5807 | 2.0244 | 1045.941 | 25.9018 | 45.2755 | 1.1346 | 0.3248 | -13.469 | 13.847 | 3.48 | 29.422 | 1116.183 | 182.4378 | -112.9758 | 6.7562 | 4.06 | -2.09 | 10.9725 | 3.9315 | 2025-10-02 | 2025_10_02 Hr 16 | 94.6936 | 0.000228 | -1116.183 | -77.4368 | 347.4904 | 782.8688 | 13.2154 | 15.4013 | 34.6442 | 72.8522 | 189.9368 | 84.7014 | 22.8901 | 179.1062 | 173.7529 | 0 | 6.0261 | 45.3461 | 226.1846 | 0 | 129.5628 | 0
2025_10_02 Hr 17 | 16.1273 | 0.008835 | 0.24915 | 3.8139 | 3.8193 | 3.8193 | 3.8097 | 3.8139 | 3.8139 | 77.404 | -14 | 0.08 | 2 | 0 | 89.5531 | 89.5531 | 173.7529 | 0 | 0 | 0.046 | 0.0275 | 1.0494 | 0 | 0 | 0 | 0 | 0 | 0.00282 | 0.1485 | 45.3461 | 6.0261 | 226.1846 | 0 | 0 | 0 | 0 | 12.0923 | 29.5505 | 0 | 1.223 | -0.47949 | 0.6747 | 9.191 | 0 | -1 | -4.2 | 9.0313 | 0 | 0 | 21.5634 | 21.5634 | 21.5634 | 21.5634 | 25.0737 | 6.9498 | 1.3368 | 0 | 0 | 0 | 0 | 0 | 0 | 0 | 0 | 0 | 0 | 0 | 0 | -75 | 0 | 0 | 0 | 0 | 5.8595 | 0.14364 | 0 | 12.6201 | 1.7014 | 62.9821 | 66.5807 | 2.4582 | 1044.33 | 25.8474 | 45.1805 | 1.1346 | 0.3248 | -16.1273 | 13.847 | 3.48 | 29.422 | 1116.2 | 183.5439 | -112.4173 | 6.7562 | 4.06 | -2.09 | 10.9494 | 3.9232 | 2025-10-02 | 2025_10_02 Hr 17 | 104.3118 | -7.55e-05 | -1116.2 | -74.1129 | 345.7325 | 782.8688 | 11.666 | 15.4013 | 34.6442 | 72.4808 | 188.7311 | 84.5206 | 22.8901 | 179.1062 | 173.7529 | 0 | 6.0261 | 45.3461 | 226.1846 | 0 | 129.5628 | 0
2025_10_02 Hr 18 | 5.169 | 0.00681 | 0.19204 | 3.8139 | 3.8193 | 3.8193 | 3.8097 | 3.8139 | 3.8139 | 82.4723 | -14 | 0.08 | 1 | 0 | 89.5531 | 89.5531 | 173.7529 | 0 | 0 | 0.046 | 0.0275 | 1.0494 | 0 | 0 | 0 | 0 | 0 | 0.00282 | 0.1485 | 45.3461 | 6.0261 | 226.1846 | 0 | 0 | 0 | 0 | 13.3441 | 32.9785 | 0 | 1.0803 | -3.7869 | 0.6747 | 9.191 | 0 | -1 | -4.2 | 9.0313 | 0 | 0 | 23.5244 | 23.5244 | 23.5244 | 23.5244 | 27.3539 | 4.0014 | 1.3368 | 0 | 0 | 0 | 0 | 0 | 0 | 0 | 0 | 0 | 0 | 0 | 0 | -75 | 0 | 0 | 0 | 0 | 5.8595 | 0 | -26.3351 | 12.6201 | 1.7014 | 62.9821 | 66.5807 | 3.0366 | 1064.145 | 26.5326 | 46.3782 | 1.1346 | 0.3248 | -5.169 | 13.847 | 3.48 | 29.422 | 1104.992 | 171.3472 | -127.7941 | 6.7562 | 4.06 | -2.09 | 11.2397 | 4.0272 | 2025-10-02 | 2025_10_02 Hr 18 | 108.4441 | -0.000424 | -1104.992 | -104.0416 | 367.8821 | 782.8688 | 8.2369 | 15.4013 | 34.6442 | 77.1606 | 203.9237 | 86.7978 | 22.8901 | 179.1062 | 173.7529 | 0 | 6.0261 | 45.3461 | 226.1846 | 0 | 129.5628 | 0
2025_10_02 Hr 19 | 0 | 0.00414 | 0.11675 | 3.8139 | 3.8193 | 3.8193 | 3.8097 | 3.8139 | 3.8139 | 88.3451 | -14 | 0.08 | 2 | 0 | 89.5531 | 89.5531 | 173.7529 | 0 | 0 | 0.046 | 0.0275 | 1.0494 | 0 | 0 | 0 | 0 | 0 | 0.00282 | 0.1485 | 45.3461 | 6.0261 | 226.1846 | 0 | 0 | 0 | 0 | 14.7946 | 36.9506 | 0 | 0.001285 | -3.7786 | 0.6747 | 9.191 | 0 | -1 | -4.2 | 9.0313 | 0 | 0 | 25.7966 | 25.7966 | 25.7966 | 25.7966 | 29.9961 | 4.9491 | 1.3368 | 0 | 0 | 0 | 0 | 0 | 0 | 0 | 0 | 0 | 0 | 0 | 0 | -75 | 0 | 0 | 0 | 0 | 5.8595 | 0 | -58.325 | 12.6201 | 1.7014 | 62.9821 | 66.5807 | 3.4704 | 1087.097 | 27.3266 | 47.766 | 1.1346 | 0.3248 | 0 | 13.847 | 3.48 | 29.422 | 1099.9 | 171.1956 | -154.615 | 6.7562 | 4.06 | -2.09 | 11.576 | 4.1477 | 2025-10-02 | 2025_10_02 Hr 19 | 103.619 | -9.1973e-05 | -1099.9 | -137.1022 | 393.5475 | 782.8688 | 10.5404 | 15.4013 | 34.6442 | 82.5832 | 221.5278 | 89.4365 | 22.8901 | 179.1062 | 173.7529 | 0 | 6.0261 | 45.3461 | 226.1846 | 0 | 129.5628 | 0
2025_10_02 Hr 20 | 0 | 0.001305 | 0.036801 | 3.8139 | 3.8193 | 3.8193 | 3.8097 | 3.8139 | 3.8139 | 90.5373 | -14 | 0.08 | 4 | 0 | 89.5531 | 89.5531 | 173.7529 | 0 | 0 | 0.046 | 0.0275 | 1.0494 | 0 | 0 | 0 | 0 | 0 | 0.00282 | 0.1485 | 45.3461 | 6.0261 | 226.1846 | 0 | 0 | 0 | 0 | 15.3361 | 38.4333 | 0 | 0.88281 | -10.2862 | 0.6747 | 9.191 | 0 | -1 | -4.2 | 9.0313 | 0 | 0 | 26.6449 | 26.6449 | 26.6449 | 26.6449 | 30.9824 | 14.8473 | 1.3368 | 0 | 0 | 0 | 0 | 0 | 0 | 0 | 0 | 0 | 0 | 0 | 0 | -75 | 0 | 0 | 0 | 0 | 5.8595 | 0 | -90.853 | 12.6201 | 1.7014 | 62.9821 | 66.5807 | 5.9286 | 1095.612 | 27.623 | 48.2841 | 1.1346 | 0.3248 | 0 | 13.847 | 3.48 | 29.422 | 1085.6 | 186.5342 | -187.143 | 6.7562 | 4.06 | -2.09 | 11.7016 | 4.1927 | 2025-10-02 | 2025_10_02 Hr 20 | 87.1316 | -8.44e-05 | -1085.6 | -175.2564 | 403.128 | 782.8688 | 24.814 | 15.4013 | 34.6442 | 84.6074 | 228.0992 | 90.4214 | 22.8901 | 179.1062 | 173.7529 | 0 | 6.0261 | 45.3461 | 226.1846 | 0 | 129.5628 | 0
2025_10_02 Hr 21 | 0 | 9e-05 | 0.002538 | 3.8139 | 3.8193 | 3.8193 | 3.8097 | 3.8139 | 3.8139 | 83.0153 | -14 | 0.08 | 4 | 0 | 89.5531 | 89.5531 | 173.7529 | 0 | 0 | 0.046 | 0.0275 | 1.0494 | 0 | 0 | 0 | 0 | 0 | 0.00282 | 0.1485 | 45.3461 | 6.0261 | 226.1846 | 0 | 0 | 0 | 0 | 13.4782 | 33.3458 | 0 | 0.22637 | -7.2279 | 0.6747 | 9.191 | 0 | -1 | -4.2 | 9.0313 | 0 | 0 | 23.7345 | 23.7345 | 23.7345 | 23.7345 | 27.5982 | 17.901 | 1.3368 | 0 | 0 | 0 | 0 | 0 | 0 | 0 | 0 | 0 | 0 | 0 | 0 | -75 | 0 | 0 | 0 | 0 | 5.8595 | 0 | -118.6205 | 12.6201 | 1.7014 | 62.9821 | 66.5807 | 4.0488 | 1066.085 | 26.606 | 46.5065 | 1.1346 | 0.3248 | 0 | 13.847 | 3.48 | 29.422 | 1028.5 | 184.3272 | -214.9105 | 6.7562 | 4.06 | -2.09 | 11.2708 | 4.0384 | 2025-10-02 | 2025_10_02 Hr 21 | 82.0476 | -8.58e-05 | -1028.5 | -200.6221 | 370.2553 | 782.8688 | 25.9524 | 15.4013 | 34.6442 | 77.662 | 205.5514 | 87.0418 | 22.8901 | 179.1062 | 173.7529 | 0 | 6.0261 | 45.3461 | 226.1846 | 0 | 129.5628 | 0
2025_10_02 Hr 22 | 0 | 0 | 0 | 3.8139 | 3.8193 | 3.8193 | 3.8097 | 3.8139 | 3.8139 | 77.0219 | -14 | 0.08 | 5 | 0 | 89.5531 | 89.5531 | 173.7529 | 0 | 0 | 0.046 | 0.0275 | 1.0494 | 0 | 0 | 0 | 0 | 0 | 0.00282 | 0.1485 | 45.3461 | 6.0261 | 226.1846 | 0 | 0 | 0 | 0 | 11.9979 | 29.292 | 0 | 5.1163 | -5.5668 | 0.6747 | 9.191 | 0 | -1 | -4.2 | 9.0313 | 0 | 0 | 21.4155 | 21.4155 | 21.4155 | 21.4155 | 24.9017 | 17.901 | 1.3368 | 0 | 0 | 0 | 0 | 0 | 0 | 0 | 0 | 0 | 0 | 0 | 0 | -75 | 0 | 0 | 0 | 0 | 5.8595 | 0 | -171.8528 | 12.6201 | 1.7014 | 62.9821 | 66.5807 | 0.4338 | 1042.582 | 25.7958 | 45.0902 | 1.1346 | 0.3248 | 0 | 13.847 | 3.48 | 29.422 | 953.0084 | 179.0193 | -268.1428 | 6.7562 | 4.06 | -2.09 | 10.9276 | 3.9154 | 2025-10-02 | 2025_10_02 Hr 22 | 78.3661 | -0.000166 | -953.0084 | -247.3033 | 344.0625 | 782.8688 | 23.3348 | 15.4013 | 34.6442 | 72.128 | 187.5856 | 84.3489 | 22.8901 | 179.1062 | 173.7529 | 0 | 6.0261 | 45.3461 | 226.1846 | 0 | 129.5628 | 0
2025_10_02 Hr 23 | 0 | 0 | 0 | 3.8139 | 3.8193 | 3.8193 | 3.8097 | 3.8139 | 3.8139 | 68.8161 | 0 | 0.08 | 5 | 0 | 89.5531 | 89.5531 | 176.4163 | 0 | 0 | 0.046 | 0.0275 | 1.0494 | 0 | 0 | 0 | 0 | 0 | 0.00282 | 0.1485 | 45.3461 | 6.0261 | 228.977 | 0 | 0 | 0 | 0 | 9.9711 | 23.742 | 0 | 2.3045 | -3.6859 | 0.6747 | 9.191 | 0 | -1 | -4.2 | 9.0313 | 0 | 0 | 18.2405 | 18.2405 | 18.2405 | 18.2405 | 21.2099 | 22.8501 | 1.3368 | 0 | 0 | 0 | 0 | 0 | 0 | 0 | 0 | 0 | 0 | 0 | 0 | 0 | -50 | 0 | 0 | 0 | 5.8595 | 0 | -257.4292 | 12.6201 | 1.7014 | 64.2243 | 67.8938 | 0.4338 | 1018.419 | 24.6864 | 43.151 | 1.1346 | 0.3248 | 0 | 13.847 | 3.48 | 29.422 | 882.6 | 180.2815 | -314.7192 | 6.7562 | 4.06 | -2.09 | 10.4576 | 3.747 | 2025-10-02 | 2025_10_02 Hr 23 | 78.6323 | 6e-06 | -882.6 | -308.8106 | 322.2013 | 790.8799 | 28.2839 | 15.4013 | 34.6442 | 64.5511 | 162.9881 | 94.6621 | 22.8901 | 179.1062 | 176.4163 | 0 | 6.0261 | 45.3461 | 228.977 | 0 | 132.1181 | 0
2025_10_02 Hr 24 | 0 | 0 | 0 | 3.8139 | 3.8193 | 3.8193 | 3.8097 | 3.8139 | 3.8139 | 58.0158 | 0 | 0.08 | 5 | 0 | 89.5531 | 89.5531 | 176.4163 | 0 | 0 | 0.046 | 0.0275 | 1.0494 | 0 | 0 | 0 | 0 | 0 | 0.00282 | 0.1485 | 45.3461 | 6.0261 | 228.977 | 0 | 0 | 0 | 0 | 7.3035 | 16.4371 | 0 | 8.4006 | 0 | 0.6747 | 9.191 | 0 | -1 | -4.2 | 9.0313 | 0 | 0 | 14.0617 | 14.0617 | 14.0617 | 14.0617 | 16.3508 | 27.7992 | 1.3368 | 0 | 0 | 0 | 0 | 0 | 0 | 0 | 0 | 0 | 0 | 0 | 0 | 0 | -50 | 0 | 0 | 0 | 5.8595 | 0 | -300.0512 | 12.6201 | 1.7014 | 64.2243 | 67.8938 | 2.0244 | 976.072 | 23.2262 | 40.5987 | 1.1346 | 0.3248 | 0 | 13.847 | 3.48 | 29.422 | 809.1 | 181.9686 | -357.3412 | 6.7562 | 4.06 | -2.09 | 9.8391 | 3.5254 | 2025-10-02 | 2025_10_02 Hr 24 | 76.9698 | 1.9e-05 | -809.1 | -341.6506 | 275.0016 | 790.8799 | 34.8236 | 15.4013 | 34.6442 | 54.5787 | 130.6134 | 89.8095 | 22.8901 | 179.1062 | 176.4163 | 0 | 6.0261 | 45.3461 | 228.977 | 0 | 132.1181 | 0
2025_10_03 Hr 01 | 0 | 0 | 0 | 3.8139 | 3.8193 | 3.8193 | 3.8097 | 3.8139 | 3.8139 | 49.1223 | 0 | 0.08 | 6 | 0 | 89.5531 | 89.5531 | 176.4163 | 0 | 0 | 0.046 | 0.0275 | 1.0494 | 0 | 0 | 0 | 0 | 0 | 0.00282 | 0.1485 | 45.3461 | 6.0261 | 228.977 | 0 | 0 | 0 | 0 | 4.8471 | 9.6713 | 0 | 10.6359 | 0 | 0.6747 | 9.2648 | 0 | -1 | -4.2 | 9.1158 | 0 | 0 | 10.3614 | 10.3614 | 10.3614 | 10.3614 | 12.0481 | 29.7999 | 1.3368 | 0 | 0 | 0 | 0 | 0 | 0 | 0 | 0 | 0 | 0 | 0 | 0 | 0 | -50 | 0 | 0 | 0 | 5.9085 | 0 | -308.1719 | 13.0356 | 1.7014 | 64.2243 | 67.8938 | 5.9286 | 939.1759 | 22.5647 | 39.4231 | 1.1346 | 0.3248 | 0 | 13.847 | 3.48 | 29.422 | 771.4083 | 187.0584 | -365.4619 | 6.8724 | 4.06 | -2.09 | 9.5497 | 3.4214 | 2025-10-03 | 2025_10_03 Hr 01 | 76.3324 | 1.4e-05 | -771.4083 | -347.536 | 236.2904 | 790.8799 | 41.7285 | 15.4013 | 34.6442 | 45.68 | 102.616 | 87.9944 | 22.8901 | 179.1062 | 176.4163 | 0 | 6.0261 | 45.3461 | 228.977 | 0 | 132.1181 | 0
2025_10_03 Hr 02 | 0 | 0 | 0 | 3.8139 | 3.8193 | 3.8193 | 3.8097 | 3.8139 | 3.8139 | 47.9004 | 0 | 0.08 | 6 | 0 | 89.5531 | 89.5531 | 176.4163 | 0 | 0 | 0.046 | 0.0275 | 1.0494 | 0 | 0 | 0 | 0 | 0 | 0.00282 | 0.1485 | 45.3461 | 6.0261 | 228.977 | 0 | 0 | 0 | 0 | 4.5488 | 8.8528 | 0 | 9.7204 | 0 | 0.6747 | 9.2648 | 0 | -1 | -4.2 | 9.1158 | 0 | 0 | 9.8894 | 9.8894 | 9.8894 | 9.8894 | 11.4993 | 25.7985 | 1.3368 | 0 | 0 | 0 | 0 | 0 | 0 | 0 | 0 | 0 | 0 | 0 | 0 | 0 | -50 | 0 | 0 | 0 | 5.9085 | 0 | -328.5202 | 13.0356 | 1.7014 | 64.2243 | 67.8938 | 5.9286 | 934.4006 | 22.3988 | 39.1332 | 1.1346 | 0.3248 | 0 | 13.847 | 3.48 | 29.422 | 740.8167 | 182.5059 | -385.8102 | 6.8724 | 4.06 | -2.09 | 9.4795 | 3.3963 | 2025-10-03 | 2025_10_03 Hr 02 | 76.3372 | -2.7e-05 | -740.8167 | -368.7998 | 230.964 | 790.8799 | 37.7271 | 15.4013 | 34.6442 | 44.5632 | 98.9575 | 87.4433 | 22.8901 | 179.1062 | 176.4163 | 0 | 6.0261 | 45.3461 | 228.977 | 0 | 132.1181 | 0
2025_10_03 Hr 03 | 0 | 0 | 0 | 3.8139 | 3.8193 | 3.8193 | 3.8097 | 3.8139 | 3.8139 | 44.3551 | 0 | 0.08 | 7 | 0 | 89.5531 | 89.5531 | 176.4163 | 0 | 0 | 0.046 | 0.0275 | 1.0494 | 0 | 0 | 0 | 0 | 0 | 0.00282 | 0.1485 | 45.3461 | 6.0261 | 228.977 | 0 | 0 | 0 | 0 | 3.6834 | 6.4775 | 0 | 14.8328 | 0 | 0.6747 | 9.2648 | 0 | -1 | -4.2 | 9.1158 | 0 | 0 | 8.52 | 8.52 | 8.52 | 8.52 | 9.9069 | 23.7978 | 1.3368 | 0 | 0 | 0 | 0 | 0 | 0 | 0 | 0 | 0 | 0 | 0 | 0 | 0 | -50 | 0 | 0 | 0 | 5.9085 | 0 | -324.9387 | 13.0356 | 1.7014 | 64.2243 | 67.8938 | 4.4826 | 920.5442 | 21.9174 | 38.2922 | 1.1346 | 0.3248 | 0 | 13.847 | 3.48 | 29.422 | 731.6083 | 178.4601 | -382.2287 | 6.8724 | 4.06 | -2.09 | 9.2758 | 3.3233 | 2025-10-03 | 2025_10_03 Hr 03 | 76.3372 | 4e-05 | -731.6083 | -360.1059 | 215.5085 | 790.8799 | 35.2804 | 15.4013 | 34.6442 | 41.3225 | 88.3419 | 85.8442 | 22.8901 | 179.1062 | 176.4163 | 0 | 6.0261 | 45.3461 | 228.977 | 0 | 132.1181 | 0
2025_10_03 Hr 04 | 0 | 0 | 0 | 3.8139 | 3.8193 | 3.8193 | 3.8097 | 3.8139 | 3.8139 | 50.3441 | 0 | 0.08 | 13 | 0 | 89.5531 | 89.5531 | 176.4163 | 0 | 0 | 0.046 | 0.0275 | 1.0494 | 0 | 0 | 0 | 0 | 0 | 0.00282 | 0.1485 | 45.3461 | 6.0261 | 228.977 | 0 | 0 | 0 | 0 | 5.1454 | 10.4899 | 0 | 10.0629 | -0.26294 | 0.6747 | 9.2648 | 0 | -1 | -4.2 | 9.1158 | 0 | 0 | 10.8334 | 10.8334 | 10.8334 | 10.8334 | 12.5969 | 22.8501 | 1.3368 | 0 | 0 | 0 | 0 | 0 | 0 | 0 | 0 | 0 | 0 | 0 | 0 | 0 | -50 | 0 | 0 | 0 | 5.9085 | 0 | -353.7533 | 13.0356 | 1.7014 | 64.2243 | 67.8938 | 5.061 | 943.9513 | 22.7306 | 39.7129 | 1.1346 | 0.3248 | 0 | 13.847 | 3.48 | 29.422 | 729.5 | 186.7921 | -411.0433 | 6.8724 | 4.06 | -2.09 | 9.6199 | 3.4466 | 2025-10-03 | 2025_10_03 Hr 04 | 76.3372 | -1.72e-05 | -729.5 | -393.9534 | 241.6169 | 790.8799 | 40.9111 | 15.4013 | 34.6442 | 46.7969 | 106.2745 | 88.5455 | 22.8901 | 179.1062 | 176.4163 | 0 | 6.0261 | 45.3461 | 228.977 | 0 | 132.1181 | 0
2025_10_03 Hr 05 | 0 | 0 | 0 | 3.8139 | 3.8193 | 3.8193 | 3.8097 | 3.8139 | 3.8139 | 53.7692 | 0 | 0.08 | 17 | 0 | 89.5531 | 89.5531 | 176.4163 | 0 | 0 | 0.046 | 0.0275 | 1.0494 | 0 | 0 | 0 | 0 | 0 | 0.00282 | 0.1485 | 45.3461 | 6.0261 | 228.977 | 0 | 0 | 0 | 0 | 5.9815 | 12.7846 | 0 | 6.4263 | -0.36986 | 0.6747 | 9.2648 | 0 | -1 | -4.2 | 9.1158 | 0 | 0 | 12.1564 | 12.1564 | 12.1564 | 12.1564 | 14.1354 | 21.9024 | 1.3368 | 0 | 0 | 0 | 0 | 0 | 0 | 0 | 0 | 0 | 0 | 0 | 0 | 0 | -50 | 0 | 0 | 0 | 5.9085 | 0 | -346.9275 | 13.0356 | 1.7014 | 64.2243 | 67.8938 | 5.4948 | 957.338 | 23.1956 | 40.5254 | 1.1346 | 0.3248 | 0 | 13.847 | 3.48 | 29.422 | 751 | 191.8231 | -404.2175 | 6.8724 | 4.06 | -2.09 | 9.8167 | 3.5171 | 2025-10-03 | 2025_10_03 Hr 05 | 80.3922 | 5.3e-06 | -751 | -390.871 | 256.5485 | 790.8799 | 44.3972 | 15.4013 | 34.6442 | 49.9277 | 116.5303 | 90.0904 | 22.8901 | 179.1062 | 176.4163 | 0 | 6.0261 | 45.3461 | 228.977 | 0 | 132.1181 | 0
2025_10_03 Hr 06 | 0 | 0 | 0 | 3.8139 | 3.8193 | 3.8193 | 3.8097 | 3.8139 | 3.8139 | 74.0597 | 0 | 0.08 | 23 | 0 | 89.5531 | 89.5531 | 176.4163 | 0 | 0 | 0.046 | 0.0275 | 1.0494 | 0 | 0 | 0 | 0 | 0 | 0.00282 | 0.1485 | 44.9548 | 6.0261 | 228.977 | 0 | 0 | 0 | 0 | 10.9348 | 26.3785 | 0 | 3.8735 | -6.0294 | 0.6747 | 9.2648 | 0 | -1 | -4.2 | 9.1158 | 0 | 0 | 19.9942 | 19.9942 | 19.9942 | 19.9942 | 23.2491 | 25.7985 | 1.3368 | 0 | 0 | 0 | 0 | 0 | 0 | 0 | 0 | 0 | 0 | 0 | 0 | 0 | -50 | 0 | 0 | 0 | 5.9085 | 0 | -352.6282 | 13.0356 | 1.7014 | 64.2243 | 67.8938 | 4.0488 | 1036.249 | 25.9506 | 45.3387 | 1.1346 | 0.3248 | 0 | 13.847 | 3.48 | 29.422 | 833.6 | 209.4251 | -409.9182 | 6.8724 | 4.06 | -2.09 | 10.9827 | 3.9348 | 2025-10-03 | 2025_10_03 Hr 06 | 88.9239 | 5e-06 | -833.6 | -404.7841 | 345.0027 | 790.4886 | 52.8473 | 15.4013 | 34.6442 | 68.4749 | 177.2855 | 99.2423 | 22.8901 | 179.1062 | 176.4163 | 0 | 6.0261 | 44.9548 | 228.977 | 0 | 132.1181 | 0
2025_10_03 Hr 07 | 0 | 0 | 0 | 3.8139 | 3.8193 | 3.8193 | 3.8097 | 3.8139 | 3.8139 | 92.1869 | -14 | 0.08 | 28 | 0 | 89.5531 | 89.5531 | 173.7529 | 0 | 0 | 0.046 | 0.0275 | 1.0494 | 0 | 0 | 0 | 0 | 0 | 0.00282 | 0.1485 | 45.3461 | 6.0261 | 226.1846 | 0 | 0 | 0 | 0 | 15.36 | 38.5231 | 0 | 7.9395 | -1.5006 | 0.6747 | 9.2648 | 0 | -1 | -4.2 | 9.1158 | 0 | 0 | 26.9963 | 26.9963 | 26.9963 | 26.9963 | 31.3911 | 26.8515 | 1.3368 | 0 | 0 | 0 | 0 | 0 | 0 | 0 | 0 | 0 | 0 | 0 | 0 | -75 | 0 | 0 | 0 | 0 | 5.9085 | 0 | -302.1465 | 13.0356 | 1.7014 | 62.9821 | 66.5807 | 6.507 | 1099.477 | 28.4118 | 49.6387 | 1.1346 | 0.3248 | 0 | 13.847 | 3.48 | 29.422 | 933.5917 | 226.1125 | -398.4365 | 6.8724 | 4.06 | -2.09 | 12.0243 | 4.308 | 2025-10-03 | 2025_10_03 Hr 07 | 83.7342 | -0.000109 | -933.5917 | -370.7076 | 410.0264 | 782.8688 | 61.3585 | 15.4013 | 34.6442 | 85.0447 | 231.5633 | 93.4184 | 22.8901 | 179.1062 | 173.7529 | 0 | 6.0261 | 45.3461 | 226.1846 | 0 | 129.5628 | 0
2025_10_03 Hr 08 | 1.0282 | 4.5e-05 | 0.001269 | 3.8139 | 3.8193 | 3.8193 | 3.8097 | 3.8139 | 3.8139 | 101.8615 | -14 | 0.08 | 41 | 0 | 89.5531 | 89.5531 | 173.7529 | 0 | 0 | 0.046 | 0.0275 | 1.0494 | 0 | 0 | 0 | 0 | 0 | 0.00282 | 0.1485 | 45.3461 | 6.0261 | 226.1846 | 0 | 0 | 0 | 0 | 17.7218 | 45.0046 | 0 | 3.6618 | -0.15506 | 0.6747 | 9.2648 | 0 | -1 | -4.2 | 9.1158 | 0 | 0 | 30.7334 | 30.7334 | 30.7334 | 30.7334 | 35.7365 | 26.8515 | 1.3368 | 0 | 0 | 0 | 0 | 0 | 0 | 0 | 0 | 0 | 0 | 0 | 0 | -75 | 0 | 0 | 0 | 0 | 5.9085 | 0 | -315.8302 | 13.0356 | 1.7014 | 62.9821 | 66.5807 | 19.9548 | 1137.29 | 29.7254 | 51.9337 | 1.1346 | 0.3248 | -1.0282 | 13.847 | 3.48 | 29.422 | 985.6 | 257.9521 | -413.1484 | 6.8724 | 4.06 | -2.09 | 12.5802 | 4.5072 | 2025-10-03 | 2025_10_03 Hr 08 | 82.9661 | -3.37e-05 | -985.6 | -387.3235 | 452.2015 | 782.8688 | 87.8076 | 15.4013 | 34.6442 | 93.888 | 260.5315 | 97.7821 | 22.8901 | 179.1062 | 173.7529 | 0 | 6.0261 | 45.3461 | 226.1846 | 0 | 129.5628 | 0
2025_10_03 Hr 09 | 6.2105 | 0.001275 | 0.035955 | 3.8139 | 3.8193 | 3.8193 | 3.8097 | 3.8139 | 3.8139 | 106.3482 | -14 | 0.08 | 33 | 0 | 89.5531 | 89.5531 | 173.7529 | 0 | 0 | 0.046 | 0.0275 | 1.0494 | 0 | 0 | 0 | 0 | 0 | 0.00282 | 0.1485 | 45.3461 | 6.0261 | 226.1846 | 0 | 0 | 0 | 0 | 18.8171 | 48.0106 | 0 | 0 | -24.6283 | 0.6747 | 9.2648 | 0 | -1 | -4.2 | 9.1158 | 0 | 0 | 32.4665 | 32.4665 | 32.4665 | 32.4665 | 37.7517 | 22.8501 | 1.3368 | 0 | 0 | 0 | 0 | 0 | 0 | 0 | 0 | 0 | 0 | 0 | 0 | -75 | 0 | 0 | 0 | 0 | 5.9085 | 0 | -281.0652 | 13.0356 | 1.7014 | 62.9821 | 66.5807 | 36.4392 | 1154.86 | 30.3346 | 52.998 | 1.1346 | 0.3248 | -6.2105 | 13.847 | 3.48 | 29.422 | 1016.308 | 269.6423 | -383.5656 | 6.8724 | 4.06 | -2.09 | 12.8381 | 4.5995 | 2025-10-03 | 2025_10_03 Hr 09 | 83.275 | 0.000277 | -1016.308 | -380.6935 | 471.761 | 782.8688 | 92.3265 | 15.4013 | 34.6442 | 97.9892 | 273.9659 | 99.8058 | 22.8901 | 179.1062 | 173.7529 | 0 | 6.0261 | 45.3461 | 226.1846 | 0 | 129.5628 | 0
2025_10_03 Hr 10 | 9.3281 | 0.002355 | 0.066411 | 3.8139 | 3.8193 | 3.8193 | 3.8097 | 3.8139 | 3.8139 | 100.7598 | -14 | 0.08 | 39 | 0 | 89.5531 | 89.5531 | 173.7529 | 0 | 0 | 0.046 | 0.0275 | 1.0494 | 0 | 0 | 0 | 0 | 0 | 0.00282 | 0.1485 | 45.3461 | 6.0261 | 226.1846 | 0 | 0 | 0 | 0 | 17.4529 | 44.2666 | 0 | 0 | -26.8144 | 0.6747 | 9.2648 | 0 | -1 | -4.2 | 9.1158 | 0 | 0 | 30.3078 | 30.3078 | 30.3078 | 30.3078 | 35.2417 | 14.8473 | 1.3368 | 0 | 0 | 0 | 0 | 0 | 0 | 0 | 0 | 0 | 0 | 0 | 0 | -75 | 0 | 0 | 0 | 0 | 5.9085 | 0 | -232.389 | 13.0356 | 1.7014 | 62.9821 | 66.5807 | 27.474 | 1133.049 | 29.5758 | 51.6724 | 1.1346 | 0.3248 | -9.3281 | 13.847 | 3.48 | 29.422 | 1027.5 | 259.2725 | -338.0071 | 6.8724 | 4.06 | -2.09 | 12.5169 | 4.4845 | 2025-10-03 | 2025_10_03 Hr 10 | 81.0795 | -7.8e-05 | -1027.5 | -334.2034 | 447.3989 | 782.8688 | 81.3901 | 15.4013 | 34.6442 | 92.881 | 257.2328 | 97.2852 | 22.8901 | 179.1062 | 173.7529 | 0 | 6.0261 | 45.3461 | 226.1846 | 0 | 129.5628 | 0
2025_10_03 Hr 11 | 9.8488 | 0.006375 | 0.17977 | 3.8139 | 3.8193 | 3.8193 | 3.8097 | 3.8139 | 3.8139 | 96.2731 | -14 | 0.08 | 51 | 0 | 89.5531 | 89.5531 | 173.7529 | 0 | 0 | 0.046 | 0.0275 | 1.0494 | 0 | 0 | 0 | 0 | 0 | 0.00282 | 0.1485 | 45.3461 | 6.0261 | 226.1846 | 0 | 0 | 0 | 0 | 16.3576 | 41.2606 | 0 | 0 | -12.6732 | 0.6747 | 9.2648 | 0 | -1 | -4.2 | 9.1158 | 0 | 0 | 28.5747 | 28.5747 | 28.5747 | 28.5747 | 33.2264 | 14.8473 | 1.3368 | 0 | 0 | 0 | 0 | 0 | 0 | 0 | 0 | 0 | 0 | 0 | 0 | -75 | 0 | 0 | 0 | 0 | 5.9085 | 0 | -203.6535 | 13.0356 | 1.7014 | 62.9821 | 66.5807 | 13.4478 | 1115.627 | 28.9666 | 50.608 | 1.1346 | 0.3248 | -9.8488 | 13.847 | 3.48 | 29.422 | 1048.908 | 255.7473 | -309.7923 | 6.8724 | 4.06 | -2.09 | 12.2591 | 4.3921 | 2025-10-03 | 2025_10_03 Hr 11 | 83.6757 | 0.000236 | -1048.908 | -291.3268 | 427.8395 | 782.8688 | 79.4813 | 15.4013 | 34.6442 | 88.7797 | 243.7982 | 95.2615 | 22.8901 | 179.1062 | 173.7529 | 0 | 6.0261 | 45.3461 | 226.1846 | 0 | 129.5628 | 0
2025_10_03 Hr 12 | 10.3712 | 0.00888 | 0.25042 | 3.8139 | 3.8193 | 3.8193 | 3.8097 | 3.8139 | 3.8139 | 93.4088 | -14 | 0.08 | 42 | 0 | 89.5531 | 89.5531 | 173.7529 | 0 | 0 | 0.046 | 0.0275 | 1.0494 | 0 | 0 | 0 | 0 | 0 | 0.00282 | 0.1485 | 45.3461 | 6.0261 | 226.1846 | 0 | 0 | 0 | 0 | 15.6583 | 39.3416 | 0 | 1.2077 | -6.839 | 0.6747 | 9.2648 | 0 | -1 | -4.2 | 9.1158 | 0 | 0 | 27.4683 | 27.4683 | 27.4683 | 27.4683 | 31.9399 | 18.8487 | 1.3368 | 0 | 0 | 0 | 0 | 0 | 0 | 0 | 0 | 0 | 0 | 0 | 0 | -75 | 0 | 0 | 0 | 0 | 5.9085 | 0 | -194.4913 | 13.0356 | 1.7014 | 62.9821 | 66.5807 | 10.5558 | 1104.503 | 28.5777 | 49.9286 | 1.1346 | 0.3248 | -10.3712 | 13.847 | 3.48 | 29.422 | 1044.808 | 247.0897 | -301.1525 | 6.8724 | 4.06 | -2.09 | 12.0945 | 4.3332 | 2025-10-03 | 2025_10_03 Hr 12 | 83.6757 | 0.00024 | -1044.808 | -275.1227 | 415.3528 | 782.8688 | 71.6638 | 15.4013 | 34.6442 | 86.1615 | 235.2218 | 93.9695 | 22.8901 | 179.1062 | 173.7529 | 0 | 6.0261 | 45.3461 | 226.1846 | 0 | 129.5628 | 0
2025_10_03 Hr 13 | 10.8903 | 0.010035 | 0.28299 | 3.8139 | 3.8193 | 3.8193 | 3.8097 | 3.8139 | 3.8139 | 92.3271 | -14 | 0.08 | 38 | 0 | 89.5531 | 89.5531 | 173.7529 | 0 | 0 | 0.046 | 0.0275 | 1.0494 | 0 | 0 | 0 | 0 | 0 | 0.00282 | 0.1485 | 45.3461 | 6.0261 | 226.1846 | 0 | 0 | 0 | 0 | 15.3943 | 38.617 | 0 | 0 | -8.1282 | 0.6747 | 9.2648 | 0 | -1 | -4.2 | 9.1158 | 0 | 0 | 27.0505 | 27.0505 | 27.0505 | 27.0505 | 31.454 | 18.8487 | 1.3368 | 0 | 0 | 0 | 0 | 0 | 0 | 0 | 0 | 0 | 0 | 0 | 0 | -75 | 0 | 0 | 0 | 0 | 5.9085 | 0 | -175.5795 | 13.0356 | 1.7014 | 62.9821 | 66.5807 | 13.014 | 1100.308 | 28.4309 | 49.672 | 1.1346 | 0.3248 | -10.8903 | 13.847 | 3.48 | 29.422 | 1055 | 245.5802 | -282.7598 | 6.8724 | 4.06 | -2.09 | 12.0324 | 4.3109 | 2025-10-03 | 2025_10_03 Hr 13 | 82.5973 | -8.2e-05 | -1055 | -258.7077 | 410.6376 | 782.8688 | 70.1557 | 15.4013 | 34.6442 | 85.1728 | 231.9831 | 93.4817 | 22.8901 | 179.1062 | 173.7529 | 0 | 6.0261 | 45.3461 | 226.1846 | 0 | 129.5628 | 0
2025_10_03 Hr 14 | 10.8919 | 0.01068 | 0.30118 | 3.8139 | 3.8193 | 3.8193 | 3.8097 | 3.8139 | 3.8139 | 90.0036 | -14 | 0.08 | 41 | 0 | 89.5531 | 89.5531 | 173.7529 | 0 | 0 | 0.046 | 0.0275 | 1.0494 | 0 | 0 | 0 | 0 | 0 | 0.00282 | 0.1485 | 45.3461 | 6.0261 | 226.1846 | 0 | 0 | 0 | 0 | 14.8271 | 37.0603 | 0 | 0.83238 | -8.9598 | 0.6747 | 9.2648 | 0 | -1 | -4.2 | 9.1158 | 0 | 0 | 26.153 | 26.153 | 26.153 | 26.153 | 30.4104 | 18.8487 | 1.3368 | 0 | 0 | 0 | 0 | 0 | 0 | 0 | 0 | 0 | 0 | 0 | 0 | -75 | 0 | 0 | 0 | 0 | 5.9085 | 0 | -150.4834 | 13.0356 | 1.7014 | 62.9821 | 66.5807 | 12.4356 | 1091.245 | 28.1154 | 49.1208 | 1.1346 | 0.3248 | -10.8919 | 13.847 | 3.48 | 29.422 | 1072.408 | 246.9561 | -257.6653 | 6.8724 | 4.06 | -2.09 | 11.8989 | 4.263 | 2025-10-03 | 2025_10_03 Hr 14 | 82.5973 | 0.0002657 | -1072.408 | -233.6108 | 400.5086 | 782.8688 | 72.5962 | 15.4013 | 34.6442 | 83.049 | 225.026 | 92.4337 | 22.8901 | 179.1062 | 173.7529 | 0 | 6.0261 | 45.3461 | 226.1846 | 0 | 129.5628 | 0
2025_10_03 Hr 15 | 10.3696 | 0.010065 | 0.28383 | 3.8139 | 3.8193 | 3.8193 | 3.8097 | 3.8139 | 3.8139 | 85.4969 | -14 | 0.08 | 42 | 0 | 89.5531 | 89.5531 | 173.7529 | 0 | 0 | 0.046 | 0.0275 | 1.0494 | 0 | 0 | 0 | 0 | 0 | 0.00282 | 0.1485 | 45.3461 | 6.0261 | 226.1846 | 0 | 0 | 0 | 0 | 13.7269 | 34.041 | 0 | 0.53105 | -6.7479 | 0.6747 | 9.2648 | 0 | -1 | -4.2 | 9.1158 | 0 | 0 | 24.4121 | 24.4121 | 24.4121 | 24.4121 | 28.3862 | 18.8487 | 1.3368 | 0 | 0 | 0 | 0 | 0 | 0 | 0 | 0 | 0 | 0 | 0 | 0 | -75 | 0 | 0 | 0 | 0 | 5.9085 | 0 | -149.671 | 13.0356 | 1.7014 | 62.9821 | 66.5807 | 9.9774 | 1073.614 | 27.5035 | 48.0517 | 1.1346 | 0.3248 | -10.3696 | 13.847 | 3.48 | 29.422 | 1054.008 | 242.9422 | -256.3306 | 6.8724 | 4.06 | -2.09 | 11.6399 | 4.1703 | 2025-10-03 | 2025_10_03 Hr 15 | 82.5973 | 0.0002396 | -1054.008 | -230.8879 | 380.8618 | 782.8688 | 71.12 | 15.4013 | 34.6442 | 78.9294 | 211.5315 | 90.4009 | 22.8901 | 179.1062 | 173.7529 | 0 | 6.0261 | 45.3461 | 226.1846 | 0 | 129.5628 | 0
2025_10_03 Hr 16 | 9.3331 | 0.00999 | 0.28172 | 3.8139 | 3.8193 | 3.8193 | 3.8097 | 3.8139 | 3.8139 | 82.6326 | -14 | 0.08 | 46 | 0 | 89.5531 | 89.5531 | 173.7529 | 0 | 0 | 0.046 | 0.0275 | 1.0494 | 0 | 0 | 0 | 0 | 0 | 0.00282 | 0.1485 | 45.3461 | 6.0261 | 226.1846 | 0 | 0 | 0 | 0 | 13.0276 | 32.122 | 0 | 0.19377 | -3.7743 | 0.6747 | 9.2648 | 0 | -1 | -4.2 | 9.1158 | 0 | 0 | 23.3057 | 23.3057 | 23.3057 | 23.3057 | 27.0996 | 18.8487 | 1.3368 | 0 | 0 | 0 | 0 | 0 | 0 | 0 | 0 | 0 | 0 | 0 | 0 | -75 | 0 | 0 | 0 | 0 | 5.9085 | 0 | -133.1603 | 13.0356 | 1.7014 | 62.9821 | 66.5807 | 7.5192 | 1062.417 | 27.1146 | 47.3723 | 1.1346 | 0.3248 | -9.3331 | 13.847 | 3.48 | 29.422 | 1062.208 | 242.1555 | -238.7834 | 6.8724 | 4.06 | -2.09 | 11.4753 | 4.1113 | 2025-10-03 | 2025_10_03 Hr 16 | 82.5973 | 0.0002557 | -1062.208 | -211.7408 | 368.3752 | 782.8688 | 72.6596 | 15.4013 | 34.6442 | 76.3112 | 202.955 | 89.109 | 22.8901 | 179.1062 | 173.7529 | 0 | 6.0261 | 45.3461 | 226.1846 | 0 | 129.5628 | 0
2025_10_03 Hr 17 | 8.8207 | 0.009435 | 0.26607 | 3.8139 | 3.8193 | 3.8193 | 3.8097 | 3.8139 | 3.8139 | 82.7728 | -14 | 0.08 | 43 | 0 | 89.5531 | 89.5531 | 173.7529 | 0 | 0 | 0.046 | 0.0275 | 1.0494 | 0 | 0 | 0 | 0 | 0 | 0.00282 | 0.1485 | 45.3461 | 6.0261 | 226.1846 | 0 | 0 | 0 | 0 | 13.0619 | 32.2159 | 0 | 0 | -6.0535 | 0.6747 | 9.2648 | 0 | -1 | -4.2 | 9.1158 | 0 | 0 | 23.3599 | 23.3599 | 23.3599 | 23.3599 | 27.1626 | 18.8487 | 1.3368 | 0 | 0 | 0 | 0 | 0 | 0 | 0 | 0 | 0 | 0 | 0 | 0 | -75 | 0 | 0 | 0 | 0 | 5.9085 | 0 | -130.9325 | 13.0356 | 1.7014 | 62.9821 | 66.5807 | 5.061 | 1062.949 | 27.1336 | 47.4055 | 1.1346 | 0.3248 | -8.8207 | 13.847 | 3.48 | 29.422 | 1057.1 | 236.2476 | -236.0432 | 6.8724 | 4.06 | -2.09 | 11.4833 | 4.1142 | 2025-10-03 | 2025_10_03 Hr 17 | 83.4 | -7.4e-05 | -1057.1 | -211.986 | 368.9864 | 782.8688 | 67.1852 | 15.4013 | 34.6442 | 76.4394 | 203.3748 | 89.1722 | 22.8901 | 179.1062 | 173.7529 | 0 | 6.0261 | 45.3461 | 226.1846 | 0 | 129.5628 | 0
2025_10_03 Hr 18 | 5.169 | 0.006135 | 0.17301 | 3.8139 | 3.8193 | 3.8193 | 3.8097 | 3.8139 | 3.8139 | 83.3136 | -14 | 0.08 | 62 | 0 | 89.5531 | 89.5531 | 173.7529 | 0 | 0 | 0.046 | 0.0275 | 1.0494 | 0 | 0 | 0 | 0 | 0 | 0.00282 | 0.1485 | 45.3461 | 6.0261 | 226.1846 | 0 | 0 | 0 | 0 | 13.1939 | 32.5783 | 0 | 0.1158 | -2.7346 | 0.6747 | 9.2648 | 0 | -1 | -4.2 | 9.1158 | 0 | 0 | 23.5688 | 23.5688 | 23.5688 | 23.5688 | 27.4055 | 18.8487 | 1.3368 | 0 | 0 | 0 | 0 | 0 | 0 | 0 | 0 | 0 | 0 | 0 | 0 | -75 | 0 | 0 | 0 | 0 | 5.9085 | 0 | -136.2713 | 13.0356 | 1.7014 | 62.9821 | 66.5807 | 1.0122 | 1064.97 | 27.207 | 47.5338 | 1.1346 | 0.3248 | -5.169 | 13.847 | 3.48 | 29.422 | 1072.408 | 247.7878 | -237.7303 | 6.8724 | 4.06 | -2.09 | 11.5144 | 4.1253 | 2025-10-03 | 2025_10_03 Hr 18 | 83.4 | 0.0002481 | -1072.408 | -213.8901 | 371.344 | 782.8688 | 82.04 | 15.4013 | 34.6442 | 76.9337 | 204.9941 | 89.4162 | 22.8901 | 179.1062 | 173.7529 | 0 | 6.0261 | 45.3461 | 226.1846 | 0 | 129.5628 | 0
2025_10_03 Hr 19 | 0 | 0.00405 | 0.11421 | 3.8139 | 3.8193 | 3.8193 | 3.8097 | 3.8139 | 3.8139 | 86.5985 | -14 | 0.08 | 89 | 0 | 89.5531 | 89.5531 | 173.7529 | 0 | 0 | 0.046 | 0.0275 | 1.0494 | 0 | 0 | 0 | 0 | 0 | 0.00282 | 0.1485 | 45.3461 | 6.0261 | 226.1846 | 0 | 0 | 0 | 0 | 13.9958 | 34.779 | 0 | 0 | -5.0605 | 0.6747 | 9.2648 | 0 | -1 | -4.2 | 9.1158 | 0 | 0 | 24.8377 | 24.8377 | 24.8377 | 24.8377 | 28.881 | 17.901 | 1.3368 | 0 | 0 | 0 | 0 | 0 | 0 | 0 | 0 | 0 | 0 | 0 | 0 | -75 | 0 | 0 | 0 | 0 | 5.9085 | 0 | -191.9296 | 13.0356 | 1.7014 | 62.9821 | 66.5807 | 0.4338 | 1077.75 | 27.6531 | 48.3131 | 1.1346 | 0.3248 | 0 | 13.847 | 3.48 | 29.422 | 1054.042 | 269.5722 | -288.2196 | 6.8724 | 4.06 | -2.09 | 11.7032 | 4.1929 | 2025-10-03 | 2025_10_03 Hr 19 | 78.7835 | -0.000394 | -1054.042 | -271.9901 | 385.6644 | 782.8688 | 107.4531 | 15.4013 | 34.6442 | 79.9364 | 214.8301 | 90.8978 | 22.8901 | 179.1062 | 173.7529 | 0 | 6.0261 | 45.3461 | 226.1846 | 0 | 129.5628 | 0
2025_10_03 Hr 20 | 0 | 0.001275 | 0.035955 | 3.8139 | 3.8193 | 3.8193 | 3.8097 | 3.8139 | 3.8139 | 89.3226 | -14 | 0.08 | 92 | 0 | 89.5531 | 89.5531 | 173.7529 | 0 | 0 | 0.046 | 0.0275 | 1.0494 | 0 | 0 | 0 | 0 | 0 | 0.00282 | 0.1485 | 45.3461 | 6.0261 | 226.1846 | 0 | 0 | 0 | 0 | 14.6608 | 36.6041 | 0 | 2.9066 | -8.1961 | 0.6747 | 9.2648 | 0 | -1 | -4.2 | 9.1158 | 0 | 0 | 25.8899 | 25.8899 | 25.8899 | 25.8899 | 30.1045 | 18.8487 | 1.3368 | 0 | 0 | 0 | 0 | 0 | 0 | 0 | 0 | 0 | 0 | 0 | 0 | -75 | 0 | 0 | 0 | 0 | 5.9085 | 0 | -227.4506 | 13.0356 | 1.7014 | 62.9821 | 66.5807 | 0 | 1088.318 | 28.0229 | 48.9593 | 1.1346 | 0.3248 | 0 | 13.847 | 3.48 | 29.422 | 1033.6 | 274.312 | -323.7406 | 6.8724 | 4.06 | -2.09 | 11.8597 | 4.249 | 2025-10-03 | 2025_10_03 Hr 20 | 79.3011 | -0.0001 | -1033.6 | -307.7401 | 397.5397 | 782.8688 | 110.8859 | 15.4013 | 34.6442 | 82.4265 | 222.9868 | 92.1265 | 22.8901 | 179.1062 | 173.7529 | 0 | 6.0261 | 45.3461 | 226.1846 | 0 | 129.5628 | 0
2025_10_03 Hr 21 | 0 | 9e-05 | 0.002538 | 3.8139 | 3.8193 | 3.8193 | 3.8097 | 3.8139 | 3.8139 | 82.913 | -14 | 0.08 | 91 | 0 | 89.5531 | 89.5531 | 173.7529 | 0 | 0 | 0.046 | 0.0275 | 1.0494 | 0 | 0 | 0 | 0 | 0 | 0.00282 | 0.1485 | 45.3461 | 6.0261 | 226.1846 | 0 | 0 | 0 | 0 | 13.0961 | 32.3099 | 0 | 2.3353 | -1.8974 | 0.6747 | 9.2648 | 0 | -1 | -4.2 | 9.1158 | 0 | 0 | 23.414 | 23.414 | 23.414 | 23.414 | 27.2256 | 19.9017 | 1.3368 | 0 | 0 | 0 | 0 | 0 | 0 | 0 | 0 | 0 | 0 | 0 | 0 | -75 | 0 | 0 | 0 | 0 | 5.9085 | 0 | -248.1626 | 13.0356 | 1.7014 | 62.9821 | 66.5807 | 0 | 1063.234 | 27.1527 | 47.4388 | 1.1346 | 0.3248 | 0 | 13.847 | 3.48 | 29.422 | 990.6917 | 271.4728 | -344.4526 | 6.8724 | 4.06 | -2.09 | 11.4914 | 4.1171 | 2025-10-03 | 2025_10_03 Hr 21 | 76.5379 | -0.000115 | -990.6917 | -322.7247 | 369.5977 | 782.8688 | 110.9043 | 15.4013 | 34.6442 | 76.5675 | 203.7946 | 89.2355 | 22.8901 | 179.1062 | 173.7529 | 0 | 6.0261 | 45.3461 | 226.1846 | 0 | 129.5628 | 0
2025_10_03 Hr 22 | 0 | 0 | 0 | 3.8139 | 3.8193 | 3.8193 | 3.8097 | 3.8139 | 3.8139 | 72.6977 | -14 | 0.08 | 92 | 0 | 89.5531 | 89.5531 | 173.7529 | 0 | 0 | 0.046 | 0.0275 | 1.0494 | 0 | 0 | 0 | 0 | 0 | 0.00282 | 0.1485 | 45.3461 | 6.0261 | 226.1846 | 0 | 0 | 0 | 0 | 10.6023 | 25.466 | 0 | 8.2381 | -1.3174 | 0.6747 | 9.2648 | 0 | -1 | -4.2 | 9.1158 | 0 | 0 | 19.4681 | 19.4681 | 19.4681 | 19.4681 | 22.6373 | 22.8501 | 1.3368 | 0 | 0 | 0 | 0 | 0 | 0 | 0 | 0 | 0 | 0 | 0 | 0 | -75 | 0 | 0 | 0 | 0 | 5.9085 | 0 | -266.0745 | 13.0356 | 1.7014 | 62.9821 | 66.5807 | 2.0244 | 1023.306 | 25.7657 | 45.0155 | 1.1346 | 0.3248 | 0 | 13.847 | 3.48 | 29.422 | 940.7 | 272.838 | -362.3645 | 6.8724 | 4.06 | -2.09 | 10.9044 | 3.9068 | 2025-10-03 | 2025_10_03 Hr 22 | 80.4698 | -9.1e-05 | -940.7 | -334.1538 | 325.0649 | 782.8688 | 116.8745 | 15.4013 | 34.6442 | 67.2299 | 173.2071 | 84.6279 | 22.8901 | 179.1062 | 173.7529 | 0 | 6.0261 | 45.3461 | 226.1846 | 0 | 129.5628 | 0
2025_10_03 Hr 23 | 0 | 0 | 0 | 3.8139 | 3.8193 | 3.8193 | 3.8097 | 3.8139 | 3.8139 | 63.8444 | 0 | 0.08 | 93 | 0 | 89.5531 | 89.5531 | 176.4163 | 0 | 0 | 0.046 | 0.0275 | 1.0494 | 0 | 0 | 0 | 0 | 0 | 0.00282 | 0.1485 | 45.3461 | 6.0261 | 228.977 | 0 | 0 | 0 | 0 | 8.4411 | 19.5346 | 0 | 4.5236 | -0.78482 | 0.6747 | 9.2648 | 0 | -1 | -4.2 | 9.1158 | 0 | 0 | 16.0482 | 16.0482 | 16.0482 | 16.0482 | 18.6607 | 23.7978 | 1.3368 | 0 | 0 | 0 | 0 | 0 | 0 | 0 | 0 | 0 | 0 | 0 | 0 | 0 | -50 | 0 | 0 | 0 | 5.9085 | 0 | -342.9978 | 13.0356 | 1.7014 | 64.2243 | 67.8938 | 4.4826 | 996.7151 | 24.5636 | 42.9154 | 1.1346 | 0.3248 | 0 | 13.847 | 3.48 | 29.422 | 873.4167 | 273.2506 | -400.2878 | 6.8724 | 4.06 | -2.09 | 10.3957 | 3.7245 | 2025-10-03 | 2025_10_03 Hr 23 | 85.2339 | -5.85e-05 | -873.4167 | -389.259 | 300.4699 | 790.8799 | 121.2804 | 15.4013 | 34.6442 | 59.1372 | 146.698 | 94.6347 | 22.8901 | 179.1062 | 176.4163 | 0 | 6.0261 | 45.3461 | 228.977 | 0 | 132.1181 | 0
2025_10_03 Hr 24 | 0 | 0 | 0 | 3.8139 | 3.8193 | 3.8193 | 3.8097 | 3.8139 | 3.8139 | 50.7647 | 0 | 0.08 | 91 | 0 | 89.5531 | 89.5531 | 176.4163 | 0 | 0 | 0.046 | 0.0275 | 1.0494 | 0 | 0 | 0 | 0 | 0 | 0.00282 | 0.1485 | 45.3461 | 6.0261 | 228.977 | 0 | 0 | 0 | 0 | 5.2481 | 10.7717 | 0 | 8.1695 | -0.044879 | 0.6747 | 9.2648 | 0 | -1 | -4.2 | 9.1158 | 0 | 0 | 10.9959 | 10.9959 | 10.9959 | 10.9959 | 12.7859 | 25.7985 | 1.3368 | 0 | 0 | 0 | 0 | 0 | 0 | 0 | 0 | 0 | 0 | 0 | 0 | 0 | -50 | 0 | 0 | 0 | 5.9085 | 0 | -343.4227 | 13.0356 | 1.7014 | 64.2243 | 67.8938 | 6.507 | 945.5952 | 22.7877 | 39.8127 | 1.1346 | 0.3248 | 0 | 13.847 | 3.48 | 29.422 | 822.3834 | 269.3762 | -400.7127 | 6.8724 | 4.06 | -2.09 | 9.6441 | 3.4552 | 2025-10-03 | 2025_10_03 Hr 24 | 76.2318 | -8.896e-05 | -822.3834 | -385.2981 | 243.4506 | 790.8799 | 123.3055 | 15.4013 | 34.6442 | 47.1814 | 107.534 | 88.7352 | 22.8901 | 179.1062 | 176.4163 | 0 | 6.0261 | 45.3461 | 228.977 | 0 | 132.1181 | 0
2025_10_04 Hr 01 | 0 | 0 | 0 | 3.8139 | 3.8193 | 3.8193 | 3.8097 | 3.8139 | 3.8139 | 53.7596 | 0 | 0.08 | 87 | 0 | 89.5531 | 89.5531 | 176.4163 | 0 | 0 | 0.046 | 0.0275 | 1.0494 | 0 | 0 | 0 | 0 | 0 | 0.00282 | 0.1485 | 45.3461 | 6.0261 | 228.977 | 0 | 0 | 0 | 0 | 7.3529 | 16.5227 | 0 | 4.7009 | -0.78161 | 0.6747 | 9.3386 | 0 | -1 | -4.2 | 9.2002 | 0 | 0 | 12.8821 | 12.8821 | 12.8821 | 12.8821 | 14.9792 | 23.7978 | 1.3368 | 0 | 0 | 0 | 0 | 0 | 0 | 0 | 0 | 0 | 0 | 0 | 0 | 0 | -50 | 0 | 0 | 0 | 5.9576 | 0 | -399.032 | 11.9462 | 1.7014 | 64.2243 | 67.8938 | 5.4948 | 966.5076 | 21.9028 | 38.248 | 1.1346 | 0.3248 | 0 | 13.847 | 3.48 | 29.422 | 772.4083 | 258.3035 | -456.322 | 6.9887 | 4.06 | -2.09 | 9.2608 | 3.3176 | 2025-10-04 | 2025_10_04 Hr 01 | 78.6636 | 5.45e-05 | -772.4083 | -445.1128 | 260.3031 | 790.8799 | 116.2926 | 15.4013 | 34.6442 | 55.3606 | 120.2671 | 84.6754 | 22.8901 | 179.1062 | 176.4163 | 0 | 6.0261 | 45.3461 | 228.977 | 0 | 132.1181 | 0
2025_10_04 Hr 02 | 0 | 0 | 0 | 3.8139 | 3.8193 | 3.8193 | 3.8097 | 3.8139 | 3.8139 | 52.8221 | 0 | 0.08 | 85 | 0 | 89.5531 | 89.5531 | 176.4163 | 0 | 0 | 0.046 | 0.0275 | 1.0494 | 0 | 0 | 0 | 0 | 0 | 0.00282 | 0.1485 | 45.3461 | 6.0261 | 228.977 | 0 | 0 | 0 | 0 | 7.098 | 15.8216 | 0 | 8.7461 | 0 | 0.6747 | 9.3386 | 0 | -1 | -4.2 | 9.2002 | 0 | 0 | 12.5205 | 12.5205 | 12.5205 | 12.5205 | 14.5587 | 21.9024 | 1.3368 | 0 | 0 | 0 | 0 | 0 | 0 | 0 | 0 | 0 | 0 | 0 | 0 | 0 | -50 | 0 | 0 | 0 | 5.9576 | 0 | -423.3666 | 11.9462 | 1.7014 | 64.2243 | 67.8938 | 4.4826 | 962.7475 | 21.775 | 38.0248 | 1.1346 | 0.3248 | 0 | 13.847 | 3.48 | 29.422 | 743.8083 | 252.9714 | -480.6566 | 6.9887 | 4.06 | -2.09 | 9.2067 | 3.2983 | 2025-10-04 | 2025_10_04 Hr 02 | 79.4016 | 5e-05 | -743.8083 | -464.6205 | 256.1185 | 790.8799 | 111.385 | 15.4013 | 34.6442 | 54.4047 | 117.4629 | 84.2509 | 22.8901 | 179.1062 | 176.4163 | 0 | 6.0261 | 45.3461 | 228.977 | 0 | 132.1181 | 0
2025_10_04 Hr 03 | 0 | 0 | 0 | 3.8139 | 3.8193 | 3.8193 | 3.8097 | 3.8139 | 3.8139 | 53.0814 | 0 | 0.08 | 84 | 0 | 89.5531 | 89.5531 | 176.4163 | 0 | 0 | 0.046 | 0.0275 | 1.0494 | 0 | 0 | 0 | 0 | 0 | 0.00282 | 0.1485 | 45.3461 | 6.0261 | 228.977 | 0 | 0 | 0 | 0 | 7.1685 | 16.0155 | 0 | 2.8562 | -0.21855 | 0.6747 | 9.3386 | 0 | -1 | -4.2 | 9.2002 | 0 | 0 | 12.6205 | 12.6205 | 12.6205 | 12.6205 | 14.675 | 27.7992 | 1.3368 | 0 | 0 | 0 | 0 | 0 | 0 | 0 | 0 | 0 | 0 | 0 | 0 | 0 | -50 | 0 | 0 | 0 | 5.9576 | 0 | -447.1995 | 11.9462 | 1.7014 | 64.2243 | 67.8938 | 7.953 | 963.7875 | 21.8103 | 38.0865 | 1.1346 | 0.3248 | 0 | 13.847 | 3.48 | 29.422 | 723.3917 | 261.456 | -504.4895 | 6.9887 | 4.06 | -2.09 | 9.2217 | 3.3036 | 2025-10-04 | 2025_10_04 Hr 03 | 79.4016 | -3.06e-05 | -723.3917 | -494.5618 | 257.2759 | 790.8799 | 119.7522 | 15.4013 | 34.6442 | 54.6691 | 118.2385 | 84.3683 | 22.8901 | 179.1062 | 176.4163 | 0 | 6.0261 | 45.3461 | 228.977 | 0 | 132.1181 | 0
2025_10_04 Hr 04 | 0 | 0 | 0 | 3.8139 | 3.8193 | 3.8193 | 3.8097 | 3.8139 | 3.8139 | 50.5081 | 0 | 0.08 | 61 | 0 | 89.5531 | 89.5531 | 176.4163 | 0 | 0 | 0.046 | 0.0275 | 1.0494 | 0 | 0 | 0 | 0 | 0 | 0.00282 | 0.1485 | 45.3461 | 6.0261 | 228.977 | 0 | 0 | 0 | 0 | 6.4688 | 14.0914 | 0 | 6.5745 | -0.30198 | 0.6747 | 9.3386 | 0 | -1 | -4.2 | 9.2002 | 0 | 0 | 11.6282 | 11.6282 | 11.6282 | 11.6282 | 13.5212 | 29.7999 | 1.3368 | 0 | 0 | 0 | 0 | 0 | 0 | 0 | 0 | 0 | 0 | 0 | 0 | 0 | -50 | 0 | 0 | 0 | 5.9576 | 0 | -415.8792 | 11.9462 | 1.7014 | 64.2243 | 67.8938 | 4.4826 | 953.4672 | 21.4594 | 37.4738 | 1.1346 | 0.3248 | 0 | 13.847 | 3.48 | 29.422 | 722.3917 | 235.8211 | -473.1692 | 6.9887 | 4.06 | -2.09 | 9.0733 | 3.2505 | 2025-10-04 | 2025_10_04 Hr 04 | 79.4016 | -4.19e-05 | -722.3917 | -459.6067 | 245.7905 | 790.8799 | 95.2825 | 15.4013 | 34.6442 | 52.0454 | 110.542 | 83.2031 | 22.8901 | 179.1062 | 176.4163 | 0 | 6.0261 | 45.3461 | 228.977 | 0 | 132.1181 | 0
2025_10_04 Hr 05 | 0 | 0 | 0 | 3.8139 | 3.8193 | 3.8193 | 3.8097 | 3.8139 | 3.8139 | 51.5853 | 0 | 0.08 | 71 | 0 | 89.5531 | 89.5531 | 176.4163 | 0 | 0 | 0.046 | 0.0275 | 1.0494 | 0 | 0 | 0 | 0 | 0 | 0.00282 | 0.1485 | 45.3461 | 6.0261 | 228.977 | 0 | 0 | 0 | 0 | 6.7617 | 14.8969 | 0 | 8.4795 | -0.16062 | 0.6747 | 9.3386 | 0 | -1 | -4.2 | 9.2002 | 0 | 0 | 12.0436 | 12.0436 | 12.0436 | 12.0436 | 14.0042 | 34.749 | 1.3368 | 0 | 0 | 0 | 0 | 0 | 0 | 0 | 0 | 0 | 0 | 0 | 0 | 0 | -50 | 0 | 0 | 0 | 5.9576 | 0 | -438.2487 | 11.9462 | 1.7014 | 64.2243 | 67.8938 | 4.0488 | 957.7874 | 21.6063 | 37.7303 | 1.1346 | 0.3248 | 0 | 13.847 | 3.48 | 29.422 | 721.3917 | 250.8242 | -495.5387 | 6.9887 | 4.06 | -2.09 | 9.1354 | 3.2727 | 2025-10-04 | 2025_10_04 Hr 05 | 92.556 | -3.96e-05 | -721.3917 | -479.9299 | 250.5984 | 790.8799 | 109.7978 | 15.4013 | 34.6442 | 53.1437 | 113.7638 | 83.6909 | 22.8901 | 179.1062 | 176.4163 | 0 | 6.0261 | 45.3461 | 228.977 | 0 | 132.1181 | 0
2025_10_04 Hr 06 | 0 | 0 | 0 | 3.8139 | 3.8193 | 3.8193 | 3.8097 | 3.8139 | 3.8139 | 62.4569 | 0 | 0.08 | 72 | 0 | 89.5531 | 89.5531 | 176.4163 | 0 | 0 | 0.046 | 0.0275 | 1.0494 | 0 | 0 | 0 | 0 | 0 | 0.00282 | 0.1485 | 45.3461 | 6.0261 | 228.977 | 0 | 0 | 0 | 0 | 9.7175 | 23.0259 | 0 | 4.814 | -0.61901 | 0.6747 | 9.3386 | 0 | -1 | -4.2 | 9.2002 | 0 | 0 | 16.236 | 16.236 | 16.236 | 16.236 | 18.8791 | 37.6974 | 1.3368 | 0 | 0 | 0 | 0 | 0 | 0 | 0 | 0 | 0 | 0 | 0 | 0 | 0 | -50 | 0 | 0 | 0 | 5.9576 | 0 | -465.643 | 11.9462 | 1.7014 | 64.2243 | 67.8938 | 5.4948 | 1001.388 | 23.0888 | 40.3191 | 1.1346 | 0.3248 | 0 | 13.847 | 3.48 | 29.422 | 743.7917 | 261.1413 | -522.933 | 6.9887 | 4.06 | -2.09 | 9.7622 | 3.4973 | 2025-10-04 | 2025_10_04 Hr 06 | 93.6914 | -4.35e-05 | -743.7917 | -511.448 | 299.1221 | 790.8799 | 115.1922 | 15.4013 | 34.6442 | 64.2285 | 146.2801 | 88.6135 | 22.8901 | 179.1062 | 176.4163 | 0 | 6.0261 | 45.3461 | 228.977 | 0 | 132.1181 | 0
2025_10_04 Hr 07 | 0 | 0 | 0 | 3.8139 | 3.8193 | 3.8193 | 3.8097 | 3.8139 | 3.8139 | 69.7778 | -14 | 0.08 | 58 | 0 | 89.5531 | 89.5531 | 173.7529 | 0 | 0 | 0.046 | 0.0275 | 1.0494 | 0 | 0 | 0 | 0 | 0 | 0.00282 | 0.1485 | 45.3461 | 6.0261 | 226.1846 | 0 | 0 | 0 | 0 | 11.7079 | 28.4999 | 0 | 17.2903 | -1.0304 | 0.6747 | 9.3386 | 0 | -1 | -4.2 | 9.2002 | 0 | 0 | 19.0592 | 19.0592 | 19.0592 | 19.0592 | 22.1618 | 38.7504 | 1.3368 | 0 | 0 | 0 | 0 | 0 | 0 | 0 | 0 | 0 | 0 | 0 | 0 | -75 | 0 | 0 | 0 | 0 | 5.9576 | 0 | -411.012 | 11.9462 | 1.7014 | 62.9821 | 66.5807 | 10.9896 | 1022.738 | 24.0871 | 42.0624 | 1.1346 | 0.3248 | 0 | 13.847 | 3.48 | 29.422 | 788.7 | 257.004 | -507.302 | 6.9887 | 4.06 | -2.09 | 10.1843 | 3.6485 | 2025-10-04 | 2025_10_04 Hr 07 | 85.9155 | -6.1e-05 | -788.7 | -469.7521 | 317.7978 | 782.8688 | 107.74 | 15.4013 | 34.6442 | 71.693 | 168.1764 | 77.9285 | 22.8901 | 179.1062 | 173.7529 | 0 | 6.0261 | 45.3461 | 226.1846 | 0 | 129.5628 | 0
2025_10_04 Hr 08 | 1.5522 | 6e-05 | 0.001692 | 3.8139 | 3.8193 | 3.8193 | 3.8097 | 3.8139 | 3.8139 | 79.6919 | -14 | 0.08 | 19 | 0 | 89.5531 | 89.5531 | 173.7529 | 0 | 0 | 0.046 | 0.0275 | 1.0494 | 0 | 0 | 0 | 0 | 0 | 0.00282 | 0.1485 | 45.3461 | 6.0261 | 226.1846 | 0 | 0 | 0 | 0 | 14.4034 | 35.913 | 0 | 1.2018 | -3.9033 | 0.6747 | 9.3386 | 0 | -1 | -4.2 | 9.2002 | 0 | 0 | 22.8824 | 22.8824 | 22.8824 | 22.8824 | 26.6074 | 33.8013 | 1.3368 | 0 | 0 | 0 | 0 | 0 | 0 | 0 | 0 | 0 | 0 | 0 | 0 | -75 | 0 | 0 | 0 | 0 | 5.9576 | 0 | -348.6012 | 11.9462 | 1.7014 | 62.9821 | 66.5807 | 24.4374 | 1062.501 | 25.439 | 44.4232 | 1.1346 | 0.3248 | -1.5522 | 13.847 | 3.48 | 29.422 | 845.9 | 232.5441 | -446.4434 | 6.9887 | 4.06 | -2.09 | 10.7559 | 3.8532 | 2025-10-04 | 2025_10_04 Hr 08 | 88.3365 | -8.6e-05 | -845.9 | -426.3027 | 362.0479 | 782.8688 | 77.2405 | 15.4013 | 34.6442 | 81.8015 | 197.8288 | 82.4176 | 22.8901 | 179.1062 | 173.7529 | 0 | 6.0261 | 45.3461 | 226.1846 | 0 | 129.5628 | 0
2025_10_04 Hr 09 | 8.8207 | 0.00108 | 0.030456 | 3.8139 | 3.8193 | 3.8193 | 3.8097 | 3.8139 | 3.8139 | 89.3068 | -14 | 0.08 | 6 | 0 | 89.5531 | 89.5531 | 173.7529 | 0 | 0 | 0.046 | 0.0275 | 1.0494 | 0 | 0 | 0 | 0 | 0 | 0.00282 | 0.1485 | 45.3461 | 6.0261 | 226.1846 | 0 | 0 | 0 | 0 | 17.0175 | 43.1024 | 0 | 0 | -22.8196 | 0.6747 | 9.3386 | 0 | -1 | -4.2 | 9.2002 | 0 | 0 | 26.5902 | 26.5902 | 26.5902 | 26.5902 | 30.9188 | 29.7999 | 1.3368 | 0 | 0 | 0 | 0 | 0 | 0 | 0 | 0 | 0 | 0 | 0 | 0 | -75 | 0 | 0 | 0 | 0 | 5.9576 | 0 | -292.2588 | 11.9462 | 1.7014 | 62.9821 | 66.5807 | 26.4618 | 1101.091 | 26.7501 | 46.7128 | 1.1346 | 0.3248 | -8.8207 | 13.847 | 3.48 | 29.422 | 910.0917 | 229.1902 | -397.3695 | 6.9887 | 4.06 | -2.09 | 11.3103 | 4.0518 | 2025-10-04 | 2025_10_04 Hr 09 | 86.7253 | -0.000109 | -910.0917 | -390.0784 | 404.9625 | 782.8688 | 62.2932 | 15.4013 | 34.6442 | 91.6049 | 226.5864 | 86.7712 | 22.8901 | 179.1062 | 173.7529 | 0 | 6.0261 | 45.3461 | 226.1846 | 0 | 129.5628 | 0
2025_10_04 Hr 10 | 17.7541 | 0.003465 | 0.097713 | 3.8139 | 3.8193 | 3.8193 | 3.8097 | 3.8139 | 3.8139 | 91.2218 | -14 | 0.08 | 1 | 0 | 89.5531 | 89.5531 | 173.7529 | 0 | 0 | 0.046 | 0.0275 | 1.0494 | 0 | 0 | 0 | 0 | 0 | 0.00282 | 0.1485 | 45.3461 | 6.0261 | 226.1846 | 0 | 0 | 0 | 0 | 17.5381 | 44.5343 | 0 | 0 | -23.4194 | 0.6747 | 9.3386 | 0 | -1 | -4.2 | 9.2002 | 0 | 0 | 27.3287 | 27.3287 | 27.3287 | 27.3287 | 31.7775 | 34.749 | 1.3368 | 0 | 0 | 0 | 0 | 0 | 0 | 0 | 0 | 0 | 0 | 0 | 0 | -75 | 0 | 0 | 0 | 0 | 5.9576 | 0 | -267.2933 | 11.9462 | 1.7014 | 62.9821 | 66.5807 | 15.0384 | 1108.838 | 27.0113 | 47.1688 | 1.1346 | 0.3248 | -17.7541 | 13.847 | 3.48 | 29.422 | 931.6 | 227.5188 | -381.3374 | 6.9887 | 4.06 | -2.09 | 11.4207 | 4.0914 | 2025-10-04 | 2025_10_04 Hr 10 | 85.1475 | -7.3e-05 | -931.6 | -365.7127 | 413.5098 | 782.8688 | 50.8886 | 15.4013 | 34.6442 | 93.5575 | 232.314 | 87.6383 | 22.8901 | 179.1062 | 173.7529 | 0 | 6.0261 | 45.3461 | 226.1846 | 0 | 129.5628 | 0
2025_10_04 Hr 11 | 17.9929 | 0.006135 | 0.17301 | 3.8139 | 3.8193 | 3.8193 | 3.8097 | 3.8139 | 3.8139 | 83.482 | -14 | 0.08 | 2 | 0 | 89.5531 | 89.5531 | 173.7529 | 0 | 0 | 0.046 | 0.0275 | 1.0494 | 0 | 0 | 0 | 0 | 0 | 0.00282 | 0.1485 | 45.3461 | 6.0261 | 226.1846 | 0 | 0 | 0 | 0 | 15.4338 | 38.747 | 0 | 0.84169 | -11.4509 | 0.6747 | 9.3386 | 0 | -1 | -4.2 | 9.2002 | 0 | 0 | 24.344 | 24.344 | 24.344 | 24.344 | 28.3069 | 33.8013 | 1.3368 | 0 | 0 | 0 | 0 | 0 | 0 | 0 | 0 | 0 | 0 | 0 | 0 | -75 | 0 | 0 | 0 | 0 | 5.9576 | 0 | -225.0038 | 11.9462 | 1.7014 | 62.9821 | 66.5807 | 3.4704 | 1077.873 | 25.9559 | 45.3257 | 1.1346 | 0.3248 | -17.9929 | 13.847 | 3.48 | 29.422 | 940.7167 | 212.74 | -339.2867 | 6.9887 | 4.06 | -2.09 | 10.9744 | 3.9315 | 2025-10-04 | 2025_10_04 Hr 11 | 85.2727 | -0.0001178 | -940.7167 | -310.613 | 378.9644 | 782.8688 | 39.4508 | 15.4013 | 34.6442 | 85.6659 | 209.1648 | 84.1337 | 22.8901 | 179.1062 | 173.7529 | 0 | 6.0261 | 45.3461 | 226.1846 | 0 | 129.5628 | 0
2025_10_04 Hr 12 | 17.5667 | 0.008805 | 0.2483 | 3.8139 | 3.8193 | 3.8193 | 3.8097 | 3.8139 | 3.8139 | 83.2227 | -14 | 0.08 | 5 | 0 | 89.5531 | 89.5531 | 173.7529 | 0 | 0 | 0.046 | 0.0275 | 1.0494 | 0 | 0 | 0 | 0 | 0 | 0.00282 | 0.1485 | 45.3461 | 6.0261 | 226.1846 | 0 | 0 | 0 | 0 | 15.3633 | 38.5531 | 0 | 0.094741 | -7.6644 | 0.6747 | 9.3386 | 0 | -1 | -4.2 | 9.2002 | 0 | 0 | 24.244 | 24.244 | 24.244 | 24.244 | 28.1907 | 33.8013 | 1.3368 | 0 | 0 | 0 | 0 | 0 | 0 | 0 | 0 | 0 | 0 | 0 | 0 | -75 | 0 | 0 | 0 | 0 | 5.9576 | 0 | -213.6439 | 11.9462 | 1.7014 | 62.9821 | 66.5807 | 0.4338 | 1076.908 | 25.9205 | 45.264 | 1.1346 | 0.3248 | -17.5667 | 13.847 | 3.48 | 29.422 | 954 | 212.1625 | -327.5006 | 6.9887 | 4.06 | -2.09 | 10.9595 | 3.9262 | 2025-10-04 | 2025_10_04 Hr 12 | 82.5763 | -7.456e-05 | -954 | -296.2136 | 377.807 | 782.8688 | 39.4922 | 15.4013 | 34.6442 | 85.4015 | 208.3892 | 84.0163 | 22.8901 | 179.1062 | 173.7529 | 0 | 6.0261 | 45.3461 | 226.1846 | 0 | 129.5628 | 0
2025_10_04 Hr 13 | 16.58 | 0.010245 | 0.28891 | 3.8139 | 3.8193 | 3.8193 | 3.8097 | 3.8139 | 3.8139 | 79.9712 | -14 | 0.08 | 7 | 0 | 89.5531 | 89.5531 | 173.7529 | 0 | 0 | 0.046 | 0.0275 | 1.0494 | 0 | 0 | 0 | 0 | 0 | 0.00282 | 0.1485 | 45.3461 | 6.0261 | 226.1846 | 0 | 0 | 0 | 0 | 14.4793 | 36.1218 | 0 | 2.9023 | -7.5104 | 0.6747 | 9.3386 | 0 | -1 | -4.2 | 9.2002 | 0 | 0 | 22.9901 | 22.9901 | 22.9901 | 22.9901 | 26.7326 | 34.749 | 1.3368 | 0 | 0 | 0 | 0 | 0 | 0 | 0 | 0 | 0 | 0 | 0 | 0 | -75 | 0 | 0 | 0 | 0 | 5.9576 | 0 | -196.4655 | 11.9462 | 1.7014 | 62.9821 | 66.5807 | 0 | 1063.908 | 25.4771 | 44.4897 | 1.1346 | 0.3248 | -16.58 | 13.847 | 3.48 | 29.422 | 962.1833 | 212.2188 | -309.3355 | 6.9887 | 4.06 | -2.09 | 10.772 | 3.859 | 2025-10-04 | 2025_10_04 Hr 13 | 82.1073 | -5.6e-05 | -962.1833 | -276.0736 | 363.2944 | 782.8688 | 42.0482 | 15.4013 | 34.6442 | 82.0862 | 198.6641 | 82.544 | 22.8901 | 179.1062 | 173.7529 | 0 | 6.0261 | 45.3461 | 226.1846 | 0 | 129.5628 | 0
2025_10_04 Hr 14 | 16.58 | 0.010725 | 0.30245 | 3.8139 | 3.8193 | 3.8193 | 3.8097 | 3.8139 | 3.8139 | 74.665 | -14 | 0.08 | 12 | 0 | 89.5531 | 89.5531 | 173.7529 | 0 | 0 | 0.046 | 0.0275 | 1.0494 | 0 | 0 | 0 | 0 | 0 | 0.00282 | 0.1485 | 45.3461 | 6.0261 | 226.1846 | 0 | 0 | 0 | 0 | 13.0366 | 32.1543 | 0 | 3.8514 | -4.566 | 0.6747 | 9.3386 | 0 | -1 | -4.2 | 9.2002 | 0 | 0 | 20.9439 | 20.9439 | 20.9439 | 20.9439 | 24.3533 | 34.749 | 1.3368 | 0 | 0 | 0 | 0 | 0 | 0 | 0 | 0 | 0 | 0 | 0 | 0 | -75 | 0 | 0 | 0 | 0 | 5.9576 | 0 | -165.3731 | 11.9462 | 1.7014 | 62.9821 | 66.5807 | 0 | 1042.641 | 24.7535 | 43.2262 | 1.1346 | 0.3248 | -16.58 | 13.847 | 3.48 | 29.422 | 978.5 | 214.8167 | -278.2431 | 6.9887 | 4.06 | -2.09 | 10.4661 | 3.7494 | 2025-10-04 | 2025_10_04 Hr 14 | 87.2581 | -8.7e-05 | -978.5 | -241.0877 | 339.6112 | 782.8688 | 47.0622 | 15.4013 | 34.6442 | 76.676 | 182.7938 | 80.1414 | 22.8901 | 179.1062 | 173.7529 | 0 | 6.0261 | 45.3461 | 226.1846 | 0 | 129.5628 | 0
2025_10_04 Hr 15 | 16.5784 | 0.010425 | 0.29398 | 3.8139 | 3.8193 | 3.8193 | 3.8097 | 3.8139 | 3.8139 | 70.3164 | -14 | 0.08 | 25 | 0 | 89.5531 | 89.5531 | 173.7529 | 0 | 0 | 0.046 | 0.0275 | 1.0494 | 0 | 0 | 0 | 0 | 0 | 0.00282 | 0.1485 | 45.3461 | 6.0261 | 226.1846 | 0 | 0 | 0 | 0 | 11.8543 | 28.9027 | 0 | 3.2394 | -0.91736 | 0.6747 | 9.3386 | 0 | -1 | -4.2 | 9.2002 | 0 | 0 | 19.2669 | 19.2669 | 19.2669 | 19.2669 | 22.4033 | 34.749 | 1.3368 | 0 | 0 | 0 | 0 | 0 | 0 | 0 | 0 | 0 | 0 | 0 | 0 | -75 | 0 | 0 | 0 | 0 | 5.9576 | 0 | -159.9915 | 11.9462 | 1.7014 | 62.9821 | 66.5807 | 0 | 1025.192 | 24.1605 | 42.1906 | 1.1346 | 0.3248 | -16.5784 | 13.847 | 3.48 | 29.422 | 980.5 | 225.8456 | -272.8599 | 6.9887 | 4.06 | -2.09 | 10.2154 | 3.6596 | 2025-10-04 | 2025_10_04 Hr 15 | 84.0023 | -7.75e-05 | -980.5 | -232.6695 | 320.2017 | 782.8688 | 60.0534 | 15.4013 | 34.6442 | 72.2421 | 169.7873 | 78.1723 | 22.8901 | 179.1062 | 173.7529 | 0 | 6.0261 | 45.3461 | 226.1846 | 0 | 129.5628 | 0
2025_10_04 Hr 16 | 16.0626 | 0.010185 | 0.28722 | 3.8139 | 3.8193 | 3.8193 | 3.8097 | 3.8139 | 3.8139 | 69.7778 | -14 | 0.08 | 32 | 0 | 89.5531 | 89.5531 | 173.7529 | 0 | 0 | 0.046 | 0.0275 | 1.0494 | 0 | 0 | 0 | 0 | 0 | 0.00282 | 0.1485 | 44.9548 | 6.0261 | 226.1846 | 0 | 0 | 0 | 0 | 11.7079 | 28.4999 | 0 | 2.3363 | 0 | 0.6747 | 9.3386 | 0 | -1 | -4.2 | 9.2002 | 0 | 0 | 19.0592 | 19.0592 | 19.0592 | 19.0592 | 22.1618 | 30.7476 | 1.3368 | 0 | 0 | 0 | 0 | 0 | 0 | 0 | 0 | 0 | 0 | 0 | 0 | -75 | 0 | 0 | 0 | 0 | 5.9576 | 0 | -144.8939 | 11.9462 | 1.7014 | 62.9821 | 66.5807 | 0 | 1022.634 | 24.0871 | 42.0624 | 1.1346 | 0.3248 | -16.0626 | 13.847 | 3.48 | 29.422 | 995.8083 | 228.0844 | -257.2465 | 6.9887 | 4.06 | -2.09 | 10.1843 | 3.6485 | 2025-10-04 | 2025_10_04 Hr 16 | 81.5897 | -3e-05 | -995.8083 | -217.5576 | 317.7978 | 782.4775 | 63.045 | 15.4013 | 34.6442 | 71.693 | 168.1764 | 77.9285 | 22.8901 | 179.1062 | 173.7529 | 0 | 6.0261 | 44.9548 | 226.1846 | 0 | 129.5628 | 0
2025_10_04 Hr 17 | 14.9797 | 0.00864 | 0.24365 | 3.8139 | 3.8193 | 3.8193 | 3.8097 | 3.8139 | 3.8139 | 70.0371 | -14 | 0.08 | 63 | 0 | 89.5531 | 89.5531 | 173.7529 | 0 | 0 | 0.046 | 0.0275 | 1.0494 | 0 | 0 | 0 | 0 | 0 | 0.00282 | 0.1485 | 45.3461 | 6.0261 | 226.1846 | 0 | 0 | 0 | 0 | 11.7784 | 28.6938 | 0 | 4.7206 | 0 | 0.6747 | 9.3386 | 0 | -1 | -4.2 | 9.2002 | 0 | 0 | 19.1592 | 19.1592 | 19.1592 | 19.1592 | 22.2781 | 23.7978 | 1.3368 | 0 | 0 | 0 | 0 | 0 | 0 | 0 | 0 | 0 | 0 | 0 | 0 | -75 | 0 | 0 | 0 | 0 | 5.9576 | 0 | -160.5319 | 11.9462 | 1.7014 | 62.9821 | 66.5807 | 0 | 1024.022 | 24.1225 | 42.1241 | 1.1346 | 0.3248 | -14.9797 | 13.847 | 3.48 | 29.422 | 1008.108 | 251.1676 | -271.8016 | 6.9887 | 4.06 | -2.09 | 10.1993 | 3.6538 | 2025-10-04 | 2025_10_04 Hr 17 | 92.0928 | 0.00026 | -1008.108 | -230.8113 | 318.9552 | 782.8688 | 87.0501 | 15.4013 | 34.6442 | 71.9574 | 168.952 | 78.0459 | 22.8901 | 179.1062 | 173.7529 | 0 | 6.0261 | 45.3461 | 226.1846 | 0 | 129.5628 | 0
2025_10_04 Hr 18 | 3.6185 | 0.00645 | 0.18189 | 3.8139 | 3.8193 | 3.8193 | 3.8097 | 3.8139 | 3.8139 | 73.4283 | -14 | 0.08 | 75 | 0 | 89.5531 | 89.5531 | 173.7529 | 0 | 0 | 0.046 | 0.0275 | 1.0494 | 0 | 0 | 0 | 0 | 0 | 0.00282 | 0.1485 | 45.3461 | 6.0261 | 226.1846 | 0 | 0 | 0 | 0 | 12.7004 | 31.2295 | 0 | 2.7436 | -4.834 | 0.6747 | 9.3386 | 0 | -1 | -4.2 | 9.2002 | 0 | 0 | 20.4669 | 20.4669 | 20.4669 | 20.4669 | 23.7987 | 10.9512 | 1.3368 | 0 | 0 | 0 | 0 | 0 | 0 | 0 | 0 | 0 | 0 | 0 | 0 | -75 | 0 | 0 | 0 | 0 | 5.9576 | 0 | -169.4127 | 11.9462 | 1.7014 | 62.9821 | 66.5807 | 2.4582 | 1037.56 | 24.5849 | 42.9317 | 1.1346 | 0.3248 | -3.6185 | 13.847 | 3.48 | 29.422 | 1009.1 | 242.9512 | -269.3212 | 6.9887 | 4.06 | -2.09 | 10.3948 | 3.7239 | 2025-10-04 | 2025_10_04 Hr 18 | 92.5603 | -8.6e-05 | -1009.1 | -246.5032 | 334.0911 | 782.8688 | 88.5977 | 15.4013 | 34.6442 | 75.415 | 179.0947 | 79.5814 | 22.8901 | 179.1062 | 173.7529 | 0 | 6.0261 | 45.3461 | 226.1846 | 0 | 129.5628 | 0
2025_10_04 Hr 19 | 0 | 0.003975 | 0.1121 | 3.8139 | 3.8193 | 3.8193 | 3.8097 | 3.8139 | 3.8139 | 83.2027 | -14 | 0.08 | 82 | 0 | 89.5531 | 89.5531 | 173.7529 | 0 | 0 | 0.046 | 0.0275 | 1.0494 | 0 | 0 | 0 | 0 | 0 | 0.00282 | 0.1485 | 45.3461 | 6.0261 | 226.1846 | 0 | 0 | 0 | 0 | 15.3579 | 38.5382 | 0 | 4.0531 | -5.4117 | 0.6747 | 9.3386 | 0 | -1 | -4.2 | 9.2002 | 0 | 0 | 24.2363 | 24.2363 | 24.2363 | 24.2363 | 28.1817 | 19.9017 | 1.3368 | 0 | 0 | 0 | 0 | 0 | 0 | 0 | 0 | 0 | 0 | 0 | 0 | -75 | 0 | 0 | 0 | 0 | 5.9576 | 0 | -220.012 | 11.9462 | 1.7014 | 62.9821 | 66.5807 | 1.0122 | 1076.692 | 25.9178 | 45.2592 | 1.1346 | 0.3248 | 0 | 13.847 | 3.48 | 29.422 | 1017.292 | 258.2607 | -316.302 | 6.9887 | 4.06 | -2.09 | 10.9583 | 3.9258 | 2025-10-04 | 2025_10_04 Hr 19 | 87.4012 | -0.000395 | -1017.292 | -296.3706 | 377.718 | 782.8688 | 103.03 | 15.4013 | 34.6442 | 85.3812 | 208.3295 | 84.0073 | 22.8901 | 179.1062 | 173.7529 | 0 | 6.0261 | 45.3461 | 226.1846 | 0 | 129.5628 | 0
2025_10_04 Hr 20 | 0 | 0.001245 | 0.035109 | 3.8139 | 3.8193 | 3.8193 | 3.8097 | 3.8139 | 3.8139 | 82.1256 | -14 | 0.08 | 57 | 0 | 89.5531 | 89.5531 | 173.7529 | 0 | 0 | 0.046 | 0.0275 | 1.0494 | 0 | 0 | 0 | 0 | 0 | 0.00282 | 0.1485 | 45.3461 | 6.0261 | 226.1846 | 0 | 0 | 0 | 0 | 15.065 | 37.7327 | 0 | 0.06681 | -5.3762 | 0.6747 | 9.3386 | 0 | -1 | -4.2 | 9.2002 | 0 | 0 | 23.8209 | 23.8209 | 23.8209 | 23.8209 | 27.6987 | 10.9512 | 1.3368 | 0 | 0 | 0 | 0 | 0 | 0 | 0 | 0 | 0 | 0 | 0 | 0 | -75 | 0 | 0 | 0 | 0 | 5.9576 | 0 | -208.7312 | 11.9462 | 1.7014 | 62.9821 | 66.5807 | 5.9286 | 1072.295 | 25.7709 | 45.0027 | 1.1346 | 0.3248 | 0 | 13.847 | 3.48 | 29.422 | 990.7 | 228.7361 | -305.0212 | 6.9887 | 4.06 | -2.09 | 10.8962 | 3.9035 | 2025-10-04 | 2025_10_04 Hr 20 | 87.468 | -9.111e-05 | -990.7 | -289.0406 | 372.9101 | 782.8688 | 73.9162 | 15.4013 | 34.6442 | 84.2829 | 205.1077 | 83.5195 | 22.8901 | 179.1062 | 173.7529 | 0 | 6.0261 | 45.3461 | 226.1846 | 0 | 129.5628 | 0
2025_10_04 Hr 21 | 0 | 7.5e-05 | 0.002115 | 3.8139 | 3.8193 | 3.8193 | 3.8097 | 3.8139 | 3.8139 | 80.4898 | -14 | 0.08 | 33 | 0 | 89.5531 | 89.5531 | 173.7529 | 0 | 0 | 0.046 | 0.0275 | 1.0494 | 0 | 0 | 0 | 0 | 0 | 0.00282 | 0.1485 | 45.3461 | 6.0261 | 226.1846 | 0 | 0 | 0 | 0 | 14.6203 | 36.5096 | 0 | 4.1589 | -10.9904 | 0.6747 | 9.3386 | 0 | -1 | -4.2 | 9.2002 | 0 | 0 | 23.1901 | 23.1901 | 23.1901 | 23.1901 | 26.9652 | 15.9003 | 1.3368 | 0 | 0 | 0 | 0 | 0 | 0 | 0 | 0 | 0 | 0 | 0 | 0 | -75 | 0 | 0 | 0 | 0 | 5.9576 | 0 | -220.1016 | 11.9462 | 1.7014 | 62.9821 | 66.5807 | 6.507 | 1065.701 | 25.5478 | 44.6132 | 1.1346 | 0.3248 | 0 | 13.847 | 3.48 | 29.422 | 952 | 209.5218 | -316.3916 | 6.9887 | 4.06 | -2.09 | 10.8019 | 3.8697 | 2025-10-04 | 2025_10_04 Hr 21 | 83.0853 | -8.1e-05 | -952 | -301.9331 | 365.6093 | 782.8688 | 55.4095 | 15.4013 | 34.6442 | 82.6151 | 200.2154 | 82.7789 | 22.8901 | 179.1062 | 173.7529 | 0 | 6.0261 | 45.3461 | 226.1846 | 0 | 129.5628 | 0
2025_10_04 Hr 22 | 0 | 0 | 0 | 3.8139 | 3.8193 | 3.8193 | 3.8097 | 3.8139 | 3.8139 | 76.5601 | -14 | 0.08 | 56 | 0 | 89.5531 | 89.5531 | 173.7529 | 0 | 0 | 0.046 | 0.0275 | 1.0494 | 0 | 0 | 0 | 0 | 0 | 0.00282 | 0.1485 | 45.3461 | 6.0261 | 226.1846 | 0 | 0 | 0 | 0 | 13.5519 | 33.5712 | 0 | 5.0829 | -3.8653 | 0.6747 | 9.3386 | 0 | -1 | -4.2 | 9.2002 | 0 | 0 | 21.6746 | 21.6746 | 21.6746 | 21.6746 | 25.2031 | 23.7978 | 1.3368 | 0 | 0 | 0 | 0 | 0 | 0 | 0 | 0 | 0 | 0 | 0 | 0 | -75 | 0 | 0 | 0 | 0 | 5.9576 | 0 | -280.9564 | 11.9462 | 1.7014 | 62.9821 | 66.5807 | 4.0488 | 1049.939 | 25.012 | 43.6774 | 1.1346 | 0.3248 | 0 | 13.847 | 3.48 | 29.422 | 910.0917 | 236.1816 | -377.2464 | 6.9887 | 4.06 | -2.09 | 10.5754 | 3.7886 | 2025-10-04 | 2025_10_04 Hr 22 | 74.2364 | -0.00013 | -910.0917 | -354.7388 | 348.0695 | 782.8688 | 83.8466 | 15.4013 | 34.6442 | 78.6082 | 188.4618 | 80.9995 | 22.8901 | 179.1062 | 173.7529 | 0 | 6.0261 | 45.3461 | 226.1846 | 0 | 129.5628 | 0
2025_10_04 Hr 23 | 0 | 0 | 0 | 3.8139 | 3.8193 | 3.8193 | 3.8097 | 3.8139 | 3.8139 | 70.3164 | 0 | 0.08 | 68 | 0 | 89.5531 | 89.5531 | 176.4163 | 0 | 0 | 0.046 | 0.0275 | 1.0494 | 0 | 0 | 0 | 0 | 0 | 0.00282 | 0.1485 | 45.3461 | 6.0261 | 228.977 | 0 | 0 | 0 | 0 | 11.8543 | 28.9027 | 0 | 1.0122 | -10.4047 | 0.6747 | 9.3386 | 0 | -1 | -4.2 | 9.2002 | 0 | 0 | 19.2669 | 19.2669 | 19.2669 | 19.2669 | 22.4033 | 8.9505 | 1.3368 | 0 | 0 | 0 | 0 | 0 | 0 | 0 | 0 | 0 | 0 | 0 | 0 | 0 | -50 | 0 | 0 | 0 | 5.9576 | 0 | -351.7343 | 11.9462 | 1.7014 | 64.2243 | 67.8938 | 6.9408 | 1032.909 | 24.1605 | 42.1906 | 1.1346 | 0.3248 | 0 | 13.847 | 3.48 | 29.422 | 847.8917 | 233.3991 | -409.0243 | 6.9887 | 4.06 | -2.09 | 10.2154 | 3.6596 | 2025-10-04 | 2025_10_04 Hr 23 | 80.4559 | -2.7e-05 | -847.8917 | -411.1267 | 334.2017 | 790.8799 | 83.8913 | 15.4013 | 34.6442 | 72.2421 | 169.7873 | 92.1723 | 22.8901 | 179.1062 | 176.4163 | 0 | 6.0261 | 45.3461 | 228.977 | 0 | 132.1181 | 0
2025_10_04 Hr 24 | 0 | 0 | 0 | 3.8139 | 3.8193 | 3.8193 | 3.8097 | 3.8139 | 3.8139 | 57.9686 | 0 | 0.08 | 74 | 0 | 89.5531 | 89.5531 | 176.4163 | 0 | 0 | 0.046 | 0.0275 | 1.0494 | 0 | 0 | 0 | 0 | 0 | 0.00282 | 0.1485 | 45.3461 | 6.0261 | 228.977 | 0 | 0 | 0 | 0 | 8.4972 | 19.6699 | 0 | 8.6719 | 0 | 0.6747 | 9.3386 | 0 | -1 | -4.2 | 9.2002 | 0 | 0 | 14.5052 | 14.5052 | 14.5052 | 14.5052 | 16.8665 | 4.0014 | 1.3368 | 0 | 0 | 0 | 0 | 0 | 0 | 0 | 0 | 0 | 0 | 0 | 0 | 0 | -50 | 0 | 0 | 0 | 5.9576 | 0 | -361.2668 | 11.9462 | 1.7014 | 64.2243 | 67.8938 | 3.4704 | 983.388 | 22.4768 | 39.2503 | 1.1346 | 0.3248 | 0 | 13.847 | 3.48 | 29.422 | 798.8917 | 225.3886 | -418.5568 | 6.9887 | 4.06 | -2.09 | 9.5034 | 3.4046 | 2025-10-04 | 2025_10_04 Hr 24 | 78.104 | -4.6e-05 | -798.8917 | -402.5949 | 279.0894 | 790.8799 | 81.4718 | 15.4013 | 34.6442 | 59.6522 | 132.8559 | 86.5812 | 22.8901 | 179.1062 | 176.4163 | 0 | 6.0261 | 45.3461 | 228.977 | 0 | 132.1181 | 0
2025_10_05 Hr 01 | 0 | 0 | 0 | 3.8139 | 3.8193 | 3.8193 | 3.8097 | 3.8139 | 3.8139 | 52.5365 | 0 | 0.08 | 83 | 0 | 89.5531 | 89.5531 | 176.4163 | 0 | 0 | 0.046 | 0.0275 | 1.0494 | 0 | 0 | 0 | 0 | 0 | 0.00282 | 0.1485 | 45.3461 | 6.0261 | 228.977 | 0 | 0 | 0 | 0 | 7.0219 | 15.5838 | 0 | 7.2202 | -0.11296 | 0.6747 | 9.4125 | 0 | -1 | -4.2 | 9.2847 | 0 | 0 | 12.3278 | 12.3278 | 12.3278 | 12.3278 | 14.3347 | 7.8975 | 1.3368 | 0 | 0 | 0 | 0 | 0 | 0 | 0 | 0 | 0 | 0 | 0 | 0 | 0 | -50 | 0 | 0 | 0 | 6.0066 | 0 | -397.3401 | 12.0879 | 1.7014 | 64.2243 | 67.8938 | 9.9774 | 961.4767 | 21.9453 | 38.3036 | 1.1346 | 0.3248 | 0 | 13.847 | 3.48 | 29.422 | 757.0917 | 243.1378 | -454.6301 | 7.1049 | 4.06 | -2.09 | 9.2699 | 3.3206 | 2025-10-05 | 2025_10_05 Hr 01 | 78.3149 | -5.83e-05 | -757.0917 | -440.2329 | 255.5242 | 790.8799 | 100.8749 | 15.4013 | 34.6442 | 54.4143 | 116.1825 | 84.9274 | 22.8901 | 179.1062 | 176.4163 | 0 | 6.0261 | 45.3461 | 228.977 | 0 | 132.1181 | 0
2025_10_05 Hr 02 | 0 | 0 | 0 | 3.8139 | 3.8193 | 3.8193 | 3.8097 | 3.8139 | 3.8139 | 50.6492 | 0 | 0.08 | 88 | 0 | 89.5531 | 89.5531 | 176.4163 | 0 | 0 | 0.046 | 0.0275 | 1.0494 | 0 | 0 | 0 | 0 | 0 | 0.00282 | 0.1485 | 45.3461 | 6.0261 | 228.977 | 0 | 0 | 0 | 0 | 6.5045 | 14.1578 | 0 | 3.3924 | -0.28366 | 0.6747 | 9.4125 | 0 | -1 | -4.2 | 9.2847 | 0 | 0 | 11.6013 | 11.6013 | 11.6013 | 11.6013 | 13.4899 | 18.8487 | 1.3368 | 0 | 0 | 0 | 0 | 0 | 0 | 0 | 0 | 0 | 0 | 0 | 0 | 0 | -50 | 0 | 0 | 0 | 6.0066 | 0 | -424.9233 | 12.0879 | 1.7014 | 64.2243 | 67.8938 | 10.5558 | 953.895 | 21.6869 | 37.8525 | 1.1346 | 0.3248 | 0 | 13.847 | 3.48 | 29.422 | 733.6 | 258.8095 | -482.2133 | 7.1049 | 4.06 | -2.09 | 9.1607 | 3.2815 | 2025-10-05 | 2025_10_05 Hr 02 | 78.3311 | -1.35e-05 | -733.6 | -471.8146 | 247.0847 | 790.8799 | 117.4045 | 15.4013 | 34.6442 | 52.4709 | 110.5442 | 84.0695 | 22.8901 | 179.1062 | 176.4163 | 0 | 6.0261 | 45.3461 | 228.977 | 0 | 132.1181 | 0
2025_10_05 Hr 03 | 0 | 0 | 0 | 3.8139 | 3.8193 | 3.8193 | 3.8097 | 3.8139 | 3.8139 | 50.3711 | 0 | 0.08 | 92 | 0 | 89.5531 | 89.5531 | 176.4163 | 0 | 0 | 0.046 | 0.0275 | 1.0494 | 0 | 0 | 0 | 0 | 0 | 0.00282 | 0.1485 | 45.3461 | 6.0261 | 228.977 | 0 | 0 | 0 | 0 | 6.4282 | 13.9477 | 0 | 5.5325 | -1.1215 | 0.6747 | 9.4125 | 0 | -1 | -4.2 | 9.2847 | 0 | 0 | 11.4942 | 11.4942 | 11.4942 | 11.4942 | 13.3654 | 29.7999 | 1.3368 | 0 | 0 | 0 | 0 | 0 | 0 | 0 | 0 | 0 | 0 | 0 | 0 | 0 | -50 | 0 | 0 | 0 | 6.0066 | 0 | -440.4059 | 12.0879 | 1.7014 | 64.2243 | 67.8938 | 5.9286 | 952.7778 | 21.6488 | 37.786 | 1.1346 | 0.3248 | 0 | 13.847 | 3.48 | 29.422 | 728.5 | 269.0071 | -497.6959 | 7.1049 | 4.06 | -2.09 | 9.1446 | 3.2757 | 2025-10-05 | 2025_10_05 Hr 03 | 78.323 | -1.5e-05 | -728.5 | -485.9949 | 245.841 | 790.8799 | 127.7285 | 15.4013 | 34.6442 | 52.1846 | 109.7133 | 83.9431 | 22.8901 | 179.1062 | 176.4163 | 0 | 6.0261 | 45.3461 | 228.977 | 0 | 132.1181 | 0
2025_10_05 Hr 04 | 0 | 0 | 0 | 3.8139 | 3.8193 | 3.8193 | 3.8097 | 3.8139 | 3.8139 | 52.1193 | 0 | 0.08 | 90 | 0 | 89.5531 | 89.5531 | 176.4163 | 0 | 0 | 0.046 | 0.0275 | 1.0494 | 0 | 0 | 0 | 0 | 0 | 0.00282 | 0.1485 | 45.3461 | 6.0261 | 228.977 | 0 | 0 | 0 | 0 | 6.9075 | 15.2686 | 0 | 7.9438 | 0 | 0.6747 | 9.4125 | 0 | -1 | -4.2 | 9.2847 | 0 | 0 | 12.1672 | 12.1672 | 12.1672 | 12.1672 | 14.1479 | 34.749 | 1.3368 | 0 | 0 | 0 | 0 | 0 | 0 | 0 | 0 | 0 | 0 | 0 | 0 | 0 | -50 | 0 | 0 | 0 | 6.0066 | 0 | -454.8051 | 12.0879 | 1.7014 | 64.2243 | 67.8938 | 3.0366 | 959.8008 | 21.8882 | 38.2039 | 1.1346 | 0.3248 | 0 | 13.847 | 3.48 | 29.422 | 725.5084 | 269.8589 | -512.0951 | 7.1049 | 4.06 | -2.09 | 9.2458 | 3.312 | 2025-10-05 | 2025_10_05 Hr 04 | 78.1527 | -6.6e-05 | -725.5084 | -496.8613 | 253.6587 | 790.8799 | 127.7856 | 15.4013 | 34.6442 | 53.9847 | 114.9362 | 84.7378 | 22.8901 | 179.1062 | 176.4163 | 0 | 6.0261 | 45.3461 | 228.977 | 0 | 132.1181 | 0
2025_10_05 Hr 05 | 0 | 0 | 0 | 3.8139 | 3.8193 | 3.8193 | 3.8097 | 3.8139 | 3.8139 | 55.4964 | 0 | 0.08 | 90 | 0 | 89.5531 | 89.5531 | 176.4163 | 0 | 0 | 0.046 | 0.0275 | 1.0494 | 0 | 0 | 0 | 0 | 0 | 0.00282 | 0.1485 | 45.3461 | 6.0261 | 228.977 | 0 | 0 | 0 | 0 | 7.8335 | 17.8203 | 0 | 3.2913 | -0.30403 | 0.6747 | 9.4125 | 0 | -1 | -4.2 | 9.2847 | 0 | 0 | 13.4674 | 13.4674 | 13.4674 | 13.4674 | 15.6598 | 42.7518 | 1.3368 | 0 | 0 | 0 | 0 | 0 | 0 | 0 | 0 | 0 | 0 | 0 | 0 | 0 | -50 | 0 | 0 | 0 | 6.0066 | 0 | -464.1997 | 12.0879 | 1.7014 | 64.2243 | 67.8938 | 4.4826 | 973.3679 | 22.3507 | 39.0112 | 1.1346 | 0.3248 | 0 | 13.847 | 3.48 | 29.422 | 735.7083 | 280.8429 | -521.4897 | 7.1049 | 4.06 | -2.09 | 9.4411 | 3.382 | 2025-10-05 | 2025_10_05 Hr 05 | 78.3149 | 5.9e-06 | -735.7083 | -511.2125 | 268.761 | 790.8799 | 137.2344 | 15.4013 | 34.6442 | 57.4624 | 125.0257 | 86.2729 | 22.8901 | 179.1062 | 176.4163 | 0 | 6.0261 | 45.3461 | 228.977 | 0 | 132.1181 | 0
2025_10_05 Hr 06 | 0 | 0 | 0 | 3.8139 | 3.8193 | 3.8193 | 3.8097 | 3.8139 | 3.8139 | 66.7206 | 0 | 0.08 | 90 | 0 | 89.5531 | 89.5531 | 176.4163 | 0 | 0 | 0.046 | 0.0275 | 1.0494 | 0 | 0 | 0 | 0 | 0 | 0.00282 | 0.1485 | 45.3461 | 6.0261 | 228.977 | 0 | 0 | 0 | 0 | 10.9108 | 26.3009 | 0 | 3.6419 | -0.48937 | 0.6747 | 9.4125 | 0 | -1 | -4.2 | 9.2847 | 0 | 0 | 17.7885 | 17.7885 | 17.7885 | 17.7885 | 20.6842 | 49.7016 | 1.3368 | 0 | 0 | 0 | 0 | 0 | 0 | 0 | 0 | 0 | 0 | 0 | 0 | 0 | -50 | 0 | 0 | 0 | 6.0066 | 0 | -506.8619 | 12.0879 | 1.7014 | 64.2243 | 67.8938 | 3.0366 | 1018.459 | 23.8879 | 41.6942 | 1.1346 | 0.3248 | 0 | 13.847 | 3.48 | 29.422 | 748.9083 | 291.4489 | -564.1519 | 7.1049 | 4.06 | -2.09 | 10.0905 | 3.6146 | 2025-10-05 | 2025_10_05 Hr 06 | 83.0349 | 4.47e-05 | -748.9083 | -553.7094 | 318.9542 | 790.8799 | 142.7382 | 15.4013 | 34.6442 | 69.0204 | 158.5587 | 91.3751 | 22.8901 | 179.1062 | 176.4163 | 0 | 6.0261 | 45.3461 | 228.977 | 0 | 132.1181 | 0
2025_10_05 Hr 07 | 0 | 0 | 0 | 3.8139 | 3.8193 | 3.8193 | 3.8097 | 3.8139 | 3.8139 | 75.7794 | 0 | 0.08 | 90 | 0 | 89.5531 | 89.5531 | 173.7529 | 0 | 0 | 0.046 | 0.0275 | 1.0494 | 0 | 0 | 0 | 0 | 0 | 0.00282 | 0.1485 | 45.3461 | 6.0261 | 226.1846 | 0 | 0 | 0 | 0 | 13.3945 | 33.1455 | 0 | 5.0286 | -5.0789 | 0.6747 | 9.4125 | 0 | -1 | -4.2 | 9.2847 | 0 | 0 | 21.2759 | 21.2759 | 21.2759 | 21.2759 | 24.7394 | 54.6507 | 1.3368 | 0 | 0 | 0 | 0 | 0 | 0 | 0 | 0 | 0 | 0 | 0 | 0 | 0 | -50 | 0 | 0 | 0 | 6.0066 | 0 | -503.739 | 12.0879 | 1.7014 | 62.9821 | 66.5807 | 9.5436 | 1046.84 | 25.1286 | 43.8597 | 1.1346 | 0.3248 | 0 | 13.847 | 3.48 | 29.422 | 792.7833 | 307.0228 | -561.029 | 7.1049 | 4.06 | -2.09 | 10.6145 | 3.8023 | 2025-10-05 | 2025_10_05 Hr 07 | 81.0782 | -7.1e-05 | -792.7833 | -553.7893 | 359.464 | 782.8688 | 154.1943 | 15.4013 | 34.6442 | 78.3486 | 185.6224 | 95.493 | 22.8901 | 179.1062 | 173.7529 | 0 | 6.0261 | 45.3461 | 226.1846 | 0 | 129.5628 | 0
2025_10_05 Hr 08 | 3.0978 | 4.5e-05 | 0.001269 | 3.8139 | 3.8193 | 3.8193 | 3.8097 | 3.8139 | 3.8139 | 86.4473 | 0 | 0.08 | 89 | 0 | 89.5531 | 89.5531 | 173.7529 | 0 | 0 | 0.046 | 0.0275 | 1.0494 | 0 | 0 | 0 | 0 | 0 | 0.00282 | 0.1485 | 45.3461 | 6.0261 | 226.1846 | 0 | 0 | 0 | 0 | 16.3193 | 41.2058 | 0 | 0 | -4.3268 | 0.6747 | 9.4125 | 0 | -1 | -4.2 | 9.2847 | 0 | 0 | 25.3828 | 25.3828 | 25.3828 | 25.3828 | 29.5149 | 56.6514 | 1.3368 | 0 | 0 | 0 | 0 | 0 | 0 | 0 | 0 | 0 | 0 | 0 | 0 | 0 | -50 | 0 | 0 | 0 | 6.0066 | 0 | -493.0658 | 12.0879 | 1.7014 | 62.9821 | 66.5807 | 10.5558 | 1089.697 | 26.5896 | 46.4098 | 1.1346 | 0.3248 | -3.0978 | 13.847 | 3.48 | 29.422 | 848.9 | 316.9829 | -553.4536 | 7.1049 | 4.06 | -2.09 | 11.2317 | 4.0234 | 2025-10-05 | 2025_10_05 Hr 08 | 80.9647 | -0.000108 | -848.9 | -547.3926 | 407.1697 | 782.8688 | 156.2085 | 15.4013 | 34.6442 | 89.3338 | 217.4935 | 100.3423 | 22.8901 | 179.1062 | 173.7529 | 0 | 6.0261 | 45.3461 | 226.1846 | 0 | 129.5628 | 0
2025_10_05 Hr 09 | 14.857 | 0.001095 | 0.030879 | 3.8139 | 3.8193 | 3.8193 | 3.8097 | 3.8139 | 3.8139 | 89.4271 | 0 | 0.08 | 89 | 0 | 89.5531 | 89.5531 | 173.7529 | 0 | 0 | 0.046 | 0.0275 | 1.0494 | 0 | 0 | 0 | 0 | 0 | 0.00282 | 0.1485 | 45.3461 | 6.0261 | 226.1846 | 0 | 0 | 0 | 0 | 17.1363 | 43.4573 | 0 | 0 | -15.3477 | 0.6747 | 9.4125 | 0 | -1 | -4.2 | 9.2847 | 0 | 0 | 26.53 | 26.53 | 26.53 | 26.53 | 30.8489 | 53.5977 | 1.3368 | 0 | 0 | 0 | 0 | 0 | 0 | 0 | 0 | 0 | 0 | 0 | 0 | 0 | -50 | 0 | 0 | 0 | 6.0066 | 0 | -456.0217 | 12.0879 | 1.7014 | 62.9821 | 66.5807 | 15.0384 | 1101.698 | 26.9977 | 47.1221 | 1.1346 | 0.3248 | -14.857 | 13.847 | 3.48 | 29.422 | 889.7083 | 331.5266 | -528.1687 | 7.1049 | 4.06 | -2.09 | 11.4041 | 4.0851 | 2025-10-05 | 2025_10_05 Hr 09 | 80.843 | -3.7e-05 | -889.7083 | -521.3694 | 420.4953 | 782.8688 | 157.6681 | 15.4013 | 34.6442 | 92.4023 | 226.3961 | 101.6969 | 22.8901 | 179.1062 | 173.7529 | 0 | 6.0261 | 45.3461 | 226.1846 | 0 | 129.5628 | 0
2025_10_05 Hr 10 | 18.0924 | 0.00315 | 0.08883 | 3.8139 | 3.8193 | 3.8193 | 3.8097 | 3.8139 | 3.8139 | 86.7254 | 0 | 0.08 | 90 | 0 | 89.5531 | 89.5531 | 173.7529 | 0 | 0 | 0.046 | 0.0275 | 1.0494 | 0 | 0 | 0 | 0 | 0 | 0.00282 | 0.1485 | 45.3461 | 6.0261 | 226.1846 | 0 | 0 | 0 | 0 | 16.3956 | 41.416 | 0 | 0 | -16.7988 | 0.6747 | 9.4125 | 0 | -1 | -4.2 | 9.2847 | 0 | 0 | 25.4899 | 25.4899 | 25.4899 | 25.4899 | 29.6394 | 54.6507 | 1.3368 | 0 | 0 | 0 | 0 | 0 | 0 | 0 | 0 | 0 | 0 | 0 | 0 | 0 | -50 | 0 | 0 | 0 | 6.0066 | 0 | -422.1574 | 12.0879 | 1.7014 | 62.9821 | 66.5807 | 9.9774 | 1090.902 | 26.6277 | 46.4763 | 1.1346 | 0.3248 | -18.0924 | 13.847 | 3.48 | 29.422 | 907.0917 | 330.528 | -497.5398 | 7.1049 | 4.06 | -2.09 | 11.2478 | 4.0291 | 2025-10-05 | 2025_10_05 Hr 10 | 80.178 | -0.00013 | -907.0917 | -488.9562 | 408.4134 | 782.8688 | 154.7201 | 15.4013 | 34.6442 | 89.6202 | 218.3244 | 100.4688 | 22.8901 | 179.1062 | 173.7529 | 0 | 6.0261 | 45.3461 | 226.1846 | 0 | 129.5628 | 0
2025_10_05 Hr 11 | 17.9929 | 0.004905 | 0.13832 | 3.8139 | 3.8193 | 3.8193 | 3.8097 | 3.8139 | 3.8139 | 83.2092 | 0 | 0.08 | 88 | 0 | 89.5531 | 89.5531 | 173.7529 | 0 | 0 | 0.046 | 0.0275 | 1.0494 | 0 | 0 | 0 | 0 | 0 | 0.00282 | 0.1485 | 45.3461 | 6.0261 | 226.1846 | 0 | 0 | 0 | 0 | 15.4315 | 38.7592 | 0 | 2.2009 | -4.1215 | 0.6747 | 9.4125 | 0 | -1 | -4.2 | 9.2847 | 0 | 0 | 24.1362 | 24.1362 | 24.1362 | 24.1362 | 28.0654 | 62.5482 | 1.3368 | 0 | 0 | 0 | 0 | 0 | 0 | 0 | 0 | 0 | 0 | 0 | 0 | 0 | -50 | 0 | 0 | 0 | 6.0066 | 0 | -405.0866 | 12.0879 | 1.7014 | 62.9821 | 66.5807 | 1.0122 | 1076.826 | 26.1461 | 45.6357 | 1.1346 | 0.3248 | -17.9929 | 13.847 | 3.48 | 29.422 | 920.3 | 325.7641 | -480.3695 | 7.1049 | 4.06 | -2.09 | 11.0444 | 3.9563 | 2025-10-05 | 2025_10_05 Hr 11 | 80.1699 | -8.9e-05 | -920.3 | -457.0072 | 392.6892 | 782.8688 | 151.7036 | 15.4013 | 34.6442 | 85.9994 | 207.8194 | 98.8704 | 22.8901 | 179.1062 | 173.7529 | 0 | 6.0261 | 45.3461 | 226.1846 | 0 | 129.5628 | 0
2025_10_05 Hr 12 | 17.0875 | 0.00552 | 0.15566 | 3.8139 | 3.8193 | 3.8193 | 3.8097 | 3.8139 | 3.8139 | 78.3421 | 0 | 0.08 | 86 | 0 | 89.5531 | 89.5531 | 173.7529 | 0 | 0 | 0.046 | 0.0275 | 1.0494 | 0 | 0 | 0 | 0 | 0 | 0.00282 | 0.1485 | 45.3461 | 6.0261 | 226.1846 | 0 | 0 | 0 | 0 | 14.0971 | 35.0818 | 0 | 15.0147 | -0.10114 | 0.6747 | 9.4125 | 0 | -1 | -4.2 | 9.2847 | 0 | 0 | 22.2625 | 22.2625 | 22.2625 | 22.2625 | 25.8866 | 58.6521 | 1.3368 | 0 | 0 | 0 | 0 | 0 | 0 | 0 | 0 | 0 | 0 | 0 | 0 | 0 | -50 | 0 | 0 | 0 | 6.0066 | 0 | -370.1312 | 12.0879 | 1.7014 | 62.9821 | 66.5807 | 4.4826 | 1057.291 | 25.4796 | 44.4723 | 1.1346 | 0.3248 | -17.0875 | 13.847 | 3.48 | 29.422 | 947.9167 | 320.2211 | -444.5087 | 7.1049 | 4.06 | -2.09 | 10.7628 | 3.8554 | 2025-10-05 | 2025_10_05 Hr 12 | 80.2105 | -0.0001155 | -947.9167 | -405.2176 | 370.924 | 782.8688 | 149.2959 | 15.4013 | 34.6442 | 80.9875 | 193.2786 | 96.6579 | 22.8901 | 179.1062 | 173.7529 | 0 | 6.0261 | 45.3461 | 226.1846 | 0 | 129.5628 | 0
2025_10_05 Hr 13 | 16.58 | 0.003585 | 0.1011 | 3.8139 | 3.8193 | 3.8193 | 3.8097 | 3.8139 | 3.8139 | 68.3098 | 0 | 0.08 | 89 | 0 | 89.5531 | 89.5531 | 173.7529 | 0 | 0 | 0.046 | 0.0275 | 1.0494 | 0 | 0 | 0 | 0 | 0 | 0.00282 | 0.1485 | 45.3461 | 6.0261 | 226.1846 | 0 | 0 | 0 | 0 | 11.3465 | 27.5017 | 0 | 17.3007 | 0 | 0.6747 | 9.4125 | 0 | -1 | -4.2 | 9.2847 | 0 | 0 | 18.4003 | 18.4003 | 18.4003 | 18.4003 | 21.3957 | 50.6493 | 1.3368 | 0 | 0 | 0 | 0 | 0 | 0 | 0 | 0 | 0 | 0 | 0 | 0 | 0 | -50 | 0 | 0 | 0 | 6.0066 | 0 | -341.7839 | 12.0879 | 1.7014 | 62.9821 | 66.5807 | 21.5454 | 1016.934 | 24.1056 | 42.0741 | 1.1346 | 0.3248 | -16.58 | 13.847 | 3.48 | 29.422 | 945.7917 | 327.2114 | -415.6539 | 7.1049 | 4.06 | -2.09 | 10.1824 | 3.6475 | 2025-10-05 | 2025_10_05 Hr 13 | 78.832 | -0.000116 | -945.7917 | -374.4832 | 326.0612 | 782.8688 | 161.2994 | 15.4013 | 34.6442 | 70.6569 | 163.3067 | 92.0976 | 22.8901 | 179.1062 | 173.7529 | 0 | 6.0261 | 45.3461 | 226.1846 | 0 | 129.5628 | 0
2025_10_05 Hr 14 | 16.58 | 0.003735 | 0.10533 | 3.8139 | 3.8193 | 3.8193 | 3.8097 | 3.8139 | 3.8139 | 82.1563 | 0 | 0.08 | 90 | 0 | 89.5531 | 89.5531 | 173.7529 | 0 | 0 | 0.046 | 0.0275 | 1.0494 | 0 | 0 | 0 | 0 | 0 | 0.00282 | 0.1485 | 45.3461 | 6.0261 | 226.1846 | 0 | 0 | 0 | 0 | 15.1428 | 37.9637 | 0 | 4.3106 | -10.5406 | 0.6747 | 9.4125 | 0 | -1 | -4.2 | 9.2847 | 0 | 0 | 23.7309 | 23.7309 | 23.7309 | 23.7309 | 27.594 | 52.65 | 1.3368 | 0 | 0 | 0 | 0 | 0 | 0 | 0 | 0 | 0 | 0 | 0 | 0 | 0 | -50 | 0 | 0 | 0 | 6.0066 | 0 | -382.3257 | 12.0879 | 1.7014 | 62.9821 | 66.5807 | 34.9932 | 1072.563 | 26.0019 | 45.384 | 1.1346 | 0.3248 | -16.58 | 13.847 | 3.48 | 29.422 | 960.0917 | 349.9543 | -456.1957 | 7.1049 | 4.06 | -2.09 | 10.9834 | 3.9344 | 2025-10-05 | 2025_10_05 Hr 14 | 78.7995 | -0.00014 | -960.0917 | -438.5558 | 387.9808 | 782.8688 | 177.7523 | 15.4013 | 34.6442 | 84.9152 | 204.6738 | 98.3918 | 22.8901 | 179.1062 | 173.7529 | 0 | 6.0261 | 45.3461 | 226.1846 | 0 | 129.5628 | 0
2025_10_05 Hr 15 | 15.0195 | 0.003675 | 0.10364 | 3.8139 | 3.8193 | 3.8193 | 3.8097 | 3.8139 | 3.8139 | 71.1705 | 0 | 0.08 | 89 | 0 | 89.5531 | 89.5531 | 173.7529 | 0 | 0 | 0.046 | 0.0275 | 1.0494 | 0 | 0 | 0 | 0 | 0 | 0.00282 | 0.1485 | 45.2808 | 6.0261 | 226.1846 | 0 | 0 | 0 | 0 | 12.1309 | 29.6632 | 0 | 14.6267 | -11.1521 | 0.6747 | 9.4125 | 0 | -1 | -4.2 | 9.2847 | 0 | 0 | 19.5016 | 19.5016 | 19.5016 | 19.5016 | 22.6763 | 50.6493 | 1.3368 | 0 | 0 | 0 | 0 | 0 | 0 | 0 | 0 | 0 | 0 | 0 | 0 | 0 | -50 | 0 | 0 | 0 | 6.0066 | 0 | -325.1018 | 12.0879 | 1.7014 | 62.9821 | 66.5807 | 34.5594 | 1028.363 | 24.4974 | 42.758 | 1.1346 | 0.3248 | -15.0195 | 13.847 | 3.48 | 29.422 | 974.3917 | 339.9654 | -397.4113 | 7.1049 | 4.06 | -2.09 | 10.3479 | 3.7068 | 2025-10-05 | 2025_10_05 Hr 15 | 79.1158 | -0.000106 | -974.3917 | -371.6272 | 338.8537 | 782.8035 | 174.316 | 15.4013 | 34.6442 | 73.6026 | 171.8531 | 93.3979 | 22.8901 | 179.1062 | 173.7529 | 0 | 6.0261 | 45.2808 | 226.1846 | 0 | 129.5628 | 0
2025_10_05 Hr 16 | 17.5783 | 0.009 | 0.2538 | 3.8139 | 3.8193 | 3.8193 | 3.8097 | 3.8139 | 3.8139 | 70.3759 | 0 | 0.08 | 73 | 0 | 89.5531 | 89.5531 | 173.7529 | 0 | 0 | 0.046 | 0.0275 | 1.0494 | 0 | 0 | 0 | 0 | 0 | 0.00282 | 0.1485 | 45.2808 | 6.0261 | 226.1846 | 0 | 0 | 0 | 0 | 11.913 | 29.0628 | 0 | 0.20638 | -10.744 | 0.6747 | 9.4125 | 0 | -1 | -4.2 | 9.2847 | 0 | 0 | 19.1957 | 19.1957 | 19.1957 | 19.1957 | 22.3206 | 46.6479 | 1.3368 | 0 | 0 | 0 | 0 | 0 | 0 | 0 | 0 | 0 | 0 | 0 | 0 | 0 | -50 | 0 | 0 | 0 | 6.0066 | 0 | -265.0494 | 12.0879 | 1.7014 | 62.9821 | 66.5807 | 35.427 | 1025.321 | 24.3885 | 42.568 | 1.1346 | 0.3248 | -17.5783 | 13.847 | 3.48 | 29.422 | 997.9 | 323.0345 | -339.9177 | 7.1049 | 4.06 | -2.09 | 10.3019 | 3.6903 | 2025-10-05 | 2025_10_05 Hr 16 | 84.5739 | -9.89e-05 | -997.9 | -325.587 | 335.3002 | 782.8035 | 155.3377 | 15.4013 | 34.6442 | 72.7844 | 169.4791 | 93.0367 | 22.8901 | 179.1062 | 173.7529 | 0 | 6.0261 | 45.2808 | 226.1846 | 0 | 129.5628 | 0
2025_10_05 Hr 17 | 16.1273 | 0.00738 | 0.20812 | 3.8139 | 3.8193 | 3.8193 | 3.8097 | 3.8139 | 3.8139 | 72.6604 | 0 | 0.08 | 73 | 0 | 89.5531 | 89.5531 | 173.7529 | 0 | 0 | 0.046 | 0.0275 | 1.0494 | 0 | 0 | 0 | 0 | 0 | 0.00282 | 0.1485 | 45.3461 | 6.0261 | 226.1846 | 0 | 0 | 0 | 0 | 12.5394 | 30.7889 | 0 | 0 | -5.688 | 0.6747 | 9.4125 | 0 | -1 | -4.2 | 9.2847 | 0 | 0 | 20.0752 | 20.0752 | 20.0752 | 20.0752 | 23.3432 | 42.7518 | 1.3368 | 0 | 0 | 0 | 0 | 0 | 0 | 0 | 0 | 0 | 0 | 0 | 0 | 0 | -50 | 0 | 0 | 0 | 6.0066 | 0 | -229.6678 | 12.0879 | 1.7014 | 62.9821 | 66.5807 | 22.5576 | 1034.518 | 24.7014 | 43.1141 | 1.1346 | 0.3248 | -16.1273 | 13.847 | 3.48 | 29.422 | 1031.6 | 305.8548 | -303.0851 | 7.1049 | 4.06 | -2.09 | 10.4341 | 3.7377 | 2025-10-05 | 2025_10_05 Hr 17 | 90.275 | -8.8e-05 | -1031.6 | -285.3558 | 345.5165 | 782.8688 | 138.5249 | 15.4013 | 34.6442 | 75.1369 | 176.3044 | 94.0752 | 22.8901 | 179.1062 | 173.7529 | 0 | 6.0261 | 45.3461 | 226.1846 | 0 | 129.5628 | 0
2025_10_05 Hr 18 | 4.6599 | 0.005055 | 0.14255 | 3.8139 | 3.8193 | 3.8193 | 3.8097 | 3.8139 | 3.8139 | 82.6728 | 0 | 0.08 | 80 | 0 | 89.5531 | 89.5531 | 173.7529 | 0 | 0 | 0.046 | 0.0275 | 1.0494 | 0 | 0 | 0 | 0 | 0 | 0.00282 | 0.1485 | 45.3461 | 6.0261 | 226.1846 | 0 | 0 | 0 | 0 | 15.2845 | 38.3539 | 0 | 5.9053 | -3.8093 | 0.6747 | 9.4125 | 0 | -1 | -4.2 | 9.2847 | 0 | 0 | 23.9297 | 23.9297 | 23.9297 | 23.9297 | 27.8253 | 34.749 | 1.3368 | 0 | 0 | 0 | 0 | 0 | 0 | 0 | 0 | 0 | 0 | 0 | 0 | 0 | -50 | 0 | 0 | 0 | 6.0066 | 0 | -268.5398 | 12.0879 | 1.7014 | 62.9821 | 66.5807 | 16.0506 | 1074.675 | 26.0727 | 45.5075 | 1.1346 | 0.3248 | -4.6599 | 13.847 | 3.48 | 29.422 | 1037.708 | 291.4267 | -330.4897 | 7.1049 | 4.06 | -2.09 | 11.0133 | 3.9451 | 2025-10-05 | 2025_10_05 Hr 18 | 92.6269 | 0.000249 | -1037.708 | -316.4438 | 390.2906 | 782.8688 | 130.9472 | 15.4013 | 34.6442 | 85.447 | 206.217 | 98.6266 | 22.8901 | 179.1062 | 173.7529 | 0 | 6.0261 | 45.3461 | 226.1846 | 0 | 129.5628 | 0
2025_10_05 Hr 19 | 0 | 0.00345 | 0.09729 | 3.8139 | 3.8193 | 3.8193 | 3.8097 | 3.8139 | 3.8139 | 88.7517 | 0 | 0.08 | 84 | 0 | 89.5531 | 89.5531 | 173.7529 | 0 | 0 | 0.046 | 0.0275 | 1.0494 | 0 | 0 | 0 | 0 | 0 | 0.00282 | 0.1485 | 45.3461 | 6.0261 | 226.1846 | 0 | 0 | 0 | 0 | 16.9511 | 42.947 | 0 | 16.0808 | 0 | 0.6747 | 9.4125 | 0 | -1 | -4.2 | 9.2847 | 0 | 0 | 26.27 | 26.27 | 26.27 | 26.27 | 30.5465 | 27.7992 | 1.3368 | 0 | 0 | 0 | 0 | 0 | 0 | 0 | 0 | 0 | 0 | 0 | 0 | 0 | -50 | 0 | 0 | 0 | 6.0066 | 0 | -298.3569 | 12.0879 | 1.7014 | 62.9821 | 66.5807 | 24.0036 | 1099.051 | 26.9052 | 46.9606 | 1.1346 | 0.3248 | 0 | 13.847 | 3.48 | 29.422 | 1054.017 | 294.5316 | -355.6469 | 7.1049 | 4.06 | -2.09 | 11.365 | 4.0711 | 2025-10-05 | 2025_10_05 Hr 19 | 91.9213 | -0.000448 | -1054.017 | -332.2761 | 417.4748 | 782.8688 | 135.9035 | 15.4013 | 34.6442 | 91.7068 | 224.3782 | 101.3899 | 22.8901 | 179.1062 | 173.7529 | 0 | 6.0261 | 45.3461 | 226.1846 | 0 | 129.5628 | 0
2025_10_05 Hr 20 | 0 | 0.00117 | 0.032994 | 3.8139 | 3.8193 | 3.8193 | 3.8097 | 3.8139 | 3.8139 | 92.2679 | 0 | 0.08 | 91 | 0 | 89.5531 | 89.5531 | 173.7529 | 0 | 0 | 0.046 | 0.0275 | 1.0494 | 0 | 0 | 0 | 0 | 0 | 0.00282 | 0.1485 | 45.3461 | 6.0261 | 226.1846 | 0 | 0 | 0 | 0 | 17.9152 | 45.6038 | 0 | 0.45234 | -12.0271 | 0.6747 | 9.4125 | 0 | -1 | -4.2 | 9.2847 | 0 | 0 | 27.6237 | 27.6237 | 27.6237 | 27.6237 | 32.1206 | 22.8501 | 1.3368 | 0 | 0 | 0 | 0 | 0 | 0 | 0 | 0 | 0 | 0 | 0 | 0 | 0 | -50 | 0 | 0 | 0 | 6.0066 | 0 | -334.8628 | 12.0879 | 1.7014 | 62.9821 | 66.5807 | 50.0316 | 1113.113 | 27.3868 | 47.8012 | 1.1346 | 0.3248 | 0 | 13.847 | 3.48 | 29.422 | 1033.592 | 324.2067 | -392.1528 | 7.1049 | 4.06 | -2.09 | 11.5684 | 4.144 | 2025-10-05 | 2025_10_05 Hr 20 | 87.4608 | -0.0004238 | -1033.592 | -396.4376 | 433.199 | 782.8688 | 163.9159 | 15.4013 | 34.6442 | 95.3276 | 234.8832 | 102.9883 | 22.8901 | 179.1062 | 173.7529 | 0 | 6.0261 | 45.3461 | 226.1846 | 0 | 129.5628 | 0
2025_10_05 Hr 21 | 0 | 7.5e-05 | 0.002115 | 3.8139 | 3.8193 | 3.8193 | 3.8097 | 3.8139 | 3.8139 | 83.3482 | 0 | 0.08 | 90 | 0 | 89.5531 | 89.5531 | 173.7529 | 0 | 0 | 0.046 | 0.0275 | 1.0494 | 0 | 0 | 0 | 0 | 0 | 0.00282 | 0.1485 | 45.3461 | 6.0261 | 226.1846 | 0 | 0 | 0 | 0 | 15.4696 | 38.8643 | 0 | 0 | -16.5225 | 0.6747 | 9.4125 | 0 | -1 | -4.2 | 9.2847 | 0 | 0 | 24.1898 | 24.1898 | 24.1898 | 24.1898 | 28.1276 | 19.9017 | 1.3368 | 0 | 0 | 0 | 0 | 0 | 0 | 0 | 0 | 0 | 0 | 0 | 0 | 0 | -50 | 0 | 0 | 0 | 6.0066 | 0 | -326.8506 | 12.0879 | 1.7014 | 62.9821 | 66.5807 | 51.0438 | 1077.248 | 26.1652 | 45.669 | 1.1346 | 0.3248 | 0 | 13.847 | 3.48 | 29.422 | 993.8 | 317.2147 | -384.1406 | 7.1049 | 4.06 | -2.09 | 11.0524 | 3.9591 | 2025-10-05 | 2025_10_05 Hr 21 | 85.7739 | -5.6e-05 | -993.8 | -393.3731 | 393.3111 | 782.8688 | 160.9477 | 15.4013 | 34.6442 | 86.1426 | 208.2349 | 98.9336 | 22.8901 | 179.1062 | 173.7529 | 0 | 6.0261 | 45.3461 | 226.1846 | 0 | 129.5628 | 0
2025_10_05 Hr 22 | 0 | 0 | 0 | 3.8139 | 3.8193 | 3.8193 | 3.8097 | 3.8139 | 3.8139 | 74.8258 | 0 | 0.08 | 93 | 0 | 89.5531 | 89.5531 | 173.7529 | 0 | 0 | 0.046 | 0.0275 | 1.0494 | 0 | 0 | 0 | 0 | 0 | 0.00282 | 0.1485 | 45.3461 | 6.0261 | 226.1846 | 0 | 0 | 0 | 0 | 13.133 | 32.425 | 0 | 0 | -14.9011 | 0.6747 | 9.4125 | 0 | -1 | -4.2 | 9.2847 | 0 | 0 | 20.9088 | 20.9088 | 20.9088 | 20.9088 | 24.3126 | 23.7978 | 1.3368 | 0 | 0 | 0 | 0 | 0 | 0 | 0 | 0 | 0 | 0 | 0 | 0 | 0 | -50 | 0 | 0 | 0 | 6.0066 | 0 | -347.9072 | 12.0879 | 1.7014 | 62.9821 | 66.5807 | 40.488 | 1043.009 | 24.998 | 43.6317 | 1.1346 | 0.3248 | 0 | 13.847 | 3.48 | 29.422 | 932.5917 | 309.6809 | -405.1972 | 7.1049 | 4.06 | -2.09 | 10.5594 | 3.7825 | 2025-10-05 | 2025_10_05 Hr 22 | 81.5486 | -0.000137 | -932.5917 | -412.8083 | 355.1998 | 782.8688 | 157.2858 | 15.4013 | 34.6442 | 77.3667 | 182.7736 | 95.0596 | 22.8901 | 179.1062 | 173.7529 | 0 | 6.0261 | 45.3461 | 226.1846 | 0 | 129.5628 | 0
2025_10_05 Hr 23 | 0 | 0 | 0 | 3.8139 | 3.8193 | 3.8193 | 3.8097 | 3.8139 | 3.8139 | 58.7544 | 0 | 0.08 | 93 | 0 | 89.5531 | 89.5531 | 176.4163 | 0 | 0 | 0.046 | 0.0275 | 1.0494 | 0 | 0 | 0 | 0 | 0 | 0.00282 | 0.1485 | 45.3461 | 6.0261 | 228.977 | 0 | 0 | 0 | 0 | 8.7267 | 20.2819 | 0 | 11.7076 | 0 | 0.6747 | 9.4125 | 0 | -1 | -4.2 | 9.2847 | 0 | 0 | 14.7216 | 14.7216 | 14.7216 | 14.7216 | 17.1182 | 34.749 | 1.3368 | 0 | 0 | 0 | 0 | 0 | 0 | 0 | 0 | 0 | 0 | 0 | 0 | 0 | -50 | 0 | 0 | 0 | 6.0066 | 0 | -391.832 | 12.0879 | 1.7014 | 64.2243 | 67.8938 | 26.028 | 986.4563 | 22.7969 | 39.79 | 1.1346 | 0.3248 | 0 | 13.847 | 3.48 | 29.422 | 847.9083 | 298.8665 | -449.122 | 7.1049 | 4.06 | -2.09 | 9.6296 | 3.4495 | 2025-10-05 | 2025_10_05 Hr 23 | 88.72 | 2.6e-05 | -847.9083 | -430.1244 | 283.3304 | 790.8799 | 153.777 | 15.4013 | 34.6442 | 60.8173 | 134.7592 | 87.7539 | 22.8901 | 179.1062 | 176.4163 | 0 | 6.0261 | 45.3461 | 228.977 | 0 | 132.1181 | 0
2025_10_05 Hr 24 | 0 | 0 | 0 | 3.8139 | 3.8193 | 3.8193 | 3.8097 | 3.8139 | 3.8139 | 50.093 | 0 | 0.08 | 92 | 0 | 89.5531 | 89.5531 | 176.4163 | 0 | 0 | 0.046 | 0.0275 | 1.0494 | 0 | 0 | 0 | 0 | 0 | 0.00282 | 0.1485 | 45.3461 | 6.0261 | 228.977 | 0 | 0 | 0 | 0 | 6.352 | 13.7376 | 0 | 7.0831 | -1.0478 | 0.6747 | 9.4125 | 0 | -1 | -4.2 | 9.2847 | 0 | 0 | 11.3872 | 11.3872 | 11.3872 | 11.3872 | 13.2409 | 41.6988 | 1.3368 | 0 | 0 | 0 | 0 | 0 | 0 | 0 | 0 | 0 | 0 | 0 | 0 | 0 | -50 | 0 | 0 | 0 | 6.0066 | 0 | -424.9754 | 12.0879 | 1.7014 | 64.2243 | 67.8938 | 35.427 | 951.6605 | 21.6107 | 37.7195 | 1.1346 | 0.3248 | 0 | 13.847 | 3.48 | 29.422 | 785.7083 | 310.278 | -482.2654 | 7.1049 | 4.06 | -2.09 | 9.1286 | 3.27 | 2025-10-05 | 2025_10_05 Hr 24 | 81.3885 | 2.4e-05 | -785.7083 | -468.9401 | 244.5973 | 790.8799 | 169.1258 | 15.4013 | 34.6442 | 51.8982 | 108.8824 | 83.8167 | 22.8901 | 179.1062 | 176.4163 | 0 | 6.0261 | 45.3461 | 228.977 | 0 | 132.1181 | 0
2025_10_06 Hr 01 | 0 | 0 | 0 | 3.8139 | 3.8193 | 3.8193 | 3.8097 | 3.8139 | 3.8139 | 43.9809 | 0 | 0.08 | 90 | 0 | 89.5531 | 89.5531 | 176.4163 | 0 | 0 | 0.046 | 0.0275 | 1.0494 | 0 | 0 | 0 | 0 | 0 | 0.00282 | 0.1485 | 45.3461 | 6.0261 | 228.977 | 0 | 0 | 0 | 0 | 4.372 | 8.2368 | 0 | 19.8361 | 0 | 0.6747 | 9.4863 | 0 | -1 | -4.2 | 9.3691 | 0 | 0 | 8.7668 | 8.7668 | 8.7668 | 8.7668 | 10.1939 | 40.7511 | 1.3368 | 0 | 0 | 0 | 0 | 0 | 0 | 0 | 0 | 0 | 0 | 0 | 0 | 0 | -50 | 0 | 0 | 0 | 6.0557 | 0 | -434.2669 | 12.524 | 1.7014 | 64.2243 | 67.8938 | 33.5472 | 924.8627 | 21.3375 | 37.2245 | 1.1346 | 0.3248 | 0 | 13.847 | 3.48 | 29.422 | 758.0917 | 304.9497 | -491.5569 | 7.2211 | 4.06 | -2.09 | 9.0046 | 3.2253 | 2025-10-06 | 2025_10_06 Hr 01 | 79.341 | -3.1e-05 | -758.0917 | -464.4308 | 217.2988 | 790.8799 | 164.2983 | 15.4013 | 34.6442 | 44.741 | 89.2419 | 83.3159 | 22.8901 | 179.1062 | 176.4163 | 0 | 6.0261 | 45.3461 | 228.977 | 0 | 132.1181 | 0
2025_10_06 Hr 02 | 0 | 0 | 0 | 3.8139 | 3.8193 | 3.8193 | 3.8097 | 3.8139 | 3.8139 | 38.5997 | 0 | 0.08 | 91 | 0 | 89.5531 | 89.5531 | 176.4163 | 0 | 0 | 0.046 | 0.0275 | 1.0494 | 0 | 0 | 0 | 0 | 0 | 0.00282 | 0.1485 | 45.3461 | 6.0261 | 228.977 | 0 | 0 | 0 | 0 | 2.9194 | 4.2256 | 0 | 27.8641 | 0 | 0.6747 | 9.4863 | 0 | -1 | -4.2 | 9.3691 | 0 | 0 | 6.6987 | 6.6987 | 6.6987 | 6.6987 | 7.7892 | 41.6988 | 1.3368 | 0 | 0 | 0 | 0 | 0 | 0 | 0 | 0 | 0 | 0 | 0 | 0 | 0 | -50 | 0 | 0 | 0 | 6.0557 | 0 | -443.0634 | 12.524 | 1.7014 | 64.2243 | 67.8938 | 40.0542 | 903.3406 | 20.5973 | 35.9332 | 1.1346 | 0.3248 | 0 | 13.847 | 3.48 | 29.422 | 741.8 | 310.9487 | -500.3534 | 7.2211 | 4.06 | -2.09 | 8.6922 | 3.1134 | 2025-10-06 | 2025_10_06 Hr 02 | 79.346 | 2e-06 | -741.8 | -465.1993 | 193.3209 | 790.8799 | 172.753 | 15.4013 | 34.6442 | 39.2771 | 73.1836 | 80.8602 | 22.8901 | 179.1062 | 176.4163 | 0 | 6.0261 | 45.3461 | 228.977 | 0 | 132.1181 | 0
2025_10_06 Hr 03 | 0 | 0 | 0 | 3.8139 | 3.8193 | 3.8193 | 3.8097 | 3.8139 | 3.8139 | 39.2724 | 0 | 0.08 | 91 | 0 | 89.5531 | 89.5531 | 176.4163 | 0 | 0 | 0.046 | 0.0275 | 1.0494 | 0 | 0 | 0 | 0 | 0 | 0.00282 | 0.1485 | 45.3461 | 6.0261 | 228.977 | 0 | 0 | 0 | 0 | 3.101 | 4.727 | 0 | 18.0031 | 0 | 0.6747 | 9.4863 | 0 | -1 | -4.2 | 9.3691 | 0 | 0 | 6.9572 | 6.9572 | 6.9572 | 6.9572 | 8.0898 | 44.6472 | 1.3368 | 0 | 0 | 0 | 0 | 0 | 0 | 0 | 0 | 0 | 0 | 0 | 0 | 0 | -50 | 0 | 0 | 0 | 6.0557 | 0 | -463.8797 | 12.524 | 1.7014 | 64.2243 | 67.8938 | 51.4776 | 906.0309 | 20.6899 | 36.0946 | 1.1346 | 0.3248 | 0 | 13.847 | 3.48 | 29.422 | 728.4916 | 325.6274 | -521.1697 | 7.2211 | 4.06 | -2.09 | 8.7312 | 3.1274 | 2025-10-06 | 2025_10_06 Hr 03 | 78.7215 | 7.3e-05 | -728.4916 | -495.8766 | 196.3181 | 790.8799 | 187.1248 | 15.4013 | 34.6442 | 39.9601 | 75.1909 | 81.1671 | 22.8901 | 179.1062 | 176.4163 | 0 | 6.0261 | 45.3461 | 228.977 | 0 | 132.1181 | 0
2025_10_06 Hr 04 | 0 | 0 | 0 | 3.8139 | 3.8193 | 3.8193 | 3.8097 | 3.8139 | 3.8139 | 39.8065 | 0 | 0.08 | 90 | 0 | 89.5531 | 89.5531 | 176.4163 | 0 | 0 | 0.046 | 0.0275 | 1.0494 | 0 | 0 | 0 | 0 | 0 | 0.00282 | 0.1485 | 45.3461 | 6.0261 | 228.977 | 0 | 0 | 0 | 0 | 3.2452 | 5.1252 | 0 | 0.59109 | -3.2826 | 0.6747 | 9.4863 | 0 | -1 | -4.2 | 9.3691 | 0 | 0 | 7.1625 | 7.1625 | 7.1625 | 7.1625 | 8.3285 | 45.7002 | 1.3368 | 0 | 0 | 0 | 0 | 0 | 0 | 0 | 0 | 0 | 0 | 0 | 0 | 0 | -50 | 0 | 0 | 0 | 6.0557 | 0 | -442.5344 | 12.524 | 1.7014 | 64.2243 | 67.8938 | 53.502 | 908.1672 | 20.7633 | 36.2228 | 1.1346 | 0.3248 | 0 | 13.847 | 3.48 | 29.422 | 733.6 | 327.9486 | -499.8244 | 7.2211 | 4.06 | -2.09 | 8.7623 | 3.1385 | 2025-10-06 | 2025_10_06 Hr 04 | 78.6161 | -2.2e-06 | -733.6 | -495.2259 | 198.6983 | 790.8799 | 189.2022 | 15.4013 | 34.6442 | 40.5025 | 76.7849 | 81.4109 | 22.8901 | 179.1062 | 176.4163 | 0 | 6.0261 | 45.3461 | 228.977 | 0 | 132.1181 | 0
2025_10_06 Hr 05 | 0 | 0 | 0 | 3.8139 | 3.8193 | 3.8193 | 3.8097 | 3.8139 | 3.8139 | 50.4501 | 0 | 0.08 | 54 | 0 | 89.5531 | 89.5531 | 176.4163 | 0 | 0 | 0.046 | 0.0275 | 1.0494 | 0 | 0 | 0 | 0 | 0 | 0.00282 | 0.1485 | 45.3461 | 6.0261 | 228.977 | 0 | 0 | 0 | 0 | 6.1185 | 13.0591 | 0 | 2.5362 | -7.0501 | 0.6747 | 9.4863 | 0 | -1 | -4.2 | 9.3691 | 0 | 0 | 11.253 | 11.253 | 11.253 | 11.253 | 13.0849 | 45.7002 | 1.3368 | 0 | 0 | 0 | 0 | 0 | 0 | 0 | 0 | 0 | 0 | 0 | 0 | 0 | -50 | 0 | 0 | 0 | 6.0557 | 0 | -399.9384 | 12.524 | 1.7014 | 64.2243 | 67.8938 | 34.9932 | 950.7368 | 22.2274 | 38.7769 | 1.1346 | 0.3248 | 0 | 13.847 | 3.48 | 29.422 | 767.2917 | 278.2971 | -457.2284 | 7.2211 | 4.06 | -2.09 | 9.3801 | 3.3598 | 2025-10-06 | 2025_10_06 Hr 05 | 80.968 | -3.7e-05 | -767.2917 | -454.4523 | 246.1252 | 790.8799 | 134.6934 | 15.4013 | 34.6442 | 51.3098 | 108.5472 | 86.2682 | 22.8901 | 179.1062 | 176.4163 | 0 | 6.0261 | 45.3461 | 228.977 | 0 | 132.1181 | 0
2025_10_06 Hr 06 | 0 | 0 | 0 | 3.8139 | 3.8193 | 3.8193 | 3.8097 | 3.8139 | 3.8139 | 68.8884 | 0 | 0.08 | 72 | 0 | 89.5531 | 89.5531 | 176.4163 | 0 | 0 | 0.046 | 0.0275 | 1.0494 | 0 | 0 | 0 | 0 | 0 | 0.00282 | 0.1485 | 44.6941 | 6.0261 | 228.977 | 0 | 0 | 0 | 0 | 11.096 | 26.8035 | 0 | 13.5863 | 0 | 0.6747 | 9.4863 | 0 | -1 | -4.2 | 9.3691 | 0 | 0 | 18.3393 | 18.3393 | 18.3393 | 18.3393 | 21.3248 | 45.7002 | 1.3368 | 0 | 0 | 0 | 0 | 0 | 0 | 0 | 0 | 0 | 0 | 0 | 0 | 0 | -50 | 0 | 0 | 0 | 6.0557 | 0 | -430.5901 | 12.524 | 1.7014 | 64.2243 | 67.8938 | 21.5454 | 1023.83 | 24.7636 | 43.2015 | 1.1346 | 0.3248 | 0 | 13.847 | 3.48 | 29.422 | 840.8 | 291.2638 | -487.8801 | 7.2211 | 4.06 | -2.09 | 10.4504 | 3.7432 | 2025-10-06 | 2025_10_06 Hr 06 | 84.5121 | 1.9e-05 | -840.8 | -467.0038 | 328.2847 | 790.2279 | 139.2456 | 15.4013 | 34.6442 | 70.0317 | 163.5704 | 94.6827 | 22.8901 | 179.1062 | 176.4163 | 0 | 6.0261 | 44.6941 | 228.977 | 0 | 132.1181 | 0
2025_10_06 Hr 07 | 0 | 0 | 0 | 3.8139 | 3.8193 | 3.8193 | 3.8097 | 3.8139 | 3.8139 | 92.2924 | -14 | 0.08 | 85 | 0 | 89.5531 | 89.5531 | 173.7529 | 0 | 0 | 0.046 | 0.0275 | 1.0494 | 0 | 0 | 0 | 0 | 0 | 0.00282 | 0.1485 | 45.3461 | 6.0261 | 226.1846 | 0 | 0 | 0 | 0 | 17.4141 | 44.2494 | 0 | 0.10747 | -3.8289 | 0.6747 | 9.4863 | 0 | -1 | -4.2 | 9.3691 | 0 | 0 | 27.334 | 27.334 | 27.334 | 27.334 | 31.7837 | 48.6486 | 1.3368 | 0 | 0 | 0 | 0 | 0 | 0 | 0 | 0 | 0 | 0 | 0 | 0 | -75 | 0 | 0 | 0 | 0 | 6.0557 | 0 | -387.7639 | 12.524 | 1.7014 | 62.9821 | 66.5807 | 37.4514 | 1110.077 | 27.9829 | 48.8177 | 1.1346 | 0.3248 | 0 | 13.847 | 3.48 | 29.422 | 956.1 | 333.7988 | -484.0539 | 7.2211 | 4.06 | -2.09 | 11.8089 | 4.2298 | 2025-10-06 | 2025_10_06 Hr 07 | 79.5017 | -9.62e-05 | -956.1 | -466.4853 | 418.5709 | 782.8688 | 171.1 | 15.4013 | 34.6442 | 93.7956 | 233.412 | 91.3633 | 22.8901 | 179.1062 | 173.7529 | 0 | 6.0261 | 45.3461 | 226.1846 | 0 | 129.5628 | 0
2025_10_06 Hr 08 | 3.0978 | 4.5e-05 | 0.001269 | 3.8139 | 3.8193 | 3.8193 | 3.8097 | 3.8139 | 3.8139 | 101.0565 | -14 | 0.08 | 88 | 0 | 89.5531 | 89.5531 | 173.7529 | 0 | 0 | 0.046 | 0.0275 | 1.0494 | 0 | 0 | 0 | 0 | 0 | 0.00282 | 0.1485 | 45.3461 | 6.0261 | 226.1846 | 0 | 0 | 0 | 0 | 19.78 | 50.7823 | 0 | 0 | -21.6705 | 0.6747 | 9.4863 | 0 | -1 | -4.2 | 9.3691 | 0 | 0 | 30.7022 | 30.7022 | 30.7022 | 30.7022 | 35.7003 | 52.65 | 1.3368 | 0 | 0 | 0 | 0 | 0 | 0 | 0 | 0 | 0 | 0 | 0 | 0 | -75 | 0 | 0 | 0 | 0 | 6.0557 | 0 | -355.0723 | 12.524 | 1.7014 | 62.9821 | 66.5807 | 44.9706 | 1145.13 | 29.1884 | 50.9208 | 1.1346 | 0.3248 | -3.0978 | 13.847 | 3.48 | 29.422 | 1024.417 | 355.4168 | -454.4601 | 7.2211 | 4.06 | -2.09 | 12.3177 | 4.412 | 2025-10-06 | 2025_10_06 Hr 08 | 82.0812 | -0.000401 | -1024.417 | -451.7428 | 457.6232 | 782.8688 | 185.6219 | 15.4013 | 34.6442 | 102.6945 | 259.5658 | 95.3629 | 22.8901 | 179.1062 | 173.7529 | 0 | 6.0261 | 45.3461 | 226.1846 | 0 | 129.5628 | 0
2025_10_06 Hr 09 | 14.4308 | 0.000945 | 0.026649 | 3.8139 | 3.8193 | 3.8193 | 3.8097 | 3.8139 | 3.8139 | 99.5727 | -14 | 0.08 | 93 | 0 | 89.5531 | 89.5531 | 173.7529 | 0 | 0 | 0.046 | 0.0275 | 1.0494 | 0 | 0 | 0 | 0 | 0 | 0.00282 | 0.1485 | 45.3461 | 6.0261 | 226.1846 | 0 | 0 | 0 | 0 | 19.3794 | 49.6763 | 0 | 0 | -14.3429 | 0.6747 | 9.4863 | 0 | -1 | -4.2 | 9.3691 | 0 | 0 | 30.132 | 30.132 | 30.132 | 30.132 | 35.0372 | 50.6493 | 1.3368 | 0 | 0 | 0 | 0 | 0 | 0 | 0 | 0 | 0 | 0 | 0 | 0 | -75 | 0 | 0 | 0 | 0 | 6.0557 | 0 | -344.148 | 12.524 | 1.7014 | 62.9821 | 66.5807 | 40.488 | 1139.221 | 28.9843 | 50.5648 | 1.1346 | 0.3248 | -14.4308 | 13.847 | 3.48 | 29.422 | 1034.6 | 364.5904 | -454.8688 | 7.2211 | 4.06 | -2.09 | 12.2316 | 4.3812 | 2025-10-06 | 2025_10_06 Hr 09 | 79.5017 | -0.000111 | -1034.6 | -433.4909 | 451.0116 | 782.8688 | 184.1649 | 15.4013 | 34.6442 | 101.1879 | 255.1379 | 94.6858 | 22.8901 | 179.1062 | 173.7529 | 0 | 6.0261 | 45.3461 | 226.1846 | 0 | 129.5628 | 0
2025_10_06 Hr 10 | 18.0924 | 0.003495 | 0.098559 | 3.8139 | 3.8193 | 3.8193 | 3.8097 | 3.8139 | 3.8139 | 99.8299 | -14 | 0.08 | 91 | 0 | 89.5531 | 89.5531 | 173.7529 | 0 | 0 | 0.046 | 0.0275 | 1.0494 | 0 | 0 | 0 | 0 | 0 | 0.00282 | 0.1485 | 45.3461 | 6.0261 | 226.1846 | 0 | 0 | 0 | 0 | 19.4489 | 49.868 | 0 | 0 | -25.5501 | 0.6747 | 9.4863 | 0 | -1 | -4.2 | 9.3691 | 0 | 0 | 30.2309 | 30.2309 | 30.2309 | 30.2309 | 35.1521 | 48.6486 | 1.3368 | 0 | 0 | 0 | 0 | 0 | 0 | 0 | 0 | 0 | 0 | 0 | 0 | -75 | 0 | 0 | 0 | 0 | 6.0557 | 0 | -329.0811 | 12.524 | 1.7014 | 62.9821 | 66.5807 | 41.5002 | 1140.322 | 29.0197 | 50.6265 | 1.1346 | 0.3248 | -18.0924 | 13.847 | 3.48 | 29.422 | 1036.692 | 365.3834 | -443.4635 | 7.2211 | 4.06 | -2.09 | 12.2465 | 4.3865 | 2025-10-06 | 2025_10_06 Hr 10 | 75.6032 | -0.000384 | -1036.692 | -429.6312 | 452.1577 | 782.8688 | 181.2509 | 15.4013 | 34.6442 | 101.4491 | 255.9055 | 94.8032 | 22.8901 | 179.1062 | 173.7529 | 0 | 6.0261 | 45.3461 | 226.1846 | 0 | 129.5628 | 0
2025_10_06 Hr 11 | 17.9929 | 0.006225 | 0.17555 | 3.8139 | 3.8193 | 3.8193 | 3.8097 | 3.8139 | 3.8139 | 92.8463 | -14 | 0.08 | 87 | 0 | 89.5531 | 89.5531 | 173.7529 | 0 | 0 | 0.046 | 0.0275 | 1.0494 | 0 | 0 | 0 | 0 | 0 | 0.00282 | 0.1485 | 45.3461 | 6.0261 | 226.1846 | 0 | 0 | 0 | 0 | 17.5636 | 44.6623 | 0 | 0.86472 | -17.3108 | 0.6747 | 9.4863 | 0 | -1 | -4.2 | 9.3691 | 0 | 0 | 27.5469 | 27.5469 | 27.5469 | 27.5469 | 32.0313 | 50.6493 | 1.3368 | 0 | 0 | 0 | 0 | 0 | 0 | 0 | 0 | 0 | 0 | 0 | 0 | -75 | 0 | 0 | 0 | 0 | 6.0557 | 0 | -302.7952 | 12.524 | 1.7014 | 62.9821 | 66.5807 | 31.9566 | 1112.468 | 28.0591 | 48.9507 | 1.1346 | 0.3248 | -17.9929 | 13.847 | 3.48 | 29.422 | 1029.5 | 350.5567 | -417.0781 | 7.2211 | 4.06 | -2.09 | 11.8411 | 4.2413 | 2025-10-06 | 2025_10_06 Hr 11 | 74.9687 | -5e-05 | -1029.5 | -394.2413 | 421.0393 | 782.8688 | 169.7877 | 15.4013 | 34.6442 | 94.3581 | 235.0651 | 91.6161 | 22.8901 | 179.1062 | 173.7529 | 0 | 6.0261 | 45.3461 | 226.1846 | 0 | 129.5628 | 0
2025_10_06 Hr 12 | 16.58 | 0.007545 | 0.21277 | 3.8139 | 3.8193 | 3.8193 | 3.8097 | 3.8139 | 3.8139 | 87.7224 | -14 | 0.08 | 82 | 0 | 89.5531 | 89.5531 | 173.7529 | 0 | 0 | 0.046 | 0.0275 | 1.0494 | 0 | 0 | 0 | 0 | 0 | 0.00282 | 0.1485 | 45.3461 | 6.0261 | 226.1846 | 0 | 0 | 0 | 0 | 16.1804 | 40.8428 | 0 | 0.061617 | -11.6815 | 0.6747 | 9.4863 | 0 | -1 | -4.2 | 9.3691 | 0 | 0 | 25.5776 | 25.5776 | 25.5776 | 25.5776 | 29.7414 | 53.5977 | 1.3368 | 0 | 0 | 0 | 0 | 0 | 0 | 0 | 0 | 0 | 0 | 0 | 0 | -75 | 0 | 0 | 0 | 0 | 6.0557 | 0 | -260.5479 | 12.524 | 1.7014 | 62.9821 | 66.5807 | 26.028 | 1092.011 | 27.3543 | 47.7211 | 1.1346 | 0.3248 | -16.58 | 13.847 | 3.48 | 29.422 | 1045.8 | 338.8265 | -373.4179 | 7.2211 | 4.06 | -2.09 | 11.5437 | 4.1348 | 2025-10-06 | 2025_10_06 Hr 12 | 74.927 | -0.00010647 | -1045.8 | -347.1678 | 398.2074 | 782.8688 | 161.846 | 15.4013 | 34.6442 | 89.1553 | 219.7743 | 89.2777 | 22.8901 | 179.1062 | 173.7529 | 0 | 6.0261 | 45.3461 | 226.1846 | 0 | 129.5628 | 0
2025_10_06 Hr 13 | 16.061 | 0.00849 | 0.23942 | 3.8139 | 3.8193 | 3.8193 | 3.8097 | 3.8139 | 3.8139 | 83.548 | -14 | 0.08 | 81 | 0 | 89.5531 | 89.5531 | 173.7529 | 0 | 0 | 0.046 | 0.0275 | 1.0494 | 0 | 0 | 0 | 0 | 0 | 0.00282 | 0.1485 | 45.3461 | 6.0261 | 226.1846 | 0 | 0 | 0 | 0 | 15.0535 | 37.7311 | 0 | 5.7998 | -11.3923 | 0.6747 | 9.4863 | 0 | -1 | -4.2 | 9.3691 | 0 | 0 | 23.9733 | 23.9733 | 23.9733 | 23.9733 | 27.876 | 53.5977 | 1.3368 | 0 | 0 | 0 | 0 | 0 | 0 | 0 | 0 | 0 | 0 | 0 | 0 | -75 | 0 | 0 | 0 | 0 | 6.0557 | 0 | -229.2115 | 12.524 | 1.7014 | 62.9821 | 66.5807 | 21.5454 | 1075.342 | 26.7801 | 46.7194 | 1.1346 | 0.3248 | -16.061 | 13.847 | 3.48 | 29.422 | 1059.108 | 330.9208 | -341.5625 | 7.2211 | 4.06 | -2.09 | 11.3013 | 4.048 | 2025-10-06 | 2025_10_06 Hr 13 | 73.7985 | 0.000244 | -1059.108 | -309.8039 | 379.6069 | 782.8688 | 156.391 | 15.4013 | 34.6442 | 84.9168 | 207.3174 | 87.3727 | 22.8901 | 179.1062 | 173.7529 | 0 | 6.0261 | 45.3461 | 226.1846 | 0 | 129.5628 | 0
2025_10_06 Hr 14 | 16.58 | 0.00957 | 0.26987 | 3.8139 | 3.8193 | 3.8193 | 3.8097 | 3.8139 | 3.8139 | 81.9258 | -14 | 0.08 | 81 | 0 | 89.5531 | 89.5531 | 173.7529 | 0 | 0 | 0.046 | 0.0275 | 1.0494 | 0 | 0 | 0 | 0 | 0 | 0.00282 | 0.1485 | 45.3461 | 6.0261 | 226.1846 | 0 | 0 | 0 | 0 | 14.6155 | 36.5219 | 0 | 0 | -6.8393 | 0.6747 | 9.4863 | 0 | -1 | -4.2 | 9.3691 | 0 | 0 | 23.3499 | 23.3499 | 23.3499 | 23.3499 | 27.151 | 54.6507 | 1.3368 | 0 | 0 | 0 | 0 | 0 | 0 | 0 | 0 | 0 | 0 | 0 | 0 | -75 | 0 | 0 | 0 | 0 | 6.0557 | 0 | -223.9166 | 12.524 | 1.7014 | 62.9821 | 66.5807 | 20.5332 | 1068.885 | 26.5569 | 46.3301 | 1.1346 | 0.3248 | -16.58 | 13.847 | 3.48 | 29.422 | 1056 | 330.7414 | -336.7866 | 7.2211 | 4.06 | -2.09 | 11.2072 | 4.0142 | 2025-10-06 | 2025_10_06 Hr 14 | 73.8068 | -0.000112 | -1056 | -305.7559 | 372.3782 | 782.8688 | 156.4633 | 15.4013 | 34.6442 | 83.2695 | 202.4763 | 86.6324 | 22.8901 | 179.1062 | 173.7529 | 0 | 6.0261 | 45.3461 | 226.1846 | 0 | 129.5628 | 0
2025_10_06 Hr 15 | 16.061 | 0.00951 | 0.26818 | 3.8139 | 3.8193 | 3.8193 | 3.8097 | 3.8139 | 3.8139 | 80.3035 | -14 | 0.08 | 75 | 0 | 89.5531 | 89.5531 | 173.7529 | 0 | 0 | 0.046 | 0.0275 | 1.0494 | 0 | 0 | 0 | 0 | 0 | 0.00282 | 0.1485 | 45.3461 | 6.0261 | 226.1846 | 0 | 0 | 0 | 0 | 14.1776 | 35.3126 | 0 | 0 | -7.2701 | 0.6747 | 9.4863 | 0 | -1 | -4.2 | 9.3691 | 0 | 0 | 22.7264 | 22.7264 | 22.7264 | 22.7264 | 26.4261 | 56.6514 | 1.3368 | 0 | 0 | 0 | 0 | 0 | 0 | 0 | 0 | 0 | 0 | 0 | 0 | -75 | 0 | 0 | 0 | 0 | 6.0557 | 0 | -212.2362 | 12.524 | 1.7014 | 62.9821 | 66.5807 | 17.4966 | 1062.395 | 26.3338 | 45.9408 | 1.1346 | 0.3248 | -16.061 | 13.847 | 3.48 | 29.422 | 1052.983 | 322.4461 | -324.5872 | 7.2211 | 4.06 | -2.09 | 11.113 | 3.9805 | 2025-10-06 | 2025_10_06 Hr 15 | 76.0775 | 0.000242 | -1052.983 | -294.5063 | 365.1496 | 782.8688 | 149.4257 | 15.4013 | 34.6442 | 81.6223 | 197.6352 | 85.8921 | 22.8901 | 179.1062 | 173.7529 | 0 | 6.0261 | 45.3461 | 226.1846 | 0 | 129.5628 | 0
2025_10_06 Hr 16 | 18.0443 | 0.00891 | 0.25126 | 3.8139 | 3.8193 | 3.8193 | 3.8097 | 3.8139 | 3.8139 | 77.4942 | -14 | 0.08 | 64 | 0 | 89.5531 | 89.5531 | 173.7529 | 0 | 0 | 0.046 | 0.0275 | 1.0494 | 0 | 0 | 0 | 0 | 0 | 0.00282 | 0.1485 | 45.3461 | 6.0261 | 226.1846 | 0 | 0 | 0 | 0 | 13.4192 | 33.2185 | 0 | 1.1596 | -4.1202 | 0.6747 | 9.4863 | 0 | -1 | -4.2 | 9.3691 | 0 | 0 | 21.6467 | 21.6467 | 21.6467 | 21.6467 | 25.1706 | 56.6514 | 1.3368 | 0 | 0 | 0 | 0 | 0 | 0 | 0 | 0 | 0 | 0 | 0 | 0 | -75 | 0 | 0 | 0 | 0 | 6.0557 | 0 | -196.1449 | 12.524 | 1.7014 | 62.9821 | 66.5807 | 13.4478 | 1051.142 | 25.9474 | 45.2667 | 1.1346 | 0.3248 | -18.0443 | 13.847 | 3.48 | 29.422 | 1045.8 | 308.098 | -310.4792 | 7.2211 | 4.06 | -2.09 | 10.9499 | 3.9221 | 2025-10-06 | 2025_10_06 Hr 16 | 83.6158 | -6.8e-05 | -1045.8 | -274.1055 | 352.6318 | 782.8688 | 134.3594 | 15.4013 | 34.6442 | 78.7699 | 189.2518 | 84.6101 | 22.8901 | 179.1062 | 173.7529 | 0 | 6.0261 | 45.3461 | 226.1846 | 0 | 129.5628 | 0
2025_10_06 Hr 17 | 13.4706 | 0.007605 | 0.21446 | 3.8139 | 3.8193 | 3.8193 | 3.8097 | 3.8139 | 3.8139 | 84.2207 | -14 | 0.08 | 47 | 0 | 89.5531 | 89.5531 | 173.7529 | 0 | 0 | 0.046 | 0.0275 | 1.0494 | 0 | 0 | 0 | 0 | 0 | 0.00282 | 0.1485 | 45.3461 | 6.0261 | 226.1846 | 0 | 0 | 0 | 0 | 15.235 | 38.2325 | 0 | 2.1315 | -7.442 | 0.6747 | 9.4863 | 0 | -1 | -4.2 | 9.3691 | 0 | 0 | 24.2319 | 24.2319 | 24.2319 | 24.2319 | 28.1766 | 56.6514 | 1.3368 | 0 | 0 | 0 | 0 | 0 | 0 | 0 | 0 | 0 | 0 | 0 | 0 | -75 | 0 | 0 | 0 | 0 | 6.0557 | 0 | -193.9916 | 12.524 | 1.7014 | 62.9821 | 66.5807 | 12.0018 | 1078.008 | 26.8726 | 46.8808 | 1.1346 | 0.3248 | -13.4706 | 13.847 | 3.48 | 29.422 | 1057.092 | 288.1467 | -303.7522 | 7.2211 | 4.06 | -2.09 | 11.3404 | 4.062 | 2025-10-06 | 2025_10_06 Hr 17 | 88.6259 | -0.000438 | -1057.092 | -274.3021 | 382.6041 | 782.8688 | 115.8753 | 15.4013 | 34.6442 | 85.5997 | 209.3246 | 87.6797 | 22.8901 | 179.1062 | 173.7529 | 0 | 6.0261 | 45.3461 | 226.1846 | 0 | 129.5628 | 0
2025_10_06 Hr 18 | 3.0994 | 0.005805 | 0.1637 | 3.8139 | 3.8193 | 3.8193 | 3.8097 | 3.8139 | 3.8139 | 83.9437 | -14 | 0.08 | 26 | 0 | 89.5531 | 89.5531 | 173.7529 | 0 | 0 | 0.046 | 0.0275 | 1.0494 | 0 | 0 | 0 | 0 | 0 | 0.00282 | 0.1485 | 45.3461 | 6.0261 | 226.1846 | 0 | 0 | 0 | 0 | 15.1603 | 38.0261 | 0 | 0 | -6.9404 | 0.6747 | 9.4863 | 0 | -1 | -4.2 | 9.3691 | 0 | 0 | 24.1254 | 24.1254 | 24.1254 | 24.1254 | 28.0528 | 54.6507 | 1.3368 | 0 | 0 | 0 | 0 | 0 | 0 | 0 | 0 | 0 | 0 | 0 | 0 | -75 | 0 | 0 | 0 | 0 | 6.0557 | 0 | -148.6659 | 12.524 | 1.7014 | 62.9821 | 66.5807 | 12.0018 | 1076.849 | 26.8345 | 46.8143 | 1.1346 | 0.3248 | -3.0994 | 13.847 | 3.48 | 29.422 | 1076.5 | 254.6466 | -248.0553 | 7.2211 | 4.06 | -2.09 | 11.3243 | 4.0562 | 2025-10-06 | 2025_10_06 Hr 18 | 88.0165 | -5.7e-05 | -1076.5 | -230.6063 | 381.37 | 782.8688 | 92.822 | 15.4013 | 34.6442 | 85.3185 | 208.4981 | 87.5533 | 22.8901 | 179.1062 | 173.7529 | 0 | 6.0261 | 45.3461 | 226.1846 | 0 | 129.5628 | 0
2025_10_06 Hr 19 | 0 | 0.00342 | 0.096444 | 3.8139 | 3.8193 | 3.8193 | 3.8097 | 3.8139 | 3.8139 | 89.7403 | -14 | 0.08 | 13 | 0 | 89.5531 | 89.5531 | 173.7529 | 0 | 0 | 0.046 | 0.0275 | 1.0494 | 0 | 0 | 0 | 0 | 0 | 0.00282 | 0.1485 | 45.3461 | 6.0261 | 226.1846 | 0 | 0 | 0 | 0 | 16.7251 | 42.347 | 0 | 0 | -9.671 | 0.6747 | 9.4863 | 0 | -1 | -4.2 | 9.3691 | 0 | 0 | 26.3532 | 26.3532 | 26.3532 | 26.3532 | 30.6432 | 53.5977 | 1.3368 | 0 | 0 | 0 | 0 | 0 | 0 | 0 | 0 | 0 | 0 | 0 | 0 | -75 | 0 | 0 | 0 | 0 | 6.0557 | 0 | -132.2341 | 12.524 | 1.7014 | 62.9821 | 66.5807 | 9.9774 | 1099.966 | 27.6318 | 48.2053 | 1.1346 | 0.3248 | 0 | 13.847 | 3.48 | 29.422 | 1099.883 | 238.1127 | -228.5241 | 7.2211 | 4.06 | -2.09 | 11.6608 | 4.1767 | 2025-10-06 | 2025_10_06 Hr 19 | 85.2783 | 0.000245 | -1099.883 | -216.9051 | 407.1991 | 782.8688 | 76.675 | 15.4013 | 34.6442 | 91.2043 | 225.7962 | 90.1986 | 22.8901 | 179.1062 | 173.7529 | 0 | 6.0261 | 45.3461 | 226.1846 | 0 | 129.5628 | 0
2025_10_06 Hr 20 | 0 | 0.001095 | 0.030879 | 3.8139 | 3.8193 | 3.8193 | 3.8097 | 3.8139 | 3.8139 | 88.5335 | -14 | 0.08 | 8 | 0 | 89.5531 | 89.5531 | 173.7529 | 0 | 0 | 0.046 | 0.0275 | 1.0494 | 0 | 0 | 0 | 0 | 0 | 0.00282 | 0.1485 | 45.3461 | 6.0261 | 226.1846 | 0 | 0 | 0 | 0 | 16.3993 | 41.4474 | 0 | 1.0373 | -2.5545 | 0.6747 | 9.4863 | 0 | -1 | -4.2 | 9.3691 | 0 | 0 | 25.8894 | 25.8894 | 25.8894 | 25.8894 | 30.1039 | 49.7016 | 1.3368 | 0 | 0 | 0 | 0 | 0 | 0 | 0 | 0 | 0 | 0 | 0 | 0 | -75 | 0 | 0 | 0 | 0 | 6.0557 | 0 | -145.9877 | 12.524 | 1.7014 | 62.9821 | 66.5807 | 9.5436 | 1095.073 | 27.4658 | 47.9157 | 1.1346 | 0.3248 | 0 | 13.847 | 3.48 | 29.422 | 1079.508 | 228.2297 | -242.2777 | 7.2211 | 4.06 | -2.09 | 11.5907 | 4.1516 | 2025-10-06 | 2025_10_06 Hr 20 | 79.226 | 0.00026 | -1079.508 | -222.5049 | 401.8217 | 782.8688 | 67.2772 | 15.4013 | 34.6442 | 89.9789 | 222.1949 | 89.6479 | 22.8901 | 179.1062 | 173.7529 | 0 | 6.0261 | 45.3461 | 226.1846 | 0 | 129.5628 | 0
2025_10_06 Hr 21 | 0 | 9e-05 | 0.002538 | 3.8139 | 3.8193 | 3.8193 | 3.8097 | 3.8139 | 3.8139 | 82.2027 | -14 | 0.08 | 10 | 0 | 89.5531 | 89.5531 | 173.7529 | 0 | 0 | 0.046 | 0.0275 | 1.0494 | 0 | 0 | 0 | 0 | 0 | 0.00282 | 0.1485 | 45.3461 | 6.0261 | 226.1846 | 0 | 0 | 0 | 0 | 14.6903 | 36.7283 | 0 | 0.79984 | -6.4604 | 0.6747 | 9.4863 | 0 | -1 | -4.2 | 9.3691 | 0 | 0 | 23.4563 | 23.4563 | 23.4563 | 23.4563 | 27.2748 | 49.7016 | 1.3368 | 0 | 0 | 0 | 0 | 0 | 0 | 0 | 0 | 0 | 0 | 0 | 0 | -75 | 0 | 0 | 0 | 0 | 6.0557 | 0 | -164.9127 | 12.524 | 1.7014 | 62.9821 | 66.5807 | 16.0506 | 1069.725 | 26.595 | 46.3965 | 1.1346 | 0.3248 | 0 | 13.847 | 3.48 | 29.422 | 1036.708 | 233.8466 | -261.2027 | 7.2211 | 4.06 | -2.09 | 11.2233 | 4.02 | 2025-10-06 | 2025_10_06 Hr 21 | 77.7901 | 0.0002535 | -1036.708 | -245.5733 | 373.6124 | 782.8688 | 75.7548 | 15.4013 | 34.6442 | 83.5508 | 203.3028 | 86.7588 | 22.8901 | 179.1062 | 173.7529 | 0 | 6.0261 | 45.3461 | 226.1846 | 0 | 129.5628 | 0
2025_10_06 Hr 22 | 0 | 0 | 0 | 3.8139 | 3.8193 | 3.8193 | 3.8097 | 3.8139 | 3.8139 | 70.2337 | -14 | 0.08 | 21 | 0 | 89.5531 | 89.5531 | 173.7529 | 0 | 0 | 0.046 | 0.0275 | 1.0494 | 0 | 0 | 0 | 0 | 0 | 0.00282 | 0.1485 | 45.3461 | 6.0261 | 226.1846 | 0 | 0 | 0 | 0 | 11.4592 | 27.8063 | 0 | 1.1406 | -1.0584 | 0.6747 | 9.4863 | 0 | -1 | -4.2 | 9.3691 | 0 | 0 | 18.8563 | 18.8563 | 18.8563 | 18.8563 | 21.926 | 42.7518 | 1.3368 | 0 | 0 | 0 | 0 | 0 | 0 | 0 | 0 | 0 | 0 | 0 | 0 | -75 | 0 | 0 | 0 | 0 | 6.0557 | 0 | -186.1709 | 12.524 | 1.7014 | 62.9821 | 66.5807 | 14.46 | 1021.851 | 24.9487 | 43.5243 | 1.1346 | 0.3248 | 0 | 13.847 | 3.48 | 29.422 | 970.3167 | 230.8439 | -282.4609 | 7.2211 | 4.06 | -2.09 | 10.5285 | 3.7711 | 2025-10-06 | 2025_10_06 Hr 22 | 72.1468 | -0.00013 | -970.3167 | -261.0887 | 320.2792 | 782.8688 | 78.2118 | 15.4013 | 34.6442 | 71.3976 | 167.585 | 81.2966 | 22.8901 | 179.1062 | 173.7529 | 0 | 6.0261 | 45.3461 | 226.1846 | 0 | 129.5628 | 0
2025_10_06 Hr 23 | 0 | 0 | 0 | 3.8139 | 3.8193 | 3.8193 | 3.8097 | 3.8139 | 3.8139 | 55.9499 | 0 | 0.08 | 35 | 0 | 89.5531 | 89.5531 | 176.4163 | 0 | 0 | 0.046 | 0.0275 | 1.0494 | 0 | 0 | 0 | 0 | 0 | 0.00282 | 0.1485 | 45.3461 | 6.0261 | 228.977 | 0 | 0 | 0 | 0 | 7.6032 | 17.1589 | 0 | 4.6115 | 0 | 0.6747 | 9.4863 | 0 | -1 | -4.2 | 9.3691 | 0 | 0 | 13.3668 | 13.3668 | 13.3668 | 13.3668 | 15.5427 | 40.7511 | 1.3368 | 0 | 0 | 0 | 0 | 0 | 0 | 0 | 0 | 0 | 0 | 0 | 0 | 0 | -50 | 0 | 0 | 0 | 6.0557 | 0 | -262.7758 | 12.524 | 1.7014 | 64.2243 | 67.8938 | 10.5558 | 972.7338 | 22.9839 | 40.0967 | 1.1346 | 0.3248 | 0 | 13.847 | 3.48 | 29.422 | 889.7 | 232.4205 | -320.0658 | 7.2211 | 4.06 | -2.09 | 9.6993 | 3.4742 | 2025-10-06 | 2025_10_06 Hr 23 | 74.7963 | 6e-06 | -889.7 | -308.1643 | 270.632 | 790.8799 | 86.3069 | 15.4013 | 34.6442 | 56.8942 | 124.9597 | 88.7781 | 22.8901 | 179.1062 | 176.4163 | 0 | 6.0261 | 45.3461 | 228.977 | 0 | 132.1181 | 0
2025_10_06 Hr 24 | 0 | 0 | 0 | 3.8139 | 3.8193 | 3.8193 | 3.8097 | 3.8139 | 3.8139 | 45.8603 | 0 | 0.08 | 54 | 0 | 89.5531 | 89.5531 | 176.4163 | 0 | 0 | 0.046 | 0.0275 | 1.0494 | 0 | 0 | 0 | 0 | 0 | 0.00282 | 0.1485 | 45.3461 | 6.0261 | 228.977 | 0 | 0 | 0 | 0 | 4.8794 | 9.6378 | 0 | 11.2042 | 0 | 0.6747 | 9.4863 | 0 | -1 | -4.2 | 9.3691 | 0 | 0 | 9.4891 | 9.4891 | 9.4891 | 9.4891 | 11.0338 | 38.7504 | 1.3368 | 0 | 0 | 0 | 0 | 0 | 0 | 0 | 0 | 0 | 0 | 0 | 0 | 0 | -50 | 0 | 0 | 0 | 6.0557 | 0 | -311.2225 | 12.524 | 1.7014 | 64.2243 | 67.8938 | 9.9774 | 932.3797 | 21.596 | 37.6755 | 1.1346 | 0.3248 | 0 | 13.847 | 3.48 | 29.422 | 819.3083 | 244.2369 | -368.5125 | 7.2211 | 4.06 | -2.09 | 9.1137 | 3.2644 | 2025-10-06 | 2025_10_06 Hr 24 | 75.4532 | 3.3e-05 | -819.3083 | -350.0183 | 225.6734 | 790.8799 | 102.7278 | 15.4013 | 34.6442 | 46.6494 | 94.8505 | 84.1736 | 22.8901 | 179.1062 | 176.4163 | 0 | 6.0261 | 45.3461 | 228.977 | 0 | 132.1181 | 0
2025_10_07 Hr 01 | 0 | 0 | 0 | 3.8139 | 3.8193 | 3.8193 | 3.8097 | 3.8139 | 3.8139 | 40.4594 | 0 | 0.08 | 66 | 0 | 89.5531 | 89.5531 | 176.4163 | 0 | 0 | 0.046 | 0.0275 | 1.0494 | 0 | 0 | 0 | 0 | 0 | 0.00282 | 0.1485 | 45.3461 | 6.0261 | 228.977 | 0 | 0 | 0 | 0 | 3.9376 | 6.9785 | 0 | 14.1344 | 0 | 0.6747 | 9.5601 | 0 | -1 | -4.2 | 9.4536 | 0 | 0 | 7.8138 | 7.8138 | 7.8138 | 7.8138 | 9.0858 | 37.6974 | 1.3368 | 0 | 0 | 0 | 0 | 0 | 0 | 0 | 0 | 0 | 0 | 0 | 0 | 0 | -50 | 0 | 0 | 0 | 6.1048 | 0 | -338.6822 | 12.2098 | 1.7014 | 64.2243 | 67.8938 | 8.9652 | 915.0519 | 20.5634 | 35.8565 | 1.1346 | 0.3248 | 0 | 13.847 | 3.48 | 29.422 | 783.6166 | 250.4026 | -395.9722 | 7.3373 | 4.06 | -2.09 | 8.6696 | 3.1051 | 2025-10-07 | 2025_10_07 Hr 01 | 74.743 | 6.9e-05 | -783.6166 | -374.5478 | 204.5765 | 790.8799 | 112.6626 | 15.4013 | 34.6442 | 43.3718 | 80.8003 | 80.4044 | 22.8901 | 179.1062 | 176.4163 | 0 | 6.0261 | 45.3461 | 228.977 | 0 | 132.1181 | 0
2025_10_07 Hr 02 | 0 | 0 | 0 | 3.8139 | 3.8193 | 3.8193 | 3.8097 | 3.8139 | 3.8139 | 36.8921 | 0 | 0.08 | 69 | 0 | 89.5531 | 89.5531 | 176.4163 | 0 | 0 | 0.046 | 0.0275 | 1.0494 | 0 | 0 | 0 | 0 | 0 | 0.00282 | 0.1485 | 45.3461 | 6.0261 | 228.977 | 0 | 0 | 0 | 0 | 2.8081 | 3.8537 | 0 | 20.2756 | 0 | 0.6747 | 9.5601 | 0 | -1 | -4.2 | 9.4536 | 0 | 0 | 6.2794 | 6.2794 | 6.2794 | 6.2794 | 7.3016 | 30.7476 | 1.3368 | 0 | 0 | 0 | 0 | 0 | 0 | 0 | 0 | 0 | 0 | 0 | 0 | 0 | -50 | 0 | 0 | 0 | 6.1048 | 0 | -357.589 | 12.2098 | 1.7014 | 64.2243 | 67.8938 | 8.5314 | 899.3085 | 20.0109 | 34.8931 | 1.1346 | 0.3248 | 0 | 13.847 | 3.48 | 29.422 | 748.8917 | 244.1866 | -414.879 | 7.3373 | 4.06 | -2.09 | 8.4367 | 3.0216 | 2025-10-07 | 2025_10_07 Hr 02 | 74.8449 | -2.6e-05 | -748.8917 | -387.3134 | 187.0007 | 790.8799 | 108.279 | 15.4013 | 34.6442 | 39.1175 | 69.3111 | 78.5721 | 22.8901 | 179.1062 | 176.4163 | 0 | 6.0261 | 45.3461 | 228.977 | 0 | 132.1181 | 0
2025_10_07 Hr 03 | 0 | 0 | 0 | 3.8139 | 3.8193 | 3.8193 | 3.8097 | 3.8139 | 3.8139 | 36.6934 | 0 | 0.08 | 68 | 0 | 89.5531 | 89.5531 | 176.4163 | 0 | 0 | 0.046 | 0.0275 | 1.0494 | 0 | 0 | 0 | 0 | 0 | 0.00282 | 0.1485 | 45.3461 | 6.0261 | 228.977 | 0 | 0 | 0 | 0 | 2.3129 | 2.4838 | 0 | 17.1655 | 0 | 0.6747 | 9.5601 | 0 | -1 | -4.2 | 9.4536 | 0 | 0 | 5.6066 | 5.6066 | 5.6066 | 5.6066 | 6.5193 | 25.7985 | 1.3368 | 0 | 0 | 0 | 0 | 0 | 0 | 0 | 0 | 0 | 0 | 0 | 0 | 0 | -50 | 0 | 0 | 0 | 6.1048 | 0 | -355.8477 | 12.2098 | 1.7014 | 64.2243 | 67.8938 | 10.9896 | 893.7715 | 19.7686 | 34.4707 | 1.1346 | 0.3248 | 0 | 13.847 | 3.48 | 29.422 | 737.6917 | 239.8923 | -413.1377 | 7.3373 | 4.06 | -2.09 | 8.3345 | 2.9851 | 2025-10-07 | 2025_10_07 Hr 03 | 73.7825 | -4.2e-05 | -737.6917 | -388.6821 | 180.6603 | 790.8799 | 104.7881 | 15.4013 | 34.6442 | 37.2523 | 65.6393 | 77.7687 | 22.8901 | 179.1062 | 176.4163 | 0 | 6.0261 | 45.3461 | 228.977 | 0 | 132.1181 | 0
2025_10_07 Hr 04 | 0 | 0 | 0 | 3.8139 | 3.8193 | 3.8193 | 3.8097 | 3.8139 | 3.8139 | 36.6934 | 0 | 0.08 | 69 | 0 | 89.5531 | 89.5531 | 176.4163 | 0 | 0 | 0.046 | 0.0275 | 1.0494 | 0 | 0 | 0 | 0 | 0 | 0.00282 | 0.1485 | 45.3461 | 6.0261 | 228.977 | 0 | 0 | 0 | 0 | 1.8566 | 1.2215 | 0 | 17.2004 | 0 | 0.6747 | 9.5601 | 0 | -1 | -4.2 | 9.4536 | 0 | 0 | 4.9868 | 4.9868 | 4.9868 | 4.9868 | 5.7986 | 26.8515 | 1.3368 | 0 | 0 | 0 | 0 | 0 | 0 | 0 | 0 | 0 | 0 | 0 | 0 | 0 | -50 | 0 | 0 | 0 | 6.1048 | 0 | -350.2564 | 12.2098 | 1.7014 | 64.2243 | 67.8938 | 9.9774 | 888.853 | 19.5454 | 34.0815 | 1.1346 | 0.3248 | 0 | 13.847 | 3.48 | 29.422 | 738.7 | 240.193 | -407.5464 | 7.3373 | 4.06 | -2.09 | 8.2404 | 2.9514 | 2025-10-07 | 2025_10_07 Hr 04 | 73.9934 | 1e-06 | -738.7 | -383.056 | 175.0018 | 790.8799 | 105.8289 | 15.4013 | 34.6442 | 35.5339 | 62.4393 | 77.0286 | 22.8901 | 179.1062 | 176.4163 | 0 | 6.0261 | 45.3461 | 228.977 | 0 | 132.1181 | 0
2025_10_07 Hr 05 | 0 | 0 | 0 | 3.8139 | 3.8193 | 3.8193 | 3.8097 | 3.8139 | 3.8139 | 36.6934 | 0 | 0.08 | 70 | 0 | 89.5531 | 89.5531 | 176.4163 | 0 | 0 | 0.046 | 0.0275 | 1.0494 | 0 | 0 | 0 | 0 | 0 | 0.00282 | 0.1485 | 45.3461 | 6.0261 | 228.977 | 0 | 0 | 0 | 0 | 1.4727 | 0.42787 | 0 | 24.6378 | 0 | 0.6747 | 9.5601 | 0.18083 | -1 | -4.2 | 9.4536 | 0 | 0 | 4.4653 | 4.4653 | 4.4653 | 4.4653 | 5.1922 | 26.8515 | 1.3368 | 0 | 0 | 0 | 0 | 0 | 0 | 0 | 0 | 0 | 0 | 0 | 0 | 0 | -50 | 0 | 0 | 0 | 6.1048 | 0 | -332.1534 | 12.2098 | 1.7014 | 64.2243 | 67.8938 | 7.5192 | 884.9828 | 19.3576 | 33.754 | 1.1346 | 0.3248 | 0 | 13.847 | 3.48 | 29.422 | 758.2892 | 238.112 | -389.4434 | 7.3373 | 4.06 | -2.09 | 8.1612 | 2.923 | 2025-10-07 | 2025_10_07 Hr 05 | 73.4257 | -3.05e-05 | -758.2892 | -357.5156 | 170.5087 | 790.8799 | 104.3707 | 15.4013 | 34.6442 | 34.3563 | 59.7467 | 76.4057 | 22.8901 | 179.1062 | 176.4163 | 0 | 6.0261 | 45.3461 | 228.977 | 0 | 132.1181 | 0
2025_10_07 Hr 06 | 0 | 0 | 0 | 3.8139 | 3.8193 | 3.8193 | 3.8097 | 3.8139 | 3.8139 | 43.6702 | 0 | 0.08 | 66 | 0 | 89.5531 | 89.5531 | 176.4163 | 0 | 0 | 0.046 | 0.0275 | 1.0494 | 0 | 0 | 0 | 0 | 0 | 0.00282 | 0.1485 | 44.6941 | 6.0261 | 228.977 | 0 | 0 | 0 | 0 | 4.8055 | 9.3798 | 0 | 13.9375 | -3.1718 | 0.6747 | 9.5601 | 0 | -1 | -4.2 | 9.4536 | 0 | 0 | 8.9929 | 8.9929 | 8.9929 | 8.9929 | 10.4569 | 25.7985 | 1.3368 | 0 | 0 | 0 | 0 | 0 | 0 | 0 | 0 | 0 | 0 | 0 | 0 | 0 | -50 | 0 | 0 | 0 | 6.1048 | 0 | -274.4879 | 12.2098 | 1.7014 | 64.2243 | 67.8938 | 10.9896 | 926.9677 | 20.988 | 36.5969 | 1.1346 | 0.3248 | 0 | 13.847 | 3.48 | 29.422 | 847.8917 | 241.9362 | -331.7779 | 7.3373 | 4.06 | -2.09 | 8.8486 | 3.1692 | 2025-10-07 | 2025_10_07 Hr 06 | 81.1383 | -3.3e-05 | -847.8917 | -313.7222 | 218.5524 | 790.2279 | 102.7881 | 15.4013 | 34.6442 | 46.6411 | 90.0988 | 81.8126 | 22.8901 | 179.1062 | 176.4163 | 0 | 6.0261 | 44.6941 | 228.977 | 0 | 132.1181 | 0
2025_10_07 Hr 07 | 0 | 0 | 0 | 3.8139 | 3.8193 | 3.8193 | 3.8097 | 3.8139 | 3.8139 | 67.5292 | -14 | 0.08 | 62 | 0 | 89.5531 | 89.5531 | 173.7529 | 0 | 0 | 0.046 | 0.0275 | 1.0494 | 0 | 0 | 0 | 0 | 0 | 0.00282 | 0.1485 | 31.6402 | 6.0261 | 226.1846 | 0 | 0 | 0 | 0 | 11.5825 | 28.1285 | 0 | 16.8593 | -0.24959 | 0.6747 | 9.5601 | 0 | -1 | -4.2 | 9.4536 | 0 | 0 | 18.1994 | 18.1994 | 18.1994 | 18.1994 | 21.1621 | 25.7985 | 1.3368 | 0 | 0 | 0 | 0 | 0 | 0 | 0 | 0 | 0 | 0 | 0 | 0 | -75 | 0 | 0 | 0 | 0 | 6.1048 | 0 | -207.4018 | 12.2098 | 1.7014 | 62.9821 | 66.5807 | 8.5314 | 1002.818 | 24.3032 | 42.3776 | 1.1346 | 0.3248 | 0 | 13.847 | 3.48 | 29.422 | 962.2083 | 246.4722 | -303.6918 | 7.3373 | 4.06 | -2.09 | 10.2463 | 3.6698 | 2025-10-07 | 2025_10_07 Hr 07 | 58.4646 | -4.94e-05 | -962.2083 | -265.7921 | 312.462 | 769.1629 | 96.3299 | 15.4013 | 34.6442 | 72.1666 | 161.4887 | 78.8067 | 22.8901 | 179.1062 | 173.7529 | 0 | 6.0261 | 31.6402 | 226.1846 | 0 | 129.5628 | 0
2025_10_07 Hr 08 | 2.0713 | 1.5e-05 | 0.000423 | 3.8139 | 3.8193 | 3.8193 | 3.8097 | 3.8139 | 3.8139 | 79.0545 | -14 | 0.08 | 73 | 0 | 89.5531 | 89.5531 | 173.7529 | 0 | 0 | 0.046 | 0.0275 | 1.0494 | 0 | 0 | 0 | 0 | 0 | 0.00282 | 0.1485 | 41.0444 | 6.0261 | 226.1846 | 0 | 0 | 0 | 0 | 14.8374 | 37.1334 | 0 | 1.8311 | -6.2952 | 0.6747 | 9.5601 | 0 | -1 | -4.2 | 9.4536 | 0 | 0 | 22.6212 | 22.6212 | 22.6212 | 22.6212 | 26.3037 | 26.8515 | 1.3368 | 0 | 0 | 0 | 0 | 0 | 0 | 0 | 0 | 0 | 0 | 0 | 0 | -75 | 0 | 0 | 0 | 0 | 6.1048 | 0 | -194.8017 | 12.2098 | 1.7014 | 62.9821 | 66.5807 | 7.953 | 1058.837 | 25.8955 | 45.1541 | 1.1346 | 0.3248 | -2.0713 | 13.847 | 3.48 | 29.422 | 1026.508 | 265.2985 | -293.163 | 7.3373 | 4.06 | -2.09 | 10.9176 | 3.9102 | 2025-10-07 | 2025_10_07 Hr 08 | 65.3351 | 0.000245 | -1026.508 | -274.2658 | 364.3565 | 778.5671 | 107.8049 | 15.4013 | 34.6442 | 84.4264 | 195.8429 | 84.0872 | 22.8901 | 179.1062 | 173.7529 | 0 | 6.0261 | 41.0444 | 226.1846 | 0 | 129.5628 | 0
2025_10_07 Hr 09 | 8.3 | 0.000885 | 0.024957 | 3.8139 | 3.8193 | 3.8193 | 3.8097 | 3.8139 | 3.8139 | 83.4873 | -14 | 0.08 | 43 | 0 | 89.5531 | 89.5531 | 173.7529 | 0 | 0 | 0.046 | 0.0275 | 1.0494 | 0 | 0 | 0 | 0 | 0 | 0.00282 | 0.1485 | 45.3461 | 6.0261 | 226.1846 | 0 | 0 | 0 | 0 | 16.0893 | 40.5968 | 0 | 4.5016 | -12.6146 | 0.6747 | 9.5601 | 0 | -1 | -4.2 | 9.4536 | 0 | 0 | 24.3219 | 24.3219 | 24.3219 | 24.3219 | 28.2812 | 26.8515 | 1.3368 | 0 | 0 | 0 | 0 | 0 | 0 | 0 | 0 | 0 | 0 | 0 | 0 | -75 | 0 | 0 | 0 | 0 | 6.1048 | 0 | -184.6229 | 12.2098 | 1.7014 | 62.9821 | 66.5807 | 3.0366 | 1081.092 | 26.5079 | 46.2219 | 1.1346 | 0.3248 | -8.3 | 13.847 | 3.48 | 29.422 | 1022.408 | 238.6426 | -289.2129 | 7.3373 | 4.06 | -2.09 | 11.1758 | 4.0027 | 2025-10-07 | 2025_10_07 Hr 09 | 73.3241 | 0.000238 | -1022.408 | -267.7359 | 384.3159 | 782.8688 | 72.9139 | 15.4013 | 34.6442 | 89.1418 | 209.056 | 86.1181 | 22.8901 | 179.1062 | 173.7529 | 0 | 6.0261 | 45.3461 | 226.1846 | 0 | 129.5628 | 0
2025_10_07 Hr 10 | 15.5419 | 0.003135 | 0.088407 | 3.8139 | 3.8193 | 3.8193 | 3.8097 | 3.8139 | 3.8139 | 83.901 | -14 | 0.08 | 56 | 0 | 89.5531 | 89.5531 | 173.7529 | 0 | 0 | 0.046 | 0.0275 | 1.0494 | 0 | 0 | 0 | 0 | 0 | 0.00282 | 0.1485 | 45.3461 | 6.0261 | 226.1846 | 0 | 0 | 0 | 0 | 16.2061 | 40.92 | 0 | 4.4892 | -12.9666 | 0.6747 | 9.5601 | 0 | -1 | -4.2 | 9.4536 | 0 | 0 | 24.4806 | 24.4806 | 24.4806 | 24.4806 | 28.4658 | 25.7985 | 1.3368 | 0 | 0 | 0 | 0 | 0 | 0 | 0 | 0 | 0 | 0 | 0 | 0 | -75 | 0 | 0 | 0 | 0 | 6.1048 | 0 | -190.0219 | 12.2098 | 1.7014 | 62.9821 | 66.5807 | 2.0244 | 1082.828 | 26.565 | 46.3216 | 1.1346 | 0.3248 | -15.5419 | 13.847 | 3.48 | 29.422 | 1029.508 | 257.0111 | -301.8538 | 7.3373 | 4.06 | -2.09 | 11.1999 | 4.0113 | 2025-10-07 | 2025_10_07 Hr 10 | 75.3277 | 0.000212 | -1029.508 | -273.4993 | 386.1788 | 782.8688 | 83.9144 | 15.4013 | 34.6442 | 89.5818 | 210.2893 | 86.3077 | 22.8901 | 179.1062 | 173.7529 | 0 | 6.0261 | 45.3461 | 226.1846 | 0 | 129.5628 | 0
2025_10_07 Hr 11 | 15.0212 | 0.005715 | 0.16116 | 3.8139 | 3.8193 | 3.8193 | 3.8097 | 3.8139 | 3.8139 | 86.4425 | -14 | 0.08 | 73 | 0 | 89.5531 | 89.5531 | 173.7529 | 0 | 0 | 0.046 | 0.0275 | 1.0494 | 0 | 0 | 0 | 0 | 0 | 0.00282 | 0.1485 | 45.3461 | 6.0261 | 226.1846 | 0 | 0 | 0 | 0 | 16.9239 | 42.9057 | 0 | 0 | -10.7482 | 0.6747 | 9.5601 | 0 | -1 | -4.2 | 9.4536 | 0 | 0 | 25.4557 | 25.4557 | 25.4557 | 25.4557 | 29.5996 | 25.7985 | 1.3368 | 0 | 0 | 0 | 0 | 0 | 0 | 0 | 0 | 0 | 0 | 0 | 0 | -75 | 0 | 0 | 0 | 0 | 6.1048 | 0 | -213.166 | 12.2098 | 1.7014 | 62.9821 | 66.5807 | 1.0122 | 1093.18 | 26.9162 | 46.9339 | 1.1346 | 0.3248 | -15.0212 | 13.847 | 3.48 | 29.422 | 1031.6 | 273.6452 | -324.4772 | 7.3373 | 4.06 | -2.09 | 11.348 | 4.0643 | 2025-10-07 | 2025_10_07 Hr 11 | 72.9735 | -8.4e-05 | -1031.6 | -298.9142 | 397.6222 | 782.8688 | 99.9776 | 15.4013 | 34.6442 | 92.2853 | 217.8648 | 87.4721 | 22.8901 | 179.1062 | 173.7529 | 0 | 6.0261 | 45.3461 | 226.1846 | 0 | 129.5628 | 0
2025_10_07 Hr 12 | 15.5402 | 0.0078 | 0.21996 | 3.8139 | 3.8193 | 3.8193 | 3.8097 | 3.8139 | 3.8139 | 84.039 | -14 | 0.08 | 80 | 0 | 89.5531 | 89.5531 | 173.7529 | 0 | 0 | 0.046 | 0.0275 | 1.0494 | 0 | 0 | 0 | 0 | 0 | 0.00282 | 0.1485 | 45.1502 | 6.0261 | 226.1846 | 0 | 0 | 0 | 0 | 16.2451 | 41.0278 | 0 | 0.0040494 | -6.9323 | 0.6747 | 9.5601 | 0 | -1 | -4.2 | 9.4536 | 0 | 0 | 24.5335 | 24.5335 | 24.5335 | 24.5335 | 28.5273 | 23.7978 | 1.3368 | 0 | 0 | 0 | 0 | 0 | 0 | 0 | 0 | 0 | 0 | 0 | 0 | -75 | 0 | 0 | 0 | 0 | 6.1048 | 0 | -208.0156 | 12.2098 | 1.7014 | 62.9821 | 66.5807 | 0 | 1083.322 | 26.5841 | 46.3548 | 1.1346 | 0.3248 | -15.5402 | 13.847 | 3.48 | 29.422 | 1033.6 | 277.0522 | -319.8459 | 7.3373 | 4.06 | -2.09 | 11.208 | 4.0142 | 2025-10-07 | 2025_10_07 Hr 12 | 64.4251 | -6.4557e-05 | -1033.6 | -289.9439 | 386.7998 | 782.6729 | 104.0256 | 15.4013 | 34.6442 | 89.7285 | 210.7004 | 86.3709 | 22.8901 | 179.1062 | 173.7529 | 0 | 6.0261 | 45.1502 | 226.1846 | 0 | 129.5628 | 0
2025_10_07 Hr 13 | 15.0195 | 0.009405 | 0.26522 | 3.8139 | 3.8193 | 3.8193 | 3.8097 | 3.8139 | 3.8139 | 84.433 | -14 | 0.08 | 84 | 0 | 89.5531 | 89.5531 | 173.7529 | 0 | 0 | 0.046 | 0.0275 | 1.0494 | 0 | 0 | 0 | 0 | 0 | 0.00282 | 0.1485 | 14.5764 | 6.0261 | 226.1846 | 0 | 0 | 0 | 0 | 16.3563 | 41.3356 | 0 | 22.0796 | 0 | 0.6747 | 9.5601 | 0 | -1 | -4.2 | 9.4536 | 0 | 0 | 24.6847 | 24.6847 | 24.6847 | 24.6847 | 28.7031 | 25.7985 | 1.3368 | 0 | 0 | 0 | 0 | 0 | 0 | 0 | 0 | 0 | 0 | 0 | 0 | -75 | 0 | 0 | 0 | 0 | 6.1048 | 0 | -202.4969 | 12.2098 | 1.7014 | 62.9821 | 66.5807 | 0.4338 | 1054.387 | 26.6385 | 46.4498 | 1.1346 | 0.3248 | -15.0195 | 13.847 | 3.48 | 29.422 | 1045.808 | 283.1482 | -313.8064 | 7.3373 | 4.06 | -2.09 | 11.2309 | 4.0224 | 2025-10-07 | 2025_10_07 Hr 13 | 59.3981 | 0.000273 | -1045.808 | -255.4173 | 388.574 | 752.0991 | 110.5069 | 15.4013 | 34.6442 | 90.1477 | 211.8749 | 86.5514 | 22.8901 | 179.1062 | 173.7529 | 0 | 6.0261 | 14.5764 | 226.1846 | 0 | 129.5628 | 0
2025_10_07 Hr 14 | 15.0195 | 0.010425 | 0.29398 | 3.8139 | 3.8193 | 3.8193 | 3.8097 | 3.8139 | 3.8139 | 83.3691 | -14 | 0.08 | 79 | 0 | 89.5531 | 89.5531 | 173.7529 | 0 | 0 | 0.046 | 0.0275 | 1.0494 | 0 | 0 | 0 | 0 | 0 | 0.00282 | 0.1485 | 14.5107 | 6.0261 | 226.1846 | 0 | 0 | 0 | 0 | 16.0559 | 40.5044 | 0 | 23.7062 | 0 | 0.6747 | 9.5601 | 0 | -1 | -4.2 | 9.4536 | 0 | 0 | 24.2765 | 24.2765 | 24.2765 | 24.2765 | 28.2285 | 27.7992 | 1.3368 | 0 | 0 | 0 | 0 | 0 | 0 | 0 | 0 | 0 | 0 | 0 | 0 | -75 | 0 | 0 | 0 | 0 | 6.1048 | 0 | -182.5809 | 12.2098 | 1.7014 | 62.9821 | 66.5807 | 0 | 1050.047 | 26.4916 | 46.1935 | 1.1346 | 0.3248 | -15.0195 | 13.847 | 3.48 | 29.422 | 1059.092 | 279.2286 | -293.8904 | 7.3373 | 4.06 | -2.09 | 11.1689 | 4.0002 | 2025-10-07 | 2025_10_07 Hr 14 | 58.9556 | -0.000437 | -1059.092 | -233.8747 | 383.7837 | 752.0334 | 107.1036 | 15.4013 | 34.6442 | 89.016 | 208.7037 | 86.064 | 22.8901 | 179.1062 | 173.7529 | 0 | 6.0261 | 14.5107 | 226.1846 | 0 | 129.5628 | 0
2025_10_07 Hr 15 | 16.061 | 0.010425 | 0.29398 | 3.8139 | 3.8193 | 3.8193 | 3.8097 | 3.8139 | 3.8139 | 81.8915 | -14 | 0.08 | 77 | 0 | 89.5531 | 89.5531 | 173.7529 | 0 | 0 | 0.046 | 0.0275 | 1.0494 | 0 | 0 | 0 | 0 | 0 | 0.00282 | 0.1485 | 14.5107 | 6.0261 | 226.1846 | 0 | 0 | 0 | 0 | 15.6386 | 39.3499 | 0 | 5.8127 | -0.042546 | 0.6747 | 9.5601 | 0 | -1 | -4.2 | 9.4536 | 0 | 0 | 23.7096 | 23.7096 | 23.7096 | 23.7096 | 27.5693 | 33.8013 | 1.3368 | 0 | 0 | 0 | 0 | 0 | 0 | 0 | 0 | 0 | 0 | 0 | 0 | -75 | 0 | 0 | 0 | 0 | 6.1048 | 0 | -174.1938 | 12.2098 | 1.7014 | 62.9821 | 66.5807 | 0 | 1044.071 | 26.2874 | 45.8375 | 1.1346 | 0.3248 | -16.061 | 13.847 | 3.48 | 29.422 | 1046.892 | 283.5952 | -286.5448 | 7.3373 | 4.06 | -2.09 | 11.0829 | 3.9694 | 2025-10-07 | 2025_10_07 Hr 15 | 56.109 | -0.00040914 | -1046.892 | -243.4236 | 377.1306 | 752.0334 | 111.1057 | 15.4013 | 34.6442 | 87.4442 | 204.2993 | 85.387 | 22.8901 | 179.1062 | 173.7529 | 0 | 6.0261 | 14.5107 | 226.1846 | 0 | 129.5628 | 0
2025_10_07 Hr 16 | 13.469 | 0.00969 | 0.27326 | 3.8139 | 3.8193 | 3.8193 | 3.8097 | 3.8139 | 3.8139 | 82.5614 | -14 | 0.08 | 79 | 0 | 89.5531 | 89.5531 | 173.7529 | 0 | 0 | 0.046 | 0.0275 | 1.0494 | 0 | 0 | 0 | 0 | 0 | 0.00282 | 0.1485 | 14.9988 | 6.0261 | 226.1846 | 0 | 0 | 0 | 0 | 15.8278 | 39.8733 | 0 | 15.1318 | 0 | 0.6747 | 9.5601 | 0 | -1 | -4.2 | 9.4536 | 0 | 0 | 23.9666 | 23.9666 | 23.9666 | 23.9666 | 27.8682 | 31.8006 | 1.3368 | 0 | 0 | 0 | 0 | 0 | 0 | 0 | 0 | 0 | 0 | 0 | 0 | -75 | 0 | 0 | 0 | 0 | 6.1048 | 0 | -197.2124 | 12.2098 | 1.7014 | 62.9821 | 66.5807 | 0 | 1047.248 | 26.38 | 45.9989 | 1.1346 | 0.3248 | -13.469 | 13.847 | 3.48 | 29.422 | 1036.717 | 281.3087 | -306.9714 | 7.3373 | 4.06 | -2.09 | 11.1219 | 3.9834 | 2025-10-07 | 2025_10_07 Hr 16 | 54.022 | -0.0004 | -1036.717 | -257.0806 | 380.1467 | 752.5215 | 111.0835 | 15.4013 | 34.6442 | 88.1568 | 206.296 | 85.6939 | 22.8901 | 179.1062 | 173.7529 | 0 | 6.0261 | 14.9988 | 226.1846 | 0 | 129.5628 | 0
2025_10_07 Hr 17 | 10.8903 | 0.00837 | 0.23603 | 3.8139 | 3.8193 | 3.8193 | 3.8097 | 3.8139 | 3.8139 | 83.6449 | -14 | 0.08 | 77 | 0 | 89.5531 | 89.5531 | 173.7529 | 0 | 0 | 0.046 | 0.0275 | 1.0494 | 0 | 0 | 0 | 0 | 0 | 0.00282 | 0.1485 | 22.2448 | 6.0261 | 226.1846 | 0 | 0 | 0 | 0 | 16.1338 | 40.7199 | 0 | 16.4633 | 0 | 0.6747 | 9.5601 | 0 | -1 | -4.2 | 9.4536 | 0 | 0 | 24.3823 | 24.3823 | 24.3823 | 24.3823 | 28.3516 | 35.802 | 1.3368 | 0 | 0 | 0 | 0 | 0 | 0 | 0 | 0 | 0 | 0 | 0 | 0 | -75 | 0 | 0 | 0 | 0 | 6.1048 | 0 | -187.1485 | 12.2098 | 1.7014 | 62.9821 | 66.5807 | 0 | 1058.839 | 26.5297 | 46.2599 | 1.1346 | 0.3248 | -10.8903 | 13.847 | 3.48 | 29.422 | 1062.2 | 281.2265 | -294.3288 | 7.3373 | 4.06 | -2.09 | 11.185 | 4.006 | 2025-10-07 | 2025_10_07 Hr 17 | 65.9693 | -8.9e-05 | -1062.2 | -245.6851 | 385.0256 | 759.7675 | 113.0464 | 15.4013 | 34.6442 | 89.3094 | 209.5259 | 86.1904 | 22.8901 | 179.1062 | 173.7529 | 0 | 6.0261 | 22.2448 | 226.1846 | 0 | 129.5628 | 0
2025_10_07 Hr 18 | 2.0713 | 0.00642 | 0.18104 | 3.8139 | 3.8193 | 3.8193 | 3.8097 | 3.8139 | 3.8139 | 90.4616 | -14 | 0.08 | 76 | 0 | 89.5531 | 89.5531 | 173.7529 | 0 | 0 | 0.046 | 0.0275 | 1.0494 | 0 | 0 | 0 | 0 | 0 | 0.00282 | 0.1485 | 31.6456 | 6.0261 | 226.1846 | 0 | 0 | 0 | 0 | 18.0589 | 46.0459 | 0 | 4.0848 | -1.9173 | 0.6747 | 9.5601 | 0 | -1 | -4.2 | 9.4536 | 0 | 0 | 26.9976 | 26.9976 | 26.9976 | 26.9976 | 31.3926 | 26.8515 | 1.3368 | 0 | 0 | 0 | 0 | 0 | 0 | 0 | 0 | 0 | 0 | 0 | 0 | -75 | 0 | 0 | 0 | 0 | 6.1048 | 0 | -198.9392 | 12.2098 | 1.7014 | 62.9821 | 66.5807 | 0 | 1095.755 | 27.4714 | 47.9021 | 1.1346 | 0.3248 | -2.0713 | 13.847 | 3.48 | 29.422 | 1066.2 | 265.5782 | -297.3004 | 7.3373 | 4.06 | -2.09 | 11.582 | 4.1482 | 2025-10-07 | 2025_10_07 Hr 18 | 64.9174 | -8.7e-05 | -1066.2 | -271.7717 | 415.7188 | 769.1683 | 103.039 | 15.4013 | 34.6442 | 96.5605 | 229.8448 | 89.3135 | 22.8901 | 179.1062 | 173.7529 | 0 | 6.0261 | 31.6456 | 226.1846 | 0 | 129.5628 | 0
2025_10_07 Hr 19 | 0 | 0.003525 | 0.099405 | 3.8139 | 3.8193 | 3.8193 | 3.8097 | 3.8139 | 3.8139 | 97.692 | -14 | 0.08 | 80 | 0 | 89.5531 | 89.5531 | 173.7529 | 0 | 0 | 0.046 | 0.0275 | 1.0494 | 0 | 0 | 0 | 0 | 0 | 0.00282 | 0.1485 | 41.0469 | 6.0261 | 226.1846 | 0 | 0 | 0 | 0 | 20.1009 | 51.6951 | 0 | 0 | -12.7945 | 0.6747 | 9.5601 | 0 | -1 | -4.2 | 9.4536 | 0 | 0 | 29.7717 | 29.7717 | 29.7717 | 29.7717 | 34.6182 | 26.8515 | 1.3368 | 0 | 0 | 0 | 0 | 0 | 0 | 0 | 0 | 0 | 0 | 0 | 0 | -75 | 0 | 0 | 0 | 0 | 6.1048 | 0 | -214.4583 | 12.2098 | 1.7014 | 62.9821 | 66.5807 | 0 | 1134.318 | 28.4703 | 49.6439 | 1.1346 | 0.3248 | 0 | 13.847 | 3.48 | 29.422 | 1081.592 | 270.8167 | -310.7483 | 7.3373 | 4.06 | -2.09 | 12.0032 | 4.299 | 2025-10-07 | 2025_10_07 Hr 19 | 65.4517 | -0.000393 | -1081.592 | -302.2528 | 448.2748 | 778.5696 | 106.9544 | 15.4013 | 34.6442 | 104.2517 | 251.3969 | 92.6262 | 22.8901 | 179.1062 | 173.7529 | 0 | 6.0261 | 41.0469 | 226.1846 | 0 | 129.5628 | 0
2025_10_07 Hr 20 | 0 | 0.00105 | 0.02961 | 3.8139 | 3.8193 | 3.8193 | 3.8097 | 3.8139 | 3.8139 | 96.0962 | -14 | 0.08 | 89 | 0 | 89.5531 | 89.5531 | 173.7529 | 0 | 0 | 0.046 | 0.0275 | 1.0494 | 0 | 0 | 0 | 0 | 0 | 0.00282 | 0.1485 | 45.1502 | 6.0261 | 226.1846 | 0 | 0 | 0 | 0 | 19.6502 | 50.4483 | 0 | 0 | -15.4353 | 0.6747 | 9.5601 | 0 | -1 | -4.2 | 9.4536 | 0 | 0 | 29.1594 | 29.1594 | 29.1594 | 29.1594 | 33.9063 | 35.802 | 1.3368 | 0 | 0 | 0 | 0 | 0 | 0 | 0 | 0 | 0 | 0 | 0 | 0 | -75 | 0 | 0 | 0 | 0 | 6.1048 | 0 | -249.1053 | 12.2098 | 1.7014 | 62.9821 | 66.5807 | 0 | 1131.897 | 28.2499 | 49.2594 | 1.1346 | 0.3248 | 0 | 13.847 | 3.48 | 29.422 | 1059.1 | 288.0336 | -345.3953 | 7.3373 | 4.06 | -2.09 | 11.9102 | 4.2657 | 2025-10-07 | 2025_10_07 Hr 20 | 63.7737 | -9.4e-05 | -1059.1 | -339.5406 | 441.0894 | 782.6729 | 124.8327 | 15.4013 | 34.6442 | 102.5542 | 246.6402 | 91.8951 | 22.8901 | 179.1062 | 173.7529 | 0 | 6.0261 | 45.1502 | 226.1846 | 0 | 129.5628 | 0
2025_10_07 Hr 21 | 0 | 4.5e-05 | 0.001269 | 3.8139 | 3.8193 | 3.8193 | 3.8097 | 3.8139 | 3.8139 | 93.0031 | -14 | 0.08 | 87 | 0 | 89.5531 | 89.5531 | 173.7529 | 0 | 0 | 0.046 | 0.0275 | 1.0494 | 0 | 0 | 0 | 0 | 0 | 0.00282 | 0.1485 | 14.5107 | 6.0261 | 226.1846 | 0 | 0 | 0 | 0 | 18.7767 | 48.0316 | 0 | 0 | -11.8936 | 0.6747 | 9.5601 | 0 | -1 | -4.2 | 9.4536 | 0 | 0 | 27.9727 | 27.9727 | 27.9727 | 27.9727 | 32.5264 | 35.802 | 1.3368 | 0 | 0 | 0 | 0 | 0 | 0 | 0 | 0 | 0 | 0 | 0 | 0 | -75 | 0 | 0 | 0 | 0 | 6.1048 | 0 | -251.9426 | 12.2098 | 1.7014 | 62.9821 | 66.5807 | 0 | 1088.719 | 27.8225 | 48.5143 | 1.1346 | 0.3248 | 0 | 13.847 | 3.48 | 29.422 | 1013.208 | 284.6155 | -348.2326 | 7.3373 | 4.06 | -2.09 | 11.7301 | 4.2012 | 2025-10-07 | 2025_10_07 Hr 21 | 56.01 | 0.000274 | -1013.208 | -338.8362 | 427.1622 | 752.0334 | 122.8033 | 15.4013 | 34.6442 | 99.264 | 237.4204 | 90.4779 | 22.8901 | 179.1062 | 173.7529 | 0 | 6.0261 | 14.5107 | 226.1846 | 0 | 129.5628 | 0
2025_10_07 Hr 22 | 0 | 0 | 0 | 3.8139 | 3.8193 | 3.8193 | 3.8097 | 3.8139 | 3.8139 | 84.9649 | -14 | 0.08 | 88 | 0 | 89.5531 | 89.5531 | 173.7529 | 0 | 0 | 0.046 | 0.0275 | 1.0494 | 0 | 0 | 0 | 0 | 0 | 0.00282 | 0.1485 | 14.5107 | 6.0261 | 226.1846 | 0 | 0 | 0 | 0 | 16.5066 | 41.7512 | 0 | 0 | -6.0324 | 0.6747 | 9.5601 | 0 | -1 | -4.2 | 9.4536 | 0 | 0 | 24.8888 | 24.8888 | 24.8888 | 24.8888 | 28.9404 | 35.802 | 1.3368 | 0 | 0 | 0 | 0 | 0 | 0 | 0 | 0 | 0 | 0 | 0 | 0 | -75 | 0 | 0 | 0 | 0 | 6.1048 | 0 | -278.7299 | 12.2098 | 1.7014 | 62.9821 | 66.5807 | 1.0122 | 1056.208 | 26.712 | 46.5779 | 1.1346 | 0.3248 | 0 | 13.847 | 3.48 | 29.422 | 958.1 | 282.9449 | -375.0199 | 7.3373 | 4.06 | -2.09 | 11.2619 | 4.0335 | 2025-10-07 | 2025_10_07 Hr 22 | 56.3774 | -0.000105 | -958.1 | -359.7623 | 390.9691 | 752.0334 | 124.8142 | 15.4013 | 34.6442 | 90.7135 | 213.4604 | 86.7951 | 22.8901 | 179.1062 | 173.7529 | 0 | 6.0261 | 14.5107 | 226.1846 | 0 | 129.5628 | 0
2025_10_07 Hr 23 | 0 | 0 | 0 | 0 | 0 | 0 | 0 | 0 | 0 | 70.6223 | 0 | 0.08 | 92 | 0 | 89.5531 | 89.5531 | 176.4163 | 0 | 0 | 0.046 | 0.0275 | 1.0494 | 0 | 0 | 0 | 0 | 0 | 0.00282 | 0.1485 | 14.5107 | 0 | 228.977 | 0 | 0 | 0 | 0 | 12.456 | 30.5452 | 0 | 1.1287 | -1.1264 | 0.6747 | 9.5601 | 0.16 | -1 | -4.2 | 9.4536 | 0 | 0 | 19.3861 | 19.3861 | 19.3861 | 19.3861 | 22.5419 | 27.7992 | 1.3368 | 0 | 0 | 0 | 0 | 0 | 0 | 0 | 0 | 0 | 0 | 0 | 0 | 0 | -50 | 0 | 0 | 0 | 6.1048 | 0 | -183.0531 | 12.2098 | 1.7014 | 0 | 0 | 2.4582 | 845.1756 | 24.7305 | 43.1228 | 1.1346 | 0.3248 | 0 | 13.847 | 3.48 | 29.422 | 878.6517 | 273.8168 | -240.3431 | 7.3373 | 4.06 | -2.09 | 10.4265 | 3.7343 | 2025-10-07 | 2025_10_07 Hr 23 | 50.3933 | -4.5e-05 | -878.6517 | -233.0507 | 340.3893 | 599.0102 | 122.2574 | 15.4013 | 34.6442 | 75.4569 | 170.7085 | 94.2239 | 0 | 179.1062 | 176.4163 | 0 | 0 | 14.5107 | 228.977 | 0 | 0 | 0
2025_10_07 Hr 24 | 0 | 0 | 0 | 0 | 0 | 0 | 0 | 0 | 0 | 62.4462 | 0 | 0.08 | 90 | 0 | 89.5531 | 89.5531 | 176.4163 | 0 | 0 | 0.046 | 0.0275 | 1.0494 | 0 | 0 | 0 | 0 | 0 | 0.00282 | 0.1485 | 14.5107 | 0 | 228.977 | 0 | 0 | 0 | 0 | 10.147 | 24.1571 | 0 | 0 | -257.7452 | 0.6747 | 9.5601 | 0.16 | -1 | -4.2 | 9.4536 | 0 | 0 | 16.2492 | 16.2492 | 16.2492 | 16.2492 | 18.8944 | 26.8515 | 1.3368 | 0 | 0 | 0 | 0 | 0 | 0 | 0 | 0 | 0 | 0 | 0 | 0 | 0 | -50 | 0 | 0 | 0 | 6.1048 | 40.0074 | 0 | 12.2098 | 1.7014 | 0 | 0 | 6.507 | 812.1075 | 23.601 | 41.1531 | 1.1346 | 0.3248 | 0 | 13.847 | 3.48 | 29.422 | 808.2516 | 311.1794 | -57.29 | 7.3373 | 4.06 | -2.09 | 9.9503 | 3.5637 | 2025-10-07 | 2025_10_07 Hr 24 | 39.5989 | 5.8e-05 | -808.2516 | -267.7378 | 303.5752 | 599.0102 | 123.3585 | 15.4013 | 34.6442 | 66.7597 | 146.3376 | 90.4779 | 0 | 179.1062 | 176.4163 | 0 | 0 | 14.5107 | 228.977 | 0 | 0 | 0
2025_10_08 Hr 01 | 0 | 0 | 0 | 0 | 0 | 0 | 0 | 0 | 0 | 45.5933 | 0 | 0.08 | 90 | 0 | 89.5531 | 89.5531 | 176.4163 | 0 | 0 | 0.046 | 0.0275 | 1.0494 | 0 | 0 | 0 | 0 | 0 | 0.00282 | 0.1485 | 14.5107 | 0 | 228.977 | 0 | 0 | 0 | 0 | 3.9356 | 6.9363 | 0 | 0 | -74.7287 | 0.6747 | 9.6339 | 0.16 | -1 | -4.2 | 9.5381 | 0 | 0 | 8.6451 | 8.6451 | 8.6451 | 8.6451 | 10.0525 | 23.7978 | 1.3368 | 0 | 0 | 0 | 0 | 0 | 0 | 0 | 0 | 0 | 0 | 0 | 0 | 0 | -50 | 0 | 0 | 0 | 6.1538 | 0 | -93.0129 | 13.7358 | 1.7014 | 0 | 0 | 12.4356 | 732.8875 | 23.1076 | 40.2731 | 1.1346 | 0.3248 | 0 | 13.847 | 3.48 | 29.422 | 781.76 | 273.904 | -150.3029 | 7.4535 | 4.06 | -2.09 | 9.7329 | 3.4856 | 2025-10-08 | 2025_10_08 Hr 01 | 46.1408 | -1.8e-05 | -781.76 | -217.7415 | 224.2124 | 599.0102 | 126.2334 | 15.4013 | 34.6442 | 43.6511 | 90.2262 | 90.3351 | 0 | 179.1062 | 176.4163 | 0 | 0 | 14.5107 | 228.977 | 0 | 0 | 0
2025_10_08 Hr 02 | 0 | 0 | 0 | 0 | 0 | 0 | 0 | 0 | 0 | 38.913 | 0 | 0.08 | 88 | 0 | 89.5531 | 89.5531 | 176.4163 | 0 | 0 | 0.046 | 0.0275 | 1.0494 | 0 | 0 | 0 | 0 | 0 | 0.00282 | 0.1485 | 14.5107 | 0 | 228.977 | 0 | 0 | 0 | 0 | 2.2231 | 2.1897 | 0 | 0 | -36.2313 | 0.6747 | 9.6339 | 0.16 | -1 | -4.2 | 9.5381 | 0 | 0 | 6.0828 | 6.0828 | 6.0828 | 6.0828 | 7.0731 | 25.7985 | 1.3368 | 0 | 0 | 0 | 0 | 0 | 0 | 0 | 0 | 0 | 0 | 0 | 0 | 0 | -50 | 0 | 0 | 0 | 6.1538 | 0 | -135.7184 | 13.7358 | 1.7014 | 0 | 0 | 17.4966 | 706.5196 | 22.1792 | 38.6552 | 1.1346 | 0.3248 | 0 | 13.847 | 3.48 | 29.422 | 753.1683 | 275.8884 | -193.0084 | 7.4535 | 4.06 | -2.09 | 9.3419 | 3.3456 | 2025-10-08 | 2025_10_08 Hr 02 | 47.79 | 2.8e-05 | -753.1683 | -221.9497 | 194.7672 | 599.0102 | 131.2951 | 15.4013 | 34.6442 | 37.192 | 70.3174 | 87.2578 | 0 | 179.1062 | 176.4163 | 0 | 0 | 14.5107 | 228.977 | 0 | 0 | 0
2025_10_08 Hr 03 | 0 | 0 | 0 | 0 | 0 | 0 | 0 | 0 | 0 | 36.7908 | 0 | 0.08 | 85 | 0 | 89.5531 | 89.5531 | 176.4163 | 0 | 0 | 0.046 | 0.0275 | 1.0494 | 0 | 0 | 0 | 0 | 0 | 0.00282 | 0.1485 | 14.5107 | 0 | 228.977 | 0 | 0 | 0 | 0 | 1.6104 | 0.4915 | 0 | 0 | -10.0264 | 0.6747 | 9.6339 | 0.16 | -1 | -4.2 | 9.5381 | 0 | 0 | 5.1661 | 5.1661 | 5.1661 | 5.1661 | 6.0071 | 29.7999 | 1.3368 | 0 | 0 | 0 | 0 | 0 | 0 | 0 | 0 | 0 | 0 | 0 | 0 | 0 | -50 | 0 | 0 | 0 | 6.1538 | 0 | -169.3814 | 13.7358 | 1.7014 | 0 | 0 | 24.0036 | 697.3537 | 21.8471 | 38.0763 | 1.1346 | 0.3248 | 0 | 13.847 | 3.48 | 29.422 | 742.9517 | 282.2958 | -226.6714 | 7.4535 | 4.06 | -2.09 | 9.202 | 3.2955 | 2025-10-08 | 2025_10_08 Hr 03 | 51.334 | -4.17e-05 | -742.9517 | -229.4078 | 184.5002 | 599.0102 | 138.8035 | 15.4013 | 34.6442 | 34.8811 | 63.4624 | 86.1568 | 0 | 179.1062 | 176.4163 | 0 | 0 | 14.5107 | 228.977 | 0 | 0 | 0
2025_10_08 Hr 04 | 0 | 0 | 0 | 0 | 0 | 0 | 0 | 0 | 0 | 39.9822 | 0 | 0.08 | 85 | 0 | 89.5531 | 89.5531 | 176.4163 | 0 | 0 | 0.046 | 0.0275 | 1.0494 | 0 | 0 | 0 | 0 | 0 | 0.00282 | 0.1485 | 14.9975 | 0 | 228.977 | 0 | 0 | 0 | 0 | 2.4993 | 2.9553 | 0 | 24.864 | 0 | 0.6747 | 9.6339 | 0.16 | -1 | -4.2 | 9.5381 | 0 | 0 | 6.4961 | 6.4961 | 6.4961 | 6.4961 | 7.5536 | 30.7476 | 1.3368 | 0 | 0 | 0 | 0 | 0 | 0 | 0 | 0 | 0 | 0 | 0 | 0 | 0 | -50 | 0 | 0 | 0 | 6.1538 | 0 | -222.7731 | 13.7358 | 1.7014 | 0 | 0 | 21.9792 | 711.251 | 22.329 | 38.9161 | 1.1346 | 0.3248 | 0 | 13.847 | 3.48 | 29.422 | 738.8683 | 282.8164 | -280.0631 | 7.4535 | 4.06 | -2.09 | 9.405 | 3.3682 | 2025-10-08 | 2025_10_08 Hr 04 | 53.6697 | 3.4e-05 | -738.8683 | -247.9091 | 199.5081 | 599.497 | 137.7268 | 15.4013 | 34.6442 | 38.2338 | 73.5202 | 87.7541 | 0 | 179.1062 | 176.4163 | 0 | 0 | 14.9975 | 228.977 | 0 | 0 | 0
2025_10_08 Hr 05 | 0 | 0 | 0 | 0 | 0 | 0 | 0 | 0 | 0 | 49.8507 | 0 | 0.08 | 87 | 0 | 89.5531 | 89.5531 | 176.4163 | 0 | 0 | 0.046 | 0.0275 | 1.0494 | 0 | 0 | 0 | 0 | 0 | 0.00282 | 0.1485 | 22.2377 | 0 | 228.977 | 0 | 0 | 0 | 0 | 5.0254 | 9.9568 | 0 | 21.5464 | -0.75303 | 0.6747 | 9.6339 | 0.16 | -1 | -4.2 | 9.5381 | 0 | 0 | 10.2757 | 10.2757 | 10.2757 | 10.2757 | 11.9484 | 34.749 | 1.3368 | 0 | 0 | 0 | 0 | 0 | 0 | 0 | 0 | 0 | 0 | 0 | 0 | 0 | -50 | 0 | 0 | 0 | 6.1538 | 0 | -238.0424 | 13.7358 | 1.7014 | 0 | 0 | 24.4374 | 757.4004 | 23.6983 | 41.3027 | 1.1346 | 0.3248 | 0 | 13.847 | 3.48 | 29.422 | 778.6767 | 295.8153 | -295.3324 | 7.4535 | 4.06 | -2.09 | 9.9818 | 3.5747 | 2025-10-08 | 2025_10_08 Hr 05 | 55.0646 | -3.4e-05 | -778.6767 | -267.249 | 242.9566 | 606.7372 | 146.1864 | 15.4013 | 34.6442 | 47.7614 | 102.9018 | 92.2934 | 0 | 179.1062 | 176.4163 | 0 | 0 | 22.2377 | 228.977 | 0 | 0 | 0
2025_10_08 Hr 06 | 0 | 0 | 0 | 3.8139 | 3.8193 | 3.8193 | 3.8097 | 3.8139 | 3.8139 | 68.4105 | 0 | 0.08 | 92 | 0 | 89.5531 | 89.5531 | 176.4163 | 0 | 0 | 0.046 | 0.0275 | 1.0494 | 0 | 0 | 0 | 0 | 0 | 0.00282 | 0.1485 | 31.6415 | 6.0261 | 228.977 | 0 | 0 | 0 | 0 | 9.7763 | 23.1247 | 0 | 16.88 | -2.6245 | 0.6747 | 9.6339 | 0.1 | -1 | -4.2 | 9.5381 | 0 | 0 | 17.3839 | 17.3839 | 17.3839 | 17.3839 | 20.2139 | 44.6472 | 1.3368 | 0 | 0 | 0 | 0 | 0 | 0 | 0 | 0 | 0 | 0 | 0 | 0 | 0 | -50 | 0 | 0 | 0 | 6.1538 | 0 | -291.5958 | 13.7358 | 1.7014 | 0 | 0 | 26.028 | 868.8975 | 26.2737 | 45.7912 | 1.1346 | 0.3248 | 0 | 13.847 | 3.48 | 29.422 | 855.1083 | 320.8412 | -348.8858 | 7.4535 | 4.06 | -2.09 | 11.0665 | 3.9632 | 2025-10-08 | 2025_10_08 Hr 06 | 74.0583 | 2e-05 | -855.1083 | -327.3404 | 324.6708 | 645.0571 | 162.6752 | 15.4013 | 34.6442 | 65.6803 | 158.1601 | 100.8305 | 22.8901 | 179.1062 | 176.4163 | 0 | 6.0261 | 31.6415 | 228.977 | 0 | 0 | 0
2025_10_08 Hr 07 | 0 | 0 | 0 | 3.8139 | 3.8193 | 3.8193 | 3.8097 | 3.8139 | 3.8139 | 92.5618 | -14 | 0.08 | 93 | 0 | 89.5531 | 89.5531 | 173.7529 | 0 | 0 | 0.046 | 0.0275 | 1.0494 | 0 | 0 | 0 | 0 | 0 | 0.00282 | 0.1485 | 41.0457 | 6.0261 | 226.1846 | 0 | 0 | 0 | 0 | 15.9586 | 40.2597 | 0 | 8.8888 | -6.2099 | 0.6747 | 9.6339 | 0 | -1 | -4.2 | 9.5381 | 0 | 0 | 26.6337 | 26.6337 | 26.6337 | 26.6337 | 30.9694 | 45.7002 | 1.3368 | 0 | 0 | 0 | 0 | 0 | 0 | 0 | 0 | 0 | 0 | 0 | 0 | -75 | 0 | 0 | 0 | 0 | 6.1538 | 0 | -357.7273 | 13.7358 | 1.7014 | 60.9773 | 64.3696 | 33.5472 | 1093.416 | 29.6249 | 51.632 | 1.1346 | 0.3248 | 0 | 13.847 | 3.48 | 29.422 | 983.6 | 341.5225 | -454.0173 | 7.4535 | 4.06 | -2.09 | 12.4781 | 4.4687 | 2025-10-08 | 2025_10_08 Hr 07 | 73.7916 | -6.5e-05 | -983.6 | -430.0484 | 417.003 | 774.3524 | 172.2474 | 15.4013 | 34.6442 | 88.9975 | 230.066 | 97.9395 | 22.8901 | 179.1062 | 173.7529 | 0 | 6.0261 | 41.0457 | 226.1846 | 0 | 125.3469 | 0
2025_10_08 Hr 08 | 1.5522 | 0 | 0 | 3.8139 | 3.8193 | 3.8193 | 3.8097 | 3.8139 | 3.8139 | 105.5105 | -14 | 0.08 | 90 | 0 | 89.5531 | 89.5531 | 173.7529 | 0 | 0 | 0.046 | 0.0275 | 1.0494 | 0 | 0 | 0 | 0 | 0 | 0.00282 | 0.1485 | 45.2808 | 6.0261 | 226.1846 | 0 | 0 | 0 | 0 | 19.2731 | 49.4466 | 0 | 0.95815 | -13.5243 | 0.6747 | 9.6339 | 0 | -1 | -4.2 | 9.5381 | 0 | 0 | 31.593 | 31.593 | 31.593 | 31.593 | 36.736 | 41.6988 | 1.3368 | 0 | 0 | 0 | 0 | 0 | 0 | 0 | 0 | 0 | 0 | 0 | 0 | -75 | 0 | 0 | 0 | 0 | 6.1538 | 0 | -332.984 | 13.7358 | 1.7014 | 62.9821 | 66.5807 | 33.981 | 1152.921 | 31.4217 | 54.7635 | 1.1346 | 0.3248 | -1.5522 | 13.847 | 3.48 | 29.422 | 1051.992 | 342.4632 | -430.8262 | 7.4535 | 4.06 | -2.09 | 13.2349 | 4.7398 | 2025-10-08 | 2025_10_08 Hr 08 | 74.2925 | -0.0003627 | -1051.992 | -420.5502 | 474.013 | 782.8035 | 165.6798 | 15.4013 | 34.6442 | 101.499 | 268.6184 | 103.8956 | 22.8901 | 179.1062 | 173.7529 | 0 | 6.0261 | 45.2808 | 226.1846 | 0 | 129.5628 | 0
2025_10_08 Hr 09 | 8.8207 | 0 | 0 | 3.8139 | 3.8193 | 3.8193 | 3.8097 | 3.8139 | 3.8139 | 103.0973 | -14 | 0.08 | 84 | 0 | 89.5531 | 89.5531 | 173.7529 | 0 | 0 | 0.046 | 0.0275 | 1.0494 | 0 | 0 | 0 | 0 | 0 | 0.00282 | 0.1485 | 45.3461 | 6.0261 | 226.1846 | 0 | 0 | 0 | 0 | 18.6554 | 47.7345 | 0 | 3.9128 | -22.8455 | 0.6747 | 9.6339 | 0 | -1 | -4.2 | 9.5381 | 0 | 0 | 30.6687 | 30.6687 | 30.6687 | 30.6687 | 35.6613 | 38.7504 | 1.3368 | 0 | 0 | 0 | 0 | 0 | 0 | 0 | 0 | 0 | 0 | 0 | 0 | -75 | 0 | 0 | 0 | 0 | 6.1538 | 0 | -317.3259 | 13.7358 | 1.7014 | 62.9821 | 66.5807 | 36.0054 | 1143.472 | 31.0869 | 54.1799 | 1.1346 | 0.3248 | -8.8207 | 13.847 | 3.48 | 29.422 | 1043.8 | 341.6976 | -422.4366 | 7.4535 | 4.06 | -2.09 | 13.0938 | 4.6892 | 2025-10-08 | 2025_10_08 Hr 09 | 74.2675 | -7.6e-05 | -1043.8 | -411.2585 | 463.3884 | 782.8688 | 158.7558 | 15.4013 | 34.6442 | 99.1691 | 261.4336 | 102.7856 | 22.8901 | 179.1062 | 173.7529 | 0 | 6.0261 | 45.3461 | 226.1846 | 0 | 129.5628 | 0
2025_10_08 Hr 10 | 17.381 | 0 | 0 | 3.8139 | 3.8193 | 3.8193 | 3.8097 | 3.8139 | 3.8139 | 101.6455 | -14 | 0.08 | 65 | 0 | 89.5531 | 89.5531 | 173.7529 | 0 | 0 | 0.046 | 0.0275 | 1.0494 | 0 | 0 | 0 | 0 | 0 | 0.00282 | 0.1485 | 45.3461 | 6.0261 | 226.1846 | 0 | 0 | 0 | 0 | 18.2838 | 46.7044 | 0 | 0 | -24.9846 | 0.6747 | 9.6339 | 0 | -1 | -4.2 | 9.5381 | 0 | 0 | 30.1127 | 30.1127 | 30.1127 | 30.1127 | 35.0148 | 27.7992 | 1.3368 | 0 | 0 | 0 | 0 | 0 | 0 | 0 | 0 | 0 | 0 | 0 | 0 | -75 | 0 | 0 | 0 | 0 | 6.1538 | 0 | -279.0575 | 13.7358 | 1.7014 | 62.9821 | 66.5807 | 29.9322 | 1137.747 | 30.8854 | 53.8288 | 1.1346 | 0.3248 | -17.381 | 13.847 | 3.48 | 29.422 | 1033.6 | 313.5657 | -392.7285 | 7.4535 | 4.06 | -2.09 | 13.009 | 4.6589 | 2025-10-08 | 2025_10_08 Hr 10 | 75.4863 | -6.8e-05 | -1033.6 | -379.0421 | 456.9964 | 782.8688 | 122.7314 | 15.4013 | 34.6442 | 97.7675 | 257.1111 | 102.1178 | 22.8901 | 179.1062 | 173.7529 | 0 | 6.0261 | 45.3461 | 226.1846 | 0 | 129.5628 | 0
2025_10_08 Hr 11 | 15.5402 | 0 | 0 | 3.8139 | 3.8193 | 3.8193 | 3.8097 | 3.8139 | 3.8139 | 95.897 | -14 | 0.08 | 68 | 0 | 89.5531 | 89.5531 | 173.7529 | 0 | 0 | 0.046 | 0.0275 | 1.0494 | 0 | 0 | 0 | 0 | 0 | 0.00282 | 0.1485 | 45.3461 | 6.0261 | 226.1846 | 0 | 0 | 0 | 0 | 16.8123 | 42.626 | 0 | 0 | -24.1684 | 0.6747 | 9.6339 | 0 | -1 | -4.2 | 9.5381 | 0 | 0 | 27.9111 | 27.9111 | 27.9111 | 27.9111 | 32.4548 | 25.7985 | 1.3368 | 0 | 0 | 0 | 0 | 0 | 0 | 0 | 0 | 0 | 0 | 0 | 0 | -75 | 0 | 0 | 0 | 0 | 6.1538 | 0 | -252.8863 | 13.7358 | 1.7014 | 62.9821 | 66.5807 | 17.0628 | 1115.083 | 30.0878 | 52.4386 | 1.1346 | 0.3248 | -15.5402 | 13.847 | 3.48 | 29.422 | 1023.408 | 297.2108 | -364.7166 | 7.4535 | 4.06 | -2.09 | 12.673 | 4.5385 | 2025-10-08 | 2025_10_08 Hr 11 | 75.0772 | 0.000251 | -1023.408 | -352.0547 | 431.6874 | 782.8688 | 110.8613 | 15.4013 | 34.6442 | 92.2176 | 239.9962 | 99.4737 | 22.8901 | 179.1062 | 173.7529 | 0 | 6.0261 | 45.3461 | 226.1846 | 0 | 129.5628 | 0
2025_10_08 Hr 12 | 17.0875 | 0 | 0 | 3.8139 | 3.8193 | 3.8193 | 3.8097 | 3.8139 | 3.8139 | 93.2288 | -14 | 0.08 | 71 | 0 | 89.5531 | 89.5531 | 173.7529 | 0 | 0 | 0.046 | 0.0275 | 1.0494 | 0 | 0 | 0 | 0 | 0 | 0.00282 | 0.1485 | 45.3461 | 6.0261 | 226.1846 | 0 | 0 | 0 | 0 | 16.1293 | 40.733 | 0 | 0 | -8.1437 | 0.6747 | 9.6339 | 0 | -1 | -4.2 | 9.5381 | 0 | 0 | 26.8892 | 26.8892 | 26.8892 | 26.8892 | 31.2665 | 27.7992 | 1.3368 | 0 | 0 | 0 | 0 | 0 | 0 | 0 | 0 | 0 | 0 | 0 | 0 | -75 | 0 | 0 | 0 | 0 | 6.1538 | 0 | -240.0258 | 13.7358 | 1.7014 | 62.9821 | 66.5807 | 2.0244 | 1104.562 | 29.7175 | 51.7933 | 1.1346 | 0.3248 | -17.0875 | 13.847 | 3.48 | 29.422 | 1030.508 | 287.493 | -353.4033 | 7.4535 | 4.06 | -2.09 | 12.517 | 4.4827 | 2025-10-08 | 2025_10_08 Hr 12 | 75.695 | 0.000239 | -1030.508 | -323.1695 | 419.9399 | 782.8688 | 100.8236 | 15.4013 | 34.6442 | 89.6415 | 232.052 | 98.2464 | 22.8901 | 179.1062 | 173.7529 | 0 | 6.0261 | 45.3461 | 226.1846 | 0 | 129.5628 | 0
2025_10_08 Hr 13 | 15.0195 | 0 | 0 | 3.8139 | 3.8193 | 3.8193 | 3.8097 | 3.8139 | 3.8139 | 88.8341 | -14 | 0.08 | 46 | 0 | 89.5531 | 89.5531 | 173.7529 | 0 | 0 | 0.046 | 0.0275 | 1.0494 | 0 | 0 | 0 | 0 | 0 | 0.00282 | 0.1485 | 45.3461 | 6.0261 | 226.1846 | 0 | 0 | 0 | 0 | 15.0043 | 37.615 | 0 | 0.044216 | -4.4519 | 0.6747 | 9.6339 | 0 | -1 | -4.2 | 9.5381 | 0 | 0 | 25.206 | 25.206 | 25.206 | 25.206 | 29.3093 | 29.7999 | 1.3368 | 0 | 0 | 0 | 0 | 0 | 0 | 0 | 0 | 0 | 0 | 0 | 0 | -75 | 0 | 0 | 0 | 0 | 6.1538 | 0 | -198.2976 | 13.7358 | 1.7014 | 62.9821 | 66.5807 | 0 | 1087.235 | 29.1077 | 50.7305 | 1.1346 | 0.3248 | -15.0195 | 13.847 | 3.48 | 29.422 | 1031.6 | 258.3798 | -309.6071 | 7.4535 | 4.06 | -2.09 | 12.2602 | 4.3907 | 2025-10-08 | 2025_10_08 Hr 13 | 76.6368 | -8.231e-05 | -1031.6 | -277.7053 | 400.5911 | 782.8688 | 75.7999 | 15.4013 | 34.6442 | 85.3985 | 218.9676 | 96.2249 | 22.8901 | 179.1062 | 173.7529 | 0 | 6.0261 | 45.3461 | 226.1846 | 0 | 129.5628 | 0
2025_10_08 Hr 14 | 12.9499 | 0 | 0 | 3.8139 | 3.8193 | 3.8193 | 3.8097 | 3.8139 | 3.8139 | 91.2276 | -14 | 0.08 | 29 | 0 | 89.5531 | 89.5531 | 173.7529 | 0 | 0 | 0.046 | 0.0275 | 1.0494 | 0 | 0 | 0 | 0 | 0 | 0.00282 | 0.1485 | 45.3461 | 6.0261 | 226.1846 | 0 | 0 | 0 | 0 | 15.617 | 39.3132 | 0 | 0.46778 | -5.8897 | 0.6747 | 9.6339 | 0 | -1 | -4.2 | 9.5381 | 0 | 0 | 26.1227 | 26.1227 | 26.1227 | 26.1227 | 30.3753 | 33.8013 | 1.3368 | 0 | 0 | 0 | 0 | 0 | 0 | 0 | 0 | 0 | 0 | 0 | 0 | -75 | 0 | 0 | 0 | 0 | 6.1538 | 0 | -175.5313 | 13.7358 | 1.7014 | 62.9821 | 66.5807 | 0 | 1096.672 | 29.4398 | 51.3093 | 1.1346 | 0.3248 | -12.9499 | 13.847 | 3.48 | 29.422 | 1050.892 | 244.4126 | -284.7712 | 7.4535 | 4.06 | -2.09 | 12.4001 | 4.4408 | 2025-10-08 | 2025_10_08 Hr 14 | 75.4848 | -0.000428 | -1050.892 | -255.9533 | 411.1292 | 782.8688 | 62.8013 | 15.4013 | 34.6442 | 87.7094 | 226.0939 | 97.3259 | 22.8901 | 179.1062 | 173.7529 | 0 | 6.0261 | 45.3461 | 226.1846 | 0 | 129.5628 | 0
2025_10_08 Hr 15 | 9.8522 | 0 | 0 | 3.8139 | 3.8193 | 3.8193 | 3.8097 | 3.8139 | 3.8139 | 84.5571 | -14 | 0.08 | 15 | 0 | 89.5531 | 89.5531 | 173.7529 | 0 | 0 | 0.046 | 0.0275 | 1.0494 | 0 | 0 | 0 | 0 | 0 | 0.00282 | 0.1485 | 45.3461 | 6.0261 | 226.1846 | 0 | 0 | 0 | 0 | 13.9095 | 34.5805 | 0 | 4.61 | -3.8644 | 0.6747 | 9.6339 | 0 | -1 | -4.2 | 9.5381 | 0 | 0 | 23.568 | 23.568 | 23.568 | 23.568 | 27.4046 | 25.7985 | 1.3368 | 0 | 0 | 0 | 0 | 0 | 0 | 0 | 0 | 0 | 0 | 0 | 0 | -75 | 0 | 0 | 0 | 0 | 6.1538 | 0 | -140.9611 | 13.7358 | 1.7014 | 62.9821 | 66.5807 | 0.4338 | 1070.372 | 28.5142 | 49.6961 | 1.1346 | 0.3248 | -9.8522 | 13.847 | 3.48 | 29.422 | 1040.692 | 216.6776 | -247.1033 | 7.4535 | 4.06 | -2.09 | 12.0102 | 4.3012 | 2025-10-08 | 2025_10_08 Hr 15 | 78.2313 | -0.000421 | -1040.692 | -215.2155 | 381.7605 | 782.8688 | 41.2323 | 15.4013 | 34.6442 | 81.2693 | 206.2337 | 94.2576 | 22.8901 | 179.1062 | 173.7529 | 0 | 6.0261 | 45.3461 | 226.1846 | 0 | 129.5628 | 0
2025_10_08 Hr 16 | 10.3712 | 0.00885 | 0.24957 | 3.8139 | 3.8193 | 3.8193 | 3.8097 | 3.8139 | 3.8139 | 84.8122 | -14 | 0.08 | 60 | 0 | 89.5531 | 89.5531 | 173.7529 | 0 | 0 | 0.046 | 0.0275 | 1.0494 | 0 | 0 | 0 | 0 | 0 | 0.00282 | 0.1485 | 45.3461 | 6.0261 | 226.1846 | 0 | 0 | 0 | 0 | 13.9748 | 34.7615 | 0 | 0.25698 | -3.8744 | 0.6747 | 9.6339 | 0 | -1 | -4.2 | 9.5381 | 0 | 0 | 23.6657 | 23.6657 | 23.6657 | 23.6657 | 27.5182 | 22.8501 | 1.3368 | 0 | 0 | 0 | 0 | 0 | 0 | 0 | 0 | 0 | 0 | 0 | 0 | -75 | 0 | 0 | 0 | 0 | 6.1538 | 0 | -172.8388 | 13.7358 | 1.7014 | 62.9821 | 66.5807 | 2.4582 | 1071.627 | 28.5496 | 49.7578 | 1.1346 | 0.3248 | -10.3712 | 13.847 | 3.48 | 29.422 | 1049.908 | 261.3988 | -279.5 | 7.4535 | 4.06 | -2.09 | 12.0251 | 4.3065 | 2025-10-08 | 2025_10_08 Hr 16 | 82.6391 | 0.0002298 | -1049.908 | -251.4562 | 382.8834 | 782.8688 | 85.5667 | 15.4013 | 34.6442 | 81.5155 | 206.993 | 94.3749 | 22.8901 | 179.1062 | 173.7529 | 0 | 6.0261 | 45.3461 | 226.1846 | 0 | 129.5628 | 0
2025_10_08 Hr 17 | 3.6185 | 0.007125 | 0.20092 | 3.8139 | 3.8193 | 3.8193 | 3.8097 | 3.8139 | 3.8139 | 82.4186 | -14 | 0.08 | 78 | 0 | 89.5531 | 89.5531 | 173.7529 | 0 | 0 | 0.046 | 0.0275 | 1.0494 | 0 | 0 | 0 | 0 | 0 | 0.00282 | 0.1485 | 45.3461 | 6.0261 | 226.1846 | 0 | 0 | 0 | 0 | 13.3621 | 33.0633 | 0 | 5.7872 | -6.9051 | 0.6747 | 9.6339 | 0 | -1 | -4.2 | 9.5381 | 0 | 0 | 22.749 | 22.749 | 22.749 | 22.749 | 26.4523 | 21.9024 | 1.3368 | 0 | 0 | 0 | 0 | 0 | 0 | 0 | 0 | 0 | 0 | 0 | 0 | -75 | 0 | 0 | 0 | 0 | 6.1538 | 0 | -136.9026 | 13.7358 | 1.7014 | 62.9821 | 66.5807 | 0.4338 | 1062.141 | 28.2175 | 49.179 | 1.1346 | 0.3248 | -3.6185 | 13.847 | 3.48 | 29.422 | 1092.783 | 268.5712 | -236.8111 | 7.4535 | 4.06 | -2.09 | 11.8852 | 4.2564 | 2025-10-08 | 2025_10_08 Hr 17 | 82.7071 | 0.000231 | -1092.783 | -213.0205 | 372.3452 | 782.8688 | 100.5443 | 15.4013 | 34.6442 | 79.2046 | 199.8667 | 93.2739 | 22.8901 | 179.1062 | 173.7529 | 0 | 6.0261 | 45.3461 | 226.1846 | 0 | 129.5628 | 0
2025_10_08 Hr 18 | 1.5472 | 0.00462 | 0.13028 | 3.8139 | 3.8193 | 3.8193 | 3.8097 | 3.8139 | 3.8139 | 90.8353 | -14 | 0.08 | 83 | 0 | 89.5531 | 89.5531 | 173.7529 | 0 | 0 | 0.046 | 0.0275 | 1.0494 | 0 | 0 | 0 | 0 | 0 | 0.00282 | 0.1485 | 45.3461 | 6.0261 | 226.1846 | 0 | 0 | 0 | 0 | 15.5166 | 39.0348 | 0 | 1.139 | -3.3956 | 0.6747 | 9.6339 | 0 | -1 | -4.2 | 9.5381 | 0 | 0 | 25.9725 | 25.9725 | 25.9725 | 25.9725 | 30.2005 | 15.9003 | 1.3368 | 0 | 0 | 0 | 0 | 0 | 0 | 0 | 0 | 0 | 0 | 0 | 0 | -75 | 0 | 0 | 0 | 0 | 6.1538 | 0 | -199.8863 | 13.7358 | 1.7014 | 62.9821 | 66.5807 | 0 | 1095.255 | 29.3854 | 51.2144 | 1.1346 | 0.3248 | -1.5472 | 13.847 | 3.48 | 29.422 | 1064.208 | 268.933 | -297.7235 | 7.4535 | 4.06 | -2.09 | 12.3772 | 4.4326 | 2025-10-08 | 2025_10_08 Hr 18 | 86.2801 | 0.00025 | -1064.208 | -277.1429 | 409.4017 | 782.8688 | 99.0352 | 15.4013 | 34.6442 | 87.3306 | 224.9257 | 97.1454 | 22.8901 | 179.1062 | 173.7529 | 0 | 6.0261 | 45.3461 | 226.1846 | 0 | 129.5628 | 0
2025_10_08 Hr 19 | 0 | 0.00189 | 0.053298 | 3.8139 | 3.8193 | 3.8193 | 3.8097 | 3.8139 | 3.8139 | 102.3125 | -14 | 0.08 | 90 | 0 | 89.5531 | 89.5531 | 173.7529 | 0 | 0 | 0.046 | 0.0275 | 1.0494 | 0 | 0 | 0 | 0 | 0 | 0.00282 | 0.1485 | 45.3461 | 6.0261 | 226.1846 | 0 | 0 | 0 | 0 | 18.4545 | 47.1777 | 0 | 5.4193 | -2.302 | 0.6747 | 9.6339 | 0 | -1 | -4.2 | 9.5381 | 0 | 0 | 30.3682 | 30.3682 | 30.3682 | 30.3682 | 35.3118 | 11.8989 | 1.3368 | 0 | 0 | 0 | 0 | 0 | 0 | 0 | 0 | 0 | 0 | 0 | 0 | -75 | 0 | 0 | 0 | 0 | 6.1538 | 0 | -234.6772 | 13.7358 | 1.7014 | 62.9821 | 66.5807 | 2.4582 | 1140.431 | 30.978 | 53.9901 | 1.1346 | 0.3248 | 0 | 13.847 | 3.48 | 29.422 | 1090.7 | 278.1192 | -330.9672 | 7.4535 | 4.06 | -2.09 | 13.048 | 4.6728 | 2025-10-08 | 2025_10_08 Hr 19 | 85.3117 | -0.000101 | -1090.7 | -306.5599 | 459.9332 | 782.8688 | 104.4123 | 15.4013 | 34.6442 | 98.4115 | 259.0971 | 102.4247 | 22.8901 | 179.1062 | 173.7529 | 0 | 6.0261 | 45.3461 | 226.1846 | 0 | 129.5628 | 0
2025_10_08 Hr 20 | 0 | 0.000555 | 0.015651 | 3.8139 | 3.8193 | 3.8193 | 3.8097 | 3.8139 | 3.8139 | 102.3125 | -14 | 0.08 | 91 | 0 | 89.5531 | 89.5531 | 173.7529 | 0 | 0 | 0.046 | 0.0275 | 1.0494 | 0 | 0 | 0 | 0 | 0 | 0.00282 | 0.1485 | 45.3461 | 6.0261 | 226.1846 | 0 | 0 | 0 | 0 | 18.4545 | 47.1777 | 0 | 0 | -16.87 | 0.6747 | 9.6339 | 0 | -1 | -4.2 | 9.5381 | 0 | 0 | 30.3682 | 30.3682 | 30.3682 | 30.3682 | 35.3118 | 8.9505 | 1.3368 | 0 | 0 | 0 | 0 | 0 | 0 | 0 | 0 | 0 | 0 | 0 | 0 | -75 | 0 | 0 | 0 | 0 | 6.1538 | 0 | -246.0531 | 13.7358 | 1.7014 | 62.9821 | 66.5807 | 18.5088 | 1140.393 | 30.978 | 53.9901 | 1.1346 | 0.3248 | 0 | 13.847 | 3.48 | 29.422 | 1073.4 | 292.22 | -342.3431 | 7.4535 | 4.06 | -2.09 | 13.048 | 4.6728 | 2025-10-08 | 2025_10_08 Hr 20 | 81.6052 | -0.0001 | -1073.4 | -337.9231 | 459.9332 | 782.8688 | 118.4755 | 15.4013 | 34.6442 | 98.4115 | 259.0971 | 102.4247 | 22.8901 | 179.1062 | 173.7529 | 0 | 6.0261 | 45.3461 | 226.1846 | 0 | 129.5628 | 0
2025_10_08 Hr 21 | 0 | 6e-05 | 0.001692 | 3.8139 | 3.8193 | 3.8193 | 3.8097 | 3.8139 | 3.8139 | 103.784 | -14 | 0.08 | 91 | 0 | 89.5531 | 89.5531 | 173.7529 | 0 | 0 | 0.046 | 0.0275 | 1.0494 | 0 | 0 | 0 | 0 | 0 | 0.00282 | 0.1485 | 45.3461 | 6.0261 | 226.1846 | 0 | 0 | 0 | 0 | 18.8312 | 48.2217 | 0 | 0.38613 | -16.8449 | 0.6747 | 9.6339 | 0 | -1 | -4.2 | 9.5381 | 0 | 0 | 30.9317 | 30.9317 | 30.9317 | 30.9317 | 35.9671 | 6.9498 | 1.3368 | 0 | 0 | 0 | 0 | 0 | 0 | 0 | 0 | 0 | 0 | 0 | 0 | -75 | 0 | 0 | 0 | 0 | 6.1538 | 0 | -299.545 | 13.7358 | 1.7014 | 62.9821 | 66.5807 | 14.0262 | 1146.181 | 31.1822 | 54.3459 | 1.1346 | 0.3248 | 0 | 13.847 | 3.48 | 29.422 | 1020.3 | 286.4131 | -395.835 | 7.4535 | 4.06 | -2.09 | 13.134 | 4.7036 | 2025-10-08 | 2025_10_08 Hr 21 | 73.0067 | -7.63e-05 | -1020.3 | -391.0037 | 466.4116 | 782.8688 | 111.9778 | 15.4013 | 34.6442 | 99.8321 | 263.478 | 103.1015 | 22.8901 | 179.1062 | 173.7529 | 0 | 6.0261 | 45.3461 | 226.1846 | 0 | 129.5628 | 0
2025_10_08 Hr 22 | 0 | 0 | 0 | 3.8139 | 3.8193 | 3.8193 | 3.8097 | 3.8139 | 3.8139 | 90.6979 | -14 | 0.08 | 91 | 0 | 89.5531 | 89.5531 | 173.7529 | 0 | 0 | 0.046 | 0.0275 | 1.0494 | 0 | 0 | 0 | 0 | 0 | 0.00282 | 0.1485 | 45.3461 | 6.0261 | 226.1846 | 0 | 0 | 0 | 0 | 15.4815 | 38.9373 | 0 | 0 | -5.7033 | 0.6747 | 9.6339 | 0 | -1 | -4.2 | 9.5381 | 0 | 0 | 25.9199 | 25.9199 | 25.9199 | 25.9199 | 30.1394 | 12.9519 | 1.3368 | 0 | 0 | 0 | 0 | 0 | 0 | 0 | 0 | 0 | 0 | 0 | 0 | -75 | 0 | 0 | 0 | 0 | 6.1538 | 0 | -319.2834 | 13.7358 | 1.7014 | 62.9821 | 66.5807 | 11.4234 | 1094.584 | 29.3663 | 51.1812 | 1.1346 | 0.3248 | 0 | 13.847 | 3.48 | 29.422 | 957.1 | 283.793 | -415.5734 | 7.4535 | 4.06 | -2.09 | 12.3691 | 4.4297 | 2025-10-08 | 2025_10_08 Hr 22 | 72.0383 | -8.7e-05 | -957.1 | -399.9867 | 408.797 | 782.8688 | 115.3753 | 15.4013 | 34.6442 | 87.198 | 224.5168 | 97.0822 | 22.8901 | 179.1062 | 173.7529 | 0 | 6.0261 | 45.3461 | 226.1846 | 0 | 129.5628 | 0
2025_10_08 Hr 23 | 0 | 0 | 0 | 3.8139 | 3.8193 | 3.8193 | 3.8097 | 3.8139 | 3.8139 | 75.2184 | 0 | 0.08 | 91 | 0 | 89.5531 | 89.5531 | 176.4163 | 0 | 0 | 0.046 | 0.0275 | 1.0494 | 0 | 0 | 0 | 0 | 0 | 0.00282 | 0.1485 | 45.3461 | 6.0261 | 228.977 | 0 | 0 | 0 | 0 | 11.519 | 27.9548 | 0 | 0.96778 | -2.5998 | 0.6747 | 9.6339 | 0 | -1 | -4.2 | 9.5381 | 0 | 0 | 19.9913 | 19.9913 | 19.9913 | 19.9913 | 23.2457 | 25.7985 | 1.3368 | 0 | 0 | 0 | 0 | 0 | 0 | 0 | 0 | 0 | 0 | 0 | 0 | 0 | -50 | 0 | 0 | 0 | 6.1538 | 0 | -386.6919 | 13.7358 | 1.7014 | 64.2243 | 67.8938 | 10.5558 | 1041.562 | 27.2184 | 47.4376 | 1.1346 | 0.3248 | 0 | 13.847 | 3.48 | 29.422 | 884.6 | 288.6518 | -443.9819 | 7.4535 | 4.06 | -2.09 | 11.4644 | 4.1057 | 2025-10-08 | 2025_10_08 Hr 23 | 75.6154 | -1.53e-05 | -884.6 | -438.3239 | 354.6442 | 790.8799 | 127.3543 | 15.4013 | 34.6442 | 72.253 | 178.4292 | 103.9619 | 22.8901 | 179.1062 | 176.4163 | 0 | 6.0261 | 45.3461 | 228.977 | 0 | 132.1181 | 0
2025_10_08 Hr 24 | 0 | 0 | 0 | 3.8139 | 3.8193 | 3.8193 | 3.8097 | 3.8139 | 3.8139 | 66.272 | 0 | 0.08 | 88 | 0 | 89.5531 | 89.5531 | 176.4163 | 0 | 0 | 0.046 | 0.0275 | 1.0494 | 0 | 0 | 0 | 0 | 0 | 0.00282 | 0.1485 | 45.3461 | 6.0261 | 228.977 | 0 | 0 | 0 | 0 | 9.2289 | 21.6075 | 0 | 7.6222 | 0 | 0.6747 | 9.6339 | 0 | -1 | -4.2 | 9.5381 | 0 | 0 | 16.5649 | 16.5649 | 16.5649 | 16.5649 | 19.2615 | 21.9024 | 1.3368 | 0 | 0 | 0 | 0 | 0 | 0 | 0 | 0 | 0 | 0 | 0 | 0 | 0 | -50 | 0 | 0 | 0 | 6.1538 | 0 | -431.7279 | 13.7358 | 1.7014 | 64.2243 | 67.8938 | 13.014 | 1006.289 | 25.977 | 45.2741 | 1.1346 | 0.3248 | 0 | 13.847 | 3.48 | 29.422 | 804.9916 | 280.0987 | -489.0179 | 7.4535 | 4.06 | -2.09 | 10.9415 | 3.9184 | 2025-10-08 | 2025_10_08 Hr 24 | 77.3672 | 7.7e-05 | -804.9916 | -474.1057 | 315.2556 | 790.8799 | 122.9164 | 15.4013 | 34.6442 | 63.6156 | 151.7931 | 99.8468 | 22.8901 | 179.1062 | 176.4163 | 0 | 6.0261 | 45.3461 | 228.977 | 0 | 132.1181 | 0
2025_10_09 Hr 01 | 0 | 0 | 0 | 3.8139 | 3.8193 | 3.8193 | 3.8097 | 3.8139 | 3.8139 | 55.9532 | 0 | 0.08 | 87 | 0 | 89.5531 | 89.5531 | 176.4163 | 0 | 0 | 0.046 | 0.0275 | 1.0494 | 0 | 0 | 0 | 0 | 0 | 0.00282 | 0.1485 | 45.3461 | 6.0261 | 228.977 | 0 | 0 | 0 | 0 | 6.2686 | 13.3654 | 0 | 12.1445 | 0 | 0.6747 | 9.7077 | 0 | -1 | -4.2 | 9.6225 | 0 | 0 | 12.3262 | 12.3262 | 12.3262 | 12.3262 | 14.3328 | 10.9512 | 1.3368 | 0 | 0 | 0 | 0 | 0 | 0 | 0 | 0 | 0 | 0 | 0 | 0 | 0 | -50 | 0 | 0 | 0 | 6.2029 | 0 | -398.0207 | 14.1984 | 1.7014 | 64.2243 | 67.8938 | 18.9426 | 963.2075 | 25.149 | 43.8097 | 1.1346 | 0.3248 | 0 | 13.847 | 3.48 | 29.422 | 791.8 | 271.7587 | -455.3107 | 7.5697 | 4.06 | -2.09 | 10.5827 | 3.7896 | 2025-10-09 | 2025_10_09 Hr 01 | 77.2326 | 1.9e-05 | -791.8 | -435.8762 | 269.857 | 790.8799 | 116.8938 | 15.4013 | 34.6442 | 52.7368 | 119.5909 | 97.5294 | 22.8901 | 179.1062 | 176.4163 | 0 | 6.0261 | 45.3461 | 228.977 | 0 | 132.1181 | 0
2025_10_09 Hr 02 | 0 | 0 | 0 | 3.8139 | 3.8193 | 3.8193 | 3.8097 | 3.8139 | 3.8139 | 55.2889 | 0 | 0.08 | 82 | 0 | 89.5531 | 89.5531 | 176.4163 | 0 | 0 | 0.046 | 0.0275 | 1.0494 | 0 | 0 | 0 | 0 | 0 | 0.00282 | 0.1485 | 45.3461 | 6.0261 | 228.977 | 0 | 0 | 0 | 0 | 6.1009 | 12.8998 | 0 | 12.645 | 0 | 0.6747 | 9.7077 | 0 | -1 | -4.2 | 9.6225 | 0 | 0 | 12.0723 | 12.0723 | 12.0723 | 12.0723 | 14.0375 | 14.8473 | 1.3368 | 0 | 0 | 0 | 0 | 0 | 0 | 0 | 0 | 0 | 0 | 0 | 0 | 0 | -50 | 0 | 0 | 0 | 6.2029 | 0 | -436.3262 | 14.1984 | 1.7014 | 64.2243 | 67.8938 | 20.967 | 960.5988 | 25.0564 | 43.6484 | 1.1346 | 0.3248 | 0 | 13.847 | 3.48 | 29.422 | 752 | 272.3724 | -493.6162 | 7.5697 | 4.06 | -2.09 | 10.5437 | 3.7757 | 2025-10-09 | 2025_10_09 Hr 02 | 78.2025 | 1.1e-05 | -752 | -473.6812 | 266.9415 | 790.8799 | 117.8143 | 15.4013 | 34.6442 | 52.1035 | 117.6154 | 97.2226 | 22.8901 | 179.1062 | 176.4163 | 0 | 6.0261 | 45.3461 | 228.977 | 0 | 132.1181 | 0
2025_10_09 Hr 03 | 0 | 0 | 0 | 3.8139 | 3.8193 | 3.8193 | 3.8097 | 3.8139 | 3.8139 | 57.2817 | 0 | 0.08 | 85 | 0 | 89.5531 | 89.5531 | 176.4163 | 0 | 0 | 0.046 | 0.0275 | 1.0494 | 0 | 0 | 0 | 0 | 0 | 0.00282 | 0.1485 | 45.3461 | 6.0261 | 228.977 | 0 | 0 | 0 | 0 | 6.604 | 14.2967 | 0 | 11.1618 | 0 | 0.6747 | 9.7077 | 0 | -1 | -4.2 | 9.6225 | 0 | 0 | 12.8341 | 12.8341 | 12.8341 | 12.8341 | 14.9234 | 21.9024 | 1.3368 | 0 | 0 | 0 | 0 | 0 | 0 | 0 | 0 | 0 | 0 | 0 | 0 | 0 | -50 | 0 | 0 | 0 | 6.2029 | 0 | -453.6606 | 14.1984 | 1.7014 | 64.2243 | 67.8938 | 22.9914 | 968.425 | 25.3342 | 44.1322 | 1.1346 | 0.3248 | 0 | 13.847 | 3.48 | 29.422 | 754.0084 | 285.3722 | -510.9506 | 7.5697 | 4.06 | -2.09 | 10.6606 | 3.8175 | 2025-10-09 | 2025_10_09 Hr 03 | 76.3372 | -9.5e-05 | -754.0084 | -492.4988 | 275.688 | 790.8799 | 129.8938 | 15.4013 | 34.6442 | 54.0035 | 123.5416 | 98.1429 | 22.8901 | 179.1062 | 176.4163 | 0 | 6.0261 | 45.3461 | 228.977 | 0 | 132.1181 | 0
2025_10_09 Hr 04 | 0 | 0 | 0 | 3.8139 | 3.8193 | 3.8193 | 3.8097 | 3.8139 | 3.8139 | 59.6653 | 0 | 0.08 | 84 | 0 | 89.5531 | 89.5531 | 176.4163 | 0 | 0 | 0.046 | 0.0275 | 1.0494 | 0 | 0 | 0 | 0 | 0 | 0.00282 | 0.1485 | 45.3461 | 6.0261 | 228.977 | 0 | 0 | 0 | 0 | 7.2057 | 15.9675 | 0 | 8.1445 | 0 | 0.6747 | 9.7077 | 0 | -1 | -4.2 | 9.6225 | 0 | 0 | 13.7454 | 13.7454 | 13.7454 | 13.7454 | 15.983 | 21.9024 | 1.3368 | 0 | 0 | 0 | 0 | 0 | 0 | 0 | 0 | 0 | 0 | 0 | 0 | 0 | -50 | 0 | 0 | 0 | 6.2029 | 0 | -468.2459 | 14.1984 | 1.7014 | 64.2243 | 67.8938 | 25.0158 | 977.7857 | 25.6664 | 44.7109 | 1.1346 | 0.3248 | 0 | 13.847 | 3.48 | 29.422 | 747.8917 | 287.4973 | -525.5359 | 7.5697 | 4.06 | -2.09 | 10.8004 | 3.8676 | 2025-10-09 | 2025_10_09 Hr 04 | 75.4045 | -5.3e-05 | -747.8917 | -510.1014 | 286.1495 | 790.8799 | 130.9182 | 15.4013 | 34.6442 | 56.276 | 130.6298 | 99.2436 | 22.8901 | 179.1062 | 176.4163 | 0 | 6.0261 | 45.3461 | 228.977 | 0 | 132.1181 | 0
2025_10_09 Hr 05 | 0 | 0 | 0 | 3.8139 | 3.8193 | 3.8193 | 3.8097 | 3.8139 | 3.8139 | 66.9917 | 0 | 0.08 | 82 | 0 | 89.5531 | 89.5531 | 176.4163 | 0 | 0 | 0.046 | 0.0275 | 1.0494 | 0 | 0 | 0 | 0 | 0 | 0.00282 | 0.1485 | 45.3461 | 6.0261 | 228.977 | 0 | 0 | 0 | 0 | 9.0553 | 21.1031 | 0 | 8.1984 | 0 | 0.6747 | 9.7077 | 0 | -1 | -4.2 | 9.6225 | 0 | 0 | 16.5464 | 16.5464 | 16.5464 | 16.5464 | 19.24 | 26.8515 | 1.3368 | 0 | 0 | 0 | 0 | 0 | 0 | 0 | 0 | 0 | 0 | 0 | 0 | 0 | -50 | 0 | 0 | 0 | 6.2029 | 0 | -466.0305 | 14.1984 | 1.7014 | 64.2243 | 67.8938 | 25.4496 | 1006.558 | 26.6875 | 46.4897 | 1.1346 | 0.3248 | 0 | 13.847 | 3.48 | 29.422 | 785.7 | 294.2636 | -523.3205 | 7.5697 | 4.06 | -2.09 | 11.2301 | 4.0214 | 2025-10-09 | 2025_10_09 Hr 05 | 87.31 | 7e-06 | -785.7 | -507.8321 | 318.3056 | 790.8799 | 134.3011 | 15.4013 | 34.6442 | 63.2612 | 152.4173 | 102.627 | 22.8901 | 179.1062 | 176.4163 | 0 | 6.0261 | 45.3461 | 228.977 | 0 | 132.1181 | 0
2025_10_09 Hr 06 | 0 | 0 | 0 | 3.8139 | 3.8193 | 3.8193 | 3.8097 | 3.8139 | 3.8139 | 86.1184 | 0 | 0.08 | 86 | 0 | 89.5531 | 89.5531 | 176.4163 | 0 | 0 | 0.046 | 0.0275 | 1.0494 | 0 | 0 | 0 | 0 | 0 | 0.00282 | 0.1485 | 44.9548 | 6.0261 | 228.977 | 0 | 0 | 0 | 0 | 13.8841 | 34.5105 | 0 | 12.1342 | -0.27605 | 0.6747 | 9.7077 | 0 | -1 | -4.2 | 9.6225 | 0 | 0 | 23.859 | 23.859 | 23.859 | 23.859 | 27.743 | 25.7985 | 1.3368 | 0 | 0 | 0 | 0 | 0 | 0 | 0 | 0 | 0 | 0 | 0 | 0 | 0 | -50 | 0 | 0 | 0 | 6.2029 | 0 | -498.4776 | 14.1984 | 1.7014 | 64.2243 | 67.8938 | 29.9322 | 1081.283 | 29.3532 | 51.1334 | 1.1346 | 0.3248 | 0 | 13.847 | 3.48 | 29.422 | 847.9 | 310.5262 | -555.7676 | 7.5697 | 4.06 | -2.09 | 12.3518 | 4.4231 | 2025-10-09 | 2025_10_09 Hr 06 | 90.7406 | -1.31e-05 | -847.9 | -536.6194 | 402.2546 | 790.4886 | 141.7307 | 15.4013 | 34.6442 | 81.4974 | 209.2973 | 111.46 | 22.8901 | 179.1062 | 176.4163 | 0 | 6.0261 | 44.9548 | 228.977 | 0 | 132.1181 | 0
2025_10_09 Hr 07 | 0 | 0 | 0 | 3.8139 | 3.8193 | 3.8193 | 3.8097 | 3.8139 | 3.8139 | 112.5717 | -14 | 0.08 | 88 | 0 | 89.5531 | 89.5531 | 173.7529 | 0 | 0 | 0.046 | 0.0275 | 1.0494 | 0 | 0 | 0 | 0 | 0 | 0.00282 | 0.1485 | 45.3461 | 6.0261 | 226.1846 | 0 | 0 | 0 | 0 | 20.5623 | 53.0536 | 0 | 0.57019 | -2.8013 | 0.6747 | 9.7077 | 0 | -1 | -4.2 | 9.6225 | 0 | 0 | 33.9725 | 33.9725 | 33.9725 | 33.9725 | 39.5029 | 23.7978 | 1.3368 | 0 | 0 | 0 | 0 | 0 | 0 | 0 | 0 | 0 | 0 | 0 | 0 | -75 | 0 | 0 | 0 | 0 | 6.2029 | 0 | -481.5979 | 14.1984 | 1.7014 | 62.9821 | 66.5807 | 50.4654 | 1177.552 | 33.0401 | 57.5559 | 1.1346 | 0.3248 | 0 | 13.847 | 3.48 | 29.422 | 940.7083 | 343.275 | -577.8879 | 7.5697 | 4.06 | -2.09 | 13.9032 | 4.9787 | 2025-10-09 | 2025_10_09 Hr 07 | 85.5206 | -3.44e-05 | -940.7083 | -558.829 | 504.3598 | 782.8688 | 162.2632 | 15.4013 | 34.6442 | 106.7187 | 287.9648 | 109.6763 | 22.8901 | 179.1062 | 173.7529 | 0 | 6.0261 | 45.3461 | 226.1846 | 0 | 129.5628 | 0
2025_10_09 Hr 08 | 1.5522 | 1.5e-05 | 0.000423 | 3.8139 | 3.8193 | 3.8193 | 3.8097 | 3.8139 | 3.8139 | 121.0703 | -14 | 0.08 | 89 | 0 | 89.5531 | 89.5531 | 173.7529 | 0 | 0 | 0.046 | 0.0275 | 1.0494 | 0 | 0 | 0 | 0 | 0 | 0.00282 | 0.1485 | 45.3461 | 6.0261 | 226.1846 | 0 | 0 | 0 | 0 | 22.7079 | 59.0109 | 0 | 0 | -16.6393 | 0.6747 | 9.7077 | 0 | -1 | -4.2 | 9.6225 | 0 | 0 | 37.2217 | 37.2217 | 37.2217 | 37.2217 | 43.2811 | 30.7476 | 1.3368 | 0 | 0 | 0 | 0 | 0 | 0 | 0 | 0 | 0 | 0 | 0 | 0 | -75 | 0 | 0 | 0 | 0 | 6.2029 | 0 | -471.8094 | 14.1984 | 1.7014 | 62.9821 | 66.5807 | 64.9254 | 1210.929 | 34.2246 | 59.6193 | 1.1346 | 0.3248 | -1.5522 | 13.847 | 3.48 | 29.422 | 995.8 | 371.1618 | -569.6516 | 7.5697 | 4.06 | -2.09 | 14.4017 | 5.1572 | 2025-10-09 | 2025_10_09 Hr 08 | 78.9841 | -5.4e-05 | -995.8 | -563.4487 | 541.6609 | 782.8688 | 184.6734 | 15.4013 | 34.6442 | 114.8216 | 313.2383 | 113.6011 | 22.8901 | 179.1062 | 173.7529 | 0 | 6.0261 | 45.3461 | 226.1846 | 0 | 129.5628 | 0
2025_10_09 Hr 09 | 5.169 | 0.00117 | 0.032994 | 3.8139 | 3.8193 | 3.8193 | 3.8097 | 3.8139 | 3.8139 | 114.1542 | -14 | 0.08 | 87 | 0 | 89.5531 | 89.5531 | 173.7529 | 0 | 0 | 0.046 | 0.0275 | 1.0494 | 0 | 0 | 0 | 0 | 0 | 0.00282 | 0.1485 | 45.3461 | 6.0261 | 226.1846 | 0 | 0 | 0 | 0 | 20.9619 | 54.1629 | 0 | 0 | -21.6072 | 0.6747 | 9.7077 | 0 | -1 | -4.2 | 9.6225 | 0 | 0 | 34.5776 | 34.5776 | 34.5776 | 34.5776 | 40.2065 | 33.8013 | 1.3368 | 0 | 0 | 0 | 0 | 0 | 0 | 0 | 0 | 0 | 0 | 0 | 0 | -75 | 0 | 0 | 0 | 0 | 6.2029 | 0 | -427.2384 | 14.1984 | 1.7014 | 62.9821 | 66.5807 | 70.9986 | 1183.8 | 33.2606 | 57.9401 | 1.1346 | 0.3248 | -5.169 | 13.847 | 3.48 | 29.422 | 1012.208 | 378.7127 | -528.6974 | 7.5697 | 4.06 | -2.09 | 13.996 | 5.0119 | 2025-10-09 | 2025_10_09 Hr 09 | 81.021 | 0.000292 | -1012.208 | -523.8456 | 511.3055 | 782.8688 | 191.8341 | 15.4013 | 34.6442 | 108.2275 | 292.6709 | 110.4071 | 22.8901 | 179.1062 | 173.7529 | 0 | 6.0261 | 45.3461 | 226.1846 | 0 | 129.5628 | 0
2025_10_09 Hr 10 | 8.8223 | 0.00363 | 0.10237 | 3.8139 | 3.8193 | 3.8193 | 3.8097 | 3.8139 | 3.8139 | 106.5738 | -14 | 0.08 | 73 | 0 | 89.5531 | 89.5531 | 173.7529 | 0 | 0 | 0.046 | 0.0275 | 1.0494 | 0 | 0 | 0 | 0 | 0 | 0.00282 | 0.1485 | 45.3461 | 6.0261 | 226.1846 | 0 | 0 | 0 | 0 | 19.0481 | 48.8492 | 0 | 0.17444 | -25.3064 | 0.6747 | 9.7077 | 0 | -1 | -4.2 | 9.6225 | 0 | 0 | 31.6794 | 31.6794 | 31.6794 | 31.6794 | 36.8365 | 27.7992 | 1.3368 | 0 | 0 | 0 | 0 | 0 | 0 | 0 | 0 | 0 | 0 | 0 | 0 | -75 | 0 | 0 | 0 | 0 | 6.2029 | 0 | -380.3504 | 14.1984 | 1.7014 | 62.9821 | 66.5807 | 67.5282 | 1154.099 | 32.2041 | 56.0997 | 1.1346 | 0.3248 | -8.8223 | 13.847 | 3.48 | 29.422 | 998.9 | 355.3953 | -485.4627 | 7.5697 | 4.06 | -2.09 | 13.5515 | 4.8527 | 2025-10-09 | 2025_10_09 Hr 10 | 78.934 | -6.11e-05 | -998.9 | -480.4823 | 478.0346 | 782.8688 | 168.4334 | 15.4013 | 34.6442 | 101.0001 | 270.1281 | 106.9064 | 22.8901 | 179.1062 | 173.7529 | 0 | 6.0261 | 45.3461 | 226.1846 | 0 | 129.5628 | 0
2025_10_09 Hr 11 | 8.8223 | 0.00669 | 0.18866 | 3.8139 | 3.8193 | 3.8193 | 3.8097 | 3.8139 | 3.8139 | 96.6099 | -14 | 0.08 | 90 | 0 | 89.5531 | 89.5531 | 173.7529 | 0 | 0 | 0.046 | 0.0275 | 1.0494 | 0 | 0 | 0 | 0 | 0 | 0.00282 | 0.1485 | 45.3461 | 6.0261 | 226.1846 | 0 | 0 | 0 | 0 | 16.5327 | 41.8648 | 0 | 0.70147 | -14.6025 | 0.6747 | 9.7077 | 0 | -1 | -4.2 | 9.6225 | 0 | 0 | 27.87 | 27.87 | 27.87 | 27.87 | 32.407 | 30.7476 | 1.3368 | 0 | 0 | 0 | 0 | 0 | 0 | 0 | 0 | 0 | 0 | 0 | 0 | -75 | 0 | 0 | 0 | 0 | 6.2029 | 0 | -380.3766 | 14.1984 | 1.7014 | 62.9821 | 66.5807 | 55.5264 | 1115.055 | 30.8154 | 53.6806 | 1.1346 | 0.3248 | -8.8223 | 13.847 | 3.48 | 29.422 | 974.4083 | 358.7435 | -485.4889 | 7.5697 | 4.06 | -2.09 | 12.9671 | 4.6435 | 2025-10-09 | 2025_10_09 Hr 11 | 78.9507 | -6.42e-05 | -974.4083 | -469.2776 | 434.3022 | 782.8688 | 176.4693 | 15.4013 | 34.6442 | 91.5002 | 240.497 | 102.305 | 22.8901 | 179.1062 | 173.7529 | 0 | 6.0261 | 45.3461 | 226.1846 | 0 | 129.5628 | 0
2025_10_09 Hr 12 | 8.2966 | 0.00879 | 0.24788 | 3.8139 | 3.8193 | 3.8193 | 3.8097 | 3.8139 | 3.8139 | 91.8428 | -14 | 0.08 | 87 | 0 | 89.5531 | 89.5531 | 173.7529 | 0 | 0 | 0.046 | 0.0275 | 1.0494 | 0 | 0 | 0 | 0 | 0 | 0.00282 | 0.1485 | 45.3461 | 6.0261 | 226.1846 | 0 | 0 | 0 | 0 | 15.3292 | 38.5232 | 0 | 0.18321 | -10.9564 | 0.6747 | 9.7077 | 0 | -1 | -4.2 | 9.6225 | 0 | 0 | 26.0475 | 26.0475 | 26.0475 | 26.0475 | 30.2878 | 33.8013 | 1.3368 | 0 | 0 | 0 | 0 | 0 | 0 | 0 | 0 | 0 | 0 | 0 | 0 | -75 | 0 | 0 | 0 | 0 | 6.2029 | 0 | -357.1895 | 14.1984 | 1.7014 | 62.9821 | 66.5807 | 49.0194 | 1096.392 | 30.1511 | 52.5232 | 1.1346 | 0.3248 | -8.2966 | 13.847 | 3.48 | 29.422 | 973.4083 | 349.5652 | -461.7762 | 7.5697 | 4.06 | -2.09 | 12.6875 | 4.5434 | 2025-10-09 | 2025_10_09 Hr 12 | 77.6568 | -5.19e-05 | -973.4083 | -442.9627 | 413.3793 | 782.8688 | 170.0774 | 15.4013 | 34.6442 | 86.9551 | 226.3206 | 100.1035 | 22.8901 | 179.1062 | 173.7529 | 0 | 6.0261 | 45.3461 | 226.1846 | 0 | 129.5628 | 0
2025_10_09 Hr 13 | 7.7809 | 0.009765 | 0.27537 | 3.8139 | 3.8193 | 3.8193 | 3.8097 | 3.8139 | 3.8139 | 86.5092 | -14 | 0.08 | 89 | 0 | 89.5531 | 89.5531 | 173.7529 | 0 | 0 | 0.046 | 0.0275 | 1.0494 | 0 | 0 | 0 | 0 | 0 | 0.00282 | 0.1485 | 45.3461 | 6.0261 | 226.1846 | 0 | 0 | 0 | 0 | 13.9827 | 34.7844 | 0 | 0.69163 | -5.8451 | 0.6747 | 9.7077 | 0 | -1 | -4.2 | 9.6225 | 0 | 0 | 24.0084 | 24.0084 | 24.0084 | 24.0084 | 27.9167 | 33.8013 | 1.3368 | 0 | 0 | 0 | 0 | 0 | 0 | 0 | 0 | 0 | 0 | 0 | 0 | -75 | 0 | 0 | 0 | 0 | 6.2029 | 0 | -322.0298 | 14.1984 | 1.7014 | 62.9821 | 66.5807 | 42.9462 | 1075.473 | 29.4077 | 51.2283 | 1.1346 | 0.3248 | -7.7809 | 13.847 | 3.48 | 29.422 | 986.7333 | 342.5141 | -426.1007 | 7.5697 | 4.06 | -2.09 | 12.3747 | 4.4313 | 2025-10-09 | 2025_10_09 Hr 13 | 75.7436 | -5.79e-05 | -986.7333 | -402.1833 | 389.9696 | 782.8688 | 166.0326 | 15.4013 | 34.6442 | 81.8699 | 210.4593 | 97.6404 | 22.8901 | 179.1062 | 173.7529 | 0 | 6.0261 | 45.3461 | 226.1846 | 0 | 129.5628 | 0
2025_10_09 Hr 14 | 7.7792 | 0.009435 | 0.26607 | 3.8139 | 3.8193 | 3.8193 | 3.8097 | 3.8139 | 3.8139 | 82.1329 | -14 | 0.08 | 70 | 0 | 89.5531 | 89.5531 | 173.7529 | 0 | 0 | 0.046 | 0.0275 | 1.0494 | 0 | 0 | 0 | 0 | 0 | 0.00282 | 0.1485 | 45.3461 | 6.0261 | 226.1846 | 0 | 0 | 0 | 0 | 12.8779 | 31.7168 | 0 | 13.5276 | 0 | 0.6747 | 9.7077 | 0 | -1 | -4.2 | 9.6225 | 0 | 0 | 22.3352 | 22.3352 | 22.3352 | 22.3352 | 25.9712 | 27.7992 | 1.3368 | 0 | 0 | 0 | 0 | 0 | 0 | 0 | 0 | 0 | 0 | 0 | 0 | -75 | 0 | 0 | 0 | 0 | 6.2029 | 0 | -295.1503 | 14.1984 | 1.7014 | 62.9821 | 66.5807 | 38.4636 | 1058.277 | 28.7978 | 50.1658 | 1.1346 | 0.3248 | -7.7792 | 13.847 | 3.48 | 29.422 | 983.5917 | 311.0064 | -399.2195 | 7.5697 | 4.06 | -2.09 | 12.1181 | 4.3394 | 2025-10-09 | 2025_10_09 Hr 14 | 76.9123 | -0.000107 | -983.5917 | -356.6227 | 370.7617 | 782.8688 | 136.5383 | 15.4013 | 34.6442 | 77.6974 | 197.4449 | 95.6194 | 22.8901 | 179.1062 | 173.7529 | 0 | 6.0261 | 45.3461 | 226.1846 | 0 | 129.5628 | 0
2025_10_09 Hr 15 | 8.3016 | 0.00828 | 0.2335 | 3.8139 | 3.8193 | 3.8193 | 3.8097 | 3.8139 | 3.8139 | 76.5453 | -14 | 0.08 | 80 | 0 | 89.5531 | 89.5531 | 173.7529 | 0 | 0 | 0.046 | 0.0275 | 1.0494 | 0 | 0 | 0 | 0 | 0 | 0.00282 | 0.1485 | 45.3461 | 6.0261 | 226.1846 | 0 | 0 | 0 | 0 | 11.4672 | 27.8 | 0 | 0.026663 | -4.3897 | 0.6747 | 9.7077 | 0 | -1 | -4.2 | 9.6225 | 0 | 0 | 20.199 | 20.199 | 20.199 | 20.199 | 23.4872 | 25.7985 | 1.3368 | 0 | 0 | 0 | 0 | 0 | 0 | 0 | 0 | 0 | 0 | 0 | 0 | -75 | 0 | 0 | 0 | 0 | 6.2029 | 0 | -280.4688 | 14.1984 | 1.7014 | 62.9821 | 66.5807 | 50.0316 | 1036.301 | 28.019 | 48.8092 | 1.1346 | 0.3248 | -8.3016 | 13.847 | 3.48 | 29.422 | 975.3917 | 328.5145 | -385.0604 | 7.5697 | 4.06 | -2.09 | 11.7904 | 4.2221 | 2025-10-09 | 2025_10_09 Hr 15 | 75.9439 | -9.739e-05 | -975.3917 | -359.8318 | 346.2373 | 782.8688 | 156.0719 | 15.4013 | 34.6442 | 72.37 | 180.8283 | 93.039 | 22.8901 | 179.1062 | 173.7529 | 0 | 6.0261 | 45.3461 | 226.1846 | 0 | 129.5628 | 0
2025_10_09 Hr 16 | 7.7826 | 0.006825 | 0.19246 | 3.8139 | 3.8193 | 3.8193 | 3.8097 | 3.8139 | 3.8139 | 71.368 | -14 | 0.08 | 74 | 0 | 89.5531 | 89.5531 | 173.7529 | 0 | 0 | 0.046 | 0.0275 | 1.0494 | 0 | 0 | 0 | 0 | 0 | 0.00282 | 0.1485 | 45.3461 | 6.0261 | 226.1846 | 0 | 0 | 0 | 0 | 10.1602 | 24.1708 | 0 | 4.8434 | -2.9768 | 0.6747 | 9.7077 | 0 | -1 | -4.2 | 9.6225 | 0 | 0 | 18.2196 | 18.2196 | 18.2196 | 18.2196 | 21.1855 | 25.7985 | 1.3368 | 0 | 0 | 0 | 0 | 0 | 0 | 0 | 0 | 0 | 0 | 0 | 0 | -75 | 0 | 0 | 0 | 0 | 6.2029 | 0 | -240.172 | 14.1984 | 1.7014 | 62.9821 | 66.5807 | 40.488 | 1015.927 | 27.2974 | 47.5522 | 1.1346 | 0.3248 | -7.7826 | 13.847 | 3.48 | 29.422 | 983.6083 | 310.0594 | -344.2446 | 7.5697 | 4.06 | -2.09 | 11.4867 | 4.1134 | 2025-10-09 | 2025_10_09 Hr 16 | 79.8258 | -7.3e-05 | -983.6083 | -313.3054 | 323.5135 | 782.8688 | 140.4858 | 15.4013 | 34.6442 | 67.4338 | 165.4317 | 90.648 | 22.8901 | 179.1062 | 173.7529 | 0 | 6.0261 | 45.3461 | 226.1846 | 0 | 129.5628 | 0
2025_10_09 Hr 17 | 6.7511 | 0.008025 | 0.22631 | 3.8139 | 3.8193 | 3.8193 | 3.8097 | 3.8139 | 3.8139 | 73.0872 | -14 | 0.08 | 77 | 0 | 89.5531 | 89.5531 | 173.7529 | 0 | 0 | 0.046 | 0.0275 | 1.0494 | 0 | 0 | 0 | 0 | 0 | 0.00282 | 0.1485 | 45.3461 | 6.0261 | 226.1846 | 0 | 0 | 0 | 0 | 10.5942 | 25.376 | 0 | 3.2197 | -1.8645 | 0.6747 | 9.7077 | 0 | -1 | -4.2 | 9.6225 | 0 | 0 | 18.8769 | 18.8769 | 18.8769 | 18.8769 | 21.9499 | 21.9024 | 1.3368 | 0 | 0 | 0 | 0 | 0 | 0 | 0 | 0 | 0 | 0 | 0 | 0 | -75 | 0 | 0 | 0 | 0 | 6.2029 | 0 | -225.5468 | 14.1984 | 1.7014 | 62.9821 | 66.5807 | 33.981 | 1022.713 | 27.537 | 47.9696 | 1.1346 | 0.3248 | -6.7511 | 13.847 | 3.48 | 29.422 | 997.9 | 302.42 | -328.5879 | 7.5697 | 4.06 | -2.09 | 11.5876 | 4.1495 | 2025-10-09 | 2025_10_09 Hr 17 | 83.6504 | -8.6e-05 | -997.9 | -299.1916 | 331.0595 | 782.8688 | 133.1177 | 15.4013 | 34.6442 | 69.073 | 170.5446 | 91.442 | 22.8901 | 179.1062 | 173.7529 | 0 | 6.0261 | 45.3461 | 226.1846 | 0 | 129.5628 | 0
2025_10_09 Hr 18 | 2.0713 | 0.00564 | 0.15905 | 3.8139 | 3.8193 | 3.8193 | 3.8097 | 3.8139 | 3.8139 | 78.6748 | -14 | 0.08 | 80 | 0 | 89.5531 | 89.5531 | 173.7529 | 0 | 0 | 0.046 | 0.0275 | 1.0494 | 0 | 0 | 0 | 0 | 0 | 0.00282 | 0.1485 | 45.3461 | 6.0261 | 226.1846 | 0 | 0 | 0 | 0 | 12.0048 | 29.2927 | 0 | 0.069738 | -6.9814 | 0.6747 | 9.7077 | 0 | -1 | -4.2 | 9.6225 | 0 | 0 | 21.0131 | 21.0131 | 21.0131 | 21.0131 | 24.4339 | 12.9519 | 1.3368 | 0 | 0 | 0 | 0 | 0 | 0 | 0 | 0 | 0 | 0 | 0 | 0 | -75 | 0 | 0 | 0 | 0 | 6.2029 | 0 | -216.9811 | 14.1984 | 1.7014 | 62.9821 | 66.5807 | 28.4862 | 1044.589 | 28.3158 | 49.3262 | 1.1346 | 0.3248 | -2.0713 | 13.847 | 3.48 | 29.422 | 1011.208 | 288.873 | -315.3423 | 7.5697 | 4.06 | -2.09 | 11.9153 | 4.2668 | 2025-10-09 | 2025_10_09 Hr 18 | 85.5204 | 0.00024119 | -1011.208 | -298.8928 | 355.584 | 782.8688 | 121.6028 | 15.4013 | 34.6442 | 74.4004 | 187.1612 | 94.0224 | 22.8901 | 179.1062 | 173.7529 | 0 | 6.0261 | 45.3461 | 226.1846 | 0 | 129.5628 | 0
2025_10_09 Hr 19 | 0 | 0.00393 | 0.11083 | 3.8139 | 3.8193 | 3.8193 | 3.8097 | 3.8139 | 3.8139 | 94.2263 | -14 | 0.08 | 82 | 0 | 89.5531 | 89.5531 | 173.7529 | 0 | 0 | 0.046 | 0.0275 | 1.0494 | 0 | 0 | 0 | 0 | 0 | 0.00282 | 0.1485 | 45.3461 | 6.0261 | 226.1846 | 0 | 0 | 0 | 0 | 15.9309 | 40.194 | 0 | 1.0133 | -9.1584 | 0.6747 | 9.7077 | 0 | -1 | -4.2 | 9.6225 | 0 | 0 | 26.9588 | 26.9588 | 26.9588 | 26.9588 | 31.3474 | 19.9017 | 1.3368 | 0 | 0 | 0 | 0 | 0 | 0 | 0 | 0 | 0 | 0 | 0 | 0 | -75 | 0 | 0 | 0 | 0 | 6.2029 | 0 | -262.6314 | 14.1984 | 1.7014 | 62.9821 | 66.5807 | 17.4966 | 1105.616 | 30.4833 | 53.1019 | 1.1346 | 0.3248 | 0 | 13.847 | 3.48 | 29.422 | 1030.492 | 291.942 | -358.9214 | 7.5697 | 4.06 | -2.09 | 12.8273 | 4.5934 | 2025-10-09 | 2025_10_09 Hr 19 | 85.7541 | -0.000398 | -1030.492 | -345.7765 | 423.8408 | 782.8688 | 119.5131 | 15.4013 | 34.6442 | 89.2277 | 233.4088 | 101.2043 | 22.8901 | 179.1062 | 173.7529 | 0 | 6.0261 | 45.3461 | 226.1846 | 0 | 129.5628 | 0
2025_10_09 Hr 20 | 0 | 0.001065 | 0.030033 | 3.8139 | 3.8193 | 3.8193 | 3.8097 | 3.8139 | 3.8139 | 96.6099 | -14 | 0.08 | 78 | 0 | 89.5531 | 89.5531 | 173.7529 | 0 | 0 | 0.046 | 0.0275 | 1.0494 | 0 | 0 | 0 | 0 | 0 | 0.00282 | 0.1485 | 45.3461 | 6.0261 | 226.1846 | 0 | 0 | 0 | 0 | 16.5327 | 41.8648 | 0 | 22.4682 | 0 | 0.6747 | 9.7077 | 0 | -1 | -4.2 | 9.6225 | 0 | 0 | 27.87 | 27.87 | 27.87 | 27.87 | 32.407 | 21.9024 | 1.3368 | 0 | 0 | 0 | 0 | 0 | 0 | 0 | 0 | 0 | 0 | 0 | 0 | -75 | 0 | 0 | 0 | 0 | 6.2029 | 0 | -326.0988 | 14.1984 | 1.7014 | 62.9821 | 66.5807 | 15.4722 | 1114.896 | 30.8154 | 53.6806 | 1.1346 | 0.3248 | 0 | 13.847 | 3.48 | 29.422 | 1003.992 | 289.0162 | -422.3888 | 7.5697 | 4.06 | -2.09 | 12.9671 | 4.6435 | 2025-10-09 | 2025_10_09 Hr 20 | 84.4435 | -0.000432 | -1003.992 | -378.6306 | 434.3022 | 782.8688 | 115.4057 | 15.4013 | 34.6442 | 91.5002 | 240.497 | 102.305 | 22.8901 | 179.1062 | 173.7529 | 0 | 6.0261 | 45.3461 | 226.1846 | 0 | 129.5628 | 0
2025_10_09 Hr 21 | 0 | 1.5e-05 | 0.000423 | 3.8139 | 3.8193 | 3.8193 | 3.8097 | 3.8139 | 3.8139 | 93.2886 | -14 | 0.08 | 77 | 0 | 89.5531 | 89.5531 | 173.7529 | 0 | 0 | 0.046 | 0.0275 | 1.0494 | 0 | 0 | 0 | 0 | 0 | 0.00282 | 0.1485 | 45.3461 | 6.0261 | 226.1846 | 0 | 0 | 0 | 0 | 15.6942 | 39.5366 | 0 | 1.6692 | -4.4655 | 0.6747 | 9.7077 | 0 | -1 | -4.2 | 9.6225 | 0 | 0 | 26.6002 | 26.6002 | 26.6002 | 26.6002 | 30.9305 | 19.9017 | 1.3368 | 0 | 0 | 0 | 0 | 0 | 0 | 0 | 0 | 0 | 0 | 0 | 0 | -75 | 0 | 0 | 0 | 0 | 6.2029 | 0 | -339.2361 | 14.1984 | 1.7014 | 62.9821 | 66.5807 | 45.9828 | 1101.823 | 30.3526 | 52.8742 | 1.1346 | 0.3248 | 0 | 13.847 | 3.48 | 29.422 | 978.4916 | 314.9912 | -435.5261 | 7.5697 | 4.06 | -2.09 | 12.7723 | 4.5737 | 2025-10-09 | 2025_10_09 Hr 21 | 80.9123 | -2.6e-05 | -978.4916 | -417.0324 | 419.7248 | 782.8688 | 142.8849 | 15.4013 | 34.6442 | 88.3336 | 230.62 | 100.7712 | 22.8901 | 179.1062 | 173.7529 | 0 | 6.0261 | 45.3461 | 226.1846 | 0 | 129.5628 | 0
2025_10_09 Hr 22 | 0 | 0 | 0 | 3.8139 | 3.8193 | 3.8193 | 3.8097 | 3.8139 | 3.8139 | 83.0511 | -14 | 0.08 | 76 | 0 | 89.5531 | 89.5531 | 173.7529 | 0 | 0 | 0.046 | 0.0275 | 1.0494 | 0 | 0 | 0 | 0 | 0 | 0.00282 | 0.1485 | 45.3461 | 6.0261 | 226.1846 | 0 | 0 | 0 | 0 | 13.1097 | 32.3604 | 0 | 1.4672 | -0.28726 | 0.6747 | 9.7077 | 0 | -1 | -4.2 | 9.6225 | 0 | 0 | 22.6863 | 22.6863 | 22.6863 | 22.6863 | 26.3794 | 21.9024 | 1.3368 | 0 | 0 | 0 | 0 | 0 | 0 | 0 | 0 | 0 | 0 | 0 | 0 | -75 | 0 | 0 | 0 | 0 | 6.2029 | 0 | -353.7296 | 14.1984 | 1.7014 | 62.9821 | 66.5807 | 48.441 | 1061.617 | 28.9257 | 50.3887 | 1.1346 | 0.3248 | 0 | 13.847 | 3.48 | 29.422 | 926.5 | 313.7224 | -450.0196 | 7.5697 | 4.06 | -2.09 | 12.1719 | 4.3587 | 2025-10-09 | 2025_10_09 Hr 22 | 74.7347 | -7.35e-05 | -926.5 | -427.5497 | 374.7919 | 782.8688 | 146.3434 | 15.4013 | 34.6442 | 78.5729 | 200.1756 | 96.0434 | 22.8901 | 179.1062 | 173.7529 | 0 | 6.0261 | 45.3461 | 226.1846 | 0 | 129.5628 | 0
2025_10_09 Hr 23 | 0 | 0 | 0 | 3.8139 | 3.8193 | 3.8193 | 3.8097 | 3.8139 | 3.8139 | 69.5119 | 0 | 0.08 | 72 | 0 | 89.5531 | 89.5531 | 176.4163 | 0 | 0 | 0.046 | 0.0275 | 1.0494 | 0 | 0 | 0 | 0 | 0 | 0.00282 | 0.1485 | 45.3461 | 6.0261 | 228.977 | 0 | 0 | 0 | 0 | 9.6916 | 22.8698 | 0 | 0 | -11.2579 | 0.6747 | 9.7077 | 0 | -1 | -4.2 | 9.6225 | 0 | 0 | 17.51 | 17.51 | 17.51 | 17.51 | 20.3604 | 21.9024 | 1.3368 | 0 | 0 | 0 | 0 | 0 | 0 | 0 | 0 | 0 | 0 | 0 | 0 | 0 | -50 | 0 | 0 | 0 | 6.2029 | 0 | -404.0566 | 14.1984 | 1.7014 | 64.2243 | 67.8938 | 49.0194 | 1016.456 | 27.0387 | 47.1016 | 1.1346 | 0.3248 | 0 | 13.847 | 3.48 | 29.422 | 847.9 | 304.0482 | -461.3466 | 7.5697 | 4.06 | -2.09 | 11.3779 | 4.0744 | 2025-10-09 | 2025_10_09 Hr 23 | 80.968 | -7e-06 | -847.9 | -465.3145 | 329.3673 | 790.8799 | 142.9218 | 15.4013 | 34.6442 | 65.6642 | 159.9123 | 103.7909 | 22.8901 | 179.1062 | 176.4163 | 0 | 6.0261 | 45.3461 | 228.977 | 0 | 132.1181 | 0
2025_10_09 Hr 24 | 0 | 0 | 0 | 3.8139 | 3.8193 | 3.8193 | 3.8097 | 3.8139 | 3.8139 | 62.7326 | 0 | 0.08 | 75 | 0 | 89.5531 | 89.5531 | 176.4163 | 0 | 0 | 0.046 | 0.0275 | 1.0494 | 0 | 0 | 0 | 0 | 0 | 0.00282 | 0.1485 | 45.3461 | 6.0261 | 228.977 | 0 | 0 | 0 | 0 | 7.9801 | 18.1176 | 0 | 31.9919 | 0 | 0.6747 | 9.7077 | 0 | -1 | -4.2 | 9.6225 | 0 | 0 | 14.9181 | 14.9181 | 14.9181 | 14.9181 | 17.3466 | 21.9024 | 1.3368 | 0 | 0 | 0 | 0 | 0 | 0 | 0 | 0 | 0 | 0 | 0 | 0 | 0 | -50 | 0 | 0 | 0 | 6.2029 | 0 | -473.8495 | 14.1984 | 1.7014 | 64.2243 | 67.8938 | 37.0176 | 989.8319 | 26.0939 | 45.4556 | 1.1346 | 0.3248 | 0 | 13.847 | 3.48 | 29.422 | 782.6 | 291.9156 | -531.1395 | 7.5697 | 4.06 | -2.09 | 10.9803 | 3.932 | 2025-10-09 | 2025_10_09 Hr 24 | 77.8375 | -4e-06 | -782.6 | -491.8576 | 299.6122 | 790.8799 | 133.92 | 15.4013 | 34.6442 | 59.2005 | 139.7515 | 100.6601 | 22.8901 | 179.1062 | 176.4163 | 0 | 6.0261 | 45.3461 | 228.977 | 0 | 132.1181 | 0
2025_10_10 Hr 01 | 0 | 0 | 0 | 3.8139 | 3.8193 | 3.8193 | 3.8097 | 3.8139 | 3.8139 | 59.7339 | 0 | 0.08 | 62 | 0 | 89.5531 | 89.5531 | 176.4163 | 0 | 0 | 0.046 | 0.0275 | 1.0494 | 0 | 0 | 0 | 0 | 0 | 0.00282 | 0.1485 | 45.3461 | 6.0261 | 228.977 | 0 | 0 | 0 | 0 | 7.8423 | 17.7045 | 0 | 12.6372 | 0 | 0.6747 | 9.7815 | 0 | -1 | -4.2 | 9.707 | 0 | 0 | 14.039 | 14.039 | 14.039 | 14.039 | 16.3244 | 26.8515 | 1.3368 | 0 | 0 | 0 | 0 | 0 | 0 | 0 | 0 | 0 | 0 | 0 | 0 | 0 | -50 | 0 | 0 | 0 | 6.2519 | 0 | -501.2199 | 13.7964 | 1.7014 | 64.2243 | 67.8938 | 64.0578 | 982.0671 | 25.2277 | 43.9252 | 1.1346 | 0.3248 | 0 | 13.847 | 3.48 | 29.422 | 743.7917 | 307.5972 | -558.5099 | 7.6859 | 4.06 | -2.09 | 10.6056 | 3.7975 | 2025-10-10 | 2025_10_10 Hr 01 | 75.9837 | -3.9e-05 | -743.7917 | -538.5826 | 288.5396 | 790.8799 | 152.9093 | 15.4013 | 34.6442 | 58.9731 | 132.2141 | 97.3524 | 22.8901 | 179.1062 | 176.4163 | 0 | 6.0261 | 45.3461 | 228.977 | 0 | 132.1181 | 0
2025_10_10 Hr 02 | 0 | 0 | 0 | 3.8139 | 3.8193 | 3.8193 | 3.8097 | 3.8139 | 3.8139 | 59.0724 | 0 | 0.08 | 50 | 0 | 89.5531 | 89.5531 | 176.4163 | 0 | 0 | 0.046 | 0.0275 | 1.0494 | 0 | 0 | 0 | 0 | 0 | 0.00282 | 0.1485 | 45.3461 | 6.0261 | 228.977 | 0 | 0 | 0 | 0 | 7.6671 | 17.2173 | 0 | 10.9186 | 0 | 0.6747 | 9.7815 | 0 | -1 | -4.2 | 9.707 | 0 | 0 | 13.7865 | 13.7865 | 13.7865 | 13.7865 | 16.0309 | 30.7476 | 1.3368 | 0 | 0 | 0 | 0 | 0 | 0 | 0 | 0 | 0 | 0 | 0 | 0 | 0 | -50 | 0 | 0 | 0 | 6.2519 | 0 | -523.9921 | 13.7964 | 1.7014 | 64.2243 | 67.8938 | 69.9864 | 979.44 | 25.1351 | 43.764 | 1.1346 | 0.3248 | 0 | 13.847 | 3.48 | 29.422 | 714.1917 | 305.1152 | -581.2821 | 7.6859 | 4.06 | -2.09 | 10.5667 | 3.7836 | 2025-10-10 | 2025_10_10 Hr 02 | 76.0047 | -2.2e-05 | -714.1917 | -563.0735 | 285.6058 | 790.8799 | 150.734 | 15.4013 | 34.6442 | 58.3108 | 130.2494 | 97.0457 | 22.8901 | 179.1062 | 176.4163 | 0 | 6.0261 | 45.3461 | 228.977 | 0 | 132.1181 | 0
2025_10_10 Hr 03 | 0 | 0 | 0 | 3.8139 | 3.8193 | 3.8193 | 3.8097 | 3.8139 | 3.8139 | 58.1386 | 0 | 0.08 | 61 | 0 | 89.5531 | 89.5531 | 176.4163 | 0 | 0 | 0.046 | 0.0275 | 1.0494 | 0 | 0 | 0 | 0 | 0 | 0.00282 | 0.1485 | 45.3461 | 6.0261 | 228.977 | 0 | 0 | 0 | 0 | 7.4199 | 16.5295 | 0 | 7.8314 | 0 | 0.6747 | 9.7815 | 0 | -1 | -4.2 | 9.707 | 0 | 0 | 13.4301 | 13.4301 | 13.4301 | 13.4301 | 15.6164 | 30.7476 | 1.3368 | 0 | 0 | 0 | 0 | 0 | 0 | 0 | 0 | 0 | 0 | 0 | 0 | 0 | -50 | 0 | 0 | 0 | 6.2519 | 0 | -538.3334 | 13.7964 | 1.7014 | 64.2243 | 67.8938 | 73.4568 | 975.7311 | 25.0043 | 43.5363 | 1.1346 | 0.3248 | 0 | 13.847 | 3.48 | 29.422 | 707.0917 | 319.1526 | -595.6234 | 7.6859 | 4.06 | -2.09 | 10.5117 | 3.7639 | 2025-10-10 | 2025_10_10 Hr 03 | 76.4994 | -2.7e-05 | -707.0917 | -580.502 | 281.4639 | 790.8799 | 165.2044 | 15.4013 | 34.6442 | 57.3757 | 127.4756 | 96.6127 | 22.8901 | 179.1062 | 176.4163 | 0 | 6.0261 | 45.3461 | 228.977 | 0 | 132.1181 | 0
2025_10_10 Hr 04 | 0 | 0 | 0 | 3.8139 | 3.8193 | 3.8193 | 3.8097 | 3.8139 | 3.8139 | 59.87 | 0 | 0.08 | 68 | 0 | 89.5531 | 89.5531 | 176.4163 | 0 | 0 | 0.046 | 0.0275 | 1.0494 | 0 | 0 | 0 | 0 | 0 | 0.00282 | 0.1485 | 45.3461 | 6.0261 | 228.977 | 0 | 0 | 0 | 0 | 7.8784 | 17.8048 | 0 | 7.5195 | -0.072359 | 0.6747 | 9.7815 | 0 | -1 | -4.2 | 9.707 | 0 | 0 | 14.0909 | 14.0909 | 14.0909 | 14.0909 | 16.3848 | 33.8013 | 1.3368 | 0 | 0 | 0 | 0 | 0 | 0 | 0 | 0 | 0 | 0 | 0 | 0 | 0 | -50 | 0 | 0 | 0 | 6.2519 | 0 | -553.6826 | 13.7964 | 1.7014 | 64.2243 | 67.8938 | 73.4568 | 982.608 | 25.2467 | 43.9584 | 1.1346 | 0.3248 | 0 | 13.847 | 3.48 | 29.422 | 709.0917 | 330.0091 | -610.9726 | 7.6859 | 4.06 | -2.09 | 10.6136 | 3.8004 | 2025-10-10 | 2025_10_10 Hr 04 | 79.419 | -3.295e-05 | -709.0917 | -596.2355 | 289.1437 | 790.8799 | 175.2581 | 15.4013 | 34.6442 | 59.1095 | 132.6186 | 97.4155 | 22.8901 | 179.1062 | 176.4163 | 0 | 6.0261 | 45.3461 | 228.977 | 0 | 132.1181 | 0
2025_10_10 Hr 05 | 0 | 0 | 0 | 3.8139 | 3.8193 | 3.8193 | 3.8097 | 3.8139 | 3.8139 | 69.6559 | 0 | 0.08 | 66 | 0 | 89.5531 | 89.5531 | 176.4163 | 0 | 0 | 0.046 | 0.0275 | 1.0494 | 0 | 0 | 0 | 0 | 0 | 0.00282 | 0.1485 | 45.3461 | 6.0261 | 228.977 | 0 | 0 | 0 | 0 | 10.4698 | 25.0126 | 0 | 1.8702 | -0.96358 | 0.6747 | 9.7815 | 0 | -1 | -4.2 | 9.707 | 0 | 0 | 17.8256 | 17.8256 | 17.8256 | 17.8256 | 20.7275 | 34.749 | 1.3368 | 0 | 0 | 0 | 0 | 0 | 0 | 0 | 0 | 0 | 0 | 0 | 0 | 0 | -50 | 0 | 0 | 0 | 6.2519 | 0 | -555.3801 | 13.7964 | 1.7014 | 64.2243 | 67.8938 | 74.0352 | 1021.474 | 26.6166 | 46.3436 | 1.1346 | 0.3248 | 0 | 13.847 | 3.48 | 29.422 | 743.7833 | 334.0725 | -612.6701 | 7.6859 | 4.06 | -2.09 | 11.1895 | 4.0066 | 2025-10-10 | 2025_10_10 Hr 05 | 88.2913 | 5.21e-05 | -743.7833 | -604.4735 | 332.5472 | 790.8799 | 174.7842 | 15.4013 | 34.6442 | 68.9087 | 161.6858 | 101.9528 | 22.8901 | 179.1062 | 176.4163 | 0 | 6.0261 | 45.3461 | 228.977 | 0 | 132.1181 | 0
2025_10_10 Hr 06 | 0 | 0 | 0 | 3.8139 | 3.8193 | 3.8193 | 3.8097 | 3.8139 | 3.8139 | 83.1576 | 0 | 0.08 | 61 | 0 | 89.5531 | 89.5531 | 176.4163 | 0 | 0 | 0.046 | 0.0275 | 1.0494 | 0 | 0 | 0 | 0 | 0 | 0.00282 | 0.1485 | 44.9548 | 6.0261 | 228.977 | 0 | 0 | 0 | 0 | 14.0452 | 34.9573 | 0 | 0 | -8.4998 | 0.6747 | 9.7815 | 0 | -1 | -4.2 | 9.707 | 0 | 0 | 22.9784 | 22.9784 | 22.9784 | 22.9784 | 26.7191 | 38.7504 | 1.3368 | 0 | 0 | 0 | 0 | 0 | 0 | 0 | 0 | 0 | 0 | 0 | 0 | 0 | -50 | 0 | 0 | 0 | 6.2519 | 0 | -524.8519 | 13.7964 | 1.7014 | 64.2243 | 67.8938 | 74.0352 | 1074.708 | 28.5067 | 49.6346 | 1.1346 | 0.3248 | 0 | 13.847 | 3.48 | 29.422 | 823.4 | 339.334 | -582.1419 | 7.6859 | 4.06 | -2.09 | 11.9841 | 4.2911 | 2025-10-10 | 2025_10_10 Hr 06 | 90.0431 | 6e-06 | -823.4 | -583.3517 | 392.432 | 790.4886 | 173.7856 | 15.4013 | 34.6442 | 82.4288 | 201.7902 | 108.2129 | 22.8901 | 179.1062 | 176.4163 | 0 | 6.0261 | 44.9548 | 228.977 | 0 | 132.1181 | 0
2025_10_10 Hr 07 | 0 | 0 | 0 | 3.8139 | 3.8193 | 3.8193 | 3.8097 | 3.8139 | 3.8139 | 109.7719 | -14 | 0.08 | 53 | 0 | 89.5531 | 89.5531 | 173.7529 | 0 | 0 | 0.046 | 0.0275 | 1.0494 | 0 | 0 | 0 | 0 | 0 | 0.00282 | 0.1485 | 45.3461 | 6.0261 | 226.1846 | 0 | 0 | 0 | 0 | 21.093 | 54.5602 | 0 | 0 | -18.2677 | 0.6747 | 9.7815 | 0 | -1 | -4.2 | 9.707 | 0 | 0 | 33.1355 | 33.1355 | 33.1355 | 33.1355 | 38.5296 | 37.6974 | 1.3368 | 0 | 0 | 0 | 0 | 0 | 0 | 0 | 0 | 0 | 0 | 0 | 0 | -75 | 0 | 0 | 0 | 0 | 6.2519 | 0 | -436.6634 | 13.7964 | 1.7014 | 62.9821 | 66.5807 | 74.0352 | 1172.792 | 32.2325 | 56.1216 | 1.1346 | 0.3248 | 0 | 13.847 | 3.48 | 29.422 | 964.1917 | 342.621 | -532.9534 | 7.6859 | 4.06 | -2.09 | 13.5504 | 4.852 | 2025-10-10 | 2025_10_10 Hr 07 | 85.888 | -0.000113 | -964.1917 | -529.9312 | 496.4759 | 782.8688 | 164.7326 | 15.4013 | 34.6442 | 109.0795 | 280.8435 | 106.5529 | 22.8901 | 179.1062 | 173.7529 | 0 | 6.0261 | 45.3461 | 226.1846 | 0 | 129.5628 | 0
2025_10_10 Hr 08 | 1.0282 | 1.5e-05 | 0.000423 | 3.8139 | 3.8193 | 3.8193 | 3.8097 | 3.8139 | 3.8139 | 115.1998 | -14 | 0.08 | 55 | 0 | 89.5531 | 89.5531 | 173.7529 | 0 | 0 | 0.046 | 0.0275 | 1.0494 | 0 | 0 | 0 | 0 | 0 | 0.00282 | 0.1485 | 45.3461 | 6.0261 | 226.1846 | 0 | 0 | 0 | 0 | 22.5304 | 58.5582 | 0 | 0 | -23.9416 | 0.6747 | 9.7815 | 0 | -1 | -4.2 | 9.707 | 0 | 0 | 35.207 | 35.207 | 35.207 | 35.207 | 40.9384 | 34.749 | 1.3368 | 0 | 0 | 0 | 0 | 0 | 0 | 0 | 0 | 0 | 0 | 0 | 0 | -75 | 0 | 0 | 0 | 0 | 6.2519 | 0 | -388.7996 | 13.7964 | 1.7014 | 62.9821 | 66.5807 | 74.0352 | 1194.35 | 32.9923 | 57.4447 | 1.1346 | 0.3248 | -1.0282 | 13.847 | 3.48 | 29.422 | 1029.508 | 345.2174 | -486.1178 | 7.6859 | 4.06 | -2.09 | 13.8699 | 4.9663 | 2025-10-10 | 2025_10_10 Hr 08 | 82.9745 | 0.000216 | -1029.508 | -487.7412 | 520.5505 | 782.8688 | 163.7846 | 15.4013 | 34.6442 | 114.5148 | 296.9662 | 109.0695 | 22.8901 | 179.1062 | 173.7529 | 0 | 6.0261 | 45.3461 | 226.1846 | 0 | 129.5628 | 0
2025_10_10 Hr 09 | 7.7842 | 0.00075 | 0.02115 | 3.8139 | 3.8193 | 3.8193 | 3.8097 | 3.8139 | 3.8139 | 111.873 | -14 | 0.08 | 52 | 0 | 89.5531 | 89.5531 | 173.7529 | 0 | 0 | 0.046 | 0.0275 | 1.0494 | 0 | 0 | 0 | 0 | 0 | 0.00282 | 0.1485 | 45.3461 | 6.0261 | 226.1846 | 0 | 0 | 0 | 0 | 21.6494 | 56.1078 | 0 | 0 | -18.9774 | 0.6747 | 9.7815 | 0 | -1 | -4.2 | 9.707 | 0 | 0 | 33.9374 | 33.9374 | 33.9374 | 33.9374 | 39.4621 | 33.8013 | 1.3368 | 0 | 0 | 0 | 0 | 0 | 0 | 0 | 0 | 0 | 0 | 0 | 0 | -75 | 0 | 0 | 0 | 0 | 6.2519 | 0 | -363.2793 | 13.7964 | 1.7014 | 62.9821 | 66.5807 | 71.4324 | 1181.158 | 32.5266 | 56.6338 | 1.1346 | 0.3248 | -7.7842 | 13.847 | 3.48 | 29.422 | 1038.708 | 343.8813 | -467.3535 | 7.6859 | 4.06 | -2.09 | 13.6741 | 4.8962 | 2025-10-10 | 2025_10_10 Hr 09 | 85.6375 | 0.000234 | -1038.708 | -457.2567 | 505.7951 | 782.8688 | 157.2556 | 15.4013 | 34.6442 | 111.1835 | 287.0845 | 107.5271 | 22.8901 | 179.1062 | 173.7529 | 0 | 6.0261 | 45.3461 | 226.1846 | 0 | 129.5628 | 0
2025_10_10 Hr 10 | 9.3281 | 0.002115 | 0.059643 | 3.8139 | 3.8193 | 3.8193 | 3.8097 | 3.8139 | 3.8139 | 109.091 | -14 | 0.08 | 38 | 0 | 89.5531 | 89.5531 | 173.7529 | 0 | 0 | 0.046 | 0.0275 | 1.0494 | 0 | 0 | 0 | 0 | 0 | 0.00282 | 0.1485 | 45.3461 | 6.0261 | 226.1846 | 0 | 0 | 0 | 0 | 20.9127 | 54.0587 | 0 | 0 | -17.793 | 0.6747 | 9.7815 | 0 | -1 | -4.2 | 9.707 | 0 | 0 | 32.8756 | 32.8756 | 32.8756 | 32.8756 | 38.2275 | 29.7999 | 1.3368 | 0 | 0 | 0 | 0 | 0 | 0 | 0 | 0 | 0 | 0 | 0 | 0 | -75 | 0 | 0 | 0 | 0 | 6.2519 | 0 | -336.7496 | 13.7964 | 1.7014 | 62.9821 | 66.5807 | 72.0108 | 1170.147 | 32.1371 | 55.9557 | 1.1346 | 0.3248 | -9.3281 | 13.847 | 3.48 | 29.422 | 1036.7 | 326.7136 | -442.3677 | 7.6859 | 4.06 | -2.09 | 13.5104 | 4.8376 | 2025-10-10 | 2025_10_10 Hr 10 | 88.4592 | -3.4e-05 | -1036.7 | -429.5426 | 493.4558 | 782.8688 | 139.8725 | 15.4013 | 34.6442 | 108.3976 | 278.821 | 106.2371 | 22.8901 | 179.1062 | 173.7529 | 0 | 6.0261 | 45.3461 | 226.1846 | 0 | 129.5628 | 0
2025_10_10 Hr 11 | 9.8488 | 0.003075 | 0.086715 | 3.8139 | 3.8193 | 3.8193 | 3.8097 | 3.8139 | 3.8139 | 99.0328 | -14 | 0.08 | 33 | 0 | 89.5531 | 89.5531 | 173.7529 | 0 | 0 | 0.046 | 0.0275 | 1.0494 | 0 | 0 | 0 | 0 | 0 | 0.00282 | 0.1485 | 45.3461 | 6.0261 | 226.1846 | 0 | 0 | 0 | 0 | 18.2491 | 46.6503 | 0 | 3.9725 | -12.8904 | 0.6747 | 9.7815 | 0 | -1 | -4.2 | 9.707 | 0 | 0 | 29.037 | 29.037 | 29.037 | 29.037 | 33.764 | 31.8006 | 1.3368 | 0 | 0 | 0 | 0 | 0 | 0 | 0 | 0 | 0 | 0 | 0 | 0 | -75 | 0 | 0 | 0 | 0 | 6.2519 | 0 | -287.8335 | 13.7964 | 1.7014 | 62.9821 | 66.5807 | 72.0108 | 1130.226 | 30.7291 | 53.504 | 1.1346 | 0.3248 | -9.8488 | 13.847 | 3.48 | 29.422 | 1046.908 | 319.5724 | -393.9724 | 7.6859 | 4.06 | -2.09 | 12.9184 | 4.6257 | 2025-10-10 | 2025_10_10 Hr 11 | 87.2153 | 0.000253 | -1046.908 | -371.7514 | 448.8441 | 782.8688 | 136.9012 | 15.4013 | 34.6442 | 98.3257 | 248.9448 | 101.5736 | 22.8901 | 179.1062 | 173.7529 | 0 | 6.0261 | 45.3461 | 226.1846 | 0 | 129.5628 | 0
2025_10_10 Hr 12 | 11.3994 | 0.006075 | 0.17131 | 3.8139 | 3.8193 | 3.8193 | 3.8097 | 3.8139 | 3.8139 | 90.959 | -14 | 0.08 | 38 | 0 | 89.5531 | 89.5531 | 173.7529 | 0 | 0 | 0.046 | 0.0275 | 1.0494 | 0 | 0 | 0 | 0 | 0 | 0.00282 | 0.1485 | 45.3461 | 6.0261 | 226.1846 | 0 | 0 | 0 | 0 | 16.1111 | 40.7035 | 0 | 0.48281 | -6.4435 | 0.6747 | 9.7815 | 0 | -1 | -4.2 | 9.707 | 0 | 0 | 25.9557 | 25.9557 | 25.9557 | 25.9557 | 30.1811 | 30.7476 | 1.3368 | 0 | 0 | 0 | 0 | 0 | 0 | 0 | 0 | 0 | 0 | 0 | 0 | -75 | 0 | 0 | 0 | 0 | 6.2519 | 0 | -268.6529 | 13.7964 | 1.7014 | 62.9821 | 66.5807 | 73.4568 | 1098.244 | 29.5989 | 51.5361 | 1.1346 | 0.3248 | -11.3994 | 13.847 | 3.48 | 29.422 | 1038.717 | 322.7755 | -376.3423 | 7.6859 | 4.06 | -2.09 | 12.4433 | 4.4555 | 2025-10-10 | 2025_10_10 Hr 12 | 85.3286 | -0.0004324 | -1038.717 | -349.6135 | 413.034 | 782.8688 | 142.3818 | 15.4013 | 34.6442 | 90.2409 | 224.963 | 97.8301 | 22.8901 | 179.1062 | 173.7529 | 0 | 6.0261 | 45.3461 | 226.1846 | 0 | 129.5628 | 0
2025_10_10 Hr 13 | 12.9499 | 0.010335 | 0.29145 | 3.8139 | 3.8193 | 3.8193 | 3.8097 | 3.8139 | 3.8139 | 86.4649 | -14 | 0.08 | 40 | 0 | 89.5531 | 89.5531 | 173.7529 | 0 | 0 | 0.046 | 0.0275 | 1.0494 | 0 | 0 | 0 | 0 | 0 | 0.00282 | 0.1485 | 45.3461 | 6.0261 | 226.1846 | 0 | 0 | 0 | 0 | 14.921 | 37.3934 | 0 | 0.22634 | -3.133 | 0.6747 | 9.7815 | 0 | -1 | -4.2 | 9.707 | 0 | 0 | 24.2406 | 24.2406 | 24.2406 | 24.2406 | 28.1868 | 27.7992 | 1.3368 | 0 | 0 | 0 | 0 | 0 | 0 | 0 | 0 | 0 | 0 | 0 | 0 | -75 | 0 | 0 | 0 | 0 | 6.2519 | 0 | -278.4834 | 13.7964 | 1.7014 | 62.9821 | 66.5807 | 73.4568 | 1080.515 | 28.9697 | 50.4407 | 1.1346 | 0.3248 | -12.9499 | 13.847 | 3.48 | 29.422 | 1011.183 | 321.2982 | -387.7233 | 7.6859 | 4.06 | -2.09 | 12.1788 | 4.3608 | 2025-10-10 | 2025_10_10 Hr 13 | 90.1273 | 0.0002412 | -1011.183 | -356.39 | 393.1012 | 782.8688 | 141.5578 | 15.4013 | 34.6442 | 85.7407 | 211.6141 | 95.7464 | 22.8901 | 179.1062 | 173.7529 | 0 | 6.0261 | 45.3461 | 226.1846 | 0 | 129.5628 | 0
2025_10_10 Hr 14 | 11.3961 | 0.002325 | 0.065565 | 3.8139 | 3.8193 | 3.8193 | 3.8097 | 3.8139 | 3.8139 | 80.6479 | -14 | 0.08 | 35 | 0 | 89.5531 | 89.5531 | 173.7529 | 0 | 0 | 0.046 | 0.0275 | 1.0494 | 0 | 0 | 0 | 0 | 0 | 0.00282 | 0.1485 | 45.3461 | 6.0261 | 226.1846 | 0 | 0 | 0 | 0 | 13.3806 | 33.1088 | 0 | 5.7573 | -3.0985 | 0.6747 | 9.7815 | 0 | -1 | -4.2 | 9.707 | 0 | 0 | 22.0206 | 22.0206 | 22.0206 | 22.0206 | 25.6054 | 25.7985 | 1.3368 | 0 | 0 | 0 | 0 | 0 | 0 | 0 | 0 | 0 | 0 | 0 | 0 | -75 | 0 | 0 | 0 | 0 | 6.2519 | 0 | -249.5716 | 13.7964 | 1.7014 | 62.9821 | 66.5807 | 73.023 | 1057.186 | 28.1554 | 49.0228 | 1.1346 | 0.3248 | -11.3961 | 13.847 | 3.48 | 29.422 | 1012.192 | 309.6047 | -357.2577 | 7.6859 | 4.06 | -2.09 | 11.8364 | 4.2382 | 2025-10-10 | 2025_10_10 Hr 14 | 89.4928 | -0.00043 | -1012.192 | -321.9128 | 367.3007 | 782.8688 | 133.8894 | 15.4013 | 34.6442 | 79.9157 | 194.3356 | 93.0493 | 22.8901 | 179.1062 | 173.7529 | 0 | 6.0261 | 45.3461 | 226.1846 | 0 | 129.5628 | 0
2025_10_10 Hr 15 | 13.4673 | 0.00711 | 0.2005 | 3.8139 | 3.8193 | 3.8193 | 3.8097 | 3.8139 | 3.8139 | 71.5041 | -14 | 0.08 | 33 | 0 | 89.5531 | 89.5531 | 173.7529 | 0 | 0 | 0.046 | 0.0275 | 1.0494 | 0 | 0 | 0 | 0 | 0 | 0.00282 | 0.1485 | 45.3461 | 6.0261 | 226.1846 | 0 | 0 | 0 | 0 | 10.9592 | 26.3739 | 0 | 6.8913 | -0.04725 | 0.6747 | 9.7815 | 0 | -1 | -4.2 | 9.707 | 0 | 0 | 18.531 | 18.531 | 18.531 | 18.531 | 21.5476 | 23.7978 | 1.3368 | 0 | 0 | 0 | 0 | 0 | 0 | 0 | 0 | 0 | 0 | 0 | 0 | -75 | 0 | 0 | 0 | 0 | 6.2519 | 0 | -216.9859 | 13.7964 | 1.7014 | 62.9821 | 66.5807 | 74.469 | 1021.004 | 26.8754 | 46.7941 | 1.1346 | 0.3248 | -13.4673 | 13.847 | 3.48 | 29.422 | 1005.992 | 304.8865 | -326.7432 | 7.6859 | 4.06 | -2.09 | 11.2983 | 4.0456 | 2025-10-10 | 2025_10_10 Hr 15 | 83.1733 | -0.00042031 | -1005.992 | -285.1418 | 326.7447 | 782.8688 | 131.4744 | 15.4013 | 34.6442 | 70.7594 | 167.1755 | 88.8097 | 22.8901 | 179.1062 | 173.7529 | 0 | 6.0261 | 45.3461 | 226.1846 | 0 | 129.5628 | 0
2025_10_10 Hr 16 | 15.0212 | 0.006435 | 0.18147 | 3.8139 | 3.8193 | 3.8193 | 3.8097 | 3.8139 | 3.8139 | 72.5741 | -14 | 0.08 | 29 | 0 | 89.5531 | 89.5531 | 173.7529 | 0 | 0 | 0.046 | 0.0275 | 1.0494 | 0 | 0 | 0 | 0 | 0 | 0.00282 | 0.1485 | 45.3461 | 6.0261 | 226.1846 | 0 | 0 | 0 | 0 | 11.2426 | 27.1621 | 0 | 8.3001 | -1.9765 | 0.6747 | 9.7815 | 0 | -1 | -4.2 | 9.707 | 0 | 0 | 18.9393 | 18.9393 | 18.9393 | 18.9393 | 22.0225 | 23.7978 | 1.3368 | 0 | 0 | 0 | 0 | 0 | 0 | 0 | 0 | 0 | 0 | 0 | 0 | -75 | 0 | 0 | 0 | 0 | 6.2519 | 0 | -202.4412 | 13.7964 | 1.7014 | 62.9821 | 66.5807 | 74.0352 | 1025.235 | 27.0252 | 47.0549 | 1.1346 | 0.3248 | -15.0212 | 13.847 | 3.48 | 29.422 | 1020.308 | 302.502 | -313.7524 | 7.6859 | 4.06 | -2.09 | 11.3613 | 4.0681 | 2025-10-10 | 2025_10_10 Hr 16 | 93.1242 | 0.000241 | -1020.308 | -271.1176 | 331.4906 | 782.8688 | 127.0209 | 15.4013 | 34.6442 | 71.8309 | 170.3538 | 89.3058 | 22.8901 | 179.1062 | 173.7529 | 0 | 6.0261 | 45.3461 | 226.1846 | 0 | 129.5628 | 0
2025_10_10 Hr 17 | 11.9218 | 0.003585 | 0.1011 | 3.8139 | 3.8193 | 3.8193 | 3.8097 | 3.8139 | 3.8139 | 71.115 | -14 | 0.08 | 27 | 0 | 89.5531 | 89.5531 | 173.7529 | 0 | 0 | 0.046 | 0.0275 | 1.0494 | 0 | 0 | 0 | 0 | 0 | 0.00282 | 0.1485 | 45.3461 | 6.0261 | 226.1846 | 0 | 0 | 0 | 0 | 10.8562 | 26.0873 | 0 | 8.4044 | -1.015 | 0.6747 | 9.7815 | 0 | -1 | -4.2 | 9.707 | 0 | 0 | 18.3825 | 18.3825 | 18.3825 | 18.3825 | 21.375 | 19.9017 | 1.3368 | 0 | 0 | 0 | 0 | 0 | 0 | 0 | 0 | 0 | 0 | 0 | 0 | -75 | 0 | 0 | 0 | 0 | 6.2519 | 0 | -211.8776 | 13.7964 | 1.7014 | 62.9821 | 66.5807 | 73.4568 | 1019.36 | 26.8209 | 46.6993 | 1.1346 | 0.3248 | -11.9218 | 13.847 | 3.48 | 29.422 | 998.9083 | 292.2487 | -320.0894 | 7.6859 | 4.06 | -2.09 | 11.2754 | 4.0374 | 2025-10-10 | 2025_10_10 Hr 17 | 97.7336 | -6.5e-05 | -998.9083 | -279.4881 | 325.0189 | 782.8688 | 120.4632 | 15.4013 | 34.6442 | 70.3698 | 166.0198 | 88.6293 | 22.8901 | 179.1062 | 173.7529 | 0 | 6.0261 | 45.3461 | 226.1846 | 0 | 129.5628 | 0
2025_10_10 Hr 18 | 3.6185 | 0.002775 | 0.078255 | 3.8139 | 3.8193 | 3.8193 | 3.8097 | 3.8139 | 3.8139 | 76.6791 | -14 | 0.08 | 30 | 0 | 89.5531 | 89.5531 | 173.7529 | 0 | 0 | 0.046 | 0.0275 | 1.0494 | 0 | 0 | 0 | 0 | 0 | 0.00282 | 0.1485 | 45.3461 | 6.0261 | 226.1846 | 0 | 0 | 0 | 0 | 12.3296 | 30.1856 | 0 | 3.158 | -0.28951 | 0.6747 | 9.7815 | 0 | -1 | -4.2 | 9.707 | 0 | 0 | 20.5059 | 20.5059 | 20.5059 | 20.5059 | 23.8441 | 10.9512 | 1.3368 | 0 | 0 | 0 | 0 | 0 | 0 | 0 | 0 | 0 | 0 | 0 | 0 | -75 | 0 | 0 | 0 | 0 | 6.2519 | 0 | -224.0779 | 13.7964 | 1.7014 | 62.9821 | 66.5807 | 73.4568 | 1041.436 | 27.5998 | 48.0555 | 1.1346 | 0.3248 | -3.6185 | 13.847 | 3.48 | 29.422 | 1000.892 | 280.5739 | -323.9864 | 7.6859 | 4.06 | -2.09 | 11.6029 | 4.1546 | 2025-10-10 | 2025_10_10 Hr 18 | 103.4854 | -0.0004165 | -1000.892 | -296.2094 | 349.6977 | 782.8688 | 114.489 | 15.4013 | 34.6442 | 75.9415 | 182.547 | 91.2091 | 22.8901 | 179.1062 | 173.7529 | 0 | 6.0261 | 45.3461 | 226.1846 | 0 | 129.5628 | 0
2025_10_10 Hr 19 | 0 | 0.00189 | 0.053298 | 3.8139 | 3.8193 | 3.8193 | 3.8097 | 3.8139 | 3.8139 | 82.7685 | -14 | 0.08 | 25 | 0 | 89.5531 | 89.5531 | 173.7529 | 0 | 0 | 0.046 | 0.0275 | 1.0494 | 0 | 0 | 0 | 0 | 0 | 0.00282 | 0.1485 | 45.3461 | 6.0261 | 226.1846 | 0 | 0 | 0 | 0 | 13.9421 | 34.6707 | 0 | 0 | -10.9393 | 0.6747 | 9.7815 | 0 | -1 | -4.2 | 9.707 | 0 | 0 | 22.8299 | 22.8299 | 22.8299 | 22.8299 | 26.5464 | 6.9498 | 1.3368 | 0 | 0 | 0 | 0 | 0 | 0 | 0 | 0 | 0 | 0 | 0 | 0 | -75 | 0 | 0 | 0 | 0 | 6.2519 | 0 | -210.8348 | 13.7964 | 1.7014 | 62.9821 | 66.5807 | 73.4568 | 1065.596 | 28.4523 | 49.5397 | 1.1346 | 0.3248 | 0 | 13.847 | 3.48 | 29.422 | 1018.308 | 270.7766 | -307.1248 | 7.6859 | 4.06 | -2.09 | 11.9612 | 4.2829 | 2025-10-10 | 2025_10_10 Hr 19 | 99.8623 | 0.000231 | -1018.308 | -296.7741 | 376.7062 | 782.8688 | 105.4618 | 15.4013 | 34.6442 | 82.0392 | 200.6345 | 94.0325 | 22.8901 | 179.1062 | 173.7529 | 0 | 6.0261 | 45.3461 | 226.1846 | 0 | 129.5628 | 0
2025_10_10 Hr 20 | 0 | 0.000435 | 0.012267 | 3.8139 | 3.8193 | 3.8193 | 3.8097 | 3.8139 | 3.8139 | 87.1264 | -14 | 0.08 | 22 | 0 | 89.5531 | 89.5531 | 173.7529 | 0 | 0 | 0.046 | 0.0275 | 1.0494 | 0 | 0 | 0 | 0 | 0 | 0.00282 | 0.1485 | 45.3461 | 6.0261 | 226.1846 | 0 | 0 | 0 | 0 | 15.0962 | 37.8806 | 0 | 1.1157 | -7.1855 | 0.6747 | 9.7815 | 0 | -1 | -4.2 | 9.707 | 0 | 0 | 24.4931 | 24.4931 | 24.4931 | 24.4931 | 28.4803 | 14.8473 | 1.3368 | 0 | 0 | 0 | 0 | 0 | 0 | 0 | 0 | 0 | 0 | 0 | 0 | -75 | 0 | 0 | 0 | 0 | 6.2519 | 0 | -243.7852 | 13.7964 | 1.7014 | 62.9821 | 66.5807 | 63.0456 | 1082.863 | 29.0623 | 50.6019 | 1.1346 | 0.3248 | 0 | 13.847 | 3.48 | 29.422 | 1004 | 267.282 | -340.0752 | 7.6859 | 4.06 | -2.09 | 12.2177 | 4.3748 | 2025-10-10 | 2025_10_10 Hr 20 | 84.3517 | -0.000112 | -1004 | -324.855 | 396.035 | 782.8688 | 99.9056 | 15.4013 | 34.6442 | 86.4031 | 213.5789 | 96.0531 | 22.8901 | 179.1062 | 173.7529 | 0 | 6.0261 | 45.3461 | 226.1846 | 0 | 129.5628 | 0
2025_10_10 Hr 21 | 0 | 0 | 0 | 3.8139 | 3.8193 | 3.8193 | 3.8097 | 3.8139 | 3.8139 | 81.6985 | -14 | 0.08 | 20 | 0 | 89.5531 | 89.5531 | 173.7529 | 0 | 0 | 0.046 | 0.0275 | 1.0494 | 0 | 0 | 0 | 0 | 0 | 0.00282 | 0.1485 | 45.3461 | 6.0261 | 226.1846 | 0 | 0 | 0 | 0 | 13.6588 | 33.8826 | 0 | 0.84153 | -7.3287 | 0.6747 | 9.7815 | 0 | -1 | -4.2 | 9.707 | 0 | 0 | 22.4215 | 22.4215 | 22.4215 | 22.4215 | 26.0716 | 18.8487 | 1.3368 | 0 | 0 | 0 | 0 | 0 | 0 | 0 | 0 | 0 | 0 | 0 | 0 | -75 | 0 | 0 | 0 | 0 | 6.2519 | 0 | -273.7874 | 13.7964 | 1.7014 | 62.9821 | 66.5807 | 60.4428 | 1061.293 | 28.3025 | 49.2789 | 1.1346 | 0.3248 | 0 | 13.847 | 3.48 | 29.422 | 948.8917 | 264.1634 | -370.0774 | 7.6859 | 4.06 | -2.09 | 11.8983 | 4.2604 | 2025-10-10 | 2025_10_10 Hr 21 | 74.4676 | -0.0001162 | -948.8917 | -355.2745 | 371.9603 | 782.8688 | 99.2915 | 15.4013 | 34.6442 | 80.9677 | 197.4562 | 93.5364 | 22.8901 | 179.1062 | 173.7529 | 0 | 6.0261 | 45.3461 | 226.1846 | 0 | 129.5628 | 0
2025_10_10 Hr 22 | 0 | 0 | 0 | 3.8139 | 3.8193 | 3.8193 | 3.8097 | 3.8139 | 3.8139 | 75.4729 | -14 | 0.08 | 22 | 0 | 89.5531 | 89.5531 | 173.7529 | 0 | 0 | 0.046 | 0.0275 | 1.0494 | 0 | 0 | 0 | 0 | 0 | 0.00282 | 0.1485 | 45.3461 | 6.0261 | 226.1846 | 0 | 0 | 0 | 0 | 12.0102 | 29.2972 | 0 | 0.27094 | -13.2573 | 0.6747 | 9.7815 | 0 | -1 | -4.2 | 9.707 | 0 | 0 | 20.0456 | 20.0456 | 20.0456 | 20.0456 | 23.3088 | 21.9024 | 1.3368 | 0 | 0 | 0 | 0 | 0 | 0 | 0 | 0 | 0 | 0 | 0 | 0 | -75 | 0 | 0 | 0 | 0 | 6.2519 | 0 | -283.6718 | 13.7964 | 1.7014 | 62.9821 | 66.5807 | 53.502 | 1036.567 | 27.431 | 47.7615 | 1.1346 | 0.3248 | 0 | 13.847 | 3.48 | 29.422 | 903.0084 | 259.3898 | -379.9618 | 7.6859 | 4.06 | -2.09 | 11.5319 | 4.1292 | 2025-10-10 | 2025_10_10 Hr 22 | 71.4289 | -0.0001705 | -903.0084 | -371.6582 | 344.3477 | 782.8688 | 97.4044 | 15.4013 | 34.6442 | 74.7337 | 178.9642 | 90.6499 | 22.8901 | 179.1062 | 173.7529 | 0 | 6.0261 | 45.3461 | 226.1846 | 0 | 129.5628 | 0
2025_10_10 Hr 23 | 0 | 0 | 0 | 3.8139 | 3.8193 | 3.8193 | 3.8097 | 3.8139 | 3.8139 | 63.8389 | 0 | 0.08 | 28 | 0 | 89.5531 | 89.5531 | 176.4163 | 0 | 0 | 0.046 | 0.0275 | 1.0494 | 0 | 0 | 0 | 0 | 0 | 0.00282 | 0.1485 | 45.3461 | 6.0261 | 228.977 | 0 | 0 | 0 | 0 | 8.9294 | 20.7281 | 0 | 0 | -6.2802 | 0.6747 | 9.7815 | 0 | -1 | -4.2 | 9.707 | 0 | 0 | 15.6056 | 15.6056 | 15.6056 | 15.6056 | 18.146 | 21.9024 | 1.3368 | 0 | 0 | 0 | 0 | 0 | 0 | 0 | 0 | 0 | 0 | 0 | 0 | 0 | -50 | 0 | 0 | 0 | 6.2519 | 0 | -320.6501 | 13.7964 | 1.7014 | 64.2243 | 67.8938 | 36.4392 | 998.3708 | 25.8023 | 44.9258 | 1.1346 | 0.3248 | 0 | 13.847 | 3.48 | 29.422 | 857.0833 | 242.9328 | -377.9401 | 7.6859 | 4.06 | -2.09 | 10.8472 | 3.884 | 2025-10-10 | 2025_10_10 Hr 23 | 74.7963 | 4.5e-05 | -857.0833 | -376.9303 | 306.7467 | 790.8799 | 86.3416 | 15.4013 | 34.6442 | 63.0837 | 144.4073 | 99.2557 | 22.8901 | 179.1062 | 176.4163 | 0 | 6.0261 | 45.3461 | 228.977 | 0 | 132.1181 | 0
2025_10_10 Hr 24 | 0 | 0 | 0 | 3.8139 | 3.8193 | 3.8193 | 3.8097 | 3.8139 | 3.8139 | 52.1854 | 0 | 0.08 | 33 | 0 | 89.5531 | 89.5531 | 176.4163 | 0 | 0 | 0.046 | 0.0275 | 1.0494 | 0 | 0 | 0 | 0 | 0 | 0.00282 | 0.1485 | 45.3461 | 6.0261 | 228.977 | 0 | 0 | 0 | 0 | 5.8434 | 12.1447 | 0 | 0 | -9.2639 | 0.6747 | 9.7815 | 0 | -1 | -4.2 | 9.707 | 0 | 0 | 11.1582 | 11.1582 | 11.1582 | 11.1582 | 12.9746 | 18.8487 | 1.3368 | 0 | 0 | 0 | 0 | 0 | 0 | 0 | 0 | 0 | 0 | 0 | 0 | 0 | -50 | 0 | 0 | 0 | 6.2519 | 0 | -324.8097 | 13.7964 | 1.7014 | 64.2243 | 67.8938 | 27.0402 | 952.0868 | 24.171 | 42.0853 | 1.1346 | 0.3248 | 0 | 13.847 | 3.48 | 29.422 | 790.8 | 230.0769 | -382.0997 | 7.6859 | 4.06 | -2.09 | 10.1614 | 3.6385 | 2025-10-10 | 2025_10_10 Hr 24 | 69.468 | 9e-06 | -790.8 | -384.0736 | 255.0594 | 790.8799 | 78.8889 | 15.4013 | 34.6442 | 51.4143 | 109.7926 | 93.8525 | 22.8901 | 179.1062 | 176.4163 | 0 | 6.0261 | 45.3461 | 228.977 | 0 | 132.1181 | 0
2025_10_11 Hr 01 | 0 | 0 | 0 | 3.8139 | 3.8193 | 3.8193 | 3.8097 | 3.8139 | 3.8139 | 61.6063 | 0 | 0.08 | 42 | 0 | 89.5531 | 89.5531 | 176.4163 | 0 | 0 | 0.046 | 0.0275 | 1.0494 | 0 | 0 | 0 | 0 | 0 | 0.00282 | 0.1485 | 45.3461 | 6.0261 | 228.977 | 0 | 0 | 0 | 0 | 9.8563 | 23.2842 | 0 | 4.0233 | -4.0565 | 0.6747 | 9.8554 | 0 | -1 | -4.2 | 9.7914 | 0 | 0 | 15.406 | 15.406 | 15.406 | 15.406 | 17.9139 | 23.7978 | 1.3368 | 0 | 0 | 0 | 0 | 0 | 0 | 0 | 0 | 0 | 0 | 0 | 0 | 0 | -50 | 0 | 0 | 0 | 6.301 | 0 | -400.6546 | 12.7769 | 1.7014 | 64.2243 | 67.8938 | 5.9286 | 998.9143 | 24.2875 | 42.2677 | 1.1346 | 0.3248 | 0 | 13.847 | 3.48 | 29.422 | 763.1833 | 222.2469 | -457.9446 | 7.8021 | 4.06 | -2.09 | 10.2006 | 3.6522 | 2025-10-11 | 2025_10_11 Hr 01 | 70.3508 | 2.6e-05 | -763.1833 | -450.6878 | 301.2194 | 790.8799 | 71.7264 | 15.4013 | 34.6442 | 66.8904 | 141.1441 | 93.1849 | 22.8901 | 179.1062 | 176.4163 | 0 | 6.0261 | 45.3461 | 228.977 | 0 | 132.1181 | 0
2025_10_11 Hr 02 | 0 | 0 | 0 | 3.8139 | 3.8193 | 3.8193 | 3.8097 | 3.8139 | 3.8139 | 56.2013 | 0 | 0.08 | 50 | 0 | 89.5531 | 89.5531 | 176.4163 | 0 | 0 | 0.046 | 0.0275 | 1.0494 | 0 | 0 | 0 | 0 | 0 | 0.00282 | 0.1485 | 45.3461 | 6.0261 | 228.977 | 0 | 0 | 0 | 0 | 8.2814 | 18.8963 | 0 | 4.272 | -1.0591 | 0.6747 | 9.8554 | 0 | -1 | -4.2 | 9.7914 | 0 | 0 | 13.3469 | 13.3469 | 13.3469 | 13.3469 | 15.5197 | 23.7978 | 1.3368 | 0 | 0 | 0 | 0 | 0 | 0 | 0 | 0 | 0 | 0 | 0 | 0 | 0 | -50 | 0 | 0 | 0 | 6.301 | 0 | -420.6031 | 12.7769 | 1.7014 | 64.2243 | 67.8938 | 3.4704 | 976.916 | 23.5275 | 40.945 | 1.1346 | 0.3248 | 0 | 13.847 | 3.48 | 29.422 | 727.5084 | 225.2725 | -477.8931 | 7.8021 | 4.06 | -2.09 | 9.8814 | 3.5379 | 2025-10-11 | 2025_10_11 Hr 02 | 71.1456 | -7.5e-05 | -727.5084 | -467.3902 | 276.705 | 790.8799 | 77.2682 | 15.4013 | 34.6442 | 60.9276 | 125.1086 | 90.6688 | 22.8901 | 179.1062 | 176.4163 | 0 | 6.0261 | 45.3461 | 228.977 | 0 | 132.1181 | 0
2025_10_11 Hr 03 | 0 | 0 | 0 | 3.8139 | 3.8193 | 3.8193 | 3.8097 | 3.8139 | 3.8139 | 58.4485 | 0 | 0.08 | 49 | 0 | 89.5531 | 89.5531 | 176.4163 | 0 | 0 | 0.046 | 0.0275 | 1.0494 | 0 | 0 | 0 | 0 | 0 | 0.00282 | 0.1485 | 45.3461 | 6.0261 | 228.977 | 0 | 0 | 0 | 0 | 8.9362 | 20.7207 | 0 | 6.9553 | -0.5749 | 0.6747 | 9.8554 | 0 | -1 | -4.2 | 9.7914 | 0 | 0 | 14.203 | 14.203 | 14.203 | 14.203 | 16.5151 | 26.8515 | 1.3368 | 0 | 0 | 0 | 0 | 0 | 0 | 0 | 0 | 0 | 0 | 0 | 0 | 0 | -50 | 0 | 0 | 0 | 6.301 | 0 | -441.1884 | 12.7769 | 1.7014 | 64.2243 | 67.8938 | 0.4338 | 986.0623 | 23.8435 | 41.4949 | 1.1346 | 0.3248 | 0 | 13.847 | 3.48 | 29.422 | 719.3 | 225.3358 | -498.4784 | 7.8021 | 4.06 | -2.09 | 10.0142 | 3.5854 | 2025-10-11 | 2025_10_11 Hr 03 | 71.0321 | 6.9e-06 | -719.3 | -484.808 | 286.8974 | 790.8799 | 76.2853 | 15.4013 | 34.6442 | 63.4067 | 131.7757 | 91.7149 | 22.8901 | 179.1062 | 176.4163 | 0 | 6.0261 | 45.3461 | 228.977 | 0 | 132.1181 | 0
2025_10_11 Hr 04 | 0 | 0 | 0 | 3.8139 | 3.8193 | 3.8193 | 3.8097 | 3.8139 | 3.8139 | 59.2428 | 0 | 0.08 | 51 | 0 | 89.5531 | 89.5531 | 176.4163 | 0 | 0 | 0.046 | 0.0275 | 1.0494 | 0 | 0 | 0 | 0 | 0 | 0.00282 | 0.1485 | 45.3461 | 6.0261 | 228.977 | 0 | 0 | 0 | 0 | 9.1676 | 21.3655 | 0 | 11.719 | 0 | 0.6747 | 9.8554 | 0 | -1 | -4.2 | 9.7914 | 0 | 0 | 14.5056 | 14.5056 | 14.5056 | 14.5056 | 16.867 | 31.8006 | 1.3368 | 0 | 0 | 0 | 0 | 0 | 0 | 0 | 0 | 0 | 0 | 0 | 0 | 0 | -50 | 0 | 0 | 0 | 6.301 | 0 | -461.6775 | 12.7769 | 1.7014 | 64.2243 | 67.8938 | 2.0244 | 989.295 | 23.9552 | 41.6893 | 1.1346 | 0.3248 | 0 | 13.847 | 3.48 | 29.422 | 716.2917 | 234.2452 | -518.9675 | 7.8021 | 4.06 | -2.09 | 10.0611 | 3.6022 | 2025-10-11 | 2025_10_11 Hr 04 | 74.1706 | -4.5e-05 | -716.2917 | -499.9585 | 290.4998 | 790.8799 | 84.825 | 15.4013 | 34.6442 | 64.283 | 134.1321 | 92.0847 | 22.8901 | 179.1062 | 176.4163 | 0 | 6.0261 | 45.3461 | 228.977 | 0 | 132.1181 | 0
2025_10_11 Hr 05 | 0 | 0 | 0 | 3.8139 | 3.8193 | 3.8193 | 3.8097 | 3.8139 | 3.8139 | 63.0592 | 0 | 0.08 | 59 | 0 | 89.5531 | 89.5531 | 176.4163 | 0 | 0 | 0.046 | 0.0275 | 1.0494 | 0 | 0 | 0 | 0 | 0 | 0.00282 | 0.1485 | 45.3461 | 6.0261 | 228.977 | 0 | 0 | 0 | 0 | 10.2797 | 24.4637 | 0 | 2.6078 | -0.20452 | 0.6747 | 9.8554 | 0 | -1 | -4.2 | 9.7914 | 0 | 0 | 15.9595 | 15.9595 | 15.9595 | 15.9595 | 18.5575 | 37.6974 | 1.3368 | 0 | 0 | 0 | 0 | 0 | 0 | 0 | 0 | 0 | 0 | 0 | 0 | 0 | -50 | 0 | 0 | 0 | 6.301 | 0 | -480.3089 | 12.7769 | 1.7014 | 64.2243 | 67.8938 | 8.9652 | 1004.828 | 24.4918 | 42.6232 | 1.1346 | 0.3248 | 0 | 13.847 | 3.48 | 29.422 | 726.4916 | 256.8594 | -537.5989 | 7.8021 | 4.06 | -2.09 | 10.2864 | 3.6829 | 2025-10-11 | 2025_10_11 Hr 05 | 86.6033 | 4.75e-05 | -726.4916 | -527.9056 | 307.8093 | 790.8799 | 105.6626 | 15.4013 | 34.6442 | 68.4933 | 145.4547 | 93.8613 | 22.8901 | 179.1062 | 176.4163 | 0 | 6.0261 | 45.3461 | 228.977 | 0 | 132.1181 | 0
2025_10_11 Hr 06 | 0 | 0 | 0 | 3.8139 | 3.8193 | 3.8193 | 3.8097 | 3.8139 | 3.8139 | 74.1405 | 0 | 0.08 | 61 | 0 | 89.5531 | 89.5531 | 176.4163 | 0 | 0 | 0.046 | 0.0275 | 1.0494 | 0 | 0 | 0 | 0 | 0 | 0.00282 | 0.1485 | 45.3461 | 6.0261 | 228.977 | 0 | 0 | 0 | 0 | 13.5086 | 33.4597 | 0 | 0.23249 | -6.323 | 0.6747 | 9.8554 | 0 | -1 | -4.2 | 9.7914 | 0 | 0 | 20.1809 | 20.1809 | 20.1809 | 20.1809 | 23.4662 | 41.6988 | 1.3368 | 0 | 0 | 0 | 0 | 0 | 0 | 0 | 0 | 0 | 0 | 0 | 0 | 0 | -50 | 0 | 0 | 0 | 6.301 | 0 | -500.5877 | 12.7769 | 1.7014 | 64.2243 | 67.8938 | 9.9774 | 1049.928 | 26.05 | 45.3349 | 1.1346 | 0.3248 | 0 | 13.847 | 3.48 | 29.422 | 754.9916 | 269.0316 | -557.8777 | 7.8021 | 4.06 | -2.09 | 10.9409 | 3.9172 | 2025-10-11 | 2025_10_11 Hr 06 | 89.9122 | 7.03e-05 | -754.9916 | -556.6782 | 358.0683 | 790.8799 | 112.6762 | 15.4013 | 34.6442 | 80.7181 | 178.3304 | 99.0199 | 22.8901 | 179.1062 | 176.4163 | 0 | 6.0261 | 45.3461 | 228.977 | 0 | 132.1181 | 0
2025_10_11 Hr 07 | 0 | 0 | 0 | 3.8139 | 3.8193 | 3.8193 | 3.8097 | 3.8139 | 3.8139 | 86.1322 | -14 | 0.08 | 67 | 0 | 89.5531 | 89.5531 | 173.7529 | 0 | 0 | 0.046 | 0.0275 | 1.0494 | 0 | 0 | 0 | 0 | 0 | 0.00282 | 0.1485 | 45.3461 | 6.0261 | 226.1846 | 0 | 0 | 0 | 0 | 17.0027 | 43.1948 | 0 | 0 | -12.1511 | 0.6747 | 9.8554 | 0 | -1 | -4.2 | 9.7914 | 0 | 0 | 24.7492 | 24.7492 | 24.7492 | 24.7492 | 28.7782 | 41.6988 | 1.3368 | 0 | 0 | 0 | 0 | 0 | 0 | 0 | 0 | 0 | 0 | 0 | 0 | -75 | 0 | 0 | 0 | 0 | 6.301 | 0 | -444.1914 | 12.7769 | 1.7014 | 62.9821 | 66.5807 | 10.5558 | 1090.724 | 27.7362 | 48.2693 | 1.1346 | 0.3248 | 0 | 13.847 | 3.48 | 29.422 | 819.2833 | 281.1924 | -540.4814 | 7.8021 | 4.06 | -2.09 | 11.649 | 4.1708 | 2025-10-11 | 2025_10_11 Hr 07 | 86.1075 | -5.4e-05 | -819.2833 | -531.3425 | 398.4569 | 782.8688 | 119.2546 | 15.4013 | 34.6442 | 93.9474 | 213.9073 | 90.6022 | 22.8901 | 179.1062 | 173.7529 | 0 | 6.0261 | 45.3461 | 226.1846 | 0 | 129.5628 | 0
2025_10_11 Hr 08 | 2.0713 | 0 | 0 | 3.8139 | 3.8193 | 3.8193 | 3.8097 | 3.8139 | 3.8139 | 94.0362 | -14 | 0.08 | 66 | 0 | 89.5531 | 89.5531 | 173.7529 | 0 | 0 | 0.046 | 0.0275 | 1.0494 | 0 | 0 | 0 | 0 | 0 | 0.00282 | 0.1485 | 45.3461 | 6.0261 | 226.1846 | 0 | 0 | 0 | 0 | 19.3059 | 49.6114 | 0 | 0 | -8.4407 | 0.6747 | 9.8554 | 0 | -1 | -4.2 | 9.7914 | 0 | 0 | 27.7603 | 27.7603 | 27.7603 | 27.7603 | 32.2795 | 35.802 | 1.3368 | 0 | 0 | 0 | 0 | 0 | 0 | 0 | 0 | 0 | 0 | 0 | 0 | -75 | 0 | 0 | 0 | 0 | 6.301 | 0 | -434.9764 | 12.7769 | 1.7014 | 62.9821 | 66.5807 | 5.4948 | 1122.893 | 28.8476 | 50.2035 | 1.1346 | 0.3248 | -2.0713 | 13.847 | 3.48 | 29.422 | 856.1 | 274.9853 | -533.3376 | 7.8021 | 4.06 | -2.09 | 12.1158 | 4.3379 | 2025-10-11 | 2025_10_11 Hr 08 | 85.0223 | -9.9e-05 | -856.1 | -518.4171 | 434.306 | 782.8688 | 107.2968 | 15.4013 | 34.6442 | 102.6672 | 237.3571 | 94.2817 | 22.8901 | 179.1062 | 173.7529 | 0 | 6.0261 | 45.3461 | 226.1846 | 0 | 129.5628 | 0
2025_10_11 Hr 09 | 13.9698 | 0.000465 | 0.013113 | 3.8139 | 3.8193 | 3.8193 | 3.8097 | 3.8139 | 3.8139 | 99.8287 | -14 | 0.08 | 56 | 0 | 89.5531 | 89.5531 | 173.7529 | 0 | 0 | 0.046 | 0.0275 | 1.0494 | 0 | 0 | 0 | 0 | 0 | 0.00282 | 0.1485 | 45.3461 | 6.0261 | 226.1846 | 0 | 0 | 0 | 0 | 20.9937 | 54.3139 | 0 | 0 | -10.3169 | 0.6747 | 9.8554 | 0 | -1 | -4.2 | 9.7914 | 0 | 0 | 29.967 | 29.967 | 29.967 | 29.967 | 34.8454 | 35.802 | 1.3368 | 0 | 0 | 0 | 0 | 0 | 0 | 0 | 0 | 0 | 0 | 0 | 0 | -75 | 0 | 0 | 0 | 0 | 6.301 | 0 | -415.7427 | 12.7769 | 1.7014 | 62.9821 | 66.5807 | 9.5436 | 1146.481 | 29.6621 | 51.621 | 1.1346 | 0.3248 | -13.9698 | 13.847 | 3.48 | 29.422 | 893.7917 | 283.6296 | -526.0025 | 7.8021 | 4.06 | -2.09 | 12.4579 | 4.4604 | 2025-10-11 | 2025_10_11 Hr 09 | 80.9652 | -0.000152 | -893.7917 | -501.0596 | 460.5777 | 782.8688 | 101.3592 | 15.4013 | 34.6442 | 109.0574 | 254.542 | 96.9782 | 22.8901 | 179.1062 | 173.7529 | 0 | 6.0261 | 45.3461 | 226.1846 | 0 | 129.5628 | 0
2025_10_11 Hr 10 | 13.469 | 0.00138 | 0.038916 | 3.8139 | 3.8193 | 3.8193 | 3.8097 | 3.8139 | 3.8139 | 96.7872 | -14 | 0.08 | 47 | 0 | 89.5531 | 89.5531 | 173.7529 | 0 | 0 | 0.046 | 0.0275 | 1.0494 | 0 | 0 | 0 | 0 | 0 | 0.00282 | 0.1485 | 45.3461 | 6.0261 | 226.1846 | 0 | 0 | 0 | 0 | 20.1074 | 51.8447 | 0 | 0 | -25.1288 | 0.6747 | 9.8554 | 0 | -1 | -4.2 | 9.7914 | 0 | 0 | 28.8083 | 28.8083 | 28.8083 | 28.8083 | 33.498 | 27.7992 | 1.3368 | 0 | 0 | 0 | 0 | 0 | 0 | 0 | 0 | 0 | 0 | 0 | 0 | -75 | 0 | 0 | 0 | 0 | 6.301 | 0 | -337.3007 | 12.7769 | 1.7014 | 62.9821 | 66.5807 | 16.4844 | 1134.128 | 29.2344 | 50.8767 | 1.1346 | 0.3248 | -13.469 | 13.847 | 3.48 | 29.422 | 933.5917 | 271.6518 | -447.0597 | 7.8021 | 4.06 | -2.09 | 12.2783 | 4.3961 | 2025-10-11 | 2025_10_11 Hr 10 | 82.4261 | -0.000115 | -933.5917 | -437.4294 | 446.7829 | 782.8688 | 91.3239 | 15.4013 | 34.6442 | 105.702 | 245.5185 | 95.5624 | 22.8901 | 179.1062 | 173.7529 | 0 | 6.0261 | 45.3461 | 226.1846 | 0 | 129.5628 | 0
2025_10_11 Hr 11 | 12.9466 | 0.00246 | 0.069372 | 3.8139 | 3.8193 | 3.8193 | 3.8097 | 3.8139 | 3.8139 | 92.1765 | -14 | 0.08 | 41 | 0 | 89.5531 | 89.5531 | 173.7529 | 0 | 0 | 0.046 | 0.0275 | 1.0494 | 0 | 0 | 0 | 0 | 0 | 0.00282 | 0.1485 | 45.3461 | 6.0261 | 226.1846 | 0 | 0 | 0 | 0 | 18.764 | 48.1016 | 0 | 4.5394 | -17.1817 | 0.6747 | 9.8554 | 0 | -1 | -4.2 | 9.7914 | 0 | 0 | 27.0519 | 27.0519 | 27.0519 | 27.0519 | 31.4556 | 23.7978 | 1.3368 | 0 | 0 | 0 | 0 | 0 | 0 | 0 | 0 | 0 | 0 | 0 | 0 | -75 | 0 | 0 | 0 | 0 | 6.301 | 0 | -308.3579 | 12.7769 | 1.7014 | 62.9821 | 66.5807 | 5.9286 | 1115.393 | 28.5861 | 49.7484 | 1.1346 | 0.3248 | -12.9466 | 13.847 | 3.48 | 29.422 | 933.5833 | 248.427 | -417.5945 | 7.8021 | 4.06 | -2.09 | 12.006 | 4.2986 | 2025-10-11 | 2025_10_11 Hr 11 | 81.1572 | -1.6e-05 | -933.5833 | -396.0002 | 425.8709 | 782.8688 | 70.7982 | 15.4013 | 34.6442 | 100.6154 | 231.8395 | 93.416 | 22.8901 | 179.1062 | 173.7529 | 0 | 6.0261 | 45.3461 | 226.1846 | 0 | 129.5628 | 0
2025_10_11 Hr 12 | 15.5402 | 0.00462 | 0.13028 | 3.8139 | 3.8193 | 3.8193 | 3.8097 | 3.8139 | 3.8139 | 81.3859 | -14 | 0.08 | 46 | 0 | 89.5531 | 89.5531 | 173.7529 | 0 | 0 | 0.046 | 0.0275 | 1.0494 | 0 | 0 | 0 | 0 | 0 | 0.00282 | 0.1485 | 45.3461 | 6.0261 | 226.1846 | 0 | 0 | 0 | 0 | 15.6197 | 39.3416 | 0 | 4.7162 | -7.0752 | 0.6747 | 9.8554 | 0 | -1 | -4.2 | 9.7914 | 0 | 0 | 22.9411 | 22.9411 | 22.9411 | 22.9411 | 26.6757 | 19.9017 | 1.3368 | 0 | 0 | 0 | 0 | 0 | 0 | 0 | 0 | 0 | 0 | 0 | 0 | -75 | 0 | 0 | 0 | 0 | 6.301 | 0 | -261.2128 | 12.7769 | 1.7014 | 62.9821 | 66.5807 | 4.4826 | 1071.536 | 27.0688 | 47.1079 | 1.1346 | 0.3248 | -15.5402 | 13.847 | 3.48 | 29.422 | 941.7917 | 245.6574 | -373.043 | 7.8021 | 4.06 | -2.09 | 11.3687 | 4.0704 | 2025-10-11 | 2025_10_11 Hr 12 | 80.7898 | -0.000132 | -941.7917 | -338.5718 | 376.9299 | 782.8688 | 70.5192 | 15.4013 | 34.6442 | 88.7112 | 199.826 | 88.3927 | 22.8901 | 179.1062 | 173.7529 | 0 | 6.0261 | 45.3461 | 226.1846 | 0 | 129.5628 | 0
2025_10_11 Hr 13 | 13.988 | 0.00423 | 0.11929 | 3.8139 | 3.8193 | 3.8193 | 3.8097 | 3.8139 | 3.8139 | 75.9809 | -14 | 0.08 | 52 | 0 | 89.5531 | 89.5531 | 173.7529 | 0 | 0 | 0.046 | 0.0275 | 1.0494 | 0 | 0 | 0 | 0 | 0 | 0.00282 | 0.1485 | 45.3461 | 6.0261 | 226.1846 | 0 | 0 | 0 | 0 | 14.0448 | 34.9537 | 0 | 0.67527 | -0.99663 | 0.6747 | 9.8554 | 0 | -1 | -4.2 | 9.7914 | 0 | 0 | 20.882 | 20.882 | 20.882 | 20.882 | 24.2814 | 14.8473 | 1.3368 | 0 | 0 | 0 | 0 | 0 | 0 | 0 | 0 | 0 | 0 | 0 | 0 | -75 | 0 | 0 | 0 | 0 | 6.301 | 0 | -249.8863 | 12.7769 | 1.7014 | 62.9821 | 66.5807 | 6.507 | 1049.527 | 26.3088 | 45.7852 | 1.1346 | 0.3248 | -13.988 | 13.847 | 3.48 | 29.422 | 933.6 | 244.5587 | -360.1643 | 7.8021 | 4.06 | -2.09 | 11.0495 | 3.9561 | 2025-10-11 | 2025_10_11 Hr 13 | 82.8336 | -9.32e-05 | -933.6 | -325.2077 | 352.4155 | 782.8688 | 73.4778 | 15.4013 | 34.6442 | 82.7484 | 183.7905 | 85.8766 | 22.8901 | 179.1062 | 173.7529 | 0 | 6.0261 | 45.3461 | 226.1846 | 0 | 129.5628 | 0
2025_10_11 Hr 14 | 11.3961 | 0.00423 | 0.11929 | 3.8139 | 3.8193 | 3.8193 | 3.8097 | 3.8139 | 3.8139 | 71.4864 | -14 | 0.08 | 58 | 0 | 89.5531 | 89.5531 | 173.7529 | 0 | 0 | 0.046 | 0.0275 | 1.0494 | 0 | 0 | 0 | 0 | 0 | 0.00282 | 0.1485 | 45.3461 | 6.0261 | 226.1846 | 0 | 0 | 0 | 0 | 12.7352 | 31.305 | 0 | 11.939 | -2.3276 | 0.6747 | 9.8554 | 0 | -1 | -4.2 | 9.7914 | 0 | 0 | 19.1699 | 19.1699 | 19.1699 | 19.1699 | 22.2905 | 12.9519 | 1.3368 | 0 | 0 | 0 | 0 | 0 | 0 | 0 | 0 | 0 | 0 | 0 | 0 | -75 | 0 | 0 | 0 | 0 | 6.301 | 0 | -220.0306 | 12.7769 | 1.7014 | 62.9821 | 66.5807 | 6.507 | 1031.234 | 25.6768 | 44.6854 | 1.1346 | 0.3248 | -11.3961 | 13.847 | 3.48 | 29.422 | 957.1083 | 243.979 | -327.7167 | 7.8021 | 4.06 | -2.09 | 10.7841 | 3.8611 | 2025-10-11 | 2025_10_11 Hr 14 | 81.4061 | -4.3e-05 | -957.1083 | -285.4192 | 332.0307 | 782.8688 | 77.5824 | 15.4013 | 34.6442 | 77.7901 | 170.4563 | 83.7843 | 22.8901 | 179.1062 | 173.7529 | 0 | 6.0261 | 45.3461 | 226.1846 | 0 | 129.5628 | 0
2025_10_11 Hr 15 | 10.3696 | 0.00279 | 0.078678 | 3.8139 | 3.8193 | 3.8193 | 3.8097 | 3.8139 | 3.8139 | 67.5344 | -14 | 0.08 | 60 | 0 | 89.5531 | 89.5531 | 173.7529 | 0 | 0 | 0.046 | 0.0275 | 1.0494 | 0 | 0 | 0 | 0 | 0 | 0.00282 | 0.1485 | 45.2808 | 6.0261 | 226.1846 | 0 | 0 | 0 | 0 | 11.5837 | 28.0967 | 0 | 12.7786 | 0 | 0.6747 | 9.8554 | 0 | -1 | -4.2 | 9.7914 | 0 | 0 | 17.6643 | 17.6643 | 17.6643 | 17.6643 | 20.5399 | 12.9519 | 1.3368 | 0 | 0 | 0 | 0 | 0 | 0 | 0 | 0 | 0 | 0 | 0 | 0 | -75 | 0 | 0 | 0 | 0 | 6.301 | 0 | -228.9896 | 12.7769 | 1.7014 | 62.9821 | 66.5807 | 13.014 | 1015.044 | 25.1211 | 43.7183 | 1.1346 | 0.3248 | -10.3696 | 13.847 | 3.48 | 29.422 | 941.7917 | 249.6183 | -335.6492 | 7.8021 | 4.06 | -2.09 | 10.5507 | 3.7776 | 2025-10-11 | 2025_10_11 Hr 15 | 80.1622 | -0.000105 | -941.7917 | -291.211 | 314.1062 | 782.8035 | 86.0474 | 15.4013 | 34.6442 | 73.4302 | 158.7314 | 81.9446 | 22.8901 | 179.1062 | 173.7529 | 0 | 6.0261 | 45.2808 | 226.1846 | 0 | 129.5628 | 0
2025_10_11 Hr 16 | 9.8488 | 0.005205 | 0.14678 | 3.8139 | 3.8193 | 3.8193 | 3.8097 | 3.8139 | 3.8139 | 65.9652 | -14 | 0.08 | 49 | 0 | 89.5531 | 89.5531 | 173.7529 | 0 | 0 | 0.046 | 0.0275 | 1.0494 | 0 | 0 | 0 | 0 | 0 | 0.00282 | 0.1485 | 43.9765 | 6.0261 | 226.1846 | 0 | 0 | 0 | 0 | 11.1264 | 26.8228 | 0 | 22.3888 | 0 | 0.6747 | 9.8554 | 0 | -1 | -4.2 | 9.7914 | 0 | 0 | 17.0665 | 17.0665 | 17.0665 | 17.0665 | 19.8448 | 12.9519 | 1.3368 | 0 | 0 | 0 | 0 | 0 | 0 | 0 | 0 | 0 | 0 | 0 | 0 | -75 | 0 | 0 | 0 | 0 | 6.301 | 0 | -211.4559 | 12.7769 | 1.7014 | 62.9821 | 66.5807 | 19.521 | 1007.421 | 24.9004 | 43.3343 | 1.1346 | 0.3248 | -9.8488 | 13.847 | 3.48 | 29.422 | 956.0917 | 243.8766 | -317.5947 | 7.8021 | 4.06 | -2.09 | 10.4581 | 3.7444 | 2025-10-11 | 2025_10_11 Hr 16 | 76.9816 | -9.7e-05 | -956.0917 | -264.0671 | 306.9891 | 781.4992 | 81.6249 | 15.4013 | 34.6442 | 71.6991 | 154.076 | 81.2141 | 22.8901 | 179.1062 | 173.7529 | 0 | 6.0261 | 43.9765 | 226.1846 | 0 | 129.5628 | 0
2025_10_11 Hr 17 | 8.3 | 0.00336 | 0.094752 | 3.8139 | 3.8193 | 3.8193 | 3.8097 | 3.8139 | 3.8139 | 70.5759 | -14 | 0.08 | 33 | 0 | 89.5531 | 89.5531 | 173.7529 | 0 | 0 | 0.046 | 0.0275 | 1.0494 | 0 | 0 | 0 | 0 | 0 | 0.00282 | 0.1485 | 45.3461 | 6.0261 | 226.1846 | 0 | 0 | 0 | 0 | 12.4699 | 30.5659 | 0 | 0.24955 | -8.5723 | 0.6747 | 9.8554 | 0 | -1 | -4.2 | 9.7914 | 0 | 0 | 18.823 | 18.823 | 18.823 | 18.823 | 21.8872 | 17.901 | 1.3368 | 0 | 0 | 0 | 0 | 0 | 0 | 0 | 0 | 0 | 0 | 0 | 0 | -75 | 0 | 0 | 0 | 0 | 6.301 | 0 | -196.2522 | 12.7769 | 1.7014 | 62.9821 | 66.5807 | 32.9688 | 1027.504 | 25.5488 | 44.4626 | 1.1346 | 0.3248 | -8.3 | 13.847 | 3.48 | 29.422 | 965.2083 | 246.8691 | -300.8422 | 7.8021 | 4.06 | -2.09 | 10.7303 | 3.8419 | 2025-10-11 | 2025_10_11 Hr 17 | 83.1855 | -5.63e-05 | -965.2083 | -279.575 | 327.901 | 782.8688 | 83.9679 | 15.4013 | 34.6442 | 76.7856 | 167.755 | 83.3605 | 22.8901 | 179.1062 | 173.7529 | 0 | 6.0261 | 45.3461 | 226.1846 | 0 | 129.5628 | 0
2025_10_11 Hr 18 | 2.0713 | 0.002175 | 0.061335 | 3.8139 | 3.8193 | 3.8193 | 3.8097 | 3.8139 | 3.8139 | 73.3462 | -14 | 0.08 | 50 | 0 | 89.5531 | 89.5531 | 173.7529 | 0 | 0 | 0.046 | 0.0275 | 1.0494 | 0 | 0 | 0 | 0 | 0 | 0.00282 | 0.1485 | 45.3461 | 6.0261 | 226.1846 | 0 | 0 | 0 | 0 | 13.2771 | 32.8148 | 0 | 4.0467 | -8.2202 | 0.6747 | 9.8554 | 0 | -1 | -4.2 | 9.7914 | 0 | 0 | 19.8783 | 19.8783 | 19.8783 | 19.8783 | 23.1144 | 18.8487 | 1.3368 | 0 | 0 | 0 | 0 | 0 | 0 | 0 | 0 | 0 | 0 | 0 | 0 | -75 | 0 | 0 | 0 | 0 | 6.301 | 0 | -227.5726 | 12.7769 | 1.7014 | 62.9821 | 66.5807 | 21.5454 | 1038.746 | 25.9383 | 45.1405 | 1.1346 | 0.3248 | -2.0713 | 13.847 | 3.48 | 29.422 | 957.0917 | 248.4531 | -325.9339 | 7.8021 | 4.06 | -2.09 | 10.894 | 3.9004 | 2025-10-11 | 2025_10_11 Hr 18 | 84.5963 | -0.000129 | -957.0917 | -306.7461 | 340.4658 | 782.8688 | 90.4576 | 15.4013 | 34.6442 | 79.8418 | 175.9739 | 84.6501 | 22.8901 | 179.1062 | 173.7529 | 0 | 6.0261 | 45.3461 | 226.1846 | 0 | 129.5628 | 0
2025_10_11 Hr 19 | 0 | 0.001935 | 0.054567 | 3.8139 | 3.8193 | 3.8193 | 3.8097 | 3.8139 | 3.8139 | 80.456 | -14 | 0.08 | 52 | 0 | 89.5531 | 89.5531 | 173.7529 | 0 | 0 | 0.046 | 0.0275 | 1.0494 | 0 | 0 | 0 | 0 | 0 | 0.00282 | 0.1485 | 45.3461 | 6.0261 | 226.1846 | 0 | 0 | 0 | 0 | 15.3488 | 38.5867 | 0 | 0 | -13.0966 | 0.6747 | 9.8554 | 0 | -1 | -4.2 | 9.7914 | 0 | 0 | 22.5868 | 22.5868 | 22.5868 | 22.5868 | 26.2638 | 18.8487 | 1.3368 | 0 | 0 | 0 | 0 | 0 | 0 | 0 | 0 | 0 | 0 | 0 | 0 | -75 | 0 | 0 | 0 | 0 | 6.301 | 0 | -224.9859 | 12.7769 | 1.7014 | 62.9821 | 66.5807 | 16.0506 | 1067.676 | 26.938 | 46.8803 | 1.1346 | 0.3248 | 0 | 13.847 | 3.48 | 29.422 | 979.5 | 246.1966 | -321.2759 | 7.8021 | 4.06 | -2.09 | 11.3138 | 4.0508 | 2025-10-11 | 2025_10_11 Hr 19 | 83.7365 | -0.000112 | -979.5 | -313.0825 | 372.7123 | 782.8688 | 86.9558 | 15.4013 | 34.6442 | 87.6854 | 197.0671 | 87.9598 | 22.8901 | 179.1062 | 173.7529 | 0 | 6.0261 | 45.3461 | 226.1846 | 0 | 129.5628 | 0
2025_10_11 Hr 20 | 0 | 0.000645 | 0.018189 | 3.8139 | 3.8193 | 3.8193 | 3.8097 | 3.8139 | 3.8139 | 80.3204 | -14 | 0.08 | 67 | 0 | 89.5531 | 89.5531 | 173.7529 | 0 | 0 | 0.046 | 0.0275 | 1.0494 | 0 | 0 | 0 | 0 | 0 | 0.00282 | 0.1485 | 45.3461 | 6.0261 | 226.1846 | 0 | 0 | 0 | 0 | 15.3093 | 38.4766 | 0 | 0.13463 | -5.5701 | 0.6747 | 9.8554 | 0 | -1 | -4.2 | 9.7914 | 0 | 0 | 22.5352 | 22.5352 | 22.5352 | 22.5352 | 26.2037 | 21.9024 | 1.3368 | 0 | 0 | 0 | 0 | 0 | 0 | 0 | 0 | 0 | 0 | 0 | 0 | -75 | 0 | 0 | 0 | 0 | 6.301 | 0 | -258.7878 | 12.7769 | 1.7014 | 62.9821 | 66.5807 | 6.507 | 1067.088 | 26.919 | 46.8471 | 1.1346 | 0.3248 | 0 | 13.847 | 3.48 | 29.422 | 961.2167 | 254.6423 | -355.0778 | 7.8021 | 4.06 | -2.09 | 11.3058 | 4.0479 | 2025-10-11 | 2025_10_11 Hr 20 | 77.0413 | -0.000147 | -961.2167 | -339.2233 | 372.0973 | 782.8688 | 95.4282 | 15.4013 | 34.6442 | 87.5357 | 196.6648 | 87.8967 | 22.8901 | 179.1062 | 173.7529 | 0 | 6.0261 | 45.3461 | 226.1846 | 0 | 129.5628 | 0
2025_10_11 Hr 21 | 0 | 1.5e-05 | 0.000423 | 3.8139 | 3.8193 | 3.8193 | 3.8097 | 3.8139 | 3.8139 | 77.6857 | -14 | 0.08 | 83 | 0 | 89.5531 | 89.5531 | 173.7529 | 0 | 0 | 0.046 | 0.0275 | 1.0494 | 0 | 0 | 0 | 0 | 0 | 0.00282 | 0.1485 | 45.3461 | 6.0261 | 226.1846 | 0 | 0 | 0 | 0 | 14.5416 | 36.3377 | 0 | 5.4389 | -3.1145 | 0.6747 | 9.8554 | 0 | -1 | -4.2 | 9.7914 | 0 | 0 | 21.5315 | 21.5315 | 21.5315 | 21.5315 | 25.0366 | 25.7985 | 1.3368 | 0 | 0 | 0 | 0 | 0 | 0 | 0 | 0 | 0 | 0 | 0 | 0 | -75 | 0 | 0 | 0 | 0 | 6.301 | 0 | -300.6463 | 12.7769 | 1.7014 | 62.9821 | 66.5807 | 5.061 | 1056.347 | 26.5485 | 46.2024 | 1.1346 | 0.3248 | 0 | 13.847 | 3.48 | 29.422 | 933.6 | 271.8653 | -396.9363 | 7.8021 | 4.06 | -2.09 | 11.1502 | 3.9922 | 2025-10-11 | 2025_10_11 Hr 21 | 73.0343 | -0.000116 | -933.6 | -373.3219 | 360.1476 | 782.8688 | 113.8599 | 15.4013 | 34.6442 | 84.6292 | 188.8482 | 86.6702 | 22.8901 | 179.1062 | 173.7529 | 0 | 6.0261 | 45.3461 | 226.1846 | 0 | 129.5628 | 0
2025_10_11 Hr 22 | 0 | 0 | 0 | 3.8139 | 3.8193 | 3.8193 | 3.8097 | 3.8139 | 3.8139 | 74.1211 | -14 | 0.08 | 86 | 0 | 89.5531 | 89.5531 | 173.7529 | 0 | 0 | 0.046 | 0.0275 | 1.0494 | 0 | 0 | 0 | 0 | 0 | 0.00282 | 0.1485 | 45.3461 | 6.0261 | 226.1846 | 0 | 0 | 0 | 0 | 13.5029 | 33.4439 | 0 | 8.0171 | -2.9998 | 0.6747 | 9.8554 | 0 | -1 | -4.2 | 9.7914 | 0 | 0 | 20.1735 | 20.1735 | 20.1735 | 20.1735 | 23.4576 | 25.7985 | 1.3368 | 0 | 0 | 0 | 0 | 0 | 0 | 0 | 0 | 0 | 0 | 0 | 0 | -75 | 0 | 0 | 0 | 0 | 6.301 | 0 | -343.0758 | 12.7769 | 1.7014 | 62.9821 | 66.5807 | 8.9652 | 1041.838 | 26.0473 | 45.3301 | 1.1346 | 0.3248 | 0 | 13.847 | 3.48 | 29.422 | 884.6 | 277.11 | -439.3658 | 7.8021 | 4.06 | -2.09 | 10.9397 | 3.9168 | 2025-10-11 | 2025_10_11 Hr 22 | 72.5 | -8.5e-05 | -884.6 | -413.0585 | 343.9804 | 782.8688 | 120.7637 | 15.4013 | 34.6442 | 80.6967 | 178.2729 | 85.0108 | 22.8901 | 179.1062 | 173.7529 | 0 | 6.0261 | 45.3461 | 226.1846 | 0 | 129.5628 | 0
2025_10_11 Hr 23 | 0 | 0 | 0 | 3.8139 | 3.8193 | 3.8193 | 3.8097 | 3.8139 | 3.8139 | 63.1949 | 0 | 0.08 | 85 | 0 | 89.5531 | 89.5531 | 176.4163 | 0 | 0 | 0.046 | 0.0275 | 1.0494 | 0 | 0 | 0 | 0 | 0 | 0.00282 | 0.1485 | 45.3461 | 6.0261 | 228.977 | 0 | 0 | 0 | 0 | 10.3192 | 24.5738 | 0 | 13.568 | 0 | 0.6747 | 9.8554 | 0 | -1 | -4.2 | 9.7914 | 0 | 0 | 16.0111 | 16.0111 | 16.0111 | 16.0111 | 18.6176 | 29.7999 | 1.3368 | 0 | 0 | 0 | 0 | 0 | 0 | 0 | 0 | 0 | 0 | 0 | 0 | 0 | -50 | 0 | 0 | 0 | 6.301 | 0 | -412.24 | 12.7769 | 1.7014 | 64.2243 | 67.8938 | 13.014 | 1005.38 | 24.5109 | 42.6564 | 1.1346 | 0.3248 | 0 | 13.847 | 3.48 | 29.422 | 828.4916 | 279.0739 | -469.53 | 7.8021 | 4.06 | -2.09 | 10.2944 | 3.6858 | 2025-10-11 | 2025_10_11 Hr 23 | 75.89 | 4.1e-05 | -828.4916 | -448.672 | 308.4243 | 790.8799 | 127.8139 | 15.4013 | 34.6442 | 68.6429 | 145.857 | 93.9244 | 22.8901 | 179.1062 | 176.4163 | 0 | 6.0261 | 45.3461 | 228.977 | 0 | 132.1181 | 0
2025_10_11 Hr 24 | 0 | 0 | 0 | 3.8139 | 3.8193 | 3.8193 | 3.8097 | 3.8139 | 3.8139 | 54.2253 | 0 | 0.08 | 83 | 0 | 89.5531 | 89.5531 | 176.4163 | 0 | 0 | 0.046 | 0.0275 | 1.0494 | 0 | 0 | 0 | 0 | 0 | 0.00282 | 0.1485 | 45.3461 | 6.0261 | 228.977 | 0 | 0 | 0 | 0 | 7.7056 | 17.2921 | 0 | 31.4697 | 0 | 0.6747 | 9.8554 | 0 | -1 | -4.2 | 9.7914 | 0 | 0 | 12.5941 | 12.5941 | 12.5941 | 12.5941 | 14.6443 | 30.7476 | 1.3368 | 0 | 0 | 0 | 0 | 0 | 0 | 0 | 0 | 0 | 0 | 0 | 0 | 0 | -50 | 0 | 0 | 0 | 6.301 | 0 | -448.735 | 12.7769 | 1.7014 | 64.2243 | 67.8938 | 25.4496 | 968.8736 | 23.2497 | 40.4615 | 1.1346 | 0.3248 | 0 | 13.847 | 3.48 | 29.422 | 780.6 | 286.2816 | -506.025 | 7.8021 | 4.06 | -2.09 | 9.7647 | 3.4961 | 2025-10-11 | 2025_10_11 Hr 24 | 73.2299 | 8e-06 | -780.6 | -467.2653 | 267.7427 | 790.8799 | 139.1972 | 15.4013 | 34.6442 | 58.7476 | 119.2462 | 89.7489 | 22.8901 | 179.1062 | 176.4163 | 0 | 6.0261 | 45.3461 | 228.977 | 0 | 132.1181 | 0
2025_10_12 Hr 01 | 0 | 0 | 0 | 3.8139 | 3.8193 | 3.8193 | 3.8097 | 3.8139 | 3.8139 | 51.2309 | 0 | 0.08 | 83 | 0 | 89.5531 | 89.5531 | 176.4163 | 0 | 0 | 0.046 | 0.0275 | 1.0494 | 0 | 0 | 0 | 0 | 0 | 0.00282 | 0.1485 | 45.3461 | 6.0261 | 228.977 | 0 | 0 | 0 | 0 | 7.2725 | 15.8624 | 0 | 18.4978 | 0 | 0.6747 | 9.9292 | 0 | -1 | -4.2 | 9.8759 | 0 | 0 | 11.6089 | 11.6089 | 11.6089 | 11.6089 | 13.4987 | 33.8013 | 1.3368 | 0 | 0 | 0 | 0 | 0 | 0 | 0 | 0 | 0 | 0 | 0 | 0 | 0 | -50 | 0 | 0 | 0 | 6.3501 | 0 | -483.9246 | 12.5484 | 1.7014 | 64.2243 | 67.8938 | 49.0194 | 959.1663 | 22.5869 | 39.2888 | 1.1346 | 0.3248 | 0 | 13.847 | 3.48 | 29.422 | 746.9 | 310.4505 | -541.2146 | 7.8312 | 4.06 | -2.09 | 9.4773 | 3.3929 | 2025-10-12 | 2025_10_12 Hr 01 | 72.9785 | 8e-06 | -746.9 | -515.4268 | 255.5807 | 790.8799 | 165.8207 | 15.4013 | 34.6442 | 57.1212 | 111.1653 | 87.2943 | 22.8901 | 179.1062 | 176.4163 | 0 | 6.0261 | 45.3461 | 228.977 | 0 | 132.1181 | 0
2025_10_12 Hr 02 | 0 | 0 | 0 | 3.8139 | 3.8193 | 3.8193 | 3.8097 | 3.8139 | 3.8139 | 49.0125 | 0 | 0.08 | 87 | 0 | 89.5531 | 89.5531 | 176.4163 | 0 | 0 | 0.046 | 0.0275 | 1.0494 | 0 | 0 | 0 | 0 | 0 | 0.00282 | 0.1485 | 45.3461 | 6.0261 | 228.977 | 0 | 0 | 0 | 0 | 6.6019 | 14.013 | 0 | 6.1916 | 0 | 0.6747 | 9.9292 | 0 | -1 | -4.2 | 9.8759 | 0 | 0 | 10.7653 | 10.7653 | 10.7653 | 10.7653 | 12.5178 | 33.8013 | 1.3368 | 0 | 0 | 0 | 0 | 0 | 0 | 0 | 0 | 0 | 0 | 0 | 0 | 0 | -50 | 0 | 0 | 0 | 6.3501 | 0 | -492.8735 | 12.5484 | 1.7014 | 64.2243 | 67.8938 | 58.9968 | 950.0726 | 22.2736 | 38.7438 | 1.1346 | 0.3248 | 0 | 13.847 | 3.48 | 29.422 | 729.4916 | 323.391 | -550.1635 | 7.8312 | 4.06 | -2.09 | 9.3458 | 3.3459 | 2025-10-12 | 2025_10_12 Hr 02 | 71.7376 | 5.4e-05 | -729.4916 | -536.6819 | 245.4501 | 790.8799 | 179.7981 | 15.4013 | 34.6442 | 54.6012 | 104.5916 | 86.2574 | 22.8901 | 179.1062 | 176.4163 | 0 | 6.0261 | 45.3461 | 228.977 | 0 | 132.1181 | 0
2025_10_12 Hr 03 | 0 | 0 | 0 | 3.8139 | 3.8193 | 3.8193 | 3.8097 | 3.8139 | 3.8139 | 48.8775 | 0 | 0.08 | 88 | 0 | 89.5531 | 89.5531 | 176.4163 | 0 | 0 | 0.046 | 0.0275 | 1.0494 | 0 | 0 | 0 | 0 | 0 | 0.00282 | 0.1485 | 45.3461 | 6.0261 | 228.977 | 0 | 0 | 0 | 0 | 6.5611 | 13.9004 | 0 | 0.70294 | -1.2496 | 0.6747 | 9.9292 | 0 | -1 | -4.2 | 9.8759 | 0 | 0 | 10.714 | 10.714 | 10.714 | 10.714 | 12.4581 | 33.8013 | 1.3368 | 0 | 0 | 0 | 0 | 0 | 0 | 0 | 0 | 0 | 0 | 0 | 0 | 0 | -50 | 0 | 0 | 0 | 6.3501 | 0 | -494.2194 | 12.5484 | 1.7014 | 64.2243 | 67.8938 | 54.5142 | 949.5191 | 22.2545 | 38.7106 | 1.1346 | 0.3248 | 0 | 13.847 | 3.48 | 29.422 | 717.3083 | 319.8453 | -551.5094 | 7.8312 | 4.06 | -2.09 | 9.3378 | 3.343 | 2025-10-12 | 2025_10_12 Hr 03 | 71.7376 | 8.6e-06 | -717.3083 | -544.766 | 244.8335 | 790.8799 | 176.3155 | 15.4013 | 34.6442 | 54.4478 | 104.1914 | 86.1942 | 22.8901 | 179.1062 | 176.4163 | 0 | 6.0261 | 45.3461 | 228.977 | 0 | 132.1181 | 0
2025_10_12 Hr 04 | 0 | 0 | 0 | 3.8139 | 3.8193 | 3.8193 | 3.8097 | 3.8139 | 3.8139 | 46.1189 | 0 | 0.08 | 87 | 0 | 89.5531 | 89.5531 | 176.4163 | 0 | 0 | 0.046 | 0.0275 | 1.0494 | 0 | 0 | 0 | 0 | 0 | 0.00282 | 0.1485 | 45.3461 | 6.0261 | 228.977 | 0 | 0 | 0 | 0 | 5.7272 | 11.6007 | 0 | 6.9182 | -0.48006 | 0.6747 | 9.9292 | 0 | -1 | -4.2 | 9.8759 | 0 | 0 | 9.665 | 9.665 | 9.665 | 9.665 | 11.2384 | 40.7511 | 1.3368 | 0 | 0 | 0 | 0 | 0 | 0 | 0 | 0 | 0 | 0 | 0 | 0 | 0 | -50 | 0 | 0 | 0 | 6.3501 | 0 | -490.0888 | 12.5484 | 1.7014 | 64.2243 | 67.8938 | 42.9462 | 938.2113 | 21.8649 | 38.0329 | 1.1346 | 0.3248 | 0 | 13.847 | 3.48 | 29.422 | 710.2083 | 312.9377 | -547.3788 | 7.8312 | 4.06 | -2.09 | 9.1743 | 3.2845 | 2025-10-12 | 2025_10_12 Hr 04 | 72.0458 | 2.17e-05 | -710.2083 | -533.6507 | 232.2363 | 790.8799 | 170.6973 | 15.4013 | 34.6442 | 51.3142 | 96.0172 | 84.9049 | 22.8901 | 179.1062 | 176.4163 | 0 | 6.0261 | 45.3461 | 228.977 | 0 | 132.1181 | 0
2025_10_12 Hr 05 | 0 | 0 | 0 | 3.8139 | 3.8193 | 3.8193 | 3.8097 | 3.8139 | 3.8139 | 49.8034 | 0 | 0.08 | 85 | 0 | 89.5531 | 89.5531 | 176.4163 | 0 | 0 | 0.046 | 0.0275 | 1.0494 | 0 | 0 | 0 | 0 | 0 | 0.00282 | 0.1485 | 45.3461 | 6.0261 | 228.977 | 0 | 0 | 0 | 0 | 6.841 | 14.6723 | 0 | 0 | -12.6736 | 0.6747 | 9.9292 | 0 | -1 | -4.2 | 9.8759 | 0 | 0 | 11.0661 | 11.0661 | 11.0661 | 11.0661 | 12.8675 | 49.7016 | 1.3368 | 0 | 0 | 0 | 0 | 0 | 0 | 0 | 0 | 0 | 0 | 0 | 0 | 0 | -50 | 0 | 0 | 0 | 6.3501 | 0 | -466.8545 | 12.5484 | 1.7014 | 64.2243 | 67.8938 | 36.4392 | 953.3147 | 22.3853 | 38.9381 | 1.1346 | 0.3248 | 0 | 13.847 | 3.48 | 29.422 | 731.6 | 315.1034 | -524.1445 | 7.8312 | 4.06 | -2.09 | 9.3927 | 3.3627 | 2025-10-12 | 2025_10_12 Hr 05 | 74.0571 | 3e-06 | -731.6 | -529.5281 | 249.0619 | 790.8799 | 171.1408 | 15.4013 | 34.6442 | 55.4996 | 106.9352 | 86.627 | 22.8901 | 179.1062 | 176.4163 | 0 | 6.0261 | 45.3461 | 228.977 | 0 | 132.1181 | 0
2025_10_12 Hr 06 | 0 | 0 | 0 | 3.8139 | 3.8193 | 3.8193 | 3.8097 | 3.8139 | 3.8139 | 59.1208 | 0 | 0.08 | 86 | 0 | 89.5531 | 89.5531 | 176.4163 | 0 | 0 | 0.046 | 0.0275 | 1.0494 | 0 | 0 | 0 | 0 | 0 | 0.00282 | 0.1485 | 45.3461 | 6.0261 | 228.977 | 0 | 0 | 0 | 0 | 9.6574 | 22.44 | 0 | 1.4395 | -11.4145 | 0.6747 | 9.9292 | 0 | -1 | -4.2 | 9.8759 | 0 | 0 | 14.6091 | 14.6091 | 14.6091 | 14.6091 | 16.9874 | 49.7016 | 1.3368 | 0 | 0 | 0 | 0 | 0 | 0 | 0 | 0 | 0 | 0 | 0 | 0 | 0 | -50 | 0 | 0 | 0 | 6.3501 | 0 | -462.1801 | 12.5484 | 1.7014 | 64.2243 | 67.8938 | 14.0262 | 991.5082 | 23.7012 | 41.2272 | 1.1346 | 0.3248 | 0 | 13.847 | 3.48 | 29.422 | 760.1083 | 298.0453 | -519.4701 | 7.8312 | 4.06 | -2.09 | 9.9449 | 3.5603 | 2025-10-12 | 2025_10_12 Hr 06 | 75.9711 | 4.2e-05 | -760.1083 | -522.1551 | 291.6103 | 790.8799 | 149.7278 | 15.4013 | 34.6442 | 66.0837 | 134.5447 | 90.9819 | 22.8901 | 179.1062 | 176.4163 | 0 | 6.0261 | 45.3461 | 228.977 | 0 | 132.1181 | 0
2025_10_12 Hr 07 | 0 | 0 | 0 | 3.8139 | 3.8193 | 3.8193 | 3.8097 | 3.8139 | 3.8139 | 65.4095 | 0 | 0.08 | 88 | 0 | 89.5531 | 89.5531 | 173.7529 | 0 | 0 | 0.046 | 0.0275 | 1.0494 | 0 | 0 | 0 | 0 | 0 | 0.00282 | 0.1485 | 45.3461 | 6.0261 | 226.1846 | 0 | 0 | 0 | 0 | 11.5583 | 27.6827 | 0 | 8.9289 | -3.4286 | 0.6747 | 9.9292 | 0 | -1 | -4.2 | 9.8759 | 0 | 0 | 17.0005 | 17.0005 | 17.0005 | 17.0005 | 19.768 | 48.6486 | 1.3368 | 0 | 0 | 0 | 0 | 0 | 0 | 0 | 0 | 0 | 0 | 0 | 0 | 0 | -50 | 0 | 0 | 0 | 6.3501 | 0 | -444.4037 | 12.5484 | 1.7014 | 62.9821 | 66.5807 | 1.0122 | 1009.276 | 24.5894 | 42.7722 | 1.1346 | 0.3248 | 0 | 13.847 | 3.48 | 29.422 | 802 | 288.9176 | -501.6937 | 7.8312 | 4.06 | -2.09 | 10.3176 | 3.6938 | 2025-10-12 | 2025_10_12 Hr 07 | 71.3462 | -6.7e-05 | -802 | -488.9034 | 320.3282 | 782.8688 | 137.6608 | 15.4013 | 34.6442 | 73.2274 | 153.1796 | 93.9213 | 22.8901 | 179.1062 | 173.7529 | 0 | 6.0261 | 45.3461 | 226.1846 | 0 | 129.5628 | 0
2025_10_12 Hr 08 | 2.0713 | 0 | 0 | 3.8139 | 3.8193 | 3.8193 | 3.8097 | 3.8139 | 3.8139 | 77.8712 | 0 | 0.08 | 77 | 0 | 89.5531 | 89.5531 | 173.7529 | 0 | 0 | 0.046 | 0.0275 | 1.0494 | 0 | 0 | 0 | 0 | 0 | 0.00282 | 0.1485 | 45.3461 | 6.0261 | 226.1846 | 0 | 0 | 0 | 0 | 15.3252 | 38.0717 | 0 | 3.8552 | -6.6082 | 0.6747 | 9.9292 | 0 | -1 | -4.2 | 9.8759 | 0 | 0 | 21.7392 | 21.7392 | 21.7392 | 21.7392 | 25.2782 | 44.6472 | 1.3368 | 0 | 0 | 0 | 0 | 0 | 0 | 0 | 0 | 0 | 0 | 0 | 0 | 0 | -50 | 0 | 0 | 0 | 6.3501 | 0 | -422.9441 | 12.5484 | 1.7014 | 62.9821 | 66.5807 | 0 | 1060.359 | 26.3495 | 45.8338 | 1.1346 | 0.3248 | -2.0713 | 13.847 | 3.48 | 29.422 | 856.1 | 280.7999 | -482.3054 | 7.8312 | 4.06 | -2.09 | 11.0561 | 3.9582 | 2025-10-12 | 2025_10_12 Hr 08 | 73.4548 | -9.5e-05 | -856.1 | -475.6971 | 377.2356 | 782.8688 | 121.6472 | 15.4013 | 34.6442 | 87.3832 | 190.1064 | 99.7459 | 22.8901 | 179.1062 | 173.7529 | 0 | 6.0261 | 45.3461 | 226.1846 | 0 | 129.5628 | 0
2025_10_12 Hr 09 | 13.4673 | 0.00018 | 0.005076 | 3.8139 | 3.8193 | 3.8193 | 3.8097 | 3.8139 | 3.8139 | 86.2819 | 0 | 0.08 | 34 | 0 | 89.5531 | 89.5531 | 173.7529 | 0 | 0 | 0.046 | 0.0275 | 1.0494 | 0 | 0 | 0 | 0 | 0 | 0.00282 | 0.1485 | 45.3461 | 6.0261 | 226.1846 | 0 | 0 | 0 | 0 | 17.8676 | 45.0835 | 0 | 0.96527 | -7.4086 | 0.6747 | 9.9292 | 0 | -1 | -4.2 | 9.8759 | 0 | 0 | 24.9375 | 24.9375 | 24.9375 | 24.9375 | 28.9971 | 46.6479 | 1.3368 | 0 | 0 | 0 | 0 | 0 | 0 | 0 | 0 | 0 | 0 | 0 | 0 | 0 | -50 | 0 | 0 | 0 | 6.3501 | 0 | -386.0761 | 12.5484 | 1.7014 | 62.9821 | 66.5807 | 0 | 1094.84 | 27.5375 | 47.9001 | 1.1346 | 0.3248 | -13.4673 | 13.847 | 3.48 | 29.422 | 886.6917 | 255.128 | -456.8334 | 7.8312 | 4.06 | -2.09 | 11.5545 | 4.1366 | 2025-10-12 | 2025_10_12 Hr 09 | 74.5416 | -0.0001143 | -886.6917 | -442.5195 | 415.6436 | 782.8688 | 80.6532 | 15.4013 | 34.6442 | 96.9374 | 215.0292 | 103.677 | 22.8901 | 179.1062 | 173.7529 | 0 | 6.0261 | 45.3461 | 226.1846 | 0 | 129.5628 | 0
2025_10_12 Hr 10 | 16.9813 | 0.000825 | 0.023265 | 3.8139 | 3.8193 | 3.8193 | 3.8097 | 3.8139 | 3.8139 | 84.9702 | 0 | 0.08 | 24 | 0 | 89.5531 | 89.5531 | 173.7529 | 0 | 0 | 0.046 | 0.0275 | 1.0494 | 0 | 0 | 0 | 0 | 0 | 0.00282 | 0.1485 | 45.3461 | 6.0261 | 226.1846 | 0 | 0 | 0 | 0 | 17.471 | 43.9899 | 0 | 0 | -7.5004 | 0.6747 | 9.9292 | 0 | -1 | -4.2 | 9.8759 | 0 | 0 | 24.4387 | 24.4387 | 24.4387 | 24.4387 | 28.4171 | 46.6479 | 1.3368 | 0 | 0 | 0 | 0 | 0 | 0 | 0 | 0 | 0 | 0 | 0 | 0 | 0 | -50 | 0 | 0 | 0 | 6.3501 | 0 | -345.5554 | 12.5484 | 1.7014 | 62.9821 | 66.5807 | 2.0244 | 1089.482 | 27.3522 | 47.5778 | 1.1346 | 0.3248 | -16.9813 | 13.847 | 3.48 | 29.422 | 912.2083 | 250.0539 | -419.8267 | 7.8312 | 4.06 | -2.09 | 11.4768 | 4.1088 | 2025-10-12 | 2025_10_12 Hr 10 | 75.166 | -7.3e-05 | -912.2083 | -403.0558 | 409.6533 | 782.8688 | 72.6964 | 15.4013 | 34.6442 | 95.4473 | 211.1422 | 103.0639 | 22.8901 | 179.1062 | 173.7529 | 0 | 6.0261 | 45.3461 | 226.1846 | 0 | 129.5628 | 0
2025_10_12 Hr 11 | 17.5684 | 0.00441 | 0.12436 | 3.8139 | 3.8193 | 3.8193 | 3.8097 | 3.8139 | 3.8139 | 83.3883 | 0 | 0.08 | 25 | 0 | 89.5531 | 89.5531 | 173.7529 | 0 | 0 | 0.046 | 0.0275 | 1.0494 | 0 | 0 | 0 | 0 | 0 | 0.00282 | 0.1485 | 45.3461 | 6.0261 | 226.1846 | 0 | 0 | 0 | 0 | 16.9929 | 42.6712 | 0 | 0.22052 | -8.8801 | 0.6747 | 9.9292 | 0 | -1 | -4.2 | 9.8759 | 0 | 0 | 23.8372 | 23.8372 | 23.8372 | 23.8372 | 27.7177 | 38.7504 | 1.3368 | 0 | 0 | 0 | 0 | 0 | 0 | 0 | 0 | 0 | 0 | 0 | 0 | 0 | -50 | 0 | 0 | 0 | 6.3501 | 0 | -331.822 | 12.5484 | 1.7014 | 62.9821 | 66.5807 | 2.4582 | 1083.099 | 27.1288 | 47.1892 | 1.1346 | 0.3248 | -17.5684 | 13.847 | 3.48 | 29.422 | 911.2 | 243.4415 | -406.6804 | 7.8312 | 4.06 | -2.09 | 11.383 | 4.0752 | 2025-10-12 | 2025_10_12 Hr 11 | 76.5285 | -9.31e-05 | -911.2 | -390.4816 | 402.4298 | 782.8688 | 66.3374 | 15.4013 | 34.6442 | 93.6504 | 206.4549 | 102.3246 | 22.8901 | 179.1062 | 173.7529 | 0 | 6.0261 | 45.3461 | 226.1846 | 0 | 129.5628 | 0
2025_10_12 Hr 12 | 14.5088 | 0.005715 | 0.16116 | 3.8139 | 3.8193 | 3.8193 | 3.8097 | 3.8139 | 3.8139 | 82.7325 | 0 | 0.08 | 25 | 0 | 89.5531 | 89.5531 | 173.7529 | 0 | 0 | 0.046 | 0.0275 | 1.0494 | 0 | 0 | 0 | 0 | 0 | 0.00282 | 0.1485 | 45.3461 | 6.0261 | 226.1846 | 0 | 0 | 0 | 0 | 16.7946 | 42.1244 | 0 | 0 | -5.8979 | 0.6747 | 9.9292 | 0 | -1 | -4.2 | 9.8759 | 0 | 0 | 23.5878 | 23.5878 | 23.5878 | 23.5878 | 27.4277 | 33.8013 | 1.3368 | 0 | 0 | 0 | 0 | 0 | 0 | 0 | 0 | 0 | 0 | 0 | 0 | 0 | -50 | 0 | 0 | 0 | 6.3501 | 0 | -319.5615 | 12.5484 | 1.7014 | 62.9821 | 66.5807 | 0.4338 | 1080.447 | 27.0361 | 47.0281 | 1.1346 | 0.3248 | -14.5088 | 13.847 | 3.48 | 29.422 | 916.2917 | 233.1031 | -391.3603 | 7.8312 | 4.06 | -2.09 | 11.3442 | 4.0613 | 2025-10-12 | 2025_10_12 Hr 12 | 74.6876 | -0.00014 | -916.2917 | -375.4594 | 399.4347 | 782.8688 | 59.402 | 15.4013 | 34.6442 | 92.9053 | 204.5113 | 102.018 | 22.8901 | 179.1062 | 173.7529 | 0 | 6.0261 | 45.3461 | 226.1846 | 0 | 129.5628 | 0
2025_10_12 Hr 13 | 14.5088 | 0.003735 | 0.10533 | 3.8139 | 3.8193 | 3.8193 | 3.8097 | 3.8139 | 3.8139 | 82.0766 | 0 | 0.08 | 28 | 0 | 89.5531 | 89.5531 | 173.7529 | 0 | 0 | 0.046 | 0.0275 | 1.0494 | 0 | 0 | 0 | 0 | 0 | 0.00282 | 0.1485 | 45.3461 | 6.0261 | 226.1846 | 0 | 0 | 0 | 0 | 16.5964 | 41.5776 | 0 | 0 | -6.3637 | 0.6747 | 9.9292 | 0 | -1 | -4.2 | 9.8759 | 0 | 0 | 23.3384 | 23.3384 | 23.3384 | 23.3384 | 27.1377 | 30.7476 | 1.3368 | 0 | 0 | 0 | 0 | 0 | 0 | 0 | 0 | 0 | 0 | 0 | 0 | 0 | -50 | 0 | 0 | 0 | 6.3501 | 0 | -307.4508 | 12.5484 | 1.7014 | 62.9821 | 66.5807 | 1.0122 | 1077.702 | 26.9435 | 46.8669 | 1.1346 | 0.3248 | -14.5088 | 13.847 | 3.48 | 29.422 | 925.4083 | 233.3193 | -379.2496 | 7.8312 | 4.06 | -2.09 | 11.3053 | 4.0474 | 2025-10-12 | 2025_10_12 Hr 13 | 75.9286 | -1.5e-05 | -925.4083 | -363.8145 | 396.4396 | 782.8688 | 59.8689 | 15.4013 | 34.6442 | 92.1603 | 202.5678 | 101.7115 | 22.8901 | 179.1062 | 173.7529 | 0 | 6.0261 | 45.3461 | 226.1846 | 0 | 129.5628 | 0
2025_10_12 Hr 14 | 13.9914 | 0.007995 | 0.22546 | 3.8139 | 3.8193 | 3.8193 | 3.8097 | 3.8139 | 3.8139 | 79.5881 | 0 | 0.08 | 36 | 0 | 89.5531 | 89.5531 | 173.7529 | 0 | 0 | 0.046 | 0.0275 | 1.0494 | 0 | 0 | 0 | 0 | 0 | 0.00282 | 0.1485 | 45.3461 | 6.0261 | 226.1846 | 0 | 0 | 0 | 0 | 15.8442 | 39.503 | 0 | 0.047612 | -3.6113 | 0.6747 | 9.9292 | 0 | -1 | -4.2 | 9.8759 | 0 | 0 | 22.3921 | 22.3921 | 22.3921 | 22.3921 | 26.0373 | 30.7476 | 1.3368 | 0 | 0 | 0 | 0 | 0 | 0 | 0 | 0 | 0 | 0 | 0 | 0 | 0 | -50 | 0 | 0 | 0 | 6.3501 | 0 | -292.1329 | 12.5484 | 1.7014 | 62.9821 | 66.5807 | 0.4338 | 1067.622 | 26.592 | 46.2555 | 1.1346 | 0.3248 | -13.9914 | 13.847 | 3.48 | 29.422 | 939.7083 | 239.0646 | -363.4142 | 7.8312 | 4.06 | -2.09 | 11.1578 | 3.9946 | 2025-10-12 | 2025_10_12 Hr 14 | 74.5012 | -6.156e-05 | -939.7083 | -345.6966 | 385.0757 | 782.8688 | 67.4149 | 15.4013 | 34.6442 | 89.3335 | 195.1939 | 100.5483 | 22.8901 | 179.1062 | 173.7529 | 0 | 6.0261 | 45.3461 | 226.1846 | 0 | 129.5628 | 0
2025_10_12 Hr 15 | 13.9914 | 0.00318 | 0.089676 | 3.8139 | 3.8193 | 3.8193 | 3.8097 | 3.8139 | 3.8139 | 79.7038 | 0 | 0.08 | 40 | 0 | 89.5531 | 89.5531 | 173.7529 | 0 | 0 | 0.046 | 0.0275 | 1.0494 | 0 | 0 | 0 | 0 | 0 | 0.00282 | 0.1485 | 45.1502 | 6.0261 | 226.1846 | 0 | 0 | 0 | 0 | 15.8791 | 39.5995 | 0 | 4.3169 | -8.1589 | 0.6747 | 9.9292 | 0 | -1 | -4.2 | 9.8759 | 0 | 0 | 22.4361 | 22.4361 | 22.4361 | 22.4361 | 26.0885 | 29.7999 | 1.3368 | 0 | 0 | 0 | 0 | 0 | 0 | 0 | 0 | 0 | 0 | 0 | 0 | 0 | -50 | 0 | 0 | 0 | 6.3501 | 0 | -289.5858 | 12.5484 | 1.7014 | 62.9821 | 66.5807 | 1.0122 | 1067.765 | 26.6084 | 46.284 | 1.1346 | 0.3248 | -13.9914 | 13.847 | 3.48 | 29.422 | 945.8 | 242.7446 | -360.8672 | 7.8312 | 4.06 | -2.09 | 11.1647 | 3.997 | 2025-10-12 | 2025_10_12 Hr 15 | 73.2442 | -7.6e-05 | -945.8 | -343.4278 | 385.6043 | 782.6729 | 70.905 | 15.4013 | 34.6442 | 89.465 | 195.5369 | 100.6024 | 22.8901 | 179.1062 | 173.7529 | 0 | 6.0261 | 45.1502 | 226.1846 | 0 | 129.5628 | 0
2025_10_12 Hr 16 | 15.5369 | 0.003495 | 0.098559 | 3.8139 | 3.8193 | 3.8193 | 3.8097 | 3.8139 | 3.8139 | 78.6621 | 0 | 0.08 | 42 | 0 | 89.5531 | 89.5531 | 173.7529 | 0 | 0 | 0.046 | 0.0275 | 1.0494 | 0 | 0 | 0 | 0 | 0 | 0.00282 | 0.1485 | 42.9973 | 6.0261 | 226.1846 | 0 | 0 | 0 | 0 | 15.5643 | 38.7311 | 0 | 3.1152 | -2.9771 | 0.6747 | 9.9292 | 0 | -1 | -4.2 | 9.8759 | 0 | 0 | 22.04 | 22.04 | 22.04 | 22.04 | 25.6279 | 26.8515 | 1.3368 | 0 | 0 | 0 | 0 | 0 | 0 | 0 | 0 | 0 | 0 | 0 | 0 | 0 | -50 | 0 | 0 | 0 | 6.3501 | 0 | -264.2335 | 12.5484 | 1.7014 | 62.9821 | 66.5807 | 1.0122 | 1061.35 | 26.4612 | 46.0281 | 1.1346 | 0.3248 | -15.5369 | 13.847 | 3.48 | 29.422 | 967.2833 | 242.8552 | -337.0604 | 7.8312 | 4.06 | -2.09 | 11.1029 | 3.9749 | 2025-10-12 | 2025_10_12 Hr 16 | 71.1761 | -4.8e-05 | -967.2833 | -314.0954 | 380.8473 | 780.52 | 69.9658 | 15.4013 | 34.6442 | 88.2817 | 192.4501 | 100.1156 | 22.8901 | 179.1062 | 173.7529 | 0 | 6.0261 | 42.9973 | 226.1846 | 0 | 129.5628 | 0
2025_10_12 Hr 17 | 9.3281 | 0.005265 | 0.14847 | 3.8139 | 3.8193 | 3.8193 | 3.8097 | 3.8139 | 3.8139 | 83.1183 | 0 | 0.08 | 32 | 0 | 89.5531 | 89.5531 | 173.7529 | 0 | 0 | 0.046 | 0.0275 | 1.0494 | 0 | 0 | 0 | 0 | 0 | 0.00282 | 0.1485 | 44.9548 | 6.0261 | 226.1846 | 0 | 0 | 0 | 0 | 16.9112 | 42.446 | 0 | 0.1097 | -5.8617 | 0.6747 | 9.9292 | 0 | -1 | -4.2 | 9.8759 | 0 | 0 | 23.7345 | 23.7345 | 23.7345 | 23.7345 | 27.5983 | 23.7978 | 1.3368 | 0 | 0 | 0 | 0 | 0 | 0 | 0 | 0 | 0 | 0 | 0 | 0 | 0 | -50 | 0 | 0 | 0 | 6.3501 | 0 | -248.2519 | 12.5484 | 1.7014 | 62.9821 | 66.5807 | 2.0244 | 1081.624 | 27.0906 | 47.1228 | 1.1346 | 0.3248 | -9.3281 | 13.847 | 3.48 | 29.422 | 987.6917 | 226.6895 | -314.87 | 7.8312 | 4.06 | -2.09 | 11.367 | 4.0695 | 2025-10-12 | 2025_10_12 Hr 17 | 77.8423 | -0.0001419 | -987.6917 | -304.0039 | 401.1965 | 782.4775 | 57.9759 | 15.4013 | 34.6442 | 93.3436 | 205.6546 | 102.1983 | 22.8901 | 179.1062 | 173.7529 | 0 | 6.0261 | 44.9548 | 226.1846 | 0 | 129.5628 | 0
2025_10_12 Hr 18 | 1.5472 | 0.003315 | 0.093483 | 3.8139 | 3.8193 | 3.8193 | 3.8097 | 3.8139 | 3.8139 | 85.626 | 0 | 0.08 | 30 | 0 | 89.5531 | 89.5531 | 173.7529 | 0 | 0 | 0.046 | 0.0275 | 1.0494 | 0 | 0 | 0 | 0 | 0 | 0.00282 | 0.1485 | 45.3461 | 6.0261 | 226.1846 | 0 | 0 | 0 | 0 | 17.6693 | 44.5367 | 0 | 2.6025 | -7.0317 | 0.6747 | 9.9292 | 0 | -1 | -4.2 | 9.8759 | 0 | 0 | 24.6881 | 24.6881 | 24.6881 | 24.6881 | 28.7071 | 23.7978 | 1.3368 | 0 | 0 | 0 | 0 | 0 | 0 | 0 | 0 | 0 | 0 | 0 | 0 | 0 | -50 | 0 | 0 | 0 | 6.3501 | 0 | -227.1781 | 12.5484 | 1.7014 | 62.9821 | 66.5807 | 2.4582 | 1092.24 | 27.4448 | 47.739 | 1.1346 | 0.3248 | -1.5472 | 13.847 | 3.48 | 29.422 | 1020.308 | 218.5125 | -286.0153 | 7.8312 | 4.06 | -2.09 | 11.5157 | 4.1227 | 2025-10-12 | 2025_10_12 Hr 18 | 83.0246 | 0.000249 | -1020.308 | -281.6073 | 412.6485 | 782.8688 | 56.3528 | 15.4013 | 34.6442 | 96.1923 | 213.0857 | 103.3705 | 22.8901 | 179.1062 | 173.7529 | 0 | 6.0261 | 45.3461 | 226.1846 | 0 | 129.5628 | 0
2025_10_12 Hr 19 | 0 | 0.001335 | 0.037647 | 3.8139 | 3.8193 | 3.8193 | 3.8097 | 3.8139 | 3.8139 | 92.4356 | 0 | 0.08 | 23 | 0 | 89.5531 | 89.5531 | 173.7529 | 0 | 0 | 0.046 | 0.0275 | 1.0494 | 0 | 0 | 0 | 0 | 0 | 0.00282 | 0.1485 | 45.3461 | 6.0261 | 226.1846 | 0 | 0 | 0 | 0 | 19.7277 | 50.2137 | 0 | 0 | -14.3397 | 0.6747 | 9.9292 | 0 | -1 | -4.2 | 9.8759 | 0 | 0 | 27.2776 | 27.2776 | 27.2776 | 27.2776 | 31.7181 | 23.7978 | 1.3368 | 0 | 0 | 0 | 0 | 0 | 0 | 0 | 0 | 0 | 0 | 0 | 0 | 0 | -50 | 0 | 0 | 0 | 6.3501 | 0 | -238.1634 | 12.5484 | 1.7014 | 62.9821 | 66.5807 | 6.507 | 1120.098 | 28.4066 | 49.4119 | 1.1346 | 0.3248 | 0 | 13.847 | 3.48 | 29.422 | 1027.5 | 217.1949 | -295.4534 | 7.8312 | 4.06 | -2.09 | 11.9192 | 4.2672 | 2025-10-12 | 2025_10_12 Hr 19 | 81.5162 | -7.9e-05 | -1027.5 | -302.5031 | 443.7449 | 782.8688 | 53.3438 | 15.4013 | 34.6442 | 103.9277 | 233.264 | 106.5533 | 22.8901 | 179.1062 | 173.7529 | 0 | 6.0261 | 45.3461 | 226.1846 | 0 | 129.5628 | 0
2025_10_12 Hr 20 | 0 | 0.000675 | 0.019035 | 3.8139 | 3.8193 | 3.8193 | 3.8097 | 3.8139 | 3.8139 | 94.6733 | 0 | 0.08 | 15 | 0 | 89.5531 | 89.5531 | 173.7529 | 0 | 0 | 0.046 | 0.0275 | 1.0494 | 0 | 0 | 0 | 0 | 0 | 0.00282 | 0.1485 | 45.3461 | 6.0261 | 226.1846 | 0 | 0 | 0 | 0 | 20.4041 | 52.0792 | 0 | 0 | -15.596 | 0.6747 | 9.9292 | 0 | -1 | -4.2 | 9.8759 | 0 | 0 | 28.1285 | 28.1285 | 28.1285 | 28.1285 | 32.7075 | 27.7992 | 1.3368 | 0 | 0 | 0 | 0 | 0 | 0 | 0 | 0 | 0 | 0 | 0 | 0 | 0 | -50 | 0 | 0 | 0 | 6.3501 | 0 | -249.2956 | 12.5484 | 1.7014 | 62.9821 | 66.5807 | 5.4948 | 1129.252 | 28.7227 | 49.9617 | 1.1346 | 0.3248 | 0 | 13.847 | 3.48 | 29.422 | 1020.3 | 213.2294 | -306.5856 | 7.8312 | 4.06 | -2.09 | 12.0518 | 4.3146 | 2025-10-12 | 2025_10_12 Hr 20 | 75.9365 | -8.4e-05 | -1020.3 | -314.8917 | 453.9636 | 782.8688 | 48.3137 | 15.4013 | 34.6442 | 106.4696 | 239.8948 | 107.5992 | 22.8901 | 179.1062 | 173.7529 | 0 | 6.0261 | 45.3461 | 226.1846 | 0 | 129.5628 | 0
2025_10_12 Hr 21 | 0 | 4.5e-05 | 0.001269 | 3.8139 | 3.8193 | 3.8193 | 3.8097 | 3.8139 | 3.8139 | 85.2209 | 0 | 0.08 | 13 | 0 | 89.5531 | 89.5531 | 173.7529 | 0 | 0 | 0.046 | 0.0275 | 1.0494 | 0 | 0 | 0 | 0 | 0 | 0.00282 | 0.1485 | 45.3461 | 6.0261 | 226.1846 | 0 | 0 | 0 | 0 | 17.5468 | 44.199 | 0 | 0 | -9.8517 | 0.6747 | 9.9292 | 0 | -1 | -4.2 | 9.8759 | 0 | 0 | 24.5341 | 24.5341 | 24.5341 | 24.5341 | 28.528 | 33.8013 | 1.3368 | 0 | 0 | 0 | 0 | 0 | 0 | 0 | 0 | 0 | 0 | 0 | 0 | 0 | -50 | 0 | 0 | 0 | 6.3501 | 0 | -259.7548 | 12.5484 | 1.7014 | 62.9821 | 66.5807 | 4.4826 | 1090.488 | 27.3876 | 47.6394 | 1.1346 | 0.3248 | 0 | 13.847 | 3.48 | 29.422 | 975.3917 | 211.8006 | -317.0448 | 7.8312 | 4.06 | -2.09 | 11.4916 | 4.1141 | 2025-10-12 | 2025_10_12 Hr 21 | 73.7955 | -0.000103 | -975.3917 | -319.6065 | 410.7986 | 782.8688 | 51.2852 | 15.4013 | 34.6442 | 95.7321 | 211.8853 | 103.1811 | 22.8901 | 179.1062 | 173.7529 | 0 | 6.0261 | 45.3461 | 226.1846 | 0 | 129.5628 | 0
2025_10_12 Hr 22 | 0 | 0 | 0 | 3.8139 | 3.8193 | 3.8193 | 3.8097 | 3.8139 | 3.8139 | 76.5595 | 0 | 0.08 | 19 | 0 | 89.5531 | 89.5531 | 173.7529 | 0 | 0 | 0.046 | 0.0275 | 1.0494 | 0 | 0 | 0 | 0 | 0 | 0.00282 | 0.1485 | 45.3461 | 6.0261 | 226.1846 | 0 | 0 | 0 | 0 | 14.9287 | 36.9781 | 0 | 2.4747 | -2.36 | 0.6747 | 9.9292 | 0 | -1 | -4.2 | 9.8759 | 0 | 0 | 21.2404 | 21.2404 | 21.2404 | 21.2404 | 24.6982 | 38.7504 | 1.3368 | 0 | 0 | 0 | 0 | 0 | 0 | 0 | 0 | 0 | 0 | 0 | 0 | 0 | -50 | 0 | 0 | 0 | 6.3501 | 0 | -300.2952 | 12.5484 | 1.7014 | 62.9821 | 66.5807 | 3.4704 | 1054.981 | 26.1643 | 45.5115 | 1.1346 | 0.3248 | 0 | 13.847 | 3.48 | 29.422 | 915.2 | 217.6891 | -357.5852 | 7.8312 | 4.06 | -2.09 | 10.9783 | 3.9303 | 2025-10-12 | 2025_10_12 Hr 22 | 70.6001 | -7e-05 | -915.2 | -350.1805 | 371.2453 | 782.8688 | 61.2208 | 15.4013 | 34.6442 | 85.8932 | 186.2194 | 99.1328 | 22.8901 | 179.1062 | 173.7529 | 0 | 6.0261 | 45.3461 | 226.1846 | 0 | 129.5628 | 0
2025_10_12 Hr 23 | 0 | 0 | 0 | 3.8139 | 3.8193 | 3.8193 | 3.8097 | 3.8139 | 3.8139 | 63.5769 | 0 | 0.08 | 19 | 0 | 89.5531 | 89.5531 | 176.4163 | 0 | 0 | 0.046 | 0.0275 | 1.0494 | 0 | 0 | 0 | 0 | 0 | 0.00282 | 0.1485 | 45.3461 | 6.0261 | 228.977 | 0 | 0 | 0 | 0 | 11.0044 | 26.1549 | 0 | 5.8606 | 0 | 0.6747 | 9.9292 | 0 | -1 | -4.2 | 9.8759 | 0 | 0 | 16.3036 | 16.3036 | 16.3036 | 16.3036 | 18.9577 | 38.7504 | 1.3368 | 0 | 0 | 0 | 0 | 0 | 0 | 0 | 0 | 0 | 0 | 0 | 0 | 0 | -50 | 0 | 0 | 0 | 6.3501 | 0 | -328.1823 | 12.5484 | 1.7014 | 64.2243 | 67.8938 | 5.4948 | 1009.775 | 24.3306 | 42.3219 | 1.1346 | 0.3248 | 0 | 13.847 | 3.48 | 29.422 | 843.8083 | 213.6455 | -385.4723 | 7.8312 | 4.06 | -2.09 | 10.2089 | 3.6549 | 2025-10-12 | 2025_10_12 Hr 23 | 77.1308 | 2.4e-05 | -843.8083 | -372.3217 | 311.9595 | 790.8799 | 63.2452 | 15.4013 | 34.6442 | 71.1456 | 147.7491 | 93.0647 | 22.8901 | 179.1062 | 176.4163 | 0 | 6.0261 | 45.3461 | 228.977 | 0 | 132.1181 | 0
2025_10_12 Hr 24 | 0 | 0 | 0 | 3.8139 | 3.8193 | 3.8193 | 3.8097 | 3.8139 | 3.8139 | 52.9478 | 0 | 0.08 | 8 | 0 | 89.5531 | 89.5531 | 176.4163 | 0 | 0 | 0.046 | 0.0275 | 1.0494 | 0 | 0 | 0 | 0 | 0 | 0.00282 | 0.1485 | 45.3461 | 6.0261 | 228.977 | 0 | 0 | 0 | 0 | 7.7914 | 17.2937 | 0 | 9.1053 | 0 | 0.6747 | 9.9292 | 0 | -1 | -4.2 | 9.8759 | 0 | 0 | 12.2618 | 12.2618 | 12.2618 | 12.2618 | 14.2579 | 38.7504 | 1.3368 | 0 | 0 | 0 | 0 | 0 | 0 | 0 | 0 | 0 | 0 | 0 | 0 | 0 | -50 | 0 | 0 | 0 | 6.3501 | 0 | -329.3915 | 12.5484 | 1.7014 | 64.2243 | 67.8938 | 10.9896 | 966.204 | 22.8294 | 39.7106 | 1.1346 | 0.3248 | 0 | 13.847 | 3.48 | 29.422 | 791.8 | 203.1722 | -386.6815 | 7.8312 | 4.06 | -2.09 | 9.579 | 3.4294 | 2025-10-12 | 2025_10_12 Hr 24 | 76.0197 | -1e-05 | -791.8 | -370.2862 | 263.4209 | 790.8799 | 57.74 | 15.4013 | 34.6442 | 59.0715 | 116.2527 | 88.0967 | 22.8901 | 179.1062 | 176.4163 | 0 | 6.0261 | 45.3461 | 228.977 | 0 | 132.1181 | 0
2025_10_13 Hr 01 | 0 | 0 | 0 | 3.8139 | 3.8193 | 3.8193 | 3.8097 | 3.8139 | 3.8139 | 43.1815 | 0 | 0.08 | 7 | 0 | 89.5531 | 89.5531 | 176.4163 | 0 | 0 | 0.046 | 0.0275 | 1.0494 | 0 | 0 | 0 | 0 | 0 | 0.00282 | 0.1485 | 45.3461 | 6.0261 | 228.977 | 0 | 0 | 0 | 0 | 4.5184 | 8.2426 | 0 | 14.9842 | 0 | 0.6747 | 10.003 | 0 | -1 | -4.2 | 9.9603 | 0 | 0 | 8.3204 | 8.3204 | 8.3204 | 8.3204 | 9.6749 | 41.6988 | 1.3368 | 0 | 0 | 0 | 0 | 0 | 0 | 0 | 0 | 0 | 0 | 0 | 0 | 0 | -50 | 0 | 0 | 0 | 6.3991 | 0 | -329.2186 | 12.9398 | 1.7014 | 64.2243 | 67.8938 | 12.0018 | 924.0016 | 21.962 | 38.1831 | 1.1346 | 0.3248 | 0 | 13.847 | 3.48 | 29.422 | 756.1 | 203.6229 | -386.5086 | 7.8604 | 4.06 | -2.09 | 9.2063 | 3.2956 | 2025-10-13 | 2025_10_13 Hr 01 | 73.6238 | 4e-06 | -756.1 | -364.2344 | 218.7085 | 790.8799 | 60.7006 | 15.4013 | 34.6442 | 46.9838 | 86.1379 | 85.5868 | 22.8901 | 179.1062 | 176.4163 | 0 | 6.0261 | 45.3461 | 228.977 | 0 | 132.1181 | 0
2025_10_13 Hr 02 | 0 | 0 | 0 | 3.8139 | 3.8193 | 3.8193 | 3.8097 | 3.8139 | 3.8139 | 39.3974 | 0 | 0.08 | 7 | 0 | 89.5531 | 89.5531 | 176.4163 | 0 | 0 | 0.046 | 0.0275 | 1.0494 | 0 | 0 | 0 | 0 | 0 | 0.00282 | 0.1485 | 45.3461 | 6.0261 | 228.977 | 0 | 0 | 0 | 0 | 3.3992 | 5.1573 | 0 | 37.2169 | 0 | 0.6747 | 10.003 | 0 | -1 | -4.2 | 9.9603 | 0 | 0 | 6.8841 | 6.8841 | 6.8841 | 6.8841 | 8.0047 | 46.6479 | 1.3368 | 0 | 0 | 0 | 0 | 0 | 0 | 0 | 0 | 0 | 0 | 0 | 0 | 0 | -50 | 0 | 0 | 0 | 6.3991 | 0 | -356.0505 | 12.9398 | 1.7014 | 64.2243 | 67.8938 | 11.4234 | 908.5975 | 21.4251 | 37.2497 | 1.1346 | 0.3248 | 0 | 13.847 | 3.48 | 29.422 | 738.6917 | 206.2177 | -413.3405 | 7.8604 | 4.06 | -2.09 | 8.9812 | 3.2151 | 2025-10-13 | 2025_10_13 Hr 02 | 71.0576 | -3.1e-05 | -738.6917 | -368.8336 | 201.5286 | 790.8799 | 65.0713 | 15.4013 | 34.6442 | 42.7792 | 74.9385 | 83.8109 | 22.8901 | 179.1062 | 176.4163 | 0 | 6.0261 | 45.3461 | 228.977 | 0 | 132.1181 | 0
2025_10_13 Hr 03 | 0 | 0 | 0 | 3.8139 | 3.8193 | 3.8193 | 3.8097 | 3.8139 | 3.8139 | 41.4911 | 0 | 0.08 | 4 | 0 | 89.5531 | 89.5531 | 176.4163 | 0 | 0 | 0.046 | 0.0275 | 1.0494 | 0 | 0 | 0 | 0 | 0 | 0.00282 | 0.1485 | 45.3461 | 6.0261 | 228.977 | 0 | 0 | 0 | 0 | 4.0184 | 6.8644 | 0 | 13.5117 | 0 | 0.6747 | 10.003 | 0 | -1 | -4.2 | 9.9603 | 0 | 0 | 7.6788 | 7.6788 | 7.6788 | 7.6788 | 8.9288 | 41.6988 | 1.3368 | 0 | 0 | 0 | 0 | 0 | 0 | 0 | 0 | 0 | 0 | 0 | 0 | 0 | -50 | 0 | 0 | 0 | 6.3991 | 0 | -356.0518 | 12.9398 | 1.7014 | 64.2243 | 67.8938 | 29.4984 | 917.1206 | 21.7221 | 37.7662 | 1.1346 | 0.3248 | 0 | 13.847 | 3.48 | 29.422 | 734.6166 | 217.3262 | -413.3418 | 7.8604 | 4.06 | -2.09 | 9.1057 | 3.2596 | 2025-10-13 | 2025_10_13 Hr 03 | 72.3795 | 7e-05 | -734.6166 | -392.5401 | 211.0342 | 790.8799 | 75.1972 | 15.4013 | 34.6442 | 45.1057 | 81.1351 | 84.7935 | 22.8901 | 179.1062 | 176.4163 | 0 | 6.0261 | 45.3461 | 228.977 | 0 | 132.1181 | 0
2025_10_13 Hr 04 | 0 | 0 | 0 | 3.8139 | 3.8193 | 3.8193 | 3.8097 | 3.8139 | 3.8139 | 42.9125 | 0 | 0.08 | 2 | 0 | 89.5531 | 89.5531 | 176.4163 | 0 | 0 | 0.046 | 0.0275 | 1.0494 | 0 | 0 | 0 | 0 | 0 | 0.00282 | 0.1485 | 45.3461 | 6.0261 | 228.977 | 0 | 0 | 0 | 0 | 4.4389 | 8.0234 | 0 | 19.1851 | 0 | 0.6747 | 10.003 | 0 | -1 | -4.2 | 9.9603 | 0 | 0 | 8.2183 | 8.2183 | 8.2183 | 8.2183 | 9.5562 | 41.6988 | 1.3368 | 0 | 0 | 0 | 0 | 0 | 0 | 0 | 0 | 0 | 0 | 0 | 0 | 0 | -50 | 0 | 0 | 0 | 6.3991 | 0 | -347.8464 | 12.9398 | 1.7014 | 64.2243 | 67.8938 | 25.4496 | 922.9069 | 21.9238 | 38.1168 | 1.1346 | 0.3248 | 0 | 13.847 | 3.48 | 29.422 | 748.9 | 211.9445 | -405.1364 | 7.8604 | 4.06 | -2.09 | 9.1903 | 3.2899 | 2025-10-13 | 2025_10_13 Hr 04 | 73.2959 | 1e-06 | -748.9 | -378.6613 | 217.4876 | 790.8799 | 69.1484 | 15.4013 | 34.6442 | 46.685 | 85.342 | 85.4606 | 22.8901 | 179.1062 | 176.4163 | 0 | 6.0261 | 45.3461 | 228.977 | 0 | 132.1181 | 0
2025_10_13 Hr 05 | 0 | 0 | 0 | 3.8139 | 3.8193 | 3.8193 | 3.8097 | 3.8139 | 3.8139 | 50.3654 | 0 | 0.08 | 0 | 0 | 89.5531 | 89.5531 | 176.4163 | 0 | 0 | 0.046 | 0.0275 | 1.0494 | 0 | 0 | 0 | 0 | 0 | 0.00282 | 0.1485 | 45.3461 | 6.0261 | 228.977 | 0 | 0 | 0 | 0 | 6.6432 | 14.1002 | 0 | 44.7457 | 0 | 0.6747 | 10.003 | 0 | -1 | -4.2 | 9.9603 | 0 | 0 | 11.0472 | 11.0472 | 11.0472 | 11.0472 | 12.8456 | 38.7504 | 1.3368 | 0 | 0 | 0 | 0 | 0 | 0 | 0 | 0 | 0 | 0 | 0 | 0 | 0 | -50 | 0 | 0 | 0 | 6.3991 | 0 | -359.4233 | 12.9398 | 1.7014 | 64.2243 | 67.8938 | 28.4862 | 953.2457 | 22.9812 | 39.9551 | 1.1346 | 0.3248 | 0 | 13.847 | 3.48 | 29.422 | 794.8083 | 213.5303 | -416.7133 | 7.8604 | 4.06 | -2.09 | 9.6335 | 3.4486 | 2025-10-13 | 2025_10_13 Hr 05 | 72.6066 | 5.7e-05 | -794.8083 | -364.6776 | 251.324 | 790.8799 | 67.2366 | 15.4013 | 34.6442 | 54.9662 | 107.3997 | 88.9581 | 22.8901 | 179.1062 | 176.4163 | 0 | 6.0261 | 45.3461 | 228.977 | 0 | 132.1181 | 0
2025_10_13 Hr 06 | 0 | 0 | 0 | 3.8139 | 3.8193 | 3.8193 | 3.8097 | 3.8139 | 3.8139 | 68.2676 | 0 | 0.08 | 0 | 0 | 89.5531 | 89.5531 | 176.4163 | 0 | 0 | 0.046 | 0.0275 | 1.0494 | 0 | 0 | 0 | 0 | 0 | 0.00282 | 0.1485 | 44.3677 | 6.0261 | 228.977 | 0 | 0 | 0 | 0 | 11.9382 | 28.6971 | 0 | 0 | -34.5074 | 0.6747 | 10.003 | 0 | -1 | -4.2 | 9.9603 | 0 | 0 | 17.8423 | 17.8423 | 17.8423 | 17.8423 | 20.7468 | 27.7992 | 1.3368 | 0 | 0 | 0 | 0 | 0 | 0 | 0 | 0 | 0 | 0 | 0 | 0 | 0 | -50 | 0 | 0 | 0 | 6.3991 | 0 | -307.5568 | 12.9398 | 1.7014 | 64.2243 | 67.8938 | 62.0334 | 1025.143 | 25.521 | 44.3708 | 1.1346 | 0.3248 | 0 | 13.847 | 3.48 | 29.422 | 870.3167 | 244.5277 | -364.8468 | 7.8604 | 4.06 | -2.09 | 10.6982 | 3.8297 | 2025-10-13 | 2025_10_13 Hr 06 | 75.9885 | -3.3e-05 | -870.3167 | -392.0642 | 332.6012 | 789.9015 | 89.8326 | 15.4013 | 34.6442 | 74.858 | 160.3836 | 97.3595 | 22.8901 | 179.1062 | 176.4163 | 0 | 6.0261 | 44.3677 | 228.977 | 0 | 132.1181 | 0
2025_10_13 Hr 07 | 0 | 0 | 0 | 3.8139 | 3.8193 | 3.8193 | 3.8097 | 3.8139 | 3.8139 | 91.6635 | -14 | 0.08 | 0 | 0 | 89.5531 | 89.5531 | 173.7529 | 0 | 0 | 0.046 | 0.0275 | 1.0494 | 0 | 0 | 0 | 0 | 0 | 0.00282 | 0.1485 | 45.3461 | 6.0261 | 226.1846 | 0 | 0 | 0 | 0 | 18.8579 | 47.7732 | 0 | 0 | -14.9834 | 0.6747 | 10.003 | 0 | -1 | -4.2 | 9.9603 | 0 | 0 | 26.7226 | 26.7226 | 26.7226 | 26.7226 | 31.0728 | 33.8013 | 1.3368 | 0 | 0 | 0 | 0 | 0 | 0 | 0 | 0 | 0 | 0 | 0 | 0 | -75 | 0 | 0 | 0 | 0 | 6.3991 | 0 | -235.2382 | 12.9398 | 1.7014 | 62.9821 | 66.5807 | 28.4862 | 1113.349 | 28.8402 | 50.1417 | 1.1346 | 0.3248 | 0 | 13.847 | 3.48 | 29.422 | 994.8 | 227.9621 | -331.5282 | 7.8604 | 4.06 | -2.09 | 12.0896 | 4.3278 | 2025-10-13 | 2025_10_13 Hr 07 | 85.5373 | -8.6e-05 | -994.8 | -325.2216 | 424.8197 | 782.8688 | 62.2875 | 15.4013 | 34.6442 | 100.854 | 229.6267 | 94.3391 | 22.8901 | 179.1062 | 173.7529 | 0 | 6.0261 | 45.3461 | 226.1846 | 0 | 129.5628 | 0
2025_10_13 Hr 08 | 0 | 0 | 0 | 3.8139 | 3.8193 | 3.8193 | 3.8097 | 3.8139 | 3.8139 | 101.4598 | -14 | 0.08 | 6 | 0 | 89.5531 | 89.5531 | 173.7529 | 0 | 0 | 0.046 | 0.0275 | 1.0494 | 0 | 0 | 0 | 0 | 0 | 0.00282 | 0.1485 | 45.3461 | 6.0261 | 226.1846 | 0 | 0 | 0 | 0 | 21.7554 | 55.7608 | 0 | 0 | -22.7644 | 0.6747 | 10.003 | 0 | -1 | -4.2 | 9.9603 | 0 | 0 | 30.441 | 30.441 | 30.441 | 30.441 | 35.3965 | 33.8013 | 1.3368 | 0 | 0 | 0 | 0 | 0 | 0 | 0 | 0 | 0 | 0 | 0 | 0 | -75 | 0 | 0 | 0 | 0 | 6.3991 | 0 | -191.7792 | 12.9398 | 1.7014 | 62.9821 | 66.5807 | 25.0158 | 1153.228 | 30.23 | 52.558 | 1.1346 | 0.3248 | 0 | 13.847 | 3.48 | 29.422 | 1077.483 | 235.089 | -288.0692 | 7.8604 | 4.06 | -2.09 | 12.6722 | 4.5364 | 2025-10-13 | 2025_10_13 Hr 08 | 78.3079 | 0.000272 | -1077.483 | -289.5436 | 469.2955 | 782.8688 | 64.8171 | 15.4013 | 34.6442 | 111.739 | 258.6201 | 98.9364 | 22.8901 | 179.1062 | 173.7529 | 0 | 6.0261 | 45.3461 | 226.1846 | 0 | 129.5628 | 0
2025_10_13 Hr 09 | 1.0282 | 0.000825 | 0.023265 | 3.8139 | 3.8193 | 3.8193 | 3.8097 | 3.8139 | 3.8139 | 100.6722 | -14 | 0.08 | 7 | 0 | 89.5531 | 89.5531 | 173.7529 | 0 | 0 | 0.046 | 0.0275 | 1.0494 | 0 | 0 | 0 | 0 | 0 | 0.00282 | 0.1485 | 45.3461 | 6.0261 | 226.1846 | 0 | 0 | 0 | 0 | 21.5225 | 55.1187 | 0 | 0 | -19.6062 | 0.6747 | 10.003 | 0 | -1 | -4.2 | 9.9603 | 0 | 0 | 30.142 | 30.142 | 30.142 | 30.142 | 35.0489 | 31.8006 | 1.3368 | 0 | 0 | 0 | 0 | 0 | 0 | 0 | 0 | 0 | 0 | 0 | 0 | -75 | 0 | 0 | 0 | 0 | 6.3991 | 0 | -188.4281 | 12.9398 | 1.7014 | 62.9821 | 66.5807 | 20.967 | 1150.045 | 30.1183 | 52.3638 | 1.1346 | 0.3248 | -1.0282 | 13.847 | 3.48 | 29.422 | 1075.392 | 230.6989 | -285.7463 | 7.8604 | 4.06 | -2.09 | 12.6253 | 4.5196 | 2025-10-13 | 2025_10_13 Hr 09 | 75.3277 | -0.000434 | -1075.392 | -283.0343 | 465.7199 | 782.8688 | 59.7917 | 15.4013 | 34.6442 | 110.8639 | 256.2892 | 98.5668 | 22.8901 | 179.1062 | 173.7529 | 0 | 6.0261 | 45.3461 | 226.1846 | 0 | 129.5628 | 0
2025_10_13 Hr 10 | 2.5887 | 0.003795 | 0.10702 | 3.8139 | 3.8193 | 3.8193 | 3.8097 | 3.8139 | 3.8139 | 96.3695 | -14 | 0.08 | 6 | 0 | 89.5531 | 89.5531 | 173.7529 | 0 | 0 | 0.046 | 0.0275 | 1.0494 | 0 | 0 | 0 | 0 | 0 | 0.00282 | 0.1485 | 45.3461 | 6.0261 | 226.1846 | 0 | 0 | 0 | 0 | 20.2499 | 51.6104 | 0 | 0 | -19.6992 | 0.6747 | 10.003 | 0 | -1 | -4.2 | 9.9603 | 0 | 0 | 28.5089 | 28.5089 | 28.5089 | 28.5089 | 33.1499 | 27.7992 | 1.3368 | 0 | 0 | 0 | 0 | 0 | 0 | 0 | 0 | 0 | 0 | 0 | 0 | -75 | 0 | 0 | 0 | 0 | 6.3991 | 0 | -181.2616 | 12.9398 | 1.7014 | 62.9821 | 66.5807 | 18.9426 | 1132.614 | 29.5079 | 51.3025 | 1.1346 | 0.3248 | -2.5887 | 13.847 | 3.48 | 29.422 | 1055.992 | 223.2174 | -280.1403 | 7.8604 | 4.06 | -2.09 | 12.3694 | 4.428 | 2025-10-13 | 2025_10_13 Hr 10 | 75.3277 | -0.000402 | -1055.992 | -275.9608 | 446.1855 | 782.8688 | 52.8526 | 15.4013 | 34.6442 | 106.0831 | 243.5549 | 96.5476 | 22.8901 | 179.1062 | 173.7529 | 0 | 6.0261 | 45.3461 | 226.1846 | 0 | 129.5628 | 0
2025_10_13 Hr 11 | 2.5903 | 0.00483 | 0.13621 | 3.8139 | 3.8193 | 3.8193 | 3.8097 | 3.8139 | 3.8139 | 91.7979 | -14 | 0.08 | 5 | 0 | 89.5531 | 89.5531 | 173.7529 | 0 | 0 | 0.046 | 0.0275 | 1.0494 | 0 | 0 | 0 | 0 | 0 | 0.00282 | 0.1485 | 45.3461 | 6.0261 | 226.1846 | 0 | 0 | 0 | 0 | 18.8977 | 47.8829 | 0 | 0 | -13.3024 | 0.6747 | 10.003 | 0 | -1 | -4.2 | 9.9603 | 0 | 0 | 26.7736 | 26.7736 | 26.7736 | 26.7736 | 31.1321 | 21.9024 | 1.3368 | 0 | 0 | 0 | 0 | 0 | 0 | 0 | 0 | 0 | 0 | 0 | 0 | -75 | 0 | 0 | 0 | 0 | 6.3991 | 0 | -165.2951 | 12.9398 | 1.7014 | 62.9821 | 66.5807 | 14.0262 | 1114.033 | 28.8593 | 50.1748 | 1.1346 | 0.3248 | -2.5903 | 13.847 | 3.48 | 29.422 | 1045.817 | 209.2614 | -264.1754 | 7.8604 | 4.06 | -2.09 | 12.0976 | 4.3307 | 2025-10-13 | 2025_10_13 Hr 11 | 75.3277 | -0.000388 | -1045.817 | -253.5975 | 425.4302 | 782.8688 | 41.0696 | 15.4013 | 34.6442 | 101.0034 | 230.0246 | 94.4022 | 22.8901 | 179.1062 | 173.7529 | 0 | 6.0261 | 45.3461 | 226.1846 | 0 | 129.5628 | 0
2025_10_13 Hr 12 | 5.6897 | 0.00906 | 0.25549 | 3.8139 | 3.8193 | 3.8193 | 3.8097 | 3.8139 | 3.8139 | 86.5541 | -14 | 0.08 | 3 | 0 | 89.5531 | 89.5531 | 173.7529 | 0 | 0 | 0.046 | 0.0275 | 1.0494 | 0 | 0 | 0 | 0 | 0 | 0.00282 | 0.1485 | 45.3461 | 6.0261 | 226.1846 | 0 | 0 | 0 | 0 | 17.3467 | 43.6072 | 0 | 1.5754 | -3.9875 | 0.6747 | 10.003 | 0 | -1 | -4.2 | 9.9603 | 0 | 0 | 24.7832 | 24.7832 | 24.7832 | 24.7832 | 28.8177 | 19.9017 | 1.3368 | 0 | 0 | 0 | 0 | 0 | 0 | 0 | 0 | 0 | 0 | 0 | 0 | -75 | 0 | 0 | 0 | 0 | 6.3991 | 0 | -163.7968 | 12.9398 | 1.7014 | 62.9821 | 66.5807 | 13.014 | 1092.806 | 28.1153 | 48.8814 | 1.1346 | 0.3248 | -5.6897 | 13.847 | 3.48 | 29.422 | 1029.508 | 204.8913 | -265.7766 | 7.8604 | 4.06 | -2.09 | 11.7857 | 4.219 | 2025-10-13 | 2025_10_13 Hr 12 | 77.6735 | 0.000258 | -1029.508 | -241.2089 | 401.6226 | 782.8688 | 36.1803 | 15.4013 | 34.6442 | 95.1767 | 214.5046 | 91.9412 | 22.8901 | 179.1062 | 173.7529 | 0 | 6.0261 | 45.3461 | 226.1846 | 0 | 129.5628 | 0
2025_10_13 Hr 13 | 7.7809 | 0.009225 | 0.26015 | 3.8139 | 3.8193 | 3.8193 | 3.8097 | 3.8139 | 3.8139 | 81.7327 | -14 | 0.08 | 4 | 0 | 89.5531 | 89.5531 | 173.7529 | 0 | 0 | 0.046 | 0.0275 | 1.0494 | 0 | 0 | 0 | 0 | 0 | 0.00282 | 0.1485 | 45.3461 | 6.0261 | 226.1846 | 0 | 0 | 0 | 0 | 15.9207 | 39.676 | 0 | 3.6284 | -0.089043 | 0.6747 | 10.003 | 0 | -1 | -4.2 | 9.9603 | 0 | 0 | 22.9532 | 22.9532 | 22.9532 | 22.9532 | 26.6898 | 19.9017 | 1.3368 | 0 | 0 | 0 | 0 | 0 | 0 | 0 | 0 | 0 | 0 | 0 | 0 | -75 | 0 | 0 | 0 | 0 | 6.3991 | 0 | -139.0838 | 12.9398 | 1.7014 | 62.9821 | 66.5807 | 18.5088 | 1073.184 | 27.4313 | 47.6921 | 1.1346 | 0.3248 | -7.7809 | 13.847 | 3.48 | 29.422 | 1044.783 | 211.2148 | -243.1547 | 7.8604 | 4.06 | -2.09 | 11.499 | 4.1164 | 2025-10-13 | 2025_10_13 Hr 13 | 74.2493 | 0.00026164 | -1044.783 | -210.5444 | 379.7336 | 782.8688 | 42.6799 | 15.4013 | 34.6442 | 89.8196 | 200.2354 | 89.6786 | 22.8901 | 179.1062 | 173.7529 | 0 | 6.0261 | 45.3461 | 226.1846 | 0 | 129.5628 | 0
2025_10_13 Hr 14 | 10.3712 | 0.00774 | 0.21827 | 3.8139 | 3.8193 | 3.8193 | 3.8097 | 3.8139 | 3.8139 | 80.561 | -14 | 0.08 | 6 | 0 | 89.5531 | 89.5531 | 173.7529 | 0 | 0 | 0.046 | 0.0275 | 1.0494 | 0 | 0 | 0 | 0 | 0 | 0.00282 | 0.1485 | 45.3461 | 6.0261 | 226.1846 | 0 | 0 | 0 | 0 | 15.5742 | 38.7207 | 0 | 0 | -6.577 | 0.6747 | 10.003 | 0 | -1 | -4.2 | 9.9603 | 0 | 0 | 22.5085 | 22.5085 | 22.5085 | 22.5085 | 26.1726 | 25.7985 | 1.3368 | 0 | 0 | 0 | 0 | 0 | 0 | 0 | 0 | 0 | 0 | 0 | 0 | -75 | 0 | 0 | 0 | 0 | 6.3991 | 0 | -147.0871 | 12.9398 | 1.7014 | 62.9821 | 66.5807 | 26.028 | 1068.372 | 27.2651 | 47.4031 | 1.1346 | 0.3248 | -10.3712 | 13.847 | 3.48 | 29.422 | 1036.717 | 228.6697 | -253.7483 | 7.8604 | 4.06 | -2.09 | 11.4293 | 4.0914 | 2025-10-13 | 2025_10_13 Hr 14 | 73.0805 | -0.000426 | -1036.717 | -228.6641 | 374.4139 | 782.8688 | 58.0525 | 15.4013 | 34.6442 | 88.5176 | 196.7675 | 89.1288 | 22.8901 | 179.1062 | 173.7529 | 0 | 6.0261 | 45.3461 | 226.1846 | 0 | 129.5628 | 0
2025_10_13 Hr 15 | 11.401 | 0.00591 | 0.16666 | 3.8139 | 3.8193 | 3.8193 | 3.8097 | 3.8139 | 3.8139 | 77.5453 | -14 | 0.08 | 6 | 0 | 89.5531 | 89.5531 | 173.7529 | 0 | 0 | 0.046 | 0.0275 | 1.0494 | 0 | 0 | 0 | 0 | 0 | 0.00282 | 0.1485 | 45.3461 | 6.0261 | 226.1846 | 0 | 0 | 0 | 0 | 14.6822 | 36.2617 | 0 | 0 | -3.358 | 0.6747 | 10.003 | 0 | -1 | -4.2 | 9.9603 | 0 | 0 | 21.3638 | 21.3638 | 21.3638 | 21.3638 | 24.8416 | 26.8515 | 1.3368 | 0 | 0 | 0 | 0 | 0 | 0 | 0 | 0 | 0 | 0 | 0 | 0 | -75 | 0 | 0 | 0 | 0 | 6.3991 | 0 | -124.828 | 12.9398 | 1.7014 | 62.9821 | 66.5807 | 23.4252 | 1056.044 | 26.8372 | 46.6593 | 1.1346 | 0.3248 | -11.401 | 13.847 | 3.48 | 29.422 | 1046.9 | 226.7327 | -232.519 | 7.8604 | 4.06 | -2.09 | 11.2499 | 4.0272 | 2025-10-13 | 2025_10_13 Hr 15 | 75.5182 | -8.7e-05 | -1046.9 | -203.186 | 360.7223 | 782.8688 | 56.4493 | 15.4013 | 34.6442 | 85.1668 | 187.8421 | 87.7135 | 22.8901 | 179.1062 | 173.7529 | 0 | 6.0261 | 45.3461 | 226.1846 | 0 | 129.5628 | 0
2025_10_13 Hr 16 | 9.3331 | 0.005925 | 0.16709 | 3.8139 | 3.8193 | 3.8193 | 3.8097 | 3.8139 | 3.8139 | 74.5488 | -14 | 0.08 | 5 | 0 | 89.5531 | 89.5531 | 173.7529 | 0 | 0 | 0.046 | 0.0275 | 1.0494 | 0 | 0 | 0 | 0 | 0 | 0.00282 | 0.1485 | 45.3461 | 6.0261 | 226.1846 | 0 | 0 | 0 | 0 | 13.7959 | 33.8185 | 0 | 0 | -8.7079 | 0.6747 | 10.003 | 0 | -1 | -4.2 | 9.9603 | 0 | 0 | 20.2264 | 20.2264 | 20.2264 | 20.2264 | 23.5191 | 31.8006 | 1.3368 | 0 | 0 | 0 | 0 | 0 | 0 | 0 | 0 | 0 | 0 | 0 | 0 | -75 | 0 | 0 | 0 | 0 | 6.3991 | 0 | -107.9351 | 12.9398 | 1.7014 | 62.9821 | 66.5807 | 21.5454 | 1043.847 | 26.4121 | 45.9201 | 1.1346 | 0.3248 | -9.3331 | 13.847 | 3.48 | 29.422 | 1046.908 | 225.3278 | -213.5582 | 7.8604 | 4.06 | -2.09 | 11.0717 | 3.9634 | 2025-10-13 | 2025_10_13 Hr 16 | 75.7686 | 0.000242 | -1046.908 | -191.643 | 347.118 | 782.8688 | 58.519 | 15.4013 | 34.6442 | 81.8372 | 178.9735 | 86.3072 | 22.8901 | 179.1062 | 173.7529 | 0 | 6.0261 | 45.3461 | 226.1846 | 0 | 129.5628 | 0
2025_10_13 Hr 17 | 7.2585 | 0.003615 | 0.10194 | 3.8139 | 3.8193 | 3.8193 | 3.8097 | 3.8139 | 3.8139 | 74.2799 | -14 | 0.08 | 6 | 0 | 89.5531 | 89.5531 | 173.7529 | 0 | 0 | 0.046 | 0.0275 | 1.0494 | 0 | 0 | 0 | 0 | 0 | 0.00282 | 0.1485 | 45.1502 | 6.0261 | 226.1846 | 0 | 0 | 0 | 0 | 13.7164 | 33.5992 | 0 | 0.20097 | -5.6481 | 0.6747 | 10.003 | 0 | -1 | -4.2 | 9.9603 | 0 | 0 | 20.1243 | 20.1243 | 20.1243 | 20.1243 | 23.4004 | 31.8006 | 1.3368 | 0 | 0 | 0 | 0 | 0 | 0 | 0 | 0 | 0 | 0 | 0 | 0 | -75 | 0 | 0 | 0 | 0 | 6.3991 | 0 | -82.2981 | 12.9398 | 1.7014 | 62.9821 | 66.5807 | 11.4234 | 1042.491 | 26.374 | 45.8538 | 1.1346 | 0.3248 | -7.2585 | 13.847 | 3.48 | 29.422 | 1065.2 | 214.0027 | -185.8466 | 7.8604 | 4.06 | -2.09 | 11.0557 | 3.9577 | 2025-10-13 | 2025_10_13 Hr 17 | 81.1878 | -7.06e-05 | -1065.2 | -162.7452 | 345.8971 | 782.6729 | 49.3296 | 15.4013 | 34.6442 | 81.5384 | 178.1776 | 86.181 | 22.8901 | 179.1062 | 173.7529 | 0 | 6.0261 | 45.1502 | 226.1846 | 0 | 129.5628 | 0
2025_10_13 Hr 18 | 2.0713 | 0.004035 | 0.11379 | 3.8139 | 3.8193 | 3.8193 | 3.8097 | 3.8139 | 3.8139 | 80.561 | -14 | 0.08 | 7 | 0 | 89.5531 | 89.5531 | 173.7529 | 0 | 0 | 0.046 | 0.0275 | 1.0494 | 0 | 0 | 0 | 0 | 0 | 0.00282 | 0.1485 | 45.3461 | 6.0261 | 226.1846 | 0 | 0 | 0 | 0 | 15.5742 | 38.7207 | 0 | 3.0068 | -6.2043 | 0.6747 | 10.003 | 0 | -1 | -4.2 | 9.9603 | 0 | 0 | 22.5085 | 22.5085 | 22.5085 | 22.5085 | 26.1726 | 27.7992 | 1.3368 | 0 | 0 | 0 | 0 | 0 | 0 | 0 | 0 | 0 | 0 | 0 | 0 | -75 | 0 | 0 | 0 | 0 | 6.3991 | 0 | -94.6966 | 12.9398 | 1.7014 | 62.9821 | 66.5807 | 4.0488 | 1068.268 | 27.2651 | 47.4031 | 1.1346 | 0.3248 | -2.0713 | 13.847 | 3.48 | 29.422 | 1073.4 | 201.3876 | -193.0579 | 7.8604 | 4.06 | -2.09 | 11.4293 | 4.0914 | 2025-10-13 | 2025_10_13 Hr 18 | 82.0059 | -9.2e-05 | -1073.4 | -172.8941 | 374.4139 | 782.8688 | 38.9658 | 15.4013 | 34.6442 | 88.5176 | 196.7675 | 89.1288 | 22.8901 | 179.1062 | 173.7529 | 0 | 6.0261 | 45.3461 | 226.1846 | 0 | 129.5628 | 0
2025_10_13 Hr 19 | 0 | 0.00267 | 0.075294 | 3.8139 | 3.8193 | 3.8193 | 3.8097 | 3.8139 | 3.8139 | 92.3166 | -14 | 0.08 | 18 | 0 | 89.5531 | 89.5531 | 173.7529 | 0 | 0 | 0.046 | 0.0275 | 1.0494 | 0 | 0 | 0 | 0 | 0 | 0.00282 | 0.1485 | 45.3461 | 6.0261 | 226.1846 | 0 | 0 | 0 | 0 | 19.0511 | 48.3057 | 0 | 0.18267 | -15.1555 | 0.6747 | 10.003 | 0 | -1 | -4.2 | 9.9603 | 0 | 0 | 26.9705 | 26.9705 | 26.9705 | 26.9705 | 31.361 | 21.9024 | 1.3368 | 0 | 0 | 0 | 0 | 0 | 0 | 0 | 0 | 0 | 0 | 0 | 0 | -75 | 0 | 0 | 0 | 0 | 6.3991 | 0 | -113.2687 | 12.9398 | 1.7014 | 62.9821 | 66.5807 | 3.4704 | 1116.083 | 28.9329 | 50.3028 | 1.1346 | 0.3248 | 0 | 13.847 | 3.48 | 29.422 | 1100.908 | 209.3565 | -209.5587 | 7.8604 | 4.06 | -2.09 | 12.1284 | 4.3417 | 2025-10-13 | 2025_10_13 Hr 19 | 83.2748 | 0.0002457 | -1100.908 | -203.2416 | 427.7848 | 782.8688 | 43.4508 | 15.4013 | 34.6442 | 101.5797 | 231.5596 | 94.6455 | 22.8901 | 179.1062 | 173.7529 | 0 | 6.0261 | 45.3461 | 226.1846 | 0 | 129.5628 | 0
2025_10_13 Hr 20 | 0 | 0.00093 | 0.026226 | 3.8139 | 3.8193 | 3.8193 | 3.8097 | 3.8139 | 3.8139 | 95.1786 | -14 | 0.08 | 42 | 0 | 89.5531 | 89.5531 | 173.7529 | 0 | 0 | 0.046 | 0.0275 | 1.0494 | 0 | 0 | 0 | 0 | 0 | 0.00282 | 0.1485 | 45.3461 | 6.0261 | 226.1846 | 0 | 0 | 0 | 0 | 19.8976 | 50.6394 | 0 | 0.27645 | -9.0295 | 0.6747 | 10.003 | 0 | -1 | -4.2 | 9.9603 | 0 | 0 | 28.0568 | 28.0568 | 28.0568 | 28.0568 | 32.6242 | 21.9024 | 1.3368 | 0 | 0 | 0 | 0 | 0 | 0 | 0 | 0 | 0 | 0 | 0 | 0 | -75 | 0 | 0 | 0 | 0 | 6.3991 | 0 | -194.2117 | 12.9398 | 1.7014 | 62.9821 | 66.5807 | 0.4338 | 1127.685 | 29.3389 | 51.0087 | 1.1346 | 0.3248 | 0 | 13.847 | 3.48 | 29.422 | 1060.092 | 231.6613 | -290.5017 | 7.8604 | 4.06 | -2.09 | 12.2986 | 4.4026 | 2025-10-13 | 2025_10_13 Hr 20 | 81.6469 | -0.0004165 | -1060.092 | -277.9647 | 440.7787 | 782.8688 | 64.3634 | 15.4013 | 34.6442 | 104.7598 | 240.0302 | 95.9887 | 22.8901 | 179.1062 | 173.7529 | 0 | 6.0261 | 45.3461 | 226.1846 | 0 | 129.5628 | 0
2025_10_13 Hr 21 | 0 | 1.5e-05 | 0.000423 | 3.8139 | 3.8193 | 3.8193 | 3.8097 | 3.8139 | 3.8139 | 86.823 | -14 | 0.08 | 64 | 0 | 89.5531 | 89.5531 | 173.7529 | 0 | 0 | 0.046 | 0.0275 | 1.0494 | 0 | 0 | 0 | 0 | 0 | 0.00282 | 0.1485 | 45.3461 | 6.0261 | 226.1846 | 0 | 0 | 0 | 0 | 17.4263 | 43.8264 | 0 | 6.9384 | 0 | 0.6747 | 10.003 | 0 | -1 | -4.2 | 9.9603 | 0 | 0 | 24.8853 | 24.8853 | 24.8853 | 24.8853 | 28.9364 | 18.8487 | 1.3368 | 0 | 0 | 0 | 0 | 0 | 0 | 0 | 0 | 0 | 0 | 0 | 0 | -75 | 0 | 0 | 0 | 0 | 6.3991 | 0 | -228.9823 | 12.9398 | 1.7014 | 62.9821 | 66.5807 | 5.9286 | 1093.645 | 28.1535 | 48.9477 | 1.1346 | 0.3248 | 0 | 13.847 | 3.48 | 29.422 | 1027.492 | 252.1803 | -325.2723 | 7.8604 | 4.06 | -2.09 | 11.8017 | 4.2247 | 2025-10-13 | 2025_10_13 Hr 21 | 81.4883 | -0.000434 | -1027.492 | -297.0439 | 402.8435 | 782.8688 | 88.7777 | 15.4013 | 34.6442 | 95.4755 | 215.3005 | 92.0674 | 22.8901 | 179.1062 | 173.7529 | 0 | 6.0261 | 45.3461 | 226.1846 | 0 | 129.5628 | 0
2025_10_13 Hr 22 | 0 | 0 | 0 | 3.8139 | 3.8193 | 3.8193 | 3.8097 | 3.8139 | 3.8139 | 72.3206 | -14 | 0.08 | 67 | 0 | 89.5531 | 89.5531 | 173.7529 | 0 | 0 | 0.046 | 0.0275 | 1.0494 | 0 | 0 | 0 | 0 | 0 | 0.00282 | 0.1485 | 45.3461 | 6.0261 | 226.1846 | 0 | 0 | 0 | 0 | 13.1369 | 32.0017 | 0 | 0.46568 | -3.632 | 0.6747 | 10.003 | 0 | -1 | -4.2 | 9.9603 | 0 | 0 | 19.3807 | 19.3807 | 19.3807 | 19.3807 | 22.5357 | 18.8487 | 1.3368 | 0 | 0 | 0 | 0 | 0 | 0 | 0 | 0 | 0 | 0 | 0 | 0 | -75 | 0 | 0 | 0 | 0 | 6.3991 | 0 | -246.5657 | 12.9398 | 1.7014 | 62.9821 | 66.5807 | 20.967 | 1034.609 | 26.096 | 45.3706 | 1.1346 | 0.3248 | 0 | 13.847 | 3.48 | 29.422 | 952 | 263.4128 | -342.8557 | 7.8604 | 4.06 | -2.09 | 10.9392 | 3.916 | 2025-10-13 | 2025_10_13 Hr 22 | 80.4197 | -7.08e-05 | -952 | -324.732 | 337.002 | 782.8688 | 106.8157 | 15.4013 | 34.6442 | 79.3614 | 172.379 | 85.2616 | 22.8901 | 179.1062 | 173.7529 | 0 | 6.0261 | 45.3461 | 226.1846 | 0 | 129.5628 | 0
2025_10_13 Hr 23 | 0 | 0 | 0 | 3.8139 | 3.8193 | 3.8193 | 3.8097 | 3.8139 | 3.8139 | 61.0837 | 0 | 0.08 | 60 | 0 | 89.5531 | 89.5531 | 176.4163 | 0 | 0 | 0.046 | 0.0275 | 1.0494 | 0 | 0 | 0 | 0 | 0 | 0.00282 | 0.1485 | 45.3461 | 6.0261 | 228.977 | 0 | 0 | 0 | 0 | 9.8133 | 22.8395 | 0 | 19.25 | 0 | 0.6747 | 10.003 | 0 | -1 | -4.2 | 9.9603 | 0 | 0 | 15.1155 | 15.1155 | 15.1155 | 15.1155 | 17.5762 | 19.9017 | 1.3368 | 0 | 0 | 0 | 0 | 0 | 0 | 0 | 0 | 0 | 0 | 0 | 0 | 0 | -50 | 0 | 0 | 0 | 6.3991 | 0 | -320.4928 | 12.9398 | 1.7014 | 64.2243 | 67.8938 | 15.0384 | 996.8774 | 24.5018 | 42.5988 | 1.1346 | 0.3248 | 0 | 13.847 | 3.48 | 29.422 | 884.6083 | 246.2638 | -377.7828 | 7.8604 | 4.06 | -2.09 | 10.2709 | 3.6768 | 2025-10-13 | 2025_10_13 Hr 23 | 88.1291 | 5.2e-05 | -884.6083 | -351.2428 | 299.9857 | 790.8799 | 94.9401 | 15.4013 | 34.6442 | 66.8757 | 139.1219 | 93.9882 | 22.8901 | 179.1062 | 176.4163 | 0 | 6.0261 | 45.3461 | 228.977 | 0 | 132.1181 | 0
2025_10_13 Hr 24 | 0 | 0 | 0 | 3.8139 | 3.8193 | 3.8193 | 3.8097 | 3.8139 | 3.8139 | 54.8218 | 0 | 0.08 | 54 | 0 | 89.5531 | 89.5531 | 176.4163 | 0 | 0 | 0.046 | 0.0275 | 1.0494 | 0 | 0 | 0 | 0 | 0 | 0.00282 | 0.1485 | 45.3461 | 6.0261 | 228.977 | 0 | 0 | 0 | 0 | 7.9612 | 17.7338 | 0 | 1.3297 | -4.7386 | 0.6747 | 10.003 | 0 | -1 | -4.2 | 9.9603 | 0 | 0 | 12.7387 | 12.7387 | 12.7387 | 12.7387 | 14.8124 | 21.9024 | 1.3368 | 0 | 0 | 0 | 0 | 0 | 0 | 0 | 0 | 0 | 0 | 0 | 0 | 0 | -50 | 0 | 0 | 0 | 6.3991 | 0 | -348.1978 | 12.9398 | 1.7014 | 64.2243 | 67.8938 | 31.5228 | 971.3865 | 23.6134 | 41.0543 | 1.1346 | 0.3248 | 0 | 13.847 | 3.48 | 29.422 | 818.3 | 255.8102 | -405.4878 | 7.8604 | 4.06 | -2.09 | 9.8985 | 3.5434 | 2025-10-13 | 2025_10_13 Hr 24 | 76.6616 | 1.3e-05 | -818.3 | -401.6067 | 271.5561 | 790.8799 | 107.4252 | 15.4013 | 34.6442 | 59.9178 | 120.5888 | 91.0495 | 22.8901 | 179.1062 | 176.4163 | 0 | 6.0261 | 45.3461 | 228.977 | 0 | 132.1181 | 0
2025_10_14 Hr 01 | 0 | 0 | 0 | 3.8139 | 3.8193 | 3.8193 | 3.8097 | 3.8139 | 3.8139 | 47.6167 | 0 | 0.08 | 59 | 0 | 89.5531 | 89.5531 | 176.4163 | 0 | 0 | 0.046 | 0.0275 | 1.0494 | 0 | 0 | 0 | 0 | 0 | 0.00282 | 0.1485 | 45.3461 | 6.0261 | 228.977 | 0 | 0 | 0 | 0 | 5.6189 | 11.251 | 0 | 7.8755 | -0.058912 | 0.6747 | 10.0768 | 0 | -1 | -4.2 | 10.0448 | 0 | 0 | 9.8466 | 9.8466 | 9.8466 | 9.8466 | 11.4496 | 21.9024 | 1.3368 | 0 | 0 | 0 | 0 | 0 | 0 | 0 | 0 | 0 | 0 | 0 | 0 | 0 | -50 | 0 | 0 | 0 | 6.4482 | 0 | -361.0404 | 13.2171 | 1.7014 | 64.2243 | 67.8938 | 20.967 | 940.6619 | 22.9667 | 39.9105 | 1.1346 | 0.3248 | 0 | 13.847 | 3.48 | 29.422 | 778.5084 | 248.3603 | -418.3304 | 7.8895 | 4.06 | -2.09 | 9.6182 | 3.4428 | 2025-10-14 | 2025_10_14 Hr 01 | 73.2265 | -6.895e-05 | -778.5084 | -403.2238 | 238.9374 | 790.8799 | 101.8694 | 15.4013 | 34.6442 | 51.3292 | 98.4528 | 89.1554 | 22.8901 | 179.1062 | 176.4163 | 0 | 6.0261 | 45.3461 | 228.977 | 0 | 132.1181 | 0
2025_10_14 Hr 02 | 0 | 0 | 0 | 3.8139 | 3.8193 | 3.8193 | 3.8097 | 3.8139 | 3.8139 | 48.1522 | 0 | 0.08 | 55 | 0 | 89.5531 | 89.5531 | 176.4163 | 0 | 0 | 0.046 | 0.0275 | 1.0494 | 0 | 0 | 0 | 0 | 0 | 0.00282 | 0.1485 | 45.3461 | 6.0261 | 228.977 | 0 | 0 | 0 | 0 | 5.7753 | 11.6822 | 0 | 8.8029 | -0.044235 | 0.6747 | 10.0768 | 0 | -1 | -4.2 | 10.0448 | 0 | 0 | 10.0495 | 10.0495 | 10.0495 | 10.0495 | 11.6855 | 19.9017 | 1.3368 | 0 | 0 | 0 | 0 | 0 | 0 | 0 | 0 | 0 | 0 | 0 | 0 | 0 | -50 | 0 | 0 | 0 | 6.4482 | 0 | -366.1267 | 13.2171 | 1.7014 | 64.2243 | 67.8938 | 15.4722 | 942.8325 | 23.0431 | 40.0431 | 1.1346 | 0.3248 | 0 | 13.847 | 3.48 | 29.422 | 765.2917 | 237.1171 | -423.4167 | 7.8895 | 4.06 | -2.09 | 9.6502 | 3.4543 | 2025-10-14 | 2025_10_14 Hr 02 | 72.5823 | -5.562e-05 | -765.2917 | -407.368 | 241.3604 | 790.8799 | 90.3739 | 15.4013 | 34.6442 | 51.9168 | 100.0358 | 89.4077 | 22.8901 | 179.1062 | 176.4163 | 0 | 6.0261 | 45.3461 | 228.977 | 0 | 132.1181 | 0
2025_10_14 Hr 03 | 0 | 0 | 0 | 3.8139 | 3.8193 | 3.8193 | 3.8097 | 3.8139 | 3.8139 | 46.3161 | 0 | 0.08 | 43 | 0 | 89.5531 | 89.5531 | 176.4163 | 0 | 0 | 0.046 | 0.0275 | 1.0494 | 0 | 0 | 0 | 0 | 0 | 0.00282 | 0.1485 | 45.3461 | 6.0261 | 228.977 | 0 | 0 | 0 | 0 | 5.2389 | 10.204 | 0 | 22.683 | 0 | 0.6747 | 10.0768 | 0 | -1 | -4.2 | 10.0448 | 0 | 0 | 9.3539 | 9.3539 | 9.3539 | 9.3539 | 10.8766 | 33.8013 | 1.3368 | 0 | 0 | 0 | 0 | 0 | 0 | 0 | 0 | 0 | 0 | 0 | 0 | 0 | -50 | 0 | 0 | 0 | 6.4482 | 0 | -379.4689 | 13.2171 | 1.7014 | 64.2243 | 67.8938 | 10.9896 | 935.3903 | 22.7814 | 39.5884 | 1.1346 | 0.3248 | 0 | 13.847 | 3.48 | 29.422 | 754.9833 | 233.6689 | -436.7589 | 7.8895 | 4.06 | -2.09 | 9.5406 | 3.415 | 2025-10-14 | 2025_10_14 Hr 03 | 72.0875 | 2.4e-05 | -754.9833 | -406.7859 | 233.0529 | 790.8799 | 87.7909 | 15.4013 | 34.6442 | 49.9021 | 94.6083 | 88.5425 | 22.8901 | 179.1062 | 176.4163 | 0 | 6.0261 | 45.3461 | 228.977 | 0 | 132.1181 | 0
2025_10_14 Hr 04 | 0 | 0 | 0 | 3.8139 | 3.8193 | 3.8193 | 3.8097 | 3.8139 | 3.8139 | 46.5839 | 0 | 0.08 | 38 | 0 | 89.5531 | 89.5531 | 176.4163 | 0 | 0 | 0.046 | 0.0275 | 1.0494 | 0 | 0 | 0 | 0 | 0 | 0.00282 | 0.1485 | 45.3461 | 6.0261 | 228.977 | 0 | 0 | 0 | 0 | 5.3171 | 10.4195 | 0 | 21.9664 | 0 | 0.6747 | 10.0768 | 0 | -1 | -4.2 | 10.0448 | 0 | 0 | 9.4553 | 9.4553 | 9.4553 | 9.4553 | 10.9946 | 37.6974 | 1.3368 | 0 | 0 | 0 | 0 | 0 | 0 | 0 | 0 | 0 | 0 | 0 | 0 | 0 | -50 | 0 | 0 | 0 | 6.4482 | 0 | -388.8084 | 13.2171 | 1.7014 | 64.2243 | 67.8938 | 19.9548 | 936.4756 | 22.8195 | 39.6547 | 1.1346 | 0.3248 | 0 | 13.847 | 3.48 | 29.422 | 754 | 241.6564 | -446.0984 | 7.8895 | 4.06 | -2.09 | 9.5566 | 3.4208 | 2025-10-14 | 2025_10_14 Hr 04 | 79.3055 | -1.9e-05 | -754 | -416.842 | 234.2644 | 790.8799 | 95.6522 | 15.4013 | 34.6442 | 50.1959 | 95.3998 | 88.6687 | 22.8901 | 179.1062 | 176.4163 | 0 | 6.0261 | 45.3461 | 228.977 | 0 | 132.1181 | 0
2025_10_14 Hr 05 | 0 | 0 | 0 | 3.8139 | 3.8193 | 3.8193 | 3.8097 | 3.8139 | 3.8139 | 56.0896 | 0 | 0.08 | 32 | 0 | 89.5531 | 89.5531 | 176.4163 | 0 | 0 | 0.046 | 0.0275 | 1.0494 | 0 | 0 | 0 | 0 | 0 | 0.00282 | 0.1485 | 45.3461 | 6.0261 | 228.977 | 0 | 0 | 0 | 0 | 8.0944 | 18.0725 | 0 | 3.6311 | -7.2666 | 0.6747 | 10.0768 | 0 | -1 | -4.2 | 10.0448 | 0 | 0 | 13.0567 | 13.0567 | 13.0567 | 13.0567 | 15.1822 | 33.8013 | 1.3368 | 0 | 0 | 0 | 0 | 0 | 0 | 0 | 0 | 0 | 0 | 0 | 0 | 0 | -50 | 0 | 0 | 0 | 6.4482 | 0 | -353.838 | 13.2171 | 1.7014 | 64.2243 | 67.8938 | 27.474 | 975.0049 | 24.1742 | 42.0088 | 1.1346 | 0.3248 | 0 | 13.847 | 3.48 | 29.422 | 804 | 243.7587 | -411.128 | 7.8895 | 4.06 | -2.09 | 10.1239 | 3.6238 | 2025-10-14 | 2025_10_14 Hr 05 | 81.8763 | -1e-06 | -804 | -407.4735 | 277.2729 | 790.8799 | 93.2753 | 15.4013 | 34.6442 | 60.6262 | 123.4988 | 93.1478 | 22.8901 | 179.1062 | 176.4163 | 0 | 6.0261 | 45.3461 | 228.977 | 0 | 132.1181 | 0
2025_10_14 Hr 06 | 0 | 0 | 0 | 3.8139 | 3.8193 | 3.8193 | 3.8097 | 3.8139 | 3.8139 | 74.2978 | 0 | 0.08 | 29 | 0 | 89.5531 | 89.5531 | 176.4163 | 0 | 0 | 0.046 | 0.0275 | 1.0494 | 0 | 0 | 0 | 0 | 0 | 0.00282 | 0.1485 | 44.9548 | 6.0261 | 228.977 | 0 | 0 | 0 | 0 | 13.4143 | 32.7317 | 0 | 11.7345 | -3.769 | 0.6747 | 10.0768 | 0 | -1 | -4.2 | 10.0448 | 0 | 0 | 19.9552 | 19.9552 | 19.9552 | 19.9552 | 23.2037 | 33.8013 | 1.3368 | 0 | 0 | 0 | 0 | 0 | 0 | 0 | 0 | 0 | 0 | 0 | 0 | 0 | -50 | 0 | 0 | 0 | 6.4482 | 0 | -341.5488 | 13.2171 | 1.7014 | 64.2243 | 67.8938 | 16.4844 | 1048.416 | 26.7691 | 46.5181 | 1.1346 | 0.3248 | 0 | 13.847 | 3.48 | 29.422 | 895.8917 | 238.3488 | -398.8388 | 7.8895 | 4.06 | -2.09 | 11.2106 | 4.0128 | 2025-10-14 | 2025_10_14 Hr 06 | 93.7331 | -3.7e-05 | -895.8917 | -383.5833 | 359.6552 | 790.4886 | 79.2857 | 15.4013 | 34.6442 | 80.6053 | 177.3222 | 101.7276 | 22.8901 | 179.1062 | 176.4163 | 0 | 6.0261 | 44.9548 | 228.977 | 0 | 132.1181 | 0
2025_10_14 Hr 07 | 0 | 0 | 0 | 3.8139 | 3.8193 | 3.8193 | 3.8097 | 3.8139 | 3.8139 | 97.5936 | -14 | 0.08 | 59 | 0 | 89.5531 | 89.5531 | 173.7529 | 0 | 0 | 0.046 | 0.0275 | 1.0494 | 0 | 0 | 0 | 0 | 0 | 0.00282 | 0.1485 | 45.3461 | 6.0261 | 226.1846 | 0 | 0 | 0 | 0 | 20.2207 | 51.4868 | 0 | 0.18046 | -18.3697 | 0.6747 | 10.0768 | 0 | -1 | -4.2 | 10.0448 | 0 | 0 | 28.7811 | 28.7811 | 28.7811 | 28.7811 | 33.4664 | 38.7504 | 1.3368 | 0 | 0 | 0 | 0 | 0 | 0 | 0 | 0 | 0 | 0 | 0 | 0 | -75 | 0 | 0 | 0 | 0 | 6.4482 | 0 | -299.7422 | 13.2171 | 1.7014 | 62.9821 | 66.5807 | 30.5106 | 1135.22 | 30.089 | 52.2872 | 1.1346 | 0.3248 | 0 | 13.847 | 3.48 | 29.422 | 1019.3 | 298.3012 | -396.0322 | 7.8895 | 4.06 | -2.09 | 12.601 | 4.5105 | 2025-10-14 | 2025_10_14 Hr 07 | 91.2724 | -8.36e-05 | -1019.3 | -392.9314 | 451.056 | 782.8688 | 128.261 | 15.4013 | 34.6442 | 106.1668 | 246.1845 | 98.7047 | 22.8901 | 179.1062 | 173.7529 | 0 | 6.0261 | 45.3461 | 226.1846 | 0 | 129.5628 | 0
2025_10_14 Hr 08 | 1.0282 | 1.5e-05 | 0.000423 | 3.8139 | 3.8193 | 3.8193 | 3.8097 | 3.8139 | 3.8139 | 109.1649 | -14 | 0.08 | 84 | 0 | 89.5531 | 89.5531 | 173.7529 | 0 | 0 | 0.046 | 0.0275 | 1.0494 | 0 | 0 | 0 | 0 | 0 | 0.00282 | 0.1485 | 45.3461 | 6.0261 | 226.1846 | 0 | 0 | 0 | 0 | 23.6015 | 60.8028 | 0 | 0.23473 | -23.8398 | 0.6747 | 10.0768 | 0 | -1 | -4.2 | 10.0448 | 0 | 0 | 33.1651 | 33.1651 | 33.1651 | 33.1651 | 38.5641 | 37.6974 | 1.3368 | 0 | 0 | 0 | 0 | 0 | 0 | 0 | 0 | 0 | 0 | 0 | 0 | -75 | 0 | 0 | 0 | 0 | 6.4482 | 0 | -299.766 | 13.2171 | 1.7014 | 62.9821 | 66.5807 | 27.0402 | 1182.122 | 31.738 | 55.1529 | 1.1346 | 0.3248 | -1.0282 | 13.847 | 3.48 | 29.422 | 1086.692 | 325.2585 | -397.0842 | 7.8895 | 4.06 | -2.09 | 13.2916 | 4.7577 | 2025-10-14 | 2025_10_14 Hr 08 | 93.4262 | -0.000465 | -1086.692 | -398.3711 | 503.4103 | 782.8688 | 148.738 | 15.4013 | 34.6442 | 118.8636 | 280.3895 | 104.1572 | 22.8901 | 179.1062 | 173.7529 | 0 | 6.0261 | 45.3461 | 226.1846 | 0 | 129.5628 | 0
2025_10_14 Hr 09 | 11.9184 | 0.000885 | 0.024957 | 3.8139 | 3.8193 | 3.8193 | 3.8097 | 3.8139 | 3.8139 | 100.9598 | -14 | 0.08 | 81 | 0 | 89.5531 | 89.5531 | 173.7529 | 0 | 0 | 0.046 | 0.0275 | 1.0494 | 0 | 0 | 0 | 0 | 0 | 0.00282 | 0.1485 | 45.3461 | 6.0261 | 226.1846 | 0 | 0 | 0 | 0 | 21.2042 | 54.1969 | 0 | 3.8749 | -21.3574 | 0.6747 | 10.0768 | 0 | -1 | -4.2 | 10.0448 | 0 | 0 | 30.0565 | 30.0565 | 30.0565 | 30.0565 | 34.9494 | 34.749 | 1.3368 | 0 | 0 | 0 | 0 | 0 | 0 | 0 | 0 | 0 | 0 | 0 | 0 | -75 | 0 | 0 | 0 | 0 | 6.4482 | 0 | -278.6549 | 13.2171 | 1.7014 | 62.9821 | 66.5807 | 26.4618 | 1148.889 | 30.5687 | 53.1209 | 1.1346 | 0.3248 | -11.9184 | 13.847 | 3.48 | 29.422 | 1070.3 | 325.7565 | -386.8633 | 7.8895 | 4.06 | -2.09 | 12.8019 | 4.5824 | 2025-10-14 | 2025_10_14 Hr 09 | 89.4609 | -8.3e-05 | -1070.3 | -371.1374 | 466.2864 | 782.8688 | 142.2366 | 15.4013 | 34.6442 | 109.8604 | 256.1351 | 100.2909 | 22.8901 | 179.1062 | 173.7529 | 0 | 6.0261 | 45.3461 | 226.1846 | 0 | 129.5628 | 0
2025_10_14 Hr 10 | 18.0924 | 0.00357 | 0.10067 | 3.8139 | 3.8193 | 3.8193 | 3.8097 | 3.8139 | 3.8139 | 95.3749 | -14 | 0.08 | 65 | 0 | 89.5531 | 89.5531 | 173.7529 | 0 | 0 | 0.046 | 0.0275 | 1.0494 | 0 | 0 | 0 | 0 | 0 | 0.00282 | 0.1485 | 45.3461 | 6.0261 | 226.1846 | 0 | 0 | 0 | 0 | 19.5725 | 49.7006 | 0 | 0 | -18.1304 | 0.6747 | 10.0768 | 0 | -1 | -4.2 | 10.0448 | 0 | 0 | 27.9406 | 27.9406 | 27.9406 | 27.9406 | 32.489 | 35.802 | 1.3368 | 0 | 0 | 0 | 0 | 0 | 0 | 0 | 0 | 0 | 0 | 0 | 0 | -75 | 0 | 0 | 0 | 0 | 6.4482 | 0 | -263.341 | 13.2171 | 1.7014 | 62.9821 | 66.5807 | 25.4496 | 1126.328 | 29.7728 | 51.7378 | 1.1346 | 0.3248 | -18.0924 | 13.847 | 3.48 | 29.422 | 1043.817 | 313.3424 | -377.7234 | 7.8895 | 4.06 | -2.09 | 12.4685 | 4.4631 | 2025-10-14 | 2025_10_14 Hr 10 | 85.9798 | -0.000423 | -1043.817 | -356.4714 | 441.0179 | 782.8688 | 126.3558 | 15.4013 | 34.6442 | 103.7324 | 239.6262 | 97.6593 | 22.8901 | 179.1062 | 173.7529 | 0 | 6.0261 | 45.3461 | 226.1846 | 0 | 129.5628 | 0
2025_10_14 Hr 11 | 17.5684 | 0.005445 | 0.15355 | 3.8139 | 3.8193 | 3.8193 | 3.8097 | 3.8139 | 3.8139 | 93.9404 | -14 | 0.08 | 71 | 0 | 89.5531 | 89.5531 | 173.7529 | 0 | 0 | 0.046 | 0.0275 | 1.0494 | 0 | 0 | 0 | 0 | 0 | 0.00282 | 0.1485 | 45.3461 | 6.0261 | 226.1846 | 0 | 0 | 0 | 0 | 19.1534 | 48.5457 | 0 | 0 | -14.3386 | 0.6747 | 10.0768 | 0 | -1 | -4.2 | 10.0448 | 0 | 0 | 27.3971 | 27.3971 | 27.3971 | 27.3971 | 31.8571 | 35.802 | 1.3368 | 0 | 0 | 0 | 0 | 0 | 0 | 0 | 0 | 0 | 0 | 0 | 0 | -75 | 0 | 0 | 0 | 0 | 6.4482 | 0 | -274.5192 | 13.2171 | 1.7014 | 62.9821 | 66.5807 | 19.9548 | 1120.567 | 29.5684 | 51.3825 | 1.1346 | 0.3248 | -17.5684 | 13.847 | 3.48 | 29.422 | 1030.5 | 312.6495 | -388.3776 | 7.8895 | 4.06 | -2.09 | 12.3829 | 4.4324 | 2025-10-14 | 2025_10_14 Hr 11 | 86.1384 | -0.000118 | -1030.5 | -363.8578 | 434.5276 | 782.8688 | 126.9158 | 15.4013 | 34.6442 | 102.1584 | 235.3859 | 96.9833 | 22.8901 | 179.1062 | 173.7529 | 0 | 6.0261 | 45.3461 | 226.1846 | 0 | 129.5628 | 0
2025_10_14 Hr 12 | 17.0875 | 0.008985 | 0.25338 | 3.8139 | 3.8193 | 3.8193 | 3.8097 | 3.8139 | 3.8139 | 88.872 | -14 | 0.08 | 81 | 0 | 89.5531 | 89.5531 | 173.7529 | 0 | 0 | 0.046 | 0.0275 | 1.0494 | 0 | 0 | 0 | 0 | 0 | 0.00282 | 0.1485 | 45.3461 | 6.0261 | 226.1846 | 0 | 0 | 0 | 0 | 17.6725 | 44.4652 | 0 | 0 | -13.0889 | 0.6747 | 10.0768 | 0 | -1 | -4.2 | 10.0448 | 0 | 0 | 25.4768 | 25.4768 | 25.4768 | 25.4768 | 29.6242 | 33.8013 | 1.3368 | 0 | 0 | 0 | 0 | 0 | 0 | 0 | 0 | 0 | 0 | 0 | 0 | -75 | 0 | 0 | 0 | 0 | 6.4482 | 0 | -278.8813 | 13.2171 | 1.7014 | 62.9821 | 66.5807 | 17.4966 | 1100.123 | 28.8461 | 50.1273 | 1.1346 | 0.3248 | -17.0875 | 13.847 | 3.48 | 29.422 | 1010.1 | 315.325 | -392.2588 | 7.8895 | 4.06 | -2.09 | 12.0804 | 4.3242 | 2025-10-14 | 2025_10_14 Hr 12 | 87.1569 | -6.8e-05 | -1010.1 | -366.9702 | 411.5956 | 782.8688 | 132.5603 | 15.4013 | 34.6442 | 96.597 | 220.4036 | 94.5951 | 22.8901 | 179.1062 | 173.7529 | 0 | 6.0261 | 45.3461 | 226.1846 | 0 | 129.5628 | 0
2025_10_14 Hr 13 | 15.5402 | 0.00996 | 0.28087 | 3.8139 | 3.8193 | 3.8193 | 3.8097 | 3.8139 | 3.8139 | 83.6697 | -14 | 0.08 | 91 | 0 | 89.5531 | 89.5531 | 173.7529 | 0 | 0 | 0.046 | 0.0275 | 1.0494 | 0 | 0 | 0 | 0 | 0 | 0.00282 | 0.1485 | 45.3461 | 6.0261 | 226.1846 | 0 | 0 | 0 | 0 | 16.1525 | 40.2769 | 0 | 0 | -2.4489 | 0.6747 | 10.0768 | 0 | -1 | -4.2 | 10.0448 | 0 | 0 | 23.5058 | 23.5058 | 23.5058 | 23.5058 | 27.3324 | 30.7476 | 1.3368 | 0 | 0 | 0 | 0 | 0 | 0 | 0 | 0 | 0 | 0 | 0 | 0 | -75 | 0 | 0 | 0 | 0 | 6.4482 | 0 | -250.0924 | 13.2171 | 1.7014 | 62.9821 | 66.5807 | 13.014 | 1079.064 | 28.1047 | 48.839 | 1.1346 | 0.3248 | -15.5402 | 13.847 | 3.48 | 29.422 | 1028.483 | 313.791 | -361.9226 | 7.8895 | 4.06 | -2.09 | 11.7699 | 4.213 | 2025-10-14 | 2025_10_14 Hr 13 | 82.4971 | 0.000236 | -1028.483 | -327.5413 | 388.0578 | 782.8688 | 135.0524 | 15.4013 | 34.6442 | 90.8887 | 205.0254 | 92.1437 | 22.8901 | 179.1062 | 173.7529 | 0 | 6.0261 | 45.3461 | 226.1846 | 0 | 129.5628 | 0
2025_10_14 Hr 14 | 15.5386 | 0.009975 | 0.2813 | 3.8139 | 3.8193 | 3.8193 | 3.8097 | 3.8139 | 3.8139 | 81.3171 | -14 | 0.08 | 93 | 0 | 89.5531 | 89.5531 | 173.7529 | 0 | 0 | 0.046 | 0.0275 | 1.0494 | 0 | 0 | 0 | 0 | 0 | 0.00282 | 0.1485 | 45.3461 | 6.0261 | 226.1846 | 0 | 0 | 0 | 0 | 15.4652 | 38.3829 | 0 | 9.8629 | 0 | 0.6747 | 10.0768 | 0 | -1 | -4.2 | 10.0448 | 0 | 0 | 22.6146 | 22.6146 | 22.6146 | 22.6146 | 26.296 | 34.749 | 1.3368 | 0 | 0 | 0 | 0 | 0 | 0 | 0 | 0 | 0 | 0 | 0 | 0 | -75 | 0 | 0 | 0 | 0 | 6.4482 | 0 | -267.3997 | 13.2171 | 1.7014 | 62.9821 | 66.5807 | 14.46 | 1069.529 | 27.7694 | 48.2564 | 1.1346 | 0.3248 | -15.5386 | 13.847 | 3.48 | 29.422 | 1020.292 | 320.1283 | -379.2283 | 7.8895 | 4.06 | -2.09 | 11.6296 | 4.1628 | 2025-10-14 | 2025_10_14 Hr 14 | 81.6707 | -0.000417 | -1020.292 | -332.5368 | 377.4139 | 782.8688 | 142.5003 | 15.4013 | 34.6442 | 88.3073 | 198.0714 | 91.0352 | 22.8901 | 179.1062 | 173.7529 | 0 | 6.0261 | 45.3461 | 226.1846 | 0 | 129.5628 | 0
2025_10_14 Hr 15 | 16.5784 | 0.00981 | 0.27664 | 3.8139 | 3.8193 | 3.8193 | 3.8097 | 3.8139 | 3.8139 | 77.0328 | -14 | 0.08 | 93 | 0 | 89.5531 | 89.5531 | 173.7529 | 0 | 0 | 0.046 | 0.0275 | 1.0494 | 0 | 0 | 0 | 0 | 0 | 0.00282 | 0.1485 | 45.3461 | 6.0261 | 226.1846 | 0 | 0 | 0 | 0 | 14.2134 | 34.9336 | 0 | 1.0996 | -2.1256 | 0.6747 | 10.0768 | 0 | -1 | -4.2 | 10.0448 | 0 | 0 | 20.9914 | 20.9914 | 20.9914 | 20.9914 | 24.4086 | 33.8013 | 1.3368 | 0 | 0 | 0 | 0 | 0 | 0 | 0 | 0 | 0 | 0 | 0 | 0 | -75 | 0 | 0 | 0 | 0 | 6.4482 | 0 | -250.1677 | 13.2171 | 1.7014 | 62.9821 | 66.5807 | 26.4618 | 1052.159 | 27.1589 | 47.1954 | 1.1346 | 0.3248 | -16.5784 | 13.847 | 3.48 | 29.422 | 1018.3 | 330.2032 | -363.0361 | 7.8895 | 4.06 | -2.09 | 11.3738 | 4.0712 | 2025-10-14 | 2025_10_14 Hr 15 | 82.8144 | -8.9e-05 | -1018.3 | -326.1937 | 358.0298 | 782.8688 | 153.5496 | 15.4013 | 34.6442 | 83.6064 | 185.407 | 89.0164 | 22.8901 | 179.1062 | 173.7529 | 0 | 6.0261 | 45.3461 | 226.1846 | 0 | 129.5628 | 0
2025_10_14 Hr 16 | 17.0908 | 0.009855 | 0.27791 | 3.8139 | 3.8193 | 3.8193 | 3.8097 | 3.8139 | 3.8139 | 76.2487 | -14 | 0.08 | 92 | 0 | 89.5531 | 89.5531 | 173.7529 | 0 | 0 | 0.046 | 0.0275 | 1.0494 | 0 | 0 | 0 | 0 | 0 | 0.00282 | 0.1485 | 45.3461 | 6.0261 | 226.1846 | 0 | 0 | 0 | 0 | 13.9843 | 34.3023 | 0 | 0 | -4.6993 | 0.6747 | 10.0768 | 0 | -1 | -4.2 | 10.0448 | 0 | 0 | 20.6943 | 20.6943 | 20.6943 | 20.6943 | 24.0631 | 27.7992 | 1.3368 | 0 | 0 | 0 | 0 | 0 | 0 | 0 | 0 | 0 | 0 | 0 | 0 | -75 | 0 | 0 | 0 | 0 | 6.4482 | 0 | -238.6163 | 13.2171 | 1.7014 | 62.9821 | 66.5807 | 25.0158 | 1048.982 | 27.0471 | 47.0012 | 1.1346 | 0.3248 | -17.0908 | 13.847 | 3.48 | 29.422 | 1014.183 | 321.898 | -351.9971 | 7.8895 | 4.06 | -2.09 | 11.327 | 4.0545 | 2025-10-14 | 2025_10_14 Hr 16 | 92.8905 | 0.000239 | -1014.183 | -318.3156 | 354.4818 | 782.8688 | 145.1028 | 15.4013 | 34.6442 | 82.7459 | 183.089 | 88.6469 | 22.8901 | 179.1062 | 173.7529 | 0 | 6.0261 | 45.3461 | 226.1846 | 0 | 129.5628 | 0
2025_10_14 Hr 17 | 12.4425 | 0.00783 | 0.22081 | 3.8139 | 3.8193 | 3.8193 | 3.8097 | 3.8139 | 3.8139 | 79.5001 | -14 | 0.08 | 85 | 0 | 89.5531 | 89.5531 | 173.7529 | 0 | 0 | 0.046 | 0.0275 | 1.0494 | 0 | 0 | 0 | 0 | 0 | 0.00282 | 0.1485 | 45.3461 | 6.0261 | 226.1846 | 0 | 0 | 0 | 0 | 14.9343 | 36.92 | 0 | 0.049795 | -8.7378 | 0.6747 | 10.0768 | 0 | -1 | -4.2 | 10.0448 | 0 | 0 | 21.9262 | 21.9262 | 21.9262 | 21.9262 | 25.4955 | 23.7978 | 1.3368 | 0 | 0 | 0 | 0 | 0 | 0 | 0 | 0 | 0 | 0 | 0 | 0 | -75 | 0 | 0 | 0 | 0 | 6.4482 | 0 | -205.705 | 13.2171 | 1.7014 | 62.9821 | 66.5807 | 18.9426 | 1062.104 | 27.5105 | 47.8064 | 1.1346 | 0.3248 | -12.4425 | 13.847 | 3.48 | 29.422 | 1040.683 | 301.7052 | -314.4375 | 7.8895 | 4.06 | -2.09 | 11.5211 | 4.124 | 2025-10-14 | 2025_10_14 Hr 17 | 99.6286 | 0.00021428 | -1040.683 | -289.393 | 369.1929 | 782.8688 | 127.969 | 15.4013 | 34.6442 | 86.3136 | 192.7003 | 90.179 | 22.8901 | 179.1062 | 173.7529 | 0 | 6.0261 | 45.3461 | 226.1846 | 0 | 129.5628 | 0
2025_10_14 Hr 18 | 2.0713 | 0.005835 | 0.16455 | 3.8139 | 3.8193 | 3.8193 | 3.8097 | 3.8139 | 3.8139 | 82.6177 | -14 | 0.08 | 82 | 0 | 89.5531 | 89.5531 | 173.7529 | 0 | 0 | 0.046 | 0.0275 | 1.0494 | 0 | 0 | 0 | 0 | 0 | 0.00282 | 0.1485 | 45.3461 | 6.0261 | 226.1846 | 0 | 0 | 0 | 0 | 15.8452 | 39.4299 | 0 | 0.66637 | -8.6188 | 0.6747 | 10.0768 | 0 | -1 | -4.2 | 10.0448 | 0 | 0 | 23.1073 | 23.1073 | 23.1073 | 23.1073 | 26.869 | 19.9017 | 1.3368 | 0 | 0 | 0 | 0 | 0 | 0 | 0 | 0 | 0 | 0 | 0 | 0 | -75 | 0 | 0 | 0 | 0 | 6.4482 | 0 | -190.3303 | 13.2171 | 1.7014 | 62.9821 | 66.5807 | 10.9896 | 1074.684 | 27.9548 | 48.5785 | 1.1346 | 0.3248 | -2.0713 | 13.847 | 3.48 | 29.422 | 1055.992 | 277.9519 | -288.6916 | 7.8895 | 4.06 | -2.09 | 11.7072 | 4.1906 | 2025-10-14 | 2025_10_14 Hr 18 | 103.2516 | -0.0004025 | -1055.992 | -273.2827 | 383.2983 | 782.8688 | 113.0617 | 15.4013 | 34.6442 | 89.7344 | 201.9159 | 91.648 | 22.8901 | 179.1062 | 173.7529 | 0 | 6.0261 | 45.3461 | 226.1846 | 0 | 129.5628 | 0
2025_10_14 Hr 19 | 0 | 0.002325 | 0.065565 | 3.8139 | 3.8193 | 3.8193 | 3.8097 | 3.8139 | 3.8139 | 89.9048 | -14 | 0.08 | 77 | 0 | 89.5531 | 89.5531 | 173.7529 | 0 | 0 | 0.046 | 0.0275 | 1.0494 | 0 | 0 | 0 | 0 | 0 | 0.00282 | 0.1485 | 45.3461 | 6.0261 | 226.1846 | 0 | 0 | 0 | 0 | 17.9743 | 45.2967 | 0 | 2.4017 | -4.2097 | 0.6747 | 10.0768 | 0 | -1 | -4.2 | 10.0448 | 0 | 0 | 25.8681 | 25.8681 | 25.8681 | 25.8681 | 30.0792 | 22.8501 | 1.3368 | 0 | 0 | 0 | 0 | 0 | 0 | 0 | 0 | 0 | 0 | 0 | 0 | -75 | 0 | 0 | 0 | 0 | 6.4482 | 0 | -197.1832 | 13.2171 | 1.7014 | 62.9821 | 66.5807 | 6.507 | 1104.121 | 28.9933 | 50.3831 | 1.1346 | 0.3248 | 0 | 13.847 | 3.48 | 29.422 | 1081.617 | 272.7767 | -293.4732 | 7.8895 | 4.06 | -2.09 | 12.1421 | 4.3462 | 2025-10-14 | 2025_10_14 Hr 19 | 100.5803 | -0.000433 | -1081.617 | -273.9912 | 416.2685 | 782.8688 | 106.425 | 15.4013 | 34.6442 | 97.7302 | 223.4565 | 95.0817 | 22.8901 | 179.1062 | 173.7529 | 0 | 6.0261 | 45.3461 | 226.1846 | 0 | 129.5628 | 0
2025_10_14 Hr 20 | 0 | 0.00036 | 0.010152 | 3.8139 | 3.8193 | 3.8193 | 3.8097 | 3.8139 | 3.8139 | 88.2217 | -14 | 0.08 | 85 | 0 | 89.5531 | 89.5531 | 173.7529 | 0 | 0 | 0.046 | 0.0275 | 1.0494 | 0 | 0 | 0 | 0 | 0 | 0.00282 | 0.1485 | 45.3461 | 6.0261 | 226.1846 | 0 | 0 | 0 | 0 | 17.4825 | 43.9417 | 0 | 9.4972 | 0 | 0.6747 | 10.0768 | 0 | -1 | -4.2 | 10.0448 | 0 | 0 | 25.2305 | 25.2305 | 25.2305 | 25.2305 | 29.3377 | 30.7476 | 1.3368 | 0 | 0 | 0 | 0 | 0 | 0 | 0 | 0 | 0 | 0 | 0 | 0 | -75 | 0 | 0 | 0 | 0 | 6.4482 | 0 | -242.6576 | 13.2171 | 1.7014 | 62.9821 | 66.5807 | 14.0262 | 1097.244 | 28.7534 | 49.9663 | 1.1346 | 0.3248 | 0 | 13.847 | 3.48 | 29.422 | 1063.192 | 295.3983 | -338.9476 | 7.8895 | 4.06 | -2.09 | 12.0416 | 4.3103 | 2025-10-14 | 2025_10_14 Hr 20 | 99.6787 | -0.00042 | -1063.192 | -308.1604 | 408.6534 | 782.8688 | 129.7843 | 15.4013 | 34.6442 | 95.8834 | 218.4813 | 94.2887 | 22.8901 | 179.1062 | 173.7529 | 0 | 6.0261 | 45.3461 | 226.1846 | 0 | 129.5628 | 0
2025_10_14 Hr 21 | 0 | 0 | 0 | 3.8139 | 3.8193 | 3.8193 | 3.8097 | 3.8139 | 3.8139 | 80.1504 | -14 | 0.08 | 85 | 0 | 89.5531 | 89.5531 | 173.7529 | 0 | 0 | 0.046 | 0.0275 | 1.0494 | 0 | 0 | 0 | 0 | 0 | 0.00282 | 0.1485 | 45.3461 | 6.0261 | 226.1846 | 0 | 0 | 0 | 0 | 15.1243 | 37.4436 | 0 | 6.201 | 0 | 0.6747 | 10.0768 | 0 | -1 | -4.2 | 10.0448 | 0 | 0 | 22.1725 | 22.1725 | 22.1725 | 22.1725 | 25.782 | 41.6988 | 1.3368 | 0 | 0 | 0 | 0 | 0 | 0 | 0 | 0 | 0 | 0 | 0 | 0 | -75 | 0 | 0 | 0 | 0 | 6.4482 | 0 | -275.6021 | 13.2171 | 1.7014 | 62.9821 | 66.5807 | 30.9444 | 1064.519 | 27.6031 | 47.9674 | 1.1346 | 0.3248 | 0 | 13.847 | 3.48 | 29.422 | 1018.292 | 319.4641 | -371.8921 | 7.8895 | 4.06 | -2.09 | 11.5599 | 4.1378 | 2025-10-14 | 2025_10_14 Hr 21 | 87.574 | -0.000413 | -1018.292 | -344.4011 | 372.1352 | 782.8688 | 157.6432 | 15.4013 | 34.6442 | 87.0272 | 194.6226 | 90.4854 | 22.8901 | 179.1062 | 173.7529 | 0 | 6.0261 | 45.3461 | 226.1846 | 0 | 129.5628 | 0
2025_10_14 Hr 22 | 0 | 0 | 0 | 3.8139 | 3.8193 | 3.8193 | 3.8097 | 3.8139 | 3.8139 | 68.5599 | -14 | 0.08 | 90 | 0 | 89.5531 | 89.5531 | 173.7529 | 0 | 0 | 0.046 | 0.0275 | 1.0494 | 0 | 0 | 0 | 0 | 0 | 0.00282 | 0.1485 | 45.3461 | 6.0261 | 226.1846 | 0 | 0 | 0 | 0 | 11.7379 | 28.1122 | 0 | 4.7554 | -0.33728 | 0.6747 | 10.0768 | 0 | -1 | -4.2 | 10.0448 | 0 | 0 | 17.7813 | 17.7813 | 17.7813 | 17.7813 | 20.6759 | 40.7511 | 1.3368 | 0 | 0 | 0 | 0 | 0 | 0 | 0 | 0 | 0 | 0 | 0 | 0 | -75 | 0 | 0 | 0 | 0 | 6.4482 | 0 | -298.2454 | 13.2171 | 1.7014 | 62.9821 | 66.5807 | 39.4758 | 1017.539 | 25.9514 | 45.0971 | 1.1346 | 0.3248 | 0 | 13.847 | 3.48 | 29.422 | 954.0084 | 326.5863 | -394.5354 | 7.8895 | 4.06 | -2.09 | 10.8682 | 3.8902 | 2025-10-14 | 2025_10_14 Hr 22 | 91.0718 | -0.0001642 | -954.0084 | -368.8273 | 319.6943 | 782.8688 | 170.2269 | 15.4013 | 34.6442 | 74.3094 | 160.3611 | 85.0239 | 22.8901 | 179.1062 | 173.7529 | 0 | 6.0261 | 45.3461 | 226.1846 | 0 | 129.5628 | 0
2025_10_14 Hr 23 | 0 | 0 | 0 | 3.8139 | 3.8193 | 3.8193 | 3.8097 | 3.8139 | 3.8139 | 56.0705 | 0 | 0.08 | 89 | 0 | 89.5531 | 89.5531 | 176.4163 | 0 | 0 | 0.046 | 0.0275 | 1.0494 | 0 | 0 | 0 | 0 | 0 | 0.00282 | 0.1485 | 45.3461 | 6.0261 | 228.977 | 0 | 0 | 0 | 0 | 8.0888 | 18.0571 | 0 | 1.3849 | -0.1775 | 0.6747 | 10.0768 | 0 | -1 | -4.2 | 10.0448 | 0 | 0 | 13.0495 | 13.0495 | 13.0495 | 13.0495 | 15.1738 | 42.7518 | 1.3368 | 0 | 0 | 0 | 0 | 0 | 0 | 0 | 0 | 0 | 0 | 0 | 0 | 0 | -50 | 0 | 0 | 0 | 6.4482 | 0 | -349.8223 | 13.2171 | 1.7014 | 64.2243 | 67.8938 | 37.4514 | 974.9273 | 24.1715 | 42.0041 | 1.1346 | 0.3248 | 0 | 13.847 | 3.48 | 29.422 | 888.7 | 319.6776 | -407.1123 | 7.8895 | 4.06 | -2.09 | 10.1228 | 3.6234 | 2025-10-14 | 2025_10_14 Hr 23 | 90.627 | -2e-06 | -888.7 | -398.6149 | 277.1863 | 790.8799 | 169.2032 | 15.4013 | 34.6442 | 60.6052 | 123.4423 | 93.1388 | 22.8901 | 179.1062 | 176.4163 | 0 | 6.0261 | 45.3461 | 228.977 | 0 | 132.1181 | 0
2025_10_14 Hr 24 | 0 | 0 | 0 | 3.8139 | 3.8193 | 3.8193 | 3.8097 | 3.8139 | 3.8139 | 48.4009 | 0 | 0.08 | 91 | 0 | 89.5531 | 89.5531 | 176.4163 | 0 | 0 | 0.046 | 0.0275 | 1.0494 | 0 | 0 | 0 | 0 | 0 | 0.00282 | 0.1485 | 45.3461 | 6.0261 | 228.977 | 0 | 0 | 0 | 0 | 5.848 | 11.8824 | 0 | 24.9762 | 0 | 0.6747 | 10.0768 | 0 | -1 | -4.2 | 10.0448 | 0 | 0 | 10.1437 | 10.1437 | 10.1437 | 10.1437 | 11.795 | 38.7504 | 1.3368 | 0 | 0 | 0 | 0 | 0 | 0 | 0 | 0 | 0 | 0 | 0 | 0 | 0 | -50 | 0 | 0 | 0 | 6.4482 | 0 | -393.6734 | 13.2171 | 1.7014 | 64.2243 | 67.8938 | 30.9444 | 943.8403 | 23.0785 | 40.1047 | 1.1346 | 0.3248 | 0 | 13.847 | 3.48 | 29.422 | 825.4083 | 307.5552 | -450.9634 | 7.8895 | 4.06 | -2.09 | 9.665 | 3.4596 | 2025-10-14 | 2025_10_14 Hr 24 | 89.9133 | 2.9e-05 | -825.4083 | -418.6972 | 242.4854 | 790.8799 | 160.6948 | 15.4013 | 34.6442 | 52.1896 | 100.7709 | 89.5249 | 22.8901 | 179.1062 | 176.4163 | 0 | 6.0261 | 45.3461 | 228.977 | 0 | 132.1181 | 0
2025_10_15 Hr 01 | 0 | 0 | 0 | 3.8139 | 3.8193 | 3.8193 | 3.8097 | 3.8139 | 3.8139 | 48.8904 | 0 | 0.08 | 89 | 0 | 89.5531 | 89.5531 | 176.4163 | 0 | 0 | 0.046 | 0.0275 | 1.0494 | 0 | 0 | 0 | 0 | 0 | 0.00282 | 0.1485 | 45.3461 | 6.0261 | 228.977 | 0 | 0 | 0 | 0 | 7.346 | 15.9827 | 0 | 25.4241 | 0 | 0.6747 | 10.1506 | 0 | -1 | -4.2 | 10.1293 | 0 | 0 | 11.0016 | 11.0016 | 11.0016 | 11.0016 | 12.7925 | 31.8006 | 1.3368 | 0 | 0 | 0 | 0 | 0 | 0 | 0 | 0 | 0 | 0 | 0 | 0 | 0 | -50 | 0 | 0 | 0 | 6.4972 | 0 | -429.3677 | 12.1495 | 1.7014 | 64.2243 | 67.8938 | 42.9462 | 954.5935 | 21.8782 | 38.0003 | 1.1346 | 0.3248 | 0 | 13.847 | 3.48 | 29.422 | 798.9 | 305.54 | -486.6577 | 7.9187 | 4.06 | -2.09 | 9.1536 | 3.2762 | 2025-10-15 | 2025_10_15 Hr 01 | 91.9351 | -9e-06 | -798.9 | -453.9436 | 248.1714 | 790.8799 | 163.7468 | 15.4013 | 34.6442 | 58.0244 | 105.6892 | 84.4577 | 22.8901 | 179.1062 | 176.4163 | 0 | 6.0261 | 45.3461 | 228.977 | 0 | 132.1181 | 0
2025_10_15 Hr 02 | 0 | 0 | 0 | 3.8139 | 3.8193 | 3.8193 | 3.8097 | 3.8139 | 3.8139 | 45.1387 | 0 | 0.08 | 86 | 0 | 89.5531 | 89.5531 | 176.4163 | 0 | 0 | 0.046 | 0.0275 | 1.0494 | 0 | 0 | 0 | 0 | 0 | 0.00282 | 0.1485 | 45.3461 | 6.0261 | 228.977 | 0 | 0 | 0 | 0 | 6.1428 | 12.6687 | 0 | 13.833 | 0 | 0.6747 | 10.1506 | 0 | -1 | -4.2 | 10.1293 | 0 | 0 | 9.5829 | 9.5829 | 9.5829 | 9.5829 | 11.1428 | 31.8006 | 1.3368 | 0 | 0 | 0 | 0 | 0 | 0 | 0 | 0 | 0 | 0 | 0 | 0 | 0 | -50 | 0 | 0 | 0 | 6.4972 | 0 | -441.5166 | 12.1495 | 1.7014 | 64.2243 | 67.8938 | 58.563 | 939.0002 | 21.3411 | 37.0674 | 1.1346 | 0.3248 | 0 | 13.847 | 3.48 | 29.422 | 770.4083 | 316.3818 | -498.8066 | 7.9187 | 4.06 | -2.09 | 8.9289 | 3.1958 | 2025-10-15 | 2025_10_15 Hr 02 | 91.9165 | 2.9e-05 | -770.4083 | -477.6836 | 230.803 | 790.8799 | 176.3636 | 15.4013 | 34.6442 | 53.5073 | 94.613 | 82.6827 | 22.8901 | 179.1062 | 176.4163 | 0 | 6.0261 | 45.3461 | 228.977 | 0 | 132.1181 | 0
2025_10_15 Hr 03 | 0 | 0 | 0 | 3.8139 | 3.8193 | 3.8193 | 3.8097 | 3.8139 | 3.8139 | 43.958 | 0 | 0.08 | 84 | 0 | 89.5531 | 89.5531 | 176.4163 | 0 | 0 | 0.046 | 0.0275 | 1.0494 | 0 | 0 | 0 | 0 | 0 | 0.00282 | 0.1485 | 45.3461 | 6.0261 | 228.977 | 0 | 0 | 0 | 0 | 5.7641 | 11.6258 | 0 | 14.2043 | 0 | 0.6747 | 10.1506 | 0 | -1 | -4.2 | 10.1293 | 0 | 0 | 9.1364 | 9.1364 | 9.1364 | 9.1364 | 10.6237 | 31.8006 | 1.3368 | 0 | 0 | 0 | 0 | 0 | 0 | 0 | 0 | 0 | 0 | 0 | 0 | 0 | -50 | 0 | 0 | 0 | 6.4972 | 0 | -429.7761 | 12.1495 | 1.7014 | 64.2243 | 67.8938 | 60.009 | 934.0926 | 21.1721 | 36.7739 | 1.1346 | 0.3248 | 0 | 13.847 | 3.48 | 29.422 | 776.5 | 315.2692 | -487.0661 | 7.9187 | 4.06 | -2.09 | 8.8581 | 3.1705 | 2025-10-15 | 2025_10_15 Hr 03 | 91.2839 | 1.2e-05 | -776.5 | -465.5718 | 225.3368 | 790.8799 | 175.8096 | 15.4013 | 34.6442 | 52.0857 | 91.1271 | 82.124 | 22.8901 | 179.1062 | 176.4163 | 0 | 6.0261 | 45.3461 | 228.977 | 0 | 132.1181 | 0
2025_10_15 Hr 04 | 0 | 0 | 0 | 3.8139 | 3.8193 | 3.8193 | 3.8097 | 3.8139 | 3.8139 | 44.4912 | 0 | 0.08 | 83 | 0 | 89.5531 | 89.5531 | 176.4163 | 0 | 0 | 0.046 | 0.0275 | 1.0494 | 0 | 0 | 0 | 0 | 0 | 0.00282 | 0.1485 | 45.3461 | 6.0261 | 228.977 | 0 | 0 | 0 | 0 | 5.9351 | 12.0968 | 0 | 11.2583 | 0 | 0.6747 | 10.1506 | 0 | -1 | -4.2 | 10.1293 | 0 | 0 | 9.338 | 9.338 | 9.338 | 9.338 | 10.8581 | 27.7992 | 1.3368 | 0 | 0 | 0 | 0 | 0 | 0 | 0 | 0 | 0 | 0 | 0 | 0 | 0 | -50 | 0 | 0 | 0 | 6.4972 | 0 | -430.8311 | 12.1495 | 1.7014 | 64.2243 | 67.8938 | 60.4428 | 936.3089 | 21.2484 | 36.9064 | 1.1346 | 0.3248 | 0 | 13.847 | 3.48 | 29.422 | 770.4 | 310.9539 | -488.1211 | 7.9187 | 4.06 | -2.09 | 8.8901 | 3.1819 | 2025-10-15 | 2025_10_15 Hr 04 | 93.6358 | 4e-06 | -770.4 | -469.5728 | 227.8054 | 790.8799 | 171.242 | 15.4013 | 34.6442 | 52.7277 | 92.7014 | 82.3763 | 22.8901 | 179.1062 | 176.4163 | 0 | 6.0261 | 45.3461 | 228.977 | 0 | 132.1181 | 0
2025_10_15 Hr 05 | 0 | 0 | 0 | 3.8139 | 3.8193 | 3.8193 | 3.8097 | 3.8139 | 3.8139 | 48.3572 | 0 | 0.08 | 74 | 0 | 89.5531 | 89.5531 | 176.4163 | 0 | 0 | 0.046 | 0.0275 | 1.0494 | 0 | 0 | 0 | 0 | 0 | 0.00282 | 0.1485 | 45.3461 | 6.0261 | 228.977 | 0 | 0 | 0 | 0 | 7.175 | 15.5117 | 0 | 2.5662 | -2.1225 | 0.6747 | 10.1506 | 0 | -1 | -4.2 | 10.1293 | 0 | 0 | 10.7999 | 10.7999 | 10.7999 | 10.7999 | 12.5581 | 21.9024 | 1.3368 | 0 | 0 | 0 | 0 | 0 | 0 | 0 | 0 | 0 | 0 | 0 | 0 | 0 | -50 | 0 | 0 | 0 | 6.4972 | 0 | -381.8627 | 12.1495 | 1.7014 | 64.2243 | 67.8938 | 58.9968 | 952.3772 | 21.8018 | 37.8677 | 1.1346 | 0.3248 | 0 | 13.847 | 3.48 | 29.422 | 810.1083 | 296.4402 | -439.1527 | 7.9187 | 4.06 | -2.09 | 9.1216 | 3.2648 | 2025-10-15 | 2025_10_15 Hr 05 | 114.7624 | 4.7e-05 | -810.1083 | -431.419 | 245.7028 | 790.8799 | 154.8992 | 15.4013 | 34.6442 | 57.3824 | 104.115 | 84.2054 | 22.8901 | 179.1062 | 176.4163 | 0 | 6.0261 | 45.3461 | 228.977 | 0 | 132.1181 | 0
2025_10_15 Hr 06 | 0 | 0 | 0 | 3.8139 | 3.8193 | 3.8193 | 3.8097 | 3.8139 | 3.8139 | 61.3072 | 0 | 0.08 | 69 | 0 | 89.5531 | 89.5531 | 176.4163 | 0 | 0 | 0.046 | 0.0275 | 1.0494 | 0 | 0 | 0 | 0 | 0 | 0.00282 | 0.1485 | 45.3461 | 6.0261 | 228.977 | 0 | 0 | 0 | 0 | 11.328 | 26.9506 | 0 | 5.6008 | -6.868 | 0.6747 | 10.1506 | 0 | -1 | -4.2 | 10.1293 | 0 | 0 | 15.697 | 15.697 | 15.697 | 15.697 | 18.2524 | 29.7999 | 1.3368 | 0 | 0 | 0 | 0 | 0 | 0 | 0 | 0 | 0 | 0 | 0 | 0 | 0 | -50 | 0 | 0 | 0 | 6.4972 | 0 | -329.961 | 12.1495 | 1.7014 | 64.2243 | 67.8938 | 50.0316 | 1006.202 | 23.6557 | 41.0876 | 1.1346 | 0.3248 | 0 | 13.847 | 3.48 | 29.422 | 914.1833 | 296.4995 | -387.251 | 7.9187 | 4.06 | -2.09 | 9.8973 | 3.5424 | 2025-10-15 | 2025_10_15 Hr 06 | 119.158 | 3.9e-05 | -914.1833 | -381.2282 | 305.6546 | 790.8799 | 148.8315 | 15.4013 | 34.6442 | 72.9745 | 142.3477 | 90.3325 | 22.8901 | 179.1062 | 176.4163 | 0 | 6.0261 | 45.3461 | 228.977 | 0 | 132.1181 | 0
2025_10_15 Hr 07 | 0 | 0 | 0 | 3.8139 | 3.8193 | 3.8193 | 3.8097 | 3.8139 | 3.8139 | 83.0745 | -14 | 0.08 | 57 | 0 | 89.5531 | 89.5531 | 173.7529 | 0 | 0 | 0.046 | 0.0275 | 1.0494 | 0 | 0 | 0 | 0 | 0 | 0.00282 | 0.1485 | 45.3461 | 6.0261 | 226.1846 | 0 | 0 | 0 | 0 | 18.3089 | 46.1782 | 0 | 19.5117 | 0 | 0.6747 | 10.1506 | 0 | -1 | -4.2 | 10.1293 | 0 | 0 | 23.9285 | 23.9285 | 23.9285 | 23.9285 | 27.8239 | 26.8515 | 1.3368 | 0 | 0 | 0 | 0 | 0 | 0 | 0 | 0 | 0 | 0 | 0 | 0 | -75 | 0 | 0 | 0 | 0 | 6.4972 | 0 | -274.2275 | 12.1495 | 1.7014 | 62.9821 | 66.5807 | 50.0316 | 1088.664 | 26.7718 | 46.5 | 1.1346 | 0.3248 | 0 | 13.847 | 3.48 | 29.422 | 1029.508 | 291.85 | -370.5175 | 7.9187 | 4.06 | -2.09 | 11.201 | 4.009 | 2025-10-15 | 2025_10_15 Hr 07 | 121.1835 | 0.000234 | -1029.508 | -329.7158 | 392.4266 | 782.8688 | 133.8831 | 15.4013 | 34.6442 | 99.1828 | 206.6124 | 86.6313 | 22.8901 | 179.1062 | 173.7529 | 0 | 6.0261 | 45.3461 | 226.1846 | 0 | 129.5628 | 0
2025_10_15 Hr 08 | 1.0282 | 3e-05 | 0.000846 | 3.8139 | 3.8193 | 3.8193 | 3.8097 | 3.8139 | 3.8139 | 92.787 | -14 | 0.08 | 39 | 0 | 89.5531 | 89.5531 | 173.7529 | 0 | 0 | 0.046 | 0.0275 | 1.0494 | 0 | 0 | 0 | 0 | 0 | 0.00282 | 0.1485 | 45.3461 | 6.0261 | 226.1846 | 0 | 0 | 0 | 0 | 21.4237 | 54.7574 | 0 | 0.87193 | -18.8801 | 0.6747 | 10.1506 | 0 | -1 | -4.2 | 10.1293 | 0 | 0 | 27.6014 | 27.6014 | 27.6014 | 27.6014 | 32.0946 | 19.9017 | 1.3368 | 0 | 0 | 0 | 0 | 0 | 0 | 0 | 0 | 0 | 0 | 0 | 0 | -75 | 0 | 0 | 0 | 0 | 6.4972 | 0 | -229.0293 | 12.1495 | 1.7014 | 62.9821 | 66.5807 | 79.53 | 1129.034 | 28.1622 | 48.915 | 1.1346 | 0.3248 | -1.0282 | 13.847 | 3.48 | 29.422 | 1086.7 | 302.022 | -326.3475 | 7.9187 | 4.06 | -2.09 | 11.7827 | 4.2172 | 2025-10-15 | 2025_10_15 Hr 08 | 115.3566 | -7.73e-05 | -1086.7 | -322.0374 | 437.3905 | 782.8688 | 138.4326 | 15.4013 | 34.6442 | 110.8769 | 235.287 | 91.2266 | 22.8901 | 179.1062 | 173.7529 | 0 | 6.0261 | 45.3461 | 226.1846 | 0 | 129.5628 | 0
2025_10_15 Hr 09 | 9.3298 | 0.00099 | 0.027918 | 3.8139 | 3.8193 | 3.8193 | 3.8097 | 3.8139 | 3.8139 | 92.1395 | -14 | 0.08 | 21 | 0 | 89.5531 | 89.5531 | 173.7529 | 0 | 0 | 0.046 | 0.0275 | 1.0494 | 0 | 0 | 0 | 0 | 0 | 0.00282 | 0.1485 | 45.3461 | 6.0261 | 226.1846 | 0 | 0 | 0 | 0 | 21.2161 | 54.1854 | 0 | 0.87369 | -27.0522 | 0.6747 | 10.1506 | 0 | -1 | -4.2 | 10.1293 | 0 | 0 | 27.3565 | 27.3565 | 27.3565 | 27.3565 | 31.8099 | 19.9017 | 1.3368 | 0 | 0 | 0 | 0 | 0 | 0 | 0 | 0 | 0 | 0 | 0 | 0 | -75 | 0 | 0 | 0 | 0 | 6.4972 | 0 | -191.7772 | 12.1495 | 1.7014 | 62.9821 | 66.5807 | 78.5178 | 1126.369 | 28.0695 | 48.754 | 1.1346 | 0.3248 | -9.3298 | 13.847 | 3.48 | 29.422 | 1093.8 | 291.0061 | -297.397 | 7.9187 | 4.06 | -2.09 | 11.7439 | 4.2034 | 2025-10-15 | 2025_10_15 Hr 09 | 108.9453 | -9.85e-05 | -1093.8 | -292.9557 | 434.3929 | 782.8688 | 119.4484 | 15.4013 | 34.6442 | 110.0973 | 233.3753 | 90.9203 | 22.8901 | 179.1062 | 173.7529 | 0 | 6.0261 | 45.3461 | 226.1846 | 0 | 129.5628 | 0
2025_10_15 Hr 10 | 13.469 | 0.00381 | 0.10744 | 3.8139 | 3.8193 | 3.8193 | 3.8097 | 3.8139 | 3.8139 | 84.6171 | -14 | 0.08 | 21 | 0 | 89.5531 | 89.5531 | 173.7529 | 0 | 0 | 0.046 | 0.0275 | 1.0494 | 0 | 0 | 0 | 0 | 0 | 0.00282 | 0.1485 | 45.3461 | 6.0261 | 226.1846 | 0 | 0 | 0 | 0 | 18.8036 | 47.5408 | 0 | 0 | -39.1291 | 0.6747 | 10.1506 | 0 | -1 | -4.2 | 10.1293 | 0 | 0 | 24.5118 | 24.5118 | 24.5118 | 24.5118 | 28.5022 | 25.7985 | 1.3368 | 0 | 0 | 0 | 0 | 0 | 0 | 0 | 0 | 0 | 0 | 0 | 0 | -75 | 0 | 0 | 0 | 0 | 6.4972 | 0 | -164.9538 | 12.1495 | 1.7014 | 62.9821 | 66.5807 | 68.9742 | 1095.183 | 26.9926 | 46.8836 | 1.1346 | 0.3248 | -13.469 | 13.847 | 3.48 | 29.422 | 1069.283 | 287.9422 | -274.7128 | 7.9187 | 4.06 | -2.09 | 11.2934 | 4.0421 | 2025-10-15 | 2025_10_15 Hr 10 | 102.4588 | 0.000275 | -1069.283 | -279.0829 | 399.568 | 782.8688 | 115.884 | 15.4013 | 34.6442 | 101.0401 | 211.1667 | 87.3612 | 22.8901 | 179.1062 | 173.7529 | 0 | 6.0261 | 45.3461 | 226.1846 | 0 | 129.5628 | 0
2025_10_15 Hr 11 | 15.5402 | 0.007005 | 0.19754 | 3.8139 | 3.8193 | 3.8193 | 3.8097 | 3.8139 | 3.8139 | 83.8363 | -14 | 0.08 | 7 | 0 | 89.5531 | 89.5531 | 173.7529 | 0 | 0 | 0.046 | 0.0275 | 1.0494 | 0 | 0 | 0 | 0 | 0 | 0.00282 | 0.1485 | 45.3461 | 6.0261 | 226.1846 | 0 | 0 | 0 | 0 | 18.5532 | 46.8511 | 0 | 1.2521 | -0.52364 | 0.6747 | 10.1506 | 0 | -1 | -4.2 | 10.1293 | 0 | 0 | 24.2166 | 24.2166 | 24.2166 | 24.2166 | 28.1588 | 21.9024 | 1.3368 | 0 | 0 | 0 | 0 | 0 | 0 | 0 | 0 | 0 | 0 | 0 | 0 | -75 | 0 | 0 | 0 | 0 | 6.4972 | 0 | -167.1115 | 12.1495 | 1.7014 | 62.9821 | 66.5807 | 41.5002 | 1092.028 | 26.8808 | 46.6894 | 1.1346 | 0.3248 | -15.5402 | 13.847 | 3.48 | 29.422 | 1058.092 | 244.2771 | -278.9417 | 7.9187 | 4.06 | -2.09 | 11.2466 | 4.0254 | 2025-10-15 | 2025_10_15 Hr 11 | 106.0485 | -0.0004162 | -1058.092 | -241.383 | 395.9532 | 782.8688 | 70.6071 | 15.4013 | 34.6442 | 100.1 | 208.8614 | 86.9917 | 22.8901 | 179.1062 | 173.7529 | 0 | 6.0261 | 45.3461 | 226.1846 | 0 | 129.5628 | 0
2025_10_15 Hr 12 | 14.5088 | 0.00921 | 0.25972 | 3.8139 | 3.8193 | 3.8193 | 3.8097 | 3.8139 | 3.8139 | 80.4655 | -14 | 0.08 | 3 | 0 | 89.5531 | 89.5531 | 173.7529 | 0 | 0 | 0.046 | 0.0275 | 1.0494 | 0 | 0 | 0 | 0 | 0 | 0.00282 | 0.1485 | 45.3461 | 6.0261 | 226.1846 | 0 | 0 | 0 | 0 | 17.4722 | 43.8736 | 0 | 7.155 | -0.63877 | 0.6747 | 10.1506 | 0 | -1 | -4.2 | 10.1293 | 0 | 0 | 22.9419 | 22.9419 | 22.9419 | 22.9419 | 26.6766 | 21.9024 | 1.3368 | 0 | 0 | 0 | 0 | 0 | 0 | 0 | 0 | 0 | 0 | 0 | 0 | -75 | 0 | 0 | 0 | 0 | 6.4972 | 0 | -181.7398 | 12.1495 | 1.7014 | 62.9821 | 66.5807 | 52.4898 | 1078.08 | 26.3983 | 45.8513 | 1.1346 | 0.3248 | -14.5088 | 13.847 | 3.48 | 29.422 | 1040.7 | 248.6426 | -292.5385 | 7.9187 | 4.06 | -2.09 | 11.0447 | 3.9531 | 2025-10-15 | 2025_10_15 Hr 12 | 104.045 | -9.16e-05 | -1040.7 | -250.2236 | 380.3481 | 782.8688 | 77.6611 | 15.4013 | 34.6442 | 96.0415 | 198.9097 | 85.3969 | 22.8901 | 179.1062 | 173.7529 | 0 | 6.0261 | 45.3461 | 226.1846 | 0 | 129.5628 | 0
2025_10_15 Hr 13 | 14.5088 | 0.01044 | 0.29441 | 3.8139 | 3.8193 | 3.8193 | 3.8097 | 3.8139 | 3.8139 | 77.3613 | -14 | 0.08 | 1 | 0 | 89.5531 | 89.5531 | 173.7529 | 0 | 0 | 0.046 | 0.0275 | 1.0494 | 0 | 0 | 0 | 0 | 0 | 0.00282 | 0.1485 | 45.3461 | 6.0261 | 226.1846 | 0 | 0 | 0 | 0 | 16.4767 | 41.1316 | 0 | 5.0143 | 0 | 0.6747 | 10.1506 | 0 | -1 | -4.2 | 10.1293 | 0 | 0 | 21.768 | 21.768 | 21.768 | 21.768 | 25.3117 | 19.9017 | 1.3368 | 0 | 0 | 0 | 0 | 0 | 0 | 0 | 0 | 0 | 0 | 0 | 0 | -75 | 0 | 0 | 0 | 0 | 6.4972 | 0 | -190.1574 | 12.1495 | 1.7014 | 62.9821 | 66.5807 | 67.5282 | 1065.212 | 25.9539 | 45.0795 | 1.1346 | 0.3248 | -14.5088 | 13.847 | 3.48 | 29.422 | 1027.483 | 258.2129 | -300.9561 | 7.9187 | 4.06 | -2.09 | 10.8588 | 3.8866 | 2025-10-15 | 2025_10_15 Hr 13 | 106.6063 | 0.000246 | -1027.483 | -260.1431 | 365.9773 | 782.8688 | 88.7347 | 15.4013 | 34.6442 | 92.304 | 189.745 | 83.9282 | 22.8901 | 179.1062 | 173.7529 | 0 | 6.0261 | 45.3461 | 226.1846 | 0 | 129.5628 | 0
2025_10_15 Hr 14 | 14.5121 | 0.009645 | 0.27199 | 3.8139 | 3.8193 | 3.8193 | 3.8097 | 3.8139 | 3.8139 | 74.1238 | -14 | 0.08 | 0 | 0 | 89.5531 | 89.5531 | 173.7529 | 0 | 0 | 0.046 | 0.0275 | 1.0494 | 0 | 0 | 0 | 0 | 0 | 0.00282 | 0.1485 | 45.3461 | 6.0261 | 226.1846 | 0 | 0 | 0 | 0 | 15.4384 | 38.2718 | 0 | 0 | -18.913 | 0.6747 | 10.1506 | 0 | -1 | -4.2 | 10.1293 | 0 | 0 | 20.5437 | 20.5437 | 20.5437 | 20.5437 | 23.8881 | 18.8487 | 1.3368 | 0 | 0 | 0 | 0 | 0 | 0 | 0 | 0 | 0 | 0 | 0 | 0 | -75 | 0 | 0 | 0 | 0 | 6.4972 | 0 | -162.6437 | 12.1495 | 1.7014 | 62.9821 | 66.5807 | 77.9394 | 1051.734 | 25.4905 | 44.2745 | 1.1346 | 0.3248 | -14.5121 | 13.847 | 3.48 | 29.422 | 1024.417 | 265.0418 | -273.4458 | 7.9187 | 4.06 | -2.09 | 10.6649 | 3.8172 | 2025-10-15 | 2025_10_15 Hr 14 | 102.3655 | -0.00043 | -1024.417 | -256.5568 | 350.9893 | 782.8688 | 97.0697 | 15.4013 | 34.6442 | 88.406 | 180.1868 | 82.3965 | 22.8901 | 179.1062 | 173.7529 | 0 | 6.0261 | 45.3461 | 226.1846 | 0 | 129.5628 | 0
2025_10_15 Hr 15 | 13.4673 | 0.010335 | 0.29145 | 3.8139 | 3.8193 | 3.8193 | 3.8097 | 3.8139 | 3.8139 | 71.2862 | -14 | 0.08 | 0 | 0 | 89.5531 | 89.5531 | 173.7529 | 0 | 0 | 0.046 | 0.0275 | 1.0494 | 0 | 0 | 0 | 0 | 0 | 0.00282 | 0.1485 | 45.3461 | 6.0261 | 226.1846 | 0 | 0 | 0 | 0 | 14.5284 | 35.7653 | 0 | 0 | -9.1875 | 0.6747 | 10.1506 | 0 | -1 | -4.2 | 10.1293 | 0 | 0 | 19.4707 | 19.4707 | 19.4707 | 19.4707 | 22.6404 | 18.8487 | 1.3368 | 0 | 0 | 0 | 0 | 0 | 0 | 0 | 0 | 0 | 0 | 0 | 0 | -75 | 0 | 0 | 0 | 0 | 6.4972 | 0 | -139.7018 | 12.1495 | 1.7014 | 62.9821 | 66.5807 | 61.455 | 1039.959 | 25.0842 | 43.5689 | 1.1346 | 0.3248 | -13.4673 | 13.847 | 3.48 | 29.422 | 1027.483 | 246.1708 | -249.4591 | 7.9187 | 4.06 | -2.09 | 10.495 | 3.7563 | 2025-10-15 | 2025_10_15 Hr 15 | 106.1638 | 0.000251 | -1027.483 | -223.8893 | 337.8528 | 782.8688 | 80.6055 | 15.4013 | 34.6442 | 84.9895 | 171.8094 | 81.0539 | 22.8901 | 179.1062 | 173.7529 | 0 | 6.0261 | 45.3461 | 226.1846 | 0 | 129.5628 | 0
2025_10_15 Hr 16 | 10.8903 | 0.008565 | 0.24153 | 3.8139 | 3.8193 | 3.8193 | 3.8097 | 3.8139 | 3.8139 | 67.9155 | -14 | 0.08 | 1 | 0 | 89.5531 | 89.5531 | 173.7529 | 0 | 0 | 0.046 | 0.0275 | 1.0494 | 0 | 0 | 0 | 0 | 0 | 0.00282 | 0.1485 | 45.3461 | 6.0261 | 226.1846 | 0 | 0 | 0 | 0 | 13.4473 | 32.7879 | 0 | 0.18267 | -2.5586 | 0.6747 | 10.1506 | 0 | -1 | -4.2 | 10.1293 | 0 | 0 | 18.196 | 18.196 | 18.196 | 18.196 | 21.1581 | 18.8487 | 1.3368 | 0 | 0 | 0 | 0 | 0 | 0 | 0 | 0 | 0 | 0 | 0 | 0 | -75 | 0 | 0 | 0 | 0 | 6.4972 | 0 | -120.8747 | 12.1495 | 1.7014 | 62.9821 | 66.5807 | 52.4898 | 1025.899 | 24.6017 | 42.7308 | 1.1346 | 0.3248 | -10.8903 | 13.847 | 3.48 | 29.422 | 1029.5 | 234.0319 | -228.055 | 7.9187 | 4.06 | -2.09 | 10.2931 | 3.6841 | 2025-10-15 | 2025_10_15 Hr 16 | 109.4029 | -9.07e-05 | -1029.5 | -198.2507 | 322.2477 | 782.8688 | 72.5886 | 15.4013 | 34.6442 | 80.931 | 161.8576 | 79.4591 | 22.8901 | 179.1062 | 173.7529 | 0 | 6.0261 | 45.3461 | 226.1846 | 0 | 129.5628 | 0
2025_10_15 Hr 17 | 6.7511 | 0.00519 | 0.14636 | 3.8139 | 3.8193 | 3.8193 | 3.8097 | 3.8139 | 3.8139 | 73.4763 | -14 | 0.08 | 5 | 0 | 89.5531 | 89.5531 | 173.7529 | 0 | 0 | 0.046 | 0.0275 | 1.0494 | 0 | 0 | 0 | 0 | 0 | 0.00282 | 0.1485 | 45.3461 | 6.0261 | 226.1846 | 0 | 0 | 0 | 0 | 15.2307 | 37.6999 | 0 | 0.61745 | -11.7284 | 0.6747 | 10.1506 | 0 | -1 | -4.2 | 10.1293 | 0 | 0 | 20.2989 | 20.2989 | 20.2989 | 20.2989 | 23.6034 | 19.9017 | 1.3368 | 0 | 0 | 0 | 0 | 0 | 0 | 0 | 0 | 0 | 0 | 0 | 0 | -75 | 0 | 0 | 0 | 0 | 6.4972 | 0 | -128.5855 | 12.1495 | 1.7014 | 62.9821 | 66.5807 | 47.4288 | 1048.917 | 25.3978 | 44.1135 | 1.1346 | 0.3248 | -6.7511 | 13.847 | 3.48 | 29.422 | 1038.692 | 232.5124 | -231.6266 | 7.9187 | 4.06 | -2.09 | 10.6261 | 3.8033 | 2025-10-15 | 2025_10_15 Hr 17 | 111.8919 | -0.0004109 | -1038.692 | -214.6965 | 347.9917 | 782.8688 | 72.482 | 15.4013 | 34.6442 | 87.6264 | 178.2752 | 82.0901 | 22.8901 | 179.1062 | 173.7529 | 0 | 6.0261 | 45.3461 | 226.1846 | 0 | 129.5628 | 0
2025_10_15 Hr 18 | 1.5472 | 0.00582 | 0.16412 | 3.8139 | 3.8193 | 3.8193 | 3.8097 | 3.8139 | 3.8139 | 76.4662 | -14 | 0.08 | 7 | 0 | 89.5531 | 89.5531 | 173.7529 | 0 | 0 | 0.046 | 0.0275 | 1.0494 | 0 | 0 | 0 | 0 | 0 | 0.00282 | 0.1485 | 45.3461 | 6.0261 | 226.1846 | 0 | 0 | 0 | 0 | 16.1896 | 40.3409 | 0 | 15.1252 | -1.4357 | 0.6747 | 10.1506 | 0 | -1 | -4.2 | 10.1293 | 0 | 0 | 21.4295 | 21.4295 | 21.4295 | 21.4295 | 24.9181 | 18.8487 | 1.3368 | 0 | 0 | 0 | 0 | 0 | 0 | 0 | 0 | 0 | 0 | 0 | 0 | -75 | 0 | 0 | 0 | 0 | 6.4972 | 0 | -127.2025 | 12.1495 | 1.7014 | 62.9821 | 66.5807 | 38.0298 | 1061.362 | 25.8258 | 44.8569 | 1.1346 | 0.3248 | -1.5472 | 13.847 | 3.48 | 29.422 | 1070.283 | 220.2718 | -225.0397 | 7.9187 | 4.06 | -2.09 | 10.8052 | 3.8674 | 2025-10-15 | 2025_10_15 Hr 18 | 108.4441 | 0.000254 | -1070.283 | -188.513 | 361.8336 | 782.8688 | 64.0484 | 15.4013 | 34.6442 | 91.2263 | 187.1025 | 83.5047 | 22.8901 | 179.1062 | 173.7529 | 0 | 6.0261 | 45.3461 | 226.1846 | 0 | 129.5628 | 0
2025_10_15 Hr 19 | 0 | 0.001725 | 0.048645 | 3.8139 | 3.8193 | 3.8193 | 3.8097 | 3.8139 | 3.8139 | 85.5312 | -14 | 0.08 | 29 | 0 | 89.5531 | 89.5531 | 173.7529 | 0 | 0 | 0.046 | 0.0275 | 1.0494 | 0 | 0 | 0 | 0 | 0 | 0.00282 | 0.1485 | 45.3461 | 6.0261 | 226.1846 | 0 | 0 | 0 | 0 | 19.0968 | 48.3482 | 0 | 2.5362 | -8.7892 | 0.6747 | 10.1506 | 0 | -1 | -4.2 | 10.1293 | 0 | 0 | 24.8575 | 24.8575 | 24.8575 | 24.8575 | 28.9041 | 22.8501 | 1.3368 | 0 | 0 | 0 | 0 | 0 | 0 | 0 | 0 | 0 | 0 | 0 | 0 | -75 | 0 | 0 | 0 | 0 | 6.4972 | 0 | -170.5302 | 12.1495 | 1.7014 | 62.9821 | 66.5807 | 55.9602 | 1098.924 | 27.1235 | 47.1109 | 1.1346 | 0.3248 | 0 | 13.847 | 3.48 | 29.422 | 1092.792 | 266.9412 | -266.8202 | 7.9187 | 4.06 | -2.09 | 11.3482 | 4.0617 | 2025-10-15 | 2025_10_15 Hr 19 | 111.8418 | -0.000419 | -1092.792 | -251.7832 | 403.7998 | 782.8688 | 107.8607 | 15.4013 | 34.6442 | 102.1408 | 213.8654 | 87.7937 | 22.8901 | 179.1062 | 173.7529 | 0 | 6.0261 | 45.3461 | 226.1846 | 0 | 129.5628 | 0
2025_10_15 Hr 20 | 0 | 0.00075 | 0.02115 | 3.8139 | 3.8193 | 3.8193 | 3.8097 | 3.8139 | 3.8139 | 85.017 | -14 | 0.08 | 64 | 0 | 89.5531 | 89.5531 | 173.7529 | 0 | 0 | 0.046 | 0.0275 | 1.0494 | 0 | 0 | 0 | 0 | 0 | 0.00282 | 0.1485 | 45.3461 | 6.0261 | 226.1846 | 0 | 0 | 0 | 0 | 18.9319 | 47.894 | 0 | 0 | -5.4435 | 0.6747 | 10.1506 | 0 | -1 | -4.2 | 10.1293 | 0 | 0 | 24.6631 | 24.6631 | 24.6631 | 24.6631 | 28.678 | 26.8515 | 1.3368 | 0 | 0 | 0 | 0 | 0 | 0 | 0 | 0 | 0 | 0 | 0 | 0 | -75 | 0 | 0 | 0 | 0 | 6.4972 | 0 | -232.8187 | 12.1495 | 1.7014 | 62.9821 | 66.5807 | 61.455 | 1096.759 | 27.0499 | 46.983 | 1.1346 | 0.3248 | 0 | 13.847 | 3.48 | 29.422 | 1073.4 | 311.1932 | -329.1087 | 7.9187 | 4.06 | -2.09 | 11.3173 | 4.0507 | 2025-10-15 | 2025_10_15 Hr 20 | 107.1418 | -8.8e-05 | -1073.4 | -313.2622 | 401.4194 | 782.8688 | 152.3284 | 15.4013 | 34.6442 | 101.5217 | 212.3474 | 87.5504 | 22.8901 | 179.1062 | 173.7529 | 0 | 6.0261 | 45.3461 | 226.1846 | 0 | 129.5628 | 0
2025_10_15 Hr 21 | 0 | 0 | 0 | 3.8139 | 3.8193 | 3.8193 | 3.8097 | 3.8139 | 3.8139 | 77.8945 | -14 | 0.08 | 79 | 0 | 89.5531 | 89.5531 | 173.7529 | 0 | 0 | 0.046 | 0.0275 | 1.0494 | 0 | 0 | 0 | 0 | 0 | 0.00282 | 0.1485 | 45.3461 | 6.0261 | 226.1846 | 0 | 0 | 0 | 0 | 16.6477 | 41.6026 | 0 | 0.49483 | -2.3368 | 0.6747 | 10.1506 | 0 | -1 | -4.2 | 10.1293 | 0 | 0 | 21.9697 | 21.9697 | 21.9697 | 21.9697 | 25.5461 | 33.8013 | 1.3368 | 0 | 0 | 0 | 0 | 0 | 0 | 0 | 0 | 0 | 0 | 0 | 0 | -75 | 0 | 0 | 0 | 0 | 6.4972 | 0 | -268.6694 | 12.1495 | 1.7014 | 62.9821 | 66.5807 | 66.9498 | 1067.134 | 26.0302 | 45.212 | 1.1346 | 0.3248 | 0 | 13.847 | 3.48 | 29.422 | 1035.6 | 335.2672 | -364.9594 | 7.9187 | 4.06 | -2.09 | 10.8908 | 3.898 | 2025-10-15 | 2025_10_15 Hr 21 | 101.7907 | -7.08e-05 | -1035.6 | -345.5114 | 368.4459 | 782.8688 | 179.7511 | 15.4013 | 34.6442 | 92.946 | 191.3194 | 84.1805 | 22.8901 | 179.1062 | 173.7529 | 0 | 6.0261 | 45.3461 | 226.1846 | 0 | 129.5628 | 0
2025_10_15 Hr 22 | 0 | 0 | 0 | 3.8139 | 3.8193 | 3.8193 | 3.8097 | 3.8139 | 3.8139 | 64.8113 | -14 | 0.08 | 89 | 0 | 89.5531 | 89.5531 | 173.7529 | 0 | 0 | 0.046 | 0.0275 | 1.0494 | 0 | 0 | 0 | 0 | 0 | 0.00282 | 0.1485 | 45.3461 | 6.0261 | 226.1846 | 0 | 0 | 0 | 0 | 12.4518 | 30.0459 | 0 | 1.7625 | -0.11663 | 0.6747 | 10.1506 | 0 | -1 | -4.2 | 10.1293 | 0 | 0 | 17.0221 | 17.0221 | 17.0221 | 17.0221 | 19.7932 | 30.7476 | 1.3368 | 0 | 0 | 0 | 0 | 0 | 0 | 0 | 0 | 0 | 0 | 0 | 0 | -75 | 0 | 0 | 0 | 0 | 6.4972 | 0 | -280.2245 | 12.1495 | 1.7014 | 62.9821 | 66.5807 | 70.5648 | 1012.755 | 24.1573 | 41.9589 | 1.1346 | 0.3248 | 0 | 13.847 | 3.48 | 29.422 | 977.525 | 339.6383 | -376.5145 | 7.9187 | 4.06 | -2.09 | 10.1071 | 3.6175 | 2025-10-15 | 2025_10_15 Hr 22 | 97.792 | -0.0001076 | -977.525 | -353.5787 | 307.8769 | 782.8688 | 190.3124 | 15.4013 | 34.6442 | 77.1935 | 152.693 | 77.9904 | 22.8901 | 179.1062 | 173.7529 | 0 | 6.0261 | 45.3461 | 226.1846 | 0 | 129.5628 | 0
2025_10_15 Hr 23 | 0 | 0 | 0 | 3.8139 | 3.8193 | 3.8193 | 3.8097 | 3.8139 | 3.8139 | 54.4323 | 0 | 0.08 | 93 | 0 | 89.5531 | 89.5531 | 176.4163 | 0 | 0 | 0.046 | 0.0275 | 1.0494 | 0 | 0 | 0 | 0 | 0 | 0.00282 | 0.1485 | 45.3461 | 6.0261 | 228.977 | 0 | 0 | 0 | 0 | 9.1232 | 20.8779 | 0 | 6.785 | -0.47988 | 0.6747 | 10.1506 | 0 | -1 | -4.2 | 10.1293 | 0 | 0 | 13.0973 | 13.0973 | 13.0973 | 13.0973 | 15.2294 | 40.7511 | 1.3368 | 0 | 0 | 0 | 0 | 0 | 0 | 0 | 0 | 0 | 0 | 0 | 0 | 0 | -50 | 0 | 0 | 0 | 6.4972 | 0 | -369.7586 | 12.1495 | 1.7014 | 64.2243 | 67.8938 | 66.9498 | 977.6274 | 22.6715 | 39.3782 | 1.1346 | 0.3248 | 0 | 13.847 | 3.48 | 29.422 | 902 | 345.1161 | -427.0486 | 7.9187 | 4.06 | -2.09 | 9.4855 | 3.395 | 2025-10-15 | 2025_10_15 Hr 23 | 103.0353 | -1e-06 | -902 | -413.4535 | 273.8273 | 790.8799 | 200.7009 | 15.4013 | 34.6442 | 64.6969 | 122.0506 | 87.0797 | 22.8901 | 179.1062 | 176.4163 | 0 | 6.0261 | 45.3461 | 228.977 | 0 | 132.1181 | 0
2025_10_15 Hr 24 | 0 | 0 | 0 | 3.8139 | 3.8193 | 3.8193 | 3.8097 | 3.8139 | 3.8139 | 45.6339 | 0 | 0.08 | 92 | 0 | 89.5531 | 89.5531 | 176.4163 | 0 | 0 | 0.046 | 0.0275 | 1.0494 | 0 | 0 | 0 | 0 | 0 | 0.00282 | 0.1485 | 45.3461 | 6.0261 | 228.977 | 0 | 0 | 0 | 0 | 6.3016 | 13.1061 | 0 | 14.3819 | 0 | 0.6747 | 10.1506 | 0 | -1 | -4.2 | 10.1293 | 0 | 0 | 9.7701 | 9.7701 | 9.7701 | 9.7701 | 11.3606 | 40.7511 | 1.3368 | 0 | 0 | 0 | 0 | 0 | 0 | 0 | 0 | 0 | 0 | 0 | 0 | 0 | -50 | 0 | 0 | 0 | 6.4972 | 0 | -405.5195 | 12.1495 | 1.7014 | 64.2243 | 67.8938 | 68.9742 | 941.0582 | 21.412 | 37.1905 | 1.1346 | 0.3248 | 0 | 13.847 | 3.48 | 29.422 | 834.6083 | 341.9778 | -462.8095 | 7.9187 | 4.06 | -2.09 | 8.9585 | 3.2064 | 2025-10-15 | 2025_10_15 Hr 24 | 88.5022 | 1.8e-05 | -834.6083 | -441.1376 | 233.0952 | 790.8799 | 201.7253 | 15.4013 | 34.6442 | 54.1035 | 96.0748 | 82.9169 | 22.8901 | 179.1062 | 176.4163 | 0 | 6.0261 | 45.3461 | 228.977 | 0 | 132.1181 | 0
2025_10_16 Hr 01 | 0 | 0 | 0 | 3.8139 | 3.8193 | 3.8193 | 3.8097 | 3.8139 | 3.8139 | 38.1025 | 0 | 0.08 | 91 | 0 | 89.5531 | 89.5531 | 176.4163 | 0 | 0 | 0.046 | 0.0275 | 1.0494 | 0 | 0 | 0 | 0 | 0 | 0.00282 | 0.1485 | 45.3461 | 6.0261 | 228.977 | 0 | 0 | 0 | 0 | 3.6302 | 5.7255 | 0 | 20.5019 | 0 | 0.6747 | 10.2244 | 0 | -1 | -4.2 | 10.2137 | 0 | 0 | 6.7439 | 6.7439 | 6.7439 | 6.7439 | 7.8418 | 40.7511 | 1.3368 | 0 | 0 | 0 | 0 | 0 | 0 | 0 | 0 | 0 | 0 | 0 | 0 | 0 | -50 | 0 | 0 | 0 | 6.5463 | 0 | -405.8883 | 12.4903 | 1.7014 | 64.2243 | 67.8938 | 71.4324 | 908.0879 | 20.7864 | 36.0864 | 1.1346 | 0.3248 | 0 | 13.847 | 3.48 | 29.422 | 807.0917 | 341.6801 | -463.1783 | 7.9478 | 4.06 | -2.09 | 8.6885 | 3.1095 | 2025-10-16 | 2025_10_16 Hr 01 | 87.4992 | -4.8e-05 | -807.0917 | -435.3864 | 198.3692 | 790.8799 | 203.1835 | 15.4013 | 34.6442 | 44.288 | 72.9201 | 81.1611 | 22.8901 | 179.1062 | 176.4163 | 0 | 6.0261 | 45.3461 | 228.977 | 0 | 132.1181 | 0
2025_10_16 Hr 02 | 0 | 0 | 0 | 3.8139 | 3.8193 | 3.8193 | 3.8097 | 3.8139 | 3.8139 | 38.5007 | 0 | 0.08 | 88 | 0 | 89.5531 | 89.5531 | 176.4163 | 0 | 0 | 0.046 | 0.0275 | 1.0494 | 0 | 0 | 0 | 0 | 0 | 0.00282 | 0.1485 | 45.3461 | 6.0261 | 228.977 | 0 | 0 | 0 | 0 | 3.7556 | 6.0706 | 0 | 17.648 | 0 | 0.6747 | 10.2244 | 0 | -1 | -4.2 | 10.2137 | 0 | 0 | 6.8942 | 6.8942 | 6.8942 | 6.8942 | 8.0166 | 41.6988 | 1.3368 | 0 | 0 | 0 | 0 | 0 | 0 | 0 | 0 | 0 | 0 | 0 | 0 | 0 | -50 | 0 | 0 | 0 | 6.5463 | 0 | -426.8103 | 12.4903 | 1.7014 | 64.2243 | 67.8938 | 74.0352 | 909.7325 | 20.8437 | 36.1858 | 1.1346 | 0.3248 | 0 | 13.847 | 3.48 | 29.422 | 785.7 | 342.4198 | -484.1003 | 7.9478 | 4.06 | -2.09 | 8.7124 | 3.1181 | 2025-10-16 | 2025_10_16 Hr 02 | 86.5963 | -1.6e-05 | -785.7 | -459.1623 | 200.2029 | 790.8799 | 203.734 | 15.4013 | 34.6442 | 44.7584 | 74.0942 | 81.3503 | 22.8901 | 179.1062 | 176.4163 | 0 | 6.0261 | 45.3461 | 228.977 | 0 | 132.1181 | 0
2025_10_16 Hr 03 | 0 | 0 | 0 | 3.8139 | 3.8193 | 3.8193 | 3.8097 | 3.8139 | 3.8139 | 37.9887 | 0 | 0.08 | 86 | 0 | 89.5531 | 89.5531 | 176.4163 | 0 | 0 | 0.046 | 0.0275 | 1.0494 | 0 | 0 | 0 | 0 | 0 | 0.00282 | 0.1485 | 45.3461 | 6.0261 | 228.977 | 0 | 0 | 0 | 0 | 3.5944 | 5.6269 | 0 | 13.6298 | 0 | 0.6747 | 10.2244 | 0 | -1 | -4.2 | 10.2137 | 0 | 0 | 6.701 | 6.701 | 6.701 | 6.701 | 7.7919 | 44.6472 | 1.3368 | 0 | 0 | 0 | 0 | 0 | 0 | 0 | 0 | 0 | 0 | 0 | 0 | 0 | -50 | 0 | 0 | 0 | 6.5463 | 0 | -428.5707 | 12.4903 | 1.7014 | 64.2243 | 67.8938 | 73.023 | 907.618 | 20.7701 | 36.058 | 1.1346 | 0.3248 | 0 | 13.847 | 3.48 | 29.422 | 777.5 | 342.1128 | -485.8607 | 7.9478 | 4.06 | -2.09 | 8.6816 | 3.107 | 2025-10-16 | 2025_10_16 Hr 03 | 80.6598 | -1.4e-05 | -777.5 | -464.9409 | 197.8453 | 790.8799 | 203.6702 | 15.4013 | 34.6442 | 44.1536 | 72.5846 | 81.1071 | 22.8901 | 179.1062 | 176.4163 | 0 | 6.0261 | 45.3461 | 228.977 | 0 | 132.1181 | 0
2025_10_16 Hr 04 | 0 | 0 | 0 | 3.8139 | 3.8193 | 3.8193 | 3.8097 | 3.8139 | 3.8139 | 36.7306 | 0 | 0.08 | 78 | 0 | 89.5531 | 89.5531 | 176.4163 | 0 | 0 | 0.046 | 0.0275 | 1.0494 | 0 | 0 | 0 | 0 | 0 | 0.00282 | 0.1485 | 45.3461 | 6.0261 | 228.977 | 0 | 0 | 0 | 0 | 2.9439 | 3.8359 | 0 | 11.62 | 0 | 0.6747 | 10.2244 | 0 | -1 | -4.2 | 10.2137 | 0 | 0 | 5.9209 | 5.9209 | 5.9209 | 5.9209 | 6.8848 | 41.6988 | 1.3368 | 0 | 0 | 0 | 0 | 0 | 0 | 0 | 0 | 0 | 0 | 0 | 0 | 0 | -50 | 0 | 0 | 0 | 6.5463 | 0 | -395.7256 | 12.4903 | 1.7014 | 64.2243 | 67.8938 | 67.962 | 899.8908 | 20.4729 | 35.542 | 1.1346 | 0.3248 | 0 | 13.847 | 3.48 | 29.422 | 783.6166 | 325.1215 | -453.0156 | 7.9478 | 4.06 | -2.09 | 8.5574 | 3.0626 | 2025-10-16 | 2025_10_16 Hr 04 | 85.907 | 6e-05 | -783.6166 | -434.1056 | 189.1361 | 790.8799 | 187.6608 | 15.4013 | 34.6442 | 41.712 | 67.299 | 80.1252 | 22.8901 | 179.1062 | 176.4163 | 0 | 6.0261 | 45.3461 | 228.977 | 0 | 132.1181 | 0
2025_10_16 Hr 05 | 0 | 0 | 0 | 3.8139 | 3.8193 | 3.8193 | 3.8097 | 3.8139 | 3.8139 | 43.0136 | 0 | 0.08 | 56 | 0 | 89.5531 | 89.5531 | 176.4163 | 0 | 0 | 0.046 | 0.0275 | 1.0494 | 0 | 0 | 0 | 0 | 0 | 0.00282 | 0.1485 | 45.3461 | 6.0261 | 228.977 | 0 | 0 | 0 | 0 | 5.176 | 9.9813 | 0 | 20.8833 | 0 | 0.6747 | 10.2244 | 0 | -1 | -4.2 | 10.2137 | 0 | 0 | 8.5976 | 8.5976 | 8.5976 | 8.5976 | 9.9972 | 48.6486 | 1.3368 | 0 | 0 | 0 | 0 | 0 | 0 | 0 | 0 | 0 | 0 | 0 | 0 | 0 | -50 | 0 | 0 | 0 | 6.5463 | 0 | -375.0392 | 12.4903 | 1.7014 | 64.2243 | 67.8938 | 58.9968 | 928.3707 | 21.4927 | 37.3125 | 1.1346 | 0.3248 | 0 | 13.847 | 3.48 | 29.422 | 821.4 | 304.4752 | -432.3292 | 7.9478 | 4.06 | -2.09 | 8.9837 | 3.2151 | 2025-10-16 | 2025_10_16 Hr 05 | 106.9119 | -1.5e-05 | -821.4 | -404.1559 | 220.9852 | 790.8799 | 163.6454 | 15.4013 | 34.6442 | 50.0896 | 87.4013 | 83.4943 | 22.8901 | 179.1062 | 176.4163 | 0 | 6.0261 | 45.3461 | 228.977 | 0 | 132.1181 | 0
2025_10_16 Hr 06 | 0 | 0 | 0 | 3.8139 | 3.8193 | 3.8193 | 3.8097 | 3.8139 | 3.8139 | 56.5524 | 0 | 0.08 | 63 | 0 | 89.5531 | 89.5531 | 176.4163 | 0 | 0 | 0.046 | 0.0275 | 1.0494 | 0 | 0 | 0 | 0 | 0 | 0.00282 | 0.1485 | 45.1502 | 6.0261 | 228.977 | 0 | 0 | 0 | 0 | 9.4374 | 21.7134 | 0 | 3.0872 | -1.3196 | 0.6747 | 10.2244 | 0 | -1 | -4.2 | 10.2137 | 0 | 0 | 13.7077 | 13.7077 | 13.7077 | 13.7077 | 15.9392 | 48.6486 | 1.3368 | 0 | 0 | 0 | 0 | 0 | 0 | 0 | 0 | 0 | 0 | 0 | 0 | 0 | -50 | 0 | 0 | 0 | 6.5463 | 0 | -353.503 | 12.4903 | 1.7014 | 64.2243 | 67.8938 | 64.9254 | 984.0897 | 23.4396 | 40.6925 | 1.1346 | 0.3248 | 0 | 13.847 | 3.48 | 29.422 | 898.9 | 323.8358 | -410.793 | 7.9478 | 4.06 | -2.09 | 9.7975 | 3.5064 | 2025-10-16 | 2025_10_16 Hr 06 | 111.1291 | 3e-06 | -898.9 | -401.7354 | 283.3319 | 790.684 | 176.574 | 15.4013 | 34.6442 | 66.0831 | 127.3225 | 89.9263 | 22.8901 | 179.1062 | 176.4163 | 0 | 6.0261 | 45.1502 | 228.977 | 0 | 132.1181 | 0
2025_10_16 Hr 07 | 0 | 0 | 0 | 3.8139 | 3.8193 | 3.8193 | 3.8097 | 3.8139 | 3.8139 | 76.8037 | -14 | 0.08 | 57 | 0 | 89.5531 | 89.5531 | 173.7529 | 0 | 0 | 0.046 | 0.0275 | 1.0494 | 0 | 0 | 0 | 0 | 0 | 0.00282 | 0.1485 | 45.3461 | 6.0261 | 226.1846 | 0 | 0 | 0 | 0 | 15.8116 | 39.2624 | 0 | 2.7307 | -0.53972 | 0.6747 | 10.2244 | 0 | -1 | -4.2 | 10.2137 | 0 | 0 | 21.3514 | 21.3514 | 21.3514 | 21.3514 | 24.8272 | 45.7002 | 1.3368 | 0 | 0 | 0 | 0 | 0 | 0 | 0 | 0 | 0 | 0 | 0 | 0 | -75 | 0 | 0 | 0 | 0 | 6.5463 | 0 | -260.3711 | 12.4903 | 1.7014 | 62.9821 | 66.5807 | 62.4672 | 1059.912 | 26.3518 | 45.7482 | 1.1346 | 0.3248 | 0 | 13.847 | 3.48 | 29.422 | 1027.492 | 322.0501 | -356.6611 | 7.9478 | 4.06 | -2.09 | 11.0147 | 3.942 | 2025-10-16 | 2025_10_16 Hr 07 | 110.5063 | -0.0004115 | -1027.492 | -333.1801 | 362.59 | 782.8688 | 165.1674 | 15.4013 | 34.6442 | 90.0062 | 187.0366 | 85.5472 | 22.8901 | 179.1062 | 173.7529 | 0 | 6.0261 | 45.3461 | 226.1846 | 0 | 129.5628 | 0
2025_10_16 Hr 08 | 0 | 0 | 0 | 3.8139 | 3.8193 | 3.8193 | 3.8097 | 3.8139 | 3.8139 | 89.4513 | -14 | 0.08 | 65 | 0 | 89.5531 | 89.5531 | 173.7529 | 0 | 0 | 0.046 | 0.0275 | 1.0494 | 0 | 0 | 0 | 0 | 0 | 0.00282 | 0.1485 | 45.3461 | 6.0261 | 226.1846 | 0 | 0 | 0 | 0 | 19.7925 | 50.2222 | 0 | 0 | -18.0611 | 0.6747 | 10.2244 | 0 | -1 | -4.2 | 10.2137 | 0 | 0 | 26.1251 | 26.1251 | 26.1251 | 26.1251 | 30.3781 | 48.6486 | 1.3368 | 0 | 0 | 0 | 0 | 0 | 0 | 0 | 0 | 0 | 0 | 0 | 0 | -75 | 0 | 0 | 0 | 0 | 6.5463 | 0 | -253.1544 | 12.4903 | 1.7014 | 62.9821 | 66.5807 | 67.5282 | 1112.146 | 28.1706 | 48.9057 | 1.1346 | 0.3248 | 0 | 13.847 | 3.48 | 29.422 | 1088.708 | 344.0681 | -349.4444 | 7.9478 | 4.06 | -2.09 | 11.775 | 4.2141 | 2025-10-16 | 2025_10_16 Hr 08 | 97.0743 | 0.000227 | -1088.708 | -346.2155 | 420.8327 | 782.8688 | 181.1768 | 15.4013 | 34.6442 | 104.947 | 224.3299 | 91.5558 | 22.8901 | 179.1062 | 173.7529 | 0 | 6.0261 | 45.3461 | 226.1846 | 0 | 129.5628 | 0
2025_10_16 Hr 09 | 1.5505 | 0.00027 | 0.007614 | 3.8139 | 3.8193 | 3.8193 | 3.8097 | 3.8139 | 3.8139 | 91.12 | -14 | 0.08 | 56 | 0 | 89.5531 | 89.5531 | 173.7529 | 0 | 0 | 0.046 | 0.0275 | 1.0494 | 0 | 0 | 0 | 0 | 0 | 0.00282 | 0.1485 | 45.3461 | 6.0261 | 226.1846 | 0 | 0 | 0 | 0 | 20.3177 | 51.6682 | 0 | 0 | -25.9691 | 0.6747 | 10.2244 | 0 | -1 | -4.2 | 10.2137 | 0 | 0 | 26.755 | 26.755 | 26.755 | 26.755 | 31.1104 | 31.8006 | 1.3368 | 0 | 0 | 0 | 0 | 0 | 0 | 0 | 0 | 0 | 0 | 0 | 0 | -75 | 0 | 0 | 0 | 0 | 6.5463 | 0 | -228.7162 | 12.4903 | 1.7014 | 62.9821 | 66.5807 | 63.0456 | 1119.045 | 28.4106 | 49.3223 | 1.1346 | 0.3248 | -1.5505 | 13.847 | 3.48 | 29.422 | 1082.6 | 316.0811 | -326.5567 | 7.9478 | 4.06 | -2.09 | 11.8753 | 4.25 | 2025-10-16 | 2025_10_16 Hr 09 | 93.0506 | -8.3e-05 | -1082.6 | -329.6853 | 428.5169 | 782.8688 | 150.8541 | 15.4013 | 34.6442 | 106.9182 | 229.2502 | 92.3485 | 22.8901 | 179.1062 | 173.7529 | 0 | 6.0261 | 45.3461 | 226.1846 | 0 | 129.5628 | 0
2025_10_16 Hr 10 | 3.6185 | 0.00177 | 0.049914 | 3.8139 | 3.8193 | 3.8193 | 3.8097 | 3.8139 | 3.8139 | 91.8974 | -14 | 0.08 | 33 | 0 | 89.5531 | 89.5531 | 173.7529 | 0 | 0 | 0.046 | 0.0275 | 1.0494 | 0 | 0 | 0 | 0 | 0 | 0.00282 | 0.1485 | 45.3461 | 6.0261 | 226.1846 | 0 | 0 | 0 | 0 | 20.5624 | 52.3419 | 0 | 0 | -43.5389 | 0.6747 | 10.2244 | 0 | -1 | -4.2 | 10.2137 | 0 | 0 | 27.0484 | 27.0484 | 27.0484 | 27.0484 | 31.4516 | 44.6472 | 1.3368 | 0 | 0 | 0 | 0 | 0 | 0 | 0 | 0 | 0 | 0 | 0 | 0 | -75 | 0 | 0 | 0 | 0 | 6.5463 | 0 | -203.8152 | 12.4903 | 1.7014 | 62.9821 | 66.5807 | 51.0438 | 1122.298 | 28.5224 | 49.5164 | 1.1346 | 0.3248 | -3.6185 | 13.847 | 3.48 | 29.422 | 1071.4 | 296.3646 | -303.7237 | 7.9478 | 4.06 | -2.09 | 11.922 | 4.2667 | 2025-10-16 | 2025_10_16 Hr 10 | 92.0906 | -8.8e-05 | -1071.4 | -322.3541 | 432.097 | 782.8688 | 128.7427 | 15.4013 | 34.6442 | 107.8366 | 231.5426 | 92.7179 | 22.8901 | 179.1062 | 173.7529 | 0 | 6.0261 | 45.3461 | 226.1846 | 0 | 129.5628 | 0
2025_10_16 Hr 11 | 6.2121 | 0.004725 | 0.13325 | 3.8139 | 3.8193 | 3.8193 | 3.8097 | 3.8139 | 3.8139 | 88.6739 | -14 | 0.08 | 22 | 0 | 89.5531 | 89.5531 | 173.7529 | 0 | 0 | 0.046 | 0.0275 | 1.0494 | 0 | 0 | 0 | 0 | 0 | 0.00282 | 0.1485 | 45.3461 | 6.0261 | 226.1846 | 0 | 0 | 0 | 0 | 19.5478 | 49.5485 | 0 | 0 | -25.9765 | 0.6747 | 10.2244 | 0 | -1 | -4.2 | 10.2137 | 0 | 0 | 25.8317 | 25.8317 | 25.8317 | 25.8317 | 30.0369 | 45.7002 | 1.3368 | 0 | 0 | 0 | 0 | 0 | 0 | 0 | 0 | 0 | 0 | 0 | 0 | -75 | 0 | 0 | 0 | 0 | 6.5463 | 0 | -191.1283 | 12.4903 | 1.7014 | 62.9821 | 66.5807 | 22.9914 | 1109.068 | 28.0588 | 48.7116 | 1.1346 | 0.3248 | -6.2121 | 13.847 | 3.48 | 29.422 | 1048.892 | 259.4304 | -293.6304 | 7.9478 | 4.06 | -2.09 | 11.7282 | 4.1974 | 2025-10-16 | 2025_10_16 Hr 11 | 92.1156 | -0.000407 | -1048.892 | -292.1048 | 417.2526 | 782.8688 | 90.8296 | 15.4013 | 34.6442 | 104.0286 | 222.0376 | 91.1864 | 22.8901 | 179.1062 | 173.7529 | 0 | 6.0261 | 45.3461 | 226.1846 | 0 | 129.5628 | 0
2025_10_16 Hr 12 | 6.2105 | 0.008205 | 0.23138 | 3.8139 | 3.8193 | 3.8193 | 3.8097 | 3.8139 | 3.8139 | 87.8965 | -14 | 0.08 | 27 | 0 | 89.5531 | 89.5531 | 173.7529 | 0 | 0 | 0.046 | 0.0275 | 1.0494 | 0 | 0 | 0 | 0 | 0 | 0.00282 | 0.1485 | 45.3461 | 6.0261 | 226.1846 | 0 | 0 | 0 | 0 | 19.3031 | 48.8749 | 0 | 0 | -19.2705 | 0.6747 | 10.2244 | 0 | -1 | -4.2 | 10.2137 | 0 | 0 | 25.5383 | 25.5383 | 25.5383 | 25.5383 | 29.6957 | 44.6472 | 1.3368 | 0 | 0 | 0 | 0 | 0 | 0 | 0 | 0 | 0 | 0 | 0 | 0 | -75 | 0 | 0 | 0 | 0 | 6.5463 | 0 | -198.5721 | 12.4903 | 1.7014 | 62.9821 | 66.5807 | 9.9774 | 1105.956 | 27.947 | 48.5176 | 1.1346 | 0.3248 | -6.2105 | 13.847 | 3.48 | 29.422 | 1035.608 | 249.9959 | -301.0726 | 7.9478 | 4.06 | -2.09 | 11.6815 | 4.1807 | 2025-10-16 | 2025_10_16 Hr 12 | 75.2108 | 0.000244 | -1035.608 | -292.8426 | 413.6724 | 782.8688 | 81.8642 | 15.4013 | 34.6442 | 103.1102 | 219.7451 | 90.8171 | 22.8901 | 179.1062 | 173.7529 | 0 | 6.0261 | 45.3461 | 226.1846 | 0 | 129.5628 | 0
2025_10_16 Hr 13 | 7.7809 | 0.0075 | 0.2115 | 3.8139 | 3.8193 | 3.8193 | 3.8097 | 3.8139 | 3.8139 | 82.7388 | -14 | 0.08 | 29 | 0 | 89.5531 | 89.5531 | 173.7529 | 0 | 0 | 0.046 | 0.0275 | 1.0494 | 0 | 0 | 0 | 0 | 0 | 0.00282 | 0.1485 | 45.3461 | 6.0261 | 226.1846 | 0 | 0 | 0 | 0 | 17.6797 | 44.4055 | 0 | 0.007921 | -8.4775 | 0.6747 | 10.2244 | 0 | -1 | -4.2 | 10.2137 | 0 | 0 | 23.5916 | 23.5916 | 23.5916 | 23.5916 | 27.432 | 38.7504 | 1.3368 | 0 | 0 | 0 | 0 | 0 | 0 | 0 | 0 | 0 | 0 | 0 | 0 | -75 | 0 | 0 | 0 | 0 | 6.5463 | 0 | -179.8721 | 12.4903 | 1.7014 | 62.9821 | 66.5807 | 3.0366 | 1084.635 | 27.2053 | 47.23 | 1.1346 | 0.3248 | -7.7809 | 13.847 | 3.48 | 29.422 | 1030.5 | 238.2777 | -283.943 | 7.9478 | 4.06 | -2.09 | 11.3715 | 4.0697 | 2025-10-16 | 2025_10_16 Hr 13 | 74.842 | -7.9974e-05 | -1030.5 | -263.3416 | 389.9213 | 782.8688 | 71.006 | 15.4013 | 34.6442 | 97.0174 | 204.5371 | 88.3668 | 22.8901 | 179.1062 | 173.7529 | 0 | 6.0261 | 45.3461 | 226.1846 | 0 | 129.5628 | 0
2025_10_16 Hr 14 | 7.2602 | 0.007185 | 0.20262 | 3.8139 | 3.8193 | 3.8193 | 3.8097 | 3.8139 | 3.8139 | 79.2688 | -14 | 0.08 | 25 | 0 | 89.5531 | 89.5531 | 173.7529 | 0 | 0 | 0.046 | 0.0275 | 1.0494 | 0 | 0 | 0 | 0 | 0 | 0.00282 | 0.1485 | 45.3461 | 6.0261 | 226.1846 | 0 | 0 | 0 | 0 | 16.5875 | 41.3985 | 0 | 0.22876 | -3.0577 | 0.6747 | 10.2244 | 0 | -1 | -4.2 | 10.2137 | 0 | 0 | 22.2818 | 22.2818 | 22.2818 | 22.2818 | 25.9091 | 34.749 | 1.3368 | 0 | 0 | 0 | 0 | 0 | 0 | 0 | 0 | 0 | 0 | 0 | 0 | -75 | 0 | 0 | 0 | 0 | 6.5463 | 0 | -167.5936 | 12.4903 | 1.7014 | 62.9821 | 66.5807 | 2.0244 | 1070.295 | 26.7063 | 46.3636 | 1.1346 | 0.3248 | -7.2602 | 13.847 | 3.48 | 29.422 | 1023.417 | 227.0946 | -271.1438 | 7.9478 | 4.06 | -2.09 | 11.1629 | 3.9951 | 2025-10-16 | 2025_10_16 Hr 14 | 74.7752 | -0.0004184 | -1023.417 | -245.4226 | 373.9417 | 782.8688 | 61.9832 | 15.4013 | 34.6442 | 92.9182 | 194.3052 | 86.7183 | 22.8901 | 179.1062 | 173.7529 | 0 | 6.0261 | 45.3461 | 226.1846 | 0 | 129.5628 | 0
2025_10_16 Hr 15 | 6.2105 | 0.004125 | 0.11632 | 3.8139 | 3.8193 | 3.8193 | 3.8097 | 3.8139 | 3.8139 | 76.9365 | -14 | 0.08 | 18 | 0 | 89.5531 | 89.5531 | 173.7529 | 0 | 0 | 0.046 | 0.0275 | 1.0494 | 0 | 0 | 0 | 0 | 0 | 0.00282 | 0.1485 | 45.3461 | 6.0261 | 226.1846 | 0 | 0 | 0 | 0 | 15.8534 | 39.3774 | 0 | 0.0050474 | -4.3445 | 0.6747 | 10.2244 | 0 | -1 | -4.2 | 10.2137 | 0 | 0 | 21.4015 | 21.4015 | 21.4015 | 21.4015 | 24.8855 | 38.7504 | 1.3368 | 0 | 0 | 0 | 0 | 0 | 0 | 0 | 0 | 0 | 0 | 0 | 0 | -75 | 0 | 0 | 0 | 0 | 6.5463 | 0 | -177.7792 | 12.4903 | 1.7014 | 62.9821 | 66.5807 | 4.0488 | 1060.576 | 26.3709 | 45.7814 | 1.1346 | 0.3248 | -6.2105 | 13.847 | 3.48 | 29.422 | 999.9167 | 223.9596 | -280.2797 | 7.9478 | 4.06 | -2.09 | 11.0227 | 3.9449 | 2025-10-16 | 2025_10_16 Hr 15 | 81.8126 | -0.00011756 | -999.9167 | -257.1186 | 363.2013 | 782.8688 | 60.9196 | 15.4013 | 34.6442 | 90.163 | 187.428 | 85.6103 | 22.8901 | 179.1062 | 173.7529 | 0 | 6.0261 | 45.3461 | 226.1846 | 0 | 129.5628 | 0
2025_10_16 Hr 16 | 3.0978 | 0.00504 | 0.14213 | 3.8139 | 3.8193 | 3.8193 | 3.8097 | 3.8139 | 3.8139 | 73.9784 | -14 | 0.08 | 8 | 0 | 89.5531 | 89.5531 | 173.7529 | 0 | 0 | 0.046 | 0.0275 | 1.0494 | 0 | 0 | 0 | 0 | 0 | 0.00282 | 0.1485 | 45.3461 | 6.0261 | 226.1846 | 0 | 0 | 0 | 0 | 14.9223 | 36.8141 | 0 | 0.77584 | -2.7405 | 0.6747 | 10.2244 | 0 | -1 | -4.2 | 10.2137 | 0 | 0 | 20.285 | 20.285 | 20.285 | 20.285 | 23.5872 | 35.802 | 1.3368 | 0 | 0 | 0 | 0 | 0 | 0 | 0 | 0 | 0 | 0 | 0 | 0 | -75 | 0 | 0 | 0 | 0 | 6.5463 | 0 | -152.6064 | 12.4903 | 1.7014 | 62.9821 | 66.5807 | 3.0366 | 1048.385 | 25.9456 | 45.0429 | 1.1346 | 0.3248 | -3.0978 | 13.847 | 3.48 | 29.422 | 999.9083 | 205.4819 | -251.9942 | 7.9478 | 4.06 | -2.09 | 10.8449 | 3.8813 | 2025-10-16 | 2025_10_16 Hr 16 | 77.5718 | -6.34e-05 | -999.9083 | -229.5711 | 349.5793 | 782.8688 | 46.9858 | 15.4013 | 34.6442 | 86.6686 | 178.7057 | 84.205 | 22.8901 | 179.1062 | 173.7529 | 0 | 6.0261 | 45.3461 | 226.1846 | 0 | 129.5628 | 0
2025_10_16 Hr 17 | 4.1409 | 0.00201 | 0.056682 | 3.8139 | 3.8193 | 3.8193 | 3.8097 | 3.8139 | 3.8139 | 80.672 | -14 | 0.08 | 5 | 0 | 89.5531 | 89.5531 | 173.7529 | 0 | 0 | 0.046 | 0.0275 | 1.0494 | 0 | 0 | 0 | 0 | 0 | 0.00282 | 0.1485 | 45.3461 | 6.0261 | 226.1846 | 0 | 0 | 0 | 0 | 17.0292 | 42.6144 | 0 | 0 | -6.5536 | 0.6747 | 10.2244 | 0 | -1 | -4.2 | 10.2137 | 0 | 0 | 22.8114 | 22.8114 | 22.8114 | 22.8114 | 26.5249 | 23.7978 | 1.3368 | 0 | 0 | 0 | 0 | 0 | 0 | 0 | 0 | 0 | 0 | 0 | 0 | -75 | 0 | 0 | 0 | 0 | 6.5463 | 0 | -157.0666 | 12.4903 | 1.7014 | 62.9821 | 66.5807 | 1.446 | 1075.944 | 26.9081 | 46.7139 | 1.1346 | 0.3248 | -4.1409 | 13.847 | 3.48 | 29.422 | 1005 | 193.1071 | -257.4975 | 7.9478 | 4.06 | -2.09 | 11.2472 | 4.0253 | 2025-10-16 | 2025_10_16 Hr 17 | 108.6194 | -8.4e-05 | -1005 | -238.6202 | 380.4034 | 782.8688 | 30.3025 | 15.4013 | 34.6442 | 94.5758 | 198.4427 | 87.3849 | 22.8901 | 179.1062 | 173.7529 | 0 | 6.0261 | 45.3461 | 226.1846 | 0 | 129.5628 | 0
2025_10_16 Hr 18 | 0.51906 | 0.00348 | 0.098136 | 3.8139 | 3.8193 | 3.8193 | 3.8097 | 3.8139 | 3.8139 | 85.7158 | -14 | 0.08 | 1 | 0 | 89.5531 | 89.5531 | 173.7529 | 0 | 0 | 0.046 | 0.0275 | 1.0494 | 0 | 0 | 0 | 0 | 0 | 0.00282 | 0.1485 | 45.3461 | 6.0261 | 226.1846 | 0 | 0 | 0 | 0 | 18.6167 | 46.9852 | 0 | 0.44583 | -10.9345 | 0.6747 | 10.2244 | 0 | -1 | -4.2 | 10.2137 | 0 | 0 | 24.7152 | 24.7152 | 24.7152 | 24.7152 | 28.7386 | 22.8501 | 1.3368 | 0 | 0 | 0 | 0 | 0 | 0 | 0 | 0 | 0 | 0 | 0 | 0 | -75 | 0 | 0 | 0 | 0 | 6.5463 | 0 | -139.8418 | 12.4903 | 1.7014 | 62.9821 | 66.5807 | 0.4338 | 1096.816 | 27.6334 | 47.9732 | 1.1346 | 0.3248 | -0.51906 | 13.847 | 3.48 | 29.422 | 1035.6 | 185.9231 | -236.6509 | 7.9478 | 4.06 | -2.09 | 11.5504 | 4.1338 | 2025-10-16 | 2025_10_16 Hr 18 | 108.3189 | -0.0001072 | -1035.6 | -225.3305 | 403.6305 | 782.8688 | 24.3855 | 15.4013 | 34.6442 | 100.5342 | 213.3152 | 89.7811 | 22.8901 | 179.1062 | 173.7529 | 0 | 6.0261 | 45.3461 | 226.1846 | 0 | 129.5628 | 0
2025_10_16 Hr 19 | 0 | 0.001965 | 0.055413 | 3.8139 | 3.8193 | 3.8193 | 3.8097 | 3.8139 | 3.8139 | 90.2288 | -14 | 0.08 | 1 | 0 | 89.5531 | 89.5531 | 173.7529 | 0 | 0 | 0.046 | 0.0275 | 1.0494 | 0 | 0 | 0 | 0 | 0 | 0.00282 | 0.1485 | 45.3461 | 6.0261 | 226.1846 | 0 | 0 | 0 | 0 | 20.0372 | 50.8959 | 0 | 0 | -11.168 | 0.6747 | 10.2244 | 0 | -1 | -4.2 | 10.2137 | 0 | 0 | 26.4186 | 26.4186 | 26.4186 | 26.4186 | 30.7193 | 23.7978 | 1.3368 | 0 | 0 | 0 | 0 | 0 | 0 | 0 | 0 | 0 | 0 | 0 | 0 | -75 | 0 | 0 | 0 | 0 | 6.5463 | 0 | -137.3565 | 12.4903 | 1.7014 | 62.9821 | 66.5807 | 0.4338 | 1115.412 | 28.2824 | 49.0998 | 1.1346 | 0.3248 | 0 | 13.847 | 3.48 | 29.422 | 1059.092 | 188.4942 | -233.6465 | 7.9478 | 4.06 | -2.09 | 11.8217 | 4.2308 | 2025-10-16 | 2025_10_16 Hr 19 | 103.2016 | -0.000411 | -1059.092 | -223.5245 | 424.4128 | 782.8688 | 25.289 | 15.4013 | 34.6442 | 105.8654 | 226.6223 | 91.9251 | 22.8901 | 179.1062 | 173.7529 | 0 | 6.0261 | 45.3461 | 226.1846 | 0 | 129.5628 | 0
2025_10_16 Hr 20 | 0 | 0.000675 | 0.019035 | 3.8139 | 3.8193 | 3.8193 | 3.8097 | 3.8139 | 3.8139 | 89.5841 | -14 | 0.08 | 7 | 0 | 89.5531 | 89.5531 | 173.7529 | 0 | 0 | 0.046 | 0.0275 | 1.0494 | 0 | 0 | 0 | 0 | 0 | 0.00282 | 0.1485 | 45.3461 | 6.0261 | 226.1846 | 0 | 0 | 0 | 0 | 19.8343 | 50.3373 | 0 | 0 | -7.2846 | 0.6747 | 10.2244 | 0 | -1 | -4.2 | 10.2137 | 0 | 0 | 26.1752 | 26.1752 | 26.1752 | 26.1752 | 30.4363 | 23.7978 | 1.3368 | 0 | 0 | 0 | 0 | 0 | 0 | 0 | 0 | 0 | 0 | 0 | 0 | -75 | 0 | 0 | 0 | 0 | 6.5463 | 0 | -162.1278 | 12.4903 | 1.7014 | 62.9821 | 66.5807 | 3.0366 | 1112.713 | 28.1897 | 48.9389 | 1.1346 | 0.3248 | 0 | 13.847 | 3.48 | 29.422 | 1043.8 | 196.7894 | -258.4178 | 7.9478 | 4.06 | -2.09 | 11.7829 | 4.217 | 2025-10-16 | 2025_10_16 Hr 20 | 100.7806 | -8.8e-05 | -1043.8 | -244.4124 | 421.4439 | 782.8688 | 33.8541 | 15.4013 | 34.6442 | 105.1038 | 224.7213 | 91.6188 | 22.8901 | 179.1062 | 173.7529 | 0 | 6.0261 | 45.3461 | 226.1846 | 0 | 129.5628 | 0
2025_10_16 Hr 21 | 0 | 1.5e-05 | 0.000423 | 3.8139 | 3.8193 | 3.8193 | 3.8097 | 3.8139 | 3.8139 | 83.2508 | -14 | 0.08 | 44 | 0 | 89.5531 | 89.5531 | 173.7529 | 0 | 0 | 0.046 | 0.0275 | 1.0494 | 0 | 0 | 0 | 0 | 0 | 0.00282 | 0.1485 | 45.3461 | 6.0261 | 226.1846 | 0 | 0 | 0 | 0 | 17.8408 | 44.8491 | 0 | 7.8716 | -0.0024204 | 0.6747 | 10.2244 | 0 | -1 | -4.2 | 10.2137 | 0 | 0 | 23.7848 | 23.7848 | 23.7848 | 23.7848 | 27.6567 | 22.8501 | 1.3368 | 0 | 0 | 0 | 0 | 0 | 0 | 0 | 0 | 0 | 0 | 0 | 0 | -75 | 0 | 0 | 0 | 0 | 6.5463 | 0 | -212.4699 | 12.4903 | 1.7014 | 62.9821 | 66.5807 | 8.9652 | 1086.538 | 27.279 | 47.3578 | 1.1346 | 0.3248 | 0 | 13.847 | 3.48 | 29.422 | 1021.408 | 235.7609 | -308.7599 | 7.9478 | 4.06 | -2.09 | 11.4023 | 4.0807 | 2025-10-16 | 2025_10_16 Hr 21 | 73.5159 | 0.00023861 | -1021.408 | -279.6007 | 392.2789 | 782.8688 | 75.8157 | 15.4013 | 34.6442 | 97.6222 | 206.0467 | 88.61 | 22.8901 | 179.1062 | 173.7529 | 0 | 6.0261 | 45.3461 | 226.1846 | 0 | 129.5628 | 0
2025_10_16 Hr 22 | 0 | 0 | 0 | 3.8139 | 3.8193 | 3.8193 | 3.8097 | 3.8139 | 3.8139 | 74.0922 | -14 | 0.08 | 73 | 0 | 89.5531 | 89.5531 | 173.7529 | 0 | 0 | 0.046 | 0.0275 | 1.0494 | 0 | 0 | 0 | 0 | 0 | 0.00282 | 0.1485 | 45.3461 | 6.0261 | 226.1846 | 0 | 0 | 0 | 0 | 14.9581 | 36.9126 | 0 | 0.059686 | -8.9422 | 0.6747 | 10.2244 | 0 | -1 | -4.2 | 10.2137 | 0 | 0 | 20.328 | 20.328 | 20.328 | 20.328 | 23.6372 | 22.8501 | 1.3368 | 0 | 0 | 0 | 0 | 0 | 0 | 0 | 0 | 0 | 0 | 0 | 0 | -75 | 0 | 0 | 0 | 0 | 6.5463 | 0 | -269.001 | 12.4903 | 1.7014 | 62.9821 | 66.5807 | 25.0158 | 1048.713 | 25.9619 | 45.0713 | 1.1346 | 0.3248 | 0 | 13.847 | 3.48 | 29.422 | 951 | 276.4604 | -365.291 | 7.9478 | 4.06 | -2.09 | 10.8517 | 3.8837 | 2025-10-16 | 2025_10_16 Hr 22 | 72.4724 | -6.081e-05 | -951 | -352.8835 | 350.1032 | 782.8688 | 120.8659 | 15.4013 | 34.6442 | 86.803 | 179.0412 | 84.259 | 22.8901 | 179.1062 | 173.7529 | 0 | 6.0261 | 45.3461 | 226.1846 | 0 | 129.5628 | 0
2025_10_16 Hr 23 | 0 | 0 | 0 | 3.8139 | 3.8193 | 3.8193 | 3.8097 | 3.8139 | 3.8139 | 59.6432 | 0 | 0.08 | 87 | 0 | 89.5531 | 89.5531 | 176.4163 | 0 | 0 | 0.046 | 0.0275 | 1.0494 | 0 | 0 | 0 | 0 | 0 | 0.00282 | 0.1485 | 45.3461 | 6.0261 | 228.977 | 0 | 0 | 0 | 0 | 10.4103 | 24.3918 | 0 | 2.0916 | -0.97366 | 0.6747 | 10.2244 | 0 | -1 | -4.2 | 10.2137 | 0 | 0 | 14.8743 | 14.8743 | 14.8743 | 14.8743 | 17.2957 | 19.9017 | 1.3368 | 0 | 0 | 0 | 0 | 0 | 0 | 0 | 0 | 0 | 0 | 0 | 0 | 0 | -50 | 0 | 0 | 0 | 6.5463 | 0 | -340.0488 | 12.4903 | 1.7014 | 64.2243 | 67.8938 | 17.9304 | 997.0504 | 23.8841 | 41.4641 | 1.1346 | 0.3248 | 0 | 13.847 | 3.48 | 29.422 | 874.3917 | 273.5623 | -397.3388 | 7.9478 | 4.06 | -2.09 | 9.9832 | 3.5729 | 2025-10-16 | 2025_10_16 Hr 23 | 78.4458 | -4.66e-05 | -874.3917 | -388.9309 | 297.5651 | 790.8799 | 124.8321 | 15.4013 | 34.6442 | 69.7343 | 136.4362 | 91.3946 | 22.8901 | 179.1062 | 176.4163 | 0 | 6.0261 | 45.3461 | 228.977 | 0 | 132.1181 | 0
2025_10_16 Hr 24 | 0 | 0 | 0 | 3.8139 | 3.8193 | 3.8193 | 3.8097 | 3.8139 | 3.8139 | 49.7261 | 0 | 0.08 | 88 | 0 | 89.5531 | 89.5531 | 176.4163 | 0 | 0 | 0.046 | 0.0275 | 1.0494 | 0 | 0 | 0 | 0 | 0 | 0.00282 | 0.1485 | 45.3461 | 6.0261 | 228.977 | 0 | 0 | 0 | 0 | 7.2888 | 15.7981 | 0 | 8.8073 | 0 | 0.6747 | 10.2244 | 0 | -1 | -4.2 | 10.2137 | 0 | 0 | 11.1312 | 11.1312 | 11.1312 | 11.1312 | 12.9433 | 25.7985 | 1.3368 | 0 | 0 | 0 | 0 | 0 | 0 | 0 | 0 | 0 | 0 | 0 | 0 | 0 | -50 | 0 | 0 | 0 | 6.5463 | 0 | -375.8121 | 12.4903 | 1.7014 | 64.2243 | 67.8938 | 16.4844 | 956.0931 | 22.458 | 38.9883 | 1.1346 | 0.3248 | 0 | 13.847 | 3.48 | 29.422 | 806.1 | 274.3017 | -433.1021 | 7.9478 | 4.06 | -2.09 | 9.3871 | 3.3595 | 2025-10-16 | 2025_10_16 Hr 24 | 80.8545 | 5e-06 | -806.1 | -417.0048 | 251.8966 | 790.8799 | 130.2829 | 15.4013 | 34.6442 | 58.0191 | 107.1942 | 86.6833 | 22.8901 | 179.1062 | 176.4163 | 0 | 6.0261 | 45.3461 | 228.977 | 0 | 132.1181 | 0
2025_10_17 Hr 01 | 0 | 0 | 0 | 3.8139 | 3.8193 | 3.8193 | 3.8097 | 3.8139 | 3.8139 | 40.63 | 0 | 0.08 | 78 | 0 | 89.5531 | 89.5531 | 176.4163 | 0 | 0 | 0.046 | 0.0275 | 1.0494 | 0 | 0 | 0 | 0 | 0 | 0.00282 | 0.1485 | 45.3461 | 6.0261 | 228.977 | 0 | 0 | 0 | 0 | 4.2947 | 7.5313 | 0 | 22.7356 | 0 | 0.6747 | 10.3011 | 0 | -1 | -4.2 | 10.2982 | 0 | 0 | 7.6944 | 7.6944 | 7.6944 | 7.6944 | 8.947 | 31.8006 | 1.3368 | 0 | 0 | 0 | 0 | 0 | 0 | 0 | 0 | 0 | 0 | 0 | 0 | 0 | -50 | 0 | 0 | 0 | 6.5954 | 0 | -366.7727 | 12.7001 | 1.7014 | 64.2243 | 67.8938 | 16.0506 | 918.2322 | 21.4425 | 37.2071 | 1.1346 | 0.3248 | 0 | 13.847 | 3.48 | 29.422 | 783.6 | 266.6948 | -424.0627 | 7.977 | 4.06 | -2.09 | 8.9541 | 3.2043 | 2025-10-17 | 2025_10_17 Hr 01 | 80.371 | -2e-06 | -783.6 | -394.0371 | 210.8605 | 790.8799 | 125.8512 | 15.4013 | 34.6442 | 46.9977 | 80.3548 | 83.5081 | 22.8901 | 179.1062 | 176.4163 | 0 | 6.0261 | 45.3461 | 228.977 | 0 | 132.1181 | 0
2025_10_17 Hr 02 | 0 | 0 | 0 | 3.8139 | 3.8193 | 3.8193 | 3.8097 | 3.8139 | 3.8139 | 42.8012 | 0 | 0.08 | 71 | 0 | 89.5531 | 89.5531 | 176.4163 | 0 | 0 | 0.046 | 0.0275 | 1.0494 | 0 | 0 | 0 | 0 | 0 | 0.00282 | 0.1485 | 45.3461 | 6.0261 | 228.977 | 0 | 0 | 0 | 0 | 4.9729 | 9.3975 | 0 | 24.2731 | 0 | 0.6747 | 10.3011 | 0 | -1 | -4.2 | 10.2982 | 0 | 0 | 8.5229 | 8.5229 | 8.5229 | 8.5229 | 9.9104 | 29.7999 | 1.3368 | 0 | 0 | 0 | 0 | 0 | 0 | 0 | 0 | 0 | 0 | 0 | 0 | 0 | -50 | 0 | 0 | 0 | 6.5954 | 0 | -406.4246 | 12.7001 | 1.7014 | 64.2243 | 67.8938 | 21.5454 | 927.2252 | 21.7561 | 37.7514 | 1.1346 | 0.3248 | 0 | 13.847 | 3.48 | 29.422 | 752.0084 | 264.2246 | -463.7146 | 7.977 | 4.06 | -2.09 | 9.0851 | 3.2512 | 2025-10-17 | 2025_10_17 Hr 02 | 78.9811 | -8.5e-05 | -752.0084 | -432.1515 | 220.8891 | 790.8799 | 122.3453 | 15.4013 | 34.6442 | 49.542 | 86.8033 | 84.5438 | 22.8901 | 179.1062 | 176.4163 | 0 | 6.0261 | 45.3461 | 228.977 | 0 | 132.1181 | 0
2025_10_17 Hr 03 | 0 | 0 | 0 | 3.8139 | 3.8193 | 3.8193 | 3.8097 | 3.8139 | 3.8139 | 40.2335 | 0 | 0.08 | 72 | 0 | 89.5531 | 89.5531 | 176.4163 | 0 | 0 | 0.046 | 0.0275 | 1.0494 | 0 | 0 | 0 | 0 | 0 | 0.00282 | 0.1485 | 45.3461 | 6.0261 | 228.977 | 0 | 0 | 0 | 0 | 4.1709 | 7.1905 | 0 | 26.5803 | 0 | 0.6747 | 10.3011 | 0 | -1 | -4.2 | 10.2982 | 0 | 0 | 7.5431 | 7.5431 | 7.5431 | 7.5431 | 8.7711 | 37.6974 | 1.3368 | 0 | 0 | 0 | 0 | 0 | 0 | 0 | 0 | 0 | 0 | 0 | 0 | 0 | -50 | 0 | 0 | 0 | 6.5954 | 0 | -420.285 | 12.7001 | 1.7014 | 64.2243 | 67.8938 | 30.9444 | 916.5901 | 21.3852 | 37.1078 | 1.1346 | 0.3248 | 0 | 13.847 | 3.48 | 29.422 | 746.8917 | 281.2963 | -477.575 | 7.977 | 4.06 | -2.09 | 8.9302 | 3.1957 | 2025-10-17 | 2025_10_17 Hr 03 | 78.2349 | -4.1e-05 | -746.8917 | -443.7047 | 209.0292 | 790.8799 | 140.6418 | 15.4013 | 34.6442 | 46.533 | 79.1772 | 83.319 | 22.8901 | 179.1062 | 176.4163 | 0 | 6.0261 | 45.3461 | 228.977 | 0 | 132.1181 | 0
2025_10_17 Hr 04 | 0 | 0 | 0 | 3.8139 | 3.8193 | 3.8193 | 3.8097 | 3.8139 | 3.8139 | 36.6934 | 0 | 0.08 | 71 | 0 | 89.5531 | 89.5531 | 176.4163 | 0 | 0 | 0.046 | 0.0275 | 1.0494 | 0 | 0 | 0 | 0 | 0 | 0.00282 | 0.1485 | 45.3461 | 6.0261 | 228.977 | 0 | 0 | 0 | 0 | 2.6495 | 3.0038 | 0 | 19.3752 | 0 | 0.6747 | 10.3011 | 0 | -1 | -4.2 | 10.2982 | 0 | 0 | 5.6844 | 5.6844 | 5.6844 | 5.6844 | 6.6098 | 37.6974 | 1.3368 | 0 | 0 | 0 | 0 | 0 | 0 | 0 | 0 | 0 | 0 | 0 | 0 | 0 | -50 | 0 | 0 | 0 | 6.5954 | 0 | -393.9131 | 12.7001 | 1.7014 | 64.2243 | 67.8938 | 40.0542 | 897.7455 | 20.6816 | 35.8868 | 1.1346 | 0.3248 | 0 | 13.847 | 3.48 | 29.422 | 753 | 287.0824 | -451.2031 | 7.977 | 4.06 | -2.09 | 8.6363 | 3.0906 | 2025-10-17 | 2025_10_17 Hr 04 | 77.5861 | -1.2e-05 | -753 | -424.5379 | 187.8609 | 790.8799 | 148.7516 | 15.4013 | 34.6442 | 40.8249 | 66.0407 | 80.9953 | 22.8901 | 179.1062 | 176.4163 | 0 | 6.0261 | 45.3461 | 228.977 | 0 | 132.1181 | 0
2025_10_17 Hr 05 | 0 | 0 | 0 | 3.8139 | 3.8193 | 3.8193 | 3.8097 | 3.8139 | 3.8139 | 41.6814 | 0 | 0.08 | 71 | 0 | 89.5531 | 89.5531 | 176.4163 | 0 | 0 | 0.046 | 0.0275 | 1.0494 | 0 | 0 | 0 | 0 | 0 | 0.00282 | 0.1485 | 45.3461 | 6.0261 | 228.977 | 0 | 0 | 0 | 0 | 4.6132 | 8.4076 | 0 | 8.2006 | 0 | 0.6747 | 10.3011 | 0 | -1 | -4.2 | 10.2982 | 0 | 0 | 8.0835 | 8.0835 | 8.0835 | 8.0835 | 9.3994 | 35.802 | 1.3368 | 0 | 0 | 0 | 0 | 0 | 0 | 0 | 0 | 0 | 0 | 0 | 0 | 0 | -50 | 0 | 0 | 0 | 6.5954 | 0 | -384.0592 | 12.7001 | 1.7014 | 64.2243 | 67.8938 | 38.0298 | 922.4869 | 21.5898 | 37.4627 | 1.1346 | 0.3248 | 0 | 13.847 | 3.48 | 29.422 | 775.5 | 286.1618 | -441.3492 | 7.977 | 4.06 | -2.09 | 9.0156 | 3.2263 | 2025-10-17 | 2025_10_17 Hr 05 | 90.4567 | 4e-06 | -775.5 | -425.8586 | 215.6015 | 790.8799 | 144.8318 | 15.4013 | 34.6442 | 48.1924 | 83.4146 | 83.9944 | 22.8901 | 179.1062 | 176.4163 | 0 | 6.0261 | 45.3461 | 228.977 | 0 | 132.1181 | 0
2025_10_17 Hr 06 | 0 | 0 | 0 | 3.8139 | 3.8193 | 3.8193 | 3.8097 | 3.8139 | 3.8139 | 58.7357 | 0 | 0.08 | 65 | 0 | 89.5531 | 89.5531 | 176.4163 | 0 | 0 | 0.046 | 0.0275 | 1.0494 | 0 | 0 | 0 | 0 | 0 | 0.00282 | 0.1485 | 44.9548 | 6.0261 | 228.977 | 0 | 0 | 0 | 0 | 9.9498 | 23.0937 | 0 | 0.81225 | -0.79099 | 0.6747 | 10.3011 | 0 | -1 | -4.2 | 10.2982 | 0 | 0 | 14.6035 | 14.6035 | 14.6035 | 14.6035 | 16.9808 | 37.6974 | 1.3368 | 0 | 0 | 0 | 0 | 0 | 0 | 0 | 0 | 0 | 0 | 0 | 0 | 0 | -50 | 0 | 0 | 0 | 6.5954 | 0 | -375.0165 | 12.7001 | 1.7014 | 64.2243 | 67.8938 | 29.0646 | 992.8342 | 24.058 | 41.7456 | 1.1346 | 0.3248 | 0 | 13.847 | 3.48 | 29.422 | 841.7917 | 281.2427 | -432.3065 | 7.977 | 4.06 | -2.09 | 10.0463 | 3.5951 | 2025-10-17 | 2025_10_17 Hr 06 | 98.7451 | -2.57e-05 | -841.7917 | -424.9952 | 294.4908 | 790.4886 | 131.762 | 15.4013 | 34.6442 | 68.2151 | 134.1305 | 92.1452 | 22.8901 | 179.1062 | 176.4163 | 0 | 6.0261 | 44.9548 | 228.977 | 0 | 132.1181 | 0
2025_10_17 Hr 07 | 0 | 0 | 0 | 3.8139 | 3.8193 | 3.8193 | 3.8097 | 3.8139 | 3.8139 | 79.1447 | -14 | 0.08 | 67 | 0 | 89.5531 | 89.5531 | 173.7529 | 0 | 0 | 0.046 | 0.0275 | 1.0494 | 0 | 0 | 0 | 0 | 0 | 0.00282 | 0.1485 | 45.3461 | 6.0261 | 226.1846 | 0 | 0 | 0 | 0 | 16.3243 | 40.6359 | 0 | 0 | -7.6552 | 0.6747 | 10.3011 | 0 | -1 | -4.2 | 10.2982 | 0 | 0 | 22.3915 | 22.3915 | 22.3915 | 22.3915 | 26.0366 | 38.7504 | 1.3368 | 0 | 0 | 0 | 0 | 0 | 0 | 0 | 0 | 0 | 0 | 0 | 0 | -75 | 0 | 0 | 0 | 0 | 6.5954 | 0 | -316.0894 | 12.7001 | 1.7014 | 62.9821 | 66.5807 | 26.028 | 1069.748 | 27.0063 | 46.8615 | 1.1346 | 0.3248 | 0 | 13.847 | 3.48 | 29.422 | 940.7083 | 290.995 | -412.3794 | 7.977 | 4.06 | -2.09 | 11.2775 | 4.0357 | 2025-10-17 | 2025_10_17 Hr 07 | 93.4763 | -4.5e-05 | -940.7083 | -398.7446 | 374.7602 | 782.8688 | 131.7784 | 15.4013 | 34.6442 | 92.1318 | 194.7473 | 87.8811 | 22.8901 | 179.1062 | 173.7529 | 0 | 6.0261 | 45.3461 | 226.1846 | 0 | 129.5628 | 0
2025_10_17 Hr 08 | 1.0282 | 0 | 0 | 3.8139 | 3.8193 | 3.8193 | 3.8097 | 3.8139 | 3.8139 | 93.1534 | -14 | 0.08 | 66 | 0 | 89.5531 | 89.5531 | 173.7529 | 0 | 0 | 0.046 | 0.0275 | 1.0494 | 0 | 0 | 0 | 0 | 0 | 0.00282 | 0.1485 | 45.3461 | 6.0261 | 226.1846 | 0 | 0 | 0 | 0 | 20.6997 | 52.6769 | 0 | 0 | -16.8366 | 0.6747 | 10.3011 | 0 | -1 | -4.2 | 10.2982 | 0 | 0 | 27.7372 | 27.7372 | 27.7372 | 27.7372 | 32.2526 | 35.802 | 1.3368 | 0 | 0 | 0 | 0 | 0 | 0 | 0 | 0 | 0 | 0 | 0 | 0 | -75 | 0 | 0 | 0 | 0 | 6.5954 | 0 | -308.438 | 12.7001 | 1.7014 | 62.9821 | 66.5807 | 22.9914 | 1127.772 | 29.03 | 50.373 | 1.1346 | 0.3248 | -1.0282 | 13.847 | 3.48 | 29.422 | 996.9 | 291.7209 | -405.7562 | 7.977 | 4.06 | -2.09 | 12.1225 | 4.3381 | 2025-10-17 | 2025_10_17 Hr 08 | 81.4969 | -8.8e-05 | -996.9 | -400.2746 | 439.4668 | 782.8688 | 124.7934 | 15.4013 | 34.6442 | 108.5482 | 236.3548 | 94.5638 | 22.8901 | 179.1062 | 173.7529 | 0 | 6.0261 | 45.3461 | 226.1846 | 0 | 129.5628 | 0
2025_10_17 Hr 09 | 7.2585 | 0.00096 | 0.027072 | 3.8139 | 3.8193 | 3.8193 | 3.8097 | 3.8139 | 3.8139 | 94.6827 | -14 | 0.08 | 76 | 0 | 89.5531 | 89.5531 | 173.7529 | 0 | 0 | 0.046 | 0.0275 | 1.0494 | 0 | 0 | 0 | 0 | 0 | 0.00282 | 0.1485 | 45.3461 | 6.0261 | 226.1846 | 0 | 0 | 0 | 0 | 21.1774 | 53.9913 | 0 | 0 | -19.3836 | 0.6747 | 10.3011 | 0 | -1 | -4.2 | 10.2982 | 0 | 0 | 28.3208 | 28.3208 | 28.3208 | 28.3208 | 32.9311 | 35.802 | 1.3368 | 0 | 0 | 0 | 0 | 0 | 0 | 0 | 0 | 0 | 0 | 0 | 0 | -75 | 0 | 0 | 0 | 0 | 6.5954 | 0 | -290.9245 | 12.7001 | 1.7014 | 62.9821 | 66.5807 | 20.5332 | 1134.133 | 29.2509 | 50.7564 | 1.1346 | 0.3248 | -7.2585 | 13.847 | 3.48 | 29.422 | 1026.5 | 306.2235 | -394.473 | 7.977 | 4.06 | -2.09 | 12.2148 | 4.3712 | 2025-10-17 | 2025_10_17 Hr 09 | 82.0312 | -8.3e-05 | -1026.5 | -385.3081 | 446.5305 | 782.8688 | 132.3632 | 15.4013 | 34.6442 | 110.3403 | 240.8969 | 95.2933 | 22.8901 | 179.1062 | 173.7529 | 0 | 6.0261 | 45.3461 | 226.1846 | 0 | 129.5628 | 0
2025_10_17 Hr 10 | 17.381 | 0.004065 | 0.11463 | 3.8139 | 3.8193 | 3.8193 | 3.8097 | 3.8139 | 3.8139 | 90.3215 | -14 | 0.08 | 54 | 0 | 89.5531 | 89.5531 | 173.7529 | 0 | 0 | 0.046 | 0.0275 | 1.0494 | 0 | 0 | 0 | 0 | 0 | 0.00282 | 0.1485 | 45.3461 | 6.0261 | 226.1846 | 0 | 0 | 0 | 0 | 19.8152 | 50.2427 | 0 | 0 | -25.6029 | 0.6747 | 10.3011 | 0 | -1 | -4.2 | 10.2982 | 0 | 0 | 26.6565 | 26.6565 | 26.6565 | 26.6565 | 30.996 | 35.802 | 1.3368 | 0 | 0 | 0 | 0 | 0 | 0 | 0 | 0 | 0 | 0 | 0 | 0 | -75 | 0 | 0 | 0 | 0 | 6.5954 | 0 | -219.8809 | 12.7001 | 1.7014 | 62.9821 | 66.5807 | 17.0628 | 1116.157 | 28.6209 | 49.6632 | 1.1346 | 0.3248 | -17.381 | 13.847 | 3.48 | 29.422 | 1045.8 | 288.7982 | -333.5519 | 7.977 | 4.06 | -2.09 | 11.9517 | 4.277 | 2025-10-17 | 2025_10_17 Hr 10 | 77.0641 | -0.000115 | -1045.8 | -320.4838 | 426.3859 | 782.8688 | 106.9835 | 15.4013 | 34.6442 | 105.2295 | 227.9436 | 93.2128 | 22.8901 | 179.1062 | 173.7529 | 0 | 6.0261 | 45.3461 | 226.1846 | 0 | 129.5628 | 0
2025_10_17 Hr 11 | 17.5684 | 0.0072 | 0.20304 | 3.8139 | 3.8193 | 3.8193 | 3.8097 | 3.8139 | 3.8139 | 86.9798 | -14 | 0.08 | 24 | 0 | 89.5531 | 89.5531 | 173.7529 | 0 | 0 | 0.046 | 0.0275 | 1.0494 | 0 | 0 | 0 | 0 | 0 | 0.00282 | 0.1485 | 45.3461 | 6.0261 | 226.1846 | 0 | 0 | 0 | 0 | 18.7715 | 47.3704 | 0 | 0 | -14.9231 | 0.6747 | 10.3011 | 0 | -1 | -4.2 | 10.2982 | 0 | 0 | 25.3814 | 25.3814 | 25.3814 | 25.3814 | 29.5132 | 29.7999 | 1.3368 | 0 | 0 | 0 | 0 | 0 | 0 | 0 | 0 | 0 | 0 | 0 | 0 | -75 | 0 | 0 | 0 | 0 | 6.5954 | 0 | -146.2762 | 12.7001 | 1.7014 | 62.9821 | 66.5807 | 4.4826 | 1102.404 | 28.1381 | 48.8255 | 1.1346 | 0.3248 | -17.5684 | 13.847 | 3.48 | 29.422 | 1066.158 | 238.8123 | -260.1346 | 7.977 | 4.06 | -2.09 | 11.7501 | 4.2049 | 2025-10-17 | 2025_10_17 Hr 11 | 69.7178 | 0.000248 | -1066.158 | -236.1993 | 410.9505 | 782.8688 | 58.4927 | 15.4013 | 34.6442 | 101.3135 | 218.0184 | 91.6187 | 22.8901 | 179.1062 | 173.7529 | 0 | 6.0261 | 45.3461 | 226.1846 | 0 | 129.5628 | 0
2025_10_17 Hr 12 | 16.0593 | 0.009165 | 0.25845 | 3.8139 | 3.8193 | 3.8193 | 3.8097 | 3.8139 | 3.8139 | 87.6406 | -14 | 0.08 | 25 | 0 | 89.5531 | 89.5531 | 173.7529 | 0 | 0 | 0.046 | 0.0275 | 1.0494 | 0 | 0 | 0 | 0 | 0 | 0.00282 | 0.1485 | 45.3461 | 6.0261 | 226.1846 | 0 | 0 | 0 | 0 | 18.9778 | 47.9384 | 0 | 0 | -11.4413 | 0.6747 | 10.3011 | 0 | -1 | -4.2 | 10.2982 | 0 | 0 | 25.6335 | 25.6335 | 25.6335 | 25.6335 | 29.8064 | 30.7476 | 1.3368 | 0 | 0 | 0 | 0 | 0 | 0 | 0 | 0 | 0 | 0 | 0 | 0 | -75 | 0 | 0 | 0 | 0 | 6.5954 | 0 | -128.2332 | 12.7001 | 1.7014 | 62.9821 | 66.5807 | 0.4338 | 1105.196 | 28.2336 | 48.9911 | 1.1346 | 0.3248 | -16.0593 | 13.847 | 3.48 | 29.422 | 1088.692 | 235.5193 | -240.5825 | 7.977 | 4.06 | -2.09 | 11.79 | 4.2191 | 2025-10-17 | 2025_10_17 Hr 12 | 67.7894 | -0.000439 | -1088.692 | -214.6745 | 414.0027 | 782.8688 | 56.449 | 15.4013 | 34.6442 | 102.0878 | 219.981 | 91.9339 | 22.8901 | 179.1062 | 173.7529 | 0 | 6.0261 | 45.3461 | 226.1846 | 0 | 129.5628 | 0
2025_10_17 Hr 13 | 13.988 | 0.010425 | 0.29398 | 3.8139 | 3.8193 | 3.8193 | 3.8097 | 3.8139 | 3.8139 | 81.4669 | -14 | 0.08 | 22 | 0 | 89.5531 | 89.5531 | 173.7529 | 0 | 0 | 0.046 | 0.0275 | 1.0494 | 0 | 0 | 0 | 0 | 0 | 0.00282 | 0.1485 | 45.2808 | 6.0261 | 226.1846 | 0 | 0 | 0 | 0 | 17.0496 | 42.6319 | 0 | 0 | -5.7853 | 0.6747 | 10.3011 | 0 | -1 | -4.2 | 10.2982 | 0 | 0 | 23.2777 | 23.2777 | 23.2777 | 23.2777 | 27.067 | 40.7511 | 1.3368 | 0 | 0 | 0 | 0 | 0 | 0 | 0 | 0 | 0 | 0 | 0 | 0 | -75 | 0 | 0 | 0 | 0 | 6.5954 | 0 | -98.6058 | 12.7001 | 1.7014 | 62.9821 | 66.5807 | 0 | 1079.595 | 27.3418 | 47.4436 | 1.1346 | 0.3248 | -13.988 | 13.847 | 3.48 | 29.422 | 1102 | 237.0739 | -208.8838 | 7.977 | 4.06 | -2.09 | 11.4175 | 4.0859 | 2025-10-17 | 2025_10_17 Hr 13 | 64.5154 | -9.4e-05 | -1102 | -179.3911 | 385.4865 | 782.8035 | 63.0555 | 15.4013 | 34.6442 | 94.8531 | 201.6445 | 88.9888 | 22.8901 | 179.1062 | 173.7529 | 0 | 6.0261 | 45.2808 | 226.1846 | 0 | 129.5628 | 0
2025_10_17 Hr 14 | 10.8919 | 0.01074 | 0.30287 | 3.8139 | 3.8193 | 3.8193 | 3.8097 | 3.8139 | 3.8139 | 80.9571 | -14 | 0.08 | 13 | 0 | 89.5531 | 89.5531 | 173.7529 | 0 | 0 | 0.046 | 0.0275 | 1.0494 | 0 | 0 | 0 | 0 | 0 | 0.00282 | 0.1485 | 14.9979 | 6.0261 | 226.1846 | 0 | 0 | 0 | 0 | 16.8904 | 42.1938 | 0 | 24.2877 | 0 | 0.6747 | 10.3011 | 0 | -1 | -4.2 | 10.2982 | 0 | 0 | 23.0831 | 23.0831 | 23.0831 | 23.0831 | 26.8408 | 29.7999 | 1.3368 | 0 | 0 | 0 | 0 | 0 | 0 | 0 | 0 | 0 | 0 | 0 | 0 | -75 | 0 | 0 | 0 | 0 | 6.5954 | 0 | -60.8199 | 12.7001 | 1.7014 | 62.9821 | 66.5807 | 1.0122 | 1047.21 | 27.2681 | 47.3158 | 1.1346 | 0.3248 | -10.8919 | 13.847 | 3.48 | 29.422 | 1118.292 | 214.796 | -168.0018 | 7.977 | 4.06 | -2.09 | 11.3868 | 4.0749 | 2025-10-17 | 2025_10_17 Hr 14 | 59.0558 | -0.000418 | -1118.292 | -111.5322 | 383.1319 | 752.5206 | 44.1257 | 15.4013 | 34.6442 | 94.2557 | 200.1305 | 88.7457 | 22.8901 | 179.1062 | 173.7529 | 0 | 6.0261 | 14.9979 | 226.1846 | 0 | 129.5628 | 0
2025_10_17 Hr 15 | 7.7809 | 0.01062 | 0.29948 | 3.8139 | 3.8193 | 3.8193 | 3.8097 | 3.8139 | 3.8139 | 80.6928 | -14 | 0.08 | 11 | 0 | 89.5531 | 89.5531 | 173.7529 | 0 | 0 | 0.046 | 0.0275 | 1.0494 | 0 | 0 | 0 | 0 | 0 | 0.00282 | 0.1485 | 22.2382 | 6.0261 | 226.1846 | 0 | 0 | 0 | 0 | 16.8078 | 41.9666 | 0 | 16.2658 | -0.0012245 | 0.6747 | 10.3011 | 0 | -1 | -4.2 | 10.2982 | 0 | 0 | 22.9823 | 22.9823 | 22.9823 | 22.9823 | 26.7236 | 29.7999 | 1.3368 | 0 | 0 | 0 | 0 | 0 | 0 | 0 | 0 | 0 | 0 | 0 | 0 | -75 | 0 | 0 | 0 | 0 | 6.5954 | 0 | -80.7464 | 12.7001 | 1.7014 | 62.9821 | 66.5807 | 1.446 | 1053.352 | 27.2299 | 47.2496 | 1.1346 | 0.3248 | -7.7809 | 13.847 | 3.48 | 29.422 | 1094.792 | 209.9925 | -184.8173 | 7.977 | 4.06 | -2.09 | 11.3709 | 4.0691 | 2025-10-17 | 2025_10_17 Hr 15 | 59.373 | -0.00040247 | -1094.792 | -139.4818 | 381.911 | 759.7608 | 42.556 | 15.4013 | 34.6442 | 93.946 | 199.3455 | 88.6196 | 22.8901 | 179.1062 | 173.7529 | 0 | 6.0261 | 22.2382 | 226.1846 | 0 | 129.5628 | 0
2025_10_17 Hr 16 | 3.6218 | 0.00888 | 0.25042 | 3.8139 | 3.8193 | 3.8193 | 3.8097 | 3.8139 | 3.8139 | 80.1831 | -14 | 0.08 | 14 | 0 | 89.5531 | 89.5531 | 173.7529 | 0 | 0 | 0.046 | 0.0275 | 1.0494 | 0 | 0 | 0 | 0 | 0 | 0.00282 | 0.1485 | 31.6407 | 6.0261 | 226.1846 | 0 | 0 | 0 | 0 | 16.6486 | 41.5284 | 0 | 8.5333 | 0 | 0.6747 | 10.3011 | 0 | -1 | -4.2 | 10.2982 | 0 | 0 | 22.7877 | 22.7877 | 22.7877 | 22.7877 | 26.4974 | 15.9003 | 1.3368 | 0 | 0 | 0 | 0 | 0 | 0 | 0 | 0 | 0 | 0 | 0 | 0 | -75 | 0 | 0 | 0 | 0 | 6.5954 | 0 | -65.0004 | 12.7001 | 1.7014 | 62.9821 | 66.5807 | 0.4338 | 1060.594 | 27.1563 | 47.1218 | 1.1346 | 0.3248 | -3.6218 | 13.847 | 3.48 | 29.422 | 1097.892 | 193.6767 | -164.9122 | 7.977 | 4.06 | -2.09 | 11.3401 | 4.0581 | 2025-10-17 | 2025_10_17 Hr 16 | 64.5071 | -0.000404 | -1097.892 | -131.4672 | 379.5565 | 769.1633 | 30.5934 | 15.4013 | 34.6442 | 93.3486 | 197.8314 | 88.3764 | 22.8901 | 179.1062 | 173.7529 | 0 | 6.0261 | 31.6407 | 226.1846 | 0 | 129.5628 | 0
2025_10_17 Hr 17 | 5.6914 | 0.006915 | 0.195 | 3.8139 | 3.8193 | 3.8193 | 3.8097 | 3.8139 | 3.8139 | 79.0314 | -14 | 0.08 | 21 | 0 | 89.5531 | 89.5531 | 173.7529 | 0 | 0 | 0.046 | 0.0275 | 1.0494 | 0 | 0 | 0 | 0 | 0 | 0.00282 | 0.1485 | 41.0452 | 6.0261 | 226.1846 | 0 | 0 | 0 | 0 | 16.2889 | 40.5386 | 0 | 2.6573 | -1.498 | 0.6747 | 10.3011 | 0 | -1 | -4.2 | 10.2982 | 0 | 0 | 22.3483 | 22.3483 | 22.3483 | 22.3483 | 25.9864 | 18.8487 | 1.3368 | 0 | 0 | 0 | 0 | 0 | 0 | 0 | 0 | 0 | 0 | 0 | 0 | -75 | 0 | 0 | 0 | 0 | 6.5954 | 0 | -54.8521 | 12.7001 | 1.7014 | 62.9821 | 66.5807 | 0 | 1065.173 | 26.9899 | 46.8331 | 1.1346 | 0.3248 | -5.6914 | 13.847 | 3.48 | 29.422 | 1114.208 | 204.7096 | -156.8335 | 7.977 | 4.06 | -2.09 | 11.2706 | 4.0333 | 2025-10-17 | 2025_10_17 Hr 17 | 73.4658 | 0.000266 | -1114.208 | -128.6927 | 374.2369 | 778.5679 | 40.0506 | 15.4013 | 34.6442 | 91.999 | 194.4109 | 87.827 | 22.8901 | 179.1062 | 173.7529 | 0 | 6.0261 | 41.0452 | 226.1846 | 0 | 129.5628 | 0
2025_10_17 Hr 18 | 1.5472 | 0.004905 | 0.13832 | 3.8139 | 3.8193 | 3.8193 | 3.8097 | 3.8139 | 3.8139 | 85.6959 | -14 | 0.08 | 15 | 0 | 89.5531 | 89.5531 | 173.7529 | 0 | 0 | 0.046 | 0.0275 | 1.0494 | 0 | 0 | 0 | 0 | 0 | 0.00282 | 0.1485 | 45.3461 | 6.0261 | 226.1846 | 0 | 0 | 0 | 0 | 18.3705 | 46.267 | 0 | 2.274 | -6.7816 | 0.6747 | 10.3011 | 0 | -1 | -4.2 | 10.2982 | 0 | 0 | 24.8914 | 24.8914 | 24.8914 | 24.8914 | 28.9435 | 17.901 | 1.3368 | 0 | 0 | 0 | 0 | 0 | 0 | 0 | 0 | 0 | 0 | 0 | 0 | -75 | 0 | 0 | 0 | 0 | 6.5954 | 0 | -94.0092 | 12.7001 | 1.7014 | 62.9821 | 66.5807 | 1.446 | 1097.021 | 27.9527 | 48.5037 | 1.1346 | 0.3248 | -1.5472 | 13.847 | 3.48 | 29.422 | 1098.908 | 198.2409 | -191.8464 | 7.977 | 4.06 | -2.09 | 11.6727 | 4.1772 | 2025-10-17 | 2025_10_17 Hr 18 | 85.2616 | 0.000277 | -1098.908 | -173.5168 | 405.0206 | 782.8688 | 34.4902 | 15.4013 | 34.6442 | 99.809 | 214.2053 | 91.0063 | 22.8901 | 179.1062 | 173.7529 | 0 | 6.0261 | 45.3461 | 226.1846 | 0 | 129.5628 | 0
2025_10_17 Hr 19 | 0 | 0.002775 | 0.078255 | 3.8139 | 3.8193 | 3.8193 | 3.8097 | 3.8139 | 3.8139 | 89.1698 | -14 | 0.08 | 34 | 0 | 89.5531 | 89.5531 | 173.7529 | 0 | 0 | 0.046 | 0.0275 | 1.0494 | 0 | 0 | 0 | 0 | 0 | 0.00282 | 0.1485 | 45.3461 | 6.0261 | 226.1846 | 0 | 0 | 0 | 0 | 19.4555 | 49.2529 | 0 | 0.64009 | -5.1027 | 0.6747 | 10.3011 | 0 | -1 | -4.2 | 10.2982 | 0 | 0 | 26.2171 | 26.2171 | 26.2171 | 26.2171 | 30.485 | 21.9024 | 1.3368 | 0 | 0 | 0 | 0 | 0 | 0 | 0 | 0 | 0 | 0 | 0 | 0 | -75 | 0 | 0 | 0 | 0 | 6.5954 | 0 | -145.2169 | 12.7001 | 1.7014 | 62.9821 | 66.5807 | 6.507 | 1111.35 | 28.4545 | 49.3745 | 1.1346 | 0.3248 | 0 | 13.847 | 3.48 | 29.422 | 1091.792 | 226.4111 | -241.5069 | 7.977 | 4.06 | -2.09 | 11.8822 | 4.2521 | 2025-10-17 | 2025_10_17 Hr 19 | 72.4724 | -0.0004289 | -1091.792 | -224.6795 | 421.0664 | 782.8688 | 62.4904 | 15.4013 | 34.6442 | 103.8799 | 224.523 | 92.6634 | 22.8901 | 179.1062 | 173.7529 | 0 | 6.0261 | 45.3461 | 226.1846 | 0 | 129.5628 | 0
2025_10_17 Hr 20 | 0 | 0.00054 | 0.015228 | 3.8139 | 3.8193 | 3.8193 | 3.8097 | 3.8139 | 3.8139 | 86.2246 | -14 | 0.08 | 86 | 0 | 89.5531 | 89.5531 | 173.7529 | 0 | 0 | 0.046 | 0.0275 | 1.0494 | 0 | 0 | 0 | 0 | 0 | 0.00282 | 0.1485 | 14.5107 | 6.0261 | 226.1846 | 0 | 0 | 0 | 0 | 18.5356 | 46.7213 | 0 | 21.8068 | 0 | 0.6747 | 10.3011 | 0 | -1 | -4.2 | 10.2982 | 0 | 0 | 25.0932 | 25.0932 | 25.0932 | 25.0932 | 29.1781 | 23.7978 | 1.3368 | 0 | 0 | 0 | 0 | 0 | 0 | 0 | 0 | 0 | 0 | 0 | 0 | -75 | 0 | 0 | 0 | 0 | 6.5954 | 0 | -202.6918 | 12.7001 | 1.7014 | 62.9821 | 66.5807 | 15.0384 | 1068.253 | 28.0291 | 48.6362 | 1.1346 | 0.3248 | 0 | 13.847 | 3.48 | 29.422 | 1078.508 | 287.4307 | -298.9818 | 7.977 | 4.06 | -2.09 | 11.7045 | 4.1886 | 2025-10-17 | 2025_10_17 Hr 20 | 57.8466 | 0.000253 | -1078.508 | -255.885 | 407.4623 | 752.0334 | 124.852 | 15.4013 | 34.6442 | 100.4285 | 215.7754 | 91.2585 | 22.8901 | 179.1062 | 173.7529 | 0 | 6.0261 | 14.5107 | 226.1846 | 0 | 129.5628 | 0
2025_10_17 Hr 21 | 0 | 0 | 0 | 0 | 0 | 0 | 0 | 0 | 0 | 79.409 | -14 | 0.08 | 83 | 0 | 89.5531 | 89.5531 | 173.7529 | 0 | 0 | 0.046 | 0.0275 | 1.0494 | 0 | 0 | 0 | 0 | 0 | 0.00282 | 0.1485 | 14.5107 | 0 | 226.1846 | 0 | 0 | 0 | 0 | 16.4068 | 40.8631 | 0 | 0.079685 | -9.8957 | 0.6747 | 10.3011 | 0.06 | -1 | -4.2 | 10.2982 | 0 | 0 | 22.4924 | 22.4924 | 22.4924 | 22.4924 | 26.1539 | 33.8013 | 1.3368 | 0 | 0 | 0 | 0 | 0 | 0 | 0 | 0 | 0 | 0 | 0 | 0 | -75 | 0 | 0 | 0 | 0 | 6.5954 | 0 | -166.0414 | 12.7001 | 1.7014 | 62.9821 | 66.5807 | 15.4722 | 1011.091 | 27.0445 | 46.9278 | 1.1346 | 0.3248 | 0 | 13.847 | 3.48 | 29.422 | 1030.56 | 291.6162 | -262.3314 | 7.977 | 4.06 | -2.09 | 11.2934 | 4.0414 | 2025-10-17 | 2025_10_17 Hr 21 | 54.257 | -0.00011309 | -1030.56 | -250.8574 | 375.981 | 723.1173 | 132.2735 | 15.4013 | 34.6442 | 92.4415 | 195.5323 | 88.0072 | 0 | 179.1062 | 173.7529 | 0 | 0 | 14.5107 | 226.1846 | 0 | 129.5628 | 0
2025_10_17 Hr 22 | 0 | 0 | 0 | 0 | 0 | 0 | 0 | 0 | 0 | 73.4996 | -14 | 0.08 | 86 | 0 | 89.5531 | 89.5531 | 173.7529 | 0 | 0 | 0.046 | 0.0275 | 1.0494 | 0 | 0 | 0 | 0 | 0 | 0.00282 | 0.1485 | 14.5107 | 0 | 226.1846 | 0 | 0 | 0 | 0 | 14.5611 | 35.7838 | 0 | 1.6982 | -5.7001 | 0.6747 | 10.3011 | 0.06 | -1 | -4.2 | 10.2982 | 0 | 0 | 20.2374 | 20.2374 | 20.2374 | 20.2374 | 23.5318 | 33.8013 | 1.3368 | 0 | 0 | 0 | 0 | 0 | 0 | 0 | 0 | 0 | 0 | 0 | 0 | -75 | 0 | 0 | 0 | 0 | 6.5954 | 0 | -199.1653 | 12.7001 | 1.7014 | 62.9821 | 66.5807 | 9.9774 | 986.6148 | 26.1908 | 45.4465 | 1.1346 | 0.3248 | 0 | 13.847 | 3.48 | 29.422 | 973.46 | 286.3024 | -295.4553 | 7.977 | 4.06 | -2.09 | 10.9369 | 3.9139 | 2025-10-17 | 2025_10_17 Hr 22 | 48.4634 | -0.000114 | -973.46 | -278.1672 | 348.6856 | 723.1173 | 129.7787 | 15.4013 | 34.6442 | 85.5165 | 177.9809 | 85.1882 | 0 | 179.1062 | 173.7529 | 0 | 0 | 14.5107 | 226.1846 | 0 | 129.5628 | 0
2025_10_17 Hr 23 | 0 | 0 | 0 | 0 | 0 | 0 | 0 | 0 | 0 | 62.2096 | 0 | 0.08 | 79 | 0 | 89.5531 | 89.5531 | 176.4163 | 0 | 0 | 0.046 | 0.0275 | 1.0494 | 0 | 0 | 0 | 0 | 0 | 0.00282 | 0.1485 | 14.5107 | 0 | 228.977 | 0 | 0 | 0 | 0 | 11.0348 | 26.0796 | 0 | 20.1632 | 0 | 0.6747 | 10.3011 | 0.16 | -1 | -4.2 | 10.2982 | 0 | 0 | 15.9291 | 15.9291 | 15.9291 | 15.9291 | 18.5222 | 30.7476 | 1.3368 | 0 | 0 | 0 | 0 | 0 | 0 | 0 | 0 | 0 | 0 | 0 | 0 | 0 | -50 | 0 | 0 | 0 | 6.5954 | 0 | -129.5585 | 12.7001 | 1.7014 | 0 | 0 | 6.507 | 815.7445 | 24.5599 | 42.6164 | 1.1346 | 0.3248 | 0 | 13.847 | 3.48 | 29.422 | 916.4517 | 267.3925 | -186.8485 | 7.977 | 4.06 | -2.09 | 10.2559 | 3.6701 | 2025-10-17 | 2025_10_17 Hr 23 | 53.8563 | -5e-05 | -916.4517 | -159.3953 | 310.5366 | 599.0102 | 116.2546 | 15.4013 | 34.6442 | 72.286 | 144.4482 | 93.8024 | 0 | 179.1062 | 176.4163 | 0 | 0 | 14.5107 | 228.977 | 0 | 0 | 0
2025_10_17 Hr 24 | 0 | 0 | 0 | 0 | 0 | 0 | 0 | 0 | 0 | 52.6942 | 0 | 0.08 | 82 | 0 | 89.5531 | 89.5531 | 176.4163 | 0 | 0 | 0.046 | 0.0275 | 1.0494 | 0 | 0 | 0 | 0 | 0 | 0.00282 | 0.1485 | 14.5107 | 0 | 228.977 | 0 | 0 | 0 | 0 | 8.0628 | 17.9008 | 0 | 0.85185 | -0.79116 | 0.6747 | 10.3011 | 0.16 | -1 | -4.2 | 10.2982 | 0 | 0 | 12.2981 | 12.2981 | 12.2981 | 12.2981 | 14.3001 | 34.749 | 1.3368 | 0 | 0 | 0 | 0 | 0 | 0 | 0 | 0 | 0 | 0 | 0 | 0 | 0 | -50 | 0 | 0 | 0 | 6.5954 | 0 | -134.3361 | 12.7001 | 1.7014 | 0 | 0 | 24.4374 | 776.332 | 23.1853 | 40.2312 | 1.1346 | 0.3248 | 0 | 13.847 | 3.48 | 29.422 | 872.5517 | 287.7851 | -191.6261 | 7.977 | 4.06 | -2.09 | 9.6818 | 3.4647 | 2025-10-17 | 2025_10_17 Hr 24 | 47.3926 | -6.09e-05 | -872.5517 | -184.2754 | 266.5849 | 599.0102 | 141.1864 | 15.4013 | 34.6442 | 61.1353 | 116.1865 | 89.2632 | 0 | 179.1062 | 176.4163 | 0 | 0 | 14.5107 | 228.977 | 0 | 0 | 0
2025_10_18 Hr 01 | 0 | 0 | 0 | 0 | 0 | 0 | 0 | 0 | 0 | 48.0217 | 0 | 0.08 | 82 | 0 | 89.5531 | 89.5531 | 176.4163 | 0 | 0 | 0.046 | 0.0275 | 1.0494 | 0 | 0 | 0 | 0 | 0 | 0.00282 | 0.1485 | 14.5107 | 0 | 228.977 | 0 | 0 | 0 | 0 | 6.9545 | 14.8242 | 0 | 1.0056 | -0.5356 | 0.6747 | 10.3778 | 0.16 | -1 | -4.2 | 10.4134 | 0 | 0 | 10.7821 | 10.7821 | 10.7821 | 10.7821 | 12.5373 | 37.6974 | 1.3368 | 0 | 0 | 0 | 0 | 0 | 0 | 0 | 0 | 0 | 0 | 0 | 0 | 0 | -50 | 0 | 0 | 0 | 6.6444 | 0 | -157.9898 | 12.4742 | 1.7014 | 0 | 0 | 14.46 | 759.9182 | 22.2625 | 38.6111 | 1.1346 | 0.3248 | 0 | 13.847 | 3.48 | 29.422 | 822.56 | 277.4516 | -215.2798 | 8.0061 | 4.06 | -2.09 | 9.2876 | 3.3234 | 2025-10-18 | 2025_10_18 Hr 01 | 47.7726 | -3.35e-05 | -822.56 | -207.5198 | 246.8667 | 599.0102 | 134.1574 | 15.4013 | 34.6442 | 57.2205 | 103.6875 | 85.9587 | 0 | 179.1062 | 176.4163 | 0 | 0 | 14.5107 | 228.977 | 0 | 0 | 0
2025_10_18 Hr 02 | 0 | 0 | 0 | 0 | 0 | 0 | 0 | 0 | 0 | 47.0066 | 0 | 0.08 | 69 | 0 | 89.5531 | 89.5531 | 176.4163 | 0 | 0 | 0.046 | 0.0275 | 1.0494 | 0 | 0 | 0 | 0 | 0 | 0.00282 | 0.1485 | 14.5107 | 0 | 228.977 | 0 | 0 | 0 | 0 | 6.6288 | 13.9283 | 0 | 16.8687 | 0 | 0.6747 | 10.3778 | 0.16 | -1 | -4.2 | 10.4134 | 0 | 0 | 10.3905 | 10.3905 | 10.3905 | 10.3905 | 12.082 | 38.7504 | 1.3368 | 0 | 0 | 0 | 0 | 0 | 0 | 0 | 0 | 0 | 0 | 0 | 0 | 0 | -50 | 0 | 0 | 0 | 6.6444 | 0 | -172.7652 | 12.4742 | 1.7014 | 0 | 0 | 3.0366 | 755.6598 | 22.1152 | 38.3556 | 1.1346 | 0.3248 | 0 | 13.847 | 3.48 | 29.422 | 796.0684 | 253.595 | -230.0552 | 8.0061 | 4.06 | -2.09 | 9.2261 | 3.3014 | 2025-10-18 | 2025_10_18 Hr 02 | 47.3346 | -9.1e-05 | -796.0684 | -205.8964 | 242.122 | 599.0102 | 110.787 | 15.4013 | 34.6442 | 55.9989 | 100.6507 | 85.4724 | 0 | 179.1062 | 176.4163 | 0 | 0 | 14.5107 | 228.977 | 0 | 0 | 0
2025_10_18 Hr 03 | 0 | 0 | 0 | 0 | 0 | 0 | 0 | 0 | 0 | 44.187 | 0 | 0.08 | 73 | 0 | 89.5531 | 89.5531 | 176.4163 | 0 | 0 | 0.046 | 0.0275 | 1.0494 | 0 | 0 | 0 | 0 | 0 | 0.00282 | 0.1485 | 14.5107 | 0 | 228.977 | 0 | 0 | 0 | 0 | 5.7242 | 11.4398 | 0 | 18.456 | 0 | 0.6747 | 10.3778 | 0.16 | -1 | -4.2 | 10.4134 | 0 | 0 | 9.3027 | 9.3027 | 9.3027 | 9.3027 | 10.8171 | 41.6988 | 1.3368 | 0 | 0 | 0 | 0 | 0 | 0 | 0 | 0 | 0 | 0 | 0 | 0 | 0 | -50 | 0 | 0 | 0 | 6.6444 | 0 | -186.9084 | 12.4742 | 1.7014 | 0 | 0 | 6.507 | 743.8309 | 21.706 | 37.646 | 1.1346 | 0.3248 | 0 | 13.847 | 3.48 | 29.422 | 780.7516 | 262.6631 | -244.1984 | 8.0061 | 4.06 | -2.09 | 9.0554 | 3.2403 | 2025-10-18 | 2025_10_18 Hr 03 | 47.4725 | 6.5e-05 | -780.7516 | -218.4524 | 228.9426 | 599.0102 | 121.2058 | 15.4013 | 34.6442 | 52.6057 | 92.2151 | 84.1218 | 0 | 179.1062 | 176.4163 | 0 | 0 | 14.5107 | 228.977 | 0 | 0 | 0
2025_10_18 Hr 04 | 0 | 0 | 0 | 0 | 0 | 0 | 0 | 0 | 0 | 41.6305 | 0 | 0.08 | 69 | 0 | 89.5531 | 89.5531 | 176.4163 | 0 | 0 | 0.046 | 0.0275 | 1.0494 | 0 | 0 | 0 | 0 | 0 | 0.00282 | 0.1485 | 14.5107 | 0 | 228.977 | 0 | 0 | 0 | 0 | 4.9039 | 9.1835 | 0 | 8.7419 | 0 | 0.6747 | 10.3778 | 0.16 | -1 | -4.2 | 10.4134 | 0 | 0 | 8.3165 | 8.3165 | 8.3165 | 8.3165 | 9.6703 | 44.6472 | 1.3368 | 0 | 0 | 0 | 0 | 0 | 0 | 0 | 0 | 0 | 0 | 0 | 0 | 0 | -50 | 0 | 0 | 0 | 6.6444 | 0 | -182.9553 | 12.4742 | 1.7014 | 0 | 0 | 9.9774 | 733.1061 | 21.335 | 37.0025 | 1.1346 | 0.3248 | 0 | 13.847 | 3.48 | 29.422 | 765.46 | 263.8573 | -240.2453 | 8.0061 | 4.06 | -2.09 | 8.9006 | 3.1849 | 2025-10-18 | 2025_10_18 Hr 04 | 47.2373 | -1.8e-05 | -765.46 | -224.2134 | 216.9931 | 599.0102 | 123.6246 | 15.4013 | 34.6442 | 49.5291 | 84.5668 | 82.8972 | 0 | 179.1062 | 176.4163 | 0 | 0 | 14.5107 | 228.977 | 0 | 0 | 0
2025_10_18 Hr 05 | 0 | 0 | 0 | 0 | 0 | 0 | 0 | 0 | 0 | 40.747 | 0 | 0.08 | 69 | 0 | 89.5531 | 89.5531 | 176.4163 | 0 | 0 | 0.046 | 0.0275 | 1.0494 | 0 | 0 | 0 | 0 | 0 | 0.00282 | 0.1485 | 14.9975 | 0 | 228.977 | 0 | 0 | 0 | 0 | 4.6204 | 8.4037 | 0 | 19.187 | 0 | 0.6747 | 10.3778 | 0.16 | -1 | -4.2 | 10.4134 | 0 | 0 | 7.9756 | 7.9756 | 7.9756 | 7.9756 | 9.274 | 45.7002 | 1.3368 | 0 | 0 | 0 | 0 | 0 | 0 | 0 | 0 | 0 | 0 | 0 | 0 | 0 | -50 | 0 | 0 | 0 | 6.6444 | 0 | -160.4576 | 12.4742 | 1.7014 | 0 | 0 | 2.0244 | 729.8865 | 21.2068 | 36.7801 | 1.1346 | 0.3248 | 0 | 13.847 | 3.48 | 29.422 | 787.86 | 256.5341 | -217.7476 | 8.0061 | 4.06 | -2.09 | 8.8472 | 3.1658 | 2025-10-18 | 2025_10_18 Hr 05 | 52.2331 | -9e-06 | -787.86 | -191.2706 | 212.8635 | 599.497 | 116.7246 | 15.4013 | 34.6442 | 48.4659 | 81.9236 | 82.474 | 0 | 179.1062 | 176.4163 | 0 | 0 | 14.9975 | 228.977 | 0 | 0 | 0
2025_10_18 Hr 06 | 0 | 0 | 0 | 3.8139 | 3.8193 | 3.8193 | 3.8097 | 3.8139 | 3.8139 | 50.4466 | 0 | 0.08 | 73 | 0 | 89.5531 | 89.5531 | 176.4163 | 0 | 0 | 0.046 | 0.0275 | 1.0494 | 0 | 0 | 0 | 0 | 0 | 0.00282 | 0.1485 | 22.2427 | 6.0261 | 228.977 | 0 | 0 | 0 | 0 | 7.7325 | 16.9643 | 0 | 19.9355 | 0 | 0.6747 | 10.3778 | 0.1 | -1 | -4.2 | 10.4134 | 0 | 0 | 11.7176 | 11.7176 | 11.7176 | 11.7176 | 13.6251 | 40.7511 | 1.3368 | 0 | 0 | 0 | 0 | 0 | 0 | 0 | 0 | 0 | 0 | 0 | 0 | 0 | -50 | 0 | 0 | 0 | 6.6444 | 0 | -215.7703 | 12.4742 | 1.7014 | 0 | 0 | 3.4704 | 806.7392 | 22.6144 | 39.2214 | 1.1346 | 0.3248 | 0 | 13.847 | 3.48 | 29.422 | 815.2917 | 261.6773 | -273.0603 | 8.0061 | 4.06 | -2.09 | 9.4344 | 3.3759 | 2025-10-18 | 2025_10_18 Hr 06 | 67.8205 | -6.2e-05 | -815.2917 | -245.8348 | 258.201 | 635.6584 | 117.2215 | 15.4013 | 34.6442 | 60.1386 | 110.9421 | 87.1203 | 22.8901 | 179.1062 | 176.4163 | 0 | 6.0261 | 22.2427 | 228.977 | 0 | 0 | 0
2025_10_18 Hr 07 | 0 | 0 | 0 | 3.8139 | 3.8193 | 3.8193 | 3.8097 | 3.8139 | 3.8139 | 59.413 | -14 | 0.08 | 69 | 0 | 89.5531 | 89.5531 | 173.7529 | 0 | 0 | 0.046 | 0.0275 | 1.0494 | 0 | 0 | 0 | 0 | 0 | 0.00282 | 0.1485 | 31.6398 | 6.0261 | 226.1846 | 0 | 0 | 0 | 0 | 10.6094 | 24.878 | 0 | 39.8901 | 0 | 0.6747 | 10.3778 | 0 | -1 | -4.2 | 10.4134 | 0 | 0 | 15.1768 | 15.1768 | 15.1768 | 15.1768 | 17.6474 | 35.802 | 1.3368 | 0 | 0 | 0 | 0 | 0 | 0 | 0 | 0 | 0 | 0 | 0 | 0 | -75 | 0 | 0 | 0 | 0 | 6.6444 | 0 | -322.6897 | 12.4742 | 1.7014 | 60.9773 | 64.3696 | 12.0018 | 973.6432 | 23.9156 | 41.4782 | 1.1346 | 0.3248 | 0 | 13.847 | 3.48 | 29.422 | 860.1083 | 265.5547 | -418.9797 | 8.0061 | 4.06 | -2.09 | 9.9772 | 3.5701 | 2025-10-18 | 2025_10_18 Hr 07 | 61.1218 | -7e-05 | -860.1083 | -357.7996 | 286.1119 | 764.9466 | 116.8038 | 15.4013 | 34.6442 | 70.9291 | 137.7675 | 77.4153 | 22.8901 | 179.1062 | 173.7529 | 0 | 6.0261 | 31.6398 | 226.1846 | 0 | 125.3469 | 0
2025_10_18 Hr 08 | 0.51574 | 0 | 0 | 3.8139 | 3.8193 | 3.8193 | 3.8097 | 3.8139 | 3.8139 | 66.9508 | -14 | 0.08 | 78 | 0 | 89.5531 | 89.5531 | 173.7529 | 0 | 0 | 0.046 | 0.0275 | 1.0494 | 0 | 0 | 0 | 0 | 0 | 0.00282 | 0.1485 | 41.0419 | 6.0261 | 226.1846 | 0 | 0 | 0 | 0 | 13.0279 | 31.5307 | 0 | 0.10684 | -10.8032 | 0.6747 | 10.3778 | 0 | -1 | -4.2 | 10.4134 | 0 | 0 | 18.0848 | 18.0848 | 18.0848 | 18.0848 | 21.0288 | 31.8006 | 1.3368 | 0 | 0 | 0 | 0 | 0 | 0 | 0 | 0 | 0 | 0 | 0 | 0 | -75 | 0 | 0 | 0 | 0 | 6.6444 | 0 | -285.0866 | 12.4742 | 1.7014 | 62.9821 | 66.5807 | 35.427 | 1018.884 | 25.0095 | 43.3754 | 1.1346 | 0.3248 | -0.51574 | 13.847 | 3.48 | 29.422 | 924.4 | 298.1049 | -381.8923 | 8.0061 | 4.06 | -2.09 | 10.4336 | 3.7334 | 2025-10-18 | 2025_10_18 Hr 08 | 66.9321 | -8.57e-05 | -924.4 | -370.7829 | 321.3451 | 778.5646 | 145.2276 | 15.4013 | 34.6442 | 80.0004 | 160.3187 | 81.0261 | 22.8901 | 179.1062 | 173.7529 | 0 | 6.0261 | 41.0419 | 226.1846 | 0 | 129.5628 | 0
2025_10_18 Hr 09 | 6.2105 | 0.00075 | 0.02115 | 3.8139 | 3.8193 | 3.8193 | 3.8097 | 3.8139 | 3.8139 | 74.8834 | -14 | 0.08 | 64 | 0 | 89.5531 | 89.5531 | 173.7529 | 0 | 0 | 0.046 | 0.0275 | 1.0494 | 0 | 0 | 0 | 0 | 0 | 0.00282 | 0.1485 | 45.2808 | 6.0261 | 226.1846 | 0 | 0 | 0 | 0 | 15.5731 | 38.5318 | 0 | 0.060557 | -17.73 | 0.6747 | 10.3778 | 0 | -1 | -4.2 | 10.4134 | 0 | 0 | 21.1451 | 21.1451 | 21.1451 | 21.1451 | 24.5873 | 26.8515 | 1.3368 | 0 | 0 | 0 | 0 | 0 | 0 | 0 | 0 | 0 | 0 | 0 | 0 | -75 | 0 | 0 | 0 | 0 | 6.6444 | 0 | -216.1853 | 12.4742 | 1.7014 | 62.9821 | 66.5807 | 18.5088 | 1056.422 | 26.1607 | 45.372 | 1.1346 | 0.3248 | -6.2105 | 13.847 | 3.48 | 29.422 | 991.8 | 271.7329 | -318.6858 | 8.0061 | 4.06 | -2.09 | 10.9139 | 3.9053 | 2025-10-18 | 2025_10_18 Hr 09 | 67.4163 | -8.431e-05 | -991.8 | -308.8548 | 358.4235 | 782.8035 | 109.3822 | 15.4013 | 34.6442 | 89.5467 | 184.0509 | 84.8259 | 22.8901 | 179.1062 | 173.7529 | 0 | 6.0261 | 45.2808 | 226.1846 | 0 | 129.5628 | 0
2025_10_18 Hr 10 | 3.1011 | 0.004035 | 0.11379 | 3.8139 | 3.8193 | 3.8193 | 3.8097 | 3.8139 | 3.8139 | 83.4363 | -14 | 0.08 | 70 | 0 | 89.5531 | 89.5531 | 173.7529 | 0 | 0 | 0.046 | 0.0275 | 1.0494 | 0 | 0 | 0 | 0 | 0 | 0.00282 | 0.1485 | 45.3461 | 6.0261 | 226.1846 | 0 | 0 | 0 | 0 | 18.3172 | 46.0805 | 0 | 0.63342 | -11.0395 | 0.6747 | 10.3778 | 0 | -1 | -4.2 | 10.4134 | 0 | 0 | 24.4447 | 24.4447 | 24.4447 | 24.4447 | 28.424 | 26.8515 | 1.3368 | 0 | 0 | 0 | 0 | 0 | 0 | 0 | 0 | 0 | 0 | 0 | 0 | -75 | 0 | 0 | 0 | 0 | 6.6444 | 0 | -208.6494 | 12.4742 | 1.7014 | 62.9821 | 66.5807 | 3.4704 | 1092.461 | 27.4019 | 47.5247 | 1.1346 | 0.3248 | -3.1011 | 13.847 | 3.48 | 29.422 | 1037.7 | 263.6854 | -308.0405 | 8.0061 | 4.06 | -2.09 | 11.4317 | 4.0906 | 2025-10-18 | 2025_10_18 Hr 10 | 67.5665 | -0.0001068 | -1037.7 | -294.0555 | 398.4013 | 782.8688 | 100.4397 | 15.4013 | 34.6442 | 99.8395 | 209.639 | 88.9229 | 22.8901 | 179.1062 | 173.7529 | 0 | 6.0261 | 45.3461 | 226.1846 | 0 | 129.5628 | 0
2025_10_18 Hr 11 | 7.2552 | 0.007245 | 0.20431 | 3.8139 | 3.8193 | 3.8193 | 3.8097 | 3.8139 | 3.8139 | 86.8951 | -14 | 0.08 | 73 | 0 | 89.5531 | 89.5531 | 173.7529 | 0 | 0 | 0.046 | 0.0275 | 1.0494 | 0 | 0 | 0 | 0 | 0 | 0.00282 | 0.1485 | 43.5195 | 6.0261 | 226.1846 | 0 | 0 | 0 | 0 | 19.427 | 49.1331 | 0 | 0.27115 | -5.5976 | 0.6747 | 10.3778 | 0 | -1 | -4.2 | 10.4134 | 0 | 0 | 25.779 | 25.779 | 25.779 | 25.779 | 29.9756 | 30.7476 | 1.3368 | 0 | 0 | 0 | 0 | 0 | 0 | 0 | 0 | 0 | 0 | 0 | 0 | -75 | 0 | 0 | 0 | 0 | 6.6444 | 0 | -214.6553 | 12.4742 | 1.7014 | 62.9821 | 66.5807 | 2.4582 | 1105.235 | 27.9038 | 48.3952 | 1.1346 | 0.3248 | -7.2552 | 13.847 | 3.48 | 29.422 | 1057.092 | 275.3835 | -318.2005 | 8.0061 | 4.06 | -2.09 | 11.6411 | 4.1655 | 2025-10-18 | 2025_10_18 Hr 11 | 63.5261 | -0.0004292 | -1057.092 | -294.9818 | 414.5682 | 781.0422 | 106.4174 | 15.4013 | 34.6442 | 104.0018 | 219.9867 | 90.5797 | 22.8901 | 179.1062 | 173.7529 | 0 | 6.0261 | 43.5195 | 226.1846 | 0 | 129.5628 | 0
2025_10_18 Hr 12 | 11.3994 | 0.009405 | 0.26522 | 3.8139 | 3.8193 | 3.8193 | 3.8097 | 3.8139 | 3.8139 | 86.8951 | -14 | 0.08 | 74 | 0 | 89.5531 | 89.5531 | 173.7529 | 0 | 0 | 0.046 | 0.0275 | 1.0494 | 0 | 0 | 0 | 0 | 0 | 0.00282 | 0.1485 | 45.1502 | 6.0261 | 226.1846 | 0 | 0 | 0 | 0 | 19.427 | 49.1331 | 0 | 0 | -12.5201 | 0.6747 | 10.3778 | 0 | -1 | -4.2 | 10.4134 | 0 | 0 | 25.779 | 25.779 | 25.779 | 25.779 | 29.9756 | 27.7992 | 1.3368 | 0 | 0 | 0 | 0 | 0 | 0 | 0 | 0 | 0 | 0 | 0 | 0 | -75 | 0 | 0 | 0 | 0 | 6.6444 | 0 | -226.9646 | 12.4742 | 1.7014 | 62.9821 | 66.5807 | 6.9408 | 1106.927 | 27.9038 | 48.3952 | 1.1346 | 0.3248 | -11.3994 | 13.847 | 3.48 | 29.422 | 1041.817 | 282.064 | -334.654 | 8.0061 | 4.06 | -2.09 | 11.6411 | 4.1655 | 2025-10-18 | 2025_10_18 Hr 12 | 67.7585 | -0.000429 | -1041.817 | -314.4847 | 414.5682 | 782.6729 | 109.0146 | 15.4013 | 34.6442 | 104.0018 | 219.9867 | 90.5797 | 22.8901 | 179.1062 | 173.7529 | 0 | 6.0261 | 45.1502 | 226.1846 | 0 | 129.5628 | 0
2025_10_18 Hr 13 | 8.2966 | 0.010725 | 0.30245 | 3.8139 | 3.8193 | 3.8193 | 3.8097 | 3.8139 | 3.8139 | 83.8311 | -14 | 0.08 | 73 | 0 | 89.5531 | 89.5531 | 173.7529 | 0 | 0 | 0.046 | 0.0275 | 1.0494 | 0 | 0 | 0 | 0 | 0 | 0.00282 | 0.1485 | 45.3461 | 6.0261 | 226.1846 | 0 | 0 | 0 | 0 | 18.4439 | 46.4289 | 0 | 0 | -8.9147 | 0.6747 | 10.3778 | 0 | -1 | -4.2 | 10.4134 | 0 | 0 | 24.5969 | 24.5969 | 24.5969 | 24.5969 | 28.6011 | 26.8515 | 1.3368 | 0 | 0 | 0 | 0 | 0 | 0 | 0 | 0 | 0 | 0 | 0 | 0 | -75 | 0 | 0 | 0 | 0 | 6.6444 | 0 | -216.1973 | 12.4742 | 1.7014 | 62.9821 | 66.5807 | 5.4948 | 1094.306 | 27.4592 | 47.624 | 1.1346 | 0.3248 | -8.2966 | 13.847 | 3.48 | 29.422 | 1038.708 | 274.1012 | -320.7839 | 8.0061 | 4.06 | -2.09 | 11.4556 | 4.0991 | 2025-10-18 | 2025_10_18 Hr 13 | 79.0853 | 0.000209 | -1038.708 | -300.112 | 400.2465 | 782.8688 | 105.6595 | 15.4013 | 34.6442 | 100.3145 | 210.82 | 89.112 | 22.8901 | 179.1062 | 173.7529 | 0 | 6.0261 | 45.3461 | 226.1846 | 0 | 129.5628 | 0
2025_10_18 Hr 14 | 6.7511 | 0.01131 | 0.31894 | 3.8139 | 3.8193 | 3.8193 | 3.8097 | 3.8139 | 3.8139 | 83.9626 | -14 | 0.08 | 73 | 0 | 89.5531 | 89.5531 | 173.7529 | 0 | 0 | 0.046 | 0.0275 | 1.0494 | 0 | 0 | 0 | 0 | 0 | 0.00282 | 0.1485 | 44.6937 | 6.0261 | 226.1846 | 0 | 0 | 0 | 0 | 18.4861 | 46.545 | 0 | 1.3603 | -6.9987 | 0.6747 | 10.3778 | 0 | -1 | -4.2 | 10.4134 | 0 | 0 | 24.6477 | 24.6477 | 24.6477 | 24.6477 | 28.6601 | 26.8515 | 1.3368 | 0 | 0 | 0 | 0 | 0 | 0 | 0 | 0 | 0 | 0 | 0 | 0 | -75 | 0 | 0 | 0 | 0 | 6.6444 | 0 | -254.1822 | 12.4742 | 1.7014 | 62.9821 | 66.5807 | 6.507 | 1094.222 | 27.4782 | 47.6571 | 1.1346 | 0.3248 | -6.7511 | 13.847 | 3.48 | 29.422 | 1004.992 | 273.6314 | -357.2233 | 8.0061 | 4.06 | -2.09 | 11.4635 | 4.102 | 2025-10-18 | 2025_10_18 Hr 14 | 67.9824 | -0.000419 | -1004.992 | -334.8206 | 400.8615 | 782.2164 | 106.6888 | 15.4013 | 34.6442 | 100.4729 | 211.2137 | 89.175 | 22.8901 | 179.1062 | 173.7529 | 0 | 6.0261 | 44.6937 | 226.1846 | 0 | 129.5628 | 0
2025_10_18 Hr 15 | 4.1375 | 0.011265 | 0.31767 | 3.8139 | 3.8193 | 3.8193 | 3.8097 | 3.8139 | 3.8139 | 82.5528 | -14 | 0.08 | 75 | 0 | 89.5531 | 89.5531 | 173.7529 | 0 | 0 | 0.046 | 0.0275 | 1.0494 | 0 | 0 | 0 | 0 | 0 | 0.00282 | 0.1485 | 43.5195 | 6.0261 | 226.1846 | 0 | 0 | 0 | 0 | 18.0338 | 45.3007 | 0 | 0.18569 | -7.7329 | 0.6747 | 10.3778 | 0 | -1 | -4.2 | 10.4134 | 0 | 0 | 24.1038 | 24.1038 | 24.1038 | 24.1038 | 28.0277 | 30.7476 | 1.3368 | 0 | 0 | 0 | 0 | 0 | 0 | 0 | 0 | 0 | 0 | 0 | 0 | -75 | 0 | 0 | 0 | 0 | 6.6444 | 0 | -260.5325 | 12.4742 | 1.7014 | 62.9821 | 66.5807 | 9.5436 | 1087.132 | 27.2736 | 47.3023 | 1.1346 | 0.3248 | -4.1375 | 13.847 | 3.48 | 29.422 | 997.9 | 279.2752 | -360.9601 | 8.0061 | 4.06 | -2.09 | 11.3782 | 4.0714 | 2025-10-18 | 2025_10_18 Hr 15 | 68.4917 | -8.51e-05 | -997.9 | -343.0798 | 394.2718 | 781.0422 | 115.6201 | 15.4013 | 34.6442 | 98.7763 | 206.9958 | 88.4997 | 22.8901 | 179.1062 | 173.7529 | 0 | 6.0261 | 43.5195 | 226.1846 | 0 | 129.5628 | 0
2025_10_18 Hr 16 | 2.5887 | 0.01056 | 0.29779 | 3.8139 | 3.8193 | 3.8193 | 3.8097 | 3.8139 | 3.8139 | 83.5679 | -14 | 0.08 | 89 | 0 | 89.5531 | 89.5531 | 173.7529 | 0 | 0 | 0.046 | 0.0275 | 1.0494 | 0 | 0 | 0 | 0 | 0 | 0.00282 | 0.1485 | 43.9761 | 6.0261 | 226.1846 | 0 | 0 | 0 | 0 | 18.3595 | 46.1966 | 0 | 0.021168 | -11.6029 | 0.6747 | 10.3778 | 0 | -1 | -4.2 | 10.4134 | 0 | 0 | 24.4954 | 24.4954 | 24.4954 | 24.4954 | 28.4831 | 37.6974 | 1.3368 | 0 | 0 | 0 | 0 | 0 | 0 | 0 | 0 | 0 | 0 | 0 | 0 | -75 | 0 | 0 | 0 | 0 | 6.6444 | 0 | -283.7162 | 12.4742 | 1.7014 | 62.9821 | 66.5807 | 8.5314 | 1091.827 | 27.421 | 47.5578 | 1.1346 | 0.3248 | -2.5887 | 13.847 | 3.48 | 29.422 | 995.8 | 298.1495 | -382.5948 | 8.0061 | 4.06 | -2.09 | 11.4396 | 4.0934 | 2025-10-18 | 2025_10_18 Hr 16 | 75.2619 | -8.381e-05 | -995.8 | -370.2979 | 399.0164 | 781.4988 | 135.5372 | 15.4013 | 34.6442 | 99.9978 | 210.0327 | 88.9859 | 22.8901 | 179.1062 | 173.7529 | 0 | 6.0261 | 43.9761 | 226.1846 | 0 | 129.5628 | 0
2025_10_18 Hr 17 | 2.0696 | 0.009135 | 0.25761 | 3.8139 | 3.8193 | 3.8193 | 3.8097 | 3.8139 | 3.8139 | 85.4852 | -14 | 0.08 | 83 | 0 | 89.5531 | 89.5531 | 173.7529 | 0 | 0 | 0.046 | 0.0275 | 1.0494 | 0 | 0 | 0 | 0 | 0 | 0.00282 | 0.1485 | 45.3461 | 6.0261 | 226.1846 | 0 | 0 | 0 | 0 | 18.9746 | 47.8888 | 0 | 0.089498 | -10.2861 | 0.6747 | 10.3778 | 0 | -1 | -4.2 | 10.4134 | 0 | 0 | 25.2351 | 25.2351 | 25.2351 | 25.2351 | 29.3432 | 30.7476 | 1.3368 | 0 | 0 | 0 | 0 | 0 | 0 | 0 | 0 | 0 | 0 | 0 | 0 | -75 | 0 | 0 | 0 | 0 | 6.6444 | 0 | -260.9932 | 12.4742 | 1.7014 | 62.9821 | 66.5807 | 4.4826 | 1101.201 | 27.6992 | 48.0403 | 1.1346 | 0.3248 | -2.0696 | 13.847 | 3.48 | 29.422 | 1013.2 | 281.5488 | -359.3528 | 8.0061 | 4.06 | -2.09 | 11.5557 | 4.135 | 2025-10-18 | 2025_10_18 Hr 17 | 88.7286 | -9.664e-05 | -1013.2 | -346.1898 | 407.9785 | 782.8688 | 118.4969 | 15.4013 | 34.6442 | 102.3052 | 215.7689 | 89.9044 | 22.8901 | 179.1062 | 173.7529 | 0 | 6.0261 | 45.3461 | 226.1846 | 0 | 129.5628 | 0
2025_10_18 Hr 18 | 0.51906 | 0.00684 | 0.19289 | 3.8139 | 3.8193 | 3.8193 | 3.8097 | 3.8139 | 3.8139 | 85.8612 | -14 | 0.08 | 83 | 0 | 89.5531 | 89.5531 | 173.7529 | 0 | 0 | 0.046 | 0.0275 | 1.0494 | 0 | 0 | 0 | 0 | 0 | 0.00282 | 0.1485 | 45.3461 | 6.0261 | 226.1846 | 0 | 0 | 0 | 0 | 19.0953 | 48.2206 | 0 | 2.5991 | -13.6284 | 0.6747 | 10.3778 | 0 | -1 | -4.2 | 10.4134 | 0 | 0 | 25.3802 | 25.3802 | 25.3802 | 25.3802 | 29.5118 | 27.7992 | 1.3368 | 0 | 0 | 0 | 0 | 0 | 0 | 0 | 0 | 0 | 0 | 0 | 0 | -75 | 0 | 0 | 0 | 0 | 6.6444 | 0 | -240.0807 | 12.4742 | 1.7014 | 62.9821 | 66.5807 | 5.061 | 1102.713 | 27.7538 | 48.135 | 1.1346 | 0.3248 | -0.51906 | 13.847 | 3.48 | 29.422 | 1032.6 | 277.8061 | -336.8898 | 8.0061 | 4.06 | -2.09 | 11.5785 | 4.1431 | 2025-10-18 | 2025_10_18 Hr 18 | 96.6926 | -7.3e-05 | -1032.6 | -326.11 | 409.7358 | 782.8688 | 116.0599 | 15.4013 | 34.6442 | 102.7576 | 216.8937 | 90.0845 | 22.8901 | 179.1062 | 173.7529 | 0 | 6.0261 | 45.3461 | 226.1846 | 0 | 129.5628 | 0
2025_10_18 Hr 19 | 0 | 0.00375 | 0.10575 | 3.8139 | 3.8193 | 3.8193 | 3.8097 | 3.8139 | 3.8139 | 90.3538 | -14 | 0.08 | 79 | 0 | 89.5531 | 89.5531 | 173.7529 | 0 | 0 | 0.046 | 0.0275 | 1.0494 | 0 | 0 | 0 | 0 | 0 | 0.00282 | 0.1485 | 45.3461 | 6.0261 | 226.1846 | 0 | 0 | 0 | 0 | 20.5367 | 52.1857 | 0 | 0 | -12.8735 | 0.6747 | 10.3778 | 0 | -1 | -4.2 | 10.4134 | 0 | 0 | 27.1134 | 27.1134 | 27.1134 | 27.1134 | 31.5272 | 26.8515 | 1.3368 | 0 | 0 | 0 | 0 | 0 | 0 | 0 | 0 | 0 | 0 | 0 | 0 | -75 | 0 | 0 | 0 | 0 | 6.6444 | 0 | -227.1279 | 12.4742 | 1.7014 | 62.9821 | 66.5807 | 4.4826 | 1121.473 | 28.4057 | 49.2657 | 1.1346 | 0.3248 | 0 | 13.847 | 3.48 | 29.422 | 1059.092 | 273.9099 | -323.4179 | 8.0061 | 4.06 | -2.09 | 11.8505 | 4.2404 | 2025-10-18 | 2025_10_18 Hr 19 | 99.4725 | -0.000406 | -1059.092 | -315.0014 | 430.7351 | 782.8688 | 110.4436 | 15.4013 | 34.6442 | 108.1642 | 230.3344 | 92.2365 | 22.8901 | 179.1062 | 173.7529 | 0 | 6.0261 | 45.3461 | 226.1846 | 0 | 129.5628 | 0
2025_10_18 Hr 20 | 0 | 0.000765 | 0.021573 | 3.8139 | 3.8193 | 3.8193 | 3.8097 | 3.8139 | 3.8139 | 86.7635 | -14 | 0.08 | 86 | 0 | 89.5531 | 89.5531 | 173.7529 | 0 | 0 | 0.046 | 0.0275 | 1.0494 | 0 | 0 | 0 | 0 | 0 | 0.00282 | 0.1485 | 45.3461 | 6.0261 | 226.1846 | 0 | 0 | 0 | 0 | 19.3848 | 49.017 | 0 | 0.074778 | -4.4201 | 0.6747 | 10.3778 | 0 | -1 | -4.2 | 10.4134 | 0 | 0 | 25.7282 | 25.7282 | 25.7282 | 25.7282 | 29.9166 | 25.7985 | 1.3368 | 0 | 0 | 0 | 0 | 0 | 0 | 0 | 0 | 0 | 0 | 0 | 0 | -75 | 0 | 0 | 0 | 0 | 6.6444 | 0 | -241.48 | 12.4742 | 1.7014 | 62.9821 | 66.5807 | 5.9286 | 1106.327 | 27.8847 | 48.3621 | 1.1346 | 0.3248 | 0 | 13.847 | 3.48 | 29.422 | 1043.792 | 279.58 | -337.77 | 8.0061 | 4.06 | -2.09 | 11.6331 | 4.1626 | 2025-10-18 | 2025_10_18 Hr 20 | 107.687 | -0.00041497 | -1043.792 | -320.8253 | 413.9532 | 782.8688 | 117.7494 | 15.4013 | 34.6442 | 103.8435 | 219.5931 | 90.5167 | 22.8901 | 179.1062 | 173.7529 | 0 | 6.0261 | 45.3461 | 226.1846 | 0 | 129.5628 | 0
2025_10_18 Hr 21 | 0 | 0 | 0 | 3.8139 | 3.8193 | 3.8193 | 3.8097 | 3.8139 | 3.8139 | 82.1581 | -14 | 0.08 | 84 | 0 | 89.5531 | 89.5531 | 173.7529 | 0 | 0 | 0.046 | 0.0275 | 1.0494 | 0 | 0 | 0 | 0 | 0 | 0.00282 | 0.1485 | 45.3461 | 6.0261 | 226.1846 | 0 | 0 | 0 | 0 | 17.9071 | 44.9523 | 0 | 2.822 | -1.1356 | 0.6747 | 10.3778 | 0 | -1 | -4.2 | 10.4134 | 0 | 0 | 23.9515 | 23.9515 | 23.9515 | 23.9515 | 27.8506 | 31.8006 | 1.3368 | 0 | 0 | 0 | 0 | 0 | 0 | 0 | 0 | 0 | 0 | 0 | 0 | -75 | 0 | 0 | 0 | 0 | 6.6444 | 0 | -271.7626 | 12.4742 | 1.7014 | 62.9821 | 66.5807 | 14.0262 | 1086.985 | 27.2164 | 47.2029 | 1.1346 | 0.3248 | 0 | 13.847 | 3.48 | 29.422 | 1010.092 | 289.4729 | -368.0526 | 8.0061 | 4.06 | -2.09 | 11.3543 | 4.0629 | 2025-10-18 | 2025_10_18 Hr 21 | 98.9716 | -0.000406 | -1010.092 | -345.0761 | 392.4267 | 782.8688 | 129.8268 | 15.4013 | 34.6442 | 98.3012 | 205.8149 | 88.3106 | 22.8901 | 179.1062 | 173.7529 | 0 | 6.0261 | 45.3461 | 226.1846 | 0 | 129.5628 | 0
2025_10_18 Hr 22 | 0 | 0 | 0 | 3.8139 | 3.8193 | 3.8193 | 3.8097 | 3.8139 | 3.8139 | 72.8345 | -14 | 0.08 | 90 | 0 | 89.5531 | 89.5531 | 173.7529 | 0 | 0 | 0.046 | 0.0275 | 1.0494 | 0 | 0 | 0 | 0 | 0 | 0.00282 | 0.1485 | 45.3461 | 6.0261 | 226.1846 | 0 | 0 | 0 | 0 | 14.9157 | 36.7235 | 0 | 7.5252 | 0 | 0.6747 | 10.3778 | 0 | -1 | -4.2 | 10.4134 | 0 | 0 | 20.3546 | 20.3546 | 20.3546 | 20.3546 | 23.6681 | 27.7992 | 1.3368 | 0 | 0 | 0 | 0 | 0 | 0 | 0 | 0 | 0 | 0 | 0 | 0 | -75 | 0 | 0 | 0 | 0 | 6.6444 | 0 | -287.2104 | 12.4742 | 1.7014 | 62.9821 | 66.5807 | 23.4252 | 1047.871 | 25.8633 | 44.8563 | 1.1346 | 0.3248 | 0 | 13.847 | 3.48 | 29.422 | 968.3 | 296.4044 | -383.5004 | 8.0061 | 4.06 | -2.09 | 10.7898 | 3.8609 | 2025-10-18 | 2025_10_18 Hr 22 | 94.8227 | -0.00011 | -968.3 | -354.6852 | 348.8464 | 782.8688 | 141.2244 | 15.4013 | 34.6442 | 87.0809 | 177.921 | 83.8444 | 22.8901 | 179.1062 | 173.7529 | 0 | 6.0261 | 45.3461 | 226.1846 | 0 | 129.5628 | 0
2025_10_18 Hr 23 | 0 | 0 | 0 | 3.8139 | 3.8193 | 3.8193 | 3.8097 | 3.8139 | 3.8139 | 62.853 | 0 | 0.08 | 93 | 0 | 89.5531 | 89.5531 | 176.4163 | 0 | 0 | 0.046 | 0.0275 | 1.0494 | 0 | 0 | 0 | 0 | 0 | 0.00282 | 0.1485 | 45.3461 | 6.0261 | 228.977 | 0 | 0 | 0 | 0 | 11.7131 | 27.914 | 0 | 0.76068 | -3.6916 | 0.6747 | 10.3778 | 0 | -1 | -4.2 | 10.4134 | 0 | 0 | 16.5038 | 16.5038 | 16.5038 | 16.5038 | 19.1905 | 22.8501 | 1.3368 | 0 | 0 | 0 | 0 | 0 | 0 | 0 | 0 | 0 | 0 | 0 | 0 | 0 | -50 | 0 | 0 | 0 | 6.6444 | 0 | -325.5632 | 12.4742 | 1.7014 | 64.2243 | 67.8938 | 30.9444 | 1014.008 | 24.4148 | 42.344 | 1.1346 | 0.3248 | 0 | 13.847 | 3.48 | 29.422 | 925.4167 | 297.1931 | -382.8532 | 8.0061 | 4.06 | -2.09 | 10.1855 | 3.6447 | 2025-10-18 | 2025_10_18 Hr 23 | 86.3113 | -6.96e-05 | -925.4167 | -378.4941 | 316.1909 | 790.8799 | 146.7945 | 15.4013 | 34.6442 | 75.0689 | 148.0589 | 93.0631 | 22.8901 | 179.1062 | 176.4163 | 0 | 6.0261 | 45.3461 | 228.977 | 0 | 132.1181 | 0
2025_10_18 Hr 24 | 0 | 0 | 0 | 3.8139 | 3.8193 | 3.8193 | 3.8097 | 3.8139 | 3.8139 | 55.4279 | 0 | 0.08 | 93 | 0 | 89.5531 | 89.5531 | 176.4163 | 0 | 0 | 0.046 | 0.0275 | 1.0494 | 0 | 0 | 0 | 0 | 0 | 0.00282 | 0.1485 | 45.3461 | 6.0261 | 228.977 | 0 | 0 | 0 | 0 | 9.3308 | 21.3608 | 0 | 0 | -3.9862 | 0.6747 | 10.3778 | 0 | -1 | -4.2 | 10.4134 | 0 | 0 | 13.6394 | 13.6394 | 13.6394 | 13.6394 | 15.8597 | 23.7978 | 1.3368 | 0 | 0 | 0 | 0 | 0 | 0 | 0 | 0 | 0 | 0 | 0 | 0 | 0 | -50 | 0 | 0 | 0 | 6.6444 | 0 | -336.2286 | 12.4742 | 1.7014 | 64.2243 | 67.8938 | 29.4984 | 982.8583 | 23.3373 | 40.4752 | 1.1346 | 0.3248 | 0 | 13.847 | 3.48 | 29.422 | 878.4916 | 293.1381 | -393.5186 | 8.0061 | 4.06 | -2.09 | 9.736 | 3.4838 | 2025-10-18 | 2025_10_18 Hr 24 | 79.434 | 4e-05 | -878.4916 | -390.2148 | 281.4848 | 790.8799 | 146.2962 | 15.4013 | 34.6442 | 66.1333 | 125.8451 | 89.5064 | 22.8901 | 179.1062 | 176.4163 | 0 | 6.0261 | 45.3461 | 228.977 | 0 | 132.1181 | 0
2025_10_19 Hr 01 | 0 | 0 | 0 | 3.8139 | 3.8193 | 3.8193 | 3.8097 | 3.8139 | 3.8139 | 49.1991 | 0 | 0.08 | 88 | 0 | 89.5531 | 89.5531 | 176.4163 | 0 | 0 | 0.046 | 0.0275 | 1.0494 | 0 | 0 | 0 | 0 | 0 | 0.00282 | 0.1485 | 45.3461 | 6.0261 | 228.977 | 0 | 0 | 0 | 0 | 7.2821 | 15.6984 | 0 | 2.5359 | 0 | 0.6747 | 10.4545 | 0 | -1 | -4.2 | 10.5287 | 0 | 0 | 11.3174 | 11.3174 | 11.3174 | 11.3174 | 13.1598 | 25.7985 | 1.3368 | 0 | 0 | 0 | 0 | 0 | 0 | 0 | 0 | 0 | 0 | 0 | 0 | 0 | -50 | 0 | 0 | 0 | 6.7423 | 0 | -330.3865 | 12.5942 | 1.7014 | 64.2243 | 67.8938 | 20.5332 | 957.2497 | 22.619 | 39.2102 | 1.1346 | 0.3248 | 0 | 13.847 | 3.48 | 29.422 | 851 | 278.8909 | -387.6765 | 8.0353 | 4.06 | -2.09 | 9.4272 | 3.373 | 2025-10-19 | 2025_10_19 Hr 01 | 71.2754 | 2e-05 | -851 | -377.8506 | 253.5936 | 790.8799 | 134.3317 | 15.4013 | 34.6442 | 58.7413 | 107.6285 | 87.2237 | 22.8901 | 179.1062 | 176.4163 | 0 | 6.0261 | 45.3461 | 228.977 | 0 | 132.1181 | 0
2025_10_19 Hr 02 | 0 | 0 | 0 | 3.8139 | 3.8193 | 3.8193 | 3.8097 | 3.8139 | 3.8139 | 46.1484 | 0 | 0.08 | 88 | 0 | 89.5531 | 89.5531 | 176.4163 | 0 | 0 | 0.046 | 0.0275 | 1.0494 | 0 | 0 | 0 | 0 | 0 | 0.00282 | 0.1485 | 45.3461 | 6.0261 | 228.977 | 0 | 0 | 0 | 0 | 6.304 | 13.0089 | 0 | 16.8182 | 0 | 0.6747 | 10.4545 | 0 | -1 | -4.2 | 10.5287 | 0 | 0 | 10.1276 | 10.1276 | 10.1276 | 10.1276 | 11.7763 | 29.7999 | 1.3368 | 0 | 0 | 0 | 0 | 0 | 0 | 0 | 0 | 0 | 0 | 0 | 0 | 0 | -50 | 0 | 0 | 0 | 6.7423 | 0 | -358.9565 | 12.5942 | 1.7014 | 64.2243 | 67.8938 | 13.4478 | 944.3887 | 22.1742 | 38.4393 | 1.1346 | 0.3248 | 0 | 13.847 | 3.48 | 29.422 | 819.3 | 274.3395 | -416.2465 | 8.0353 | 4.06 | -2.09 | 9.2419 | 3.3067 | 2025-10-19 | 2025_10_19 Hr 02 | 71.3889 | 5e-06 | -819.3 | -392.1383 | 239.2652 | 790.8799 | 131.2477 | 15.4013 | 34.6442 | 55.0736 | 98.4353 | 85.7563 | 22.8901 | 179.1062 | 176.4163 | 0 | 6.0261 | 45.3461 | 228.977 | 0 | 132.1181 | 0
2025_10_19 Hr 03 | 0 | 0 | 0 | 3.8139 | 3.8193 | 3.8193 | 3.8097 | 3.8139 | 3.8139 | 47.0468 | 0 | 0.08 | 87 | 0 | 89.5531 | 89.5531 | 176.4163 | 0 | 0 | 0.046 | 0.0275 | 1.0494 | 0 | 0 | 0 | 0 | 0 | 0.00282 | 0.1485 | 45.3461 | 6.0261 | 228.977 | 0 | 0 | 0 | 0 | 6.592 | 13.8009 | 0 | 17.3625 | 0 | 0.6747 | 10.4545 | 0 | -1 | -4.2 | 10.5287 | 0 | 0 | 10.478 | 10.478 | 10.478 | 10.478 | 12.1837 | 29.7999 | 1.3368 | 0 | 0 | 0 | 0 | 0 | 0 | 0 | 0 | 0 | 0 | 0 | 0 | 0 | -50 | 0 | 0 | 0 | 6.7423 | 0 | -369.2111 | 12.5942 | 1.7014 | 64.2243 | 67.8938 | 17.9304 | 948.176 | 22.3052 | 38.6663 | 1.1346 | 0.3248 | 0 | 13.847 | 3.48 | 29.422 | 817.2917 | 278.2542 | -426.5011 | 8.0353 | 4.06 | -2.09 | 9.2965 | 3.3263 | 2025-10-19 | 2025_10_19 Hr 03 | 71.2835 | -5.6e-05 | -817.2917 | -401.8486 | 243.4846 | 790.8799 | 134.7303 | 15.4013 | 34.6442 | 56.1537 | 101.1425 | 86.1884 | 22.8901 | 179.1062 | 176.4163 | 0 | 6.0261 | 45.3461 | 228.977 | 0 | 132.1181 | 0
2025_10_19 Hr 04 | 0 | 0 | 0 | 3.8139 | 3.8193 | 3.8193 | 3.8097 | 3.8139 | 3.8139 | 42.5925 | 0 | 0.08 | 88 | 0 | 89.5531 | 89.5531 | 176.4163 | 0 | 0 | 0.046 | 0.0275 | 1.0494 | 0 | 0 | 0 | 0 | 0 | 0.00282 | 0.1485 | 45.3461 | 6.0261 | 228.977 | 0 | 0 | 0 | 0 | 5.1638 | 9.8739 | 0 | 11.8823 | -0.67097 | 0.6747 | 10.4545 | 0 | -1 | -4.2 | 10.5287 | 0 | 0 | 8.7408 | 8.7408 | 8.7408 | 8.7408 | 10.1637 | 23.7978 | 1.3368 | 0 | 0 | 0 | 0 | 0 | 0 | 0 | 0 | 0 | 0 | 0 | 0 | 0 | -50 | 0 | 0 | 0 | 6.7423 | 0 | -346.3016 | 12.5942 | 1.7014 | 64.2243 | 67.8938 | 24.0036 | 929.3975 | 21.6558 | 37.5406 | 1.1346 | 0.3248 | 0 | 13.847 | 3.48 | 29.422 | 814.2 | 277.1828 | -403.5916 | 8.0353 | 4.06 | -2.09 | 9.0258 | 3.2294 | 2025-10-19 | 2025_10_19 Hr 04 | 67.4069 | 2.8e-06 | -814.2 | -385.0903 | 222.5635 | 790.8799 | 135.8014 | 15.4013 | 34.6442 | 50.7984 | 87.7192 | 84.0459 | 22.8901 | 179.1062 | 176.4163 | 0 | 6.0261 | 45.3461 | 228.977 | 0 | 132.1181 | 0
2025_10_19 Hr 05 | 0 | 0 | 0 | 3.8139 | 3.8193 | 3.8193 | 3.8097 | 3.8139 | 3.8139 | 44.3705 | 0 | 0.08 | 87 | 0 | 89.5531 | 89.5531 | 176.4163 | 0 | 0 | 0.046 | 0.0275 | 1.0494 | 0 | 0 | 0 | 0 | 0 | 0.00282 | 0.1485 | 45.3461 | 6.0261 | 228.977 | 0 | 0 | 0 | 0 | 5.7339 | 11.4414 | 0 | 4.2955 | -0.34534 | 0.6747 | 10.4545 | 0 | -1 | -4.2 | 10.5287 | 0 | 0 | 9.4342 | 9.4342 | 9.4342 | 9.4342 | 10.97 | 18.8487 | 1.3368 | 0 | 0 | 0 | 0 | 0 | 0 | 0 | 0 | 0 | 0 | 0 | 0 | 0 | -50 | 0 | 0 | 0 | 6.7423 | 0 | -334.2934 | 12.5942 | 1.7014 | 64.2243 | 67.8938 | 19.9548 | 936.8931 | 21.915 | 37.9899 | 1.1346 | 0.3248 | 0 | 13.847 | 3.48 | 29.422 | 817.3 | 268.0401 | -391.5834 | 8.0353 | 4.06 | -2.09 | 9.1338 | 3.2681 | 2025-10-19 | 2025_10_19 Hr 05 | 74.6248 | -9.2e-06 | -817.3 | -380.3432 | 230.9144 | 790.8799 | 125.8035 | 15.4013 | 34.6442 | 52.936 | 93.0772 | 84.9011 | 22.8901 | 179.1062 | 176.4163 | 0 | 6.0261 | 45.3461 | 228.977 | 0 | 132.1181 | 0
2025_10_19 Hr 06 | 0 | 0 | 0 | 3.8139 | 3.8193 | 3.8193 | 3.8097 | 3.8139 | 3.8139 | 51.37 | 0 | 0.08 | 84 | 0 | 89.5531 | 89.5531 | 176.4163 | 0 | 0 | 0.046 | 0.0275 | 1.0494 | 0 | 0 | 0 | 0 | 0 | 0.00282 | 0.1485 | 45.3461 | 6.0261 | 228.977 | 0 | 0 | 0 | 0 | 7.9783 | 17.6125 | 0 | 7.6742 | -3.0005 | 0.6747 | 10.4545 | 0 | -1 | -4.2 | 10.5287 | 0 | 0 | 12.1641 | 12.1641 | 12.1641 | 12.1641 | 14.1443 | 25.7985 | 1.3368 | 0 | 0 | 0 | 0 | 0 | 0 | 0 | 0 | 0 | 0 | 0 | 0 | 0 | -50 | 0 | 0 | 0 | 6.7423 | 0 | -328.1653 | 12.5942 | 1.7014 | 64.2243 | 67.8938 | 9.9774 | 966.4023 | 22.9355 | 39.7589 | 1.1346 | 0.3248 | 0 | 13.847 | 3.48 | 29.422 | 851 | 265.3794 | -385.4553 | 8.0353 | 4.06 | -2.09 | 9.5592 | 3.4202 | 2025-10-19 | 2025_10_19 Hr 06 | 77.9175 | 3e-06 | -851 | -373.4917 | 263.7904 | 790.8799 | 119.7759 | 15.4013 | 34.6442 | 61.3515 | 114.1709 | 88.268 | 22.8901 | 179.1062 | 176.4163 | 0 | 6.0261 | 45.3461 | 228.977 | 0 | 132.1181 | 0
2025_10_19 Hr 07 | 0 | 0 | 0 | 3.8139 | 3.8193 | 3.8193 | 3.8097 | 3.8139 | 3.8139 | 58.1076 | 0 | 0.08 | 86 | 0 | 89.5531 | 89.5531 | 173.7529 | 0 | 0 | 0.046 | 0.0275 | 1.0494 | 0 | 0 | 0 | 0 | 0 | 0.00282 | 0.1485 | 45.3461 | 6.0261 | 226.1846 | 0 | 0 | 0 | 0 | 10.1386 | 23.5526 | 0 | 11.0636 | -2.4772 | 0.6747 | 10.4545 | 0 | -1 | -4.2 | 10.5287 | 0 | 0 | 14.7919 | 14.7919 | 14.7919 | 14.7919 | 17.1999 | 33.8013 | 1.3368 | 0 | 0 | 0 | 0 | 0 | 0 | 0 | 0 | 0 | 0 | 0 | 0 | 0 | -50 | 0 | 0 | 0 | 6.7423 | 0 | -305.5786 | 12.5942 | 1.7014 | 62.9821 | 66.5807 | 6.9408 | 986.7958 | 23.9177 | 41.4616 | 1.1346 | 0.3248 | 0 | 13.847 | 3.48 | 29.422 | 908.1 | 275.5864 | -362.8686 | 8.0353 | 4.06 | -2.09 | 9.9685 | 3.5667 | 2025-10-19 | 2025_10_19 Hr 07 | 70.811 | -8.7e-05 | -908.1 | -346.9922 | 295.4357 | 782.8688 | 126.7421 | 15.4013 | 34.6442 | 69.4519 | 134.475 | 91.5088 | 22.8901 | 179.1062 | 173.7529 | 0 | 6.0261 | 45.3461 | 226.1846 | 0 | 129.5628 | 0
2025_10_19 Hr 08 | 0 | 1.5e-05 | 0.000423 | 3.8139 | 3.8193 | 3.8193 | 3.8097 | 3.8139 | 3.8139 | 69.5801 | 0 | 0.08 | 83 | 0 | 89.5531 | 89.5531 | 173.7529 | 0 | 0 | 0.046 | 0.0275 | 1.0494 | 0 | 0 | 0 | 0 | 0 | 0.00282 | 0.1485 | 45.3461 | 6.0261 | 226.1846 | 0 | 0 | 0 | 0 | 13.8172 | 33.6672 | 0 | 4.5349 | -5.3052 | 0.6747 | 10.4545 | 0 | -1 | -4.2 | 10.5287 | 0 | 0 | 19.2664 | 19.2664 | 19.2664 | 19.2664 | 22.4028 | 26.8515 | 1.3368 | 0 | 0 | 0 | 0 | 0 | 0 | 0 | 0 | 0 | 0 | 0 | 0 | 0 | -50 | 0 | 0 | 0 | 6.7423 | 0 | -289.2861 | 12.5942 | 1.7014 | 62.9821 | 66.5807 | 5.061 | 1035.163 | 25.5903 | 44.361 | 1.1346 | 0.3248 | 0 | 13.847 | 3.48 | 29.422 | 957.0917 | 269.2753 | -346.5761 | 8.0353 | 4.06 | -2.09 | 10.6656 | 3.8161 | 2025-10-19 | 2025_10_19 Hr 08 | 73.4467 | -0.000122 | -957.0917 | -340.0564 | 349.3208 | 782.8688 | 114.9129 | 15.4013 | 34.6442 | 83.2451 | 169.0484 | 97.0273 | 22.8901 | 179.1062 | 173.7529 | 0 | 6.0261 | 45.3461 | 226.1846 | 0 | 129.5628 | 0
2025_10_19 Hr 09 | 3.6201 | 0.000825 | 0.023265 | 3.8139 | 3.8193 | 3.8193 | 3.8097 | 3.8139 | 3.8139 | 77.216 | 0 | 0.08 | 61 | 0 | 89.5531 | 89.5531 | 173.7529 | 0 | 0 | 0.046 | 0.0275 | 1.0494 | 0 | 0 | 0 | 0 | 0 | 0.00282 | 0.1485 | 45.3461 | 6.0261 | 226.1846 | 0 | 0 | 0 | 0 | 16.2656 | 40.3993 | 0 | 1.7343 | -6.1461 | 0.6747 | 10.4545 | 0 | -1 | -4.2 | 10.5287 | 0 | 0 | 22.2445 | 22.2445 | 22.2445 | 22.2445 | 25.8657 | 21.9024 | 1.3368 | 0 | 0 | 0 | 0 | 0 | 0 | 0 | 0 | 0 | 0 | 0 | 0 | 0 | -50 | 0 | 0 | 0 | 6.7423 | 0 | -232.3306 | 12.5942 | 1.7014 | 62.9821 | 66.5807 | 2.0244 | 1067.377 | 26.7035 | 46.2908 | 1.1346 | 0.3248 | -3.6201 | 13.847 | 3.48 | 29.422 | 1016.308 | 246.5835 | -293.2408 | 8.0353 | 4.06 | -2.09 | 11.1296 | 3.9821 | 2025-10-19 | 2025_10_19 Hr 09 | 77.6883 | 0.000251 | -1016.308 | -286.7424 | 385.1855 | 782.8688 | 84.9509 | 15.4013 | 34.6442 | 92.4256 | 192.0597 | 100.7002 | 22.8901 | 179.1062 | 173.7529 | 0 | 6.0261 | 45.3461 | 226.1846 | 0 | 129.5628 | 0
2025_10_19 Hr 10 | 7.2585 | 0.00327 | 0.092214 | 3.8139 | 3.8193 | 3.8193 | 3.8097 | 3.8139 | 3.8139 | 82.3066 | 0 | 0.08 | 55 | 0 | 89.5531 | 89.5531 | 173.7529 | 0 | 0 | 0.046 | 0.0275 | 1.0494 | 0 | 0 | 0 | 0 | 0 | 0.00282 | 0.1485 | 45.3461 | 6.0261 | 226.1846 | 0 | 0 | 0 | 0 | 17.8978 | 44.8874 | 0 | 0.55484 | -11.0395 | 0.6747 | 10.4545 | 0 | -1 | -4.2 | 10.5287 | 0 | 0 | 24.2299 | 24.2299 | 24.2299 | 24.2299 | 28.1743 | 17.901 | 1.3368 | 0 | 0 | 0 | 0 | 0 | 0 | 0 | 0 | 0 | 0 | 0 | 0 | 0 | -50 | 0 | 0 | 0 | 6.7423 | 0 | -205.6376 | 12.5942 | 1.7014 | 62.9821 | 66.5807 | 2.0244 | 1088.908 | 27.4456 | 47.5773 | 1.1346 | 0.3248 | -7.2585 | 13.847 | 3.48 | 29.422 | 1050.908 | 242.6716 | -270.1861 | 8.0353 | 4.06 | -2.09 | 11.4389 | 4.0928 | 2025-10-19 | 2025_10_19 Hr 10 | 78.1586 | 0.0002357 | -1050.908 | -266.1222 | 409.0953 | 782.8688 | 75.0209 | 15.4013 | 34.6442 | 98.5459 | 207.4005 | 103.1489 | 22.8901 | 179.1062 | 173.7529 | 0 | 6.0261 | 45.3461 | 226.1846 | 0 | 129.5628 | 0
2025_10_19 Hr 11 | 3.6201 | 0.00642 | 0.18104 | 3.8139 | 3.8193 | 3.8193 | 3.8097 | 3.8139 | 3.8139 | 85.6192 | 0 | 0.08 | 38 | 0 | 89.5531 | 89.5531 | 173.7529 | 0 | 0 | 0.046 | 0.0275 | 1.0494 | 0 | 0 | 0 | 0 | 0 | 0.00282 | 0.1485 | 45.3461 | 6.0261 | 226.1846 | 0 | 0 | 0 | 0 | 18.96 | 47.8079 | 0 | 0 | -10.2702 | 0.6747 | 10.4545 | 0 | -1 | -4.2 | 10.5287 | 0 | 0 | 25.5219 | 25.5219 | 25.5219 | 25.5219 | 29.6766 | 11.8989 | 1.3368 | 0 | 0 | 0 | 0 | 0 | 0 | 0 | 0 | 0 | 0 | 0 | 0 | 0 | -50 | 0 | 0 | 0 | 6.7423 | 0 | -208.102 | 12.5942 | 1.7014 | 62.9821 | 66.5807 | 0.4338 | 1102.962 | 27.9286 | 48.4144 | 1.1346 | 0.3248 | -3.6201 | 13.847 | 3.48 | 29.422 | 1039.717 | 216.037 | -269.0121 | 8.0353 | 4.06 | -2.09 | 11.6402 | 4.1648 | 2025-10-19 | 2025_10_19 Hr 11 | 76.1717 | -0.000449 | -1039.717 | -268.3722 | 424.6543 | 782.8688 | 50.5202 | 15.4013 | 34.6442 | 102.5286 | 217.3834 | 104.7423 | 22.8901 | 179.1062 | 173.7529 | 0 | 6.0261 | 45.3461 | 226.1846 | 0 | 129.5628 | 0
2025_10_19 Hr 12 | 3.1011 | 0.007665 | 0.21615 | 3.8139 | 3.8193 | 3.8193 | 3.8097 | 3.8139 | 3.8139 | 79.6303 | 0 | 0.08 | 22 | 0 | 89.5531 | 89.5531 | 173.7529 | 0 | 0 | 0.046 | 0.0275 | 1.0494 | 0 | 0 | 0 | 0 | 0 | 0.00282 | 0.1485 | 45.3461 | 6.0261 | 226.1846 | 0 | 0 | 0 | 0 | 17.0397 | 42.5279 | 0 | 0 | -6.4096 | 0.6747 | 10.4545 | 0 | -1 | -4.2 | 10.5287 | 0 | 0 | 23.1861 | 23.1861 | 23.1861 | 23.1861 | 26.9606 | 10.9512 | 1.3368 | 0 | 0 | 0 | 0 | 0 | 0 | 0 | 0 | 0 | 0 | 0 | 0 | 0 | -50 | 0 | 0 | 0 | 6.7423 | 0 | -186.322 | 12.5942 | 1.7014 | 62.9821 | 66.5807 | 0.4338 | 1077.749 | 27.0555 | 46.9009 | 1.1346 | 0.3248 | -3.1011 | 13.847 | 3.48 | 29.422 | 1020.317 | 195.6908 | -246.7131 | 8.0353 | 4.06 | -2.09 | 11.2763 | 4.0346 | 2025-10-19 | 2025_10_19 Hr 12 | 77.745 | -0.000425 | -1020.317 | -242.7316 | 396.5251 | 782.8688 | 33.6088 | 15.4013 | 34.6442 | 95.3283 | 199.3353 | 101.8615 | 22.8901 | 179.1062 | 173.7529 | 0 | 6.0261 | 45.3461 | 226.1846 | 0 | 129.5628 | 0
2025_10_19 Hr 13 | 3.6185 | 0.007365 | 0.20769 | 3.8139 | 3.8193 | 3.8193 | 3.8097 | 3.8139 | 3.8139 | 78.4887 | 0 | 0.08 | 19 | 0 | 89.5531 | 89.5531 | 173.7529 | 0 | 0 | 0.046 | 0.0275 | 1.0494 | 0 | 0 | 0 | 0 | 0 | 0.00282 | 0.1485 | 45.3461 | 6.0261 | 226.1846 | 0 | 0 | 0 | 0 | 16.6736 | 41.5213 | 0 | 1.8356 | -6.1486 | 0.6747 | 10.4545 | 0 | -1 | -4.2 | 10.5287 | 0 | 0 | 22.7408 | 22.7408 | 22.7408 | 22.7408 | 26.4428 | 7.8975 | 1.3368 | 0 | 0 | 0 | 0 | 0 | 0 | 0 | 0 | 0 | 0 | 0 | 0 | 0 | -50 | 0 | 0 | 0 | 6.7423 | 0 | -190.8769 | 12.5942 | 1.7014 | 62.9821 | 66.5807 | 0 | 1072.927 | 26.889 | 46.6124 | 1.1346 | 0.3248 | -3.6185 | 13.847 | 3.48 | 29.422 | 1006 | 189.1712 | -251.7854 | 8.0353 | 4.06 | -2.09 | 11.2069 | 4.0098 | 2025-10-19 | 2025_10_19 Hr 13 | 69.0675 | -0.00011 | -1006 | -245.1899 | 391.1629 | 782.8688 | 27.1126 | 15.4013 | 34.6442 | 93.9557 | 195.8949 | 101.3124 | 22.8901 | 179.1062 | 173.7529 | 0 | 6.0261 | 45.3461 | 226.1846 | 0 | 129.5628 | 0
2025_10_19 Hr 14 | 3.6201 | 0.007365 | 0.20769 | 3.8139 | 3.8193 | 3.8193 | 3.8097 | 3.8139 | 3.8139 | 77.8523 | 0 | 0.08 | 15 | 0 | 89.5531 | 89.5531 | 173.7529 | 0 | 0 | 0.046 | 0.0275 | 1.0494 | 0 | 0 | 0 | 0 | 0 | 0.00282 | 0.1485 | 31.6407 | 6.0261 | 226.1846 | 0 | 0 | 0 | 0 | 16.4696 | 40.9603 | 0 | 8.9106 | -0.091932 | 0.6747 | 10.4545 | 0 | -1 | -4.2 | 10.5287 | 0 | 0 | 22.4927 | 22.4927 | 22.4927 | 22.4927 | 26.1543 | 4.9491 | 1.3368 | 0 | 0 | 0 | 0 | 0 | 0 | 0 | 0 | 0 | 0 | 0 | 0 | 0 | -50 | 0 | 0 | 0 | 6.7423 | 0 | -196.1081 | 12.5942 | 1.7014 | 62.9821 | 66.5807 | 0.4338 | 1056.539 | 26.7962 | 46.4516 | 1.1346 | 0.3248 | -3.6201 | 13.847 | 3.48 | 29.422 | 990.6917 | 182.3522 | -257.0182 | 8.0353 | 4.06 | -2.09 | 11.1683 | 3.996 | 2025-10-19 | 2025_10_19 Hr 14 | 61.4847 | -0.00013198 | -990.6917 | -237.2895 | 388.1742 | 769.1633 | 20.598 | 15.4013 | 34.6442 | 93.1907 | 193.9773 | 101.0063 | 22.8901 | 179.1062 | 173.7529 | 0 | 6.0261 | 31.6407 | 226.1846 | 0 | 129.5628 | 0
2025_10_19 Hr 15 | 5.169 | 0.005805 | 0.1637 | 3.8139 | 3.8193 | 3.8193 | 3.8097 | 3.8139 | 3.8139 | 75.5503 | 0 | 0.08 | 15 | 0 | 89.5531 | 89.5531 | 173.7529 | 0 | 0 | 0.046 | 0.0275 | 1.0494 | 0 | 0 | 0 | 0 | 0 | 0.00282 | 0.1485 | 41.0402 | 6.0261 | 226.1846 | 0 | 0 | 0 | 0 | 15.7315 | 38.9308 | 0 | 5.3653 | -3.5011 | 0.6747 | 10.4545 | 0 | -1 | -4.2 | 10.5287 | 0 | 0 | 21.5949 | 21.5949 | 21.5949 | 21.5949 | 25.1103 | 8.9505 | 1.3368 | 0 | 0 | 0 | 0 | 0 | 0 | 0 | 0 | 0 | 0 | 0 | 0 | 0 | -50 | 0 | 0 | 0 | 6.7423 | 0 | -200.3715 | 12.5942 | 1.7014 | 62.9821 | 66.5807 | 0 | 1056.19 | 26.4606 | 45.8698 | 1.1346 | 0.3248 | -5.169 | 13.847 | 3.48 | 29.422 | 981.5833 | 186.3599 | -262.8305 | 8.0353 | 4.06 | -2.09 | 11.0284 | 3.9459 | 2025-10-19 | 2025_10_19 Hr 15 | 62.7174 | -6.1e-05 | -981.5833 | -248.5073 | 377.3621 | 778.5629 | 24.12 | 15.4013 | 34.6442 | 90.423 | 187.04 | 99.899 | 22.8901 | 179.1062 | 173.7529 | 0 | 6.0261 | 41.0402 | 226.1846 | 0 | 129.5628 | 0
2025_10_19 Hr 16 | 2.0696 | 0.00219 | 0.061758 | 3.8139 | 3.8193 | 3.8193 | 3.8097 | 3.8139 | 3.8139 | 80.2666 | 0 | 0.08 | 10 | 0 | 89.5531 | 89.5531 | 173.7529 | 0 | 0 | 0.046 | 0.0275 | 1.0494 | 0 | 0 | 0 | 0 | 0 | 0.00282 | 0.1485 | 41.7575 | 6.0261 | 226.1846 | 0 | 0 | 0 | 0 | 17.2437 | 43.0889 | 0 | 4.3955 | -6.8797 | 0.6747 | 10.4545 | 0 | -1 | -4.2 | 10.5287 | 0 | 0 | 23.4343 | 23.4343 | 23.4343 | 23.4343 | 27.2492 | 15.9003 | 1.3368 | 0 | 0 | 0 | 0 | 0 | 0 | 0 | 0 | 0 | 0 | 0 | 0 | 0 | -50 | 0 | 0 | 0 | 6.7423 | 0 | -205.4197 | 12.5942 | 1.7014 | 62.9821 | 66.5807 | 0 | 1076.688 | 27.1482 | 47.0617 | 1.1346 | 0.3248 | -2.0696 | 13.847 | 3.48 | 29.422 | 996.9 | 187.4752 | -264.7793 | 8.0353 | 4.06 | -2.09 | 11.315 | 4.0485 | 2025-10-19 | 2025_10_19 Hr 16 | 64.8828 | -8.4e-05 | -996.9 | -257.9038 | 399.5138 | 779.2802 | 25.9642 | 15.4013 | 34.6442 | 96.0933 | 201.2529 | 102.1676 | 22.8901 | 179.1062 | 173.7529 | 0 | 6.0261 | 41.7575 | 226.1846 | 0 | 129.5628 | 0
2025_10_19 Hr 17 | 1.5489 | 0.00339 | 0.095598 | 3.8139 | 3.8193 | 3.8193 | 3.8097 | 3.8139 | 3.8139 | 84.5899 | 0 | 0.08 | 5 | 0 | 89.5531 | 89.5531 | 173.7529 | 0 | 0 | 0.046 | 0.0275 | 1.0494 | 0 | 0 | 0 | 0 | 0 | 0.00282 | 0.1485 | 42.9977 | 6.0261 | 226.1846 | 0 | 0 | 0 | 0 | 18.6299 | 46.9004 | 0 | 0 | -7.1345 | 0.6747 | 10.4545 | 0 | -1 | -4.2 | 10.5287 | 0 | 0 | 25.1204 | 25.1204 | 25.1204 | 25.1204 | 29.2098 | 12.9519 | 1.3368 | 0 | 0 | 0 | 0 | 0 | 0 | 0 | 0 | 0 | 0 | 0 | 0 | 0 | -50 | 0 | 0 | 0 | 6.7423 | 0 | -198.0853 | 12.5942 | 1.7014 | 62.9821 | 66.5807 | 0 | 1096.189 | 27.7785 | 48.1543 | 1.1346 | 0.3248 | -1.5489 | 13.847 | 3.48 | 29.422 | 1013.217 | 181.0868 | -256.9242 | 8.0353 | 4.06 | -2.09 | 11.5777 | 4.1425 | 2025-10-19 | 2025_10_19 Hr 17 | 70.1378 | -0.000428 | -1013.217 | -255.2198 | 419.8196 | 780.5204 | 18.0509 | 15.4013 | 34.6442 | 101.2911 | 214.2814 | 104.2471 | 22.8901 | 179.1062 | 173.7529 | 0 | 6.0261 | 42.9977 | 226.1846 | 0 | 129.5628 | 0
2025_10_19 Hr 18 | 0 | 0.005895 | 0.16624 | 3.8139 | 3.8193 | 3.8193 | 3.8097 | 3.8139 | 3.8139 | 93.6294 | 0 | 0.08 | 2 | 0 | 89.5531 | 89.5531 | 173.7529 | 0 | 0 | 0.046 | 0.0275 | 1.0494 | 0 | 0 | 0 | 0 | 0 | 0.00282 | 0.1485 | 44.6937 | 6.0261 | 226.1846 | 0 | 0 | 0 | 0 | 21.5284 | 54.87 | 0 | 0.013031 | -13.5038 | 0.6747 | 10.4545 | 0 | -1 | -4.2 | 10.5287 | 0 | 0 | 28.646 | 28.646 | 28.646 | 28.646 | 33.3093 | 8.9505 | 1.3368 | 0 | 0 | 0 | 0 | 0 | 0 | 0 | 0 | 0 | 0 | 0 | 0 | 0 | -50 | 0 | 0 | 0 | 6.7423 | 0 | -169.7543 | 12.5942 | 1.7014 | 62.9821 | 66.5807 | 0 | 1136.065 | 29.0963 | 50.4388 | 1.1346 | 0.3248 | 0 | 13.847 | 3.48 | 29.422 | 1072.417 | 176.8872 | -227.0443 | 8.0353 | 4.06 | -2.09 | 12.1269 | 4.339 | 2025-10-19 | 2025_10_19 Hr 18 | 67.8589 | -0.00041256 | -1072.417 | -233.2451 | 462.2771 | 782.2164 | 11.1226 | 15.4013 | 34.6442 | 112.1592 | 241.5227 | 108.5953 | 22.8901 | 179.1062 | 173.7529 | 0 | 6.0261 | 44.6937 | 226.1846 | 0 | 129.5628 | 0
2025_10_19 Hr 19 | 0 | 0.00342 | 0.096444 | 3.8139 | 3.8193 | 3.8193 | 3.8097 | 3.8139 | 3.8139 | 98.982 | 0 | 0.08 | 26 | 0 | 89.5531 | 89.5531 | 173.7529 | 0 | 0 | 0.046 | 0.0275 | 1.0494 | 0 | 0 | 0 | 0 | 0 | 0.00282 | 0.1485 | 45.3461 | 6.0261 | 226.1846 | 0 | 0 | 0 | 0 | 23.2447 | 59.5891 | 0 | 0 | -21.0109 | 0.6747 | 10.4545 | 0 | -1 | -4.2 | 10.5287 | 0 | 0 | 30.7336 | 30.7336 | 30.7336 | 30.7336 | 35.7367 | 10.9512 | 1.3368 | 0 | 0 | 0 | 0 | 0 | 0 | 0 | 0 | 0 | 0 | 0 | 0 | 0 | -50 | 0 | 0 | 0 | 6.7423 | 0 | -170.0965 | 12.5942 | 1.7014 | 62.9821 | 66.5807 | 2.0244 | 1159.213 | 29.8767 | 51.7915 | 1.1346 | 0.3248 | 0 | 13.847 | 3.48 | 29.422 | 1118.3 | 207.4845 | -227.3865 | 8.0353 | 4.06 | -2.09 | 12.4521 | 4.4553 | 2025-10-19 | 2025_10_19 Hr 19 | 66.829 | -9.6e-05 | -1118.3 | -241.1074 | 487.4176 | 782.8688 | 39.0755 | 15.4013 | 34.6442 | 118.5945 | 257.6531 | 111.1699 | 22.8901 | 179.1062 | 173.7529 | 0 | 6.0261 | 45.3461 | 226.1846 | 0 | 129.5628 | 0
2025_10_19 Hr 20 | 0 | 0.00063 | 0.017766 | 3.8139 | 3.8193 | 3.8193 | 3.8097 | 3.8139 | 3.8139 | 93.8915 | 0 | 0.08 | 70 | 0 | 89.5531 | 89.5531 | 173.7529 | 0 | 0 | 0.046 | 0.0275 | 1.0494 | 0 | 0 | 0 | 0 | 0 | 0.00282 | 0.1485 | 45.3461 | 6.0261 | 226.1846 | 0 | 0 | 0 | 0 | 21.6124 | 55.101 | 0 | 0.2738 | -14.4693 | 0.6747 | 10.4545 | 0 | -1 | -4.2 | 10.5287 | 0 | 0 | 28.7482 | 28.7482 | 28.7482 | 28.7482 | 33.4281 | 11.8989 | 1.3368 | 0 | 0 | 0 | 0 | 0 | 0 | 0 | 0 | 0 | 0 | 0 | 0 | 0 | -50 | 0 | 0 | 0 | 6.7423 | 0 | -231.9938 | 12.5942 | 1.7014 | 62.9821 | 66.5807 | 2.4582 | 1137.673 | 29.1345 | 50.505 | 1.1346 | 0.3248 | 0 | 13.847 | 3.48 | 29.422 | 1084.608 | 250.4146 | -289.2838 | 8.0353 | 4.06 | -2.09 | 12.1428 | 4.3447 | 2025-10-19 | 2025_10_19 Hr 20 | 66.6181 | 0.0002595 | -1084.608 | -296.1893 | 463.5078 | 782.8688 | 84.3755 | 15.4013 | 34.6442 | 112.4742 | 242.3123 | 108.7213 | 22.8901 | 179.1062 | 173.7529 | 0 | 6.0261 | 45.3461 | 226.1846 | 0 | 129.5628 | 0
2025_10_19 Hr 21 | 0 | 0 | 0 | 3.8139 | 3.8193 | 3.8193 | 3.8097 | 3.8139 | 3.8139 | 90.3355 | 0 | 0.08 | 78 | 0 | 89.5531 | 89.5531 | 173.7529 | 0 | 0 | 0.046 | 0.0275 | 1.0494 | 0 | 0 | 0 | 0 | 0 | 0.00282 | 0.1485 | 45.3461 | 6.0261 | 226.1846 | 0 | 0 | 0 | 0 | 20.4722 | 51.966 | 0 | 0.3868 | -5.2191 | 0.6747 | 10.4545 | 0 | -1 | -4.2 | 10.5287 | 0 | 0 | 27.3613 | 27.3613 | 27.3613 | 27.3613 | 31.8155 | 14.8473 | 1.3368 | 0 | 0 | 0 | 0 | 0 | 0 | 0 | 0 | 0 | 0 | 0 | 0 | 0 | -50 | 0 | 0 | 0 | 6.7423 | 0 | -265.7131 | 12.5942 | 1.7014 | 62.9821 | 66.5807 | 5.061 | 1122.664 | 28.6161 | 49.6064 | 1.1346 | 0.3248 | 0 | 13.847 | 3.48 | 29.422 | 1057.083 | 262.2547 | -323.0031 | 8.0353 | 4.06 | -2.09 | 11.9268 | 4.2674 | 2025-10-19 | 2025_10_19 Hr 21 | 65.945 | 0.000239 | -1057.083 | -320.5454 | 446.806 | 782.8688 | 97.9083 | 15.4013 | 34.6442 | 108.1989 | 231.5962 | 107.0109 | 22.8901 | 179.1062 | 173.7529 | 0 | 6.0261 | 45.3461 | 226.1846 | 0 | 129.5628 | 0
2025_10_19 Hr 22 | 0 | 0 | 0 | 3.8139 | 3.8193 | 3.8193 | 3.8097 | 3.8139 | 3.8139 | 77.5903 | 0 | 0.08 | 84 | 0 | 89.5531 | 89.5531 | 173.7529 | 0 | 0 | 0.046 | 0.0275 | 1.0494 | 0 | 0 | 0 | 0 | 0 | 0.00282 | 0.1485 | 45.1502 | 6.0261 | 226.1846 | 0 | 0 | 0 | 0 | 16.3856 | 40.7293 | 0 | 4.6326 | -0.23229 | 0.6747 | 10.4545 | 0 | -1 | -4.2 | 10.5287 | 0 | 0 | 22.3905 | 22.3905 | 22.3905 | 22.3905 | 26.0354 | 21.9024 | 1.3368 | 0 | 0 | 0 | 0 | 0 | 0 | 0 | 0 | 0 | 0 | 0 | 0 | 0 | -50 | 0 | 0 | 0 | 6.7423 | 0 | -296.5165 | 12.5942 | 1.7014 | 62.9821 | 66.5807 | 14.46 | 1068.736 | 26.7581 | 46.3854 | 1.1346 | 0.3248 | 0 | 13.847 | 3.48 | 29.422 | 997.9083 | 278.5782 | -353.8065 | 8.0353 | 4.06 | -2.09 | 11.1523 | 3.9903 | 2025-10-19 | 2025_10_19 Hr 22 | 65.134 | -3.23e-05 | -997.9083 | -342.1162 | 386.9436 | 782.6729 | 120.3624 | 15.4013 | 34.6442 | 92.8756 | 193.1877 | 100.8803 | 22.8901 | 179.1062 | 173.7529 | 0 | 6.0261 | 45.1502 | 226.1846 | 0 | 129.5628 | 0
2025_10_19 Hr 23 | 0 | 0 | 0 | 3.8139 | 3.8193 | 3.8193 | 3.8097 | 3.8139 | 3.8139 | 60.2599 | 0 | 0.08 | 82 | 0 | 89.5531 | 89.5531 | 176.4163 | 0 | 0 | 0.046 | 0.0275 | 1.0494 | 0 | 0 | 0 | 0 | 0 | 0.00282 | 0.1485 | 45.3461 | 6.0261 | 228.977 | 0 | 0 | 0 | 0 | 10.8287 | 25.4501 | 0 | 3.2449 | -2.2808 | 0.6747 | 10.4545 | 0 | -1 | -4.2 | 10.5287 | 0 | 0 | 15.6313 | 15.6313 | 15.6313 | 15.6313 | 18.1759 | 22.8501 | 1.3368 | 0 | 0 | 0 | 0 | 0 | 0 | 0 | 0 | 0 | 0 | 0 | 0 | 0 | -50 | 0 | 0 | 0 | 6.7423 | 0 | -303.8757 | 12.5942 | 1.7014 | 64.2243 | 67.8938 | 22.9914 | 1003.88 | 24.2315 | 42.0055 | 1.1346 | 0.3248 | 0 | 13.847 | 3.48 | 29.422 | 921.4 | 277.7211 | -361.1657 | 8.0353 | 4.06 | -2.09 | 10.0993 | 3.6135 | 2025-10-19 | 2025_10_19 Hr 23 | 71.397 | -1e-05 | -921.4 | -352.9116 | 305.5447 | 790.8799 | 127.8415 | 15.4013 | 34.6442 | 72.0395 | 140.961 | 92.5441 | 22.8901 | 179.1062 | 176.4163 | 0 | 6.0261 | 45.3461 | 228.977 | 0 | 132.1181 | 0
2025_10_19 Hr 24 | 0 | 0 | 0 | 3.8139 | 3.8193 | 3.8193 | 3.8097 | 3.8139 | 3.8139 | 50.6027 | 0 | 0.08 | 78 | 0 | 89.5531 | 89.5531 | 176.4163 | 0 | 0 | 0.046 | 0.0275 | 1.0494 | 0 | 0 | 0 | 0 | 0 | 0.00282 | 0.1485 | 45.3461 | 6.0261 | 228.977 | 0 | 0 | 0 | 0 | 7.7322 | 16.936 | 0 | 3.3777 | -2.4241 | 0.6747 | 10.4545 | 0 | -1 | -4.2 | 10.5287 | 0 | 0 | 11.8649 | 11.8649 | 11.8649 | 11.8649 | 13.7964 | 21.9024 | 1.3368 | 0 | 0 | 0 | 0 | 0 | 0 | 0 | 0 | 0 | 0 | 0 | 0 | 0 | -50 | 0 | 0 | 0 | 6.7423 | 0 | -306.6507 | 12.5942 | 1.7014 | 64.2243 | 67.8938 | 22.9914 | 963.1673 | 22.8236 | 39.565 | 1.1346 | 0.3248 | 0 | 13.847 | 3.48 | 29.422 | 868.3083 | 268.1282 | -363.9407 | 8.0353 | 4.06 | -2.09 | 9.5125 | 3.4036 | 2025-10-19 | 2025_10_19 Hr 24 | 70.9266 | 6e-06 | -868.3083 | -355.6972 | 260.1863 | 790.8799 | 122.8938 | 15.4013 | 34.6442 | 60.4289 | 111.8585 | 87.8989 | 22.8901 | 179.1062 | 176.4163 | 0 | 6.0261 | 45.3461 | 228.977 | 0 | 132.1181 | 0
2025_10_20 Hr 01 | 0 | 0 | 0 | 3.8139 | 3.8193 | 3.8193 | 3.8097 | 3.8139 | 3.8139 | 42.9101 | 0 | 0.08 | 74 | 0 | 89.5531 | 89.5531 | 176.4163 | 0 | 0 | 0.046 | 0.0275 | 1.0494 | 0 | 0 | 0 | 0 | 0 | 0.00282 | 0.1485 | 45.3461 | 6.0261 | 228.977 | 0 | 0 | 0 | 0 | 4.377 | 7.687 | 0 | 16.3583 | 0 | 0.6747 | 10.5311 | 0 | -1 | -4.2 | 10.644 | 0 | 0 | 8.2912 | 8.2912 | 8.2912 | 8.2912 | 9.6409 | 26.8515 | 1.3368 | 0 | 0 | 0 | 0 | 0 | 0 | 0 | 0 | 0 | 0 | 0 | 0 | 0 | -50 | 0 | 0 | 0 | 6.8402 | 0 | -320.9951 | 13.3693 | 1.7014 | 64.2243 | 67.8938 | 15.4722 | 924.7394 | 22.6072 | 39.1706 | 1.1346 | 0.3248 | 0 | 13.847 | 3.48 | 29.422 | 824.4 | 261.5874 | -378.2851 | 8.0644 | 4.06 | -2.09 | 9.4133 | 3.3678 | 2025-10-20 | 2025_10_20 Hr 01 | 66.9741 | -1e-05 | -824.4 | -354.6368 | 221.7878 | 790.8799 | 116.3237 | 15.4013 | 34.6442 | 48.1438 | 85.7158 | 87.9282 | 22.8901 | 179.1062 | 176.4163 | 0 | 6.0261 | 45.3461 | 228.977 | 0 | 132.1181 | 0
2025_10_20 Hr 02 | 0 | 0 | 0 | 3.8139 | 3.8193 | 3.8193 | 3.8097 | 3.8139 | 3.8139 | 40.7206 | 0 | 0.08 | 69 | 0 | 89.5531 | 89.5531 | 176.4163 | 0 | 0 | 0.046 | 0.0275 | 1.0494 | 0 | 0 | 0 | 0 | 0 | 0.00282 | 0.1485 | 45.3461 | 6.0261 | 228.977 | 0 | 0 | 0 | 0 | 3.7183 | 5.8765 | 0 | 13.0682 | 0 | 0.6747 | 10.5311 | 0 | -1 | -4.2 | 10.644 | 0 | 0 | 7.439 | 7.439 | 7.439 | 7.439 | 8.65 | 33.8013 | 1.3368 | 0 | 0 | 0 | 0 | 0 | 0 | 0 | 0 | 0 | 0 | 0 | 0 | 0 | -50 | 0 | 0 | 0 | 6.8402 | 0 | -320.3146 | 13.3693 | 1.7014 | 64.2243 | 67.8938 | 14.0262 | 915.6809 | 22.2906 | 38.6221 | 1.1346 | 0.3248 | 0 | 13.847 | 3.48 | 29.422 | 812.1917 | 261.0471 | -377.6046 | 8.0644 | 4.06 | -2.09 | 9.2815 | 3.3206 | 2025-10-20 | 2025_10_20 Hr 02 | 64.2046 | -3.7e-05 | -812.1917 | -357.2464 | 211.6852 | 790.8799 | 116.8275 | 15.4013 | 34.6442 | 45.6746 | 79.1265 | 86.8841 | 22.8901 | 179.1062 | 176.4163 | 0 | 6.0261 | 45.3461 | 228.977 | 0 | 132.1181 | 0
2025_10_20 Hr 03 | 0 | 0 | 0 | 3.8139 | 3.8193 | 3.8193 | 3.8097 | 3.8139 | 3.8139 | 39.4372 | 0 | 0.08 | 31 | 0 | 89.5531 | 89.5531 | 176.4163 | 0 | 0 | 0.046 | 0.0275 | 1.0494 | 0 | 0 | 0 | 0 | 0 | 0.00282 | 0.1485 | 45.3461 | 6.0261 | 228.977 | 0 | 0 | 0 | 0 | 3.3322 | 4.8152 | 0 | 18.7375 | 0 | 0.6747 | 10.5311 | 0 | -1 | -4.2 | 10.644 | 0 | 0 | 6.9394 | 6.9394 | 6.9394 | 6.9394 | 8.0691 | 45.7002 | 1.3368 | 0 | 0 | 0 | 0 | 0 | 0 | 0 | 0 | 0 | 0 | 0 | 0 | 0 | -50 | 0 | 0 | 0 | 6.8402 | 0 | -294.8648 | 13.3693 | 1.7014 | 64.2243 | 67.8938 | 17.9304 | 910.3707 | 22.105 | 38.3006 | 1.1346 | 0.3248 | 0 | 13.847 | 3.48 | 29.422 | 815.1917 | 238.2382 | -352.1548 | 8.0644 | 4.06 | -2.09 | 9.2042 | 3.293 | 2025-10-20 | 2025_10_20 Hr 03 | 67.3108 | -3.3e-05 | -815.1917 | -326.1273 | 205.763 | 790.8799 | 94.6306 | 15.4013 | 34.6442 | 44.2271 | 75.2638 | 86.2721 | 22.8901 | 179.1062 | 176.4163 | 0 | 6.0261 | 45.3461 | 228.977 | 0 | 132.1181 | 0
2025_10_20 Hr 04 | 0 | 0 | 0 | 3.8139 | 3.8193 | 3.8193 | 3.8097 | 3.8139 | 3.8139 | 39.8146 | 0 | 0.08 | 21 | 0 | 89.5531 | 89.5531 | 176.4163 | 0 | 0 | 0.046 | 0.0275 | 1.0494 | 0 | 0 | 0 | 0 | 0 | 0.00282 | 0.1485 | 45.3461 | 6.0261 | 228.977 | 0 | 0 | 0 | 0 | 3.4457 | 5.1273 | 0 | 31.4735 | 0 | 0.6747 | 10.5311 | 0 | -1 | -4.2 | 10.644 | 0 | 0 | 7.0863 | 7.0863 | 7.0863 | 7.0863 | 8.2399 | 50.6493 | 1.3368 | 0 | 0 | 0 | 0 | 0 | 0 | 0 | 0 | 0 | 0 | 0 | 0 | 0 | -50 | 0 | 0 | 0 | 6.8402 | 0 | -313.0374 | 13.3693 | 1.7014 | 64.2243 | 67.8938 | 16.4844 | 911.9326 | 22.1596 | 38.3952 | 1.1346 | 0.3248 | 0 | 13.847 | 3.48 | 29.422 | 805 | 231.9213 | -370.3274 | 8.0644 | 4.06 | -2.09 | 9.2269 | 3.3011 | 2025-10-20 | 2025_10_20 Hr 04 | 68.8354 | 0 | -805 | -331.5639 | 207.5048 | 790.8799 | 88.1337 | 15.4013 | 34.6442 | 44.6528 | 76.3999 | 86.4521 | 22.8901 | 179.1062 | 176.4163 | 0 | 6.0261 | 45.3461 | 228.977 | 0 | 132.1181 | 0
2025_10_20 Hr 05 | 0 | 0 | 0 | 3.8139 | 3.8193 | 3.8193 | 3.8097 | 3.8139 | 3.8139 | 44.571 | 0 | 0.08 | 69 | 0 | 89.5531 | 89.5531 | 176.4163 | 0 | 0 | 0.046 | 0.0275 | 1.0494 | 0 | 0 | 0 | 0 | 0 | 0.00282 | 0.1485 | 45.3461 | 6.0261 | 228.977 | 0 | 0 | 0 | 0 | 4.8768 | 9.0605 | 0 | 34.3564 | 0 | 0.6747 | 10.5311 | 0 | -1 | -4.2 | 10.644 | 0 | 0 | 8.9377 | 8.9377 | 8.9377 | 8.9377 | 10.3927 | 56.6514 | 1.3368 | 0 | 0 | 0 | 0 | 0 | 0 | 0 | 0 | 0 | 0 | 0 | 0 | 0 | -50 | 0 | 0 | 0 | 6.8402 | 0 | -345.6423 | 13.3693 | 1.7014 | 64.2243 | 67.8938 | 27.474 | 931.6115 | 22.8473 | 39.5867 | 1.1346 | 0.3248 | 0 | 13.847 | 3.48 | 29.422 | 862.2167 | 299.1811 | -402.9323 | 8.0644 | 4.06 | -2.09 | 9.5133 | 3.4035 | 2025-10-20 | 2025_10_20 Hr 05 | 68.5921 | -3.9e-05 | -862.2167 | -361.2859 | 229.4518 | 790.8799 | 153.1254 | 15.4013 | 34.6442 | 50.017 | 90.7146 | 88.7202 | 22.8901 | 179.1062 | 176.4163 | 0 | 6.0261 | 45.3461 | 228.977 | 0 | 132.1181 | 0
2025_10_20 Hr 06 | 0 | 0 | 0 | 3.8139 | 3.8193 | 3.8193 | 3.8097 | 3.8139 | 3.8139 | 63.9553 | 0 | 0.08 | 72 | 0 | 89.5531 | 89.5531 | 176.4163 | 0 | 0 | 0.046 | 0.0275 | 1.0494 | 0 | 0 | 0 | 0 | 0 | 0.00282 | 0.1485 | 43.9765 | 6.0261 | 228.977 | 0 | 0 | 0 | 0 | 10.7088 | 25.0896 | 0 | 33.1558 | 0 | 0.6747 | 10.5311 | 0 | -1 | -4.2 | 10.644 | 0 | 0 | 16.4828 | 16.4828 | 16.4828 | 16.4828 | 19.1661 | 58.6521 | 1.3368 | 0 | 0 | 0 | 0 | 0 | 0 | 0 | 0 | 0 | 0 | 0 | 0 | 0 | -50 | 0 | 0 | 0 | 6.8402 | 0 | -366.2409 | 13.3693 | 1.7014 | 64.2243 | 67.8938 | 45.9828 | 1010.441 | 25.65 | 44.4429 | 1.1346 | 0.3248 | 0 | 13.847 | 3.48 | 29.422 | 952 | 331.934 | -423.5309 | 8.0644 | 4.06 | -2.09 | 10.6803 | 3.8211 | 2025-10-20 | 2025_10_20 Hr 06 | 72.4687 | 7e-06 | -952 | -383.0851 | 318.8944 | 789.5103 | 176.6349 | 15.4013 | 34.6442 | 71.8782 | 149.0527 | 97.9636 | 22.8901 | 179.1062 | 176.4163 | 0 | 6.0261 | 43.9765 | 228.977 | 0 | 132.1181 | 0
2025_10_20 Hr 07 | 0 | 0 | 0 | 3.8139 | 3.8193 | 3.8193 | 3.8097 | 3.8139 | 3.8139 | 86.435 | -14 | 0.08 | 74 | 0 | 89.5531 | 89.5531 | 173.7529 | 0 | 0 | 0.046 | 0.0275 | 1.0494 | 0 | 0 | 0 | 0 | 0 | 0.00282 | 0.1485 | 44.3677 | 6.0261 | 226.1846 | 0 | 0 | 0 | 0 | 17.4722 | 43.6784 | 0 | 0 | -46.8795 | 0.6747 | 10.5311 | 0 | -1 | -4.2 | 10.644 | 0 | 0 | 25.2328 | 25.2328 | 25.2328 | 25.2328 | 29.3405 | 61.6005 | 1.3368 | 0 | 0 | 0 | 0 | 0 | 0 | 0 | 0 | 0 | 0 | 0 | 0 | -75 | 0 | 0 | 0 | 0 | 6.8402 | 0 | -259.0244 | 13.3693 | 1.7014 | 62.9821 | 66.5807 | 75.0474 | 1095.828 | 28.9003 | 50.0745 | 1.1346 | 0.3248 | 0 | 13.847 | 3.48 | 29.422 | 1070.3 | 376.6664 | -355.3144 | 8.0644 | 4.06 | -2.09 | 12.0336 | 4.3052 | 2025-10-20 | 2025_10_20 Hr 07 | 67.18 | -5.6e-05 | -1070.3 | -380.9039 | 408.62 | 781.8904 | 210.6479 | 15.4013 | 34.6442 | 97.2303 | 216.7067 | 94.683 | 22.8901 | 179.1062 | 173.7529 | 0 | 6.0261 | 44.3677 | 226.1846 | 0 | 129.5628 | 0
2025_10_20 Hr 08 | 1.0282 | 0 | 0 | 3.8139 | 3.8193 | 3.8193 | 3.8097 | 3.8139 | 3.8139 | 97.4767 | -14 | 0.08 | 88 | 0 | 89.5531 | 89.5531 | 173.7529 | 0 | 0 | 0.046 | 0.0275 | 1.0494 | 0 | 0 | 0 | 0 | 0 | 0.00282 | 0.1485 | 45.1502 | 6.0261 | 226.1846 | 0 | 0 | 0 | 0 | 20.7942 | 52.8089 | 0 | 0 | -11.9013 | 0.6747 | 10.5311 | 0 | -1 | -4.2 | 10.644 | 0 | 0 | 29.5307 | 29.5307 | 29.5307 | 29.5307 | 34.338 | 61.6005 | 1.3368 | 0 | 0 | 0 | 0 | 0 | 0 | 0 | 0 | 0 | 0 | 0 | 0 | -75 | 0 | 0 | 0 | 0 | 6.8402 | 0 | -234.5415 | 13.3693 | 1.7014 | 62.9821 | 66.5807 | 33.5472 | 1142.293 | 30.4968 | 52.8406 | 1.1346 | 0.3248 | -1.0282 | 13.847 | 3.48 | 29.422 | 1153.992 | 355.4595 | -331.8597 | 8.0644 | 4.06 | -2.09 | 12.6984 | 4.5431 | 2025-10-20 | 2025_10_20 Hr 08 | 68.1984 | -0.000401 | -1153.992 | -321.4428 | 459.5683 | 782.6729 | 183.1477 | 15.4013 | 34.6442 | 109.6829 | 249.9373 | 99.9482 | 22.8901 | 179.1062 | 173.7529 | 0 | 6.0261 | 45.1502 | 226.1846 | 0 | 129.5628 | 0
2025_10_20 Hr 09 | 6.7494 | 0.00036 | 0.010152 | 3.8139 | 3.8193 | 3.8193 | 3.8097 | 3.8139 | 3.8139 | 95.1551 | -14 | 0.08 | 87 | 0 | 89.5531 | 89.5531 | 173.7529 | 0 | 0 | 0.046 | 0.0275 | 1.0494 | 0 | 0 | 0 | 0 | 0 | 0.00282 | 0.1485 | 45.3461 | 6.0261 | 226.1846 | 0 | 0 | 0 | 0 | 20.0957 | 50.8892 | 0 | 0 | -12.9054 | 0.6747 | 10.5311 | 0 | -1 | -4.2 | 10.644 | 0 | 0 | 28.627 | 28.627 | 28.627 | 28.627 | 33.2872 | 66.5496 | 1.3368 | 0 | 0 | 0 | 0 | 0 | 0 | 0 | 0 | 0 | 0 | 0 | 0 | -75 | 0 | 0 | 0 | 0 | 6.8402 | 0 | -197.2727 | 13.3693 | 1.7014 | 62.9821 | 66.5807 | 36.4392 | 1132.894 | 30.1611 | 52.259 | 1.1346 | 0.3248 | -6.7494 | 13.847 | 3.48 | 29.422 | 1186.592 | 366.9152 | -300.3121 | 8.0644 | 4.06 | -2.09 | 12.5586 | 4.4931 | 2025-10-20 | 2025_10_20 Hr 09 | 66.3535 | -0.000413 | -1186.592 | -285.1781 | 448.8561 | 782.8688 | 189.9993 | 15.4013 | 34.6442 | 107.0646 | 242.9503 | 98.8411 | 22.8901 | 179.1062 | 173.7529 | 0 | 6.0261 | 45.3461 | 226.1846 | 0 | 129.5628 | 0
2025_10_20 Hr 10 | 10.3679 | 0.003405 | 0.096021 | 3.8139 | 3.8193 | 3.8193 | 3.8097 | 3.8139 | 3.8139 | 96.3253 | -14 | 0.08 | 76 | 0 | 89.5531 | 89.5531 | 173.7529 | 0 | 0 | 0.046 | 0.0275 | 1.0494 | 0 | 0 | 0 | 0 | 0 | 0.00282 | 0.1485 | 45.3461 | 6.0261 | 226.1846 | 0 | 0 | 0 | 0 | 20.4478 | 51.8568 | 0 | 20.4505 | 0 | 0.6747 | 10.5311 | 0 | -1 | -4.2 | 10.644 | 0 | 0 | 29.0825 | 29.0825 | 29.0825 | 29.0825 | 33.8169 | 66.5496 | 1.3368 | 0 | 0 | 0 | 0 | 0 | 0 | 0 | 0 | 0 | 0 | 0 | 0 | -75 | 0 | 0 | 0 | 0 | 6.8402 | 0 | -200.1833 | 13.3693 | 1.7014 | 62.9821 | 66.5807 | 36.0054 | 1137.821 | 30.3303 | 52.5522 | 1.1346 | 0.3248 | -10.3679 | 13.847 | 3.48 | 29.422 | 1211.092 | 359.6609 | -306.8412 | 8.0644 | 4.06 | -2.09 | 12.629 | 4.5183 | 2025-10-20 | 2025_10_20 Hr 10 | 68.2569 | -0.000404 | -1211.092 | -254.7328 | 454.2557 | 782.8688 | 178.6544 | 15.4013 | 34.6442 | 108.3844 | 246.4722 | 99.3991 | 22.8901 | 179.1062 | 173.7529 | 0 | 6.0261 | 45.3461 | 226.1846 | 0 | 129.5628 | 0
2025_10_20 Hr 11 | 11.3994 | 0.004305 | 0.1214 | 3.8139 | 3.8193 | 3.8193 | 3.8097 | 3.8139 | 3.8139 | 93.0978 | -14 | 0.08 | 76 | 0 | 89.5531 | 89.5531 | 173.7529 | 0 | 0 | 0.046 | 0.0275 | 1.0494 | 0 | 0 | 0 | 0 | 0 | 0.00282 | 0.1485 | 45.3461 | 6.0261 | 226.1846 | 0 | 0 | 0 | 0 | 19.4768 | 49.1879 | 0 | 0 | -26.7366 | 0.6747 | 10.5311 | 0 | -1 | -4.2 | 10.644 | 0 | 0 | 27.8262 | 27.8262 | 27.8262 | 27.8262 | 32.3561 | 65.6019 | 1.3368 | 0 | 0 | 0 | 0 | 0 | 0 | 0 | 0 | 0 | 0 | 0 | 0 | -75 | 0 | 0 | 0 | 0 | 6.8402 | 0 | -132.9128 | 13.3693 | 1.7014 | 62.9821 | 66.5807 | 69.5526 | 1124.493 | 29.8636 | 51.7436 | 1.1346 | 0.3248 | -11.3994 | 13.847 | 3.48 | 29.422 | 1248.908 | 391.7538 | -240.6022 | 8.0644 | 4.06 | -2.09 | 12.4347 | 4.4487 | 2025-10-20 | 2025_10_20 Hr 11 | 64.7006 | 0.000238 | -1248.908 | -234.6494 | 439.3631 | 782.8688 | 211.2802 | 15.4013 | 34.6442 | 104.7444 | 236.7586 | 97.8601 | 22.8901 | 179.1062 | 173.7529 | 0 | 6.0261 | 45.3461 | 226.1846 | 0 | 129.5628 | 0
2025_10_20 Hr 12 | 10.8903 | 0.004995 | 0.14086 | 3.8139 | 3.8193 | 3.8193 | 3.8097 | 3.8139 | 3.8139 | 92.8524 | -14 | 0.08 | 52 | 0 | 89.5531 | 89.5531 | 173.7529 | 0 | 0 | 0.046 | 0.0275 | 1.0494 | 0 | 0 | 0 | 0 | 0 | 0.00282 | 0.1485 | 45.3461 | 6.0261 | 226.1846 | 0 | 0 | 0 | 0 | 19.4029 | 48.985 | 0 | 11.8393 | 0 | 0.6747 | 10.5311 | 0 | -1 | -4.2 | 10.644 | 0 | 0 | 27.7307 | 27.7307 | 27.7307 | 27.7307 | 32.245 | 57.5991 | 1.3368 | 0 | 0 | 0 | 0 | 0 | 0 | 0 | 0 | 0 | 0 | 0 | 0 | -75 | 0 | 0 | 0 | 0 | 6.8402 | 0 | -126.8654 | 13.3693 | 1.7014 | 62.9821 | 66.5807 | 53.9358 | 1123.498 | 29.8282 | 51.6821 | 1.1346 | 0.3248 | -10.8903 | 13.847 | 3.48 | 29.422 | 1244.8 | 343.5088 | -234.0457 | 8.0644 | 4.06 | -2.09 | 12.42 | 4.4435 | 2025-10-20 | 2025_10_20 Hr 12 | 66.9212 | -0.000109 | -1244.8 | -190.0261 | 438.2309 | 782.8688 | 163.6808 | 15.4013 | 34.6442 | 104.4677 | 236.0202 | 97.7431 | 22.8901 | 179.1062 | 173.7529 | 0 | 6.0261 | 45.3461 | 226.1846 | 0 | 129.5628 | 0
2025_10_20 Hr 13 | 7.2585 | 0.008835 | 0.24915 | 3.8139 | 3.8193 | 3.8193 | 3.8097 | 3.8139 | 3.8139 | 90.6629 | -14 | 0.08 | 69 | 0 | 89.5531 | 89.5531 | 173.7529 | 0 | 0 | 0.046 | 0.0275 | 1.0494 | 0 | 0 | 0 | 0 | 0 | 0.00282 | 0.1485 | 45.3461 | 6.0261 | 226.1846 | 0 | 0 | 0 | 0 | 18.7442 | 47.1745 | 0 | 0.48689 | -2.0305 | 0.6747 | 10.5311 | 0 | -1 | -4.2 | 10.644 | 0 | 0 | 26.8785 | 26.8785 | 26.8785 | 26.8785 | 31.254 | 56.6514 | 1.3368 | 0 | 0 | 0 | 0 | 0 | 0 | 0 | 0 | 0 | 0 | 0 | 0 | -75 | 0 | 0 | 0 | 0 | 6.8402 | 0 | -146.6524 | 13.3693 | 1.7014 | 62.9821 | 66.5807 | 76.9272 | 1114.547 | 29.5116 | 51.1336 | 1.1346 | 0.3248 | -7.2585 | 13.847 | 3.48 | 29.422 | 1240.683 | 377.8805 | -250.2009 | 8.0644 | 4.06 | -2.09 | 12.2882 | 4.3963 | 2025-10-20 | 2025_10_20 Hr 13 | 66.2685 | 0.0002501 | -1240.683 | -223.196 | 428.1284 | 782.8688 | 202.8366 | 15.4013 | 34.6442 | 101.9984 | 229.4309 | 96.699 | 22.8901 | 179.1062 | 173.7529 | 0 | 6.0261 | 45.3461 | 226.1846 | 0 | 129.5628 | 0
2025_10_20 Hr 14 | 6.7511 | 0.00912 | 0.25718 | 3.8139 | 3.8193 | 3.8193 | 3.8097 | 3.8139 | 3.8139 | 88.4735 | -14 | 0.08 | 64 | 0 | 89.5531 | 89.5531 | 173.7529 | 0 | 0 | 0.046 | 0.0275 | 1.0494 | 0 | 0 | 0 | 0 | 0 | 0.00282 | 0.1485 | 45.3461 | 6.0261 | 226.1846 | 0 | 0 | 0 | 0 | 18.0855 | 45.364 | 0 | 0 | -19.4959 | 0.6747 | 10.5311 | 0 | -1 | -4.2 | 10.644 | 0 | 0 | 26.0263 | 26.0263 | 26.0263 | 26.0263 | 30.2631 | 58.6521 | 1.3368 | 0 | 0 | 0 | 0 | 0 | 0 | 0 | 0 | 0 | 0 | 0 | 0 | -75 | 0 | 0 | 0 | 0 | 6.8402 | 0 | -117.5875 | 13.3693 | 1.7014 | 62.9821 | 66.5807 | 85.0248 | 1105.497 | 29.195 | 50.5851 | 1.1346 | 0.3248 | -6.7511 | 13.847 | 3.48 | 29.422 | 1246.8 | 381.4276 | -220.6286 | 8.0644 | 4.06 | -2.09 | 12.1563 | 4.3491 | 2025-10-20 | 2025_10_20 Hr 14 | 64.7241 | -7.6e-05 | -1246.8 | -212.0834 | 418.0258 | 782.8688 | 207.9432 | 15.4013 | 34.6442 | 99.5292 | 222.8416 | 95.655 | 22.8901 | 179.1062 | 173.7529 | 0 | 6.0261 | 45.3461 | 226.1846 | 0 | 129.5628 | 0
2025_10_20 Hr 15 | 4.6632 | 0.006285 | 0.17724 | 3.8139 | 3.8193 | 3.8193 | 3.8097 | 3.8139 | 3.8139 | 85.2648 | -14 | 0.08 | 60 | 0 | 89.5531 | 89.5531 | 173.7529 | 0 | 0 | 0.046 | 0.0275 | 1.0494 | 0 | 0 | 0 | 0 | 0 | 0.00282 | 0.1485 | 42.9973 | 6.0261 | 226.1846 | 0 | 0 | 0 | 0 | 17.1201 | 42.7107 | 0 | 0 | -10.3212 | 0.6747 | 10.5311 | 0 | -1 | -4.2 | 10.644 | 0 | 0 | 24.7773 | 24.7773 | 24.7773 | 24.7773 | 28.8108 | 64.5489 | 1.3368 | 0 | 0 | 0 | 0 | 0 | 0 | 0 | 0 | 0 | 0 | 0 | 0 | -75 | 0 | 0 | 0 | 0 | 6.8402 | 0 | -137.1201 | 13.3693 | 1.7014 | 62.9821 | 66.5807 | 73.023 | 1089.793 | 28.7311 | 49.7813 | 1.1346 | 0.3248 | -4.6632 | 13.847 | 3.48 | 29.422 | 1209.1 | 367.7019 | -238.0733 | 8.0644 | 4.06 | -2.09 | 11.9632 | 4.28 | 2025-10-20 | 2025_10_20 Hr 15 | 62.3533 | -8.9e-05 | -1209.1 | -222.4413 | 403.2203 | 780.52 | 197.7554 | 15.4013 | 34.6442 | 95.9105 | 213.1848 | 94.1249 | 22.8901 | 179.1062 | 173.7529 | 0 | 6.0261 | 42.9973 | 226.1846 | 0 | 129.5628 | 0
2025_10_20 Hr 16 | 5.6897 | 0.005835 | 0.16455 | 3.8139 | 3.8193 | 3.8193 | 3.8097 | 3.8139 | 3.8139 | 82.6978 | -14 | 0.08 | 61 | 0 | 89.5531 | 89.5531 | 173.7529 | 0 | 0 | 0.046 | 0.0275 | 1.0494 | 0 | 0 | 0 | 0 | 0 | 0.00282 | 0.1485 | 42.9977 | 6.0261 | 226.1846 | 0 | 0 | 0 | 0 | 16.3478 | 40.5881 | 0 | 0.17442 | -5.3867 | 0.6747 | 10.5311 | 0 | -1 | -4.2 | 10.644 | 0 | 0 | 23.7782 | 23.7782 | 23.7782 | 23.7782 | 27.649 | 62.5482 | 1.3368 | 0 | 0 | 0 | 0 | 0 | 0 | 0 | 0 | 0 | 0 | 0 | 0 | -75 | 0 | 0 | 0 | 0 | 6.8402 | 0 | -133.0726 | 13.3693 | 1.7014 | 62.9821 | 66.5807 | 66.516 | 1079.16 | 28.3599 | 49.1382 | 1.1346 | 0.3248 | -5.6897 | 13.847 | 3.48 | 29.422 | 1198.892 | 359.9962 | -235.0523 | 8.0644 | 4.06 | -2.09 | 11.8086 | 4.2247 | 2025-10-20 | 2025_10_20 Hr 16 | 66.135 | -0.0004303 | -1198.892 | -213.2849 | 391.3759 | 780.5204 | 190.2346 | 15.4013 | 34.6442 | 93.0156 | 205.4594 | 92.9009 | 22.8901 | 179.1062 | 173.7529 | 0 | 6.0261 | 42.9977 | 226.1846 | 0 | 129.5628 | 0
2025_10_20 Hr 17 | 3.1011 | 0.007635 | 0.21531 | 3.8139 | 3.8193 | 3.8193 | 3.8097 | 3.8139 | 3.8139 | 85.6611 | -14 | 0.08 | 58 | 0 | 89.5531 | 89.5531 | 173.7529 | 0 | 0 | 0.046 | 0.0275 | 1.0494 | 0 | 0 | 0 | 0 | 0 | 0.00282 | 0.1485 | 44.3677 | 6.0261 | 226.1846 | 0 | 0 | 0 | 0 | 17.2394 | 43.0385 | 0 | 1.3734 | -4.7471 | 0.6747 | 10.5311 | 0 | -1 | -4.2 | 10.644 | 0 | 0 | 24.9316 | 24.9316 | 24.9316 | 24.9316 | 28.9902 | 66.5496 | 1.3368 | 0 | 0 | 0 | 0 | 0 | 0 | 0 | 0 | 0 | 0 | 0 | 0 | -75 | 0 | 0 | 0 | 0 | 6.8402 | 0 | -139.8513 | 13.3693 | 1.7014 | 62.9821 | 66.5807 | 62.4672 | 1092.841 | 28.7884 | 49.8806 | 1.1346 | 0.3248 | -3.1011 | 13.847 | 3.48 | 29.422 | 1206 | 355.775 | -239.2424 | 8.0644 | 4.06 | -2.09 | 11.987 | 4.2886 | 2025-10-20 | 2025_10_20 Hr 17 | 76.8384 | -8.9e-05 | -1206 | -218.225 | 405.0492 | 781.8904 | 187.2397 | 15.4013 | 34.6442 | 96.3575 | 214.3777 | 94.3139 | 22.8901 | 179.1062 | 173.7529 | 0 | 6.0261 | 44.3677 | 226.1846 | 0 | 129.5628 | 0
2025_10_20 Hr 18 | 0.51906 | 0.003735 | 0.10533 | 3.8139 | 3.8193 | 3.8193 | 3.8097 | 3.8139 | 3.8139 | 93.8716 | -14 | 0.08 | 54 | 0 | 89.5531 | 89.5531 | 173.7529 | 0 | 0 | 0.046 | 0.0275 | 1.0494 | 0 | 0 | 0 | 0 | 0 | 0.00282 | 0.1485 | 45.3461 | 6.0261 | 226.1846 | 0 | 0 | 0 | 0 | 19.7096 | 49.8278 | 0 | 0 | -28.2109 | 0.6747 | 10.5311 | 0 | -1 | -4.2 | 10.644 | 0 | 0 | 28.1274 | 28.1274 | 28.1274 | 28.1274 | 32.7063 | 65.6019 | 1.3368 | 0 | 0 | 0 | 0 | 0 | 0 | 0 | 0 | 0 | 0 | 0 | 0 | -75 | 0 | 0 | 0 | 0 | 6.8402 | 0 | -131.4277 | 13.3693 | 1.7014 | 62.9821 | 66.5807 | 63.4794 | 1127.679 | 29.9755 | 51.9375 | 1.1346 | 0.3248 | -0.51906 | 13.847 | 3.48 | 29.422 | 1224.4 | 353.1687 | -228.2368 | 8.0644 | 4.06 | -2.09 | 12.4813 | 4.4654 | 2025-10-20 | 2025_10_20 Hr 18 | 75.8617 | -9.8e-05 | -1224.4 | -234.6386 | 442.9339 | 782.8688 | 183.1904 | 15.4013 | 34.6442 | 105.6171 | 239.0876 | 98.2291 | 22.8901 | 179.1062 | 173.7529 | 0 | 6.0261 | 45.3461 | 226.1846 | 0 | 129.5628 | 0
2025_10_20 Hr 19 | 0 | 0.001335 | 0.037647 | 3.8139 | 3.8193 | 3.8193 | 3.8097 | 3.8139 | 3.8139 | 98.628 | -14 | 0.08 | 39 | 0 | 89.5531 | 89.5531 | 173.7529 | 0 | 0 | 0.046 | 0.0275 | 1.0494 | 0 | 0 | 0 | 0 | 0 | 0.00282 | 0.1485 | 45.3461 | 6.0261 | 226.1846 | 0 | 0 | 0 | 0 | 21.1406 | 53.761 | 0 | 0 | -37.6522 | 0.6747 | 10.5311 | 0 | -1 | -4.2 | 10.644 | 0 | 0 | 29.9788 | 29.9788 | 29.9788 | 29.9788 | 34.8591 | 66.5496 | 1.3368 | 0 | 0 | 0 | 0 | 0 | 0 | 0 | 0 | 0 | 0 | 0 | 0 | -75 | 0 | 0 | 0 | 0 | 6.8402 | 0 | -129.0687 | 13.3693 | 1.7014 | 62.9821 | 66.5807 | 47.4288 | 1147.29 | 30.6632 | 53.1291 | 1.1346 | 0.3248 | 0 | 13.847 | 3.48 | 29.422 | 1209.092 | 324.8124 | -225.3587 | 8.0644 | 4.06 | -2.09 | 12.7677 | 4.5679 | 2025-10-20 | 2025_10_20 Hr 19 | 75.4193 | -0.00042 | -1209.092 | -241.7209 | 464.8808 | 782.8688 | 153.0174 | 15.4013 | 34.6442 | 110.9813 | 253.4023 | 100.4972 | 22.8901 | 179.1062 | 173.7529 | 0 | 6.0261 | 45.3461 | 226.1846 | 0 | 129.5628 | 0
2025_10_20 Hr 20 | 0 | 0.00027 | 0.007614 | 3.8139 | 3.8193 | 3.8193 | 3.8097 | 3.8139 | 3.8139 | 92.7202 | -14 | 0.08 | 14 | 0 | 89.5531 | 89.5531 | 173.7529 | 0 | 0 | 0.046 | 0.0275 | 1.0494 | 0 | 0 | 0 | 0 | 0 | 0.00282 | 0.1485 | 45.3461 | 6.0261 | 226.1846 | 0 | 0 | 0 | 0 | 19.3632 | 48.8758 | 0 | 0 | -26.3718 | 0.6747 | 10.5311 | 0 | -1 | -4.2 | 10.644 | 0 | 0 | 27.6793 | 27.6793 | 27.6793 | 27.6793 | 32.1852 | 72.5517 | 1.3368 | 0 | 0 | 0 | 0 | 0 | 0 | 0 | 0 | 0 | 0 | 0 | 0 | -75 | 0 | 0 | 0 | 0 | 6.8402 | 0 | -122.6392 | 13.3693 | 1.7014 | 62.9821 | 66.5807 | 25.0158 | 1122.818 | 29.809 | 51.649 | 1.1346 | 0.3248 | 0 | 13.847 | 3.48 | 29.422 | 1158.1 | 280.5833 | -218.9292 | 8.0644 | 4.06 | -2.09 | 12.412 | 4.4406 | 2025-10-20 | 2025_10_20 Hr 20 | 69.9847 | -7.5e-05 | -1158.1 | -224.0111 | 437.6213 | 782.8688 | 111.5754 | 15.4013 | 34.6442 | 104.3187 | 235.6226 | 97.6801 | 22.8901 | 179.1062 | 173.7529 | 0 | 6.0261 | 45.3461 | 226.1846 | 0 | 129.5628 | 0
2025_10_20 Hr 21 | 0 | 0 | 0 | 3.8139 | 3.8193 | 3.8193 | 3.8097 | 3.8139 | 3.8139 | 84.2455 | -14 | 0.08 | 6 | 0 | 89.5531 | 89.5531 | 173.7529 | 0 | 0 | 0.046 | 0.0275 | 1.0494 | 0 | 0 | 0 | 0 | 0 | 0.00282 | 0.1485 | 45.3461 | 6.0261 | 226.1846 | 0 | 0 | 0 | 0 | 16.8134 | 41.8679 | 0 | 2.2406 | -5.5514 | 0.6747 | 10.5311 | 0 | -1 | -4.2 | 10.644 | 0 | 0 | 24.3806 | 24.3806 | 24.3806 | 24.3806 | 28.3495 | 77.5008 | 1.3368 | 0 | 0 | 0 | 0 | 0 | 0 | 0 | 0 | 0 | 0 | 0 | 0 | -75 | 0 | 0 | 0 | 0 | 6.8402 | 0 | -120.7654 | 13.3693 | 1.7014 | 62.9821 | 66.5807 | 9.5436 | 1087.747 | 28.5837 | 49.526 | 1.1346 | 0.3248 | 0 | 13.847 | 3.48 | 29.422 | 1125.4 | 258.0188 | -217.0554 | 8.0644 | 4.06 | -2.09 | 11.9018 | 4.2581 | 2025-10-20 | 2025_10_20 Hr 21 | 70.0515 | -0.000117 | -1125.4 | -199.0761 | 398.5173 | 782.8688 | 93.0444 | 15.4013 | 34.6442 | 94.7611 | 210.1174 | 93.6389 | 22.8901 | 179.1062 | 173.7529 | 0 | 6.0261 | 45.3461 | 226.1846 | 0 | 129.5628 | 0
2025_10_20 Hr 22 | 0 | 0 | 0 | 3.8139 | 3.8193 | 3.8193 | 3.8097 | 3.8139 | 3.8139 | 71.1465 | -14 | 0.08 | 5 | 0 | 89.5531 | 89.5531 | 173.7529 | 0 | 0 | 0.046 | 0.0275 | 1.0494 | 0 | 0 | 0 | 0 | 0 | 0.00282 | 0.1485 | 45.1502 | 6.0261 | 226.1846 | 0 | 0 | 0 | 0 | 12.8724 | 31.0361 | 0 | 8.1769 | 0 | 0.6747 | 10.5311 | 0 | -1 | -4.2 | 10.644 | 0 | 0 | 19.2819 | 19.2819 | 19.2819 | 19.2819 | 22.4209 | 65.6019 | 1.3368 | 0 | 0 | 0 | 0 | 0 | 0 | 0 | 0 | 0 | 0 | 0 | 0 | -75 | 0 | 0 | 0 | 0 | 6.8402 | 0 | -136.2293 | 13.3693 | 1.7014 | 62.9821 | 66.5807 | 10.5558 | 1033.356 | 26.6898 | 46.2444 | 1.1346 | 0.3248 | 0 | 13.847 | 3.48 | 29.422 | 1048.9 | 239.8859 | -232.5193 | 8.0644 | 4.06 | -2.09 | 11.1132 | 3.9759 | 2025-10-20 | 2025_10_20 Hr 22 | 65.435 | -9.9e-05 | -1048.9 | -203.0524 | 338.0761 | 782.6729 | 81.1577 | 15.4013 | 34.6442 | 79.9883 | 170.6952 | 87.3927 | 22.8901 | 179.1062 | 173.7529 | 0 | 6.0261 | 45.1502 | 226.1846 | 0 | 129.5628 | 0
2025_10_20 Hr 23 | 0 | 0 | 0 | 3.8139 | 3.8193 | 3.8193 | 3.8097 | 3.8139 | 3.8139 | 61.5205 | 0 | 0.08 | 0 | 0 | 89.5531 | 89.5531 | 176.4163 | 0 | 0 | 0.046 | 0.0275 | 1.0494 | 0 | 0 | 0 | 0 | 0 | 0.00282 | 0.1485 | 45.3461 | 6.0261 | 228.977 | 0 | 0 | 0 | 0 | 9.9763 | 23.0762 | 0 | 2.3514 | -2.3997 | 0.6747 | 10.5311 | 0 | -1 | -4.2 | 10.644 | 0 | 0 | 15.5351 | 15.5351 | 15.5351 | 15.5351 | 18.0641 | 64.5489 | 1.3368 | 0 | 0 | 0 | 0 | 0 | 0 | 0 | 0 | 0 | 0 | 0 | 0 | 0 | -50 | 0 | 0 | 0 | 6.8402 | 0 | -200.6119 | 13.3693 | 1.7014 | 64.2243 | 67.8938 | 14.0262 | 1001.737 | 25.298 | 43.8329 | 1.1346 | 0.3248 | 0 | 13.847 | 3.48 | 29.422 | 976.5 | 232.7131 | -257.9019 | 8.0644 | 4.06 | -2.09 | 10.5337 | 3.7686 | 2025-10-20 | 2025_10_20 Hr 23 | 69.3626 | 7e-06 | -976.5 | -250.6601 | 307.6597 | 790.8799 | 78.5751 | 15.4013 | 34.6442 | 69.1322 | 141.7249 | 96.8025 | 22.8901 | 179.1062 | 176.4163 | 0 | 6.0261 | 45.3461 | 228.977 | 0 | 132.1181 | 0
2025_10_20 Hr 24 | 0 | 0 | 0 | 3.8139 | 3.8193 | 3.8193 | 3.8097 | 3.8139 | 3.8139 | 47.5155 | 0 | 0.08 | 5 | 0 | 89.5531 | 89.5531 | 176.4163 | 0 | 0 | 0.046 | 0.0275 | 1.0494 | 0 | 0 | 0 | 0 | 0 | 0.00282 | 0.1485 | 45.3461 | 6.0261 | 228.977 | 0 | 0 | 0 | 0 | 5.7627 | 11.4953 | 0 | 7.9104 | -0.32305 | 0.6747 | 10.5311 | 0 | -1 | -4.2 | 10.644 | 0 | 0 | 10.0838 | 10.0838 | 10.0838 | 10.0838 | 11.7254 | 66.5496 | 1.3368 | 0 | 0 | 0 | 0 | 0 | 0 | 0 | 0 | 0 | 0 | 0 | 0 | 0 | -50 | 0 | 0 | 0 | 6.8402 | 0 | -222.0777 | 13.3693 | 1.7014 | 64.2243 | 67.8938 | 9.9774 | 943.7936 | 23.2731 | 40.3244 | 1.1346 | 0.3248 | 0 | 13.847 | 3.48 | 29.422 | 901 | 228.9868 | -279.3677 | 8.0644 | 4.06 | -2.09 | 9.6905 | 3.467 | 2025-10-20 | 2025_10_20 Hr 24 | 71.1306 | -5e-06 | -901 | -264.4904 | 243.038 | 790.8799 | 81.527 | 15.4013 | 34.6442 | 53.3377 | 99.5761 | 90.1242 | 22.8901 | 179.1062 | 176.4163 | 0 | 6.0261 | 45.3461 | 228.977 | 0 | 132.1181 | 0
2025_10_21 Hr 01 | 0 | 0 | 0 | 3.8139 | 3.8193 | 3.8193 | 3.8097 | 3.8139 | 3.8139 | 47.9349 | 0 | 0.08 | 11 | 0 | 89.5531 | 89.5531 | 176.4163 | 0 | 0 | 0.046 | 0.0275 | 1.0494 | 0 | 0 | 0 | 0 | 0 | 0.00282 | 0.1485 | 45.3461 | 6.0261 | 228.977 | 0 | 0 | 0 | 0 | 6.7322 | 14.1339 | 0 | 36.7006 | 0 | 0.6747 | 10.6078 | 0 | -1 | -4.2 | 10.7593 | 0 | 0 | 10.6744 | 10.6744 | 10.6744 | 10.6744 | 12.4121 | 60.5475 | 1.3368 | 0 | 0 | 0 | 0 | 0 | 0 | 0 | 0 | 0 | 0 | 0 | 0 | 0 | -50 | 0 | 0 | 0 | 6.9381 | 0 | -273.5252 | 12.5488 | 1.7014 | 64.2243 | 67.8938 | 2.4582 | 951.1891 | 22.276 | 38.578 | 1.1346 | 0.3248 | 0 | 13.847 | 3.48 | 29.422 | 874.4 | 217.3255 | -330.8152 | 8.0936 | 4.06 | -2.09 | 9.2665 | 3.315 | 2025-10-21 | 2025_10_21 Hr 01 | 68.9203 | 1.8e-05 | -874.4 | -286.8246 | 246.2936 | 790.8799 | 74.0057 | 15.4013 | 34.6442 | 57.2648 | 103.0446 | 85.9843 | 22.8901 | 179.1062 | 176.4163 | 0 | 6.0261 | 45.3461 | 228.977 | 0 | 132.1181 | 0
2025_10_21 Hr 02 | 0 | 0 | 0 | 3.8139 | 3.8193 | 3.8193 | 3.8097 | 3.8139 | 3.8139 | 42.358 | 0 | 0.08 | 31 | 0 | 89.5531 | 89.5531 | 176.4163 | 0 | 0 | 0.046 | 0.0275 | 1.0494 | 0 | 0 | 0 | 0 | 0 | 0.00282 | 0.1485 | 45.3461 | 6.0261 | 228.977 | 0 | 0 | 0 | 0 | 4.9515 | 9.2418 | 0 | 36.2381 | 0 | 0.6747 | 10.6078 | 0 | -1 | -4.2 | 10.7593 | 0 | 0 | 8.5079 | 8.5079 | 8.5079 | 8.5079 | 9.8929 | 61.6005 | 1.3368 | 0 | 0 | 0 | 0 | 0 | 0 | 0 | 0 | 0 | 0 | 0 | 0 | 0 | -50 | 0 | 0 | 0 | 6.9381 | 0 | -322.6519 | 12.5488 | 1.7014 | 64.2243 | 67.8938 | 27.474 | 927.7543 | 21.4763 | 37.1929 | 1.1346 | 0.3248 | 0 | 13.847 | 3.48 | 29.422 | 844.8083 | 260.7578 | -379.9419 | 8.0936 | 4.06 | -2.09 | 8.9338 | 3.1959 | 2025-10-21 | 2025_10_21 Hr 02 | 71.1873 | 1.1e-05 | -844.8083 | -336.4138 | 220.2222 | 790.8799 | 120.0745 | 15.4013 | 34.6442 | 50.5921 | 86.2824 | 83.3477 | 22.8901 | 179.1062 | 176.4163 | 0 | 6.0261 | 45.3461 | 228.977 | 0 | 132.1181 | 0
2025_10_21 Hr 03 | 0 | 0 | 0 | 3.8139 | 3.8193 | 3.8193 | 3.8097 | 3.8139 | 3.8139 | 39.7694 | 0 | 0.08 | 26 | 0 | 89.5531 | 89.5531 | 176.4163 | 0 | 0 | 0.046 | 0.0275 | 1.0494 | 0 | 0 | 0 | 0 | 0 | 0.00282 | 0.1485 | 45.3461 | 6.0261 | 228.977 | 0 | 0 | 0 | 0 | 4.125 | 6.9711 | 0 | 43.8822 | 0 | 0.6747 | 10.6078 | 0 | -1 | -4.2 | 10.7593 | 0 | 0 | 7.5023 | 7.5023 | 7.5023 | 7.5023 | 8.7236 | 56.6514 | 1.3368 | 0 | 0 | 0 | 0 | 0 | 0 | 0 | 0 | 0 | 0 | 0 | 0 | 0 | -50 | 0 | 0 | 0 | 6.9381 | 0 | -337.3086 | 12.5488 | 1.7014 | 64.2243 | 67.8938 | 47.4288 | 916.8768 | 21.105 | 36.55 | 1.1346 | 0.3248 | 0 | 13.847 | 3.48 | 29.422 | 835.7 | 269.5397 | -394.5986 | 8.0936 | 4.06 | -2.09 | 8.7794 | 3.1407 | 2025-10-21 | 2025_10_21 Hr 03 | 72.1281 | -1.6e-05 | -835.7 | -343.4264 | 208.1209 | 790.8799 | 130.0802 | 15.4013 | 34.6442 | 47.4948 | 78.5021 | 82.124 | 22.8901 | 179.1062 | 176.4163 | 0 | 6.0261 | 45.3461 | 228.977 | 0 | 132.1181 | 0
2025_10_21 Hr 04 | 0 | 0 | 0 | 3.8139 | 3.8193 | 3.8193 | 3.8097 | 3.8139 | 3.8139 | 45.0798 | 0 | 0.08 | 15 | 0 | 89.5531 | 89.5531 | 176.4163 | 0 | 0 | 0.046 | 0.0275 | 1.0494 | 0 | 0 | 0 | 0 | 0 | 0.00282 | 0.1485 | 45.3461 | 6.0261 | 228.977 | 0 | 0 | 0 | 0 | 5.8206 | 11.6294 | 0 | 28.0504 | 0 | 0.6747 | 10.6078 | 0 | -1 | -4.2 | 10.7593 | 0 | 0 | 9.5653 | 9.5653 | 9.5653 | 9.5653 | 11.1224 | 60.5475 | 1.3368 | 0 | 0 | 0 | 0 | 0 | 0 | 0 | 0 | 0 | 0 | 0 | 0 | 0 | -50 | 0 | 0 | 0 | 6.9381 | 0 | -373.4265 | 12.5488 | 1.7014 | 64.2243 | 67.8938 | 73.4568 | 939.1918 | 21.8666 | 37.8689 | 1.1346 | 0.3248 | 0 | 13.847 | 3.48 | 29.422 | 827.5 | 290.9743 | -430.7165 | 8.0936 | 4.06 | -2.09 | 9.0961 | 3.254 | 2025-10-21 | 2025_10_21 Hr 04 | 73.1824 | -9e-06 | -827.5 | -395.3761 | 232.9465 | 790.8799 | 149.0043 | 15.4013 | 34.6442 | 53.8487 | 94.4633 | 84.6345 | 22.8901 | 179.1062 | 176.4163 | 0 | 6.0261 | 45.3461 | 228.977 | 0 | 132.1181 | 0
2025_10_21 Hr 05 | 0 | 0 | 0 | 3.8139 | 3.8193 | 3.8193 | 3.8097 | 3.8139 | 3.8139 | 46.2599 | 0 | 0.08 | 12 | 0 | 89.5531 | 89.5531 | 176.4163 | 0 | 0 | 0.046 | 0.0275 | 1.0494 | 0 | 0 | 0 | 0 | 0 | 0.00282 | 0.1485 | 45.3461 | 6.0261 | 228.977 | 0 | 0 | 0 | 0 | 6.1974 | 12.6646 | 0 | 17.0643 | 0 | 0.6747 | 10.6078 | 0 | -1 | -4.2 | 10.7593 | 0 | 0 | 10.0237 | 10.0237 | 10.0237 | 10.0237 | 11.6555 | 64.5489 | 1.3368 | 0 | 0 | 0 | 0 | 0 | 0 | 0 | 0 | 0 | 0 | 0 | 0 | 0 | -50 | 0 | 0 | 0 | 6.9381 | 0 | -329.9932 | 12.5488 | 1.7014 | 64.2243 | 67.8938 | 87.483 | 944.1508 | 22.0358 | 38.162 | 1.1346 | 0.3248 | 0 | 13.847 | 3.48 | 29.422 | 880.4916 | 306.5598 | -387.2832 | 8.0936 | 4.06 | -2.09 | 9.1665 | 3.2792 | 2025-10-21 | 2025_10_21 Hr 05 | 72.2416 | 6.4e-05 | -880.4916 | -362.9289 | 238.4633 | 790.8799 | 164.0319 | 15.4013 | 34.6442 | 55.2607 | 98.0102 | 85.1924 | 22.8901 | 179.1062 | 176.4163 | 0 | 6.0261 | 45.3461 | 228.977 | 0 | 132.1181 | 0
2025_10_21 Hr 06 | 0 | 0 | 0 | 3.8139 | 3.8193 | 3.8193 | 3.8097 | 3.8139 | 3.8139 | 64.7609 | 0 | 0.08 | 17 | 0 | 89.5531 | 89.5531 | 176.4163 | 0 | 0 | 0.046 | 0.0275 | 1.0494 | 0 | 0 | 0 | 0 | 0 | 0.00282 | 0.1485 | 43.9765 | 6.0261 | 228.977 | 0 | 0 | 0 | 0 | 12.1046 | 28.8935 | 0 | 11.3598 | -8.7712 | 0.6747 | 10.6078 | 0 | -1 | -4.2 | 10.7593 | 0 | 0 | 17.2109 | 17.2109 | 17.2109 | 17.2109 | 20.0126 | 64.5489 | 1.3368 | 0 | 0 | 0 | 0 | 0 | 0 | 0 | 0 | 0 | 0 | 0 | 0 | 0 | -50 | 0 | 0 | 0 | 6.9381 | 0 | -316.7693 | 12.5488 | 1.7014 | 64.2243 | 67.8938 | 91.5318 | 1020.524 | 24.689 | 42.7567 | 1.1346 | 0.3248 | 0 | 13.847 | 3.48 | 29.422 | 973.4083 | 324.355 | -374.0593 | 8.0936 | 4.06 | -2.09 | 10.2702 | 3.674 | 2025-10-21 | 2025_10_21 Hr 06 | 74.1799 | 6.6e-05 | -973.4083 | -364.1806 | 324.9525 | 789.5103 | 173.0807 | 15.4013 | 34.6442 | 77.3969 | 153.6169 | 93.9388 | 22.8901 | 179.1062 | 176.4163 | 0 | 6.0261 | 43.9765 | 228.977 | 0 | 132.1181 | 0
2025_10_21 Hr 07 | 0 | 0 | 0 | 3.8139 | 3.8193 | 3.8193 | 3.8097 | 3.8139 | 3.8139 | 84.3086 | -14 | 0.08 | 28 | 0 | 89.5531 | 89.5531 | 173.7529 | 0 | 0 | 0.046 | 0.0275 | 1.0494 | 0 | 0 | 0 | 0 | 0 | 0.00282 | 0.1485 | 44.9544 | 6.0261 | 226.1846 | 0 | 0 | 0 | 0 | 18.3461 | 46.0408 | 0 | 0.40796 | -4.4213 | 0.6747 | 10.6078 | 0 | -1 | -4.2 | 10.7593 | 0 | 0 | 24.8047 | 24.8047 | 24.8047 | 24.8047 | 28.8426 | 62.5482 | 1.3368 | 0 | 0 | 0 | 0 | 0 | 0 | 0 | 0 | 0 | 0 | 0 | 0 | -75 | 0 | 0 | 0 | 0 | 6.9381 | 0 | -226.1915 | 12.5488 | 1.7014 | 62.9821 | 66.5807 | 93.99 | 1095.633 | 27.4922 | 47.6115 | 1.1346 | 0.3248 | 0 | 13.847 | 3.48 | 29.422 | 1114.192 | 345.0538 | -322.4815 | 8.0936 | 4.06 | -2.09 | 11.4363 | 4.0912 | 2025-10-21 | 2025_10_21 Hr 07 | 72.8233 | -0.0004003 | -1114.192 | -305.2049 | 402.3357 | 782.4771 | 184.5382 | 15.4013 | 34.6442 | 100.7856 | 212.37 | 89.1801 | 22.8901 | 179.1062 | 173.7529 | 0 | 6.0261 | 44.9544 | 226.1846 | 0 | 129.5628 | 0
2025_10_21 Hr 08 | 1.0282 | 0 | 0 | 3.8139 | 3.8193 | 3.8193 | 3.8097 | 3.8139 | 3.8139 | 93.3878 | -14 | 0.08 | 25 | 0 | 89.5531 | 89.5531 | 173.7529 | 0 | 0 | 0.046 | 0.0275 | 1.0494 | 0 | 0 | 0 | 0 | 0 | 0.00282 | 0.1485 | 45.3461 | 6.0261 | 226.1846 | 0 | 0 | 0 | 0 | 21.245 | 54.005 | 0 | 0.95871 | -13.3855 | 0.6747 | 10.6078 | 0 | -1 | -4.2 | 10.7593 | 0 | 0 | 28.3317 | 28.3317 | 28.3317 | 28.3317 | 32.9438 | 60.5475 | 1.3368 | 0 | 0 | 0 | 0 | 0 | 0 | 0 | 0 | 0 | 0 | 0 | 0 | -75 | 0 | 0 | 0 | 0 | 6.9381 | 0 | -194.7666 | 12.5488 | 1.7014 | 62.9821 | 66.5807 | 97.4604 | 1134.176 | 28.7942 | 49.8663 | 1.1346 | 0.3248 | -1.0282 | 13.847 | 3.48 | 29.422 | 1178.508 | 348.8439 | -292.0848 | 8.0936 | 4.06 | -2.09 | 11.9779 | 4.285 | 2025-10-21 | 2025_10_21 Hr 08 | 76.3211 | 0.0002395 | -1178.508 | -282.1933 | 444.7794 | 782.8688 | 183.0079 | 15.4013 | 34.6442 | 111.6487 | 239.6584 | 93.4723 | 22.8901 | 179.1062 | 173.7529 | 0 | 6.0261 | 45.3461 | 226.1846 | 0 | 129.5628 | 0
2025_10_21 Hr 09 | 1.5505 | 0.000375 | 0.010575 | 3.8139 | 3.8193 | 3.8193 | 3.8097 | 3.8139 | 3.8139 | 90.152 | -14 | 0.08 | 15 | 0 | 89.5531 | 89.5531 | 173.7529 | 0 | 0 | 0.046 | 0.0275 | 1.0494 | 0 | 0 | 0 | 0 | 0 | 0.00282 | 0.1485 | 45.3461 | 6.0261 | 226.1846 | 0 | 0 | 0 | 0 | 20.2118 | 51.1666 | 0 | 1.3502 | -16.29 | 0.6747 | 10.6078 | 0 | -1 | -4.2 | 10.7593 | 0 | 0 | 27.0747 | 27.0747 | 27.0747 | 27.0747 | 31.4822 | 57.5991 | 1.3368 | 0 | 0 | 0 | 0 | 0 | 0 | 0 | 0 | 0 | 0 | 0 | 0 | -75 | 0 | 0 | 0 | 0 | 6.9381 | 0 | -161.5681 | 12.5488 | 1.7014 | 62.9821 | 66.5807 | 100.9308 | 1120.59 | 28.3302 | 49.0627 | 1.1346 | 0.3248 | -1.5505 | 13.847 | 3.48 | 29.422 | 1184.6 | 338.3589 | -259.4086 | 8.0936 | 4.06 | -2.09 | 11.7849 | 4.2159 | 2025-10-21 | 2025_10_21 Hr 09 | 73.5662 | -8.8e-05 | -1184.6 | -251.5079 | 429.6527 | 782.8688 | 173.5409 | 15.4013 | 34.6442 | 107.7771 | 229.933 | 91.9426 | 22.8901 | 179.1062 | 173.7529 | 0 | 6.0261 | 45.3461 | 226.1846 | 0 | 129.5628 | 0
2025_10_21 Hr 10 | 3.6185 | 0.00363 | 0.10237 | 3.8139 | 3.8193 | 3.8193 | 3.8097 | 3.8139 | 3.8139 | 87.1637 | -14 | 0.08 | 16 | 0 | 89.5531 | 89.5531 | 173.7529 | 0 | 0 | 0.046 | 0.0275 | 1.0494 | 0 | 0 | 0 | 0 | 0 | 0.00282 | 0.1485 | 45.3461 | 6.0261 | 226.1846 | 0 | 0 | 0 | 0 | 19.2577 | 48.5453 | 0 | 0 | -34.3635 | 0.6747 | 10.6078 | 0 | -1 | -4.2 | 10.7593 | 0 | 0 | 25.9138 | 25.9138 | 25.9138 | 25.9138 | 30.1323 | 49.7016 | 1.3368 | 0 | 0 | 0 | 0 | 0 | 0 | 0 | 0 | 0 | 0 | 0 | 0 | -75 | 0 | 0 | 0 | 0 | 6.9381 | 0 | -139.3138 | 12.5488 | 1.7014 | 62.9821 | 66.5807 | 98.4726 | 1108.124 | 27.9017 | 48.3205 | 1.1346 | 0.3248 | -3.6185 | 13.847 | 3.48 | 29.422 | 1164.2 | 329.6617 | -239.2223 | 8.0936 | 4.06 | -2.09 | 11.6066 | 4.1521 | 2025-10-21 | 2025_10_21 Hr 10 | 68.4823 | -0.0001 | -1164.2 | -248.6773 | 415.6827 | 782.8688 | 164.2802 | 15.4013 | 34.6442 | 104.2016 | 220.9512 | 90.5298 | 22.8901 | 179.1062 | 173.7529 | 0 | 6.0261 | 45.3461 | 226.1846 | 0 | 129.5628 | 0
2025_10_21 Hr 11 | 3.6201 | 0.00705 | 0.19881 | 3.8139 | 3.8193 | 3.8193 | 3.8097 | 3.8139 | 3.8139 | 85.089 | -14 | 0.08 | 25 | 0 | 89.5531 | 89.5531 | 173.7529 | 0 | 0 | 0.046 | 0.0275 | 1.0494 | 0 | 0 | 0 | 0 | 0 | 0.00282 | 0.1485 | 45.3461 | 6.0261 | 226.1846 | 0 | 0 | 0 | 0 | 18.5952 | 46.7253 | 0 | 0 | -8.5413 | 0.6747 | 10.6078 | 0 | -1 | -4.2 | 10.7593 | 0 | 0 | 25.1078 | 25.1078 | 25.1078 | 25.1078 | 29.1952 | 46.6479 | 1.3368 | 0 | 0 | 0 | 0 | 0 | 0 | 0 | 0 | 0 | 0 | 0 | 0 | -75 | 0 | 0 | 0 | 0 | 6.9381 | 0 | -132.9581 | 12.5488 | 1.7014 | 62.9821 | 66.5807 | 75.0474 | 1099.502 | 27.6041 | 47.8053 | 1.1346 | 0.3248 | -3.6201 | 13.847 | 3.48 | 29.422 | 1169.3 | 311.207 | -232.8682 | 8.0936 | 4.06 | -2.09 | 11.4829 | 4.1079 | 2025-10-21 | 2025_10_21 Hr 11 | 71.0869 | -8.6e-05 | -1169.3 | -216.4994 | 405.9838 | 782.8688 | 146.9012 | 15.4013 | 34.6442 | 101.7193 | 214.7156 | 89.549 | 22.8901 | 179.1062 | 173.7529 | 0 | 6.0261 | 45.3461 | 226.1846 | 0 | 129.5628 | 0
2025_10_21 Hr 12 | 8.8207 | 0.00768 | 0.21658 | 3.8139 | 3.8193 | 3.8193 | 3.8097 | 3.8139 | 3.8139 | 80.2925 | -14 | 0.08 | 27 | 0 | 89.5531 | 89.5531 | 173.7529 | 0 | 0 | 0.046 | 0.0275 | 1.0494 | 0 | 0 | 0 | 0 | 0 | 0.00282 | 0.1485 | 45.3461 | 6.0261 | 226.1846 | 0 | 0 | 0 | 0 | 17.0637 | 42.5178 | 0 | 2.399 | -1.0411 | 0.6747 | 10.6078 | 0 | -1 | -4.2 | 10.7593 | 0 | 0 | 23.2445 | 23.2445 | 23.2445 | 23.2445 | 27.0285 | 45.7002 | 1.3368 | 0 | 0 | 0 | 0 | 0 | 0 | 0 | 0 | 0 | 0 | 0 | 0 | -75 | 0 | 0 | 0 | 0 | 6.9381 | 0 | -143.3136 | 12.5488 | 1.7014 | 62.9821 | 66.5807 | 75.4812 | 1079.365 | 26.9163 | 46.6141 | 1.1346 | 0.3248 | -8.8207 | 13.847 | 3.48 | 29.422 | 1147.925 | 315.6267 | -248.4243 | 8.0936 | 4.06 | -2.09 | 11.1967 | 4.0055 | 2025-10-21 | 2025_10_21 Hr 12 | 70.1435 | -9.8e-05 | -1147.925 | -216.9557 | 383.5607 | 782.8688 | 148.4057 | 15.4013 | 34.6442 | 95.9803 | 200.299 | 87.2814 | 22.8901 | 179.1062 | 173.7529 | 0 | 6.0261 | 45.3461 | 226.1846 | 0 | 129.5628 | 0
2025_10_21 Hr 13 | 9.8538 | 0.0093 | 0.26226 | 3.8139 | 3.8193 | 3.8193 | 3.8097 | 3.8139 | 3.8139 | 79.6453 | -14 | 0.08 | 38 | 0 | 89.5531 | 89.5531 | 173.7529 | 0 | 0 | 0.046 | 0.0275 | 1.0494 | 0 | 0 | 0 | 0 | 0 | 0.00282 | 0.1485 | 45.3461 | 6.0261 | 226.1846 | 0 | 0 | 0 | 0 | 16.8571 | 41.9502 | 0 | 0 | -8.0248 | 0.6747 | 10.6078 | 0 | -1 | -4.2 | 10.7593 | 0 | 0 | 22.9931 | 22.9931 | 22.9931 | 22.9931 | 26.7362 | 45.7002 | 1.3368 | 0 | 0 | 0 | 0 | 0 | 0 | 0 | 0 | 0 | 0 | 0 | 0 | -75 | 0 | 0 | 0 | 0 | 6.9381 | 0 | -158.6766 | 12.5488 | 1.7014 | 62.9821 | 66.5807 | 81.9882 | 1076.691 | 26.8235 | 46.4533 | 1.1346 | 0.3248 | -9.8538 | 13.847 | 3.48 | 29.422 | 1137.708 | 333.8625 | -264.8204 | 8.0936 | 4.06 | -2.09 | 11.1581 | 3.9917 | 2025-10-21 | 2025_10_21 Hr 13 | 70.5928 | 0.000237 | -1137.708 | -241.7014 | 380.5354 | 782.8688 | 165.96 | 15.4013 | 34.6442 | 95.206 | 198.3539 | 86.9755 | 22.8901 | 179.1062 | 173.7529 | 0 | 6.0261 | 45.3461 | 226.1846 | 0 | 129.5628 | 0
2025_10_21 Hr 14 | 8.8207 | 0.00678 | 0.1912 | 3.8139 | 3.8193 | 3.8193 | 3.8097 | 3.8139 | 3.8139 | 80.8254 | -14 | 0.08 | 48 | 0 | 89.5531 | 89.5531 | 173.7529 | 0 | 0 | 0.046 | 0.0275 | 1.0494 | 0 | 0 | 0 | 0 | 0 | 0.00282 | 0.1485 | 45.3461 | 6.0261 | 226.1846 | 0 | 0 | 0 | 0 | 17.2339 | 42.9853 | 0 | 0 | -52.4838 | 0.6747 | 10.6078 | 0 | -1 | -4.2 | 10.7593 | 0 | 0 | 23.4515 | 23.4515 | 23.4515 | 23.4515 | 27.2692 | 48.6486 | 1.3368 | 0 | 0 | 0 | 0 | 0 | 0 | 0 | 0 | 0 | 0 | 0 | 0 | -75 | 0 | 0 | 0 | 0 | 6.9381 | 0 | -161.2892 | 12.5488 | 1.7014 | 62.9821 | 66.5807 | 78.9516 | 1081.579 | 26.9927 | 46.7464 | 1.1346 | 0.3248 | -8.8207 | 13.847 | 3.48 | 29.422 | 1105.992 | 343.2965 | -266.3999 | 8.0936 | 4.06 | -2.09 | 11.2285 | 4.0169 | 2025-10-21 | 2025_10_21 Hr 14 | 69.8498 | -0.000413 | -1105.992 | -288.773 | 386.0522 | 782.8688 | 175.7982 | 15.4013 | 34.6442 | 96.618 | 201.9008 | 87.5334 | 22.8901 | 179.1062 | 173.7529 | 0 | 6.0261 | 45.3461 | 226.1846 | 0 | 129.5628 | 0
2025_10_21 Hr 15 | 7.2635 | 0.0033 | 0.09306 | 3.8139 | 3.8193 | 3.8193 | 3.8097 | 3.8139 | 3.8139 | 73.821 | -14 | 0.08 | 51 | 0 | 89.5531 | 89.5531 | 173.7529 | 0 | 0 | 0.046 | 0.0275 | 1.0494 | 0 | 0 | 0 | 0 | 0 | 0.00282 | 0.1485 | 45.3461 | 6.0261 | 226.1846 | 0 | 0 | 0 | 0 | 14.9974 | 36.841 | 0 | 0.059119 | -10.8636 | 0.6747 | 10.6078 | 0 | -1 | -4.2 | 10.7593 | 0 | 0 | 20.7305 | 20.7305 | 20.7305 | 20.7305 | 24.1052 | 48.6486 | 1.3368 | 0 | 0 | 0 | 0 | 0 | 0 | 0 | 0 | 0 | 0 | 0 | 0 | -75 | 0 | 0 | 0 | 0 | 6.9381 | 0 | -151.5393 | 12.5488 | 1.7014 | 62.9821 | 66.5807 | 32.9688 | 1052.047 | 25.9882 | 45.0068 | 1.1346 | 0.3248 | -7.2635 | 13.847 | 3.48 | 29.422 | 1081.592 | 295.4417 | -255.0928 | 8.0936 | 4.06 | -2.09 | 10.8107 | 3.8674 | 2025-10-21 | 2025_10_21 Hr 15 | 65.8762 | -0.00041022 | -1081.592 | -237.3437 | 353.3073 | 782.8688 | 132.7138 | 15.4013 | 34.6442 | 88.2372 | 180.8481 | 84.222 | 22.8901 | 179.1062 | 173.7529 | 0 | 6.0261 | 45.3461 | 226.1846 | 0 | 129.5628 | 0
2025_10_21 Hr 16 | 7.2585 | 0.00444 | 0.12521 | 3.8139 | 3.8193 | 3.8193 | 3.8097 | 3.8139 | 3.8139 | 72.4125 | -14 | 0.08 | 48 | 0 | 89.5531 | 89.5531 | 173.7529 | 0 | 0 | 0.046 | 0.0275 | 1.0494 | 0 | 0 | 0 | 0 | 0 | 0.00282 | 0.1485 | 42.4102 | 6.0261 | 226.1846 | 0 | 0 | 0 | 0 | 14.5477 | 35.6055 | 0 | 11.6066 | 0 | 0.6747 | 10.6078 | 0 | -1 | -4.2 | 10.7593 | 0 | 0 | 20.1833 | 20.1833 | 20.1833 | 20.1833 | 23.469 | 48.6486 | 1.3368 | 0 | 0 | 0 | 0 | 0 | 0 | 0 | 0 | 0 | 0 | 0 | 0 | -75 | 0 | 0 | 0 | 0 | 6.9381 | 0 | -152.5858 | 12.5488 | 1.7014 | 62.9821 | 66.5807 | 22.9914 | 1043.225 | 25.7862 | 44.657 | 1.1346 | 0.3248 | -7.2585 | 13.847 | 3.48 | 29.422 | 1080.492 | 281.7946 | -256.1343 | 8.0936 | 4.06 | -2.09 | 10.7267 | 3.8373 | 2025-10-21 | 2025_10_21 Hr 16 | 64.7659 | -0.000409 | -1080.492 | -215.9792 | 346.7227 | 779.9329 | 119.7696 | 15.4013 | 34.6442 | 86.5519 | 176.6147 | 83.5561 | 22.8901 | 179.1062 | 173.7529 | 0 | 6.0261 | 42.4102 | 226.1846 | 0 | 129.5628 | 0
2025_10_21 Hr 17 | 6.2105 | 0.0027 | 0.07614 | 3.8139 | 3.8193 | 3.8193 | 3.8097 | 3.8139 | 3.8139 | 75.7624 | -14 | 0.08 | 36 | 0 | 89.5531 | 89.5531 | 173.7529 | 0 | 0 | 0.046 | 0.0275 | 1.0494 | 0 | 0 | 0 | 0 | 0 | 0.00282 | 0.1485 | 41.0394 | 6.0261 | 226.1846 | 0 | 0 | 0 | 0 | 15.6173 | 38.5441 | 0 | 19.006 | 0 | 0.6747 | 10.6078 | 0 | -1 | -4.2 | 10.7593 | 0 | 0 | 21.4847 | 21.4847 | 21.4847 | 21.4847 | 24.9822 | 42.7518 | 1.3368 | 0 | 0 | 0 | 0 | 0 | 0 | 0 | 0 | 0 | 0 | 0 | 0 | -75 | 0 | 0 | 0 | 0 | 6.9381 | 0 | -156.0721 | 12.5488 | 1.7014 | 62.9821 | 66.5807 | 30.9444 | 1055.882 | 26.2666 | 45.489 | 1.1346 | 0.3248 | -6.2105 | 13.847 | 3.48 | 29.422 | 1088.7 | 272.3847 | -258.5726 | 8.0936 | 4.06 | -2.09 | 10.9265 | 3.9088 | 2025-10-21 | 2025_10_21 Hr 17 | 63.8989 | -6.7e-05 | -1088.7 | -212.066 | 362.3833 | 778.5621 | 109.775 | 15.4013 | 34.6442 | 90.5601 | 186.6834 | 85.1398 | 22.8901 | 179.1062 | 173.7529 | 0 | 6.0261 | 41.0394 | 226.1846 | 0 | 129.5628 | 0
2025_10_21 Hr 18 | 0.51906 | 0.0018 | 0.05076 | 3.8139 | 3.8193 | 3.8193 | 3.8097 | 3.8139 | 3.8139 | 79.2647 | -14 | 0.08 | 34 | 0 | 89.5531 | 89.5531 | 173.7529 | 0 | 0 | 0.046 | 0.0275 | 1.0494 | 0 | 0 | 0 | 0 | 0 | 0.00282 | 0.1485 | 16.3402 | 6.0261 | 226.1846 | 0 | 0 | 0 | 0 | 16.7356 | 41.6162 | 0 | 44.8091 | 0 | 0.6747 | 10.6078 | 0 | -1 | -4.2 | 10.7593 | 0 | 0 | 22.8452 | 22.8452 | 22.8452 | 22.8452 | 26.5642 | 41.6988 | 1.3368 | 0 | 0 | 0 | 0 | 0 | 0 | 0 | 0 | 0 | 0 | 0 | 0 | -75 | 0 | 0 | 0 | 0 | 6.9381 | 0 | -117.5618 | 12.5488 | 1.7014 | 62.9821 | 66.5807 | 47.4288 | 1045.874 | 26.7689 | 46.3588 | 1.1346 | 0.3248 | -0.51906 | 13.847 | 3.48 | 29.422 | 1158.092 | 281.7795 | -214.3709 | 8.0936 | 4.06 | -2.09 | 11.1354 | 3.9836 | 2025-10-21 | 2025_10_21 Hr 18 | 59.1406 | -0.000387 | -1158.092 | -147.7527 | 378.7558 | 753.8629 | 123.1802 | 15.4013 | 34.6442 | 94.7505 | 197.2098 | 86.7955 | 22.8901 | 179.1062 | 173.7529 | 0 | 6.0261 | 16.3402 | 226.1846 | 0 | 129.5628 | 0
2025_10_21 Hr 19 | 0 | 0.00108 | 0.030456 | 3.8139 | 3.8193 | 3.8193 | 3.8097 | 3.8139 | 3.8139 | 89.6191 | -14 | 0.08 | 30 | 0 | 89.5531 | 89.5531 | 173.7529 | 0 | 0 | 0.046 | 0.0275 | 1.0494 | 0 | 0 | 0 | 0 | 0 | 0.00282 | 0.1485 | 14.5107 | 6.0261 | 226.1846 | 0 | 0 | 0 | 0 | 20.0417 | 50.6991 | 0 | 8.836 | -1.2811 | 0.6747 | 10.6078 | 0 | -1 | -4.2 | 10.7593 | 0 | 0 | 26.8677 | 26.8677 | 26.8677 | 26.8677 | 31.2415 | 35.802 | 1.3368 | 0 | 0 | 0 | 0 | 0 | 0 | 0 | 0 | 0 | 0 | 0 | 0 | -75 | 0 | 0 | 0 | 0 | 6.9381 | 0 | -128.9485 | 12.5488 | 1.7014 | 62.9821 | 66.5807 | 67.5282 | 1087.535 | 28.2538 | 48.9303 | 1.1346 | 0.3248 | 0 | 13.847 | 3.48 | 29.422 | 1166.208 | 296.3574 | -225.2385 | 8.0936 | 4.06 | -2.09 | 11.7531 | 4.2045 | 2025-10-21 | 2025_10_21 Hr 19 | 56.5777 | 0.00023 | -1166.208 | -196.3937 | 427.1612 | 752.0334 | 133.3617 | 15.4013 | 34.6442 | 107.1395 | 228.3312 | 91.6906 | 22.8901 | 179.1062 | 173.7529 | 0 | 6.0261 | 14.5107 | 226.1846 | 0 | 129.5628 | 0
2025_10_21 Hr 20 | 0 | 0.00039 | 0.010998 | 3.8139 | 3.8193 | 3.8193 | 3.8097 | 3.8139 | 3.8139 | 86.9163 | -14 | 0.08 | 27 | 0 | 89.5531 | 89.5531 | 173.7529 | 0 | 0 | 0.046 | 0.0275 | 1.0494 | 0 | 0 | 0 | 0 | 0 | 0.00282 | 0.1485 | 14.9037 | 6.0261 | 226.1846 | 0 | 0 | 0 | 0 | 19.1787 | 48.3282 | 0 | 30.4318 | 0 | 0.6747 | 10.6078 | 0 | -1 | -4.2 | 10.7593 | 0 | 0 | 25.8177 | 25.8177 | 25.8177 | 25.8177 | 30.0206 | 37.6974 | 1.3368 | 0 | 0 | 0 | 0 | 0 | 0 | 0 | 0 | 0 | 0 | 0 | 0 | -75 | 0 | 0 | 0 | 0 | 6.9381 | 0 | -140.8678 | 12.5488 | 1.7014 | 62.9821 | 66.5807 | 65.9376 | 1076.551 | 27.8662 | 48.2591 | 1.1346 | 0.3248 | 0 | 13.847 | 3.48 | 29.422 | 1162.208 | 292.3838 | -237.1578 | 8.0936 | 4.06 | -2.09 | 11.5919 | 4.1468 | 2025-10-21 | 2025_10_21 Hr 20 | 59.8919 | 0.000262 | -1162.208 | -185.436 | 414.526 | 752.4263 | 130.6464 | 15.4013 | 34.6442 | 103.9056 | 220.2076 | 90.4128 | 22.8901 | 179.1062 | 173.7529 | 0 | 6.0261 | 14.9037 | 226.1846 | 0 | 129.5628 | 0
2025_10_21 Hr 21 | 0 | 0 | 0 | 0 | 0 | 0 | 0 | 0 | 0 | 85.2223 | -14 | 0.08 | 39 | 0 | 89.5531 | 89.5531 | 173.7529 | 0 | 0 | 0.046 | 0.0275 | 1.0494 | 0 | 0 | 0 | 0 | 0 | 0.00282 | 0.1485 | 14.5107 | 0 | 226.1846 | 0 | 0 | 0 | 0 | 18.6378 | 46.8422 | 0 | 0.095397 | -11.2198 | 0.6747 | 10.6078 | 0.16 | -1 | -4.2 | 10.7593 | 0 | 0 | 25.1596 | 25.1596 | 25.1596 | 25.1596 | 29.2553 | 35.802 | 1.3368 | 0 | 0 | 0 | 0 | 0 | 0 | 0 | 0 | 0 | 0 | 0 | 0 | -75 | 0 | 0 | 0 | 0 | 6.9381 | 2.0907 | 0 | 12.5488 | 1.7014 | 0 | 0 | 76.4934 | 910.5492 | 27.6232 | 47.8384 | 1.1346 | 0.3248 | 0 | 13.847 | 3.48 | 29.422 | 1117.468 | 314.3336 | -96.29 | 8.0936 | 4.06 | -2.09 | 11.4908 | 4.1107 | 2025-10-21 | 2025_10_21 Hr 21 | 54.1484 | 0.00026124 | -1117.468 | -84.0338 | 406.6067 | 593.5544 | 151.2954 | 15.4013 | 34.6442 | 101.8787 | 215.116 | 89.612 | 0 | 179.1062 | 173.7529 | 0 | 0 | 14.5107 | 226.1846 | 0 | 0 | 0
2025_10_21 Hr 22 | 0 | 0 | 0 | 0 | 0 | 0 | 0 | 0 | 0 | 74.2207 | -14 | 0.08 | 62 | 0 | 89.5531 | 89.5531 | 173.7529 | 0 | 0 | 0.046 | 0.0275 | 1.0494 | 0 | 0 | 0 | 0 | 0 | 0.00282 | 0.1485 | 14.5107 | 0 | 226.1846 | 0 | 0 | 0 | 0 | 15.1251 | 37.1917 | 0 | 0 | -74.0186 | 0.6747 | 10.6078 | 0.16 | -1 | -4.2 | 10.7593 | 0 | 0 | 20.8858 | 20.8858 | 20.8858 | 20.8858 | 24.2858 | 41.6988 | 1.3368 | 0 | 0 | 0 | 0 | 0 | 0 | 0 | 0 | 0 | 0 | 0 | 0 | -75 | 0 | 0 | 0 | 0 | 6.9381 | 11.9143 | 0 | 12.5488 | 1.7014 | 0 | 0 | 75.4812 | 864.3194 | 26.0456 | 45.1061 | 1.1346 | 0.3248 | 0 | 13.847 | 3.48 | 29.422 | 1040.852 | 346.8408 | -96.29 | 8.0936 | 4.06 | -2.09 | 10.8345 | 3.8759 | 2025-10-21 | 2025_10_21 Hr 22 | 38.02 | -0.000399 | -1040.852 | -137.1042 | 355.1759 | 593.5544 | 179.18 | 15.4013 | 34.6442 | 88.7154 | 182.0495 | 84.411 | 0 | 179.1062 | 173.7529 | 0 | 0 | 14.5107 | 226.1846 | 0 | 0 | 0
2025_10_21 Hr 23 | 0 | 0 | 0 | 0 | 0 | 0 | 0 | 0 | 0 | 60.6305 | 0 | 0.08 | 71 | 0 | 89.5531 | 89.5531 | 176.4163 | 0 | 0 | 0.046 | 0.0275 | 1.0494 | 0 | 0 | 0 | 0 | 0 | 0.00282 | 0.1485 | 14.5107 | 0 | 228.977 | 0 | 0 | 0 | 0 | 10.7858 | 25.2704 | 0 | 0 | -4.2256 | 0.6747 | 10.6078 | 0.16 | -1 | -4.2 | 10.7593 | 0 | 0 | 15.6063 | 15.6063 | 15.6063 | 15.6063 | 18.1469 | 44.6472 | 1.3368 | 0 | 0 | 0 | 0 | 0 | 0 | 0 | 0 | 0 | 0 | 0 | 0 | 0 | -50 | 0 | 0 | 0 | 6.9381 | 0 | -116.6513 | 12.5488 | 1.7014 | 0 | 0 | 70.9986 | 812.6677 | 24.0966 | 41.7309 | 1.1346 | 0.3248 | 0 | 13.847 | 3.48 | 29.422 | 970.4683 | 335.9675 | -173.9413 | 8.0936 | 4.06 | -2.09 | 10.0238 | 3.5859 | 2025-10-21 | 2025_10_21 Hr 23 | 48.9416 | 2.4e-05 | -970.4683 | -170.8769 | 305.6437 | 599.0102 | 186.6458 | 15.4013 | 34.6442 | 72.4549 | 141.2026 | 91.9861 | 0 | 179.1062 | 176.4163 | 0 | 0 | 14.5107 | 228.977 | 0 | 0 | 0
2025_10_21 Hr 24 | 0 | 0 | 0 | 0 | 0 | 0 | 0 | 0 | 0 | 53.5118 | 0 | 0.08 | 78 | 0 | 89.5531 | 89.5531 | 176.4163 | 0 | 0 | 0.046 | 0.0275 | 1.0494 | 0 | 0 | 0 | 0 | 0 | 0.00282 | 0.1485 | 14.5107 | 0 | 228.977 | 0 | 0 | 0 | 0 | 8.5129 | 19.0259 | 0 | 5.6266 | 0 | 0.6747 | 10.6078 | 0.16 | -1 | -4.2 | 10.7593 | 0 | 0 | 12.8409 | 12.8409 | 12.8409 | 12.8409 | 14.9313 | 38.7504 | 1.3368 | 0 | 0 | 0 | 0 | 0 | 0 | 0 | 0 | 0 | 0 | 0 | 0 | 0 | -50 | 0 | 0 | 0 | 6.9381 | 0 | -151.017 | 12.5488 | 1.7014 | 0 | 0 | 63.4794 | 782.7543 | 23.0758 | 39.963 | 1.1346 | 0.3248 | 0 | 13.847 | 3.48 | 29.422 | 906.26 | 326.1861 | -208.307 | 8.0936 | 4.06 | -2.09 | 9.5992 | 3.434 | 2025-10-21 | 2025_10_21 Hr 24 | 51.1232 | -3.3e-05 | -906.26 | -195.3904 | 272.3649 | 599.0102 | 180.2298 | 15.4013 | 34.6442 | 63.9375 | 119.8066 | 88.6208 | 0 | 179.1062 | 176.4163 | 0 | 0 | 14.5107 | 228.977 | 0 | 0 | 0
2025_10_22 Hr 01 | 0 | 0 | 0 | 0 | 0 | 0 | 0 | 0 | 0 | 43.9887 | 0 | 0.08 | 89 | 0 | 89.5531 | 89.5531 | 176.4163 | 0 | 0 | 0.046 | 0.0275 | 1.0494 | 0 | 0 | 0 | 0 | 0 | 0.00282 | 0.1485 | 14.5107 | 0 | 228.977 | 0 | 0 | 0 | 0 | 5.0952 | 9.6122 | 0 | 11.451 | 0 | 0.6747 | 10.6845 | 0.16 | -1 | -4.2 | 10.8746 | 0 | 0 | 8.8908 | 8.8908 | 8.8908 | 8.8908 | 10.3381 | 44.6472 | 1.3368 | 0 | 0 | 0 | 0 | 0 | 0 | 0 | 0 | 0 | 0 | 0 | 0 | 0 | -50 | 0 | 0 | 0 | 7.036 | 0 | -152.4777 | 12.8081 | 1.7014 | 0 | 0 | 59.4306 | 740.3253 | 21.9829 | 38.0518 | 1.1346 | 0.3248 | 0 | 13.847 | 3.48 | 29.422 | 877.6683 | 335.6599 | -209.7677 | 8.1227 | 4.06 | -2.09 | 9.1358 | 3.2679 | 2025-10-22 | 2025_10_22 Hr 01 | 50.9578 | 3.6e-05 | -877.6683 | -191.0267 | 226.5616 | 599.0102 | 193.0778 | 15.4013 | 34.6442 | 51.4251 | 89.89 | 85.2465 | 0 | 179.1062 | 176.4163 | 0 | 0 | 14.5107 | 228.977 | 0 | 0 | 0
2025_10_22 Hr 02 | 0 | 0 | 0 | 0 | 0 | 0 | 0 | 0 | 0 | 40.2076 | 0 | 0.08 | 87 | 0 | 89.5531 | 89.5531 | 176.4163 | 0 | 0 | 0.046 | 0.0275 | 1.0494 | 0 | 0 | 0 | 0 | 0 | 0.00282 | 0.1485 | 14.5107 | 0 | 228.977 | 0 | 0 | 0 | 0 | 3.9169 | 6.3764 | 0 | 9.6869 | 0 | 0.6747 | 10.6845 | 0.16 | -1 | -4.2 | 10.8746 | 0 | 0 | 7.4248 | 7.4248 | 7.4248 | 7.4248 | 8.6335 | 42.7518 | 1.3368 | 0 | 0 | 0 | 0 | 0 | 0 | 0 | 0 | 0 | 0 | 0 | 0 | 0 | -50 | 0 | 0 | 0 | 7.036 | 0 | -166.2536 | 12.8081 | 1.7014 | 0 | 0 | 53.502 | 724.5615 | 21.4451 | 37.1208 | 1.1346 | 0.3248 | 0 | 13.847 | 3.48 | 29.422 | 834.7683 | 324.0636 | -223.5436 | 8.1227 | 4.06 | -2.09 | 8.9122 | 3.188 | 2025-10-22 | 2025_10_22 Hr 02 | 49.2903 | 1.2e-05 | -834.7683 | -206.5667 | 209.0255 | 599.0102 | 183.2538 | 15.4013 | 34.6442 | 47.011 | 78.5403 | 83.4742 | 0 | 179.1062 | 176.4163 | 0 | 0 | 14.5107 | 228.977 | 0 | 0 | 0
2025_10_22 Hr 03 | 0 | 0 | 0 | 0 | 0 | 0 | 0 | 0 | 0 | 41.2441 | 0 | 0.08 | 88 | 0 | 89.5531 | 89.5531 | 176.4163 | 0 | 0 | 0.046 | 0.0275 | 1.0494 | 0 | 0 | 0 | 0 | 0 | 0.00282 | 0.1485 | 14.9975 | 0 | 228.977 | 0 | 0 | 0 | 0 | 4.2399 | 7.2633 | 0 | 25.9236 | 0 | 0.6747 | 10.6845 | 0.16 | -1 | -4.2 | 10.8746 | 0 | 0 | 7.8266 | 7.8266 | 7.8266 | 7.8266 | 9.1007 | 44.6472 | 1.3368 | 0 | 0 | 0 | 0 | 0 | 0 | 0 | 0 | 0 | 0 | 0 | 0 | 0 | -50 | 0 | 0 | 0 | 7.036 | 0 | -178.0363 | 12.8081 | 1.7014 | 0 | 0 | 41.934 | 729.3693 | 21.5925 | 37.376 | 1.1346 | 0.3248 | 0 | 13.847 | 3.48 | 29.422 | 835.8433 | 315.8768 | -235.3263 | 8.1227 | 4.06 | -2.09 | 8.9735 | 3.2099 | 2025-10-22 | 2025_10_22 Hr 03 | 51.6422 | 2.1e-05 | -835.8433 | -202.1127 | 213.8323 | 599.497 | 174.5812 | 15.4013 | 34.6442 | 48.2209 | 81.6514 | 83.9601 | 0 | 179.1062 | 176.4163 | 0 | 0 | 14.9975 | 228.977 | 0 | 0 | 0
2025_10_22 Hr 04 | 0 | 0 | 0 | 0 | 0 | 0 | 0 | 0 | 0 | 44.3917 | 0 | 0.08 | 89 | 0 | 89.5531 | 89.5531 | 176.4163 | 0 | 0 | 0.046 | 0.0275 | 1.0494 | 0 | 0 | 0 | 0 | 0 | 0.00282 | 0.1485 | 22.2377 | 0 | 228.977 | 0 | 0 | 0 | 0 | 5.2208 | 9.9571 | 0 | 32.0467 | 0 | 0.6747 | 10.6845 | 0.16 | -1 | -4.2 | 10.8746 | 0 | 0 | 9.0471 | 9.0471 | 9.0471 | 9.0471 | 10.5198 | 48.6486 | 1.3368 | 0 | 0 | 0 | 0 | 0 | 0 | 0 | 0 | 0 | 0 | 0 | 0 | 0 | -50 | 0 | 0 | 0 | 7.036 | 0 | -230.3766 | 12.8081 | 1.7014 | 0 | 0 | 49.0194 | 749.7326 | 22.0403 | 38.151 | 1.1346 | 0.3248 | 0 | 13.847 | 3.48 | 29.422 | 823.5517 | 329.439 | -287.6666 | 8.1227 | 4.06 | -2.09 | 9.1596 | 3.2764 | 2025-10-22 | 2025_10_22 Hr 04 | 57.5301 | -3.8e-05 | -823.5517 | -248.3299 | 228.4309 | 606.7372 | 186.668 | 15.4013 | 34.6442 | 51.8956 | 91.0998 | 85.4354 | 0 | 179.1062 | 176.4163 | 0 | 0 | 22.2377 | 228.977 | 0 | 0 | 0
2025_10_22 Hr 05 | 0 | 0 | 0 | 3.8139 | 3.8193 | 3.8193 | 3.8097 | 3.8139 | 3.8139 | 52.472 | 0 | 0.08 | 84 | 0 | 89.5531 | 89.5531 | 176.4163 | 0 | 0 | 0.046 | 0.0275 | 1.0494 | 0 | 0 | 0 | 0 | 0 | 0.00282 | 0.1485 | 31.6419 | 6.0261 | 228.977 | 0 | 0 | 0 | 0 | 7.7389 | 16.8722 | 0 | 16.2586 | -1.2786 | 0.6747 | 10.6845 | 0 | -1 | -4.2 | 10.8746 | 0 | 0 | 12.18 | 12.18 | 12.18 | 12.18 | 14.1628 | 49.7016 | 1.3368 | 0 | 0 | 0 | 0 | 0 | 0 | 0 | 0 | 0 | 0 | 0 | 0 | 0 | -50 | 0 | 0 | 0 | 7.036 | 0 | -376.6372 | 12.8081 | 1.7014 | 62.424 | 65.8971 | 62.0334 | 950.0621 | 23.1897 | 40.1406 | 1.1346 | 0.3248 | 0 | 13.847 | 3.48 | 29.422 | 873.4083 | 342.2934 | -433.9272 | 8.1227 | 4.06 | -2.09 | 9.6372 | 3.4473 | 2025-10-22 | 2025_10_22 Hr 05 | 65.7374 | 0 | -873.4083 | -411.6572 | 265.9064 | 773.3786 | 195.735 | 15.4013 | 34.6442 | 61.3287 | 115.3547 | 89.2229 | 22.8901 | 179.1062 | 176.4163 | 0 | 6.0261 | 31.6419 | 228.977 | 0 | 128.3211 | 0
2025_10_22 Hr 06 | 0 | 0 | 0 | 3.8139 | 3.8193 | 3.8193 | 3.8097 | 3.8139 | 3.8139 | 67.9993 | 0 | 0.08 | 78 | 0 | 89.5531 | 89.5531 | 176.4163 | 0 | 0 | 0.046 | 0.0275 | 1.0494 | 0 | 0 | 0 | 0 | 0 | 0.00282 | 0.1485 | 41.0457 | 6.0261 | 228.977 | 0 | 0 | 0 | 0 | 12.5776 | 30.1603 | 0 | 0.94757 | -19.3109 | 0.6747 | 10.6845 | 0 | -1 | -4.2 | 10.8746 | 0 | 0 | 18.2003 | 18.2003 | 18.2003 | 18.2003 | 21.1631 | 53.5977 | 1.3368 | 0 | 0 | 0 | 0 | 0 | 0 | 0 | 0 | 0 | 0 | 0 | 0 | 0 | -50 | 0 | 0 | 0 | 7.036 | 0 | -330.5126 | 12.8081 | 1.7014 | 64.2243 | 67.8938 | 62.0334 | 1027.998 | 25.3983 | 43.9637 | 1.1346 | 0.3248 | 0 | 13.847 | 3.48 | 29.422 | 969.3 | 347.4676 | -387.8026 | 8.1227 | 4.06 | -2.09 | 10.5551 | 3.7756 | 2025-10-22 | 2025_10_22 Hr 06 | 77.5131 | -3.18e-05 | -969.3 | -398.8759 | 337.9199 | 786.5794 | 193.6311 | 15.4013 | 34.6442 | 79.4556 | 161.9634 | 96.5009 | 22.8901 | 179.1062 | 176.4163 | 0 | 6.0261 | 41.0457 | 228.977 | 0 | 132.1181 | 0
2025_10_22 Hr 07 | 0 | 0 | 0 | 3.8139 | 3.8193 | 3.8193 | 3.8097 | 3.8139 | 3.8139 | 93.8524 | -14 | 0.08 | 72 | 0 | 89.5531 | 89.5531 | 173.7529 | 0 | 0 | 0.046 | 0.0275 | 1.0494 | 0 | 0 | 0 | 0 | 0 | 0.00282 | 0.1485 | 22.2411 | 6.0261 | 226.1846 | 0 | 0 | 0 | 0 | 20.6342 | 52.2852 | 0 | 30.3152 | 0 | 0.6747 | 10.6845 | 0 | -1 | -4.2 | 10.8746 | 0 | 0 | 28.2241 | 28.2241 | 28.2241 | 28.2241 | 32.8187 | 52.65 | 1.3368 | 0 | 0 | 0 | 0 | 0 | 0 | 0 | 0 | 0 | 0 | 0 | 0 | -75 | 0 | 0 | 0 | 0 | 7.036 | 0 | -288.4267 | 12.8081 | 1.7014 | 62.9821 | 66.5807 | 44.5368 | 1108.969 | 29.0758 | 50.3293 | 1.1346 | 0.3248 | 0 | 13.847 | 3.48 | 29.422 | 1089.708 | 335.1413 | -384.7167 | 8.1227 | 4.06 | -2.09 | 12.0834 | 4.3223 | 2025-10-22 | 2025_10_22 Hr 07 | 61.3697 | 0.000256 | -1089.708 | -333.1115 | 443.8237 | 759.7638 | 169.1868 | 15.4013 | 34.6442 | 109.6371 | 239.5676 | 94.619 | 22.8901 | 179.1062 | 173.7529 | 0 | 6.0261 | 22.2411 | 226.1846 | 0 | 129.5628 | 0
2025_10_22 Hr 08 | 0 | 0 | 0 | 3.8139 | 3.8193 | 3.8193 | 3.8097 | 3.8139 | 3.8139 | 95.6757 | -14 | 0.08 | 41 | 0 | 89.5531 | 89.5531 | 173.7529 | 0 | 0 | 0.046 | 0.0275 | 1.0494 | 0 | 0 | 0 | 0 | 0 | 0.00282 | 0.1485 | 31.6423 | 6.0261 | 226.1846 | 0 | 0 | 0 | 0 | 21.2024 | 53.8456 | 0 | 1.7995 | -19.7875 | 0.6747 | 10.6845 | 0 | -1 | -4.2 | 10.8746 | 0 | 0 | 28.9311 | 28.9311 | 28.9311 | 28.9311 | 33.6408 | 48.6486 | 1.3368 | 0 | 0 | 0 | 0 | 0 | 0 | 0 | 0 | 0 | 0 | 0 | 0 | -75 | 0 | 0 | 0 | 0 | 7.036 | 0 | -174.5757 | 12.8081 | 1.7014 | 62.9821 | 66.5807 | 66.516 | 1125.972 | 29.3352 | 50.7783 | 1.1346 | 0.3248 | 0 | 13.847 | 3.48 | 29.422 | 1160.092 | 322.9738 | -270.8657 | 8.1227 | 4.06 | -2.09 | 12.1912 | 4.3609 | 2025-10-22 | 2025_10_22 Hr 08 | 61.0692 | -0.000422 | -1160.092 | -267.5637 | 452.2801 | 769.165 | 156.1646 | 15.4013 | 34.6442 | 111.7657 | 245.0408 | 95.4736 | 22.8901 | 179.1062 | 173.7529 | 0 | 6.0261 | 31.6423 | 226.1846 | 0 | 129.5628 | 0
2025_10_22 Hr 09 | 10.3696 | 0.00018 | 0.005076 | 3.8139 | 3.8193 | 3.8193 | 3.8097 | 3.8139 | 3.8139 | 92.2785 | -14 | 0.08 | 28 | 0 | 89.5531 | 89.5531 | 173.7529 | 0 | 0 | 0.046 | 0.0275 | 1.0494 | 0 | 0 | 0 | 0 | 0 | 0.00282 | 0.1485 | 41.0411 | 6.0261 | 226.1846 | 0 | 0 | 0 | 0 | 20.1438 | 50.9383 | 0 | 0 | -19.3828 | 0.6747 | 10.6845 | 0 | -1 | -4.2 | 10.8746 | 0 | 0 | 27.6139 | 27.6139 | 27.6139 | 27.6139 | 32.1092 | 44.6472 | 1.3368 | 0 | 0 | 0 | 0 | 0 | 0 | 0 | 0 | 0 | 0 | 0 | 0 | -75 | 0 | 0 | 0 | 0 | 7.036 | 0 | -114.3772 | 12.8081 | 1.7014 | 62.9821 | 66.5807 | 50.4654 | 1121.212 | 28.8519 | 49.9418 | 1.1346 | 0.3248 | -10.3696 | 13.847 | 3.48 | 29.422 | 1179.492 | 298.6992 | -221.0368 | 8.1227 | 4.06 | -2.09 | 11.9904 | 4.289 | 2025-10-22 | 2025_10_22 Hr 09 | 64.2331 | -0.000439 | -1179.492 | -208.76 | 436.5244 | 778.5638 | 123.1179 | 15.4013 | 34.6442 | 107.7998 | 234.8433 | 93.8813 | 22.8901 | 179.1062 | 173.7529 | 0 | 6.0261 | 41.0411 | 226.1846 | 0 | 129.5628 | 0
2025_10_22 Hr 10 | 17.381 | 0.00078 | 0.021996 | 3.8139 | 3.8193 | 3.8193 | 3.8097 | 3.8139 | 3.8139 | 86.655 | -14 | 0.08 | 14 | 0 | 89.5531 | 89.5531 | 173.7529 | 0 | 0 | 0.046 | 0.0275 | 1.0494 | 0 | 0 | 0 | 0 | 0 | 0.00282 | 0.1485 | 45.2808 | 6.0261 | 226.1846 | 0 | 0 | 0 | 0 | 18.3913 | 46.1257 | 0 | 0 | -17.5806 | 0.6747 | 10.6845 | 0 | -1 | -4.2 | 10.8746 | 0 | 0 | 25.4335 | 25.4335 | 25.4335 | 25.4335 | 29.5739 | 44.6472 | 1.3368 | 0 | 0 | 0 | 0 | 0 | 0 | 0 | 0 | 0 | 0 | 0 | 0 | -75 | 0 | 0 | 0 | 0 | 7.036 | 0 | -59.7355 | 12.8081 | 1.7014 | 62.9821 | 66.5807 | 40.0542 | 1102.023 | 28.052 | 48.5572 | 1.1346 | 0.3248 | -17.381 | 13.847 | 3.48 | 29.422 | 1189.7 | 278.6641 | -173.4065 | 8.1227 | 4.06 | -2.09 | 11.658 | 4.1701 | 2025-10-22 | 2025_10_22 Hr 10 | 64.6004 | -8.3e-05 | -1189.7 | -152.3161 | 410.4429 | 782.8035 | 98.7242 | 15.4013 | 34.6442 | 101.2347 | 217.9629 | 91.2454 | 22.8901 | 179.1062 | 173.7529 | 0 | 6.0261 | 45.2808 | 226.1846 | 0 | 129.5628 | 0
2025_10_22 Hr 11 | 17.5684 | 0.002055 | 0.057951 | 3.8139 | 3.8193 | 3.8193 | 3.8097 | 3.8139 | 3.8139 | 83.6608 | -14 | 0.08 | 9 | 0 | 89.5531 | 89.5531 | 173.7529 | 0 | 0 | 0.046 | 0.0275 | 1.0494 | 0 | 0 | 0 | 0 | 0 | 0.00282 | 0.1485 | 45.3461 | 6.0261 | 226.1846 | 0 | 0 | 0 | 0 | 17.4582 | 43.5633 | 0 | 5.986 | -0.38282 | 0.6747 | 10.6845 | 0 | -1 | -4.2 | 10.8746 | 0 | 0 | 24.2726 | 24.2726 | 24.2726 | 24.2726 | 28.224 | 49.7016 | 1.3368 | 0 | 0 | 0 | 0 | 0 | 0 | 0 | 0 | 0 | 0 | 0 | 0 | -75 | 0 | 0 | 0 | 0 | 7.036 | 0 | -58.6667 | 12.8081 | 1.7014 | 62.9821 | 66.5807 | 31.5228 | 1089.641 | 27.6261 | 47.82 | 1.1346 | 0.3248 | -17.5684 | 13.847 | 3.48 | 29.422 | 1191.692 | 268.9723 | -172.5251 | 8.1227 | 4.06 | -2.09 | 11.481 | 4.1068 | 2025-10-22 | 2025_10_22 Hr 11 | 72.8734 | -0.0004172 | -1191.692 | -128.0636 | 396.5565 | 782.8688 | 90.2844 | 15.4013 | 34.6442 | 97.7392 | 208.9753 | 89.8419 | 22.8901 | 179.1062 | 173.7529 | 0 | 6.0261 | 45.3461 | 226.1846 | 0 | 129.5628 | 0
2025_10_22 Hr 12 | 16.0593 | 0.00345 | 0.09729 | 3.8139 | 3.8193 | 3.8193 | 3.8097 | 3.8139 | 3.8139 | 83.277 | -14 | 0.08 | 11 | 0 | 89.5531 | 89.5531 | 173.7529 | 0 | 0 | 0.046 | 0.0275 | 1.0494 | 0 | 0 | 0 | 0 | 0 | 0.00282 | 0.1485 | 45.3461 | 6.0261 | 226.1846 | 0 | 0 | 0 | 0 | 17.3386 | 43.2348 | 0 | 7.6025 | -3.5242 | 0.6747 | 10.6845 | 0 | -1 | -4.2 | 10.8746 | 0 | 0 | 24.1238 | 24.1238 | 24.1238 | 24.1238 | 28.0509 | 54.6507 | 1.3368 | 0 | 0 | 0 | 0 | 0 | 0 | 0 | 0 | 0 | 0 | 0 | 0 | -75 | 0 | 0 | 0 | 0 | 7.036 | 0 | -67.5748 | 12.8081 | 1.7014 | 62.9821 | 66.5807 | 42.9462 | 1088.08 | 27.5715 | 47.7254 | 1.1346 | 0.3248 | -16.0593 | 13.847 | 3.48 | 29.422 | 1197.892 | 285.6572 | -179.9241 | 8.1227 | 4.06 | -2.09 | 11.4583 | 4.0987 | 2025-10-22 | 2025_10_22 Hr 12 | 65.9695 | -0.000406 | -1197.892 | -138.4965 | 394.7762 | 782.8688 | 108.6976 | 15.4013 | 34.6442 | 97.2911 | 207.823 | 89.662 | 22.8901 | 179.1062 | 173.7529 | 0 | 6.0261 | 45.3461 | 226.1846 | 0 | 129.5628 | 0
2025_10_22 Hr 13 | 15.5402 | 0.00381 | 0.10744 | 3.8139 | 3.8193 | 3.8193 | 3.8097 | 3.8139 | 3.8139 | 78.8434 | -14 | 0.08 | 19 | 0 | 89.5531 | 89.5531 | 173.7529 | 0 | 0 | 0.046 | 0.0275 | 1.0494 | 0 | 0 | 0 | 0 | 0 | 0.00282 | 0.1485 | 45.2808 | 6.0261 | 226.1846 | 0 | 0 | 0 | 0 | 15.957 | 39.4406 | 0 | 1.639 | -0.32007 | 0.6747 | 10.6845 | 0 | -1 | -4.2 | 10.8746 | 0 | 0 | 22.4048 | 22.4048 | 22.4048 | 22.4048 | 26.0521 | 64.5489 | 1.3368 | 0 | 0 | 0 | 0 | 0 | 0 | 0 | 0 | 0 | 0 | 0 | 0 | -75 | 0 | 0 | 0 | 0 | 7.036 | 0 | -115.5316 | 12.8081 | 1.7014 | 62.9821 | 66.5807 | 52.4898 | 1069.541 | 26.9409 | 46.6338 | 1.1346 | 0.3248 | -15.5402 | 13.847 | 3.48 | 29.422 | 1154 | 310.5021 | -227.3618 | 8.1227 | 4.06 | -2.09 | 11.1962 | 4.005 | 2025-10-22 | 2025_10_22 Hr 13 | 64.4069 | -9.01e-05 | -1154 | -189.2126 | 374.2136 | 782.8035 | 136.15 | 15.4013 | 34.6442 | 92.1152 | 194.5145 | 87.5839 | 22.8901 | 179.1062 | 173.7529 | 0 | 6.0261 | 45.2808 | 226.1846 | 0 | 129.5628 | 0
2025_10_22 Hr 14 | 13.9914 | 0.00834 | 0.23519 | 3.8139 | 3.8193 | 3.8193 | 3.8097 | 3.8139 | 3.8139 | 74.3906 | -14 | 0.08 | 21 | 0 | 89.5531 | 89.5531 | 173.7529 | 0 | 0 | 0.046 | 0.0275 | 1.0494 | 0 | 0 | 0 | 0 | 0 | 0.00282 | 0.1485 | 45.3461 | 6.0261 | 226.1846 | 0 | 0 | 0 | 0 | 14.5693 | 35.6299 | 0 | 16.3507 | 0 | 0.6747 | 10.6845 | 0 | -1 | -4.2 | 10.8746 | 0 | 0 | 20.6783 | 20.6783 | 20.6783 | 20.6783 | 24.0446 | 65.6019 | 1.3368 | 0 | 0 | 0 | 0 | 0 | 0 | 0 | 0 | 0 | 0 | 0 | 0 | -75 | 0 | 0 | 0 | 0 | 7.036 | 0 | -131.5111 | 12.8081 | 1.7014 | 62.9821 | 66.5807 | 56.5386 | 1051.169 | 26.3075 | 45.5374 | 1.1346 | 0.3248 | -13.9914 | 13.847 | 3.48 | 29.422 | 1139.7 | 313.9724 | -241.7925 | 8.1227 | 4.06 | -2.09 | 10.9329 | 3.9108 | 2025-10-22 | 2025_10_22 Hr 14 | 64.6824 | -0.000121 | -1139.7 | -190.1604 | 353.562 | 782.8688 | 143.384 | 15.4013 | 34.6442 | 86.9169 | 181.1484 | 85.4967 | 22.8901 | 179.1062 | 173.7529 | 0 | 6.0261 | 45.3461 | 226.1846 | 0 | 129.5628 | 0
2025_10_22 Hr 15 | 11.9184 | 0.008085 | 0.228 | 3.8139 | 3.8193 | 3.8193 | 3.8097 | 3.8139 | 3.8139 | 72.4329 | -14 | 0.08 | 25 | 0 | 89.5531 | 89.5531 | 173.7529 | 0 | 0 | 0.046 | 0.0275 | 1.0494 | 0 | 0 | 0 | 0 | 0 | 0.00282 | 0.1485 | 45.3461 | 6.0261 | 226.1846 | 0 | 0 | 0 | 0 | 13.9593 | 33.9545 | 0 | 0 | -14.6997 | 0.6747 | 10.6845 | 0 | -1 | -4.2 | 10.8746 | 0 | 0 | 19.9193 | 19.9193 | 19.9193 | 19.9193 | 23.1619 | 61.6005 | 1.3368 | 0 | 0 | 0 | 0 | 0 | 0 | 0 | 0 | 0 | 0 | 0 | 0 | -75 | 0 | 0 | 0 | 0 | 7.036 | 0 | -99.6528 | 12.8081 | 1.7014 | 62.9821 | 66.5807 | 72.0108 | 1043 | 26.029 | 45.0554 | 1.1346 | 0.3248 | -11.9184 | 13.847 | 3.48 | 29.422 | 1146.892 | 326.4525 | -207.8613 | 8.1227 | 4.06 | -2.09 | 10.8172 | 3.8694 | 2025-10-22 | 2025_10_22 Hr 15 | 67.6794 | -0.000414 | -1146.892 | -189.3525 | 344.4824 | 782.8688 | 158.8474 | 15.4013 | 34.6442 | 84.6315 | 175.2719 | 84.5791 | 22.8901 | 179.1062 | 173.7529 | 0 | 6.0261 | 45.3461 | 226.1846 | 0 | 129.5628 | 0
2025_10_22 Hr 16 | 11.9201 | 0.004905 | 0.13832 | 3.8139 | 3.8193 | 3.8193 | 3.8097 | 3.8139 | 3.8139 | 72.9703 | -14 | 0.08 | 19 | 0 | 89.5531 | 89.5531 | 173.7529 | 0 | 0 | 0.046 | 0.0275 | 1.0494 | 0 | 0 | 0 | 0 | 0 | 0.00282 | 0.1485 | 45.3461 | 6.0261 | 226.1846 | 0 | 0 | 0 | 0 | 14.1267 | 34.4144 | 0 | 2.3073 | -0.60781 | 0.6747 | 10.6845 | 0 | -1 | -4.2 | 10.8746 | 0 | 0 | 20.1276 | 20.1276 | 20.1276 | 20.1276 | 23.4042 | 68.5503 | 1.3368 | 0 | 0 | 0 | 0 | 0 | 0 | 0 | 0 | 0 | 0 | 0 | 0 | -75 | 0 | 0 | 0 | 0 | 7.036 | 0 | -141.1303 | 12.8081 | 1.7014 | 62.9821 | 66.5807 | 54.948 | 1045.151 | 26.1054 | 45.1877 | 1.1346 | 0.3248 | -11.9201 | 13.847 | 3.48 | 29.422 | 1108.1 | 310.5898 | -249.3404 | 8.1227 | 4.06 | -2.09 | 10.849 | 3.8808 | 2025-10-22 | 2025_10_22 Hr 16 | 80.0011 | -0.0001118 | -1108.1 | -214.4308 | 346.9748 | 782.8688 | 142.6415 | 15.4013 | 34.6442 | 85.2588 | 176.885 | 84.831 | 22.8901 | 179.1062 | 173.7529 | 0 | 6.0261 | 45.3461 | 226.1846 | 0 | 129.5628 | 0
2025_10_22 Hr 17 | 12.4425 | 0.00267 | 0.075294 | 3.8139 | 3.8193 | 3.8193 | 3.8097 | 3.8139 | 3.8139 | 72.8359 | -14 | 0.08 | 24 | 0 | 89.5531 | 89.5531 | 173.7529 | 0 | 0 | 0.046 | 0.0275 | 1.0494 | 0 | 0 | 0 | 0 | 0 | 0.00282 | 0.1485 | 45.3461 | 6.0261 | 226.1846 | 0 | 0 | 0 | 0 | 14.0848 | 34.2994 | 0 | 8.2419 | -0.82728 | 0.6747 | 10.6845 | 0 | -1 | -4.2 | 10.8746 | 0 | 0 | 20.0755 | 20.0755 | 20.0755 | 20.0755 | 23.3437 | 54.6507 | 1.3368 | 0 | 0 | 0 | 0 | 0 | 0 | 0 | 0 | 0 | 0 | 0 | 0 | -75 | 0 | 0 | 0 | 0 | 7.036 | 0 | -119.9574 | 12.8081 | 1.7014 | 62.9821 | 66.5807 | 54.948 | 1044.528 | 26.0863 | 45.1546 | 1.1346 | 0.3248 | -12.4425 | 13.847 | 3.48 | 29.422 | 1125.4 | 302.1474 | -228.6899 | 8.1227 | 4.06 | -2.09 | 10.841 | 3.8779 | 2025-10-22 | 2025_10_22 Hr 17 | 103.8777 | -0.0001058 | -1125.4 | -187.5428 | 346.3517 | 782.8688 | 133.6767 | 15.4013 | 34.6442 | 85.102 | 176.4817 | 84.768 | 22.8901 | 179.1062 | 173.7529 | 0 | 6.0261 | 45.3461 | 226.1846 | 0 | 129.5628 | 0
2025_10_22 Hr 18 | 1.0331 | 0.002535 | 0.071487 | 3.8139 | 3.8193 | 3.8193 | 3.8097 | 3.8139 | 3.8139 | 85.7721 | -14 | 0.08 | 79 | 0 | 89.5531 | 89.5531 | 173.7529 | 0 | 0 | 0.046 | 0.0275 | 1.0494 | 0 | 0 | 0 | 0 | 0 | 0.00282 | 0.1485 | 45.3461 | 6.0261 | 226.1846 | 0 | 0 | 0 | 0 | 18.1161 | 45.3701 | 0 | 2.0994 | -1.0314 | 0.6747 | 10.6845 | 0 | -1 | -4.2 | 10.8746 | 0 | 0 | 25.0912 | 25.0912 | 25.0912 | 25.0912 | 29.1758 | 50.6493 | 1.3368 | 0 | 0 | 0 | 0 | 0 | 0 | 0 | 0 | 0 | 0 | 0 | 0 | -75 | 0 | 0 | 0 | 0 | 7.036 | 0 | -181.6545 | 12.8081 | 1.7014 | 62.9821 | 66.5807 | 60.009 | 1098.457 | 27.9264 | 48.3398 | 1.1346 | 0.3248 | -1.0331 | 13.847 | 3.48 | 29.422 | 1173.408 | 352.861 | -278.9776 | 8.1227 | 4.06 | -2.09 | 11.6058 | 4.1515 | 2025-10-22 | 2025_10_22 Hr 18 | 106.5992 | 0.000263 | -1173.408 | -255.5865 | 406.3482 | 782.8688 | 189.7323 | 15.4013 | 34.6442 | 100.204 | 215.3127 | 90.8315 | 22.8901 | 179.1062 | 173.7529 | 0 | 6.0261 | 45.3461 | 226.1846 | 0 | 129.5628 | 0
2025_10_22 Hr 19 | 0 | 0.001125 | 0.031725 | 3.8139 | 3.8193 | 3.8193 | 3.8097 | 3.8139 | 3.8139 | 93.4685 | -14 | 0.08 | 91 | 0 | 89.5531 | 89.5531 | 173.7529 | 0 | 0 | 0.046 | 0.0275 | 1.0494 | 0 | 0 | 0 | 0 | 0 | 0.00282 | 0.1485 | 45.3461 | 6.0261 | 226.1846 | 0 | 0 | 0 | 0 | 20.5146 | 51.9567 | 0 | 0 | -20.8863 | 0.6747 | 10.6845 | 0 | -1 | -4.2 | 10.8746 | 0 | 0 | 28.0753 | 28.0753 | 28.0753 | 28.0753 | 32.6457 | 61.6005 | 1.3368 | 0 | 0 | 0 | 0 | 0 | 0 | 0 | 0 | 0 | 0 | 0 | 0 | -75 | 0 | 0 | 0 | 0 | 7.036 | 0 | -221.7452 | 12.8081 | 1.7014 | 62.9821 | 66.5807 | 68.5404 | 1130.505 | 29.0212 | 50.2348 | 1.1346 | 0.3248 | 0 | 13.847 | 3.48 | 29.422 | 1178.5 | 386.9166 | -318.0352 | 8.1227 | 4.06 | -2.09 | 12.0607 | 4.3142 | 2025-10-22 | 2025_10_22 Hr 19 | 107.2253 | -0.000112 | -1178.5 | -317.6315 | 442.0433 | 782.8688 | 221.1738 | 15.4013 | 34.6442 | 109.189 | 238.4153 | 94.4391 | 22.8901 | 179.1062 | 173.7529 | 0 | 6.0261 | 45.3461 | 226.1846 | 0 | 129.5628 | 0
2025_10_22 Hr 20 | 0 | 0.000405 | 0.011421 | 3.8139 | 3.8193 | 3.8193 | 3.8097 | 3.8139 | 3.8139 | 95.1767 | -14 | 0.08 | 93 | 0 | 89.5531 | 89.5531 | 173.7529 | 0 | 0 | 0.046 | 0.0275 | 1.0494 | 0 | 0 | 0 | 0 | 0 | 0.00282 | 0.1485 | 45.3461 | 6.0261 | 226.1846 | 0 | 0 | 0 | 0 | 21.0469 | 53.4185 | 0 | 0 | -6.6845 | 0.6747 | 10.6845 | 0 | -1 | -4.2 | 10.8746 | 0 | 0 | 28.7376 | 28.7376 | 28.7376 | 28.7376 | 33.4158 | 58.6521 | 1.3368 | 0 | 0 | 0 | 0 | 0 | 0 | 0 | 0 | 0 | 0 | 0 | 0 | -75 | 0 | 0 | 0 | 0 | 7.036 | 0 | -253.7807 | 12.8081 | 1.7014 | 62.9821 | 66.5807 | 61.0212 | 1137.606 | 29.2642 | 50.6554 | 1.1346 | 0.3248 | 0 | 13.847 | 3.48 | 29.422 | 1160.1 | 379.249 | -350.0707 | 8.1227 | 4.06 | -2.09 | 12.1617 | 4.3503 | 2025-10-22 | 2025_10_22 Hr 20 | 94.8619 | -9.9e-05 | -1160.1 | -335.4652 | 449.9657 | 782.8688 | 212.6851 | 15.4013 | 34.6442 | 111.1831 | 243.5429 | 95.2397 | 22.8901 | 179.1062 | 173.7529 | 0 | 6.0261 | 45.3461 | 226.1846 | 0 | 129.5628 | 0
2025_10_22 Hr 21 | 0 | 0 | 0 | 3.8139 | 3.8193 | 3.8193 | 3.8097 | 3.8139 | 3.8139 | 88.7854 | -14 | 0.08 | 95 | 0 | 89.5531 | 89.5531 | 173.7529 | 0 | 0 | 0.046 | 0.0275 | 1.0494 | 0 | 0 | 0 | 0 | 0 | 0.00282 | 0.1485 | 45.3461 | 6.0261 | 226.1846 | 0 | 0 | 0 | 0 | 19.0552 | 47.9489 | 0 | 0.1403 | -9.8912 | 0.6747 | 10.6845 | 0 | -1 | -4.2 | 10.8746 | 0 | 0 | 26.2595 | 26.2595 | 26.2595 | 26.2595 | 30.5343 | 57.5991 | 1.3368 | 0 | 0 | 0 | 0 | 0 | 0 | 0 | 0 | 0 | 0 | 0 | 0 | -75 | 0 | 0 | 0 | 0 | 7.036 | 0 | -279.5182 | 12.8081 | 1.7014 | 62.9821 | 66.5807 | 68.5404 | 1110.948 | 28.355 | 49.0817 | 1.1346 | 0.3248 | 0 | 13.847 | 3.48 | 29.422 | 1110.108 | 384.719 | -375.8082 | 8.1227 | 4.06 | -2.09 | 11.7839 | 4.2152 | 2025-10-22 | 2025_10_22 Hr 21 | 77.4144 | 0.0002375 | -1110.108 | -364.2691 | 420.3236 | 782.8688 | 221.1395 | 15.4013 | 34.6442 | 103.7218 | 224.3579 | 92.244 | 22.8901 | 179.1062 | 173.7529 | 0 | 6.0261 | 45.3461 | 226.1846 | 0 | 129.5628 | 0
2025_10_22 Hr 22 | 0 | 0 | 0 | 3.8139 | 3.8193 | 3.8193 | 3.8097 | 3.8139 | 3.8139 | 81.7223 | -14 | 0.08 | 95 | 0 | 89.5531 | 89.5531 | 173.7529 | 0 | 0 | 0.046 | 0.0275 | 1.0494 | 0 | 0 | 0 | 0 | 0 | 0.00282 | 0.1485 | 45.3461 | 6.0261 | 226.1846 | 0 | 0 | 0 | 0 | 16.8541 | 41.9044 | 0 | 2.4796 | -0.66326 | 0.6747 | 10.6845 | 0 | -1 | -4.2 | 10.8746 | 0 | 0 | 23.521 | 23.521 | 23.521 | 23.521 | 27.35 | 56.6514 | 1.3368 | 0 | 0 | 0 | 0 | 0 | 0 | 0 | 0 | 0 | 0 | 0 | 0 | -75 | 0 | 0 | 0 | 0 | 7.036 | 0 | -308.8139 | 12.8081 | 1.7014 | 62.9821 | 66.5807 | 68.9742 | 1081.501 | 27.3504 | 47.3427 | 1.1346 | 0.3248 | 0 | 13.847 | 3.48 | 29.422 | 1059.108 | 380.8944 | -405.1039 | 8.1227 | 4.06 | -2.09 | 11.3664 | 4.0658 | 2025-10-22 | 2025_10_22 Hr 22 | 69.584 | 0.000247 | -1059.108 | -381.9975 | 387.5659 | 782.8688 | 220.6256 | 15.4013 | 34.6442 | 95.4762 | 203.1564 | 88.9333 | 22.8901 | 179.1062 | 173.7529 | 0 | 6.0261 | 45.3461 | 226.1846 | 0 | 129.5628 | 0
2025_10_22 Hr 23 | 0 | 0 | 0 | 3.8139 | 3.8193 | 3.8193 | 3.8097 | 3.8139 | 3.8139 | 68.5367 | 0 | 0.08 | 95 | 0 | 89.5531 | 89.5531 | 176.4163 | 0 | 0 | 0.046 | 0.0275 | 1.0494 | 0 | 0 | 0 | 0 | 0 | 0.00282 | 0.1485 | 45.3461 | 6.0261 | 228.977 | 0 | 0 | 0 | 0 | 12.7451 | 30.6202 | 0 | 0 | -7.3099 | 0.6747 | 10.6845 | 0 | -1 | -4.2 | 10.8746 | 0 | 0 | 18.4086 | 18.4086 | 18.4086 | 18.4086 | 21.4054 | 56.6514 | 1.3368 | 0 | 0 | 0 | 0 | 0 | 0 | 0 | 0 | 0 | 0 | 0 | 0 | 0 | -50 | 0 | 0 | 0 | 7.036 | 0 | -356.3687 | 12.8081 | 1.7014 | 64.2243 | 67.8938 | 75.4812 | 1034.539 | 25.4748 | 44.0961 | 1.1346 | 0.3248 | 0 | 13.847 | 3.48 | 29.422 | 994.7917 | 381.2209 | -413.6587 | 8.1227 | 4.06 | -2.09 | 10.5869 | 3.787 | 2025-10-22 | 2025_10_22 Hr 23 | 71.455 | -4.6e-05 | -994.7917 | -413.6786 | 340.4123 | 790.8799 | 227.1326 | 15.4013 | 34.6442 | 80.0829 | 163.5765 | 96.7528 | 22.8901 | 179.1062 | 176.4163 | 0 | 6.0261 | 45.3461 | 228.977 | 0 | 132.1181 | 0
2025_10_22 Hr 24 | 0 | 0 | 0 | 3.8139 | 3.8193 | 3.8193 | 3.8097 | 3.8139 | 3.8139 | 58.23 | 0 | 0.08 | 94 | 0 | 89.5531 | 89.5531 | 176.4163 | 0 | 0 | 0.046 | 0.0275 | 1.0494 | 0 | 0 | 0 | 0 | 0 | 0.00282 | 0.1485 | 44.9544 | 6.0261 | 228.977 | 0 | 0 | 0 | 0 | 9.5332 | 21.7998 | 0 | 0 | -31.0998 | 0.6747 | 10.6845 | 0 | -1 | -4.2 | 10.8746 | 0 | 0 | 14.4125 | 14.4125 | 14.4125 | 14.4125 | 16.7587 | 56.6514 | 1.3368 | 0 | 0 | 0 | 0 | 0 | 0 | 0 | 0 | 0 | 0 | 0 | 0 | 0 | -50 | 0 | 0 | 0 | 7.036 | 0 | -350.2949 | 12.8081 | 1.7014 | 64.2243 | 67.8938 | 70.9986 | 991.1774 | 24.0087 | 41.5583 | 1.1346 | 0.3248 | 0 | 13.847 | 3.48 | 29.422 | 923.4 | 370.9073 | -407.5849 | 8.1227 | 4.06 | -2.09 | 9.9776 | 3.5691 | 2025-10-22 | 2025_10_22 Hr 24 | 63.2314 | -6e-06 | -923.4 | -431.3947 | 292.611 | 790.4882 | 221.65 | 15.4013 | 34.6442 | 68.0507 | 132.6385 | 91.9218 | 22.8901 | 179.1062 | 176.4163 | 0 | 6.0261 | 44.9544 | 228.977 | 0 | 132.1181 | 0
2025_10_23 Hr 01 | 0 | 0 | 0 | 0 | 0 | 0 | 0 | 0 | 0 | 51.632 | 0 | 0.08 | 89 | 0 | 89.5531 | 89.5531 | 176.4163 | 0 | 0 | 0.046 | 0.0275 | 1.0494 | 0 | 0 | 0 | 0 | 0 | 0.00282 | 0.1485 | 14.5764 | 6.0261 | 228.977 | 0 | 0 | 0 | 0 | 6.7996 | 14.2666 | 0 | 7.061 | 0 | 0.6747 | 10.7612 | 0.06 | -1 | -4.2 | 10.9899 | 0 | 0 | 11.4561 | 11.4561 | 11.4561 | 11.4561 | 13.3211 | 58.6521 | 1.3368 | 0 | 0 | 0 | 0 | 0 | 0 | 0 | 0 | 0 | 0 | 0 | 0 | 0 | -50 | 0 | 0 | 0 | 7.1338 | 0 | -321.4359 | 13.286 | 1.7014 | 64.2243 | 67.8938 | 65.5038 | 906.1005 | 23.604 | 40.8378 | 1.1346 | 0.3248 | 0 | 13.847 | 3.48 | 29.422 | 895.96 | 361.5244 | -378.7259 | 8.1518 | 4.06 | -2.09 | 9.8 | 3.5052 | 2025-10-23 | 2025_10_23 Hr 01 | 59.8296 | 1.4e-05 | -895.96 | -364.3749 | 259.9134 | 737.2201 | 213.1559 | 15.4013 | 34.6442 | 58.1029 | 110.7776 | 91.033 | 0 | 179.1062 | 176.4163 | 0 | 6.0261 | 14.5764 | 228.977 | 0 | 132.1181 | 0
2025_10_23 Hr 02 | 0 | 0 | 0 | 0 | 0 | 0 | 0 | 0 | 0 | 48.8647 | 0 | 0.08 | 91 | 0 | 89.5531 | 89.5531 | 176.4163 | 0 | 0 | 0.046 | 0.0275 | 1.0494 | 0 | 0 | 0 | 0 | 0 | 0.00282 | 0.1485 | 14.9975 | 6.0261 | 228.977 | 0 | 0 | 0 | 0 | 5.9713 | 11.9931 | 0 | 35.3792 | 0 | 0.6747 | 10.7612 | 0.06 | -1 | -4.2 | 10.9899 | 0 | 0 | 10.3852 | 10.3852 | 10.3852 | 10.3852 | 12.0758 | 56.6514 | 1.3368 | 0 | 0 | 0 | 0 | 0 | 0 | 0 | 0 | 0 | 0 | 0 | 0 | 0 | -50 | 0 | 0 | 0 | 7.1338 | 0 | -346.2954 | 13.286 | 1.7014 | 64.2243 | 67.8938 | 60.009 | 895.1235 | 23.2135 | 40.1622 | 1.1346 | 0.3248 | 0 | 13.847 | 3.48 | 29.422 | 881.66 | 354.7427 | -403.5854 | 8.1518 | 4.06 | -2.09 | 9.6379 | 3.4472 | 2025-10-23 | 2025_10_23 Hr 02 | 57.157 | -2e-06 | -881.66 | -360.9162 | 247.229 | 737.6412 | 207.6604 | 15.4013 | 34.6442 | 55.0011 | 102.4812 | 89.7468 | 0 | 179.1062 | 176.4163 | 0 | 6.0261 | 14.9975 | 228.977 | 0 | 132.1181 | 0
2025_10_23 Hr 03 | 0 | 0 | 0 | 0 | 0 | 0 | 0 | 0 | 0 | 47.5487 | 0 | 0.08 | 89 | 0 | 89.5531 | 89.5531 | 176.4163 | 0 | 0 | 0.046 | 0.0275 | 1.0494 | 0 | 0 | 0 | 0 | 0 | 0.00282 | 0.1485 | 22.2377 | 6.0261 | 228.977 | 0 | 0 | 0 | 0 | 5.5775 | 10.9119 | 0 | 0.22627 | -0.82676 | 0.6747 | 10.7612 | 0.06 | -1 | -4.2 | 10.9899 | 0 | 0 | 9.8759 | 9.8759 | 9.8759 | 9.8759 | 11.4836 | 50.6493 | 1.3368 | 0 | 0 | 0 | 0 | 0 | 0 | 0 | 0 | 0 | 0 | 0 | 0 | 0 | -50 | 0 | 0 | 0 | 7.1338 | 0 | -343.3184 | 13.286 | 1.7014 | 64.2243 | 67.8938 | 82.422 | 896.9436 | 23.0278 | 39.8409 | 1.1346 | 0.3248 | 0 | 13.847 | 3.48 | 29.422 | 864.2767 | 368.542 | -400.6084 | 8.1518 | 4.06 | -2.09 | 9.5608 | 3.4197 | 2025-10-23 | 2025_10_23 Hr 03 | 57.449 | -2.92e-05 | -864.2767 | -393.9189 | 241.1973 | 744.8814 | 222.0713 | 15.4013 | 34.6442 | 53.5261 | 98.536 | 89.1352 | 0 | 179.1062 | 176.4163 | 0 | 6.0261 | 22.2377 | 228.977 | 0 | 132.1181 | 0
2025_10_23 Hr 04 | 0 | 0 | 0 | 0 | 0 | 0 | 0 | 0 | 0 | 48.6131 | 0 | 0.08 | 75 | 0 | 89.5531 | 89.5531 | 176.4163 | 0 | 0 | 0.046 | 0.0275 | 1.0494 | 0 | 0 | 0 | 0 | 0 | 0.00282 | 0.1485 | 31.6427 | 6.0261 | 228.977 | 0 | 0 | 0 | 0 | 5.8961 | 11.7864 | 0 | 0.63563 | -3.5334 | 0.6747 | 10.7612 | 0.06 | -1 | -4.2 | 10.9899 | 0 | 0 | 10.2878 | 10.2878 | 10.2878 | 10.2878 | 11.9626 | 49.7016 | 1.3368 | 0 | 0 | 0 | 0 | 0 | 0 | 0 | 0 | 0 | 0 | 0 | 0 | 0 | -50 | 0 | 0 | 0 | 7.1338 | 0 | -313.6688 | 13.286 | 1.7014 | 64.2243 | 67.8938 | 64.9254 | 910.7325 | 23.178 | 40.1007 | 1.1346 | 0.3248 | 0 | 13.847 | 3.48 | 29.422 | 873.4683 | 336.5924 | -370.9588 | 8.1518 | 4.06 | -2.09 | 9.6231 | 3.442 | 2025-10-23 | 2025_10_23 Hr 04 | 67.7406 | 2.12e-05 | -873.4683 | -366.5665 | 246.0759 | 754.2864 | 189.627 | 15.4013 | 34.6442 | 54.7191 | 101.727 | 89.6298 | 0 | 179.1062 | 176.4163 | 0 | 6.0261 | 31.6427 | 228.977 | 0 | 132.1181 | 0
2025_10_23 Hr 05 | 0 | 0 | 0 | 3.8139 | 3.8193 | 3.8193 | 3.8097 | 3.8139 | 3.8139 | 58.7344 | 0 | 0.08 | 85 | 0 | 89.5531 | 89.5531 | 176.4163 | 0 | 0 | 0.046 | 0.0275 | 1.0494 | 0 | 0 | 0 | 0 | 0 | 0.00282 | 0.1485 | 41.0469 | 6.0261 | 228.977 | 0 | 0 | 0 | 0 | 8.9252 | 20.1015 | 0 | 6.3454 | -1.0854 | 0.6747 | 10.7612 | 0 | -1 | -4.2 | 10.9899 | 0 | 0 | 14.2046 | 14.2046 | 14.2046 | 14.2046 | 16.517 | 52.65 | 1.3368 | 0 | 0 | 0 | 0 | 0 | 0 | 0 | 0 | 0 | 0 | 0 | 0 | 0 | -50 | 0 | 0 | 0 | 7.1338 | 0 | -359.8776 | 13.286 | 1.7014 | 64.2243 | 67.8938 | 45.9828 | 984.7137 | 24.6061 | 42.5716 | 1.1346 | 0.3248 | 0 | 13.847 | 3.48 | 29.422 | 908.1083 | 335.3022 | -417.1676 | 8.1518 | 4.06 | -2.09 | 10.2161 | 3.654 | 2025-10-23 | 2025_10_23 Hr 05 | 73.0851 | 5.8e-05 | -908.1083 | -404.6176 | 292.467 | 786.5807 | 183.6328 | 15.4013 | 34.6442 | 66.0633 | 132.0697 | 94.3339 | 22.8901 | 179.1062 | 176.4163 | 0 | 6.0261 | 41.0469 | 228.977 | 0 | 132.1181 | 0
2025_10_23 Hr 06 | 0 | 0 | 0 | 3.8139 | 3.8193 | 3.8193 | 3.8097 | 3.8139 | 3.8139 | 73.7518 | 0 | 0.08 | 86 | 0 | 89.5531 | 89.5531 | 176.4163 | 0 | 0 | 0.046 | 0.0275 | 1.0494 | 0 | 0 | 0 | 0 | 0 | 0.00282 | 0.1485 | 43.52 | 6.0261 | 228.977 | 0 | 0 | 0 | 0 | 13.4196 | 32.439 | 0 | 1.5438 | -4.1183 | 0.6747 | 10.7612 | 0 | -1 | -4.2 | 10.9899 | 0 | 0 | 20.0161 | 20.0161 | 20.0161 | 20.0161 | 23.2745 | 49.7016 | 1.3368 | 0 | 0 | 0 | 0 | 0 | 0 | 0 | 0 | 0 | 0 | 0 | 0 | 0 | -50 | 0 | 0 | 0 | 7.1338 | 0 | -332.2505 | 13.286 | 1.7014 | 64.2243 | 67.8938 | 43.5246 | 1049.04 | 26.7251 | 46.2377 | 1.1346 | 0.3248 | 0 | 13.847 | 3.48 | 29.422 | 994.8 | 337.8752 | -389.5405 | 8.1518 | 4.06 | -2.09 | 11.0958 | 3.9687 | 2025-10-23 | 2025_10_23 Hr 06 | 69.1274 | 1e-05 | -994.8 | -384.825 | 361.2995 | 789.0537 | 179.2262 | 15.4013 | 34.6442 | 82.8953 | 177.0908 | 101.3135 | 22.8901 | 179.1062 | 176.4163 | 0 | 6.0261 | 43.52 | 228.977 | 0 | 132.1181 | 0
2025_10_23 Hr 07 | 0 | 0 | 0 | 3.8139 | 3.8193 | 3.8193 | 3.8097 | 3.8139 | 3.8139 | 97.5745 | -14 | 0.08 | 61 | 0 | 89.5531 | 89.5531 | 173.7529 | 0 | 0 | 0.046 | 0.0275 | 1.0494 | 0 | 0 | 0 | 0 | 0 | 0.00282 | 0.1485 | 44.6937 | 6.0261 | 226.1846 | 0 | 0 | 0 | 0 | 20.5493 | 52.0105 | 0 | 0 | -13.4483 | 0.6747 | 10.7612 | 0 | -1 | -4.2 | 10.9899 | 0 | 0 | 29.2351 | 29.2351 | 29.2351 | 29.2351 | 33.9943 | 45.7002 | 1.3368 | 0 | 0 | 0 | 0 | 0 | 0 | 0 | 0 | 0 | 0 | 0 | 0 | -75 | 0 | 0 | 0 | 0 | 7.1338 | 0 | -223.5682 | 13.286 | 1.7014 | 62.9821 | 66.5807 | 42.9462 | 1140.322 | 30.0866 | 52.0535 | 1.1346 | 0.3248 | 0 | 13.847 | 3.48 | 29.422 | 1126.383 | 319.3674 | -319.8582 | 8.1518 | 4.06 | -2.09 | 12.4915 | 4.4679 | 2025-10-23 | 2025_10_23 Hr 07 | 69.9849 | 0.000232 | -1126.383 | -312.0165 | 456.4914 | 782.2164 | 149.6464 | 15.4013 | 34.6442 | 109.5965 | 248.5094 | 98.3855 | 22.8901 | 179.1062 | 173.7529 | 0 | 6.0261 | 44.6937 | 226.1846 | 0 | 129.5628 | 0
2025_10_23 Hr 08 | 0 | 0 | 0 | 3.8139 | 3.8193 | 3.8193 | 3.8097 | 3.8139 | 3.8139 | 106.7862 | -14 | 0.08 | 48 | 0 | 89.5531 | 89.5531 | 173.7529 | 0 | 0 | 0.046 | 0.0275 | 1.0494 | 0 | 0 | 0 | 0 | 0 | 0.00282 | 0.1485 | 45.1502 | 6.0261 | 226.1846 | 0 | 0 | 0 | 0 | 23.3062 | 59.5784 | 0 | 0 | -27.866 | 0.6747 | 10.7612 | 0 | -1 | -4.2 | 10.9899 | 0 | 0 | 32.7999 | 32.7999 | 32.7999 | 32.7999 | 38.1394 | 42.7518 | 1.3368 | 0 | 0 | 0 | 0 | 0 | 0 | 0 | 0 | 0 | 0 | 0 | 0 | -75 | 0 | 0 | 0 | 0 | 7.1338 | 0 | -167.0302 | 13.286 | 1.7014 | 62.9821 | 66.5807 | 42.5124 | 1178.72 | 31.3864 | 54.3023 | 1.1346 | 0.3248 | 0 | 13.847 | 3.48 | 29.422 | 1194.8 | 307.2665 | -263.3202 | 8.1518 | 4.06 | -2.09 | 13.0311 | 4.6609 | 2025-10-23 | 2025_10_23 Hr 08 | 72.0302 | -0.000125 | -1194.8 | -269.8962 | 498.7134 | 782.6729 | 133.2642 | 15.4013 | 34.6442 | 119.9213 | 276.1253 | 102.6668 | 22.8901 | 179.1062 | 173.7529 | 0 | 6.0261 | 45.1502 | 226.1846 | 0 | 129.5628 | 0
2025_10_23 Hr 09 | 5.6881 | 0.000135 | 0.003807 | 3.8139 | 3.8193 | 3.8193 | 3.8097 | 3.8139 | 3.8139 | 103.2448 | -14 | 0.08 | 19 | 0 | 89.5531 | 89.5531 | 173.7529 | 0 | 0 | 0.046 | 0.0275 | 1.0494 | 0 | 0 | 0 | 0 | 0 | 0.00282 | 0.1485 | 45.3461 | 6.0261 | 226.1846 | 0 | 0 | 0 | 0 | 22.2463 | 56.6689 | 0 | 0 | -15.7361 | 0.6747 | 10.7612 | 0 | -1 | -4.2 | 10.9899 | 0 | 0 | 31.4294 | 31.4294 | 31.4294 | 31.4294 | 36.5459 | 42.7518 | 1.3368 | 0 | 0 | 0 | 0 | 0 | 0 | 0 | 0 | 0 | 0 | 0 | 0 | -75 | 0 | 0 | 0 | 0 | 7.1338 | 0 | -124.5082 | 13.286 | 1.7014 | 62.9821 | 66.5807 | 34.9932 | 1164.333 | 30.8867 | 53.4378 | 1.1346 | 0.3248 | -5.6881 | 13.847 | 3.48 | 29.422 | 1196.9 | 274.7896 | -226.4863 | 8.1518 | 4.06 | -2.09 | 12.8236 | 4.5867 | 2025-10-23 | 2025_10_23 Hr 09 | 71.8632 | -1.1e-05 | -1196.9 | -215.2443 | 482.4811 | 782.8688 | 96.7489 | 15.4013 | 34.6442 | 115.9519 | 265.5084 | 101.0208 | 22.8901 | 179.1062 | 173.7529 | 0 | 6.0261 | 45.3461 | 226.1846 | 0 | 129.5628 | 0
2025_10_23 Hr 10 | 9.3281 | 0.001245 | 0.035109 | 3.8139 | 3.8193 | 3.8193 | 3.8097 | 3.8139 | 3.8139 | 100.8644 | -14 | 0.08 | 6 | 0 | 89.5531 | 89.5531 | 173.7529 | 0 | 0 | 0.046 | 0.0275 | 1.0494 | 0 | 0 | 0 | 0 | 0 | 0.00282 | 0.1485 | 45.3461 | 6.0261 | 226.1846 | 0 | 0 | 0 | 0 | 21.5339 | 54.7133 | 0 | 0 | -22.3444 | 0.6747 | 10.7612 | 0 | -1 | -4.2 | 10.9899 | 0 | 0 | 30.5083 | 30.5083 | 30.5083 | 30.5083 | 35.4747 | 41.6988 | 1.3368 | 0 | 0 | 0 | 0 | 0 | 0 | 0 | 0 | 0 | 0 | 0 | 0 | -75 | 0 | 0 | 0 | 0 | 7.1338 | 0 | -93.9934 | 13.286 | 1.7014 | 62.9821 | 66.5807 | 37.0176 | 1154.56 | 30.5508 | 52.8567 | 1.1346 | 0.3248 | -9.3281 | 13.847 | 3.48 | 29.422 | 1197.9 | 265.2958 | -199.6115 | 8.1518 | 4.06 | -2.09 | 12.6842 | 4.5368 | 2025-10-23 | 2025_10_23 Hr 10 | 67.7977 | -9.7e-05 | -1197.9 | -191.3378 | 471.5707 | 782.8688 | 84.7528 | 15.4013 | 34.6442 | 113.284 | 258.3722 | 99.9145 | 22.8901 | 179.1062 | 173.7529 | 0 | 6.0261 | 45.3461 | 226.1846 | 0 | 129.5628 | 0
2025_10_23 Hr 11 | 9.3314 | 0.00309 | 0.087138 | 3.8139 | 3.8193 | 3.8193 | 3.8097 | 3.8139 | 3.8139 | 95.0781 | -14 | 0.08 | 7 | 0 | 89.5531 | 89.5531 | 173.7529 | 0 | 0 | 0.046 | 0.0275 | 1.0494 | 0 | 0 | 0 | 0 | 0 | 0.00282 | 0.1485 | 35.9469 | 6.0261 | 226.1846 | 0 | 0 | 0 | 0 | 19.8022 | 49.9596 | 0 | 0 | -25.6497 | 0.6747 | 10.7612 | 0 | -1 | -4.2 | 10.9899 | 0 | 0 | 28.269 | 28.269 | 28.269 | 28.269 | 32.871 | 37.6974 | 1.3368 | 0 | 0 | 0 | 0 | 0 | 0 | 0 | 0 | 0 | 0 | 0 | 0 | -75 | 0 | 0 | 0 | 0 | 7.1338 | 0 | -72.9126 | 13.286 | 1.7014 | 62.9821 | 66.5807 | 30.5106 | 1121.38 | 29.7343 | 51.444 | 1.1346 | 0.3248 | -9.3314 | 13.847 | 3.48 | 29.422 | 1170.3 | 253.1033 | -178.5341 | 8.1518 | 4.06 | -2.09 | 12.3452 | 4.4156 | 2025-10-23 | 2025_10_23 Hr 11 | 61.3364 | -0.00011 | -1170.3 | -173.5623 | 445.0489 | 773.4696 | 75.2982 | 15.4013 | 34.6442 | 106.7984 | 241.0252 | 97.2252 | 22.8901 | 179.1062 | 173.7529 | 0 | 6.0261 | 35.9469 | 226.1846 | 0 | 129.5628 | 0
2025_10_23 Hr 12 | 8.8207 | 0.00459 | 0.12944 | 3.8139 | 3.8193 | 3.8193 | 3.8097 | 3.8139 | 3.8139 | 90.0658 | -14 | 0.08 | 9 | 0 | 89.5531 | 89.5531 | 173.7529 | 0 | 0 | 0.046 | 0.0275 | 1.0494 | 0 | 0 | 0 | 0 | 0 | 0.00282 | 0.1485 | 41.0423 | 6.0261 | 226.1846 | 0 | 0 | 0 | 0 | 18.3021 | 45.8418 | 0 | 10.0348 | -16.5367 | 0.6747 | 10.7612 | 0 | -1 | -4.2 | 10.9899 | 0 | 0 | 26.3294 | 26.3294 | 26.3294 | 26.3294 | 30.6156 | 35.802 | 1.3368 | 0 | 0 | 0 | 0 | 0 | 0 | 0 | 0 | 0 | 0 | 0 | 0 | -75 | 0 | 0 | 0 | 0 | 7.1338 | 0 | -76.2645 | 13.286 | 1.7014 | 62.9821 | 66.5807 | 7.953 | 1105.874 | 29.0271 | 50.2204 | 1.1346 | 0.3248 | -8.8207 | 13.847 | 3.48 | 29.422 | 1145.808 | 227.8115 | -181.3752 | 8.1518 | 4.06 | -2.09 | 12.0516 | 4.3106 | 2025-10-23 | 2025_10_23 Hr 12 | 71.3373 | 0.000252 | -1145.808 | -157.7664 | 422.0751 | 778.565 | 52.889 | 15.4013 | 34.6442 | 101.1806 | 225.9989 | 94.8957 | 22.8901 | 179.1062 | 173.7529 | 0 | 6.0261 | 41.0423 | 226.1846 | 0 | 129.5628 | 0
2025_10_23 Hr 13 | 8.2966 | 0.00651 | 0.18358 | 3.8139 | 3.8193 | 3.8193 | 3.8097 | 3.8139 | 3.8139 | 84.9374 | -14 | 0.08 | 20 | 0 | 89.5531 | 89.5531 | 173.7529 | 0 | 0 | 0.046 | 0.0275 | 1.0494 | 0 | 0 | 0 | 0 | 0 | 0.00282 | 0.1485 | 45.3461 | 6.0261 | 226.1846 | 0 | 0 | 0 | 0 | 16.7673 | 41.6286 | 0 | 4.0894 | -5.1552 | 0.6747 | 10.7612 | 0 | -1 | -4.2 | 10.9899 | 0 | 0 | 24.3448 | 24.3448 | 24.3448 | 24.3448 | 28.3079 | 38.7504 | 1.3368 | 0 | 0 | 0 | 0 | 0 | 0 | 0 | 0 | 0 | 0 | 0 | 0 | -75 | 0 | 0 | 0 | 0 | 7.1338 | 0 | -98.1025 | 13.286 | 1.7014 | 62.9821 | 66.5807 | 5.061 | 1089.109 | 28.3035 | 48.9685 | 1.1346 | 0.3248 | -8.2966 | 13.847 | 3.48 | 29.422 | 1121.317 | 235.9623 | -202.6891 | 8.1518 | 4.06 | -2.09 | 11.7511 | 4.2031 | 2025-10-23 | 2025_10_23 Hr 13 | 66.0932 | -0.000426 | -1121.317 | -174.1683 | 398.5691 | 782.8688 | 64.0015 | 15.4013 | 34.6442 | 95.4325 | 210.6244 | 92.5122 | 22.8901 | 179.1062 | 173.7529 | 0 | 6.0261 | 45.3461 | 226.1846 | 0 | 129.5628 | 0
2025_10_23 Hr 14 | 8.2966 | 0.005565 | 0.15693 | 3.8139 | 3.8193 | 3.8193 | 3.8097 | 3.8139 | 3.8139 | 80.8541 | -14 | 0.08 | 49 | 0 | 89.5531 | 89.5531 | 173.7529 | 0 | 0 | 0.046 | 0.0275 | 1.0494 | 0 | 0 | 0 | 0 | 0 | 0.00282 | 0.1485 | 45.3461 | 6.0261 | 226.1846 | 0 | 0 | 0 | 0 | 15.5452 | 38.2739 | 0 | 30.4347 | -29.4961 | 0.6747 | 10.7612 | 0 | -1 | -4.2 | 10.9899 | 0 | 0 | 22.7646 | 22.7646 | 22.7646 | 22.7646 | 26.4704 | 38.7504 | 1.3368 | 0 | 0 | 0 | 0 | 0 | 0 | 0 | 0 | 0 | 0 | 0 | 0 | -75 | 0 | 0 | 0 | 0 | 7.1338 | 0 | -136.6719 | 13.286 | 1.7014 | 62.9821 | 66.5807 | 7.953 | 1072.264 | 27.7273 | 47.9716 | 1.1346 | 0.3248 | -8.2966 | 13.847 | 3.48 | 29.422 | 1097.9 | 265.9555 | -241.2585 | 8.1518 | 4.06 | -2.09 | 11.5119 | 4.1175 | 2025-10-23 | 2025_10_23 Hr 14 | 68.6143 | -0.0001 | -1097.9 | -210.7333 | 379.8531 | 782.8688 | 95.8659 | 15.4013 | 34.6442 | 90.8558 | 198.3829 | 90.6144 | 22.8901 | 179.1062 | 173.7529 | 0 | 6.0261 | 45.3461 | 226.1846 | 0 | 129.5628 | 0
2025_10_23 Hr 15 | 8.8207 | 0.003075 | 0.086715 | 3.8139 | 3.8193 | 3.8193 | 3.8097 | 3.8139 | 3.8139 | 74.6807 | -14 | 0.08 | 68 | 0 | 89.5531 | 89.5531 | 173.7529 | 0 | 0 | 0.046 | 0.0275 | 1.0494 | 0 | 0 | 0 | 0 | 0 | 0.00282 | 0.1485 | 22.2382 | 6.0261 | 226.1846 | 0 | 0 | 0 | 0 | 13.6976 | 33.2022 | 0 | 32.4982 | 0 | 0.6747 | 10.7612 | 0 | -1 | -4.2 | 10.9899 | 0 | 0 | 20.3756 | 20.3756 | 20.3756 | 20.3756 | 23.6925 | 38.7504 | 1.3368 | 0 | 0 | 0 | 0 | 0 | 0 | 0 | 0 | 0 | 0 | 0 | 0 | -75 | 0 | 0 | 0 | 0 | 7.1338 | 0 | -164.8578 | 13.286 | 1.7014 | 62.9821 | 66.5807 | 10.5558 | 1023.66 | 26.8562 | 46.4645 | 1.1346 | 0.3248 | -8.8207 | 13.847 | 3.48 | 29.422 | 1071.4 | 285.2107 | -269.9685 | 8.1518 | 4.06 | -2.09 | 11.1502 | 3.9882 | 2025-10-23 | 2025_10_23 Hr 15 | 59.1226 | -8.6e-05 | -1071.4 | -207.3596 | 351.5572 | 759.7608 | 117.396 | 15.4013 | 34.6442 | 83.9365 | 179.8756 | 87.7452 | 22.8901 | 179.1062 | 173.7529 | 0 | 6.0261 | 22.2382 | 226.1846 | 0 | 129.5628 | 0
2025_10_23 Hr 16 | 9.3331 | 0.00438 | 0.12352 | 3.8139 | 3.8193 | 3.8193 | 3.8097 | 3.8139 | 3.8139 | 73.8872 | -14 | 0.08 | 76 | 0 | 89.5531 | 89.5531 | 173.7529 | 0 | 0 | 0.046 | 0.0275 | 1.0494 | 0 | 0 | 0 | 0 | 0 | 0.00282 | 0.1485 | 31.6398 | 6.0261 | 226.1846 | 0 | 0 | 0 | 0 | 13.4602 | 32.5503 | 0 | 17.0316 | 0 | 0.6747 | 10.7612 | 0 | -1 | -4.2 | 10.9899 | 0 | 0 | 20.0685 | 20.0685 | 20.0685 | 20.0685 | 23.3355 | 37.6974 | 1.3368 | 0 | 0 | 0 | 0 | 0 | 0 | 0 | 0 | 0 | 0 | 0 | 0 | -75 | 0 | 0 | 0 | 0 | 7.1338 | 0 | -190.5532 | 13.286 | 1.7014 | 62.9821 | 66.5807 | 16.4844 | 1029.83 | 26.7442 | 46.2708 | 1.1346 | 0.3248 | -9.3331 | 13.847 | 3.48 | 29.422 | 1048.917 | 298.2312 | -296.1763 | 8.1518 | 4.06 | -2.09 | 11.1038 | 3.9716 | 2025-10-23 | 2025_10_23 Hr 16 | 58.6885 | -0.000396 | -1048.917 | -248.5216 | 347.9204 | 769.1625 | 130.3097 | 15.4013 | 34.6442 | 83.0471 | 177.4969 | 87.3764 | 22.8901 | 179.1062 | 173.7529 | 0 | 6.0261 | 31.6398 | 226.1846 | 0 | 129.5628 | 0
2025_10_23 Hr 17 | 6.2105 | 0.00597 | 0.16835 | 3.8139 | 3.8193 | 3.8193 | 3.8097 | 3.8139 | 3.8139 | 76.1128 | -14 | 0.08 | 78 | 0 | 89.5531 | 89.5531 | 173.7529 | 0 | 0 | 0.046 | 0.0275 | 1.0494 | 0 | 0 | 0 | 0 | 0 | 0.00282 | 0.1485 | 41.0457 | 6.0261 | 226.1846 | 0 | 0 | 0 | 0 | 14.1262 | 34.3787 | 0 | 19.7734 | 0 | 0.6747 | 10.7612 | 0 | -1 | -4.2 | 10.9899 | 0 | 0 | 20.9298 | 20.9298 | 20.9298 | 20.9298 | 24.3369 | 37.6974 | 1.3368 | 0 | 0 | 0 | 0 | 0 | 0 | 0 | 0 | 0 | 0 | 0 | 0 | -75 | 0 | 0 | 0 | 0 | 7.1338 | 0 | -204.7729 | 13.286 | 1.7014 | 62.9821 | 66.5807 | 16.4844 | 1048.447 | 27.0583 | 46.8141 | 1.1346 | 0.3248 | -6.2105 | 13.847 | 3.48 | 29.422 | 1059.092 | 298.1445 | -307.2733 | 8.1518 | 4.06 | -2.09 | 11.2341 | 4.0182 | 2025-10-23 | 2025_10_23 Hr 17 | 79.61 | -0.000424 | -1059.092 | -259.9995 | 358.1211 | 778.5683 | 132.3561 | 15.4013 | 34.6442 | 85.5416 | 184.1688 | 88.4108 | 22.8901 | 179.1062 | 173.7529 | 0 | 6.0261 | 41.0457 | 226.1846 | 0 | 129.5628 | 0
2025_10_23 Hr 18 | 0.51906 | 0.00288 | 0.081216 | 3.8139 | 3.8193 | 3.8193 | 3.8097 | 3.8139 | 3.8139 | 83.3505 | -14 | 0.08 | 75 | 0 | 89.5531 | 89.5531 | 173.7529 | 0 | 0 | 0.046 | 0.0275 | 1.0494 | 0 | 0 | 0 | 0 | 0 | 0.00282 | 0.1485 | 45.3461 | 6.0261 | 226.1846 | 0 | 0 | 0 | 0 | 16.2923 | 40.3248 | 0 | 0 | -10.9826 | 0.6747 | 10.7612 | 0 | -1 | -4.2 | 10.9899 | 0 | 0 | 23.7307 | 23.7307 | 23.7307 | 23.7307 | 27.5938 | 35.802 | 1.3368 | 0 | 0 | 0 | 0 | 0 | 0 | 0 | 0 | 0 | 0 | 0 | 0 | -75 | 0 | 0 | 0 | 0 | 7.1338 | 0 | -171.9373 | 13.286 | 1.7014 | 62.9821 | 66.5807 | 29.9322 | 1082.471 | 28.0795 | 48.5811 | 1.1346 | 0.3248 | -0.51906 | 13.847 | 3.48 | 29.422 | 1107.108 | 304.3663 | -268.7464 | 8.1518 | 4.06 | -2.09 | 11.6582 | 4.1699 | 2025-10-23 | 2025_10_23 Hr 18 | 80.8956 | 0.000249 | -1107.108 | -257.9199 | 391.2956 | 782.8688 | 140.8183 | 15.4013 | 34.6442 | 93.6539 | 205.8671 | 91.7746 | 22.8901 | 179.1062 | 173.7529 | 0 | 6.0261 | 45.3461 | 226.1846 | 0 | 129.5628 | 0
2025_10_23 Hr 19 | 0 | 0.001605 | 0.045261 | 3.8139 | 3.8193 | 3.8193 | 3.8097 | 3.8139 | 3.8139 | 92.5816 | -14 | 0.08 | 65 | 0 | 89.5531 | 89.5531 | 173.7529 | 0 | 0 | 0.046 | 0.0275 | 1.0494 | 0 | 0 | 0 | 0 | 0 | 0.00282 | 0.1485 | 45.3461 | 6.0261 | 226.1846 | 0 | 0 | 0 | 0 | 19.055 | 47.9086 | 0 | 0.84142 | -9.4741 | 0.6747 | 10.7612 | 0 | -1 | -4.2 | 10.9899 | 0 | 0 | 27.303 | 27.303 | 27.303 | 27.303 | 31.7476 | 37.6974 | 1.3368 | 0 | 0 | 0 | 0 | 0 | 0 | 0 | 0 | 0 | 0 | 0 | 0 | -75 | 0 | 0 | 0 | 0 | 7.1338 | 0 | -179.1032 | 13.286 | 1.7014 | 62.9821 | 66.5807 | 21.9792 | 1120.455 | 29.3821 | 50.8346 | 1.1346 | 0.3248 | 0 | 13.847 | 3.48 | 29.422 | 1128.508 | 292.0787 | -275.3932 | 8.1518 | 4.06 | -2.09 | 12.1989 | 4.3633 | 2025-10-23 | 2025_10_23 Hr 19 | 78.7668 | 0.0002385 | -1128.508 | -262.7358 | 433.6063 | 782.8688 | 124.7235 | 15.4013 | 34.6442 | 104.0003 | 233.5411 | 96.0649 | 22.8901 | 179.1062 | 173.7529 | 0 | 6.0261 | 45.3461 | 226.1846 | 0 | 129.5628 | 0
2025_10_23 Hr 20 | 0 | 0.000135 | 0.003807 | 3.8139 | 3.8193 | 3.8193 | 3.8097 | 3.8139 | 3.8139 | 87.8403 | -14 | 0.08 | 71 | 0 | 89.5531 | 89.5531 | 173.7529 | 0 | 0 | 0.046 | 0.0275 | 1.0494 | 0 | 0 | 0 | 0 | 0 | 0.00282 | 0.1485 | 45.3461 | 6.0261 | 226.1846 | 0 | 0 | 0 | 0 | 17.636 | 44.0134 | 0 | 21.6728 | 0 | 0.6747 | 10.7612 | 0 | -1 | -4.2 | 10.9899 | 0 | 0 | 25.4681 | 25.4681 | 25.4681 | 25.4681 | 29.6141 | 41.6988 | 1.3368 | 0 | 0 | 0 | 0 | 0 | 0 | 0 | 0 | 0 | 0 | 0 | 0 | -75 | 0 | 0 | 0 | 0 | 7.1338 | 0 | -196.0895 | 13.286 | 1.7014 | 62.9821 | 66.5807 | 23.4252 | 1100.886 | 28.713 | 49.6771 | 1.1346 | 0.3248 | 0 | 13.847 | 3.48 | 29.422 | 1131.5 | 301.321 | -292.3795 | 8.1518 | 4.06 | -2.09 | 11.9212 | 4.2639 | 2025-10-23 | 2025_10_23 Hr 20 | 67.4803 | -7.7e-05 | -1131.5 | -249.4167 | 411.8744 | 782.8688 | 136.1279 | 15.4013 | 34.6442 | 98.6861 | 219.327 | 93.8613 | 22.8901 | 179.1062 | 173.7529 | 0 | 6.0261 | 45.3461 | 226.1846 | 0 | 129.5628 | 0
2025_10_23 Hr 21 | 0 | 0 | 0 | 3.8139 | 3.8193 | 3.8193 | 3.8097 | 3.8139 | 3.8139 | 83.3505 | -14 | 0.08 | 60 | 0 | 89.5531 | 89.5531 | 173.7529 | 0 | 0 | 0.046 | 0.0275 | 1.0494 | 0 | 0 | 0 | 0 | 0 | 0.00282 | 0.1485 | 44.9544 | 6.0261 | 226.1846 | 0 | 0 | 0 | 0 | 16.2923 | 40.3248 | 0 | 16.728 | 0 | 0.6747 | 10.7612 | 0 | -1 | -4.2 | 10.9899 | 0 | 0 | 23.7307 | 23.7307 | 23.7307 | 23.7307 | 27.5938 | 46.6479 | 1.3368 | 0 | 0 | 0 | 0 | 0 | 0 | 0 | 0 | 0 | 0 | 0 | 0 | -75 | 0 | 0 | 0 | 0 | 7.1338 | 0 | -215.1585 | 13.286 | 1.7014 | 62.9821 | 66.5807 | 52.056 | 1081.998 | 28.0795 | 48.5811 | 1.1346 | 0.3248 | 0 | 13.847 | 3.48 | 29.422 | 1109.092 | 321.8141 | -311.4485 | 8.1518 | 4.06 | -2.09 | 11.6582 | 4.1699 | 2025-10-23 | 2025_10_23 Hr 21 | 63.4565 | -0.000417 | -1109.092 | -273.4305 | 391.2956 | 782.4771 | 158.7039 | 15.4013 | 34.6442 | 93.6539 | 205.8671 | 91.7746 | 22.8901 | 179.1062 | 173.7529 | 0 | 6.0261 | 44.9544 | 226.1846 | 0 | 129.5628 | 0
2025_10_23 Hr 22 | 0 | 0 | 0 | 3.8139 | 3.8193 | 3.8193 | 3.8097 | 3.8139 | 3.8139 | 74.2743 | -14 | 0.08 | 57 | 0 | 89.5531 | 89.5531 | 173.7529 | 0 | 0 | 0.046 | 0.0275 | 1.0494 | 0 | 0 | 0 | 0 | 0 | 0.00282 | 0.1485 | 44.9544 | 6.0261 | 226.1846 | 0 | 0 | 0 | 0 | 13.576 | 32.8683 | 0 | 0.017835 | -7.2341 | 0.6747 | 10.7612 | 0 | -1 | -4.2 | 10.9899 | 0 | 0 | 20.2183 | 20.2183 | 20.2183 | 20.2183 | 23.5097 | 49.7016 | 1.3368 | 0 | 0 | 0 | 0 | 0 | 0 | 0 | 0 | 0 | 0 | 0 | 0 | -75 | 0 | 0 | 0 | 0 | 7.1338 | 0 | -226.7844 | 13.286 | 1.7014 | 62.9821 | 66.5807 | 70.9986 | 1044.615 | 26.7989 | 46.3653 | 1.1346 | 0.3248 | 0 | 13.847 | 3.48 | 29.422 | 1050.917 | 336.592 | -323.0744 | 8.1518 | 4.06 | -2.09 | 11.1264 | 3.9797 | 2025-10-23 | 2025_10_23 Hr 22 | 65.0176 | -0.00043872 | -1050.917 | -309.0007 | 349.6944 | 782.4771 | 177.7002 | 15.4013 | 34.6442 | 83.481 | 178.6572 | 87.5563 | 22.8901 | 179.1062 | 173.7529 | 0 | 6.0261 | 44.9544 | 226.1846 | 0 | 129.5628 | 0
2025_10_23 Hr 23 | 0 | 0 | 0 | 3.8139 | 3.8193 | 3.8193 | 3.8097 | 3.8139 | 3.8139 | 63.3402 | 0 | 0.08 | 59 | 0 | 89.5531 | 89.5531 | 176.4163 | 0 | 0 | 0.046 | 0.0275 | 1.0494 | 0 | 0 | 0 | 0 | 0 | 0.00282 | 0.1485 | 45.3461 | 6.0261 | 228.977 | 0 | 0 | 0 | 0 | 10.3036 | 23.8854 | 0 | 1.6913 | -0.18692 | 0.6747 | 10.7612 | 0 | -1 | -4.2 | 10.9899 | 0 | 0 | 15.987 | 15.987 | 15.987 | 15.987 | 18.5895 | 56.6514 | 1.3368 | 0 | 0 | 0 | 0 | 0 | 0 | 0 | 0 | 0 | 0 | 0 | 0 | 0 | -50 | 0 | 0 | 0 | 7.1338 | 0 | -313.3765 | 13.286 | 1.7014 | 64.2243 | 67.8938 | 60.009 | 1007.983 | 25.256 | 43.696 | 1.1346 | 0.3248 | 0 | 13.847 | 3.48 | 29.422 | 968.2917 | 329.4704 | -370.6665 | 8.1518 | 4.06 | -2.09 | 10.4859 | 3.7506 | 2025-10-23 | 2025_10_23 Hr 23 | 73.7744 | -3.56e-05 | -968.2917 | -361.8721 | 313.578 | 790.8799 | 175.6604 | 15.4013 | 34.6442 | 71.2257 | 145.8777 | 96.4745 | 22.8901 | 179.1062 | 176.4163 | 0 | 6.0261 | 45.3461 | 228.977 | 0 | 132.1181 | 0
2025_10_23 Hr 24 | 0 | 0 | 0 | 3.8139 | 3.8193 | 3.8193 | 3.8097 | 3.8139 | 3.8139 | 52.4255 | 0 | 0.08 | 56 | 0 | 89.5531 | 89.5531 | 176.4163 | 0 | 0 | 0.046 | 0.0275 | 1.0494 | 0 | 0 | 0 | 0 | 0 | 0.00282 | 0.1485 | 45.3461 | 6.0261 | 228.977 | 0 | 0 | 0 | 0 | 7.037 | 14.9184 | 0 | 14.9535 | 0 | 0.6747 | 10.7612 | 0 | -1 | -4.2 | 10.9899 | 0 | 0 | 11.7632 | 11.7632 | 11.7632 | 11.7632 | 13.6781 | 58.6521 | 1.3368 | 0 | 0 | 0 | 0 | 0 | 0 | 0 | 0 | 0 | 0 | 0 | 0 | 0 | -50 | 0 | 0 | 0 | 7.1338 | 0 | -348.2574 | 13.286 | 1.7014 | 64.2243 | 67.8938 | 57.9846 | 963.0283 | 23.7159 | 41.0315 | 1.1346 | 0.3248 | 0 | 13.847 | 3.48 | 29.422 | 893.8083 | 321.3739 | -405.5474 | 8.1518 | 4.06 | -2.09 | 9.8465 | 3.5219 | 2025-10-23 | 2025_10_23 Hr 24 | 67.8298 | 4e-05 | -893.8083 | -383.3039 | 263.5502 | 790.8799 | 172.6367 | 15.4013 | 34.6442 | 58.9922 | 113.1563 | 91.4017 | 22.8901 | 179.1062 | 176.4163 | 0 | 6.0261 | 45.3461 | 228.977 | 0 | 132.1181 | 0
2025_10_24 Hr 01 | 0 | 0 | 0 | 3.8139 | 3.8193 | 3.8193 | 3.8097 | 3.8139 | 3.8139 | 52.2559 | 0 | 0.08 | 49 | 0 | 89.5531 | 89.5531 | 176.4163 | 0 | 0 | 0.046 | 0.0275 | 1.0494 | 0 | 0 | 0 | 0 | 0 | 0.00282 | 0.1485 | 45.3461 | 6.0261 | 228.977 | 0 | 0 | 0 | 0 | 7.5457 | 16.2879 | 0 | 16.5501 | 0 | 0.6747 | 10.8378 | 0 | -1 | -4.2 | 11.1051 | 0 | 0 | 11.9518 | 11.9518 | 11.9518 | 11.9518 | 13.8974 | 60.5475 | 1.3368 | 0 | 0 | 0 | 0 | 0 | 0 | 0 | 0 | 0 | 0 | 0 | 0 | 0 | -50 | 0 | 0 | 0 | 7.2317 | 0 | -371.2942 | 12.7477 | 1.7014 | 64.2243 | 67.8938 | 61.0212 | 966.0298 | 22.9778 | 39.735 | 1.1346 | 0.3248 | 0 | 13.847 | 3.48 | 29.422 | 870.3 | 316.3043 | -428.5842 | 8.181 | 4.06 | -2.09 | 9.5308 | 3.4087 | 2025-10-24 | 2025_10_24 Hr 01 | 68.377 | 4e-06 | -870.3 | -404.7441 | 263.55 | 790.8799 | 170.5687 | 15.4013 | 34.6442 | 61.1894 | 113.9605 | 88.4001 | 22.8901 | 179.1062 | 176.4163 | 0 | 6.0261 | 45.3461 | 228.977 | 0 | 132.1181 | 0
2025_10_24 Hr 02 | 0 | 0 | 0 | 3.8139 | 3.8193 | 3.8193 | 3.8097 | 3.8139 | 3.8139 | 50.4023 | 0 | 0.08 | 52 | 0 | 89.5531 | 89.5531 | 176.4163 | 0 | 0 | 0.046 | 0.0275 | 1.0494 | 0 | 0 | 0 | 0 | 0 | 0.00282 | 0.1485 | 45.3461 | 6.0261 | 228.977 | 0 | 0 | 0 | 0 | 6.9697 | 14.7074 | 0 | 25.9231 | 0 | 0.6747 | 10.8378 | 0 | -1 | -4.2 | 11.1051 | 0 | 0 | 11.2358 | 11.2358 | 11.2358 | 11.2358 | 13.0649 | 58.6521 | 1.3368 | 0 | 0 | 0 | 0 | 0 | 0 | 0 | 0 | 0 | 0 | 0 | 0 | 0 | -50 | 0 | 0 | 0 | 7.2317 | 0 | -397.4396 | 12.7477 | 1.7014 | 64.2243 | 67.8938 | 66.9498 | 958.3232 | 22.7184 | 39.2863 | 1.1346 | 0.3248 | 0 | 13.847 | 3.48 | 29.422 | 852 | 322.4832 | -454.7296 | 8.181 | 4.06 | -2.09 | 9.4232 | 3.3702 | 2025-10-24 | 2025_10_24 Hr 02 | 63.8721 | -1e-05 | -852 | -421.5165 | 254.9892 | 790.8799 | 177.6019 | 15.4013 | 34.6442 | 59.0328 | 108.4106 | 87.5458 | 22.8901 | 179.1062 | 176.4163 | 0 | 6.0261 | 45.3461 | 228.977 | 0 | 132.1181 | 0
2025_10_24 Hr 03 | 0 | 0 | 0 | 3.8139 | 3.8193 | 3.8193 | 3.8097 | 3.8139 | 3.8139 | 48.8024 | 0 | 0.08 | 57 | 0 | 89.5531 | 89.5531 | 176.4163 | 0 | 0 | 0.046 | 0.0275 | 1.0494 | 0 | 0 | 0 | 0 | 0 | 0.00282 | 0.1485 | 45.3461 | 6.0261 | 228.977 | 0 | 0 | 0 | 0 | 6.4725 | 13.3431 | 0 | 32.5793 | 0 | 0.6747 | 10.8378 | 0 | -1 | -4.2 | 11.1051 | 0 | 0 | 10.6178 | 10.6178 | 10.6178 | 10.6178 | 12.3463 | 50.6493 | 1.3368 | 0 | 0 | 0 | 0 | 0 | 0 | 0 | 0 | 0 | 0 | 0 | 0 | 0 | -50 | 0 | 0 | 0 | 7.2317 | 0 | -430.0034 | 12.7477 | 1.7014 | 64.2243 | 67.8938 | 89.9412 | 951.6713 | 22.4944 | 38.8991 | 1.1346 | 0.3248 | 0 | 13.847 | 3.48 | 29.422 | 838.6917 | 341.7345 | -487.2934 | 8.181 | 4.06 | -2.09 | 9.3303 | 3.337 | 2025-10-24 | 2025_10_24 Hr 03 | 68.4786 | -3.5e-05 | -838.6917 | -447.4241 | 247.5999 | 790.8799 | 197.5905 | 15.4013 | 34.6442 | 57.1714 | 103.62 | 86.8085 | 22.8901 | 179.1062 | 176.4163 | 0 | 6.0261 | 45.3461 | 228.977 | 0 | 132.1181 | 0
2025_10_24 Hr 04 | 0 | 0 | 0 | 3.8139 | 3.8193 | 3.8193 | 3.8097 | 3.8139 | 3.8139 | 50.9291 | 0 | 0.08 | 29 | 0 | 89.5531 | 89.5531 | 176.4163 | 0 | 0 | 0.046 | 0.0275 | 1.0494 | 0 | 0 | 0 | 0 | 0 | 0.00282 | 0.1485 | 45.3461 | 6.0261 | 228.977 | 0 | 0 | 0 | 0 | 7.1334 | 15.1566 | 0 | 13.4607 | 0 | 0.6747 | 10.8378 | 0 | -1 | -4.2 | 11.1051 | 0 | 0 | 11.4393 | 11.4393 | 11.4393 | 11.4393 | 13.3015 | 50.6493 | 1.3368 | 0 | 0 | 0 | 0 | 0 | 0 | 0 | 0 | 0 | 0 | 0 | 0 | 0 | -50 | 0 | 0 | 0 | 7.2317 | 0 | -404.0282 | 12.7477 | 1.7014 | 64.2243 | 67.8938 | 109.4622 | 960.5135 | 22.7921 | 39.4139 | 1.1346 | 0.3248 | 0 | 13.847 | 3.48 | 29.422 | 846.8917 | 334.2357 | -461.3182 | 8.181 | 4.06 | -2.09 | 9.4538 | 3.3811 | 2025-10-24 | 2025_10_24 Hr 04 | 68.8841 | -2.4e-05 | -846.8917 | -440.5675 | 257.4223 | 790.8799 | 189.1115 | 15.4013 | 34.6442 | 59.6457 | 109.9879 | 87.7886 | 22.8901 | 179.1062 | 176.4163 | 0 | 6.0261 | 45.3461 | 228.977 | 0 | 132.1181 | 0
2025_10_24 Hr 05 | 0 | 0 | 0 | 3.8139 | 3.8193 | 3.8193 | 3.8097 | 3.8139 | 3.8139 | 55.5729 | 0 | 0.08 | 65 | 0 | 89.5531 | 89.5531 | 176.4163 | 0 | 0 | 0.046 | 0.0275 | 1.0494 | 0 | 0 | 0 | 0 | 0 | 0.00282 | 0.1485 | 45.3461 | 6.0261 | 228.977 | 0 | 0 | 0 | 0 | 8.5765 | 19.1163 | 0 | 0 | -22.0977 | 0.6747 | 10.8378 | 0 | -1 | -4.2 | 11.1051 | 0 | 0 | 13.233 | 13.233 | 13.233 | 13.233 | 15.3872 | 50.6493 | 1.3368 | 0 | 0 | 0 | 0 | 0 | 0 | 0 | 0 | 0 | 0 | 0 | 0 | 0 | -50 | 0 | 0 | 0 | 7.2317 | 0 | -398.3329 | 12.7477 | 1.7014 | 64.2243 | 67.8938 | 111.4866 | 979.8204 | 23.4421 | 40.538 | 1.1346 | 0.3248 | 0 | 13.847 | 3.48 | 29.422 | 876.5 | 374.4002 | -455.6229 | 8.181 | 4.06 | -2.09 | 9.7234 | 3.4775 | 2025-10-24 | 2025_10_24 Hr 05 | 72.4038 | -2.4e-05 | -876.5 | -470.4306 | 278.8693 | 790.8799 | 227.1359 | 15.4013 | 34.6442 | 65.0485 | 123.8921 | 89.9288 | 22.8901 | 179.1062 | 176.4163 | 0 | 6.0261 | 45.3461 | 228.977 | 0 | 132.1181 | 0
2025_10_24 Hr 06 | 0 | 0 | 0 | 3.8139 | 3.8193 | 3.8193 | 3.8097 | 3.8139 | 3.8139 | 74.6747 | 0 | 0.08 | 54 | 0 | 89.5531 | 89.5531 | 176.4163 | 0 | 0 | 0.046 | 0.0275 | 1.0494 | 0 | 0 | 0 | 0 | 0 | 0.00282 | 0.1485 | 43.52 | 6.0261 | 228.977 | 0 | 0 | 0 | 0 | 14.5124 | 35.4042 | 0 | 0.020615 | -18.4594 | 0.6747 | 10.8378 | 0 | -1 | -4.2 | 11.1051 | 0 | 0 | 20.6112 | 20.6112 | 20.6112 | 20.6112 | 23.9665 | 58.6521 | 1.3368 | 0 | 0 | 0 | 0 | 0 | 0 | 0 | 0 | 0 | 0 | 0 | 0 | 0 | -50 | 0 | 0 | 0 | 7.2317 | 0 | -374.2877 | 12.7477 | 1.7014 | 64.2243 | 67.8938 | 80.976 | 1057.412 | 26.116 | 45.1618 | 1.1346 | 0.3248 | 0 | 13.847 | 3.48 | 29.422 | 957.0917 | 349.6959 | -431.5777 | 8.181 | 4.06 | -2.09 | 10.8325 | 3.8742 | 2025-10-24 | 2025_10_24 Hr 06 | 71.9497 | -2.071e-05 | -957.0917 | -442.7265 | 367.0908 | 789.0537 | 193.6281 | 15.4013 | 34.6442 | 87.2724 | 181.0862 | 98.7323 | 22.8901 | 179.1062 | 176.4163 | 0 | 6.0261 | 43.52 | 228.977 | 0 | 132.1181 | 0
2025_10_24 Hr 07 | 0 | 0 | 0 | 3.8139 | 3.8193 | 3.8193 | 3.8097 | 3.8139 | 3.8139 | 96.0594 | -14 | 0.08 | 57 | 0 | 89.5531 | 89.5531 | 173.7529 | 0 | 0 | 0.046 | 0.0275 | 1.0494 | 0 | 0 | 0 | 0 | 0 | 0.00282 | 0.1485 | 45.1502 | 6.0261 | 226.1846 | 0 | 0 | 0 | 0 | 21.1578 | 53.6388 | 0 | 0.022045 | -4.2407 | 0.6747 | 10.8378 | 0 | -1 | -4.2 | 11.1051 | 0 | 0 | 28.8712 | 28.8712 | 28.8712 | 28.8712 | 33.5712 | 68.5503 | 1.3368 | 0 | 0 | 0 | 0 | 0 | 0 | 0 | 0 | 0 | 0 | 0 | 0 | -75 | 0 | 0 | 0 | 0 | 7.2317 | 0 | -334.6555 | 12.7477 | 1.7014 | 62.9821 | 66.5807 | 66.9498 | 1139.941 | 29.1094 | 50.3383 | 1.1346 | 0.3248 | 0 | 13.847 | 3.48 | 29.422 | 1063.2 | 358.4235 | -430.9455 | 8.181 | 4.06 | -2.09 | 12.0741 | 4.3183 | 2025-10-24 | 2025_10_24 Hr 07 | 75.3694 | -8.664e-05 | -1063.2 | -413.8742 | 451.8555 | 782.6729 | 192.5001 | 15.4013 | 34.6442 | 112.1522 | 245.1155 | 94.5878 | 22.8901 | 179.1062 | 173.7529 | 0 | 6.0261 | 45.1502 | 226.1846 | 0 | 129.5628 | 0
2025_10_24 Hr 08 | 0 | 0 | 0 | 3.8139 | 3.8193 | 3.8193 | 3.8097 | 3.8139 | 3.8139 | 104.6835 | -14 | 0.08 | 70 | 0 | 89.5531 | 89.5531 | 173.7529 | 0 | 0 | 0.046 | 0.0275 | 1.0494 | 0 | 0 | 0 | 0 | 0 | 0.00282 | 0.1485 | 45.1502 | 6.0261 | 226.1846 | 0 | 0 | 0 | 0 | 23.8377 | 60.9925 | 0 | 20.7097 | 0 | 0.6747 | 10.8378 | 0 | -1 | -4.2 | 11.1051 | 0 | 0 | 32.2024 | 32.2024 | 32.2024 | 32.2024 | 37.4446 | 65.6019 | 1.3368 | 0 | 0 | 0 | 0 | 0 | 0 | 0 | 0 | 0 | 0 | 0 | 0 | -75 | 0 | 0 | 0 | 0 | 7.2317 | 0 | -368.0299 | 12.7477 | 1.7014 | 62.9821 | 66.5807 | 77.5056 | 1175.796 | 30.3166 | 52.4259 | 1.1346 | 0.3248 | 0 | 13.847 | 3.48 | 29.422 | 1115.192 | 383.0055 | -464.3199 | 8.181 | 4.06 | -2.09 | 12.5748 | 4.4973 | 2025-10-24 | 2025_10_24 Hr 08 | 68.4823 | -0.00043 | -1115.192 | -422.3202 | 491.6858 | 782.6729 | 213.1075 | 15.4013 | 34.6442 | 122.1859 | 270.9375 | 98.5624 | 22.8901 | 179.1062 | 173.7529 | 0 | 6.0261 | 45.1502 | 226.1846 | 0 | 129.5628 | 0
2025_10_24 Hr 09 | 2.5887 | 0.000435 | 0.012267 | 3.8139 | 3.8193 | 3.8193 | 3.8097 | 3.8139 | 3.8139 | 104.2738 | -14 | 0.08 | 49 | 0 | 89.5531 | 89.5531 | 173.7529 | 0 | 0 | 0.046 | 0.0275 | 1.0494 | 0 | 0 | 0 | 0 | 0 | 0.00282 | 0.1485 | 45.3461 | 6.0261 | 226.1846 | 0 | 0 | 0 | 0 | 23.7104 | 60.6431 | 0 | 0 | -15.6644 | 0.6747 | 10.8378 | 0 | -1 | -4.2 | 11.1051 | 0 | 0 | 32.0441 | 32.0441 | 32.0441 | 32.0441 | 37.2606 | 73.4994 | 1.3368 | 0 | 0 | 0 | 0 | 0 | 0 | 0 | 0 | 0 | 0 | 0 | 0 | -75 | 0 | 0 | 0 | 0 | 7.2317 | 0 | -347.6118 | 12.7477 | 1.7014 | 62.9821 | 66.5807 | 119.4396 | 1174.301 | 30.2593 | 52.3267 | 1.1346 | 0.3248 | -2.5887 | 13.847 | 3.48 | 29.422 | 1126.383 | 414.2372 | -446.4904 | 8.181 | 4.06 | -2.09 | 12.5511 | 4.4888 | 2025-10-24 | 2025_10_24 Hr 09 | 69.242 | 0.000274 | -1126.383 | -438.2762 | 489.7935 | 782.8688 | 241.9517 | 15.4013 | 34.6442 | 121.7092 | 269.7107 | 98.3736 | 22.8901 | 179.1062 | 173.7529 | 0 | 6.0261 | 45.3461 | 226.1846 | 0 | 129.5628 | 0
2025_10_24 Hr 10 | 16.9813 | 0.003135 | 0.088407 | 3.8139 | 3.8193 | 3.8193 | 3.8097 | 3.8139 | 3.8139 | 98.4398 | -14 | 0.08 | 32 | 0 | 89.5531 | 89.5531 | 173.7529 | 0 | 0 | 0.046 | 0.0275 | 1.0494 | 0 | 0 | 0 | 0 | 0 | 0.00282 | 0.1485 | 45.3461 | 6.0261 | 226.1846 | 0 | 0 | 0 | 0 | 21.8975 | 55.6685 | 0 | 0 | -12.8633 | 0.6747 | 10.8378 | 0 | -1 | -4.2 | 11.1051 | 0 | 0 | 29.7907 | 29.7907 | 29.7907 | 29.7907 | 34.6403 | 72.5517 | 1.3368 | 0 | 0 | 0 | 0 | 0 | 0 | 0 | 0 | 0 | 0 | 0 | 0 | -75 | 0 | 0 | 0 | 0 | 7.2317 | 0 | -307.536 | 12.7477 | 1.7014 | 62.9821 | 66.5807 | 124.5006 | 1150.122 | 29.4426 | 50.9145 | 1.1346 | 0.3248 | -16.9813 | 13.847 | 3.48 | 29.422 | 1129.508 | 413.0572 | -420.8073 | 8.181 | 4.06 | -2.09 | 12.2123 | 4.3677 | 2025-10-24 | 2025_10_24 Hr 10 | 69.0583 | 0.000249 | -1129.508 | -395.3993 | 462.8494 | 782.8688 | 229.1438 | 15.4013 | 34.6442 | 114.9217 | 252.2428 | 95.6849 | 22.8901 | 179.1062 | 173.7529 | 0 | 6.0261 | 45.3461 | 226.1846 | 0 | 129.5628 | 0
2025_10_24 Hr 11 | 17.0924 | 0.006465 | 0.18231 | 3.8139 | 3.8193 | 3.8193 | 3.8097 | 3.8139 | 3.8139 | 89.6791 | -14 | 0.08 | 28 | 0 | 89.5531 | 89.5531 | 173.7529 | 0 | 0 | 0.046 | 0.0275 | 1.0494 | 0 | 0 | 0 | 0 | 0 | 0.00282 | 0.1485 | 45.3461 | 6.0261 | 226.1846 | 0 | 0 | 0 | 0 | 19.1751 | 48.1984 | 0 | 0 | -5.0281 | 0.6747 | 10.8378 | 0 | -1 | -4.2 | 11.1051 | 0 | 0 | 26.4068 | 26.4068 | 26.4068 | 26.4068 | 30.7056 | 66.5496 | 1.3368 | 0 | 0 | 0 | 0 | 0 | 0 | 0 | 0 | 0 | 0 | 0 | 0 | -75 | 0 | 0 | 0 | 0 | 7.2317 | 0 | -300.6707 | 12.7477 | 1.7014 | 62.9821 | 66.5807 | 128.5494 | 1113.792 | 28.2163 | 48.7938 | 1.1346 | 0.3248 | -17.0924 | 13.847 | 3.48 | 29.422 | 1097.892 | 403.1808 | -414.0531 | 8.181 | 4.06 | -2.09 | 11.7037 | 4.1858 | 2025-10-24 | 2025_10_24 Hr 11 | 64.7757 | -0.000403 | -1097.892 | -380.6988 | 422.3883 | 782.8688 | 223.2878 | 15.4013 | 34.6442 | 104.7291 | 226.0118 | 91.6474 | 22.8901 | 179.1062 | 173.7529 | 0 | 6.0261 | 45.3461 | 226.1846 | 0 | 129.5628 | 0
2025_10_24 Hr 12 | 12.9483 | 0.009615 | 0.27114 | 3.8139 | 3.8193 | 3.8193 | 3.8097 | 3.8139 | 3.8139 | 88.606 | -14 | 0.08 | 30 | 0 | 89.5531 | 89.5531 | 173.7529 | 0 | 0 | 0.046 | 0.0275 | 1.0494 | 0 | 0 | 0 | 0 | 0 | 0.00282 | 0.1485 | 45.2808 | 6.0261 | 226.1846 | 0 | 0 | 0 | 0 | 18.8416 | 47.2833 | 0 | 8.0119 | -9.4658 | 0.6747 | 10.8378 | 0 | -1 | -4.2 | 11.1051 | 0 | 0 | 25.9923 | 25.9923 | 25.9923 | 25.9923 | 30.2236 | 61.6005 | 1.3368 | 0 | 0 | 0 | 0 | 0 | 0 | 0 | 0 | 0 | 0 | 0 | 0 | -75 | 0 | 0 | 0 | 0 | 7.2317 | 0 | -321.2238 | 12.7477 | 1.7014 | 62.9821 | 66.5807 | 133.032 | 1109.354 | 28.0661 | 48.5341 | 1.1346 | 0.3248 | -12.9483 | 13.847 | 3.48 | 29.422 | 1077.517 | 400.0787 | -430.4621 | 8.181 | 4.06 | -2.09 | 11.6414 | 4.1635 | 2025-10-24 | 2025_10_24 Hr 12 | 64.9678 | -0.000429 | -1077.517 | -397.6777 | 417.4321 | 782.8035 | 224.9133 | 15.4013 | 34.6442 | 103.4806 | 222.7987 | 91.1528 | 22.8901 | 179.1062 | 173.7529 | 0 | 6.0261 | 45.2808 | 226.1846 | 0 | 129.5628 | 0
2025_10_24 Hr 13 | 11.9201 | 0.011025 | 0.3109 | 3.8139 | 3.8193 | 3.8193 | 3.8097 | 3.8139 | 3.8139 | 83.2988 | -14 | 0.08 | 29 | 0 | 89.5531 | 89.5531 | 173.7529 | 0 | 0 | 0.046 | 0.0275 | 1.0494 | 0 | 0 | 0 | 0 | 0 | 0.00282 | 0.1485 | 45.3461 | 6.0261 | 226.1846 | 0 | 0 | 0 | 0 | 17.1924 | 42.758 | 0 | 0 | -10.1199 | 0.6747 | 10.8378 | 0 | -1 | -4.2 | 11.1051 | 0 | 0 | 23.9424 | 23.9424 | 23.9424 | 23.9424 | 27.84 | 58.6521 | 1.3368 | 0 | 0 | 0 | 0 | 0 | 0 | 0 | 0 | 0 | 0 | 0 | 0 | -75 | 0 | 0 | 0 | 0 | 7.2317 | 0 | -303.0491 | 12.7477 | 1.7014 | 62.9821 | 66.5807 | 140.5512 | 1087.394 | 27.3232 | 47.2494 | 1.1346 | 0.3248 | -11.9201 | 13.847 | 3.48 | 29.422 | 1066.192 | 400.1768 | -411.2592 | 8.181 | 4.06 | -2.09 | 11.3332 | 4.0533 | 2025-10-24 | 2025_10_24 Hr 13 | 66.8112 | -0.000432 | -1066.192 | -388.169 | 392.9211 | 782.8688 | 228.5252 | 15.4013 | 34.6442 | 97.306 | 206.9082 | 88.7069 | 22.8901 | 179.1062 | 173.7529 | 0 | 6.0261 | 45.3461 | 226.1846 | 0 | 129.5628 | 0
2025_10_24 Hr 14 | 13.4723 | 0.011505 | 0.32444 | 3.8139 | 3.8193 | 3.8193 | 3.8097 | 3.8139 | 3.8139 | 81.972 | -14 | 0.08 | 35 | 0 | 89.5531 | 89.5531 | 173.7529 | 0 | 0 | 0.046 | 0.0275 | 1.0494 | 0 | 0 | 0 | 0 | 0 | 0.00282 | 0.1485 | 43.9761 | 6.0261 | 226.1846 | 0 | 0 | 0 | 0 | 16.7801 | 41.6266 | 0 | 0.32785 | -7.6737 | 0.6747 | 10.8378 | 0 | -1 | -4.2 | 11.1051 | 0 | 0 | 23.4299 | 23.4299 | 23.4299 | 23.4299 | 27.244 | 58.6521 | 1.3368 | 0 | 0 | 0 | 0 | 0 | 0 | 0 | 0 | 0 | 0 | 0 | 0 | -75 | 0 | 0 | 0 | 0 | 7.2317 | 0 | -309.0363 | 12.7477 | 1.7014 | 62.9821 | 66.5807 | 135.0564 | 1080.521 | 27.1375 | 46.9282 | 1.1346 | 0.3248 | -13.4723 | 13.847 | 3.48 | 29.422 | 1056 | 401.6232 | -418.7986 | 8.181 | 4.06 | -2.09 | 11.2562 | 4.0257 | 2025-10-24 | 2025_10_24 Hr 14 | 62.6455 | -9.11e-05 | -1056 | -391.3822 | 386.7934 | 781.4988 | 229.0444 | 15.4013 | 34.6442 | 95.7624 | 202.9356 | 88.0954 | 22.8901 | 179.1062 | 173.7529 | 0 | 6.0261 | 43.9761 | 226.1846 | 0 | 129.5628 | 0
2025_10_24 Hr 15 | 16.061 | 0.00948 | 0.26734 | 3.8139 | 3.8193 | 3.8193 | 3.8097 | 3.8139 | 3.8139 | 75.8649 | -14 | 0.08 | 35 | 0 | 89.5531 | 89.5531 | 173.7529 | 0 | 0 | 0.046 | 0.0275 | 1.0494 | 0 | 0 | 0 | 0 | 0 | 0.00282 | 0.1485 | 45.0854 | 6.0261 | 226.1846 | 0 | 0 | 0 | 0 | 14.8823 | 36.4191 | 0 | 0 | -11.5926 | 0.6747 | 10.8378 | 0 | -1 | -4.2 | 11.1051 | 0 | 0 | 21.0709 | 21.0709 | 21.0709 | 21.0709 | 24.5011 | 57.5991 | 1.3368 | 0 | 0 | 0 | 0 | 0 | 0 | 0 | 0 | 0 | 0 | 0 | 0 | -75 | 0 | 0 | 0 | 0 | 7.2317 | 0 | -308.2201 | 12.7477 | 1.7014 | 62.9821 | 66.5807 | 129.9954 | 1056.182 | 26.2826 | 45.4499 | 1.1346 | 0.3248 | -16.061 | 13.847 | 3.48 | 29.422 | 1019.3 | 395.2812 | -420.571 | 8.181 | 4.06 | -2.09 | 10.9016 | 3.8989 | 2025-10-24 | 2025_10_24 Hr 15 | 64.3318 | -0.000105 | -1019.3 | -394.8127 | 358.5877 | 782.6081 | 222.8713 | 15.4013 | 34.6442 | 88.6571 | 184.6498 | 85.2808 | 22.8901 | 179.1062 | 173.7529 | 0 | 6.0261 | 45.0854 | 226.1846 | 0 | 129.5628 | 0
2025_10_24 Hr 16 | 17.5783 | 0.007605 | 0.21446 | 3.8139 | 3.8193 | 3.8193 | 3.8097 | 3.8139 | 3.8139 | 74.0113 | -14 | 0.08 | 39 | 0 | 89.5531 | 89.5531 | 173.7529 | 0 | 0 | 0.046 | 0.0275 | 1.0494 | 0 | 0 | 0 | 0 | 0 | 0.00282 | 0.1485 | 42.9977 | 6.0261 | 226.1846 | 0 | 0 | 0 | 0 | 14.3063 | 34.8386 | 0 | 3.6362 | -1.1795 | 0.6747 | 10.8378 | 0 | -1 | -4.2 | 11.1051 | 0 | 0 | 20.355 | 20.355 | 20.355 | 20.355 | 23.6686 | 53.5977 | 1.3368 | 0 | 0 | 0 | 0 | 0 | 0 | 0 | 0 | 0 | 0 | 0 | 0 | -75 | 0 | 0 | 0 | 0 | 7.2317 | 0 | -303.2209 | 12.7477 | 1.7014 | 62.9821 | 66.5807 | 117.5598 | 1046.335 | 26.0232 | 45.0012 | 1.1346 | 0.3248 | -17.5783 | 13.847 | 3.48 | 29.422 | 1015.208 | 383.5055 | -417.0892 | 8.181 | 4.06 | -2.09 | 10.794 | 3.8604 | 2025-10-24 | 2025_10_24 Hr 16 | 65.9012 | 0.00023 | -1015.208 | -375.7642 | 350.0269 | 780.5204 | 210.3796 | 15.4013 | 34.6442 | 86.5005 | 179.0998 | 84.4265 | 22.8901 | 179.1062 | 173.7529 | 0 | 6.0261 | 42.9977 | 226.1846 | 0 | 129.5628 | 0
2025_10_24 Hr 17 | 10.8903 | 0.003315 | 0.093483 | 3.8139 | 3.8193 | 3.8193 | 3.8097 | 3.8139 | 3.8139 | 74.8113 | -14 | 0.08 | 31 | 0 | 89.5531 | 89.5531 | 173.7529 | 0 | 0 | 0.046 | 0.0275 | 1.0494 | 0 | 0 | 0 | 0 | 0 | 0.00282 | 0.1485 | 42.4102 | 6.0261 | 226.1846 | 0 | 0 | 0 | 0 | 14.5549 | 35.5207 | 0 | 9.2797 | 0 | 0.6747 | 10.8378 | 0 | -1 | -4.2 | 11.1051 | 0 | 0 | 20.664 | 20.664 | 20.664 | 20.664 | 24.0279 | 46.6479 | 1.3368 | 0 | 0 | 0 | 0 | 0 | 0 | 0 | 0 | 0 | 0 | 0 | 0 | -75 | 0 | 0 | 0 | 0 | 7.2317 | 0 | -298.502 | 12.7477 | 1.7014 | 62.9821 | 66.5807 | 115.9692 | 1048.953 | 26.1351 | 45.1949 | 1.1346 | 0.3248 | -10.8903 | 13.847 | 3.48 | 29.422 | 1013.192 | 360.6414 | -405.6823 | 8.181 | 4.06 | -2.09 | 10.8404 | 3.877 | 2025-10-24 | 2025_10_24 Hr 17 | 68.3067 | -0.000412 | -1013.192 | -364.2224 | 353.7216 | 779.9329 | 193.7139 | 15.4013 | 34.6442 | 87.4313 | 181.4951 | 84.7952 | 22.8901 | 179.1062 | 173.7529 | 0 | 6.0261 | 42.4102 | 226.1846 | 0 | 129.5628 | 0
2025_10_24 Hr 18 | 1.0331 | 0.006885 | 0.19416 | 3.8139 | 3.8193 | 3.8193 | 3.8097 | 3.8139 | 3.8139 | 78.2648 | -14 | 0.08 | 30 | 0 | 89.5531 | 89.5531 | 173.7529 | 0 | 0 | 0.046 | 0.0275 | 1.0494 | 0 | 0 | 0 | 0 | 0 | 0.00282 | 0.1485 | 45.3461 | 6.0261 | 226.1846 | 0 | 0 | 0 | 0 | 15.6281 | 38.4655 | 0 | 37.5751 | -52.88 | 0.6747 | 10.8378 | 0 | -1 | -4.2 | 11.1051 | 0 | 0 | 21.9979 | 21.9979 | 21.9979 | 21.9979 | 25.579 | 49.7016 | 1.3368 | 0 | 0 | 0 | 0 | 0 | 0 | 0 | 0 | 0 | 0 | 0 | 0 | -75 | 0 | 0 | 0 | 0 | 7.2317 | 0 | -287.814 | 12.7477 | 1.7014 | 62.9821 | 66.5807 | 121.0302 | 1066.348 | 26.6186 | 46.0309 | 1.1346 | 0.3248 | -1.0331 | 13.847 | 3.48 | 29.422 | 1025.4 | 359.4942 | -385.1371 | 8.181 | 4.06 | -2.09 | 11.0409 | 3.9488 | 2025-10-24 | 2025_10_24 Hr 18 | 77.2976 | -7.4e-05 | -1025.4 | -378.1189 | 369.6717 | 782.8688 | 200.9328 | 15.4013 | 34.6442 | 91.4493 | 191.8356 | 86.3869 | 22.8901 | 179.1062 | 173.7529 | 0 | 6.0261 | 45.3461 | 226.1846 | 0 | 129.5628 | 0
2025_10_24 Hr 19 | 0 | 0.003225 | 0.090945 | 3.8139 | 3.8193 | 3.8193 | 3.8097 | 3.8139 | 3.8139 | 83.9622 | -14 | 0.08 | 66 | 0 | 89.5531 | 89.5531 | 173.7529 | 0 | 0 | 0.046 | 0.0275 | 1.0494 | 0 | 0 | 0 | 0 | 0 | 0.00282 | 0.1485 | 45.3461 | 6.0261 | 226.1846 | 0 | 0 | 0 | 0 | 17.3986 | 43.3236 | 0 | 0 | -37.6611 | 0.6747 | 10.8378 | 0 | -1 | -4.2 | 11.1051 | 0 | 0 | 24.1986 | 24.1986 | 24.1986 | 24.1986 | 28.1379 | 54.6507 | 1.3368 | 0 | 0 | 0 | 0 | 0 | 0 | 0 | 0 | 0 | 0 | 0 | 0 | -75 | 0 | 0 | 0 | 0 | 7.2317 | 0 | -320.5788 | 12.7477 | 1.7014 | 62.9821 | 66.5807 | 107.004 | 1089.932 | 27.4161 | 47.41 | 1.1346 | 0.3248 | 0 | 13.847 | 3.48 | 29.422 | 1023.408 | 388.0061 | -416.8688 | 8.181 | 4.06 | -2.09 | 11.3717 | 4.0671 | 2025-10-24 | 2025_10_24 Hr 19 | 79.2761 | 0.000263 | -1023.408 | -433.2399 | 395.985 | 782.8688 | 227.7489 | 15.4013 | 34.6442 | 98.0779 | 208.8945 | 89.0126 | 22.8901 | 179.1062 | 173.7529 | 0 | 6.0261 | 45.3461 | 226.1846 | 0 | 129.5628 | 0
2025_10_24 Hr 20 | 0 | 0.000615 | 0.017343 | 3.8139 | 3.8193 | 3.8193 | 3.8097 | 3.8139 | 3.8139 | 76.2747 | -14 | 0.08 | 83 | 0 | 89.5531 | 89.5531 | 173.7529 | 0 | 0 | 0.046 | 0.0275 | 1.0494 | 0 | 0 | 0 | 0 | 0 | 0.00282 | 0.1485 | 45.3461 | 6.0261 | 226.1846 | 0 | 0 | 0 | 0 | 15.0096 | 36.7685 | 0 | 0 | -18.42 | 0.6747 | 10.8378 | 0 | -1 | -4.2 | 11.1051 | 0 | 0 | 21.2292 | 21.2292 | 21.2292 | 21.2292 | 24.6851 | 66.5496 | 1.3368 | 0 | 0 | 0 | 0 | 0 | 0 | 0 | 0 | 0 | 0 | 0 | 0 | -75 | 0 | 0 | 0 | 0 | 7.2317 | 0 | -315.4894 | 12.7477 | 1.7014 | 62.9821 | 66.5807 | 75.0474 | 1057.897 | 26.34 | 45.5491 | 1.1346 | 0.3248 | 0 | 13.847 | 3.48 | 29.422 | 1009.1 | 381.4028 | -411.7794 | 8.181 | 4.06 | -2.09 | 10.9254 | 3.9074 | 2025-10-24 | 2025_10_24 Hr 20 | 67.9644 | -7.4e-05 | -1009.1 | -408.9094 | 360.4801 | 782.8688 | 224.615 | 15.4013 | 34.6442 | 89.1338 | 185.8767 | 85.4696 | 22.8901 | 179.1062 | 173.7529 | 0 | 6.0261 | 45.3461 | 226.1846 | 0 | 129.5628 | 0
2025_10_24 Hr 21 | 0 | 0 | 0 | 3.8139 | 3.8193 | 3.8193 | 3.8097 | 3.8139 | 3.8139 | 70.9675 | -14 | 0.08 | 87 | 0 | 89.5531 | 89.5531 | 173.7529 | 0 | 0 | 0.046 | 0.0275 | 1.0494 | 0 | 0 | 0 | 0 | 0 | 0.00282 | 0.1485 | 45.1502 | 6.0261 | 226.1846 | 0 | 0 | 0 | 0 | 13.3604 | 32.2432 | 0 | 11.3418 | -0.089493 | 0.6747 | 10.8378 | 0 | -1 | -4.2 | 11.1051 | 0 | 0 | 19.1793 | 19.1793 | 19.1793 | 19.1793 | 22.3015 | 65.6019 | 1.3368 | 0 | 0 | 0 | 0 | 0 | 0 | 0 | 0 | 0 | 0 | 0 | 0 | -75 | 0 | 0 | 0 | 0 | 7.2317 | 0 | -308.0516 | 12.7477 | 1.7014 | 62.9821 | 66.5807 | 55.5264 | 1035.618 | 25.5971 | 44.2644 | 1.1346 | 0.3248 | 0 | 13.847 | 3.48 | 29.422 | 1005.017 | 362.4875 | -404.3416 | 8.181 | 4.06 | -2.09 | 10.6173 | 3.7972 | 2025-10-24 | 2025_10_24 Hr 21 | 66.7039 | -0.00044072 | -1005.017 | -371.7993 | 335.9691 | 782.6729 | 208.1283 | 15.4013 | 34.6442 | 82.9592 | 169.9862 | 83.0237 | 22.8901 | 179.1062 | 173.7529 | 0 | 6.0261 | 45.1502 | 226.1846 | 0 | 129.5628 | 0
2025_10_24 Hr 22 | 0 | 0 | 0 | 3.8139 | 3.8193 | 3.8193 | 3.8097 | 3.8139 | 3.8139 | 66.4408 | -14 | 0.08 | 87 | 0 | 89.5531 | 89.5531 | 173.7529 | 0 | 0 | 0.046 | 0.0275 | 1.0494 | 0 | 0 | 0 | 0 | 0 | 0.00282 | 0.1485 | 45.1502 | 6.0261 | 226.1846 | 0 | 0 | 0 | 0 | 11.9537 | 28.3833 | 0 | 67.8717 | 0 | 0.6747 | 10.8378 | 0 | -1 | -4.2 | 11.1051 | 0 | 0 | 17.4308 | 17.4308 | 17.4308 | 17.4308 | 20.2684 | 65.6019 | 1.3368 | 0 | 0 | 0 | 0 | 0 | 0 | 0 | 0 | 0 | 0 | 0 | 0 | -75 | 0 | 0 | 0 | 0 | 7.2317 | 0 | -395.1966 | 12.7477 | 1.7014 | 62.9821 | 66.5807 | 62.0334 | 1016.798 | 24.9634 | 43.1687 | 1.1346 | 0.3248 | 0 | 13.847 | 3.48 | 29.422 | 960.0917 | 366.9083 | -491.4866 | 8.181 | 4.06 | -2.09 | 10.3544 | 3.7032 | 2025-10-24 | 2025_10_24 Hr 22 | 67.0211 | -0.000107 | -960.0917 | -402.3249 | 315.0628 | 782.6729 | 214.6353 | 15.4013 | 34.6442 | 77.6927 | 156.4325 | 80.9375 | 22.8901 | 179.1062 | 173.7529 | 0 | 6.0261 | 45.1502 | 226.1846 | 0 | 129.5628 | 0
2025_10_24 Hr 23 | 0 | 0 | 0 | 3.8139 | 3.8193 | 3.8193 | 3.8097 | 3.8139 | 3.8139 | 58.4801 | 0 | 0.08 | 87 | 0 | 89.5531 | 89.5531 | 176.4163 | 0 | 0 | 0.046 | 0.0275 | 1.0494 | 0 | 0 | 0 | 0 | 0 | 0.00282 | 0.1485 | 45.3461 | 6.0261 | 228.977 | 0 | 0 | 0 | 0 | 9.4799 | 21.5953 | 0 | 0 | -18.8227 | 0.6747 | 10.8378 | 0 | -1 | -4.2 | 11.1051 | 0 | 0 | 14.3559 | 14.3559 | 14.3559 | 14.3559 | 16.6929 | 62.5482 | 1.3368 | 0 | 0 | 0 | 0 | 0 | 0 | 0 | 0 | 0 | 0 | 0 | 0 | 0 | -50 | 0 | 0 | 0 | 7.2317 | 0 | -419.6896 | 12.7477 | 1.7014 | 64.2243 | 67.8938 | 122.0424 | 991.9075 | 23.8491 | 41.2417 | 1.1346 | 0.3248 | 0 | 13.847 | 3.48 | 29.422 | 916.3 | 420.1948 | -476.9796 | 8.181 | 4.06 | -2.09 | 9.8922 | 3.5379 | 2025-10-24 | 2025_10_24 Hr 23 | 68.4543 | 1e-06 | -916.3 | -488.5123 | 292.2963 | 790.8799 | 271.5906 | 15.4013 | 34.6442 | 68.4309 | 132.5968 | 91.2686 | 22.8901 | 179.1062 | 176.4163 | 0 | 6.0261 | 45.3461 | 228.977 | 0 | 132.1181 | 0
2025_10_24 Hr 24 | 0 | 0 | 0 | 3.8139 | 3.8193 | 3.8193 | 3.8097 | 3.8139 | 3.8139 | 51.5925 | 0 | 0.08 | 86 | 0 | 89.5531 | 89.5531 | 176.4163 | 0 | 0 | 0.046 | 0.0275 | 1.0494 | 0 | 0 | 0 | 0 | 0 | 0.00282 | 0.1485 | 45.3461 | 6.0261 | 228.977 | 0 | 0 | 0 | 0 | 7.3396 | 15.7223 | 0 | 0 | -6.9753 | 0.6747 | 10.8378 | 0 | -1 | -4.2 | 11.1051 | 0 | 0 | 11.6956 | 11.6956 | 11.6956 | 11.6956 | 13.5995 | 61.6005 | 1.3368 | 0 | 0 | 0 | 0 | 0 | 0 | 0 | 0 | 0 | 0 | 0 | 0 | 0 | -50 | 0 | 0 | 0 | 7.2317 | 0 | -423.2932 | 12.7477 | 1.7014 | 64.2243 | 67.8938 | 96.4482 | 963.2716 | 22.885 | 39.5744 | 1.1346 | 0.3248 | 0 | 13.847 | 3.48 | 29.422 | 865.1917 | 389.4786 | -480.5832 | 8.181 | 4.06 | -2.09 | 9.4923 | 3.3949 | 2025-10-24 | 2025_10_24 Hr 24 | 68.2272 | -4.3e-05 | -865.1917 | -480.2685 | 260.4861 | 790.8799 | 244.0487 | 15.4013 | 34.6442 | 60.4175 | 111.9742 | 88.0944 | 22.8901 | 179.1062 | 176.4163 | 0 | 6.0261 | 45.3461 | 228.977 | 0 | 132.1181 | 0
2025_10_25 Hr 01 | 0 | 0 | 0 | 3.8139 | 3.8193 | 3.8193 | 3.8097 | 3.8139 | 3.8139 | 47.1967 | 0 | 0.08 | 86 | 0 | 89.5531 | 89.5531 | 176.4163 | 0 | 0 | 0.046 | 0.0275 | 1.0494 | 0 | 0 | 0 | 0 | 0 | 0.00282 | 0.1485 | 45.3461 | 6.0261 | 228.977 | 0 | 0 | 0 | 0 | 5.8668 | 11.656 | 0 | 38.1443 | 0 | 0.6747 | 10.9145 | 0 | -1 | -4.2 | 11.2204 | 0 | 0 | 9.9036 | 9.9036 | 9.9036 | 9.9036 | 11.5158 | 58.6521 | 1.3368 | 0 | 0 | 0 | 0 | 0 | 0 | 0 | 0 | 0 | 0 | 0 | 0 | 0 | -50 | 0 | 0 | 0 | 7.3296 | 0 | -461.1203 | 12.7588 | 1.7014 | 64.2243 | 67.8938 | 78.5178 | 944.4041 | 22.2367 | 38.4346 | 1.1346 | 0.3248 | 0 | 13.847 | 3.48 | 29.422 | 830.5833 | 366.4453 | -518.4103 | 8.2101 | 4.06 | -2.09 | 9.2145 | 3.2953 | 2025-10-25 | 2025_10_25 Hr 01 | 70.659 | 4.2e-05 | -830.5833 | -472.976 | 239.4641 | 790.8799 | 223.1699 | 15.4013 | 34.6442 | 55.1975 | 98.3267 | 85.9399 | 22.8901 | 179.1062 | 176.4163 | 0 | 6.0261 | 45.3461 | 228.977 | 0 | 132.1181 | 0
2025_10_25 Hr 02 | 0 | 0 | 0 | 3.8139 | 3.8193 | 3.8193 | 3.8097 | 3.8139 | 3.8139 | 41.7282 | 0 | 0.08 | 82 | 0 | 89.5531 | 89.5531 | 176.4163 | 0 | 0 | 0.046 | 0.0275 | 1.0494 | 0 | 0 | 0 | 0 | 0 | 0.00282 | 0.1485 | 45.3461 | 6.0261 | 228.977 | 0 | 0 | 0 | 0 | 4.1752 | 7.0162 | 0 | 24.6702 | 0 | 0.6747 | 10.9145 | 0 | -1 | -4.2 | 11.2204 | 0 | 0 | 7.7952 | 7.7952 | 7.7952 | 7.7952 | 9.0642 | 65.6019 | 1.3368 | 0 | 0 | 0 | 0 | 0 | 0 | 0 | 0 | 0 | 0 | 0 | 0 | 0 | -50 | 0 | 0 | 0 | 7.3296 | 0 | -472.3122 | 12.7588 | 1.7014 | 64.2243 | 67.8938 | 101.943 | 921.7193 | 21.4773 | 37.122 | 1.1346 | 0.3248 | 0 | 13.847 | 3.48 | 29.422 | 807.1083 | 390.321 | -529.6022 | 8.2101 | 4.06 | -2.09 | 8.8998 | 3.1827 | 2025-10-25 | 2025_10_25 Hr 02 | 70.4644 | 4.2e-05 | -807.1083 | -497.642 | 214.28 | 790.8799 | 249.5449 | 15.4013 | 34.6442 | 48.8661 | 81.9734 | 83.4406 | 22.8901 | 179.1062 | 176.4163 | 0 | 6.0261 | 45.3461 | 228.977 | 0 | 132.1181 | 0
2025_10_25 Hr 03 | 0 | 0 | 0 | 3.8139 | 3.8193 | 3.8193 | 3.8097 | 3.8139 | 3.8139 | 41.7282 | 0 | 0.08 | 74 | 0 | 89.5531 | 89.5531 | 176.4163 | 0 | 0 | 0.046 | 0.0275 | 1.0494 | 0 | 0 | 0 | 0 | 0 | 0.00282 | 0.1485 | 45.3461 | 6.0261 | 228.977 | 0 | 0 | 0 | 0 | 4.1752 | 7.0162 | 0 | 21.6438 | 0 | 0.6747 | 10.9145 | 0 | -1 | -4.2 | 11.2204 | 0 | 0 | 7.7952 | 7.7952 | 7.7952 | 7.7952 | 9.0642 | 61.6005 | 1.3368 | 0 | 0 | 0 | 0 | 0 | 0 | 0 | 0 | 0 | 0 | 0 | 0 | 0 | -50 | 0 | 0 | 0 | 7.3296 | 0 | -481.7537 | 12.7588 | 1.7014 | 64.2243 | 67.8938 | 107.004 | 921.7193 | 21.4773 | 37.122 | 1.1346 | 0.3248 | 0 | 13.847 | 3.48 | 29.422 | 787.7 | 383.3806 | -539.0437 | 8.2101 | 4.06 | -2.09 | 8.8998 | 3.1827 | 2025-10-25 | 2025_10_25 Hr 03 | 70.4806 | 3e-06 | -787.7 | -510.1099 | 214.28 | 790.8799 | 242.6045 | 15.4013 | 34.6442 | 48.8661 | 81.9734 | 83.4406 | 22.8901 | 179.1062 | 176.4163 | 0 | 6.0261 | 45.3461 | 228.977 | 0 | 132.1181 | 0
2025_10_25 Hr 04 | 0 | 0 | 0 | 3.8139 | 3.8193 | 3.8193 | 3.8097 | 3.8139 | 3.8139 | 43.3215 | 0 | 0.08 | 74 | 0 | 89.5531 | 89.5531 | 176.4163 | 0 | 0 | 0.046 | 0.0275 | 1.0494 | 0 | 0 | 0 | 0 | 0 | 0.00282 | 0.1485 | 45.3461 | 6.0261 | 228.977 | 0 | 0 | 0 | 0 | 4.6681 | 8.3681 | 0 | 10.0329 | 0 | 0.6747 | 10.9145 | 0 | -1 | -4.2 | 11.2204 | 0 | 0 | 8.4095 | 8.4095 | 8.4095 | 8.4095 | 9.7785 | 60.5475 | 1.3368 | 0 | 0 | 0 | 0 | 0 | 0 | 0 | 0 | 0 | 0 | 0 | 0 | 0 | -50 | 0 | 0 | 0 | 7.3296 | 0 | -469.6941 | 12.7588 | 1.7014 | 64.2243 | 67.8938 | 109.4622 | 928.3289 | 21.6985 | 37.5044 | 1.1346 | 0.3248 | 0 | 13.847 | 3.48 | 29.422 | 796.8917 | 385.514 | -526.9841 | 8.2101 | 4.06 | -2.09 | 8.9915 | 3.2155 | 2025-10-25 | 2025_10_25 Hr 04 | 73.4002 | -3.4e-05 | -796.8917 | -509.6612 | 221.6178 | 790.8799 | 244.0097 | 15.4013 | 34.6442 | 50.7109 | 86.7382 | 84.1688 | 22.8901 | 179.1062 | 176.4163 | 0 | 6.0261 | 45.3461 | 228.977 | 0 | 132.1181 | 0
2025_10_25 Hr 05 | 0 | 0 | 0 | 3.8139 | 3.8193 | 3.8193 | 3.8097 | 3.8139 | 3.8139 | 48.4163 | 0 | 0.08 | 85 | 0 | 89.5531 | 89.5531 | 176.4163 | 0 | 0 | 0.046 | 0.0275 | 1.0494 | 0 | 0 | 0 | 0 | 0 | 0.00282 | 0.1485 | 45.3461 | 6.0261 | 228.977 | 0 | 0 | 0 | 0 | 6.2441 | 12.6908 | 0 | 0.50828 | -3.644 | 0.6747 | 10.9145 | 0 | -1 | -4.2 | 11.2204 | 0 | 0 | 10.3738 | 10.3738 | 10.3738 | 10.3738 | 12.0625 | 53.5977 | 1.3368 | 0 | 0 | 0 | 0 | 0 | 0 | 0 | 0 | 0 | 0 | 0 | 0 | 0 | -50 | 0 | 0 | 0 | 7.3296 | 0 | -471.4027 | 12.7588 | 1.7014 | 64.2243 | 67.8938 | 101.943 | 949.4633 | 22.4061 | 38.7274 | 1.1346 | 0.3248 | 0 | 13.847 | 3.48 | 29.422 | 802.0084 | 384.3735 | -528.6927 | 8.2101 | 4.06 | -2.09 | 9.2847 | 3.3204 | 2025-10-25 | 2025_10_25 Hr 05 | 75.3628 | -7.55e-05 | -802.0084 | -524.5384 | 245.0807 | 790.8799 | 240.5407 | 15.4013 | 34.6442 | 56.6096 | 101.9739 | 86.4973 | 22.8901 | 179.1062 | 176.4163 | 0 | 6.0261 | 45.3461 | 228.977 | 0 | 132.1181 | 0
2025_10_25 Hr 06 | 0 | 0 | 0 | 3.8139 | 3.8193 | 3.8193 | 3.8097 | 3.8139 | 3.8139 | 57.6419 | 0 | 0.08 | 90 | 0 | 89.5531 | 89.5531 | 176.4163 | 0 | 0 | 0.046 | 0.0275 | 1.0494 | 0 | 0 | 0 | 0 | 0 | 0.00282 | 0.1485 | 45.3461 | 6.0261 | 228.977 | 0 | 0 | 0 | 0 | 9.0979 | 20.5184 | 0 | 6.7493 | -0.42805 | 0.6747 | 10.9145 | 0 | -1 | -4.2 | 11.2204 | 0 | 0 | 13.9306 | 13.9306 | 13.9306 | 13.9306 | 16.1984 | 58.6521 | 1.3368 | 0 | 0 | 0 | 0 | 0 | 0 | 0 | 0 | 0 | 0 | 0 | 0 | 0 | -50 | 0 | 0 | 0 | 7.3296 | 0 | -495.0994 | 12.7588 | 1.7014 | 64.2243 | 67.8938 | 85.0248 | 987.7336 | 23.6873 | 40.9418 | 1.1346 | 0.3248 | 0 | 13.847 | 3.48 | 29.422 | 823.3917 | 381.7262 | -552.3894 | 8.2101 | 4.06 | -2.09 | 9.8156 | 3.5102 | 2025-10-25 | 2025_10_25 Hr 06 | 78.2094 | -3.83e-05 | -823.3917 | -538.7781 | 287.5675 | 790.8799 | 233.6769 | 15.4013 | 34.6442 | 67.291 | 129.5628 | 90.7137 | 22.8901 | 179.1062 | 176.4163 | 0 | 6.0261 | 45.3461 | 228.977 | 0 | 132.1181 | 0
2025_10_25 Hr 07 | 0 | 0 | 0 | 3.8139 | 3.8193 | 3.8193 | 3.8097 | 3.8139 | 3.8139 | 70.9 | -14 | 0.08 | 95 | 0 | 89.5531 | 89.5531 | 173.7529 | 0 | 0 | 0.046 | 0.0275 | 1.0494 | 0 | 0 | 0 | 0 | 0 | 0.00282 | 0.1485 | 45.3461 | 6.0261 | 226.1846 | 0 | 0 | 0 | 0 | 13.1991 | 31.7675 | 0 | 0 | -4.3459 | 0.6747 | 10.9145 | 0 | -1 | -4.2 | 11.2204 | 0 | 0 | 19.0422 | 19.0422 | 19.0422 | 19.0422 | 22.1421 | 52.65 | 1.3368 | 0 | 0 | 0 | 0 | 0 | 0 | 0 | 0 | 0 | 0 | 0 | 0 | -75 | 0 | 0 | 0 | 0 | 7.3296 | 0 | -419.2986 | 12.7588 | 1.7014 | 62.9821 | 66.5807 | 84.4464 | 1034.721 | 25.5285 | 44.1243 | 1.1346 | 0.3248 | 0 | 13.847 | 3.48 | 29.422 | 900.9916 | 386.2051 | -515.5886 | 8.2101 | 4.06 | -2.09 | 10.5786 | 3.7831 | 2025-10-25 | 2025_10_25 Hr 07 | 75.2133 | -1.4e-05 | -900.9916 | -498.6445 | 334.6254 | 782.8688 | 232.0964 | 15.4013 | 34.6442 | 82.6413 | 169.2109 | 82.7732 | 22.8901 | 179.1062 | 173.7529 | 0 | 6.0261 | 45.3461 | 226.1846 | 0 | 129.5628 | 0
2025_10_25 Hr 08 | 1.0282 | 0 | 0 | 3.8139 | 3.8193 | 3.8193 | 3.8097 | 3.8139 | 3.8139 | 83.0762 | -14 | 0.08 | 91 | 0 | 89.5531 | 89.5531 | 173.7529 | 0 | 0 | 0.046 | 0.0275 | 1.0494 | 0 | 0 | 0 | 0 | 0 | 0.00282 | 0.1485 | 45.3461 | 6.0261 | 226.1846 | 0 | 0 | 0 | 0 | 16.9657 | 42.0986 | 0 | 1.8582 | -4.948 | 0.6747 | 10.9145 | 0 | -1 | -4.2 | 11.2204 | 0 | 0 | 23.7367 | 23.7367 | 23.7367 | 23.7367 | 27.6008 | 49.7016 | 1.3368 | 0 | 0 | 0 | 0 | 0 | 0 | 0 | 0 | 0 | 0 | 0 | 0 | -75 | 0 | 0 | 0 | 0 | 7.3296 | 0 | -424.5698 | 12.7588 | 1.7014 | 62.9821 | 66.5807 | 76.0596 | 1085.231 | 27.2195 | 47.047 | 1.1346 | 0.3248 | -1.0282 | 13.847 | 3.48 | 29.422 | 937.7167 | 377.4631 | -521.8879 | 8.2101 | 4.06 | -2.09 | 11.2793 | 4.0337 | 2025-10-25 | 2025_10_25 Hr 08 | 73.719 | -0.000117 | -937.7167 | -502.6596 | 390.7007 | 782.8688 | 216.7612 | 15.4013 | 34.6442 | 96.739 | 205.6236 | 88.3382 | 22.8901 | 179.1062 | 173.7529 | 0 | 6.0261 | 45.3461 | 226.1846 | 0 | 129.5628 | 0
2025_10_25 Hr 09 | 9.8472 | 0.00066 | 0.018612 | 3.8139 | 3.8193 | 3.8193 | 3.8097 | 3.8139 | 3.8139 | 88.7021 | -14 | 0.08 | 85 | 0 | 89.5531 | 89.5531 | 173.7529 | 0 | 0 | 0.046 | 0.0275 | 1.0494 | 0 | 0 | 0 | 0 | 0 | 0.00282 | 0.1485 | 45.3461 | 6.0261 | 226.1846 | 0 | 0 | 0 | 0 | 18.7059 | 46.872 | 0 | 0.6263 | -7.2309 | 0.6747 | 10.9145 | 0 | -1 | -4.2 | 11.2204 | 0 | 0 | 25.9057 | 25.9057 | 25.9057 | 25.9057 | 30.1228 | 44.6472 | 1.3368 | 0 | 0 | 0 | 0 | 0 | 0 | 0 | 0 | 0 | 0 | 0 | 0 | -75 | 0 | 0 | 0 | 0 | 7.3296 | 0 | -401.1252 | 12.7588 | 1.7014 | 62.9821 | 66.5807 | 77.9394 | 1108.588 | 28.0008 | 48.3974 | 1.1346 | 0.3248 | -9.8472 | 13.847 | 3.48 | 29.422 | 974.4 | 379.6794 | -507.2624 | 8.2101 | 4.06 | -2.09 | 11.6031 | 4.1494 | 2025-10-25 | 2025_10_25 Hr 09 | 74.5038 | -8.93e-05 | -974.4 | -482.7298 | 416.6095 | 782.8688 | 207.6059 | 15.4013 | 34.6442 | 103.2526 | 222.4475 | 90.9094 | 22.8901 | 179.1062 | 173.7529 | 0 | 6.0261 | 45.3461 | 226.1846 | 0 | 129.5628 | 0
2025_10_25 Hr 10 | 17.381 | 0.003975 | 0.1121 | 3.8139 | 3.8193 | 3.8193 | 3.8097 | 3.8139 | 3.8139 | 92.8329 | -14 | 0.08 | 81 | 0 | 89.5531 | 89.5531 | 173.7529 | 0 | 0 | 0.046 | 0.0275 | 1.0494 | 0 | 0 | 0 | 0 | 0 | 0.00282 | 0.1485 | 45.3461 | 6.0261 | 226.1846 | 0 | 0 | 0 | 0 | 19.9838 | 50.3769 | 0 | 0 | -32.1262 | 0.6747 | 10.9145 | 0 | -1 | -4.2 | 11.2204 | 0 | 0 | 27.4983 | 27.4983 | 27.4983 | 27.4983 | 31.9747 | 41.6988 | 1.3368 | 0 | 0 | 0 | 0 | 0 | 0 | 0 | 0 | 0 | 0 | 0 | 0 | -75 | 0 | 0 | 0 | 0 | 7.3296 | 0 | -362.7787 | 12.7588 | 1.7014 | 62.9821 | 66.5807 | 80.5422 | 1125.817 | 28.5744 | 49.389 | 1.1346 | 0.3248 | -17.381 | 13.847 | 3.48 | 29.422 | 1002 | 384.7589 | -476.4497 | 8.2101 | 4.06 | -2.09 | 11.8408 | 4.2345 | 2025-10-25 | 2025_10_25 Hr 10 | 70.4132 | -6.2e-05 | -1002 | -469.9049 | 435.6335 | 782.8688 | 203.3571 | 15.4013 | 34.6442 | 108.0353 | 234.8008 | 92.7974 | 22.8901 | 179.1062 | 173.7529 | 0 | 6.0261 | 45.3461 | 226.1846 | 0 | 129.5628 | 0
2025_10_25 Hr 11 | 15.0212 | 0.00702 | 0.19796 | 3.8139 | 3.8193 | 3.8193 | 3.8097 | 3.8139 | 3.8139 | 96.3147 | -14 | 0.08 | 84 | 0 | 89.5531 | 89.5531 | 173.7529 | 0 | 0 | 0.046 | 0.0275 | 1.0494 | 0 | 0 | 0 | 0 | 0 | 0.00282 | 0.1485 | 45.3461 | 6.0261 | 226.1846 | 0 | 0 | 0 | 0 | 21.0608 | 53.331 | 0 | 0 | -23.5747 | 0.6747 | 10.9145 | 0 | -1 | -4.2 | 11.2204 | 0 | 0 | 28.8406 | 28.8406 | 28.8406 | 28.8406 | 33.5356 | 30.7476 | 1.3368 | 0 | 0 | 0 | 0 | 0 | 0 | 0 | 0 | 0 | 0 | 0 | 0 | -75 | 0 | 0 | 0 | 0 | 7.3296 | 0 | -366.5947 | 12.7588 | 1.7014 | 62.9821 | 66.5807 | 60.4428 | 1140.346 | 29.058 | 50.2247 | 1.1346 | 0.3248 | -15.0212 | 13.847 | 3.48 | 29.422 | 994.8083 | 355.9428 | -477.9059 | 8.2101 | 4.06 | -2.09 | 12.0412 | 4.3061 | 2025-10-25 | 2025_10_25 Hr 11 | 71.7155 | -4.4e-05 | -994.8083 | -465.1694 | 451.668 | 782.8688 | 175.3954 | 15.4013 | 34.6442 | 112.0665 | 245.2128 | 94.3887 | 22.8901 | 179.1062 | 173.7529 | 0 | 6.0261 | 45.3461 | 226.1846 | 0 | 129.5628 | 0
2025_10_25 Hr 12 | 14.5088 | 0.009045 | 0.25507 | 3.8139 | 3.8193 | 3.8193 | 3.8097 | 3.8139 | 3.8139 | 95.2525 | -14 | 0.08 | 84 | 0 | 89.5531 | 89.5531 | 173.7529 | 0 | 0 | 0.046 | 0.0275 | 1.0494 | 0 | 0 | 0 | 0 | 0 | 0.00282 | 0.1485 | 45.3461 | 6.0261 | 226.1846 | 0 | 0 | 0 | 0 | 20.7322 | 52.4297 | 0 | 0 | -6.7495 | 0.6747 | 10.9145 | 0 | -1 | -4.2 | 11.2204 | 0 | 0 | 28.4311 | 28.4311 | 28.4311 | 28.4311 | 33.0594 | 35.802 | 1.3368 | 0 | 0 | 0 | 0 | 0 | 0 | 0 | 0 | 0 | 0 | 0 | 0 | -75 | 0 | 0 | 0 | 0 | 7.3296 | 0 | -415.0592 | 12.7588 | 1.7014 | 62.9821 | 66.5807 | 51.0438 | 1135.997 | 28.9104 | 49.9697 | 1.1346 | 0.3248 | -14.5088 | 13.847 | 3.48 | 29.422 | 953.9916 | 350.6023 | -525.858 | 8.2101 | 4.06 | -2.09 | 11.98 | 4.2843 | 2025-10-25 | 2025_10_25 Hr 12 | 71.8825 | -2e-06 | -953.9916 | -496.8087 | 446.7761 | 782.8688 | 171.1099 | 15.4013 | 34.6442 | 110.8366 | 242.0363 | 93.9032 | 22.8901 | 179.1062 | 173.7529 | 0 | 6.0261 | 45.3461 | 226.1846 | 0 | 129.5628 | 0
2025_10_25 Hr 13 | 11.401 | 0.01029 | 0.29018 | 3.8139 | 3.8193 | 3.8193 | 3.8097 | 3.8139 | 3.8139 | 90.8265 | -14 | 0.08 | 81 | 0 | 89.5531 | 89.5531 | 173.7529 | 0 | 0 | 0.046 | 0.0275 | 1.0494 | 0 | 0 | 0 | 0 | 0 | 0.00282 | 0.1485 | 45.3461 | 6.0261 | 226.1846 | 0 | 0 | 0 | 0 | 19.3631 | 48.6745 | 0 | 5.7729 | 0 | 0.6747 | 10.9145 | 0 | -1 | -4.2 | 11.2204 | 0 | 0 | 26.7247 | 26.7247 | 26.7247 | 26.7247 | 31.0753 | 44.6472 | 1.3368 | 0 | 0 | 0 | 0 | 0 | 0 | 0 | 0 | 0 | 0 | 0 | 0 | -75 | 0 | 0 | 0 | 0 | 7.3296 | 0 | -458.8045 | 12.7588 | 1.7014 | 62.9821 | 66.5807 | 57.9846 | 1117.672 | 28.2958 | 48.9073 | 1.1346 | 0.3248 | -11.401 | 13.847 | 3.48 | 29.422 | 915.2083 | 358.259 | -566.4955 | 8.2101 | 4.06 | -2.09 | 11.7253 | 4.1932 | 2025-10-25 | 2025_10_25 Hr 13 | 71.4636 | -3.3e-05 | -915.2083 | -528.0316 | 426.3933 | 782.8688 | 183.9323 | 15.4013 | 34.6442 | 105.7123 | 228.8007 | 91.8804 | 22.8901 | 179.1062 | 173.7529 | 0 | 6.0261 | 45.3461 | 226.1846 | 0 | 129.5628 | 0
2025_10_25 Hr 14 | 11.3961 | 0.01089 | 0.3071 | 3.8139 | 3.8193 | 3.8193 | 3.8097 | 3.8139 | 3.8139 | 85.0827 | -14 | 0.08 | 83 | 0 | 89.5531 | 89.5531 | 173.7529 | 0 | 0 | 0.046 | 0.0275 | 1.0494 | 0 | 0 | 0 | 0 | 0 | 0.00282 | 0.1485 | 45.2808 | 6.0261 | 226.1846 | 0 | 0 | 0 | 0 | 17.5863 | 43.801 | 0 | 32.0716 | 0 | 0.6747 | 10.9145 | 0 | -1 | -4.2 | 11.2204 | 0 | 0 | 24.5102 | 24.5102 | 24.5102 | 24.5102 | 28.5002 | 40.7511 | 1.3368 | 0 | 0 | 0 | 0 | 0 | 0 | 0 | 0 | 0 | 0 | 0 | 0 | -75 | 0 | 0 | 0 | 0 | 7.3296 | 0 | -495.5997 | 12.7588 | 1.7014 | 62.9821 | 66.5807 | 74.469 | 1093.796 | 27.4981 | 47.5286 | 1.1346 | 0.3248 | -11.3961 | 13.847 | 3.48 | 29.422 | 892.8 | 370.2178 | -603.2858 | 8.2101 | 4.06 | -2.09 | 11.3948 | 4.075 | 2025-10-25 | 2025_10_25 Hr 14 | 71.4886 | -9.5e-05 | -892.8 | -538.5281 | 399.9409 | 782.8035 | 198.5381 | 15.4013 | 34.6442 | 99.062 | 211.6237 | 89.2552 | 22.8901 | 179.1062 | 173.7529 | 0 | 6.0261 | 45.2808 | 226.1846 | 0 | 129.5628 | 0
2025_10_25 Hr 15 | 15.5369 | 0.01095 | 0.30879 | 3.8139 | 3.8193 | 3.8193 | 3.8097 | 3.8139 | 3.8139 | 77.3127 | -14 | 0.08 | 85 | 0 | 89.5531 | 89.5531 | 173.7529 | 0 | 0 | 0.046 | 0.0275 | 1.0494 | 0 | 0 | 0 | 0 | 0 | 0.00282 | 0.1485 | 45.1502 | 6.0261 | 226.1846 | 0 | 0 | 0 | 0 | 15.1828 | 37.2084 | 0 | 4.3259 | 0 | 0.6747 | 10.9145 | 0 | -1 | -4.2 | 11.2204 | 0 | 0 | 21.5146 | 21.5146 | 21.5146 | 21.5146 | 25.0169 | 37.6974 | 1.3368 | 0 | 0 | 0 | 0 | 0 | 0 | 0 | 0 | 0 | 0 | 0 | 0 | -75 | 0 | 0 | 0 | 0 | 7.3296 | 0 | -483.2304 | 12.7588 | 1.7014 | 62.9821 | 66.5807 | 113.511 | 1061.436 | 26.4191 | 45.6635 | 1.1346 | 0.3248 | -15.5369 | 13.847 | 3.48 | 29.422 | 879.5 | 408.7958 | -595.0573 | 8.2101 | 4.06 | -2.09 | 10.9476 | 3.9151 | 2025-10-25 | 2025_10_25 Hr 15 | 73.6507 | -6e-05 | -879.5 | -553.9045 | 364.1578 | 782.6729 | 236.5281 | 15.4013 | 34.6442 | 90.0659 | 188.3878 | 85.7041 | 22.8901 | 179.1062 | 173.7529 | 0 | 6.0261 | 45.1502 | 226.1846 | 0 | 129.5628 | 0
2025_10_25 Hr 16 | 11.9201 | 0.009795 | 0.27622 | 3.8139 | 3.8193 | 3.8193 | 3.8097 | 3.8139 | 3.8139 | 77.7258 | -14 | 0.08 | 88 | 0 | 89.5531 | 89.5531 | 173.7529 | 0 | 0 | 0.046 | 0.0275 | 1.0494 | 0 | 0 | 0 | 0 | 0 | 0.00282 | 0.1485 | 43.9765 | 6.0261 | 226.1846 | 0 | 0 | 0 | 0 | 15.3106 | 37.5589 | 0 | 6.186 | -1.4607 | 0.6747 | 10.9145 | 0 | -1 | -4.2 | 11.2204 | 0 | 0 | 21.6738 | 21.6738 | 21.6738 | 21.6738 | 25.2021 | 33.8013 | 1.3368 | 0 | 0 | 0 | 0 | 0 | 0 | 0 | 0 | 0 | 0 | 0 | 0 | -75 | 0 | 0 | 0 | 0 | 7.3296 | 0 | -481.8029 | 12.7588 | 1.7014 | 62.9821 | 66.5807 | 117.9936 | 1061.943 | 26.4764 | 45.7627 | 1.1346 | 0.3248 | -11.9201 | 13.847 | 3.48 | 29.422 | 885.6083 | 408.9532 | -590.013 | 8.2101 | 4.06 | -2.09 | 10.9714 | 3.9236 | 2025-10-25 | 2025_10_25 Hr 16 | 77.6578 | -3.1e-05 | -885.6083 | -552.0775 | 366.0602 | 781.4992 | 240.0809 | 15.4013 | 34.6442 | 90.5442 | 189.6232 | 85.8929 | 22.8901 | 179.1062 | 173.7529 | 0 | 6.0261 | 43.9765 | 226.1846 | 0 | 129.5628 | 0
2025_10_25 Hr 17 | 5.6914 | 0.00822 | 0.2318 | 3.8139 | 3.8193 | 3.8193 | 3.8097 | 3.8139 | 3.8139 | 80.2633 | -14 | 0.08 | 91 | 0 | 89.5531 | 89.5531 | 173.7529 | 0 | 0 | 0.046 | 0.0275 | 1.0494 | 0 | 0 | 0 | 0 | 0 | 0.00282 | 0.1485 | 45.2808 | 6.0261 | 226.1846 | 0 | 0 | 0 | 0 | 16.0955 | 39.712 | 0 | 0 | -27.1498 | 0.6747 | 10.9145 | 0 | -1 | -4.2 | 11.2204 | 0 | 0 | 22.6521 | 22.6521 | 22.6521 | 22.6521 | 26.3397 | 30.7476 | 1.3368 | 0 | 0 | 0 | 0 | 0 | 0 | 0 | 0 | 0 | 0 | 0 | 0 | -75 | 0 | 0 | 0 | 0 | 7.3296 | 0 | -453.5673 | 12.7588 | 1.7014 | 62.9821 | 66.5807 | 122.0424 | 1073.729 | 26.8288 | 46.3718 | 1.1346 | 0.3248 | -5.6914 | 13.847 | 3.48 | 29.422 | 898.9083 | 407.8777 | -555.5487 | 8.2101 | 4.06 | -2.09 | 11.1174 | 3.9758 | 2025-10-25 | 2025_10_25 Hr 17 | 79.5207 | -3e-05 | -898.9083 | -555.7171 | 377.7464 | 782.8035 | 244.03 | 15.4013 | 34.6442 | 93.4821 | 197.2116 | 87.0526 | 22.8901 | 179.1062 | 173.7529 | 0 | 6.0261 | 45.2808 | 226.1846 | 0 | 129.5628 | 0
2025_10_25 Hr 18 | 0.51906 | 0.005895 | 0.16624 | 3.8139 | 3.8193 | 3.8193 | 3.8097 | 3.8139 | 3.8139 | 86.2826 | -14 | 0.08 | 90 | 0 | 89.5531 | 89.5531 | 173.7529 | 0 | 0 | 0.046 | 0.0275 | 1.0494 | 0 | 0 | 0 | 0 | 0 | 0.00282 | 0.1485 | 45.3461 | 6.0261 | 226.1846 | 0 | 0 | 0 | 0 | 17.9575 | 44.8191 | 0 | 0.092912 | -14.5848 | 0.6747 | 10.9145 | 0 | -1 | -4.2 | 11.2204 | 0 | 0 | 24.9728 | 24.9728 | 24.9728 | 24.9728 | 29.0382 | 29.7999 | 1.3368 | 0 | 0 | 0 | 0 | 0 | 0 | 0 | 0 | 0 | 0 | 0 | 0 | -75 | 0 | 0 | 0 | 0 | 7.3296 | 0 | -424.5219 | 12.7588 | 1.7014 | 62.9821 | 66.5807 | 97.4604 | 1098.698 | 27.6648 | 47.8166 | 1.1346 | 0.3248 | -0.51906 | 13.847 | 3.48 | 29.422 | 941.8 | 378.9244 | -521.3309 | 8.2101 | 4.06 | -2.09 | 11.4638 | 4.0997 | 2025-10-25 | 2025_10_25 Hr 18 | 79.3287 | -8.231e-05 | -941.8 | -514.0137 | 405.467 | 782.8688 | 217.4324 | 15.4013 | 34.6442 | 100.4513 | 215.2121 | 89.8036 | 22.8901 | 179.1062 | 173.7529 | 0 | 6.0261 | 45.3461 | 226.1846 | 0 | 129.5628 | 0
2025_10_25 Hr 19 | 0 | 0.00237 | 0.066834 | 3.8139 | 3.8193 | 3.8193 | 3.8097 | 3.8139 | 3.8139 | 94.446 | -14 | 0.08 | 88 | 0 | 89.5531 | 89.5531 | 173.7529 | 0 | 0 | 0.046 | 0.0275 | 1.0494 | 0 | 0 | 0 | 0 | 0 | 0.00282 | 0.1485 | 45.3461 | 6.0261 | 226.1846 | 0 | 0 | 0 | 0 | 20.4827 | 51.7454 | 0 | 0.69375 | -9.3981 | 0.6747 | 10.9145 | 0 | -1 | -4.2 | 11.2204 | 0 | 0 | 28.1202 | 28.1202 | 28.1202 | 28.1202 | 32.6979 | 25.7985 | 1.3368 | 0 | 0 | 0 | 0 | 0 | 0 | 0 | 0 | 0 | 0 | 0 | 0 | -75 | 0 | 0 | 0 | 0 | 7.3296 | 0 | -425.2592 | 12.7588 | 1.7014 | 62.9821 | 66.5807 | 90.5196 | 1132.463 | 28.7984 | 49.7761 | 1.1346 | 0.3248 | 0 | 13.847 | 3.48 | 29.422 | 971.4 | 369.1906 | -521.5492 | 8.2101 | 4.06 | -2.09 | 11.9336 | 4.2677 | 2025-10-25 | 2025_10_25 Hr 19 | 78.5273 | -6.54e-05 | -971.4 | -508.9636 | 443.0619 | 782.8688 | 204.3873 | 15.4013 | 34.6442 | 109.9029 | 239.6245 | 93.5346 | 22.8901 | 179.1062 | 173.7529 | 0 | 6.0261 | 45.3461 | 226.1846 | 0 | 129.5628 | 0
2025_10_25 Hr 20 | 0 | 0.0003 | 0.00846 | 3.8139 | 3.8193 | 3.8193 | 3.8097 | 3.8139 | 3.8139 | 96.4524 | -14 | 0.08 | 89 | 0 | 89.5531 | 89.5531 | 173.7529 | 0 | 0 | 0.046 | 0.0275 | 1.0494 | 0 | 0 | 0 | 0 | 0 | 0.00282 | 0.1485 | 45.3461 | 6.0261 | 226.1846 | 0 | 0 | 0 | 0 | 21.1034 | 53.4478 | 0 | 0 | -8.2693 | 0.6747 | 10.9145 | 0 | -1 | -4.2 | 11.2204 | 0 | 0 | 28.8937 | 28.8937 | 28.8937 | 28.8937 | 33.5973 | 27.7992 | 1.3368 | 0 | 0 | 0 | 0 | 0 | 0 | 0 | 0 | 0 | 0 | 0 | 0 | -75 | 0 | 0 | 0 | 0 | 7.3296 | 0 | -459.7657 | 12.7588 | 1.7014 | 62.9821 | 66.5807 | 95.0022 | 1140.728 | 29.0771 | 50.2578 | 1.1346 | 0.3248 | 0 | 13.847 | 3.48 | 29.422 | 953.9916 | 377.5888 | -556.0557 | 8.2101 | 4.06 | -2.09 | 12.0491 | 4.3089 | 2025-10-25 | 2025_10_25 Hr 20 | 73.3431 | -2e-06 | -953.9916 | -543.035 | 452.3021 | 782.8688 | 211.8102 | 15.4013 | 34.6442 | 112.2259 | 245.6246 | 94.4516 | 22.8901 | 179.1062 | 173.7529 | 0 | 6.0261 | 45.3461 | 226.1846 | 0 | 129.5628 | 0
2025_10_25 Hr 21 | 0 | 0 | 0 | 3.8139 | 3.8193 | 3.8193 | 3.8097 | 3.8139 | 3.8139 | 87.2268 | -14 | 0.08 | 81 | 0 | 89.5531 | 89.5531 | 173.7529 | 0 | 0 | 0.046 | 0.0275 | 1.0494 | 0 | 0 | 0 | 0 | 0 | 0.00282 | 0.1485 | 45.3461 | 6.0261 | 226.1846 | 0 | 0 | 0 | 0 | 18.2496 | 45.6202 | 0 | 0 | -5.2232 | 0.6747 | 10.9145 | 0 | -1 | -4.2 | 11.2204 | 0 | 0 | 25.3369 | 25.3369 | 25.3369 | 25.3369 | 29.4615 | 27.7992 | 1.3368 | 0 | 0 | 0 | 0 | 0 | 0 | 0 | 0 | 0 | 0 | 0 | 0 | -75 | 0 | 0 | 0 | 0 | 7.3296 | 0 | -447.4065 | 12.7588 | 1.7014 | 62.9821 | 66.5807 | 101.5092 | 1102.449 | 27.7959 | 48.0433 | 1.1346 | 0.3248 | 0 | 13.847 | 3.48 | 29.422 | 925.4083 | 371.8791 | -543.6965 | 8.2101 | 4.06 | -2.09 | 11.5182 | 4.1191 | 2025-10-25 | 2025_10_25 Hr 21 | 70.3712 | -2.8e-05 | -925.4083 | -527.6297 | 409.8153 | 782.8688 | 210.3084 | 15.4013 | 34.6442 | 101.5445 | 218.0357 | 90.2352 | 22.8901 | 179.1062 | 173.7529 | 0 | 6.0261 | 45.3461 | 226.1846 | 0 | 129.5628 | 0
2025_10_25 Hr 22 | 0 | 0 | 0 | 3.8139 | 3.8193 | 3.8193 | 3.8097 | 3.8139 | 3.8139 | 80.9321 | -14 | 0.08 | 84 | 0 | 89.5531 | 89.5531 | 173.7529 | 0 | 0 | 0.046 | 0.0275 | 1.0494 | 0 | 0 | 0 | 0 | 0 | 0.00282 | 0.1485 | 45.3461 | 6.0261 | 226.1846 | 0 | 0 | 0 | 0 | 16.3024 | 40.2794 | 0 | 0 | -16.0383 | 0.6747 | 10.9145 | 0 | -1 | -4.2 | 11.2204 | 0 | 0 | 22.91 | 22.91 | 22.91 | 22.91 | 26.6395 | 26.8515 | 1.3368 | 0 | 0 | 0 | 0 | 0 | 0 | 0 | 0 | 0 | 0 | 0 | 0 | -75 | 0 | 0 | 0 | 0 | 7.3296 | 0 | -450.3876 | 12.7588 | 1.7014 | 62.9821 | 66.5807 | 103.5336 | 1076.337 | 26.9217 | 46.5323 | 1.1346 | 0.3248 | 0 | 13.847 | 3.48 | 29.422 | 886.7 | 373.0789 | -546.6776 | 8.2101 | 4.06 | -2.09 | 11.1559 | 3.9895 | 2025-10-25 | 2025_10_25 Hr 22 | 71.0725 | -7e-05 | -886.7 | -541.4259 | 380.8264 | 782.8688 | 214.3851 | 15.4013 | 34.6442 | 94.2565 | 199.2116 | 87.3583 | 22.8901 | 179.1062 | 173.7529 | 0 | 6.0261 | 45.3461 | 226.1846 | 0 | 129.5628 | 0
2025_10_25 Hr 23 | 0 | 0 | 0 | 3.8139 | 3.8193 | 3.8193 | 3.8097 | 3.8139 | 3.8139 | 75.8374 | 0 | 0.08 | 85 | 0 | 89.5531 | 89.5531 | 176.4163 | 0 | 0 | 0.046 | 0.0275 | 1.0494 | 0 | 0 | 0 | 0 | 0 | 0.00282 | 0.1485 | 45.3461 | 6.0261 | 228.977 | 0 | 0 | 0 | 0 | 14.7264 | 35.9567 | 0 | 0.62948 | -8.5511 | 0.6747 | 10.9145 | 0 | -1 | -4.2 | 11.2204 | 0 | 0 | 20.9458 | 20.9458 | 20.9458 | 20.9458 | 24.3555 | 30.7476 | 1.3368 | 0 | 0 | 0 | 0 | 0 | 0 | 0 | 0 | 0 | 0 | 0 | 0 | 0 | -50 | 0 | 0 | 0 | 7.3296 | 0 | -506.6345 | 12.7588 | 1.7014 | 64.2243 | 67.8938 | 90.5196 | 1063.214 | 26.2142 | 45.3094 | 1.1346 | 0.3248 | 0 | 13.847 | 3.48 | 29.422 | 854 | 362.6325 | -563.9245 | 8.2101 | 4.06 | -2.09 | 10.8627 | 3.8847 | 2025-10-25 | 2025_10_25 Hr 23 | 76.9686 | -2.2e-06 | -854 | -564.5561 | 371.3635 | 790.8799 | 206.2672 | 15.4013 | 34.6442 | 88.3578 | 183.976 | 99.0298 | 22.8901 | 179.1062 | 176.4163 | 0 | 6.0261 | 45.3461 | 228.977 | 0 | 132.1181 | 0
2025_10_25 Hr 24 | 0 | 0 | 0 | 3.8139 | 3.8193 | 3.8193 | 3.8097 | 3.8139 | 3.8139 | 67.2806 | 0 | 0.08 | 89 | 0 | 89.5531 | 89.5531 | 176.4163 | 0 | 0 | 0.046 | 0.0275 | 1.0494 | 0 | 0 | 0 | 0 | 0 | 0.00282 | 0.1485 | 45.3461 | 6.0261 | 228.977 | 0 | 0 | 0 | 0 | 12.0795 | 28.6965 | 0 | 17.0371 | 0 | 0.6747 | 10.9145 | 0 | -1 | -4.2 | 11.2204 | 0 | 0 | 17.6468 | 17.6468 | 17.6468 | 17.6468 | 20.5195 | 29.7999 | 1.3368 | 0 | 0 | 0 | 0 | 0 | 0 | 0 | 0 | 0 | 0 | 0 | 0 | 0 | -50 | 0 | 0 | 0 | 7.3296 | 0 | -543.652 | 12.7588 | 1.7014 | 64.2243 | 67.8938 | 89.9412 | 1027.718 | 25.0258 | 43.2555 | 1.1346 | 0.3248 | 0 | 13.847 | 3.48 | 29.422 | 805.0084 | 361.1956 | -600.942 | 8.2101 | 4.06 | -2.09 | 10.3703 | 3.7086 | 2025-10-25 | 2025_10_25 Hr 24 | 71.5268 | -6.8e-05 | -805.0084 | -576.6149 | 331.9568 | 790.8799 | 208.7411 | 15.4013 | 34.6442 | 78.4507 | 158.3871 | 95.119 | 22.8901 | 179.1062 | 176.4163 | 0 | 6.0261 | 45.3461 | 228.977 | 0 | 132.1181 | 0
2025_10_26 Hr 01 | 0 | 0 | 0 | 3.8139 | 3.8193 | 3.8193 | 3.8097 | 3.8139 | 3.8139 | 59.3206 | 0 | 0.08 | 87 | 0 | 89.5531 | 89.5531 | 176.4163 | 0 | 0 | 0.046 | 0.0275 | 1.0494 | 0 | 0 | 0 | 0 | 0 | 0.00282 | 0.1485 | 45.3461 | 6.0261 | 228.977 | 0 | 0 | 0 | 0 | 8.7241 | 19.4653 | 0 | 34.5285 | 0 | 0.6747 | 10.9912 | 0 | -1 | -4.2 | 11.3357 | 0 | 0 | 14.1079 | 14.1079 | 14.1079 | 14.1079 | 16.4046 | 38.7504 | 1.3368 | 0 | 0 | 0 | 0 | 0 | 0 | 0 | 0 | 0 | 0 | 0 | 0 | 0 | -50 | 0 | 0 | 0 | 7.4275 | 0 | -546.04 | 13.332 | 1.7014 | 64.2243 | 67.8938 | 108.45 | 989.2198 | 24.5664 | 42.4406 | 1.1346 | 0.3248 | 0 | 13.847 | 3.48 | 29.422 | 806.1 | 385.6817 | -603.33 | 8.2393 | 4.06 | -2.09 | 10.1701 | 3.6367 | 2025-10-26 | 2025_10_26 Hr 01 | 77.9175 | -1.4e-05 | -806.1 | -561.5115 | 292.4857 | 790.8799 | 234.2004 | 15.4013 | 34.6442 | 66.183 | 132.1569 | 94.1458 | 22.8901 | 179.1062 | 176.4163 | 0 | 6.0261 | 45.3461 | 228.977 | 0 | 132.1181 | 0
2025_10_26 Hr 02 | 0 | 0 | 0 | 3.8139 | 3.8193 | 3.8193 | 3.8097 | 3.8139 | 3.8139 | 58.3687 | 0 | 0.08 | 90 | 0 | 89.5531 | 89.5531 | 176.4163 | 0 | 0 | 0.046 | 0.0275 | 1.0494 | 0 | 0 | 0 | 0 | 0 | 0.00282 | 0.1485 | 45.3461 | 6.0261 | 228.977 | 0 | 0 | 0 | 0 | 8.4434 | 18.6955 | 0 | 12.8531 | 0 | 0.6747 | 10.9912 | 0 | -1 | -4.2 | 11.3357 | 0 | 0 | 13.7416 | 13.7416 | 13.7416 | 13.7416 | 15.9786 | 42.7518 | 1.3368 | 0 | 0 | 0 | 0 | 0 | 0 | 0 | 0 | 0 | 0 | 0 | 0 | 0 | -50 | 0 | 0 | 0 | 7.4275 | 0 | -565.3729 | 13.332 | 1.7014 | 64.2243 | 67.8938 | 135.4902 | 985.3263 | 24.4353 | 42.214 | 1.1346 | 0.3248 | 0 | 13.847 | 3.48 | 29.422 | 794.8083 | 419.2919 | -622.6629 | 8.2393 | 4.06 | -2.09 | 10.1158 | 3.6173 | 2025-10-26 | 2025_10_26 Hr 02 | 79.8071 | 4e-05 | -794.8083 | -602.5198 | 288.1608 | 790.8799 | 268.242 | 15.4013 | 34.6442 | 65.1325 | 129.3139 | 93.7144 | 22.8901 | 179.1062 | 176.4163 | 0 | 6.0261 | 45.3461 | 228.977 | 0 | 132.1181 | 0
2025_10_26 Hr 03 | 0 | 0 | 0 | 3.8139 | 3.8193 | 3.8193 | 3.8097 | 3.8139 | 3.8139 | 56.7427 | 0 | 0.08 | 90 | 0 | 89.5531 | 89.5531 | 176.4163 | 0 | 0 | 0.046 | 0.0275 | 1.0494 | 0 | 0 | 0 | 0 | 0 | 0.00282 | 0.1485 | 45.3461 | 6.0261 | 228.977 | 0 | 0 | 0 | 0 | 7.9638 | 17.3805 | 0 | 13.9968 | 0 | 0.6747 | 10.9912 | 0 | -1 | -4.2 | 11.3357 | 0 | 0 | 13.1159 | 13.1159 | 13.1159 | 13.1159 | 15.251 | 49.7016 | 1.3368 | 0 | 0 | 0 | 0 | 0 | 0 | 0 | 0 | 0 | 0 | 0 | 0 | 0 | -50 | 0 | 0 | 0 | 7.4275 | 0 | -596.0689 | 13.332 | 1.7014 | 64.2243 | 67.8938 | 139.9728 | 978.6749 | 24.2112 | 41.827 | 1.1346 | 0.3248 | 0 | 13.847 | 3.48 | 29.422 | 769.3 | 429.9872 | -653.3589 | 8.2393 | 4.06 | -2.09 | 10.0231 | 3.5841 | 2025-10-26 | 2025_10_26 Hr 03 | 77.6255 | 2.5e-05 | -769.3 | -632.0721 | 280.7724 | 790.8799 | 279.6744 | 15.4013 | 34.6442 | 63.3379 | 124.4571 | 92.9773 | 22.8901 | 179.1062 | 176.4163 | 0 | 6.0261 | 45.3461 | 228.977 | 0 | 132.1181 | 0
2025_10_26 Hr 04 | 0 | 0 | 0 | 3.8139 | 3.8193 | 3.8193 | 3.8097 | 3.8139 | 3.8139 | 58.9042 | 0 | 0.08 | 91 | 0 | 89.5531 | 89.5531 | 176.4163 | 0 | 0 | 0.046 | 0.0275 | 1.0494 | 0 | 0 | 0 | 0 | 0 | 0.00282 | 0.1485 | 45.3461 | 6.0261 | 228.977 | 0 | 0 | 0 | 0 | 8.6013 | 19.1285 | 0 | 3.0819 | -0.024404 | 0.6747 | 10.9912 | 0 | -1 | -4.2 | 11.3357 | 0 | 0 | 13.9477 | 13.9477 | 13.9477 | 13.9477 | 16.2182 | 50.6493 | 1.3368 | 0 | 0 | 0 | 0 | 0 | 0 | 0 | 0 | 0 | 0 | 0 | 0 | 0 | -50 | 0 | 0 | 0 | 7.4275 | 0 | -601.939 | 13.332 | 1.7014 | 64.2243 | 67.8938 | 144.0216 | 987.5164 | 24.509 | 42.3415 | 1.1346 | 0.3248 | 0 | 13.847 | 3.48 | 29.422 | 768.3083 | 436.9635 | -659.229 | 8.2393 | 4.06 | -2.09 | 10.1464 | 3.6282 | 2025-10-26 | 2025_10_26 Hr 04 | 78.6879 | 5.84e-06 | -768.3083 | -648.8815 | 290.5935 | 790.8799 | 285.6709 | 15.4013 | 34.6442 | 65.7234 | 130.9131 | 93.957 | 22.8901 | 179.1062 | 176.4163 | 0 | 6.0261 | 45.3461 | 228.977 | 0 | 132.1181 | 0
2025_10_26 Hr 05 | 0 | 0 | 0 | 3.8139 | 3.8193 | 3.8193 | 3.8097 | 3.8139 | 3.8139 | 60.669 | 0 | 0.08 | 94 | 0 | 89.5531 | 89.5531 | 176.4163 | 0 | 0 | 0.046 | 0.0275 | 1.0494 | 0 | 0 | 0 | 0 | 0 | 0.00282 | 0.1485 | 45.3461 | 6.0261 | 228.977 | 0 | 0 | 0 | 0 | 9.1219 | 20.5557 | 0 | 5.963 | -2.1528 | 0.6747 | 10.9912 | 0 | -1 | -4.2 | 11.3357 | 0 | 0 | 14.6269 | 14.6269 | 14.6269 | 14.6269 | 17.008 | 56.6514 | 1.3368 | 0 | 0 | 0 | 0 | 0 | 0 | 0 | 0 | 0 | 0 | 0 | 0 | 0 | -50 | 0 | 0 | 0 | 7.4275 | 0 | -588.1687 | 13.332 | 1.7014 | 64.2243 | 67.8938 | 138.9606 | 994.7356 | 24.7522 | 42.7616 | 1.1346 | 0.3248 | 0 | 13.847 | 3.48 | 29.422 | 794.7917 | 441.7045 | -645.4587 | 8.2393 | 4.06 | -2.09 | 10.247 | 3.6642 | 2025-10-26 | 2025_10_26 Hr 05 | 77.7472 | -2.9e-05 | -794.7917 | -634.3584 | 298.6127 | 790.8799 | 289.612 | 15.4013 | 34.6442 | 67.6712 | 136.1845 | 94.757 | 22.8901 | 179.1062 | 176.4163 | 0 | 6.0261 | 45.3461 | 228.977 | 0 | 132.1181 | 0
2025_10_26 Hr 06 | 0 | 0 | 0 | 3.8139 | 3.8193 | 3.8193 | 3.8097 | 3.8139 | 3.8139 | 67.6889 | 0 | 0.08 | 93 | 0 | 89.5531 | 89.5531 | 176.4163 | 0 | 0 | 0.046 | 0.0275 | 1.0494 | 0 | 0 | 0 | 0 | 0 | 0.00282 | 0.1485 | 45.3461 | 6.0261 | 228.977 | 0 | 0 | 0 | 0 | 11.1924 | 26.2327 | 0 | 9.2827 | -0.54555 | 0.6747 | 10.9912 | 0 | -1 | -4.2 | 11.3357 | 0 | 0 | 17.3284 | 17.3284 | 17.3284 | 17.3284 | 20.1493 | 56.6514 | 1.3368 | 0 | 0 | 0 | 0 | 0 | 0 | 0 | 0 | 0 | 0 | 0 | 0 | 0 | -50 | 0 | 0 | 0 | 7.4275 | 0 | -617.4172 | 13.332 | 1.7014 | 64.2243 | 67.8938 | 136.5024 | 1023.45 | 25.7195 | 44.4326 | 1.1346 | 0.3248 | 0 | 13.847 | 3.48 | 29.422 | 798.9083 | 441.4282 | -674.7072 | 8.2393 | 4.06 | -2.09 | 10.6475 | 3.8074 | 2025-10-26 | 2025_10_26 Hr 06 | 81.794 | 4.73e-05 | -798.9083 | -658.68 | 330.5092 | 790.8799 | 286.1538 | 15.4013 | 34.6442 | 75.4187 | 157.1516 | 97.9389 | 22.8901 | 179.1062 | 176.4163 | 0 | 6.0261 | 45.3461 | 228.977 | 0 | 132.1181 | 0
2025_10_26 Hr 07 | 0 | 0 | 0 | 3.8139 | 3.8193 | 3.8193 | 3.8097 | 3.8139 | 3.8139 | 79.9637 | 0 | 0.08 | 91 | 0 | 89.5531 | 89.5531 | 173.7529 | 0 | 0 | 0.046 | 0.0275 | 1.0494 | 0 | 0 | 0 | 0 | 0 | 0.00282 | 0.1485 | 45.3461 | 6.0261 | 226.1846 | 0 | 0 | 0 | 0 | 14.8129 | 36.1593 | 0 | 2.9701 | -1.6882 | 0.6747 | 10.9912 | 0 | -1 | -4.2 | 11.3357 | 0 | 0 | 22.0522 | 22.0522 | 22.0522 | 22.0522 | 25.6421 | 58.6521 | 1.3368 | 0 | 0 | 0 | 0 | 0 | 0 | 0 | 0 | 0 | 0 | 0 | 0 | 0 | -50 | 0 | 0 | 0 | 7.4275 | 0 | -616.6829 | 13.332 | 1.7014 | 62.9821 | 66.5807 | 143.4432 | 1065.649 | 27.4108 | 47.3545 | 1.1346 | 0.3248 | 0 | 13.847 | 3.48 | 29.422 | 846.8917 | 453.9334 | -673.9729 | 8.2393 | 4.06 | -2.09 | 11.3476 | 4.0578 | 2025-10-26 | 2025_10_26 Hr 07 | 75.8878 | -0.000113 | -846.8917 | -665.4009 | 386.283 | 782.8688 | 293.0953 | 15.4013 | 34.6442 | 88.9659 | 193.8145 | 103.5026 | 22.8901 | 179.1062 | 173.7529 | 0 | 6.0261 | 45.3461 | 226.1846 | 0 | 129.5628 | 0
2025_10_26 Hr 08 | 0.51574 | 0 | 0 | 3.8139 | 3.8193 | 3.8193 | 3.8097 | 3.8139 | 3.8139 | 91.4254 | 0 | 0.08 | 90 | 0 | 89.5531 | 89.5531 | 173.7529 | 0 | 0 | 0.046 | 0.0275 | 1.0494 | 0 | 0 | 0 | 0 | 0 | 0.00282 | 0.1485 | 45.3461 | 6.0261 | 226.1846 | 0 | 0 | 0 | 0 | 18.1936 | 45.4284 | 0 | 0.52975 | -8.3979 | 0.6747 | 10.9912 | 0 | -1 | -4.2 | 11.3357 | 0 | 0 | 26.4631 | 26.4631 | 26.4631 | 26.4631 | 30.771 | 61.6005 | 1.3368 | 0 | 0 | 0 | 0 | 0 | 0 | 0 | 0 | 0 | 0 | 0 | 0 | 0 | -50 | 0 | 0 | 0 | 7.4275 | 0 | -624.8441 | 13.332 | 1.7014 | 62.9821 | 66.5807 | 143.4432 | 1112.533 | 28.9901 | 50.0829 | 1.1346 | 0.3248 | -0.51574 | 13.847 | 3.48 | 29.422 | 883.6083 | 461.5928 | -682.6498 | 8.2393 | 4.06 | -2.09 | 12.0014 | 4.2915 | 2025-10-26 | 2025_10_26 Hr 08 | 77.2503 | -3.84e-05 | -883.6083 | -682.7122 | 438.3625 | 782.8688 | 295.0437 | 15.4013 | 34.6442 | 101.6157 | 228.0489 | 108.6979 | 22.8901 | 179.1062 | 173.7529 | 0 | 6.0261 | 45.3461 | 226.1846 | 0 | 129.5628 | 0
2025_10_26 Hr 09 | 5.6881 | 0.000525 | 0.014805 | 3.8139 | 3.8193 | 3.8193 | 3.8097 | 3.8139 | 3.8139 | 101.8164 | 0 | 0.08 | 92 | 0 | 89.5531 | 89.5531 | 173.7529 | 0 | 0 | 0.046 | 0.0275 | 1.0494 | 0 | 0 | 0 | 0 | 0 | 0.00282 | 0.1485 | 45.3461 | 6.0261 | 226.1846 | 0 | 0 | 0 | 0 | 21.2585 | 53.8316 | 0 | 0 | -29.1604 | 0.6747 | 10.9912 | 0 | -1 | -4.2 | 11.3357 | 0 | 0 | 30.4619 | 30.4619 | 30.4619 | 30.4619 | 35.4209 | 61.6005 | 1.3368 | 0 | 0 | 0 | 0 | 0 | 0 | 0 | 0 | 0 | 0 | 0 | 0 | 0 | -50 | 0 | 0 | 0 | 7.4275 | 0 | -588.0557 | 13.332 | 1.7014 | 62.9821 | 66.5807 | 143.0094 | 1155.052 | 30.4218 | 52.5563 | 1.1346 | 0.3248 | -5.6881 | 13.847 | 3.48 | 29.422 | 947.9 | 473.0418 | -651.0338 | 8.2393 | 4.06 | -2.09 | 12.5942 | 4.5035 | 2025-10-26 | 2025_10_26 Hr 09 | 77.2017 | -5.6e-05 | -947.9 | -667.216 | 485.5765 | 782.8688 | 296.6252 | 15.4013 | 34.6442 | 113.0837 | 259.085 | 113.4077 | 22.8901 | 179.1062 | 173.7529 | 0 | 6.0261 | 45.3461 | 226.1846 | 0 | 129.5628 | 0
2025_10_26 Hr 10 | 10.3679 | 0.00303 | 0.085446 | 3.8139 | 3.8193 | 3.8193 | 3.8097 | 3.8139 | 3.8139 | 97.3546 | 0 | 0.08 | 93 | 0 | 89.5531 | 89.5531 | 173.7529 | 0 | 0 | 0.046 | 0.0275 | 1.0494 | 0 | 0 | 0 | 0 | 0 | 0.00282 | 0.1485 | 45.3461 | 6.0261 | 226.1846 | 0 | 0 | 0 | 0 | 19.9425 | 50.2233 | 0 | 0 | -31.8535 | 0.6747 | 10.9912 | 0 | -1 | -4.2 | 11.3357 | 0 | 0 | 28.7449 | 28.7449 | 28.7449 | 28.7449 | 33.4243 | 50.6493 | 1.3368 | 0 | 0 | 0 | 0 | 0 | 0 | 0 | 0 | 0 | 0 | 0 | 0 | 0 | -50 | 0 | 0 | 0 | 7.4275 | 0 | -512.1346 | 13.332 | 1.7014 | 62.9821 | 66.5807 | 128.5494 | 1136.872 | 29.807 | 51.4942 | 1.1346 | 0.3248 | -10.3679 | 13.847 | 3.48 | 29.422 | 976.5167 | 451.2905 | -579.7925 | 8.2393 | 4.06 | -2.09 | 12.3397 | 4.4125 | 2025-10-26 | 2025_10_26 Hr 10 | 77.4774 | -0.000138 | -976.5167 | -593.9882 | 465.3033 | 782.8688 | 272.2872 | 15.4013 | 34.6442 | 108.1595 | 245.7584 | 111.3854 | 22.8901 | 179.1062 | 173.7529 | 0 | 6.0261 | 45.3461 | 226.1846 | 0 | 129.5628 | 0
2025_10_26 Hr 11 | 12.4375 | 0.0057 | 0.16074 | 3.8139 | 3.8193 | 3.8193 | 3.8097 | 3.8139 | 3.8139 | 91.2866 | 0 | 0.08 | 93 | 0 | 89.5531 | 89.5531 | 173.7529 | 0 | 0 | 0.046 | 0.0275 | 1.0494 | 0 | 0 | 0 | 0 | 0 | 0.00282 | 0.1485 | 45.3461 | 6.0261 | 226.1846 | 0 | 0 | 0 | 0 | 18.1527 | 45.3162 | 0 | 0 | -11.3271 | 0.6747 | 10.9912 | 0 | -1 | -4.2 | 11.3357 | 0 | 0 | 26.4097 | 26.4097 | 26.4097 | 26.4097 | 30.7089 | 49.7016 | 1.3368 | 0 | 0 | 0 | 0 | 0 | 0 | 0 | 0 | 0 | 0 | 0 | 0 | 0 | -50 | 0 | 0 | 0 | 7.4275 | 0 | -478.5949 | 13.332 | 1.7014 | 62.9821 | 66.5807 | 108.0162 | 1112.126 | 28.9709 | 50.0498 | 1.1346 | 0.3248 | -12.4375 | 13.847 | 3.48 | 29.422 | 981.6083 | 429.1315 | -548.3224 | 8.2393 | 4.06 | -2.09 | 11.9935 | 4.2887 | 2025-10-26 | 2025_10_26 Hr 11 | 78.9129 | -4.5e-05 | -981.6083 | -539.922 | 437.7318 | 782.8688 | 250.8842 | 15.4013 | 34.6442 | 101.4625 | 227.6343 | 108.6349 | 22.8901 | 179.1062 | 173.7529 | 0 | 6.0261 | 45.3461 | 226.1846 | 0 | 129.5628 | 0
2025_10_26 Hr 12 | 10.3712 | 0.00819 | 0.23096 | 3.8139 | 3.8193 | 3.8193 | 3.8097 | 3.8139 | 3.8139 | 86.2895 | 0 | 0.08 | 93 | 0 | 89.5531 | 89.5531 | 173.7529 | 0 | 0 | 0.046 | 0.0275 | 1.0494 | 0 | 0 | 0 | 0 | 0 | 0.00282 | 0.1485 | 45.3461 | 6.0261 | 226.1846 | 0 | 0 | 0 | 0 | 16.6787 | 41.2749 | 0 | 0 | -12.6882 | 0.6747 | 10.9912 | 0 | -1 | -4.2 | 11.3357 | 0 | 0 | 24.4866 | 24.4866 | 24.4866 | 24.4866 | 28.4728 | 48.6486 | 1.3368 | 0 | 0 | 0 | 0 | 0 | 0 | 0 | 0 | 0 | 0 | 0 | 0 | 0 | -50 | 0 | 0 | 0 | 7.4275 | 0 | -433.7567 | 13.332 | 1.7014 | 62.9821 | 66.5807 | 103.5336 | 1091.756 | 28.2824 | 48.8603 | 1.1346 | 0.3248 | -10.3712 | 13.847 | 3.48 | 29.422 | 996.9167 | 419.267 | -501.4179 | 8.2393 | 4.06 | -2.09 | 11.7085 | 4.1868 | 2025-10-26 | 2025_10_26 Hr 12 | 75.5878 | -0.000147 | -996.9167 | -496.4448 | 415.0258 | 782.8688 | 245.4213 | 15.4013 | 34.6442 | 95.9473 | 212.7085 | 106.3699 | 22.8901 | 179.1062 | 173.7529 | 0 | 6.0261 | 45.3461 | 226.1846 | 0 | 129.5628 | 0
2025_10_26 Hr 13 | 10.3729 | 0.009795 | 0.27622 | 3.8139 | 3.8193 | 3.8193 | 3.8097 | 3.8139 | 3.8139 | 82.9183 | 0 | 0.08 | 92 | 0 | 89.5531 | 89.5531 | 173.7529 | 0 | 0 | 0.046 | 0.0275 | 1.0494 | 0 | 0 | 0 | 0 | 0 | 0.00282 | 0.1485 | 45.3461 | 6.0261 | 226.1846 | 0 | 0 | 0 | 0 | 15.6844 | 38.5487 | 0 | 20.4543 | 0 | 0.6747 | 10.9912 | 0 | -1 | -4.2 | 11.3357 | 0 | 0 | 23.1893 | 23.1893 | 23.1893 | 23.1893 | 26.9642 | 46.6479 | 1.3368 | 0 | 0 | 0 | 0 | 0 | 0 | 0 | 0 | 0 | 0 | 0 | 0 | 0 | -50 | 0 | 0 | 0 | 7.4275 | 0 | -443.2131 | 13.332 | 1.7014 | 62.9821 | 66.5807 | 95.0022 | 1078.011 | 27.8179 | 48.0578 | 1.1346 | 0.3248 | -10.3729 | 13.847 | 3.48 | 29.422 | 993.8 | 406.2102 | -510.876 | 8.2393 | 4.06 | -2.09 | 11.5162 | 4.118 | 2025-10-26 | 2025_10_26 Hr 13 | 70.4057 | -9.2e-05 | -993.8 | -472.7588 | 399.7083 | 782.8688 | 233.9361 | 15.4013 | 34.6442 | 92.2268 | 202.6396 | 104.8419 | 22.8901 | 179.1062 | 173.7529 | 0 | 6.0261 | 45.3461 | 226.1846 | 0 | 129.5628 | 0
2025_10_26 Hr 14 | 11.9218 | 0.010605 | 0.29906 | 3.8139 | 3.8193 | 3.8193 | 3.8097 | 3.8139 | 3.8139 | 77.5246 | 0 | 0.08 | 93 | 0 | 89.5531 | 89.5531 | 173.7529 | 0 | 0 | 0.046 | 0.0275 | 1.0494 | 0 | 0 | 0 | 0 | 0 | 0.00282 | 0.1485 | 44.9548 | 6.0261 | 226.1846 | 0 | 0 | 0 | 0 | 14.0935 | 34.1868 | 0 | 0 | -4.4396 | 0.6747 | 10.9912 | 0 | -1 | -4.2 | 11.3357 | 0 | 0 | 21.1135 | 21.1135 | 21.1135 | 21.1135 | 24.5506 | 45.7002 | 1.3368 | 0 | 0 | 0 | 0 | 0 | 0 | 0 | 0 | 0 | 0 | 0 | 0 | 0 | -50 | 0 | 0 | 0 | 7.4275 | 0 | -423.6629 | 13.332 | 1.7014 | 62.9821 | 66.5807 | 115.9692 | 1055.58 | 27.0747 | 46.7739 | 1.1346 | 0.3248 | -11.9218 | 13.847 | 3.48 | 29.422 | 984.6 | 426.3344 | -492.8747 | 8.2393 | 4.06 | -2.09 | 11.2085 | 4.008 | 2025-10-26 | 2025_10_26 Hr 14 | 68.9621 | -9.2e-05 | -984.6 | -478.1025 | 375.2003 | 782.4775 | 254.9791 | 15.4013 | 34.6442 | 86.2739 | 186.5293 | 102.3971 | 22.8901 | 179.1062 | 173.7529 | 0 | 6.0261 | 44.9548 | 226.1846 | 0 | 129.5628 | 0
2025_10_26 Hr 15 | 10.8886 | 0.01056 | 0.29779 | 3.8139 | 3.8193 | 3.8193 | 3.8097 | 3.8139 | 3.8139 | 72.5274 | 0 | 0.08 | 92 | 0 | 89.5531 | 89.5531 | 173.7529 | 0 | 0 | 0.046 | 0.0275 | 1.0494 | 0 | 0 | 0 | 0 | 0 | 0.00282 | 0.1485 | 43.9761 | 6.0261 | 226.1846 | 0 | 0 | 0 | 0 | 12.6196 | 30.1456 | 0 | 0.091132 | -6.899 | 0.6747 | 10.9912 | 0 | -1 | -4.2 | 11.3357 | 0 | 0 | 19.1904 | 19.1904 | 19.1904 | 19.1904 | 22.3144 | 45.7002 | 1.3368 | 0 | 0 | 0 | 0 | 0 | 0 | 0 | 0 | 0 | 0 | 0 | 0 | 0 | -50 | 0 | 0 | 0 | 7.4275 | 0 | -393.181 | 13.332 | 1.7014 | 62.9821 | 66.5807 | 108.45 | 1034.159 | 26.3862 | 45.5844 | 1.1346 | 0.3248 | -10.8886 | 13.847 | 3.48 | 29.422 | 980.5084 | 414.5169 | -461.3596 | 8.2393 | 4.06 | -2.09 | 10.9235 | 3.9061 | 2025-10-26 | 2025_10_26 Hr 15 | 69.2378 | -0.00015289 | -980.5084 | -449.9889 | 352.4943 | 781.4988 | 246.4586 | 15.4013 | 34.6442 | 80.7588 | 171.6035 | 100.132 | 22.8901 | 179.1062 | 173.7529 | 0 | 6.0261 | 43.9761 | 226.1846 | 0 | 129.5628 | 0
2025_10_26 Hr 16 | 9.8488 | 0.009675 | 0.27283 | 3.8139 | 3.8193 | 3.8193 | 3.8097 | 3.8139 | 3.8139 | 71.8532 | 0 | 0.08 | 91 | 0 | 89.5531 | 89.5531 | 173.7529 | 0 | 0 | 0.046 | 0.0275 | 1.0494 | 0 | 0 | 0 | 0 | 0 | 0.00282 | 0.1485 | 42.9973 | 6.0261 | 226.1846 | 0 | 0 | 0 | 0 | 12.4207 | 29.6003 | 0 | 5.2947 | -4.2229 | 0.6747 | 10.9912 | 0 | -1 | -4.2 | 11.3357 | 0 | 0 | 18.9309 | 18.9309 | 18.9309 | 18.9309 | 22.0127 | 46.6479 | 1.3368 | 0 | 0 | 0 | 0 | 0 | 0 | 0 | 0 | 0 | 0 | 0 | 0 | 0 | -50 | 0 | 0 | 0 | 7.4275 | 0 | -382.497 | 13.332 | 1.7014 | 62.9821 | 66.5807 | 93.99 | 1030.397 | 26.2933 | 45.4239 | 1.1346 | 0.3248 | -9.8488 | 13.847 | 3.48 | 29.422 | 980.4916 | 398.6584 | -449.6358 | 8.2393 | 4.06 | -2.09 | 10.885 | 3.8923 | 2025-10-26 | 2025_10_26 Hr 16 | 71.6141 | -3.1e-05 | -980.4916 | -431.4252 | 349.4308 | 780.52 | 231.9204 | 15.4013 | 34.6442 | 80.0147 | 169.5897 | 99.8264 | 22.8901 | 179.1062 | 173.7529 | 0 | 6.0261 | 42.9973 | 226.1846 | 0 | 129.5628 | 0
2025_10_26 Hr 17 | 5.6914 | 0.0081 | 0.22842 | 3.8139 | 3.8193 | 3.8193 | 3.8097 | 3.8139 | 3.8139 | 76.8504 | 0 | 0.08 | 74 | 0 | 89.5531 | 89.5531 | 173.7529 | 0 | 0 | 0.046 | 0.0275 | 1.0494 | 0 | 0 | 0 | 0 | 0 | 0.00282 | 0.1485 | 44.9548 | 6.0261 | 226.1846 | 0 | 0 | 0 | 0 | 13.8946 | 33.6416 | 0 | 48.5159 | 0 | 0.6747 | 10.9912 | 0 | -1 | -4.2 | 11.3357 | 0 | 0 | 20.8541 | 20.8541 | 20.8541 | 20.8541 | 24.2489 | 48.6486 | 1.3368 | 0 | 0 | 0 | 0 | 0 | 0 | 0 | 0 | 0 | 0 | 0 | 0 | 0 | -50 | 0 | 0 | 0 | 7.4275 | 0 | -403.4195 | 13.332 | 1.7014 | 62.9821 | 66.5807 | 85.4586 | 1052.751 | 26.9818 | 46.6134 | 1.1346 | 0.3248 | -5.6914 | 13.847 | 3.48 | 29.422 | 1008.1 | 373.2337 | -466.4009 | 8.2393 | 4.06 | -2.09 | 11.17 | 3.9942 | 2025-10-26 | 2025_10_26 Hr 17 | 77.7775 | -6.8e-05 | -1008.1 | -404.9036 | 372.1368 | 782.4775 | 208.3437 | 15.4013 | 34.6442 | 85.5298 | 184.5155 | 102.0915 | 22.8901 | 179.1062 | 173.7529 | 0 | 6.0261 | 44.9548 | 226.1846 | 0 | 129.5628 | 0
2025_10_26 Hr 18 | 1.0331 | 0.00573 | 0.16159 | 3.8139 | 3.8193 | 3.8193 | 3.8097 | 3.8139 | 3.8139 | 90.2158 | 0 | 0.08 | 79 | 0 | 89.5531 | 89.5531 | 173.7529 | 0 | 0 | 0.046 | 0.0275 | 1.0494 | 0 | 0 | 0 | 0 | 0 | 0.00282 | 0.1485 | 45.3461 | 6.0261 | 226.1846 | 0 | 0 | 0 | 0 | 17.8368 | 44.4502 | 0 | 0 | -27.1992 | 0.6747 | 10.9912 | 0 | -1 | -4.2 | 11.3357 | 0 | 0 | 25.9976 | 25.9976 | 25.9976 | 25.9976 | 30.2298 | 50.6493 | 1.3368 | 0 | 0 | 0 | 0 | 0 | 0 | 0 | 0 | 0 | 0 | 0 | 0 | 0 | -50 | 0 | 0 | 0 | 7.4275 | 0 | -405.6056 | 13.332 | 1.7014 | 62.9821 | 66.5807 | 131.0076 | 1107.747 | 28.8234 | 49.7949 | 1.1346 | 0.3248 | -1.0331 | 13.847 | 3.48 | 29.422 | 1043.8 | 427.1809 | -463.9287 | 8.2393 | 4.06 | -2.09 | 11.9324 | 4.2669 | 2025-10-26 | 2025_10_26 Hr 18 | 81.9541 | -9.1e-05 | -1043.8 | -482.8048 | 432.8662 | 782.8688 | 260.8242 | 15.4013 | 34.6442 | 100.2807 | 224.4359 | 108.1496 | 22.8901 | 179.1062 | 173.7529 | 0 | 6.0261 | 45.3461 | 226.1846 | 0 | 129.5628 | 0
2025_10_26 Hr 19 | 0 | 0.00279 | 0.078678 | 3.8139 | 3.8193 | 3.8193 | 3.8097 | 3.8139 | 3.8139 | 100.7257 | 0 | 0.08 | 79 | 0 | 89.5531 | 89.5531 | 173.7529 | 0 | 0 | 0.046 | 0.0275 | 1.0494 | 0 | 0 | 0 | 0 | 0 | 0.00282 | 0.1485 | 45.3461 | 6.0261 | 226.1846 | 0 | 0 | 0 | 0 | 20.9368 | 52.9496 | 0 | 0 | -15.2184 | 0.6747 | 10.9912 | 0 | -1 | -4.2 | 11.3357 | 0 | 0 | 30.0422 | 30.0422 | 30.0422 | 30.0422 | 34.9328 | 54.6507 | 1.3368 | 0 | 0 | 0 | 0 | 0 | 0 | 0 | 0 | 0 | 0 | 0 | 0 | 0 | -50 | 0 | 0 | 0 | 7.4275 | 0 | -415.5729 | 13.332 | 1.7014 | 62.9821 | 66.5807 | 110.0406 | 1150.655 | 30.2715 | 52.2967 | 1.1346 | 0.3248 | 0 | 13.847 | 3.48 | 29.422 | 1076.517 | 413.943 | -472.8629 | 8.2393 | 4.06 | -2.09 | 12.532 | 4.4812 | 2025-10-26 | 2025_10_26 Hr 19 | 79.3427 | -0.000464 | -1076.517 | -480.7913 | 480.6207 | 782.8688 | 243.7728 | 15.4013 | 34.6442 | 111.88 | 255.8273 | 112.9134 | 22.8901 | 179.1062 | 173.7529 | 0 | 6.0261 | 45.3461 | 226.1846 | 0 | 129.5628 | 0
2025_10_26 Hr 20 | 0 | 0.00051 | 0.014382 | 3.8139 | 3.8193 | 3.8193 | 3.8097 | 3.8139 | 3.8139 | 100.3291 | 0 | 0.08 | 77 | 0 | 89.5531 | 89.5531 | 173.7529 | 0 | 0 | 0.046 | 0.0275 | 1.0494 | 0 | 0 | 0 | 0 | 0 | 0.00282 | 0.1485 | 45.3461 | 6.0261 | 226.1846 | 0 | 0 | 0 | 0 | 20.8198 | 52.6288 | 0 | 0 | -9.0003 | 0.6747 | 10.9912 | 0 | -1 | -4.2 | 11.3357 | 0 | 0 | 29.8896 | 29.8896 | 29.8896 | 29.8896 | 34.7553 | 53.5977 | 1.3368 | 0 | 0 | 0 | 0 | 0 | 0 | 0 | 0 | 0 | 0 | 0 | 0 | 0 | -50 | 0 | 0 | 0 | 7.4275 | 0 | -454.6449 | 13.332 | 1.7014 | 62.9821 | 66.5807 | 108.0162 | 1148.968 | 30.2169 | 52.2023 | 1.1346 | 0.3248 | 0 | 13.847 | 3.48 | 29.422 | 1036.717 | 408.6836 | -511.9349 | 8.2393 | 4.06 | -2.09 | 12.5093 | 4.4732 | 2025-10-26 | 2025_10_26 Hr 20 | 73.6414 | -0.000439 | -1036.717 | -513.6452 | 478.8187 | 782.8688 | 238.6288 | 15.4013 | 34.6442 | 111.4423 | 254.6428 | 112.7336 | 22.8901 | 179.1062 | 173.7529 | 0 | 6.0261 | 45.3461 | 226.1846 | 0 | 129.5628 | 0
2025_10_26 Hr 21 | 0 | 0 | 0 | 3.8139 | 3.8193 | 3.8193 | 3.8097 | 3.8139 | 3.8139 | 96.5416 | 0 | 0.08 | 90 | 0 | 89.5531 | 89.5531 | 173.7529 | 0 | 0 | 0.046 | 0.0275 | 1.0494 | 0 | 0 | 0 | 0 | 0 | 0.00282 | 0.1485 | 45.3461 | 6.0261 | 226.1846 | 0 | 0 | 0 | 0 | 19.7027 | 49.5658 | 0 | 0 | -9.6379 | 0.6747 | 10.9912 | 0 | -1 | -4.2 | 11.3357 | 0 | 0 | 28.432 | 28.432 | 28.432 | 28.432 | 33.0605 | 48.6486 | 1.3368 | 0 | 0 | 0 | 0 | 0 | 0 | 0 | 0 | 0 | 0 | 0 | 0 | 0 | -50 | 0 | 0 | 0 | 7.4275 | 0 | -476.9246 | 13.332 | 1.7014 | 62.9821 | 66.5807 | 112.4988 | 1133.461 | 29.695 | 51.3007 | 1.1346 | 0.3248 | 0 | 13.847 | 3.48 | 29.422 | 1009.108 | 419.4998 | -534.2146 | 8.2393 | 4.06 | -2.09 | 12.2933 | 4.3959 | 2025-10-26 | 2025_10_26 Hr 21 | 75.1498 | 0.000275 | -1009.108 | -536.5625 | 461.6091 | 782.8688 | 251.1474 | 15.4013 | 34.6442 | 107.2622 | 243.33 | 111.0169 | 22.8901 | 179.1062 | 173.7529 | 0 | 6.0261 | 45.3461 | 226.1846 | 0 | 129.5628 | 0
2025_10_26 Hr 22 | 0 | 0 | 0 | 3.8139 | 3.8193 | 3.8193 | 3.8097 | 3.8139 | 3.8139 | 83.3348 | 0 | 0.08 | 87 | 0 | 89.5531 | 89.5531 | 173.7529 | 0 | 0 | 0.046 | 0.0275 | 1.0494 | 0 | 0 | 0 | 0 | 0 | 0.00282 | 0.1485 | 45.1502 | 6.0261 | 226.1846 | 0 | 0 | 0 | 0 | 15.8072 | 38.8855 | 0 | 0.67723 | -3.1135 | 0.6747 | 10.9912 | 0 | -1 | -4.2 | 11.3357 | 0 | 0 | 23.3495 | 23.3495 | 23.3495 | 23.3495 | 27.1506 | 49.7016 | 1.3368 | 0 | 0 | 0 | 0 | 0 | 0 | 0 | 0 | 0 | 0 | 0 | 0 | 0 | -50 | 0 | 0 | 0 | 7.4275 | 0 | -496.3992 | 13.332 | 1.7014 | 62.9821 | 66.5807 | 114.5232 | 1079.243 | 27.8753 | 48.157 | 1.1346 | 0.3248 | 0 | 13.847 | 3.48 | 29.422 | 936.7083 | 413.591 | -553.6892 | 8.2393 | 4.06 | -2.09 | 11.5399 | 4.1265 | 2025-10-26 | 2025_10_26 Hr 22 | 65.0529 | -5.14e-05 | -936.7083 | -548.8355 | 401.6005 | 782.6729 | 251.2248 | 15.4013 | 34.6442 | 92.6864 | 203.8834 | 105.0306 | 22.8901 | 179.1062 | 173.7529 | 0 | 6.0261 | 45.1502 | 226.1846 | 0 | 129.5628 | 0
2025_10_26 Hr 23 | 0 | 0 | 0 | 3.8139 | 3.8193 | 3.8193 | 3.8097 | 3.8139 | 3.8139 | 75.1053 | 0 | 0.08 | 84 | 0 | 89.5531 | 89.5531 | 176.4163 | 0 | 0 | 0.046 | 0.0275 | 1.0494 | 0 | 0 | 0 | 0 | 0 | 0.00282 | 0.1485 | 45.3461 | 6.0261 | 228.977 | 0 | 0 | 0 | 0 | 13.3799 | 32.2303 | 0 | 3.3039 | -2.0363 | 0.6747 | 10.9912 | 0 | -1 | -4.2 | 11.3357 | 0 | 0 | 20.1825 | 20.1825 | 20.1825 | 20.1825 | 23.468 | 53.5977 | 1.3368 | 0 | 0 | 0 | 0 | 0 | 0 | 0 | 0 | 0 | 0 | 0 | 0 | 0 | -50 | 0 | 0 | 0 | 7.4275 | 0 | -528.4227 | 13.332 | 1.7014 | 64.2243 | 67.8938 | 112.9326 | 1053.787 | 26.7414 | 46.198 | 1.1346 | 0.3248 | 0 | 13.847 | 3.48 | 29.422 | 878.5084 | 409.1663 | -585.7127 | 8.2393 | 4.06 | -2.09 | 11.0705 | 3.9587 | 2025-10-26 | 2025_10_26 Hr 23 | 72.1026 | -3.7e-05 | -878.5084 | -577.1551 | 364.2077 | 790.8799 | 250.5303 | 15.4013 | 34.6442 | 83.6039 | 179.3033 | 101.3005 | 22.8901 | 179.1062 | 176.4163 | 0 | 6.0261 | 45.3461 | 228.977 | 0 | 132.1181 | 0
2025_10_26 Hr 24 | 0 | 0 | 0 | 3.8139 | 3.8193 | 3.8193 | 3.8097 | 3.8139 | 3.8139 | 65.7852 | 0 | 0.08 | 79 | 0 | 89.5531 | 89.5531 | 176.4163 | 0 | 0 | 0.046 | 0.0275 | 1.0494 | 0 | 0 | 0 | 0 | 0 | 0.00282 | 0.1485 | 45.3461 | 6.0261 | 228.977 | 0 | 0 | 0 | 0 | 10.6309 | 24.6932 | 0 | 9.1576 | 0 | 0.6747 | 10.9912 | 0 | -1 | -4.2 | 11.3357 | 0 | 0 | 16.5958 | 16.5958 | 16.5958 | 16.5958 | 19.2974 | 60.5475 | 1.3368 | 0 | 0 | 0 | 0 | 0 | 0 | 0 | 0 | 0 | 0 | 0 | 0 | 0 | -50 | 0 | 0 | 0 | 7.4275 | 0 | -565.275 | 13.332 | 1.7014 | 64.2243 | 67.8938 | 117.9936 | 1015.663 | 25.4572 | 43.9794 | 1.1346 | 0.3248 | 0 | 13.847 | 3.48 | 29.422 | 814.2083 | 411.9526 | -622.565 | 8.2393 | 4.06 | -2.09 | 10.5389 | 3.7685 | 2025-10-26 | 2025_10_26 Hr 24 | 68.2584 | 3.6e-05 | -814.2083 | -606.1174 | 321.8593 | 790.8799 | 257.5411 | 15.4013 | 34.6442 | 73.3177 | 151.4656 | 97.076 | 22.8901 | 179.1062 | 176.4163 | 0 | 6.0261 | 45.3461 | 228.977 | 0 | 132.1181 | 0
2025_10_27 Hr 01 | 0 | 0 | 0 | 3.8139 | 3.8193 | 3.8193 | 3.8097 | 3.8139 | 3.8139 | 49.8987 | 0 | 0.08 | 77 | 0 | 89.5531 | 89.5531 | 176.4163 | 0 | 0 | 0.046 | 0.0275 | 1.0494 | 0 | 0 | 0 | 0 | 0 | 0.00282 | 0.1485 | 45.3461 | 6.0261 | 228.977 | 0 | 0 | 0 | 0 | 4.6244 | 8.2013 | 0 | 21.5836 | 0 | 0.6747 | 11.0679 | 0 | -1 | -4.2 | 11.451 | 0 | 0 | 9.59 | 9.59 | 9.59 | 9.59 | 11.1512 | 72.5517 | 1.3368 | 0 | 0 | 0 | 0 | 0 | 0 | 0 | 0 | 0 | 0 | 0 | 0 | 0 | -50 | 0 | 0 | 0 | 7.5254 | 0 | -558.954 | 14.55 | 1.7014 | 64.2243 | 67.8938 | 123.9222 | 941.4283 | 24.719 | 42.6833 | 1.1346 | 0.3248 | 0 | 13.847 | 3.48 | 29.422 | 773.4083 | 426.6405 | -616.244 | 8.2684 | 4.06 | -2.09 | 10.2234 | 3.6554 | 2025-10-27 | 2025_10_27 Hr 01 | 68.077 | 4.2e-05 | -773.4083 | -587.3704 | 246.3795 | 790.8799 | 273.4739 | 15.4013 | 34.6442 | 51.1383 | 99.4101 | 95.8311 | 22.8901 | 179.1062 | 176.4163 | 0 | 6.0261 | 45.3461 | 228.977 | 0 | 132.1181 | 0
2025_10_27 Hr 02 | 0 | 0 | 0 | 3.8139 | 3.8193 | 3.8193 | 3.8097 | 3.8139 | 3.8139 | 46.9203 | 0 | 0.08 | 69 | 0 | 89.5531 | 89.5531 | 176.4163 | 0 | 0 | 0.046 | 0.0275 | 1.0494 | 0 | 0 | 0 | 0 | 0 | 0.00282 | 0.1485 | 45.3461 | 6.0261 | 228.977 | 0 | 0 | 0 | 0 | 3.8224 | 6.0031 | 0 | 32.4518 | 0 | 0.6747 | 11.0679 | 0 | -1 | -4.2 | 11.451 | 0 | 0 | 8.4459 | 8.4459 | 8.4459 | 8.4459 | 9.8208 | 68.5503 | 1.3368 | 0 | 0 | 0 | 0 | 0 | 0 | 0 | 0 | 0 | 0 | 0 | 0 | 0 | -50 | 0 | 0 | 0 | 7.5254 | 0 | -554.3113 | 14.55 | 1.7014 | 64.2243 | 67.8938 | 127.5372 | 929.5427 | 24.3118 | 41.9801 | 1.1346 | 0.3248 | 0 | 13.847 | 3.48 | 29.422 | 767.3083 | 416.9151 | -611.6013 | 8.2684 | 4.06 | -2.09 | 10.055 | 3.5952 | 2025-10-27 | 2025_10_27 Hr 02 | 74.0015 | 3.1e-05 | -767.3083 | -571.8595 | 233.1549 | 790.8799 | 265.0875 | 15.4013 | 34.6442 | 48.1381 | 90.5247 | 94.4921 | 22.8901 | 179.1062 | 176.4163 | 0 | 6.0261 | 45.3461 | 228.977 | 0 | 132.1181 | 0
2025_10_27 Hr 03 | 0 | 0 | 0 | 3.8139 | 3.8193 | 3.8193 | 3.8097 | 3.8139 | 3.8139 | 44.4616 | 0 | 0.08 | 68 | 0 | 89.5531 | 89.5531 | 176.4163 | 0 | 0 | 0.046 | 0.0275 | 1.0494 | 0 | 0 | 0 | 0 | 0 | 0.00282 | 0.1485 | 45.3461 | 6.0261 | 228.977 | 0 | 0 | 0 | 0 | 3.1603 | 4.1885 | 0 | 11.999 | 0 | 0.6747 | 11.0679 | 0 | -1 | -4.2 | 11.451 | 0 | 0 | 7.5014 | 7.5014 | 7.5014 | 7.5014 | 8.7226 | 61.6005 | 1.3368 | 0 | 0 | 0 | 0 | 0 | 0 | 0 | 0 | 0 | 0 | 0 | 0 | 0 | -50 | 0 | 0 | 0 | 7.5254 | 0 | -538.1852 | 14.55 | 1.7014 | 64.2243 | 67.8938 | 139.539 | 919.7311 | 23.9756 | 41.3997 | 1.1346 | 0.3248 | 0 | 13.847 | 3.48 | 29.422 | 756.1166 | 419.8618 | -595.4752 | 8.2684 | 4.06 | -2.09 | 9.916 | 3.5455 | 2025-10-27 | 2025_10_27 Hr 03 | 72.3714 | 6.1e-05 | -756.1166 | -576.1862 | 222.238 | 790.8799 | 269.1395 | 15.4013 | 34.6442 | 45.6614 | 83.1898 | 93.3868 | 22.8901 | 179.1062 | 176.4163 | 0 | 6.0261 | 45.3461 | 228.977 | 0 | 132.1181 | 0
2025_10_27 Hr 04 | 0 | 0 | 0 | 3.8139 | 3.8193 | 3.8193 | 3.8097 | 3.8139 | 3.8139 | 44.8814 | 0 | 0.08 | 67 | 0 | 89.5531 | 89.5531 | 176.4163 | 0 | 0 | 0.046 | 0.0275 | 1.0494 | 0 | 0 | 0 | 0 | 0 | 0.00282 | 0.1485 | 45.3461 | 6.0261 | 228.977 | 0 | 0 | 0 | 0 | 3.2733 | 4.4983 | 0 | 28.5556 | 0 | 0.6747 | 11.0679 | 0 | -1 | -4.2 | 11.451 | 0 | 0 | 7.6627 | 7.6627 | 7.6627 | 7.6627 | 8.9101 | 61.6005 | 1.3368 | 0 | 0 | 0 | 0 | 0 | 0 | 0 | 0 | 0 | 0 | 0 | 0 | 0 | -50 | 0 | 0 | 0 | 7.5254 | 0 | -536.8788 | 14.55 | 1.7014 | 64.2243 | 67.8938 | 129.9954 | 921.4062 | 24.033 | 41.4988 | 1.1346 | 0.3248 | 0 | 13.847 | 3.48 | 29.422 | 765.3 | 409.5069 | -594.1688 | 8.2684 | 4.06 | -2.09 | 9.9397 | 3.554 | 2025-10-27 | 2025_10_27 Hr 04 | 78.0565 | 4e-06 | -765.3 | -558.3232 | 224.1019 | 790.8799 | 258.5959 | 15.4013 | 34.6442 | 46.0843 | 84.4421 | 93.5755 | 22.8901 | 179.1062 | 176.4163 | 0 | 6.0261 | 45.3461 | 228.977 | 0 | 132.1181 | 0
2025_10_27 Hr 05 | 0 | 0 | 0 | 3.8139 | 3.8193 | 3.8193 | 3.8097 | 3.8139 | 3.8139 | 55.2159 | 0 | 0.08 | 66 | 0 | 89.5531 | 89.5531 | 176.4163 | 0 | 0 | 0.046 | 0.0275 | 1.0494 | 0 | 0 | 0 | 0 | 0 | 0.00282 | 0.1485 | 45.3461 | 6.0261 | 228.977 | 0 | 0 | 0 | 0 | 6.0563 | 12.1255 | 0 | 15.2051 | 0 | 0.6747 | 11.0679 | 0 | -1 | -4.2 | 11.451 | 0 | 0 | 11.6326 | 11.6326 | 11.6326 | 11.6326 | 13.5263 | 58.6521 | 1.3368 | 0 | 0 | 0 | 0 | 0 | 0 | 0 | 0 | 0 | 0 | 0 | 0 | 0 | -50 | 0 | 0 | 0 | 7.5254 | 0 | -530.1734 | 14.55 | 1.7014 | 64.2243 | 67.8938 | 136.5024 | 962.6469 | 25.4459 | 43.9385 | 1.1346 | 0.3248 | 0 | 13.847 | 3.48 | 29.422 | 807.1 | 416.7114 | -587.4634 | 8.2684 | 4.06 | -2.09 | 10.5241 | 3.7629 | 2025-10-27 | 2025_10_27 Hr 05 | 77.9105 | 4e-06 | -807.1 | -564.9683 | 269.9884 | 790.8799 | 261.1545 | 15.4013 | 34.6442 | 56.4944 | 115.2726 | 98.2214 | 22.8901 | 179.1062 | 176.4163 | 0 | 6.0261 | 45.3461 | 228.977 | 0 | 132.1181 | 0
2025_10_27 Hr 06 | 0 | 0 | 0 | 3.8139 | 3.8193 | 3.8193 | 3.8097 | 3.8139 | 3.8139 | 70.5677 | 0 | 0.08 | 67 | 0 | 89.5531 | 89.5531 | 176.4163 | 0 | 0 | 0.046 | 0.0275 | 1.0494 | 0 | 0 | 0 | 0 | 0 | 0.00282 | 0.1485 | 44.3681 | 6.0261 | 228.977 | 0 | 0 | 0 | 0 | 10.1903 | 23.4557 | 0 | 0 | -18.1442 | 0.6747 | 11.0679 | 0 | -1 | -4.2 | 11.451 | 0 | 0 | 17.5299 | 17.5299 | 17.5299 | 17.5299 | 20.3836 | 56.6514 | 1.3368 | 0 | 0 | 0 | 0 | 0 | 0 | 0 | 0 | 0 | 0 | 0 | 0 | 0 | -50 | 0 | 0 | 0 | 7.5254 | 0 | -475.3179 | 14.55 | 1.7014 | 64.2243 | 67.8938 | 136.5024 | 1022.932 | 27.5448 | 47.5627 | 1.1346 | 0.3248 | 0 | 13.847 | 3.48 | 29.422 | 894.7917 | 422.6122 | -532.6079 | 8.2684 | 4.06 | -2.09 | 11.3921 | 4.0733 | 2025-10-27 | 2025_10_27 Hr 06 | 78.5512 | -5.7e-05 | -894.7917 | -543.4621 | 338.1525 | 789.9019 | 260.1538 | 15.4013 | 34.6442 | 71.9587 | 161.0709 | 105.1229 | 22.8901 | 179.1062 | 176.4163 | 0 | 6.0261 | 44.3681 | 228.977 | 0 | 132.1181 | 0
2025_10_27 Hr 07 | 0 | 0 | 0 | 3.8139 | 3.8193 | 3.8193 | 3.8097 | 3.8139 | 3.8139 | 94.9146 | -14 | 0.08 | 63 | 0 | 89.5531 | 89.5531 | 173.7529 | 0 | 0 | 0.046 | 0.0275 | 1.0494 | 0 | 0 | 0 | 0 | 0 | 0.00282 | 0.1485 | 44.9544 | 6.0261 | 226.1846 | 0 | 0 | 0 | 0 | 16.7467 | 41.4246 | 0 | 7.7867 | -0.052224 | 0.6747 | 11.0679 | 0 | -1 | -4.2 | 11.451 | 0 | 0 | 26.8827 | 26.8827 | 26.8827 | 26.8827 | 31.2589 | 52.65 | 1.3368 | 0 | 0 | 0 | 0 | 0 | 0 | 0 | 0 | 0 | 0 | 0 | 0 | -75 | 0 | 0 | 0 | 0 | 7.5254 | 0 | -430.2962 | 14.55 | 1.7014 | 62.9821 | 66.5807 | 112.9326 | 1112.665 | 30.8734 | 53.3104 | 1.1346 | 0.3248 | 0 | 13.847 | 3.48 | 29.422 | 995.8 | 401.9863 | -526.5862 | 8.2684 | 4.06 | -2.09 | 12.7688 | 4.5655 | 2025-10-27 | 2025_10_27 Hr 07 | 73.8 | -6.856e-05 | -995.8 | -497.5617 | 432.2565 | 782.4771 | 228.5826 | 15.4013 | 34.6442 | 96.484 | 233.7043 | 102.0682 | 22.8901 | 179.1062 | 173.7529 | 0 | 6.0261 | 44.9544 | 226.1846 | 0 | 129.5628 | 0
2025_10_27 Hr 08 | 0 | 0 | 0 | 3.8139 | 3.8193 | 3.8193 | 3.8097 | 3.8139 | 3.8139 | 108.2474 | -14 | 0.08 | 76 | 0 | 89.5531 | 89.5531 | 173.7529 | 0 | 0 | 0.046 | 0.0275 | 1.0494 | 0 | 0 | 0 | 0 | 0 | 0.00282 | 0.1485 | 45.1502 | 6.0261 | 226.1846 | 0 | 0 | 0 | 0 | 20.3371 | 51.2648 | 0 | 0.77008 | -0.35954 | 0.6747 | 11.0679 | 0 | -1 | -4.2 | 11.451 | 0 | 0 | 32.0044 | 32.0044 | 32.0044 | 32.0044 | 37.2145 | 52.65 | 1.3368 | 0 | 0 | 0 | 0 | 0 | 0 | 0 | 0 | 0 | 0 | 0 | 0 | -75 | 0 | 0 | 0 | 0 | 7.5254 | 0 | -427.3359 | 14.55 | 1.7014 | 62.9821 | 66.5807 | 124.5006 | 1166.067 | 32.6963 | 56.458 | 1.1346 | 0.3248 | 0 | 13.847 | 3.48 | 29.422 | 1075.4 | 432.5482 | -523.6259 | 8.2684 | 4.06 | -2.09 | 13.5227 | 4.8351 | 2025-10-27 | 2025_10_27 Hr 08 | 70.0768 | -0.0001235 | -1075.4 | -501.9254 | 491.4562 | 782.6729 | 253.1506 | 15.4013 | 34.6442 | 109.9145 | 273.4796 | 108.0621 | 22.8901 | 179.1062 | 173.7529 | 0 | 6.0261 | 45.1502 | 226.1846 | 0 | 129.5628 | 0
2025_10_27 Hr 09 | 9.3298 | 0.000525 | 0.014805 | 3.8139 | 3.8193 | 3.8193 | 3.8097 | 3.8139 | 3.8139 | 108.3674 | -14 | 0.08 | 82 | 0 | 89.5531 | 89.5531 | 173.7529 | 0 | 0 | 0.046 | 0.0275 | 1.0494 | 0 | 0 | 0 | 0 | 0 | 0.00282 | 0.1485 | 44.6937 | 6.0261 | 226.1846 | 0 | 0 | 0 | 0 | 20.3694 | 51.3533 | 0 | 0 | -27.2033 | 0.6747 | 11.0679 | 0 | -1 | -4.2 | 11.451 | 0 | 0 | 32.0505 | 32.0505 | 32.0505 | 32.0505 | 37.268 | 53.5977 | 1.3368 | 0 | 0 | 0 | 0 | 0 | 0 | 0 | 0 | 0 | 0 | 0 | 0 | -75 | 0 | 0 | 0 | 0 | 7.5254 | 0 | -401.3751 | 14.55 | 1.7014 | 62.9821 | 66.5807 | 137.5146 | 1166.104 | 32.7127 | 56.4863 | 1.1346 | 0.3248 | -9.3298 | 13.847 | 3.48 | 29.422 | 1093.8 | 461.8941 | -506.9949 | 8.2684 | 4.06 | -2.09 | 13.5295 | 4.8375 | 2025-10-27 | 2025_10_27 Hr 09 | 63.9242 | -9.2e-05 | -1093.8 | -503.5784 | 491.9887 | 782.2164 | 273.1276 | 15.4013 | 34.6442 | 110.0353 | 273.8375 | 108.116 | 22.8901 | 179.1062 | 173.7529 | 0 | 6.0261 | 44.6937 | 226.1846 | 0 | 129.5628 | 0
2025_10_27 Hr 10 | 16.9813 | 0.00267 | 0.075294 | 3.8139 | 3.8193 | 3.8193 | 3.8097 | 3.8139 | 3.8139 | 105.7888 | -14 | 0.08 | 87 | 0 | 89.5531 | 89.5531 | 173.7529 | 0 | 0 | 0.046 | 0.0275 | 1.0494 | 0 | 0 | 0 | 0 | 0 | 0.00282 | 0.1485 | 19.5847 | 6.0261 | 226.1846 | 0 | 0 | 0 | 0 | 19.675 | 49.4502 | 0 | 20.4045 | -1.2683 | 0.6747 | 11.0679 | 0 | -1 | -4.2 | 11.451 | 0 | 0 | 31.06 | 31.06 | 31.06 | 31.06 | 36.1162 | 46.6479 | 1.3368 | 0 | 0 | 0 | 0 | 0 | 0 | 0 | 0 | 0 | 0 | 0 | 0 | -75 | 0 | 0 | 0 | 0 | 7.5254 | 0 | -393.2306 | 14.55 | 1.7014 | 62.9821 | 66.5807 | 122.4762 | 1130.765 | 32.3601 | 55.8776 | 1.1346 | 0.3248 | -16.9813 | 13.847 | 3.48 | 29.422 | 1094.8 | 451.4004 | -506.5019 | 8.2684 | 4.06 | -2.09 | 13.3837 | 4.7854 | 2025-10-27 | 2025_10_27 Hr 10 | 59.5582 | -5e-05 | -1094.8 | -449.0944 | 480.5394 | 757.1074 | 256.2021 | 15.4013 | 34.6442 | 107.4378 | 266.1448 | 106.9567 | 22.8901 | 179.1062 | 173.7529 | 0 | 6.0261 | 19.5847 | 226.1846 | 0 | 129.5628 | 0
2025_10_27 Hr 11 | 17.0924 | 0.00618 | 0.17428 | 0 | 0 | 0 | 0 | 0 | 0 | 100.0718 | -14 | 0.08 | 81 | 0 | 89.5531 | 89.5531 | 173.7529 | 0 | 0 | 0.046 | 0.0275 | 1.0494 | 0 | 0 | 0 | 0 | 0 | 0.00282 | 0.1485 | 14.5107 | 6.0261 | 226.1846 | 0 | 0 | 0 | 0 | 18.1355 | 45.2309 | 0 | 0 | -10.615 | 0.6747 | 11.0679 | 0.06 | -1 | -4.2 | 11.451 | 0 | 0 | 28.8638 | 28.8638 | 28.8638 | 28.8638 | 33.5626 | 45.7002 | 1.3368 | 0 | 0 | 0 | 0 | 0 | 0 | 0 | 0 | 0 | 0 | 0 | 0 | -75 | 0 | 0 | 0 | 0 | 7.5254 | 0 | -302.1832 | 14.55 | 1.7014 | 62.9821 | 66.5807 | 126.525 | 1080.086 | 31.5785 | 54.5279 | 1.1346 | 0.3248 | -17.0924 | 13.847 | 3.48 | 29.422 | 1099.952 | 446.046 | -415.5656 | 8.2684 | 4.06 | -2.09 | 13.0604 | 4.6698 | 2025-10-27 | 2025_10_27 Hr 11 | 50.9263 | -0.000433 | -1099.952 | -387.7982 | 455.1553 | 729.1433 | 253.4057 | 15.4013 | 34.6442 | 101.679 | 249.0897 | 104.3867 | 0 | 179.1062 | 173.7529 | 0 | 6.0261 | 14.5107 | 226.1846 | 0 | 129.5628 | 0
2025_10_27 Hr 12 | 16.0593 | 0.008445 | 0.23815 | 0 | 0 | 0 | 0 | 0 | 0 | 94.6347 | -14 | 0.08 | 71 | 0 | 89.5531 | 89.5531 | 173.7529 | 0 | 0 | 0.046 | 0.0275 | 1.0494 | 0 | 0 | 0 | 0 | 0 | 0.00282 | 0.1485 | 14.5107 | 6.0261 | 226.1846 | 0 | 0 | 0 | 0 | 16.6713 | 41.2181 | 0 | 7.1264 | -0.17673 | 0.6747 | 11.0679 | 0.06 | -1 | -4.2 | 11.451 | 0 | 0 | 26.7752 | 26.7752 | 26.7752 | 26.7752 | 31.1339 | 41.6988 | 1.3368 | 0 | 0 | 0 | 0 | 0 | 0 | 0 | 0 | 0 | 0 | 0 | 0 | -75 | 0 | 0 | 0 | 0 | 7.5254 | 0 | -261.2263 | 14.55 | 1.7014 | 62.9821 | 66.5807 | 123.4884 | 1058.453 | 30.8352 | 53.2444 | 1.1346 | 0.3248 | -16.0593 | 13.847 | 3.48 | 29.422 | 1117.36 | 425.5328 | -373.5756 | 8.2684 | 4.06 | -2.09 | 12.753 | 4.5599 | 2025-10-27 | 2025_10_27 Hr 12 | 48.8811 | -9.07e-05 | -1117.36 | -329.2766 | 431.0139 | 729.1433 | 236.4338 | 15.4013 | 34.6442 | 96.2021 | 232.8694 | 101.9424 | 0 | 179.1062 | 173.7529 | 0 | 6.0261 | 14.5107 | 226.1846 | 0 | 129.5628 | 0
2025_10_27 Hr 13 | 13.988 | 0.009855 | 0.27791 | 0 | 0 | 0 | 0 | 0 | 0 | 89.0577 | -14 | 0.08 | 69 | 0 | 89.5531 | 89.5531 | 173.7529 | 0 | 0 | 0.046 | 0.0275 | 1.0494 | 0 | 0 | 0 | 0 | 0 | 0.00282 | 0.1485 | 14.5107 | 6.0261 | 226.1846 | 0 | 0 | 0 | 0 | 15.1695 | 37.102 | 0 | 3.1238 | -0.87393 | 0.6747 | 11.0679 | 0.06 | -1 | -4.2 | 11.451 | 0 | 0 | 24.6328 | 24.6328 | 24.6328 | 24.6328 | 28.6428 | 40.7511 | 1.3368 | 0 | 0 | 0 | 0 | 0 | 0 | 0 | 0 | 0 | 0 | 0 | 0 | -75 | 0 | 0 | 0 | 0 | 7.5254 | 0 | -239.8468 | 14.55 | 1.7014 | 62.9821 | 66.5807 | 134.478 | 1036.237 | 30.0727 | 51.9278 | 1.1346 | 0.3248 | -13.988 | 13.847 | 3.48 | 29.422 | 1117.36 | 428.9977 | -350.1248 | 8.2684 | 4.06 | -2.09 | 12.4376 | 4.4471 | 2025-10-27 | 2025_10_27 Hr 13 | 45.6238 | -9.4e-05 | -1117.36 | -312.5969 | 406.2511 | 729.1433 | 244.5169 | 15.4013 | 34.6442 | 90.5842 | 216.2317 | 99.4352 | 0 | 179.1062 | 173.7529 | 0 | 6.0261 | 14.5107 | 226.1846 | 0 | 129.5628 | 0
2025_10_27 Hr 14 | 14.5121 | 0.010575 | 0.29822 | 0 | 0 | 0 | 0 | 0 | 0 | 85.7995 | -14 | 0.08 | 71 | 0 | 89.5531 | 89.5531 | 173.7529 | 0 | 0 | 0.046 | 0.0275 | 1.0494 | 0 | 0 | 0 | 0 | 0 | 0.00282 | 0.1485 | 14.5107 | 6.0261 | 226.1846 | 0 | 0 | 0 | 0 | 14.2921 | 34.6974 | 0 | 1.5081 | -3.9857 | 0.6747 | 11.0679 | 0.06 | -1 | -4.2 | 11.451 | 0 | 0 | 23.3812 | 23.3812 | 23.3812 | 23.3812 | 27.1874 | 38.7504 | 1.3368 | 0 | 0 | 0 | 0 | 0 | 0 | 0 | 0 | 0 | 0 | 0 | 0 | -75 | 0 | 0 | 0 | 0 | 7.5254 | 0 | -234.4307 | 14.55 | 1.7014 | 62.9821 | 66.5807 | 136.9362 | 1023.255 | 29.6272 | 51.1586 | 1.1346 | 0.3248 | -14.5121 | 13.847 | 3.48 | 29.422 | 1106.06 | 430.5152 | -345.2328 | 8.2684 | 4.06 | -2.09 | 12.2534 | 4.3813 | 2025-10-27 | 2025_10_27 Hr 14 | 45.4485 | -7.3e-05 | -1106.06 | -311.9083 | 391.784 | 729.1433 | 246.9954 | 15.4013 | 34.6442 | 87.3021 | 206.5115 | 97.9704 | 0 | 179.1062 | 173.7529 | 0 | 6.0261 | 14.5107 | 226.1846 | 0 | 129.5628 | 0
2025_10_27 Hr 15 | 16.5784 | 0.010335 | 0.29145 | 0 | 0 | 0 | 0 | 0 | 0 | 88.1182 | -14 | 0.08 | 56 | 0 | 89.5531 | 89.5531 | 173.7529 | 0 | 0 | 0.046 | 0.0275 | 1.0494 | 0 | 0 | 0 | 0 | 0 | 0.00282 | 0.1485 | 14.5107 | 6.0261 | 226.1846 | 0 | 0 | 0 | 0 | 14.9165 | 36.4087 | 0 | 0.92008 | -13.3457 | 0.6747 | 11.0679 | 0.06 | -1 | -4.2 | 11.451 | 0 | 0 | 24.2719 | 24.2719 | 24.2719 | 24.2719 | 28.2231 | 38.7504 | 1.3368 | 0 | 0 | 0 | 0 | 0 | 0 | 0 | 0 | 0 | 0 | 0 | 0 | -75 | 0 | 0 | 0 | 0 | 7.5254 | 0 | -229.4804 | 14.55 | 1.7014 | 62.9821 | 66.5807 | 132.4536 | 1032.502 | 29.9443 | 51.706 | 1.1346 | 0.3248 | -16.5784 | 13.847 | 3.48 | 29.422 | 1091.868 | 414.1411 | -342.3488 | 8.2684 | 4.06 | -2.09 | 12.3845 | 4.4281 | 2025-10-27 | 2025_10_27 Hr 15 | 40.1725 | 0.0002542 | -1091.868 | -316.906 | 402.0796 | 729.1433 | 227.5058 | 15.4013 | 34.6442 | 89.6378 | 213.429 | 99.0129 | 0 | 179.1062 | 173.7529 | 0 | 6.0261 | 14.5107 | 226.1846 | 0 | 129.5628 | 0
2025_10_27 Hr 16 | 17.0908 | 0.00948 | 0.26734 | 0 | 0 | 0 | 0 | 0 | 0 | 85.2598 | -14 | 0.08 | 65 | 0 | 89.5531 | 89.5531 | 173.7529 | 0 | 0 | 0.046 | 0.0275 | 1.0494 | 0 | 0 | 0 | 0 | 0 | 0.00282 | 0.1485 | 14.5107 | 6.0261 | 226.1846 | 0 | 0 | 0 | 0 | 14.1468 | 34.299 | 0 | 0 | -15.4941 | 0.6747 | 11.0679 | 0.06 | -1 | -4.2 | 11.451 | 0 | 0 | 23.1738 | 23.1738 | 23.1738 | 23.1738 | 26.9463 | 34.749 | 1.3368 | 0 | 0 | 0 | 0 | 0 | 0 | 0 | 0 | 0 | 0 | 0 | 0 | -75 | 0 | 0 | 0 | 0 | 7.5254 | 0 | -231.8707 | 14.55 | 1.7014 | 62.9821 | 66.5807 | 119.0058 | 1021.071 | 29.5535 | 51.0312 | 1.1346 | 0.3248 | -17.0908 | 13.847 | 3.48 | 29.422 | 1065.243 | 404.9184 | -345.2515 | 8.2684 | 4.06 | -2.09 | 12.2229 | 4.3703 | 2025-10-27 | 2025_10_27 Hr 16 | 47.3101 | 0.00026 | -1065.243 | -322.3648 | 389.3876 | 729.1433 | 219.0316 | 15.4013 | 34.6442 | 86.7584 | 204.9014 | 97.7278 | 0 | 179.1062 | 173.7529 | 0 | 6.0261 | 14.5107 | 226.1846 | 0 | 129.5628 | 0
2025_10_27 Hr 17 | 9.3281 | 0.00798 | 0.22504 | 3.8139 | 3.8193 | 3.8193 | 3.8097 | 3.8139 | 3.8139 | 98.0329 | -14 | 0.08 | 50 | 0 | 89.5531 | 89.5531 | 173.7529 | 0 | 0 | 0.046 | 0.0275 | 1.0494 | 0 | 0 | 0 | 0 | 0 | 0.00282 | 0.1485 | 15.1644 | 6.0261 | 226.1846 | 0 | 0 | 0 | 0 | 17.5864 | 43.7261 | 0 | 6.15 | -9.5492 | 0.6747 | 11.0679 | 0 | -1 | -4.2 | 11.451 | 0 | 0 | 28.0806 | 28.0806 | 28.0806 | 28.0806 | 32.6518 | 35.802 | 1.3368 | 0 | 0 | 0 | 0 | 0 | 0 | 0 | 0 | 0 | 0 | 0 | 0 | -75 | 0 | 0 | 0 | 0 | 7.5254 | 0 | -260.0761 | 14.55 | 1.7014 | 62.9821 | 66.5807 | 100.497 | 1095.544 | 31.2998 | 54.0466 | 1.1346 | 0.3248 | -9.3281 | 13.847 | 3.48 | 29.422 | 1096.892 | 370.4407 | -365.6942 | 8.2684 | 4.06 | -2.09 | 12.9451 | 4.6286 | 2025-10-27 | 2025_10_27 Hr 17 | 52.8294 | -0.000404 | -1096.892 | -338.4753 | 446.1023 | 752.687 | 186.532 | 15.4013 | 34.6442 | 99.6251 | 243.0071 | 103.4701 | 22.8901 | 179.1062 | 173.7529 | 0 | 6.0261 | 15.1644 | 226.1846 | 0 | 129.5628 | 0
2025_10_27 Hr 18 | 0.51906 | 0.004845 | 0.13663 | 3.8139 | 3.8193 | 3.8193 | 3.8097 | 3.8139 | 3.8139 | 110.5462 | -14 | 0.08 | 30 | 0 | 89.5531 | 89.5531 | 173.7529 | 0 | 0 | 0.046 | 0.0275 | 1.0494 | 0 | 0 | 0 | 0 | 0 | 0.00282 | 0.1485 | 14.9028 | 6.0261 | 226.1846 | 0 | 0 | 0 | 0 | 20.9561 | 52.9613 | 0 | 0 | -11.8523 | 0.6747 | 11.0679 | 0 | -1 | -4.2 | 11.451 | 0 | 0 | 32.8875 | 32.8875 | 32.8875 | 32.8875 | 38.2413 | 37.6974 | 1.3368 | 0 | 0 | 0 | 0 | 0 | 0 | 0 | 0 | 0 | 0 | 0 | 0 | -75 | 0 | 0 | 0 | 0 | 7.5254 | 0 | -297.9178 | 14.55 | 1.7014 | 62.9821 | 66.5807 | 100.497 | 1145.13 | 33.0106 | 57.0007 | 1.1346 | 0.3248 | -0.51906 | 13.847 | 3.48 | 29.422 | 1087.7 | 349.1493 | -394.7269 | 8.2684 | 4.06 | -2.09 | 13.6527 | 4.8816 | 2025-10-27 | 2025_10_27 Hr 18 | 56.7113 | -0.000117 | -1087.7 | -384.7701 | 501.663 | 752.4255 | 168.3359 | 15.4013 | 34.6442 | 112.2301 | 280.3375 | 109.0955 | 22.8901 | 179.1062 | 173.7529 | 0 | 6.0261 | 14.9028 | 226.1846 | 0 | 129.5628 | 0
2025_10_27 Hr 19 | 0 | 0.002385 | 0.067257 | 3.8139 | 3.8193 | 3.8193 | 3.8097 | 3.8139 | 3.8139 | 119.3815 | -14 | 0.08 | 40 | 0 | 89.5531 | 89.5531 | 173.7529 | 0 | 0 | 0.046 | 0.0275 | 1.0494 | 0 | 0 | 0 | 0 | 0 | 0.00282 | 0.1485 | 19.6049 | 6.0261 | 226.1846 | 0 | 0 | 0 | 0 | 23.3353 | 59.4821 | 0 | 12.4727 | -0.38711 | 0.6747 | 11.0679 | 0 | -1 | -4.2 | 11.451 | 0 | 0 | 36.2815 | 36.2815 | 36.2815 | 36.2815 | 42.1878 | 37.6974 | 1.3368 | 0 | 0 | 0 | 0 | 0 | 0 | 0 | 0 | 0 | 0 | 0 | 0 | -75 | 0 | 0 | 0 | 0 | 7.5254 | 0 | -412.0638 | 14.55 | 1.7014 | 62.9821 | 66.5807 | 90.9534 | 1185.021 | 34.2185 | 59.0865 | 1.1346 | 0.3248 | 0 | 13.847 | 3.48 | 29.422 | 1041.808 | 353.0561 | -508.3538 | 8.2684 | 4.06 | -2.09 | 14.1523 | 5.0602 | 2025-10-27 | 2025_10_27 Hr 19 | 62.1125 | 0.0002738 | -1041.808 | -474.9782 | 540.893 | 757.1276 | 168.7204 | 15.4013 | 34.6442 | 121.1301 | 306.6954 | 113.0674 | 22.8901 | 179.1062 | 173.7529 | 0 | 6.0261 | 19.6049 | 226.1846 | 0 | 129.5628 | 0
2025_10_27 Hr 20 | 0 | 0.00057 | 0.016074 | 3.8139 | 3.8193 | 3.8193 | 3.8097 | 3.8139 | 3.8139 | 114.2242 | -14 | 0.08 | 59 | 0 | 89.5531 | 89.5531 | 173.7529 | 0 | 0 | 0.046 | 0.0275 | 1.0494 | 0 | 0 | 0 | 0 | 0 | 0.00282 | 0.1485 | 29.0062 | 6.0261 | 226.1846 | 0 | 0 | 0 | 0 | 21.9466 | 55.6759 | 0 | 0 | -20.7802 | 0.6747 | 11.0679 | 0 | -1 | -4.2 | 11.451 | 0 | 0 | 34.3004 | 34.3004 | 34.3004 | 34.3004 | 39.8842 | 34.749 | 1.3368 | 0 | 0 | 0 | 0 | 0 | 0 | 0 | 0 | 0 | 0 | 0 | 0 | -75 | 0 | 0 | 0 | 0 | 7.5254 | 0 | -424.7879 | 14.55 | 1.7014 | 62.9821 | 66.5807 | 106.4256 | 1173.79 | 33.5134 | 57.869 | 1.1346 | 0.3248 | 0 | 13.847 | 3.48 | 29.422 | 1014.192 | 382.2596 | -521.0779 | 8.2684 | 4.06 | -2.09 | 13.8606 | 4.9559 | 2025-10-27 | 2025_10_27 Hr 20 | 63.6235 | -0.000476 | -1014.192 | -520.5681 | 517.994 | 766.5289 | 200.1912 | 15.4013 | 34.6442 | 115.9351 | 291.31 | 110.7489 | 22.8901 | 179.1062 | 173.7529 | 0 | 6.0261 | 29.0062 | 226.1846 | 0 | 129.5628 | 0
2025_10_27 Hr 21 | 0 | 0 | 0 | 3.8139 | 3.8193 | 3.8193 | 3.8097 | 3.8139 | 3.8139 | 111.3658 | -14 | 0.08 | 65 | 0 | 89.5531 | 89.5531 | 173.7529 | 0 | 0 | 0.046 | 0.0275 | 1.0494 | 0 | 0 | 0 | 0 | 0 | 0.00282 | 0.1485 | 14.5107 | 6.0261 | 226.1846 | 0 | 0 | 0 | 0 | 21.1768 | 53.5662 | 0 | 3.1624 | -0.53353 | 0.6747 | 11.0679 | 0 | -1 | -4.2 | 11.451 | 0 | 0 | 33.2023 | 33.2023 | 33.2023 | 33.2023 | 38.6074 | 38.7504 | 1.3368 | 0 | 0 | 0 | 0 | 0 | 0 | 0 | 0 | 0 | 0 | 0 | 0 | -75 | 0 | 0 | 0 | 0 | 7.5254 | 0 | -414.094 | 14.55 | 1.7014 | 62.9821 | 66.5807 | 85.4586 | 1147.872 | 33.1226 | 57.1942 | 1.1346 | 0.3248 | 0 | 13.847 | 3.48 | 29.422 | 1010.125 | 370.0084 | -510.384 | 8.2684 | 4.06 | -2.09 | 13.699 | 4.8982 | 2025-10-27 | 2025_10_27 Hr 21 | 55.2754 | -4.15e-05 | -1010.125 | -486.4651 | 505.3021 | 752.0334 | 189.209 | 15.4013 | 34.6442 | 113.0557 | 282.7825 | 109.4639 | 22.8901 | 179.1062 | 173.7529 | 0 | 6.0261 | 14.5107 | 226.1846 | 0 | 129.5628 | 0
2025_10_27 Hr 22 | 0 | 0 | 0 | 3.8139 | 3.8193 | 3.8193 | 3.8097 | 3.8139 | 3.8139 | 100.7715 | -14 | 0.08 | 74 | 0 | 89.5531 | 89.5531 | 173.7529 | 0 | 0 | 0.046 | 0.0275 | 1.0494 | 0 | 0 | 0 | 0 | 0 | 0.00282 | 0.1485 | 19.607 | 6.0261 | 226.1846 | 0 | 0 | 0 | 0 | 18.3239 | 45.7472 | 0 | 7.432 | -0.54406 | 0.6747 | 11.0679 | 0 | -1 | -4.2 | 11.451 | 0 | 0 | 29.1326 | 29.1326 | 29.1326 | 29.1326 | 33.8751 | 34.749 | 1.3368 | 0 | 0 | 0 | 0 | 0 | 0 | 0 | 0 | 0 | 0 | 0 | 0 | -75 | 0 | 0 | 0 | 0 | 7.5254 | 0 | -415.22 | 14.55 | 1.7014 | 62.9821 | 66.5807 | 81.5544 | 1110.69 | 31.6742 | 54.6931 | 1.1346 | 0.3248 | 0 | 13.847 | 3.48 | 29.422 | 972.4083 | 366.3401 | -511.51 | 8.2684 | 4.06 | -2.09 | 13.1 | 4.684 | 2025-10-27 | 2025_10_27 Hr 22 | 67.3717 | -1.79e-05 | -972.4083 | -483.3321 | 458.2618 | 757.1297 | 190.3034 | 15.4013 | 34.6442 | 102.3837 | 251.1769 | 104.7012 | 22.8901 | 179.1062 | 173.7529 | 0 | 6.0261 | 19.607 | 226.1846 | 0 | 129.5628 | 0
2025_10_27 Hr 23 | 0 | 0 | 0 | 3.8139 | 3.8193 | 3.8193 | 3.8097 | 3.8139 | 3.8139 | 87.1588 | 0 | 0.08 | 78 | 0 | 89.5531 | 89.5531 | 176.4163 | 0 | 0 | 0.046 | 0.0275 | 1.0494 | 0 | 0 | 0 | 0 | 0 | 0.00282 | 0.1485 | 14.5764 | 6.0261 | 228.977 | 0 | 0 | 0 | 0 | 14.6581 | 35.7005 | 0 | 0.035234 | -2.7554 | 0.6747 | 11.0679 | 0 | -1 | -4.2 | 11.451 | 0 | 0 | 23.9033 | 23.9033 | 23.9033 | 23.9033 | 27.7946 | 40.7511 | 1.3368 | 0 | 0 | 0 | 0 | 0 | 0 | 0 | 0 | 0 | 0 | 0 | 0 | 0 | -50 | 0 | 0 | 0 | 7.5254 | 0 | -447.8841 | 14.55 | 1.7014 | 64.2243 | 67.8938 | 69.9864 | 1059.348 | 29.8131 | 51.4795 | 1.1346 | 0.3248 | 0 | 13.847 | 3.48 | 29.422 | 910.1083 | 358.6545 | -505.1741 | 8.2684 | 4.06 | -2.09 | 12.3302 | 4.4087 | 2025-10-27 | 2025_10_27 Hr 23 | 56.0622 | 9.01e-06 | -910.1083 | -500.6043 | 411.8193 | 760.1102 | 188.7375 | 15.4013 | 34.6442 | 88.6713 | 210.5666 | 112.5815 | 22.8901 | 179.1062 | 176.4163 | 0 | 6.0261 | 14.5764 | 228.977 | 0 | 132.1181 | 0
2025_10_27 Hr 24 | 0 | 0 | 0 | 3.8139 | 3.8193 | 3.8193 | 3.8097 | 3.8139 | 3.8139 | 80.7822 | 0 | 0.08 | 77 | 0 | 89.5531 | 89.5531 | 176.4163 | 0 | 0 | 0.046 | 0.0275 | 1.0494 | 0 | 0 | 0 | 0 | 0 | 0.00282 | 0.1485 | 19.6062 | 6.0261 | 228.977 | 0 | 0 | 0 | 0 | 12.941 | 30.9944 | 0 | 1.7361 | -3.3917 | 0.6747 | 11.0679 | 0 | -1 | -4.2 | 11.451 | 0 | 0 | 21.4538 | 21.4538 | 21.4538 | 21.4538 | 24.9462 | 37.6974 | 1.3368 | 0 | 0 | 0 | 0 | 0 | 0 | 0 | 0 | 0 | 0 | 0 | 0 | 0 | -50 | 0 | 0 | 0 | 7.5254 | 0 | -487.311 | 14.55 | 1.7014 | 64.2243 | 67.8938 | 74.469 | 1038.932 | 28.9413 | 49.9741 | 1.1346 | 0.3248 | 0 | 13.847 | 3.48 | 29.422 | 848.8917 | 356.2168 | -544.601 | 8.2684 | 4.06 | -2.09 | 11.9697 | 4.2798 | 2025-10-27 | 2025_10_27 Hr 24 | 64.2938 | -3.7e-05 | -848.8917 | -538.9666 | 383.5064 | 765.1399 | 189.1664 | 15.4013 | 34.6442 | 82.248 | 191.5436 | 109.7149 | 22.8901 | 179.1062 | 176.4163 | 0 | 6.0261 | 19.6062 | 228.977 | 0 | 132.1181 | 0
2025_10_28 Hr 01 | 0 | 0 | 0 | 0 | 0 | 0 | 0 | 0 | 0 | 61.1533 | 0 | 0.08 | 74 | 0 | 89.5531 | 89.5531 | 176.4163 | 0 | 0 | 0.046 | 0.0275 | 1.0494 | 0 | 0 | 0 | 0 | 0 | 0.00282 | 0.1485 | 29.0074 | 6.0261 | 228.977 | 0 | 0 | 0 | 0 | 6.2447 | 12.6167 | 0 | 17.3744 | 0 | 0.6747 | 11.1445 | 0.06 | -1 | -4.2 | 11.5663 | 0 | 0 | 12.9735 | 12.9735 | 12.9735 | 12.9735 | 15.0854 | 25.7985 | 1.3368 | 0 | 0 | 0 | 0 | 0 | 0 | 0 | 0 | 0 | 0 | 0 | 0 | 0 | -50 | 0 | 0 | 0 | 7.6233 | 0 | -439.4602 | 15.8142 | 1.7014 | 64.2243 | 67.8938 | 80.976 | 937.2768 | 27.7554 | 47.9029 | 1.1346 | 0.3248 | 0 | 13.847 | 3.48 | 29.422 | 803.0517 | 345.1507 | -496.7502 | 8.2976 | 4.06 | -2.09 | 11.4681 | 4.1001 | 2025-10-28 | 2025_10_28 Hr 01 | 64.6142 | -4e-05 | -803.0517 | -472.0858 | 292.6664 | 751.6511 | 180.7745 | 15.4013 | 34.6442 | 57.493 | 128.1327 | 107.0407 | 0 | 179.1062 | 176.4163 | 0 | 6.0261 | 29.0074 | 228.977 | 0 | 132.1181 | 0
2025_10_28 Hr 02 | 0 | 0 | 0 | 0 | 0 | 0 | 0 | 0 | 0 | 62.6644 | 0 | 0.08 | 89 | 0 | 89.5531 | 89.5531 | 176.4163 | 0 | 0 | 0.046 | 0.0275 | 1.0494 | 0 | 0 | 0 | 0 | 0 | 0.00282 | 0.1485 | 38.412 | 6.0261 | 228.977 | 0 | 0 | 0 | 0 | 6.6177 | 13.6388 | 0 | 0 | -19.656 | 0.6747 | 11.1445 | 0.06 | -1 | -4.2 | 11.5663 | 0 | 0 | 13.553 | 13.553 | 13.553 | 13.553 | 15.7592 | 26.8515 | 1.3368 | 0 | 0 | 0 | 0 | 0 | 0 | 0 | 0 | 0 | 0 | 0 | 0 | 0 | -50 | 0 | 0 | 0 | 7.6233 | 0 | -460.2823 | 15.8142 | 1.7014 | 64.2243 | 67.8938 | 89.5074 | 952.5793 | 27.9604 | 48.2567 | 1.1346 | 0.3248 | 0 | 13.847 | 3.48 | 29.422 | 785.76 | 370.4089 | -517.5723 | 8.2976 | 4.06 | -2.09 | 11.5528 | 4.1304 | 2025-10-28 | 2025_10_28 Hr 02 | 65.8996 | -9e-06 | -785.76 | -529.9383 | 299.2382 | 761.0557 | 205.3589 | 15.4013 | 34.6442 | 58.8881 | 132.6355 | 107.7145 | 0 | 179.1062 | 176.4163 | 0 | 6.0261 | 38.412 | 228.977 | 0 | 132.1181 | 0
2025_10_28 Hr 03 | 0 | 0 | 0 | 0 | 0 | 0 | 0 | 0 | 0 | 61.4353 | 0 | 0.08 | 88 | 0 | 89.5531 | 89.5531 | 176.4163 | 0 | 0 | 0.046 | 0.0275 | 1.0494 | 0 | 0 | 0 | 0 | 0 | 0.00282 | 0.1485 | 45.0814 | 6.0261 | 228.977 | 0 | 0 | 0 | 0 | 6.3143 | 12.8075 | 0 | 5.783 | 0 | 0.6747 | 11.1445 | 0.06 | -1 | -4.2 | 11.5663 | 0 | 0 | 13.0817 | 13.0817 | 13.0817 | 13.0817 | 15.2112 | 27.7992 | 1.3368 | 0 | 0 | 0 | 0 | 0 | 0 | 0 | 0 | 0 | 0 | 0 | 0 | 0 | -50 | 0 | 0 | 0 | 7.6233 | 0 | -478.9277 | 15.8142 | 1.7014 | 64.2243 | 67.8938 | 62.0334 | 954.4517 | 27.7936 | 47.9689 | 1.1346 | 0.3248 | 0 | 13.847 | 3.48 | 29.422 | 766.3517 | 342.3346 | -536.2177 | 8.2976 | 4.06 | -2.09 | 11.4839 | 4.1058 | 2025-10-28 | 2025_10_28 Hr 03 | 65.1292 | -2.5e-05 | -766.3517 | -523.1447 | 293.8931 | 767.7251 | 177.8326 | 15.4013 | 34.6442 | 57.7534 | 128.9732 | 107.1665 | 0 | 179.1062 | 176.4163 | 0 | 6.0261 | 45.0814 | 228.977 | 0 | 132.1181 | 0
2025_10_28 Hr 04 | 0 | 0 | 0 | 0 | 0 | 0 | 0 | 0 | 0 | 65.0016 | 0 | 0.08 | 81 | 0 | 89.5531 | 89.5531 | 176.4163 | 0 | 0 | 0.046 | 0.0275 | 1.0494 | 0 | 0 | 0 | 0 | 0 | 0.00282 | 0.1485 | 43.9765 | 6.0261 | 228.977 | 0 | 0 | 0 | 0 | 7.1948 | 15.2196 | 0 | 10.8126 | -5.8398 | 0.6747 | 11.1445 | 0.06 | -1 | -4.2 | 11.5663 | 0 | 0 | 14.4492 | 14.4492 | 14.4492 | 14.4492 | 16.8014 | 25.7985 | 1.3368 | 0 | 0 | 0 | 0 | 0 | 0 | 0 | 0 | 0 | 0 | 0 | 0 | 0 | -50 | 0 | 0 | 0 | 7.6233 | 0 | -466.8059 | 15.8142 | 1.7014 | 64.2243 | 67.8938 | 55.5264 | 967.2659 | 28.2774 | 48.804 | 1.1346 | 0.3248 | 0 | 13.847 | 3.48 | 29.422 | 776.56 | 328.4171 | -524.0959 | 8.2976 | 4.06 | -2.09 | 11.6838 | 4.1773 | 2025-10-28 | 2025_10_28 Hr 04 | 63.126 | 0 | -776.56 | -511.8331 | 309.4025 | 766.6202 | 162.3249 | 15.4013 | 34.6442 | 61.0459 | 139.5998 | 108.7567 | 0 | 179.1062 | 176.4163 | 0 | 6.0261 | 43.9765 | 228.977 | 0 | 132.1181 | 0
2025_10_28 Hr 05 | 0 | 0 | 0 | 3.8139 | 3.8193 | 3.8193 | 3.8097 | 3.8139 | 3.8139 | 76.9295 | 0 | 0.08 | 71 | 0 | 89.5531 | 89.5531 | 176.4163 | 0 | 0 | 0.046 | 0.0275 | 1.0494 | 0 | 0 | 0 | 0 | 0 | 0.00282 | 0.1485 | 45.3461 | 6.0261 | 228.977 | 0 | 0 | 0 | 0 | 10.1395 | 23.287 | 0 | 3.6078 | -6.7374 | 0.6747 | 11.1445 | 0 | -1 | -4.2 | 11.5663 | 0 | 0 | 19.0231 | 19.0231 | 19.0231 | 19.0231 | 22.1199 | 30.7476 | 1.3368 | 0 | 0 | 0 | 0 | 0 | 0 | 0 | 0 | 0 | 0 | 0 | 0 | 0 | -50 | 0 | 0 | 0 | 7.6233 | 0 | -506.353 | 15.8142 | 1.7014 | 64.2243 | 67.8938 | 57.5508 | 1038.08 | 29.8956 | 51.5968 | 1.1346 | 0.3248 | 0 | 13.847 | 3.48 | 29.422 | 802.0167 | 330.7093 | -563.643 | 8.2976 | 4.06 | -2.09 | 12.3525 | 4.4163 | 2025-10-28 | 2025_10_28 Hr 05 | 71.528 | -2.9e-05 | -802.0167 | -559.4826 | 361.2755 | 790.8799 | 159.2984 | 15.4013 | 34.6442 | 72.0582 | 175.142 | 114.0754 | 22.8901 | 179.1062 | 176.4163 | 0 | 6.0261 | 45.3461 | 228.977 | 0 | 132.1181 | 0
2025_10_28 Hr 06 | 0 | 0 | 0 | 3.8139 | 3.8193 | 3.8193 | 3.8097 | 3.8139 | 3.8139 | 97.0781 | 0 | 0.08 | 72 | 0 | 89.5531 | 89.5531 | 176.4163 | 0 | 0 | 0.046 | 0.0275 | 1.0494 | 0 | 0 | 0 | 0 | 0 | 0.00282 | 0.1485 | 44.6941 | 6.0261 | 228.977 | 0 | 0 | 0 | 0 | 15.1137 | 36.9145 | 0 | 9.1608 | -4.2824 | 0.6747 | 11.1445 | 0 | -1 | -4.2 | 11.5663 | 0 | 0 | 26.7494 | 26.7494 | 26.7494 | 26.7494 | 31.1039 | 29.7999 | 1.3368 | 0 | 0 | 0 | 0 | 0 | 0 | 0 | 0 | 0 | 0 | 0 | 0 | 0 | -50 | 0 | 0 | 0 | 7.6233 | 0 | -497.4039 | 15.8142 | 1.7014 | 64.2243 | 67.8938 | 49.4532 | 1116.067 | 32.6291 | 56.3144 | 1.1346 | 0.3248 | 0 | 13.847 | 3.48 | 29.422 | 897.9 | 331.6483 | -554.6939 | 8.2976 | 4.06 | -2.09 | 13.4819 | 4.8201 | 2025-10-28 | 2025_10_28 Hr 06 | 81.187 | 0 | -897.9 | -542.5255 | 448.899 | 790.2279 | 151.2531 | 15.4013 | 34.6442 | 90.6599 | 235.1794 | 123.0597 | 22.8901 | 179.1062 | 176.4163 | 0 | 6.0261 | 44.6941 | 228.977 | 0 | 132.1181 | 0
2025_10_28 Hr 07 | 0 | 0 | 0 | 3.8139 | 3.8193 | 3.8193 | 3.8097 | 3.8139 | 3.8139 | 119.9668 | -14 | 0.08 | 64 | 0 | 89.5531 | 89.5531 | 173.7529 | 0 | 0 | 0.046 | 0.0275 | 1.0494 | 0 | 0 | 0 | 0 | 0 | 0.00282 | 0.1485 | 45.2808 | 6.0261 | 226.1846 | 0 | 0 | 0 | 0 | 20.7645 | 52.3953 | 0 | 1.8546 | -7.2133 | 0.6747 | 11.1445 | 0 | -1 | -4.2 | 11.5663 | 0 | 0 | 35.5264 | 35.5264 | 35.5264 | 35.5264 | 41.3097 | 27.7992 | 1.3368 | 0 | 0 | 0 | 0 | 0 | 0 | 0 | 0 | 0 | 0 | 0 | 0 | -75 | 0 | 0 | 0 | 0 | 7.6233 | 0 | -419.3621 | 15.8142 | 1.7014 | 62.9821 | 66.5807 | 62.0334 | 1197.977 | 35.7343 | 61.6737 | 1.1346 | 0.3248 | 0 | 13.847 | 3.48 | 29.422 | 1021.4 | 344.434 | -515.6521 | 8.2976 | 4.06 | -2.09 | 14.7649 | 5.2788 | 2025-10-28 | 2025_10_28 Hr 07 | 77.1893 | -4.7e-05 | -1021.4 | -499.7209 | 534.4392 | 782.8035 | 153.8326 | 15.4013 | 34.6442 | 111.7914 | 303.382 | 119.2659 | 22.8901 | 179.1062 | 173.7529 | 0 | 6.0261 | 45.2808 | 226.1846 | 0 | 129.5628 | 0
2025_10_28 Hr 08 | 0 | 0 | 0 | 3.8139 | 3.8193 | 3.8193 | 3.8097 | 3.8139 | 3.8139 | 135.1789 | -14 | 0.08 | 66 | 0 | 89.5531 | 89.5531 | 173.7529 | 0 | 0 | 0.046 | 0.0275 | 1.0494 | 0 | 0 | 0 | 0 | 0 | 0.00282 | 0.1485 | 45.1502 | 6.0261 | 226.1846 | 0 | 0 | 0 | 0 | 24.52 | 62.6841 | 0 | 0.21346 | -14.7592 | 0.6747 | 11.1445 | 0 | -1 | -4.2 | 11.5663 | 0 | 0 | 41.3597 | 41.3597 | 41.3597 | 41.3597 | 48.0926 | 27.7992 | 1.3368 | 0 | 0 | 0 | 0 | 0 | 0 | 0 | 0 | 0 | 0 | 0 | 0 | -75 | 0 | 0 | 0 | 0 | 7.6233 | 0 | -384.7361 | 15.8142 | 1.7014 | 62.9821 | 66.5807 | 69.5526 | 1257.219 | 37.798 | 65.2355 | 1.1346 | 0.3248 | 0 | 13.847 | 3.48 | 29.422 | 1122.383 | 360.7363 | -481.0261 | 8.2976 | 4.06 | -2.09 | 15.6176 | 5.5837 | 2025-10-28 | 2025_10_28 Hr 08 | 70.9617 | 0.0002474 | -1122.383 | -474.2818 | 600.5948 | 782.6729 | 163.3518 | 15.4013 | 34.6442 | 125.8357 | 348.7102 | 126.049 | 22.8901 | 179.1062 | 173.7529 | 0 | 6.0261 | 45.1502 | 226.1846 | 0 | 129.5628 | 0
2025_10_28 Hr 09 | 2.0679 | 0.000615 | 0.017343 | 3.8139 | 3.8193 | 3.8193 | 3.8097 | 3.8139 | 3.8139 | 130.9276 | -14 | 0.08 | 46 | 0 | 89.5531 | 89.5531 | 173.7529 | 0 | 0 | 0.046 | 0.0275 | 1.0494 | 0 | 0 | 0 | 0 | 0 | 0.00282 | 0.1485 | 45.3461 | 6.0261 | 226.1846 | 0 | 0 | 0 | 0 | 23.4704 | 59.8087 | 0 | 27.3017 | -1.8135 | 0.6747 | 11.1445 | 0 | -1 | -4.2 | 11.5663 | 0 | 0 | 39.7294 | 39.7294 | 39.7294 | 39.7294 | 46.197 | 26.8515 | 1.3368 | 0 | 0 | 0 | 0 | 0 | 0 | 0 | 0 | 0 | 0 | 0 | 0 | -75 | 0 | 0 | 0 | 0 | 7.6233 | 0 | -373.5138 | 15.8142 | 1.7014 | 62.9821 | 66.5807 | 76.9272 | 1240.839 | 37.2213 | 64.24 | 1.1346 | 0.3248 | -2.0679 | 13.847 | 3.48 | 29.422 | 1141.792 | 347.3361 | -471.8717 | 8.2976 | 4.06 | -2.09 | 15.3793 | 5.4985 | 2025-10-28 | 2025_10_28 Hr 09 | 75.3277 | -0.000377 | -1141.792 | -423.0257 | 582.1064 | 782.8688 | 149.7967 | 15.4013 | 34.6442 | 121.9107 | 336.0423 | 124.1533 | 22.8901 | 179.1062 | 173.7529 | 0 | 6.0261 | 45.3461 | 226.1846 | 0 | 129.5628 | 0
2025_10_28 Hr 10 | 6.2088 | 0.00285 | 0.08037 | 3.8139 | 3.8193 | 3.8193 | 3.8097 | 3.8139 | 3.8139 | 121.5988 | -14 | 0.08 | 46 | 0 | 89.5531 | 89.5531 | 173.7529 | 0 | 0 | 0.046 | 0.0275 | 1.0494 | 0 | 0 | 0 | 0 | 0 | 0.00282 | 0.1485 | 45.3461 | 6.0261 | 226.1846 | 0 | 0 | 0 | 0 | 21.1674 | 53.4992 | 0 | 3.2654 | -3.6253 | 0.6747 | 11.1445 | 0 | -1 | -4.2 | 11.5663 | 0 | 0 | 36.1522 | 36.1522 | 36.1522 | 36.1522 | 42.0374 | 19.9017 | 1.3368 | 0 | 0 | 0 | 0 | 0 | 0 | 0 | 0 | 0 | 0 | 0 | 0 | -75 | 0 | 0 | 0 | 0 | 7.6233 | 0 | -337.6606 | 15.8142 | 1.7014 | 62.9821 | 66.5807 | 122.4762 | 1204.492 | 35.9557 | 62.0558 | 1.1346 | 0.3248 | -6.2088 | 13.847 | 3.48 | 29.422 | 1149.892 | 385.9186 | -440.1594 | 8.2976 | 4.06 | -2.09 | 14.8564 | 5.3115 | 2025-10-28 | 2025_10_28 Hr 10 | 73.9169 | -0.000428 | -1149.892 | -413.0205 | 541.5367 | 782.8688 | 188.4611 | 15.4013 | 34.6442 | 113.2981 | 308.2449 | 119.9936 | 22.8901 | 179.1062 | 173.7529 | 0 | 6.0261 | 45.3461 | 226.1846 | 0 | 129.5628 | 0
2025_10_28 Hr 11 | 7.7776 | 0.006765 | 0.19077 | 3.8139 | 3.8193 | 3.8193 | 3.8097 | 3.8139 | 3.8139 | 111.3231 | -14 | 0.08 | 40 | 0 | 89.5531 | 89.5531 | 173.7529 | 0 | 0 | 0.046 | 0.0275 | 1.0494 | 0 | 0 | 0 | 0 | 0 | 0.00282 | 0.1485 | 45.3461 | 6.0261 | 226.1846 | 0 | 0 | 0 | 0 | 18.6305 | 46.5491 | 0 | 0 | -11.0169 | 0.6747 | 11.1445 | 0 | -1 | -4.2 | 11.5663 | 0 | 0 | 32.2118 | 32.2118 | 32.2118 | 32.2118 | 37.4556 | 18.8487 | 1.3368 | 0 | 0 | 0 | 0 | 0 | 0 | 0 | 0 | 0 | 0 | 0 | 0 | -75 | 0 | 0 | 0 | 0 | 7.6233 | 0 | -282.6203 | 15.8142 | 1.7014 | 62.9821 | 66.5807 | 136.9362 | 1164.497 | 34.5616 | 59.6498 | 1.1346 | 0.3248 | -7.7776 | 13.847 | 3.48 | 29.422 | 1157.108 | 390.3163 | -386.6879 | 8.2976 | 4.06 | -2.09 | 14.2804 | 5.1056 | 2025-10-28 | 2025_10_28 Hr 11 | 79.2847 | 0.000301 | -1157.108 | -368.6372 | 496.8488 | 782.8688 | 195.9824 | 15.4013 | 34.6442 | 103.8113 | 277.6259 | 115.4116 | 22.8901 | 179.1062 | 173.7529 | 0 | 6.0261 | 45.3461 | 226.1846 | 0 | 129.5628 | 0
2025_10_28 Hr 12 | 12.4392 | 0.00954 | 0.26903 | 3.8139 | 3.8193 | 3.8193 | 3.8097 | 3.8139 | 3.8139 | 104.8755 | -14 | 0.08 | 55 | 0 | 89.5531 | 89.5531 | 173.7529 | 0 | 0 | 0.046 | 0.0275 | 1.0494 | 0 | 0 | 0 | 0 | 0 | 0.00282 | 0.1485 | 45.3461 | 6.0261 | 226.1846 | 0 | 0 | 0 | 0 | 17.0388 | 42.1883 | 0 | 0.02581 | -6.2304 | 0.6747 | 11.1445 | 0 | -1 | -4.2 | 11.5663 | 0 | 0 | 29.7394 | 29.7394 | 29.7394 | 29.7394 | 34.5807 | 17.901 | 1.3368 | 0 | 0 | 0 | 0 | 0 | 0 | 0 | 0 | 0 | 0 | 0 | 0 | -75 | 0 | 0 | 0 | 0 | 7.6233 | 0 | -263.5428 | 15.8142 | 1.7014 | 62.9821 | 66.5807 | 134.0442 | 1139.411 | 33.6869 | 58.1401 | 1.1346 | 0.3248 | -12.4392 | 13.847 | 3.48 | 29.422 | 1164.2 | 403.266 | -372.272 | 8.2976 | 4.06 | -2.09 | 13.919 | 4.9764 | 2025-10-28 | 2025_10_28 Hr 12 | 71.905 | -0.00013322 | -1164.2 | -344.7474 | 468.8092 | 782.8688 | 207.2238 | 15.4013 | 34.6442 | 97.8587 | 258.4139 | 112.5366 | 22.8901 | 179.1062 | 173.7529 | 0 | 6.0261 | 45.3461 | 226.1846 | 0 | 129.5628 | 0
2025_10_28 Hr 13 | 11.9201 | 0.01128 | 0.3181 | 3.8139 | 3.8193 | 3.8193 | 3.8097 | 3.8139 | 3.8139 | 98.428 | -14 | 0.08 | 81 | 0 | 89.5531 | 89.5531 | 173.7529 | 0 | 0 | 0.046 | 0.0275 | 1.0494 | 0 | 0 | 0 | 0 | 0 | 0.00282 | 0.1485 | 14.5764 | 6.0261 | 226.1846 | 0 | 0 | 0 | 0 | 15.447 | 37.8276 | 0 | 12.6645 | 0 | 0.6747 | 11.1445 | 0 | -1 | -4.2 | 11.5663 | 0 | 0 | 27.267 | 27.267 | 27.267 | 27.267 | 31.7058 | 15.9003 | 1.3368 | 0 | 0 | 0 | 0 | 0 | 0 | 0 | 0 | 0 | 0 | 0 | 0 | -75 | 0 | 0 | 0 | 0 | 7.6233 | 0 | -242.5406 | 15.8142 | 1.7014 | 62.9821 | 66.5807 | 133.032 | 1083.525 | 32.8122 | 56.6305 | 1.1346 | 0.3248 | -11.9201 | 13.847 | 3.48 | 29.422 | 1168.3 | 422.8608 | -350.7507 | 8.2976 | 4.06 | -2.09 | 13.5576 | 4.8472 | 2025-10-28 | 2025_10_28 Hr 13 | 57.7285 | -7e-05 | -1168.3 | -304.8761 | 440.7697 | 752.0991 | 230.2617 | 15.4013 | 34.6442 | 91.9062 | 239.2019 | 109.6616 | 22.8901 | 179.1062 | 173.7529 | 0 | 6.0261 | 14.5764 | 226.1846 | 0 | 129.5628 | 0
2025_10_28 Hr 14 | 14.5121 | 0.01155 | 0.32571 | 3.8139 | 3.8193 | 3.8193 | 3.8097 | 3.8139 | 3.8139 | 93.4916 | -14 | 0.08 | 87 | 0 | 89.5531 | 89.5531 | 173.7529 | 0 | 0 | 0.046 | 0.0275 | 1.0494 | 0 | 0 | 0 | 0 | 0 | 0.00282 | 0.1485 | 19.6045 | 6.0261 | 226.1846 | 0 | 0 | 0 | 0 | 14.2283 | 34.4888 | 0 | 35.6875 | 0 | 0.6747 | 11.1445 | 0 | -1 | -4.2 | 11.5663 | 0 | 0 | 25.3741 | 25.3741 | 25.3741 | 25.3741 | 29.5048 | 18.8487 | 1.3368 | 0 | 0 | 0 | 0 | 0 | 0 | 0 | 0 | 0 | 0 | 0 | 0 | -75 | 0 | 0 | 0 | 0 | 7.6233 | 0 | -243.6753 | 15.8142 | 1.7014 | 62.9821 | 66.5807 | 115.5354 | 1069.294 | 32.1425 | 55.4747 | 1.1346 | 0.3248 | -14.5121 | 13.847 | 3.48 | 29.422 | 1165.208 | 414.7037 | -354.4774 | 8.2976 | 4.06 | -2.09 | 13.2808 | 4.7482 | 2025-10-28 | 2025_10_28 Hr 14 | 62.2531 | 0.000224 | -1165.208 | -282.9878 | 419.302 | 757.1272 | 221.7214 | 15.4013 | 34.6442 | 87.3487 | 224.4927 | 107.4605 | 22.8901 | 179.1062 | 173.7529 | 0 | 6.0261 | 19.6045 | 226.1846 | 0 | 129.5628 | 0
2025_10_28 Hr 15 | 14.5121 | 0.01095 | 0.30879 | 3.8139 | 3.8193 | 3.8193 | 3.8097 | 3.8139 | 3.8139 | 87.8903 | -14 | 0.08 | 90 | 0 | 89.5531 | 89.5531 | 173.7529 | 0 | 0 | 0.046 | 0.0275 | 1.0494 | 0 | 0 | 0 | 0 | 0 | 0.00282 | 0.1485 | 29.0041 | 6.0261 | 226.1846 | 0 | 0 | 0 | 0 | 12.8455 | 30.7004 | 0 | 17.0698 | 0 | 0.6747 | 11.1445 | 0 | -1 | -4.2 | 11.5663 | 0 | 0 | 23.2262 | 23.2262 | 23.2262 | 23.2262 | 27.0072 | 19.9017 | 1.3368 | 0 | 0 | 0 | 0 | 0 | 0 | 0 | 0 | 0 | 0 | 0 | 0 | -75 | 0 | 0 | 0 | 0 | 7.6233 | 0 | -230.8609 | 15.8142 | 1.7014 | 62.9821 | 66.5807 | 123.0546 | 1056.815 | 31.3826 | 54.1632 | 1.1346 | 0.3248 | -14.5121 | 13.847 | 3.48 | 29.422 | 1156 | 423.7777 | -341.663 | 8.2976 | 4.06 | -2.09 | 12.9669 | 4.636 | 2025-10-28 | 2025_10_28 Hr 15 | 59.9992 | -8.1e-05 | -1156 | -288.7911 | 394.9427 | 766.5268 | 233.276 | 15.4013 | 34.6442 | 82.1775 | 207.8023 | 104.9629 | 22.8901 | 179.1062 | 173.7529 | 0 | 6.0261 | 29.0041 | 226.1846 | 0 | 129.5628 | 0
2025_10_28 Hr 16 | 15.5369 | 0.010035 | 0.28299 | 3.8139 | 3.8193 | 3.8193 | 3.8097 | 3.8139 | 3.8139 | 85.1501 | -14 | 0.08 | 91 | 0 | 89.5531 | 89.5531 | 173.7529 | 0 | 0 | 0.046 | 0.0275 | 1.0494 | 0 | 0 | 0 | 0 | 0 | 0.00282 | 0.1485 | 38.4095 | 6.0261 | 226.1846 | 0 | 0 | 0 | 0 | 12.169 | 28.847 | 0 | 9.429 | 0 | 0.6747 | 11.1445 | 0 | -1 | -4.2 | 11.5663 | 0 | 0 | 22.1754 | 22.1754 | 22.1754 | 22.1754 | 25.7854 | 19.9017 | 1.3368 | 0 | 0 | 0 | 0 | 0 | 0 | 0 | 0 | 0 | 0 | 0 | 0 | -75 | 0 | 0 | 0 | 0 | 7.6233 | 0 | -222.721 | 15.8142 | 1.7014 | 62.9821 | 66.5807 | 117.9936 | 1055.5 | 31.0109 | 53.5216 | 1.1346 | 0.3248 | -15.5369 | 13.847 | 3.48 | 29.422 | 1149.9 | 419.5188 | -334.5479 | 8.2976 | 4.06 | -2.09 | 12.8133 | 4.5811 | 2025-10-28 | 2025_10_28 Hr 16 | 63.4052 | -0.0001 | -1149.9 | -288.292 | 383.0259 | 775.9322 | 229.1883 | 15.4013 | 34.6442 | 79.6476 | 199.6372 | 103.741 | 22.8901 | 179.1062 | 173.7529 | 0 | 6.0261 | 38.4095 | 226.1846 | 0 | 129.5628 | 0
2025_10_28 Hr 17 | 6.7511 | 0.008685 | 0.24492 | 3.8139 | 3.8193 | 3.8193 | 3.8097 | 3.8139 | 3.8139 | 89.5224 | -14 | 0.08 | 90 | 0 | 89.5531 | 89.5531 | 173.7529 | 0 | 0 | 0.046 | 0.0275 | 1.0494 | 0 | 0 | 0 | 0 | 0 | 0.00282 | 0.1485 | 42.9973 | 6.0261 | 226.1846 | 0 | 0 | 0 | 0 | 13.2484 | 31.8042 | 0 | 22.6138 | 0 | 0.6747 | 11.1445 | 0 | -1 | -4.2 | 11.5663 | 0 | 0 | 23.852 | 23.852 | 23.852 | 23.852 | 27.7349 | 19.9017 | 1.3368 | 0 | 0 | 0 | 0 | 0 | 0 | 0 | 0 | 0 | 0 | 0 | 0 | -75 | 0 | 0 | 0 | 0 | 7.6233 | 0 | -230.482 | 15.8142 | 1.7014 | 62.9821 | 66.5807 | 112.4988 | 1077.115 | 31.604 | 54.5453 | 1.1346 | 0.3248 | -6.7511 | 13.847 | 3.48 | 29.422 | 1172.392 | 406.1864 | -333.5231 | 8.2976 | 4.06 | -2.09 | 13.0583 | 4.6687 | 2025-10-28 | 2025_10_28 Hr 17 | 71.1451 | -0.000442 | -1172.392 | -282.8682 | 402.0402 | 780.52 | 222.6541 | 15.4013 | 34.6442 | 83.6842 | 212.6654 | 105.6906 | 22.8901 | 179.1062 | 173.7529 | 0 | 6.0261 | 42.9973 | 226.1846 | 0 | 129.5628 | 0
2025_10_28 Hr 18 | 1.0331 | 0.00621 | 0.17512 | 3.8139 | 3.8193 | 3.8193 | 3.8097 | 3.8139 | 3.8139 | 100.9063 | -14 | 0.08 | 83 | 0 | 89.5531 | 89.5531 | 173.7529 | 0 | 0 | 0.046 | 0.0275 | 1.0494 | 0 | 0 | 0 | 0 | 0 | 0.00282 | 0.1485 | 42.9973 | 6.0261 | 226.1846 | 0 | 0 | 0 | 0 | 16.0588 | 39.5037 | 0 | 0 | -25.7511 | 0.6747 | 11.1445 | 0 | -1 | -4.2 | 11.5663 | 0 | 0 | 28.2173 | 28.2173 | 28.2173 | 28.2173 | 32.8109 | 21.9024 | 1.3368 | 0 | 0 | 0 | 0 | 0 | 0 | 0 | 0 | 0 | 0 | 0 | 0 | -75 | 0 | 0 | 0 | 0 | 7.6233 | 0 | -198.2083 | 15.8142 | 1.7014 | 62.9821 | 66.5807 | 127.971 | 1121.476 | 33.1484 | 57.2108 | 1.1346 | 0.3248 | -1.0331 | 13.847 | 3.48 | 29.422 | 1216.208 | 416.015 | -295.5314 | 8.2976 | 4.06 | -2.09 | 13.6965 | 4.8968 | 2025-10-28 | 2025_10_28 Hr 18 | 64.5918 | 0.000232 | -1216.208 | -298.9594 | 451.5474 | 780.52 | 233.0547 | 15.4013 | 34.6442 | 94.1942 | 246.5865 | 110.7667 | 22.8901 | 179.1062 | 173.7529 | 0 | 6.0261 | 42.9973 | 226.1846 | 0 | 129.5628 | 0
2025_10_28 Hr 19 | 0 | 0.00303 | 0.085446 | 3.8139 | 3.8193 | 3.8193 | 3.8097 | 3.8139 | 3.8139 | 116.6624 | -14 | 0.08 | 81 | 0 | 89.5531 | 89.5531 | 173.7529 | 0 | 0 | 0.046 | 0.0275 | 1.0494 | 0 | 0 | 0 | 0 | 0 | 0.00282 | 0.1485 | 45.3461 | 6.0261 | 226.1846 | 0 | 0 | 0 | 0 | 19.9487 | 50.1604 | 0 | 3.8518 | -16.8125 | 0.6747 | 11.1445 | 0 | -1 | -4.2 | 11.5663 | 0 | 0 | 34.2593 | 34.2593 | 34.2593 | 34.2593 | 39.8364 | 25.7985 | 1.3368 | 0 | 0 | 0 | 0 | 0 | 0 | 0 | 0 | 0 | 0 | 0 | 0 | -75 | 0 | 0 | 0 | 0 | 7.6233 | 0 | -262.7359 | 15.8142 | 1.7014 | 62.9821 | 66.5807 | 101.943 | 1185.231 | 35.286 | 60.9 | 1.1346 | 0.3248 | 0 | 13.847 | 3.48 | 29.422 | 1211.117 | 397.8725 | -359.0259 | 8.2976 | 4.06 | -2.09 | 14.5797 | 5.2126 | 2025-10-28 | 2025_10_28 Hr 19 | 68.2232 | -0.000433 | -1211.117 | -350.6966 | 520.0689 | 782.8688 | 208.83 | 15.4013 | 34.6442 | 108.7407 | 293.5358 | 117.7924 | 22.8901 | 179.1062 | 173.7529 | 0 | 6.0261 | 45.3461 | 226.1846 | 0 | 129.5628 | 0
2025_10_28 Hr 20 | 0 | 0.000405 | 0.011421 | 3.8139 | 3.8193 | 3.8193 | 3.8097 | 3.8139 | 3.8139 | 115.2923 | -14 | 0.08 | 80 | 0 | 89.5531 | 89.5531 | 173.7529 | 0 | 0 | 0.046 | 0.0275 | 1.0494 | 0 | 0 | 0 | 0 | 0 | 0.00282 | 0.1485 | 45.3461 | 6.0261 | 226.1846 | 0 | 0 | 0 | 0 | 19.6104 | 49.2338 | 0 | 0.62906 | -7.0147 | 0.6747 | 11.1445 | 0 | -1 | -4.2 | 11.5663 | 0 | 0 | 33.7339 | 33.7339 | 33.7339 | 33.7339 | 39.2254 | 31.8006 | 1.3368 | 0 | 0 | 0 | 0 | 0 | 0 | 0 | 0 | 0 | 0 | 0 | 0 | -75 | 0 | 0 | 0 | 0 | 7.6233 | 0 | -297.8742 | 15.8142 | 1.7014 | 62.9821 | 66.5807 | 100.9308 | 1179.809 | 35.1001 | 60.5792 | 1.1346 | 0.3248 | 0 | 13.847 | 3.48 | 29.422 | 1180.508 | 401.2488 | -394.1642 | 8.2976 | 4.06 | -2.09 | 14.5029 | 5.1851 | 2025-10-28 | 2025_10_28 Hr 20 | 70.5941 | 0.0002219 | -1180.508 | -379.2598 | 514.1105 | 782.8688 | 212.7432 | 15.4013 | 34.6442 | 107.4758 | 289.4532 | 117.1815 | 22.8901 | 179.1062 | 173.7529 | 0 | 6.0261 | 45.3461 | 226.1846 | 0 | 129.5628 | 0
2025_10_28 Hr 21 | 0 | 0 | 0 | 3.8139 | 3.8193 | 3.8193 | 3.8097 | 3.8139 | 3.8139 | 110.497 | -14 | 0.08 | 81 | 0 | 89.5531 | 89.5531 | 173.7529 | 0 | 0 | 0.046 | 0.0275 | 1.0494 | 0 | 0 | 0 | 0 | 0 | 0.00282 | 0.1485 | 44.9544 | 6.0261 | 226.1846 | 0 | 0 | 0 | 0 | 18.4266 | 45.9904 | 0 | 0.0022331 | -12.205 | 0.6747 | 11.1445 | 0 | -1 | -4.2 | 11.5663 | 0 | 0 | 31.895 | 31.895 | 31.895 | 31.895 | 37.0872 | 33.8013 | 1.3368 | 0 | 0 | 0 | 0 | 0 | 0 | 0 | 0 | 0 | 0 | 0 | 0 | -75 | 0 | 0 | 0 | 0 | 7.6233 | 0 | -323.3065 | 15.8142 | 1.7014 | 62.9821 | 66.5807 | 104.5458 | 1160.69 | 34.4496 | 59.4564 | 1.1346 | 0.3248 | 0 | 13.847 | 3.48 | 29.422 | 1134.617 | 405.7259 | -419.5965 | 8.2976 | 4.06 | -2.09 | 14.2341 | 5.089 | 2025-10-28 | 2025_10_28 Hr 21 | 66.0778 | -0.00038989 | -1134.617 | -410.5093 | 493.2562 | 782.4771 | 219.3471 | 15.4013 | 34.6442 | 103.0486 | 275.1644 | 115.0432 | 22.8901 | 179.1062 | 173.7529 | 0 | 6.0261 | 44.9544 | 226.1846 | 0 | 129.5628 | 0
2025_10_28 Hr 22 | 0 | 0 | 0 | 3.8139 | 3.8193 | 3.8193 | 3.8097 | 3.8139 | 3.8139 | 96.5139 | -14 | 0.08 | 82 | 0 | 89.5531 | 89.5531 | 173.7529 | 0 | 0 | 0.046 | 0.0275 | 1.0494 | 0 | 0 | 0 | 0 | 0 | 0.00282 | 0.1485 | 45.3461 | 6.0261 | 226.1846 | 0 | 0 | 0 | 0 | 14.9744 | 36.5329 | 0 | 4.291 | -8.1774 | 0.6747 | 11.1445 | 0 | -1 | -4.2 | 11.5663 | 0 | 0 | 26.533 | 26.533 | 26.533 | 26.533 | 30.8524 | 33.8013 | 1.3368 | 0 | 0 | 0 | 0 | 0 | 0 | 0 | 0 | 0 | 0 | 0 | 0 | -75 | 0 | 0 | 0 | 0 | 7.6233 | 0 | -321.8296 | 15.8142 | 1.7014 | 62.9821 | 66.5807 | 100.0632 | 1106.506 | 32.5525 | 56.1823 | 1.1346 | 0.3248 | 0 | 13.847 | 3.48 | 29.422 | 1080.508 | 396.0081 | -418.1196 | 8.2976 | 4.06 | -2.09 | 13.4503 | 4.8088 | 2025-10-28 | 2025_10_28 Hr 22 | 67.9394 | 0.000265 | -1080.508 | -400.716 | 432.4455 | 782.8688 | 215.8645 | 15.4013 | 34.6442 | 90.139 | 233.4984 | 108.8081 | 22.8901 | 179.1062 | 173.7529 | 0 | 6.0261 | 45.3461 | 226.1846 | 0 | 129.5628 | 0
2025_10_28 Hr 23 | 0 | 0 | 0 | 3.8139 | 3.8193 | 3.8193 | 3.8097 | 3.8139 | 3.8139 | 82.1279 | 0 | 0.08 | 79 | 0 | 89.5531 | 89.5531 | 176.4163 | 0 | 0 | 0.046 | 0.0275 | 1.0494 | 0 | 0 | 0 | 0 | 0 | 0.00282 | 0.1485 | 45.3461 | 6.0261 | 228.977 | 0 | 0 | 0 | 0 | 11.4229 | 26.8029 | 0 | 8.5306 | 0 | 0.6747 | 11.1445 | 0 | -1 | -4.2 | 11.5663 | 0 | 0 | 21.0165 | 21.0165 | 21.0165 | 21.0165 | 24.4378 | 30.7476 | 1.3368 | 0 | 0 | 0 | 0 | 0 | 0 | 0 | 0 | 0 | 0 | 0 | 0 | 0 | -50 | 0 | 0 | 0 | 7.6233 | 0 | -392.192 | 15.8142 | 1.7014 | 64.2243 | 67.8938 | 96.0144 | 1058.369 | 30.6009 | 52.8139 | 1.1346 | 0.3248 | 0 | 13.847 | 3.48 | 29.422 | 996.9083 | 379.4909 | -449.482 | 8.2976 | 4.06 | -2.09 | 12.6439 | 4.5205 | 2025-10-28 | 2025_10_28 Hr 23 | 72.2011 | 5.3e-05 | -996.9083 | -433.6614 | 383.8824 | 790.8799 | 205.762 | 15.4013 | 34.6442 | 76.8574 | 190.6317 | 116.3934 | 22.8901 | 179.1062 | 176.4163 | 0 | 6.0261 | 45.3461 | 228.977 | 0 | 132.1181 | 0
2025_10_28 Hr 24 | 0 | 0 | 0 | 3.8139 | 3.8193 | 3.8193 | 3.8097 | 3.8139 | 3.8139 | 70.341 | 0 | 0.08 | 78 | 0 | 89.5531 | 89.5531 | 176.4163 | 0 | 0 | 0.046 | 0.0275 | 1.0494 | 0 | 0 | 0 | 0 | 0 | 0.00282 | 0.1485 | 45.3461 | 6.0261 | 228.977 | 0 | 0 | 0 | 0 | 8.5129 | 18.8308 | 0 | 0 | -6.3451 | 0.6747 | 11.1445 | 0 | -1 | -4.2 | 11.5663 | 0 | 0 | 16.4966 | 16.4966 | 16.4966 | 16.4966 | 19.1822 | 30.7476 | 1.3368 | 0 | 0 | 0 | 0 | 0 | 0 | 0 | 0 | 0 | 0 | 0 | 0 | 0 | -50 | 0 | 0 | 0 | 7.6233 | 0 | -390.7636 | 15.8142 | 1.7014 | 64.2243 | 67.8938 | 102.5214 | 1012.365 | 29.0018 | 50.0541 | 1.1346 | 0.3248 | 0 | 13.847 | 3.48 | 29.422 | 937.7083 | 379.7421 | -448.0536 | 8.2976 | 4.06 | -2.09 | 11.9831 | 4.2843 | 2025-10-28 | 2025_10_28 Hr 24 | 67.108 | 8e-06 | -937.7083 | -447.1087 | 332.6227 | 790.8799 | 211.269 | 15.4013 | 34.6442 | 65.9754 | 155.5097 | 111.1375 | 22.8901 | 179.1062 | 176.4163 | 0 | 6.0261 | 45.3461 | 228.977 | 0 | 132.1181 | 0
2025_10_29 Hr 01 | 0 | 0 | 0 | 3.8139 | 3.8193 | 3.8193 | 3.8097 | 3.8139 | 3.8139 | 73.0587 | 0 | 0.08 | 76 | 0 | 89.5531 | 89.5531 | 176.4163 | 0 | 0 | 0.046 | 0.0275 | 1.0494 | 0 | 0 | 0 | 0 | 0 | 0.00282 | 0.1485 | 45.3461 | 6.0261 | 228.977 | 0 | 0 | 0 | 0 | 9.0592 | 20.2992 | 0 | 2.6798 | -6.7195 | 0.6747 | 11.2212 | 0 | -1 | -4.2 | 11.6815 | 0 | 0 | 17.4113 | 17.4113 | 17.4113 | 17.4113 | 20.2457 | 37.6974 | 1.3368 | 0 | 0 | 0 | 0 | 0 | 0 | 0 | 0 | 0 | 0 | 0 | 0 | 0 | -50 | 0 | 0 | 0 | 7.7211 | 0 | -429.076 | 15.8329 | 1.7014 | 64.2243 | 67.8938 | 87.0492 | 1022.138 | 29.3248 | 50.5868 | 1.1346 | 0.3248 | 0 | 13.847 | 3.48 | 29.422 | 901.9916 | 370.259 | -486.366 | 8.3267 | 4.06 | -2.09 | 12.1049 | 4.3274 | 2025-10-29 | 2025_10_29 Hr 01 | 68.7095 | 6.8e-05 | -901.9916 | -483.1157 | 343.4354 | 790.8799 | 200.7466 | 15.4013 | 34.6442 | 68.309 | 162.9495 | 112.1769 | 22.8901 | 179.1062 | 176.4163 | 0 | 6.0261 | 45.3461 | 228.977 | 0 | 132.1181 | 0
2025_10_29 Hr 02 | 0 | 0 | 0 | 3.8139 | 3.8193 | 3.8193 | 3.8097 | 3.8139 | 3.8139 | 67.9411 | 0 | 0.08 | 74 | 0 | 89.5531 | 89.5531 | 176.4163 | 0 | 0 | 0.046 | 0.0275 | 1.0494 | 0 | 0 | 0 | 0 | 0 | 0.00282 | 0.1485 | 45.3461 | 6.0261 | 228.977 | 0 | 0 | 0 | 0 | 7.8017 | 16.8555 | 0 | 14.8083 | -0.12819 | 0.6747 | 11.2212 | 0 | -1 | -4.2 | 11.6815 | 0 | 0 | 15.4523 | 15.4523 | 15.4523 | 15.4523 | 17.9678 | 38.7504 | 1.3368 | 0 | 0 | 0 | 0 | 0 | 0 | 0 | 0 | 0 | 0 | 0 | 0 | 0 | -50 | 0 | 0 | 0 | 7.7211 | 0 | -413.6632 | 15.8329 | 1.7014 | 64.2243 | 67.8938 | 76.0596 | 1002.206 | 28.6359 | 49.3983 | 1.1346 | 0.3248 | 0 | 13.847 | 3.48 | 29.422 | 901.9916 | 356.0588 | -470.9532 | 8.3267 | 4.06 | -2.09 | 11.8205 | 4.2258 | 2025-10-29 | 2025_10_29 Hr 02 | 68.6813 | 7.35e-05 | -901.9916 | -448.9831 | 321.2394 | 790.8799 | 188.81 | 15.4013 | 34.6442 | 63.6078 | 147.7183 | 109.9133 | 22.8901 | 179.1062 | 176.4163 | 0 | 6.0261 | 45.3461 | 228.977 | 0 | 132.1181 | 0
2025_10_29 Hr 03 | 0 | 0 | 0 | 3.8139 | 3.8193 | 3.8193 | 3.8097 | 3.8139 | 3.8139 | 70.0125 | 0 | 0.08 | 82 | 0 | 89.5531 | 89.5531 | 176.4163 | 0 | 0 | 0.046 | 0.0275 | 1.0494 | 0 | 0 | 0 | 0 | 0 | 0.00282 | 0.1485 | 45.3461 | 6.0261 | 228.977 | 0 | 0 | 0 | 0 | 8.3107 | 18.2494 | 0 | 9.3851 | 0 | 0.6747 | 11.2212 | 0 | -1 | -4.2 | 11.6815 | 0 | 0 | 16.2452 | 16.2452 | 16.2452 | 16.2452 | 18.8898 | 38.7504 | 1.3368 | 0 | 0 | 0 | 0 | 0 | 0 | 0 | 0 | 0 | 0 | 0 | 0 | 0 | -50 | 0 | 0 | 0 | 7.7211 | 0 | -462.5099 | 15.8329 | 1.7014 | 64.2243 | 67.8938 | 80.5422 | 1010.274 | 28.9147 | 49.8794 | 1.1346 | 0.3248 | 0 | 13.847 | 3.48 | 29.422 | 869.3167 | 369.4576 | -519.7999 | 8.3267 | 4.06 | -2.09 | 11.9356 | 4.2669 | 2025-10-29 | 2025_10_29 Hr 03 | 71.1306 | -4e-05 | -869.3167 | -503.1248 | 330.2235 | 790.8799 | 201.2926 | 15.4013 | 34.6442 | 65.5107 | 153.8833 | 110.8295 | 22.8901 | 179.1062 | 176.4163 | 0 | 6.0261 | 45.3461 | 228.977 | 0 | 132.1181 | 0
2025_10_29 Hr 04 | 0 | 0 | 0 | 3.8139 | 3.8193 | 3.8193 | 3.8097 | 3.8139 | 3.8139 | 74.0131 | 0 | 0.08 | 83 | 0 | 89.5531 | 89.5531 | 176.4163 | 0 | 0 | 0.046 | 0.0275 | 1.0494 | 0 | 0 | 0 | 0 | 0 | 0.00282 | 0.1485 | 45.3461 | 6.0261 | 228.977 | 0 | 0 | 0 | 0 | 9.2937 | 20.9415 | 0 | 0 | -31.2665 | 0.6747 | 11.2212 | 0 | -1 | -4.2 | 11.6815 | 0 | 0 | 17.7767 | 17.7767 | 17.7767 | 17.7767 | 20.6705 | 46.6479 | 1.3368 | 0 | 0 | 0 | 0 | 0 | 0 | 0 | 0 | 0 | 0 | 0 | 0 | 0 | -50 | 0 | 0 | 0 | 7.7211 | 0 | -439.9407 | 15.8329 | 1.7014 | 64.2243 | 67.8938 | 80.5422 | 1025.856 | 29.4533 | 50.8085 | 1.1346 | 0.3248 | 0 | 13.847 | 3.48 | 29.422 | 877.4833 | 380.1247 | -497.2307 | 8.3267 | 4.06 | -2.09 | 12.1579 | 4.3464 | 2025-10-29 | 2025_10_29 Hr 04 | 72.7688 | 2.9e-05 | -877.4833 | -521.2072 | 347.5751 | 790.8799 | 210.1901 | 15.4013 | 34.6442 | 69.1858 | 165.7903 | 112.599 | 22.8901 | 179.1062 | 176.4163 | 0 | 6.0261 | 45.3461 | 228.977 | 0 | 132.1181 | 0
2025_10_29 Hr 05 | 0 | 0 | 0 | 3.8139 | 3.8193 | 3.8193 | 3.8097 | 3.8139 | 3.8139 | 83.4156 | 0 | 0.08 | 78 | 0 | 89.5531 | 89.5531 | 176.4163 | 0 | 0 | 0.046 | 0.0275 | 1.0494 | 0 | 0 | 0 | 0 | 0 | 0.00282 | 0.1485 | 45.3461 | 6.0261 | 228.977 | 0 | 0 | 0 | 0 | 11.6041 | 27.2685 | 0 | 0 | -22.589 | 0.6747 | 11.2212 | 0 | -1 | -4.2 | 11.6815 | 0 | 0 | 21.3759 | 21.3759 | 21.3759 | 21.3759 | 24.8557 | 46.6479 | 1.3368 | 0 | 0 | 0 | 0 | 0 | 0 | 0 | 0 | 0 | 0 | 0 | 0 | 0 | -50 | 0 | 0 | 0 | 7.7211 | 0 | -417.7774 | 15.8329 | 1.7014 | 64.2243 | 67.8938 | 42.5124 | 1062.478 | 30.7191 | 52.9922 | 1.1346 | 0.3248 | 0 | 13.847 | 3.48 | 29.422 | 906.075 | 341.2537 | -475.0674 | 8.3267 | 4.06 | -2.09 | 12.6805 | 4.5332 | 2025-10-29 | 2025_10_29 Hr 05 | 83.4497 | -1.1e-05 | -906.075 | -490.3664 | 388.3557 | 790.8799 | 167.1603 | 15.4013 | 34.6442 | 77.8232 | 193.7747 | 116.7578 | 22.8901 | 179.1062 | 176.4163 | 0 | 6.0261 | 45.3461 | 228.977 | 0 | 132.1181 | 0
2025_10_29 Hr 06 | 0 | 0 | 0 | 3.8139 | 3.8193 | 3.8193 | 3.8097 | 3.8139 | 3.8139 | 103.439 | 0 | 0.08 | 75 | 0 | 89.5531 | 89.5531 | 176.4163 | 0 | 0 | 0.046 | 0.0275 | 1.0494 | 0 | 0 | 0 | 0 | 0 | 0.00282 | 0.1485 | 44.6941 | 6.0261 | 228.977 | 0 | 0 | 0 | 0 | 16.5242 | 40.7426 | 0 | 3.2872 | -17.1983 | 0.6747 | 11.2212 | 0 | -1 | -4.2 | 11.6815 | 0 | 0 | 29.0407 | 29.0407 | 29.0407 | 29.0407 | 33.7683 | 46.6479 | 1.3368 | 0 | 0 | 0 | 0 | 0 | 0 | 0 | 0 | 0 | 0 | 0 | 0 | 0 | -50 | 0 | 0 | 0 | 7.7211 | 0 | -386.0593 | 15.8329 | 1.7014 | 63.6785 | 67.3481 | 17.9304 | 1138.724 | 33.4149 | 57.6424 | 1.1346 | 0.3248 | 0 | 13.847 | 3.48 | 29.422 | 1003.992 | 322.5282 | -443.3493 | 8.3267 | 4.06 | -2.09 | 13.7932 | 4.931 | 2025-10-29 | 2025_10_29 Hr 06 | 84.3255 | -0.000398 | -1003.992 | -449.9704 | 475.2018 | 789.1364 | 139.5783 | 15.4013 | 34.6442 | 96.2173 | 253.3701 | 125.6144 | 22.8901 | 179.1062 | 176.4163 | 0 | 6.0261 | 44.6941 | 228.977 | 0 | 131.0266 | 0
2025_10_29 Hr 07 | 0 | 0 | 0 | 3.8139 | 3.8193 | 3.8193 | 3.8097 | 3.8139 | 3.8139 | 130.3874 | -14 | 0.08 | 78 | 0 | 89.5531 | 89.5531 | 173.7529 | 0 | 0 | 0.046 | 0.0275 | 1.0494 | 0 | 0 | 0 | 0 | 0 | 0.00282 | 0.1485 | 45.3461 | 6.0261 | 226.1846 | 0 | 0 | 0 | 0 | 23.1459 | 58.8765 | 0 | 0.80871 | -17.9512 | 0.6747 | 11.2212 | 0 | -1 | -4.2 | 11.6815 | 0 | 0 | 39.3564 | 39.3564 | 39.3564 | 39.3564 | 45.7632 | 40.7511 | 1.3368 | 0 | 0 | 0 | 0 | 0 | 0 | 0 | 0 | 0 | 0 | 0 | 0 | -75 | 0 | 0 | 0 | 0 | 7.7211 | 0 | -328.2115 | 15.8329 | 1.7014 | 62.9821 | 66.5807 | 13.014 | 1237.418 | 37.0429 | 63.9009 | 1.1346 | 0.3248 | 0 | 13.847 | 3.48 | 29.422 | 1122.408 | 326.6345 | -424.5015 | 8.3267 | 4.06 | -2.09 | 15.2908 | 5.4664 | 2025-10-29 | 2025_10_29 Hr 07 | 81.2965 | 0.0002397 | -1122.408 | -420.354 | 578.0829 | 782.8688 | 131.7651 | 15.4013 | 34.6442 | 120.973 | 333.5761 | 123.5339 | 22.8901 | 179.1062 | 173.7529 | 0 | 6.0261 | 45.3461 | 226.1846 | 0 | 129.5628 | 0
2025_10_29 Hr 08 | 0 | 0 | 0 | 3.8139 | 3.8193 | 3.8193 | 3.8097 | 3.8139 | 3.8139 | 143.7905 | -14 | 0.08 | 76 | 0 | 89.5531 | 89.5531 | 173.7529 | 0 | 0 | 0.046 | 0.0275 | 1.0494 | 0 | 0 | 0 | 0 | 0 | 0.00282 | 0.1485 | 45.3461 | 6.0261 | 226.1846 | 0 | 0 | 0 | 0 | 26.4393 | 67.8956 | 0 | 0 | -21.3953 | 0.6747 | 11.2212 | 0 | -1 | -4.2 | 11.6815 | 0 | 0 | 44.487 | 44.487 | 44.487 | 44.487 | 51.729 | 38.7504 | 1.3368 | 0 | 0 | 0 | 0 | 0 | 0 | 0 | 0 | 0 | 0 | 0 | 0 | -75 | 0 | 0 | 0 | 0 | 7.7211 | 0 | -299.9485 | 15.8329 | 1.7014 | 62.9821 | 66.5807 | 15.4722 | 1289.622 | 38.8473 | 67.0137 | 1.1346 | 0.3248 | 0 | 13.847 | 3.48 | 29.422 | 1203.008 | 331.0203 | -396.2385 | 8.3267 | 4.06 | -2.09 | 16.0357 | 5.7327 | 2025-10-29 | 2025_10_29 Hr 08 | 88.2588 | 0.000223 | -1203.008 | -396.3438 | 636.2151 | 782.8688 | 130.2226 | 15.4013 | 34.6442 | 133.2855 | 373.4675 | 129.4622 | 22.8901 | 179.1062 | 173.7529 | 0 | 6.0261 | 45.3461 | 226.1846 | 0 | 129.5628 | 0
2025_10_29 Hr 09 | 7.7842 | 0.00075 | 0.02115 | 3.8139 | 3.8193 | 3.8193 | 3.8097 | 3.8139 | 3.8139 | 134.1037 | -14 | 0.08 | 76 | 0 | 89.5531 | 89.5531 | 173.7529 | 0 | 0 | 0.046 | 0.0275 | 1.0494 | 0 | 0 | 0 | 0 | 0 | 0.00282 | 0.1485 | 45.3461 | 6.0261 | 226.1846 | 0 | 0 | 0 | 0 | 24.059 | 61.3772 | 0 | 0 | -26.7789 | 0.6747 | 11.2212 | 0 | -1 | -4.2 | 11.6815 | 0 | 0 | 40.7789 | 40.7789 | 40.7789 | 40.7789 | 47.4174 | 26.8515 | 1.3368 | 0 | 0 | 0 | 0 | 0 | 0 | 0 | 0 | 0 | 0 | 0 | 0 | -75 | 0 | 0 | 0 | 0 | 7.7211 | 0 | -307.3856 | 15.8329 | 1.7014 | 62.9821 | 66.5807 | 20.967 | 1251.914 | 37.5432 | 64.764 | 1.1346 | 0.3248 | -7.7842 | 13.847 | 3.48 | 29.422 | 1141.792 | 328.1166 | -411.4598 | 8.3267 | 4.06 | -2.09 | 15.4973 | 5.5402 | 2025-10-29 | 2025_10_29 Hr 09 | 84.4187 | -0.000454 | -1141.792 | -409.1645 | 594.2013 | 782.8688 | 123.8404 | 15.4013 | 34.6442 | 124.3869 | 344.6368 | 125.1776 | 22.8901 | 179.1062 | 173.7529 | 0 | 6.0261 | 45.3461 | 226.1846 | 0 | 129.5628 | 0
2025_10_29 Hr 10 | 17.381 | 0.002595 | 0.073179 | 3.8139 | 3.8193 | 3.8193 | 3.8097 | 3.8139 | 3.8139 | 125.2699 | -14 | 0.08 | 88 | 0 | 89.5531 | 89.5531 | 173.7529 | 0 | 0 | 0.046 | 0.0275 | 1.0494 | 0 | 0 | 0 | 0 | 0 | 0.00282 | 0.1485 | 45.3461 | 6.0261 | 226.1846 | 0 | 0 | 0 | 0 | 21.8884 | 55.4328 | 0 | 0 | -22.3948 | 0.6747 | 11.2212 | 0 | -1 | -4.2 | 11.6815 | 0 | 0 | 37.3974 | 37.3974 | 37.3974 | 37.3974 | 43.4853 | 26.8515 | 1.3368 | 0 | 0 | 0 | 0 | 0 | 0 | 0 | 0 | 0 | 0 | 0 | 0 | -75 | 0 | 0 | 0 | 0 | 7.7211 | 0 | -245.406 | 15.8329 | 1.7014 | 62.9821 | 66.5807 | 15.4722 | 1217.559 | 36.3539 | 62.7124 | 1.1346 | 0.3248 | -17.381 | 13.847 | 3.48 | 29.422 | 1176.4 | 340.3131 | -359.077 | 8.3267 | 4.06 | -2.09 | 15.0064 | 5.3647 | 2025-10-29 | 2025_10_29 Hr 10 | 83.6757 | -6.2e-05 | -1176.4 | -342.8008 | 555.887 | 782.8688 | 130.3995 | 15.4013 | 34.6442 | 116.2718 | 318.3448 | 121.2703 | 22.8901 | 179.1062 | 173.7529 | 0 | 6.0261 | 45.3461 | 226.1846 | 0 | 129.5628 | 0
2025_10_29 Hr 11 | 16.58 | 0.00456 | 0.12859 | 3.8139 | 3.8193 | 3.8193 | 3.8097 | 3.8139 | 3.8139 | 112.0089 | -14 | 0.08 | 86 | 0 | 89.5531 | 89.5531 | 173.7529 | 0 | 0 | 0.046 | 0.0275 | 1.0494 | 0 | 0 | 0 | 0 | 0 | 0.00282 | 0.1485 | 45.3461 | 6.0261 | 226.1846 | 0 | 0 | 0 | 0 | 18.63 | 46.5093 | 0 | 0 | -10.9145 | 0.6747 | 11.2212 | 0 | -1 | -4.2 | 11.6815 | 0 | 0 | 32.3212 | 32.3212 | 32.3212 | 32.3212 | 37.5828 | 34.749 | 1.3368 | 0 | 0 | 0 | 0 | 0 | 0 | 0 | 0 | 0 | 0 | 0 | 0 | -75 | 0 | 0 | 0 | 0 | 7.7211 | 0 | -191.1885 | 15.8329 | 1.7014 | 62.9821 | 66.5807 | 9.5436 | 1165.964 | 34.5686 | 59.6327 | 1.1346 | 0.3248 | -16.58 | 13.847 | 3.48 | 29.422 | 1184.608 | 333.6176 | -304.0585 | 8.3267 | 4.06 | -2.09 | 14.2695 | 5.1013 | 2025-10-29 | 2025_10_29 Hr 11 | 83.6757 | 0.000232 | -1184.608 | -277.103 | 498.3712 | 782.8688 | 130.4258 | 15.4013 | 34.6442 | 104.0899 | 278.8764 | 115.4049 | 22.8901 | 179.1062 | 173.7529 | 0 | 6.0261 | 45.3461 | 226.1846 | 0 | 129.5628 | 0
2025_10_29 Hr 12 | 15.5402 | 0.007305 | 0.206 | 3.8139 | 3.8193 | 3.8193 | 3.8097 | 3.8139 | 3.8139 | 103.5812 | -14 | 0.08 | 83 | 0 | 89.5531 | 89.5531 | 173.7529 | 0 | 0 | 0.046 | 0.0275 | 1.0494 | 0 | 0 | 0 | 0 | 0 | 0.00282 | 0.1485 | 45.3461 | 6.0261 | 226.1846 | 0 | 0 | 0 | 0 | 16.5591 | 40.8382 | 0 | 7.9669 | 0 | 0.6747 | 11.2212 | 0 | -1 | -4.2 | 11.6815 | 0 | 0 | 29.0951 | 29.0951 | 29.0951 | 29.0951 | 33.8315 | 35.802 | 1.3368 | 0 | 0 | 0 | 0 | 0 | 0 | 0 | 0 | 0 | 0 | 0 | 0 | -75 | 0 | 0 | 0 | 0 | 7.7211 | 0 | -161.9641 | 15.8329 | 1.7014 | 62.9821 | 66.5807 | 6.9408 | 1133.216 | 33.434 | 57.6754 | 1.1346 | 0.3248 | -15.5402 | 13.847 | 3.48 | 29.422 | 1191.692 | 324.3031 | -273.7943 | 8.3267 | 4.06 | -2.09 | 13.8011 | 4.9338 | 2025-10-29 | 2025_10_29 Hr 12 | 82.3233 | -0.00041 | -1191.692 | -228.9972 | 461.8184 | 782.8688 | 125.9561 | 15.4013 | 34.6442 | 96.3479 | 253.7932 | 111.6772 | 22.8901 | 179.1062 | 173.7529 | 0 | 6.0261 | 45.3461 | 226.1846 | 0 | 129.5628 | 0
2025_10_29 Hr 13 | 14.5088 | 0.005145 | 0.14509 | 3.8139 | 3.8193 | 3.8193 | 3.8097 | 3.8139 | 3.8139 | 97.5092 | -14 | 0.08 | 80 | 0 | 89.5531 | 89.5531 | 173.7529 | 0 | 0 | 0.046 | 0.0275 | 1.0494 | 0 | 0 | 0 | 0 | 0 | 0.00282 | 0.1485 | 45.3461 | 6.0261 | 226.1846 | 0 | 0 | 0 | 0 | 15.0671 | 36.7523 | 0 | 30.2705 | 0 | 0.6747 | 11.2212 | 0 | -1 | -4.2 | 11.6815 | 0 | 0 | 26.7708 | 26.7708 | 26.7708 | 26.7708 | 31.1288 | 35.802 | 1.3368 | 0 | 0 | 0 | 0 | 0 | 0 | 0 | 0 | 0 | 0 | 0 | 0 | -75 | 0 | 0 | 0 | 0 | 7.7211 | 14.7498 | 0 | 15.8329 | 1.7014 | 62.9821 | 66.5807 | 17.9304 | 1109.505 | 32.6165 | 56.2653 | 1.1346 | 0.3248 | -14.5088 | 13.847 | 3.48 | 29.422 | 1372.3 | 343.3232 | -110.7988 | 8.3267 | 4.06 | -2.09 | 13.4637 | 4.8132 | 2025-10-29 | 2025_10_29 Hr 13 | 78.2981 | -9.1e-05 | -1372.3 | -29.9797 | 435.4827 | 782.8688 | 133.8826 | 15.4013 | 34.6442 | 90.77 | 235.7212 | 108.9915 | 22.8901 | 179.1062 | 173.7529 | 0 | 6.0261 | 45.3461 | 226.1846 | 0 | 129.5628 | 0
2025_10_29 Hr 14 | 14.5121 | 0.009825 | 0.27707 | 3.8139 | 3.8193 | 3.8193 | 3.8097 | 3.8139 | 3.8139 | 90.0359 | -14 | 0.08 | 36 | 0 | 89.5531 | 89.5531 | 173.7529 | 0 | 0 | 0.046 | 0.0275 | 1.0494 | 0 | 0 | 0 | 0 | 0 | 0.00282 | 0.1485 | 45.3461 | 6.0261 | 226.1846 | 0 | 0 | 0 | 0 | 13.2308 | 31.7234 | 0 | 4.5047 | 0 | 0.6747 | 11.2212 | 0 | -1 | -4.2 | 11.6815 | 0 | 0 | 23.9101 | 23.9101 | 23.9101 | 23.9101 | 27.8024 | 35.802 | 1.3368 | 0 | 0 | 0 | 0 | 0 | 0 | 0 | 0 | 0 | 0 | 0 | 0 | -75 | 0 | 0 | 0 | 0 | 7.7211 | 0 | -80.0063 | 15.8329 | 1.7014 | 62.9821 | 66.5807 | 47.4288 | 1080.529 | 31.6104 | 54.5297 | 1.1346 | 0.3248 | -14.5121 | 13.847 | 3.48 | 29.422 | 1205 | 310.7743 | -190.8084 | 8.3267 | 4.06 | -2.09 | 13.0484 | 4.6647 | 2025-10-29 | 2025_10_29 Hr 14 | 75.7352 | -9.8e-05 | -1205 | -150.5016 | 403.0696 | 782.8688 | 119.5177 | 15.4013 | 34.6442 | 83.9048 | 213.4787 | 105.6861 | 22.8901 | 179.1062 | 173.7529 | 0 | 6.0261 | 45.3461 | 226.1846 | 0 | 129.5628 | 0
2025_10_29 Hr 15 | 16.5784 | 0.009105 | 0.25676 | 3.8139 | 3.8193 | 3.8193 | 3.8097 | 3.8139 | 3.8139 | 87.0101 | -14 | 0.08 | 79 | 0 | 89.5531 | 89.5531 | 173.7529 | 0 | 0 | 0.046 | 0.0275 | 1.0494 | 0 | 0 | 0 | 0 | 0 | 0.00282 | 0.1485 | 45.3461 | 6.0261 | 226.1846 | 0 | 0 | 0 | 0 | 12.4873 | 29.6873 | 0 | 7.9285 | 0 | 0.6747 | 11.2212 | 0 | -1 | -4.2 | 11.6815 | 0 | 0 | 22.7518 | 22.7518 | 22.7518 | 22.7518 | 26.4556 | 33.8013 | 1.3368 | 0 | 0 | 0 | 0 | 0 | 0 | 0 | 0 | 0 | 0 | 0 | 0 | -75 | 0 | 0 | 0 | 0 | 7.7211 | 0 | -145.1087 | 15.8329 | 1.7014 | 62.9821 | 66.5807 | 46.5612 | 1068.724 | 31.2031 | 53.8269 | 1.1346 | 0.3248 | -16.5784 | 13.847 | 3.48 | 29.422 | 1170.308 | 351.6332 | -257.9771 | 8.3267 | 4.06 | -2.09 | 12.8802 | 4.6046 | 2025-10-29 | 2025_10_29 Hr 15 | 75.8354 | 0.000259 | -1170.308 | -212.1802 | 389.9458 | 782.8688 | 159.6284 | 15.4013 | 34.6442 | 81.1252 | 204.4729 | 104.3477 | 22.8901 | 179.1062 | 173.7529 | 0 | 6.0261 | 45.3461 | 226.1846 | 0 | 129.5628 | 0
2025_10_29 Hr 16 | 17.0908 | 0.00471 | 0.13282 | 3.8139 | 3.8193 | 3.8193 | 3.8097 | 3.8139 | 3.8139 | 82.7251 | -14 | 0.08 | 79 | 0 | 89.5531 | 89.5531 | 173.7529 | 0 | 0 | 0.046 | 0.0275 | 1.0494 | 0 | 0 | 0 | 0 | 0 | 0.00282 | 0.1485 | 45.3461 | 6.0261 | 226.1846 | 0 | 0 | 0 | 0 | 11.4344 | 26.8039 | 0 | 23.1284 | 0 | 0.6747 | 11.2212 | 0 | -1 | -4.2 | 11.6815 | 0 | 0 | 21.1116 | 21.1116 | 21.1116 | 21.1116 | 24.5483 | 25.7985 | 1.3368 | 0 | 0 | 0 | 0 | 0 | 0 | 0 | 0 | 0 | 0 | 0 | 0 | -75 | 0 | 0 | 0 | 0 | 7.7211 | 0 | -160.9603 | 15.8329 | 1.7014 | 62.9821 | 66.5807 | 47.4288 | 1051.91 | 30.6262 | 52.8318 | 1.1346 | 0.3248 | -17.0908 | 13.847 | 3.48 | 29.422 | 1143.808 | 343.1107 | -274.3411 | 8.3267 | 4.06 | -2.09 | 12.6421 | 4.5195 | 2025-10-29 | 2025_10_29 Hr 16 | 74.842 | 0.000213 | -1143.808 | -212.8319 | 371.361 | 782.8688 | 152.3648 | 15.4013 | 34.6442 | 77.1889 | 191.7197 | 102.4524 | 22.8901 | 179.1062 | 173.7529 | 0 | 6.0261 | 45.3461 | 226.1846 | 0 | 129.5628 | 0
2025_10_29 Hr 17 | 9.8505 | 0.006645 | 0.18739 | 3.8139 | 3.8193 | 3.8193 | 3.8097 | 3.8139 | 3.8139 | 87.4162 | -14 | 0.08 | 73 | 0 | 89.5531 | 89.5531 | 173.7529 | 0 | 0 | 0.046 | 0.0275 | 1.0494 | 0 | 0 | 0 | 0 | 0 | 0.00282 | 0.1485 | 44.9548 | 6.0261 | 226.1846 | 0 | 0 | 0 | 0 | 12.5871 | 29.9606 | 0 | 11.6584 | -8.3414 | 0.6747 | 11.2212 | 0 | -1 | -4.2 | 11.6815 | 0 | 0 | 22.9073 | 22.9073 | 22.9073 | 22.9073 | 26.6364 | 23.7978 | 1.3368 | 0 | 0 | 0 | 0 | 0 | 0 | 0 | 0 | 0 | 0 | 0 | 0 | -75 | 0 | 0 | 0 | 0 | 7.7211 | 0 | -168.7605 | 15.8329 | 1.7014 | 62.9821 | 66.5807 | 61.0212 | 1069.845 | 31.2578 | 53.9213 | 1.1346 | 0.3248 | -9.8505 | 13.847 | 3.48 | 29.422 | 1141.8 | 343.539 | -274.901 | 8.3267 | 4.06 | -2.09 | 12.9028 | 4.6127 | 2025-10-29 | 2025_10_29 Hr 17 | 80.0107 | -8e-05 | -1141.8 | -240.4435 | 391.7074 | 782.4775 | 158.013 | 15.4013 | 34.6442 | 81.4983 | 205.6817 | 104.5274 | 22.8901 | 179.1062 | 173.7529 | 0 | 6.0261 | 44.9548 | 226.1846 | 0 | 129.5628 | 0
2025_10_29 Hr 18 | 0.51906 | 0.001935 | 0.054567 | 3.8139 | 3.8193 | 3.8193 | 3.8097 | 3.8139 | 3.8139 | 97.367 | -14 | 0.08 | 66 | 0 | 89.5531 | 89.5531 | 173.7529 | 0 | 0 | 0.046 | 0.0275 | 1.0494 | 0 | 0 | 0 | 0 | 0 | 0.00282 | 0.1485 | 45.3461 | 6.0261 | 226.1846 | 0 | 0 | 0 | 0 | 15.0322 | 36.6566 | 0 | 1.2324 | -9.059 | 0.6747 | 11.2212 | 0 | -1 | -4.2 | 11.6815 | 0 | 0 | 26.7164 | 26.7164 | 26.7164 | 26.7164 | 31.0656 | 26.8515 | 1.3368 | 0 | 0 | 0 | 0 | 0 | 0 | 0 | 0 | 0 | 0 | 0 | 0 | -75 | 0 | 0 | 0 | 0 | 7.7211 | 0 | -131.826 | 15.8329 | 1.7014 | 62.9821 | 66.5807 | 56.9724 | 1108.861 | 32.5974 | 56.2322 | 1.1346 | 0.3248 | -0.51906 | 13.847 | 3.48 | 29.422 | 1203.008 | 330.6091 | -228.6351 | 8.3267 | 4.06 | -2.09 | 13.4558 | 4.8104 | 2025-10-29 | 2025_10_29 Hr 18 | 83.4 | 0.000238 | -1203.008 | -214.6526 | 434.8661 | 782.8688 | 149.8804 | 15.4013 | 34.6442 | 90.6394 | 235.2981 | 108.9287 | 22.8901 | 179.1062 | 173.7529 | 0 | 6.0261 | 45.3461 | 226.1846 | 0 | 129.5628 | 0
2025_10_29 Hr 19 | 0 | 0.001275 | 0.035955 | 3.8139 | 3.8193 | 3.8193 | 3.8097 | 3.8139 | 3.8139 | 108.9627 | -14 | 0.08 | 70 | 0 | 89.5531 | 89.5531 | 173.7529 | 0 | 0 | 0.046 | 0.0275 | 1.0494 | 0 | 0 | 0 | 0 | 0 | 0.00282 | 0.1485 | 45.3461 | 6.0261 | 226.1846 | 0 | 0 | 0 | 0 | 17.8815 | 44.4595 | 0 | 0.018917 | -31.1352 | 0.6747 | 11.2212 | 0 | -1 | -4.2 | 11.6815 | 0 | 0 | 31.1551 | 31.1551 | 31.1551 | 31.1551 | 36.2269 | 25.7985 | 1.3368 | 0 | 0 | 0 | 0 | 0 | 0 | 0 | 0 | 0 | 0 | 0 | 0 | -75 | 0 | 0 | 0 | 0 | 7.7211 | 0 | -117.5425 | 15.8329 | 1.7014 | 62.9821 | 66.5807 | 48.441 | 1154.007 | 34.1585 | 58.9252 | 1.1346 | 0.3248 | 0 | 13.847 | 3.48 | 29.422 | 1238.692 | 329.6339 | -213.8325 | 8.3267 | 4.06 | -2.09 | 14.1002 | 5.0407 | 2025-10-29 | 2025_10_29 Hr 19 | 78.5832 | -0.00046081 | -1238.692 | -223.6588 | 485.1593 | 782.8688 | 144.2767 | 15.4013 | 34.6442 | 101.2916 | 269.8102 | 114.0576 | 22.8901 | 179.1062 | 173.7529 | 0 | 6.0261 | 45.3461 | 226.1846 | 0 | 129.5628 | 0
2025_10_29 Hr 20 | 0 | 0.00021 | 0.005922 | 3.8139 | 3.8193 | 3.8193 | 3.8097 | 3.8139 | 3.8139 | 106.6274 | -14 | 0.08 | 75 | 0 | 89.5531 | 89.5531 | 173.7529 | 0 | 0 | 0.046 | 0.0275 | 1.0494 | 0 | 0 | 0 | 0 | 0 | 0.00282 | 0.1485 | 45.3461 | 6.0261 | 226.1846 | 0 | 0 | 0 | 0 | 17.3076 | 42.888 | 0 | 1.7188 | -0.079685 | 0.6747 | 11.2212 | 0 | -1 | -4.2 | 11.6815 | 0 | 0 | 30.2612 | 30.2612 | 30.2612 | 30.2612 | 35.1874 | 23.7978 | 1.3368 | 0 | 0 | 0 | 0 | 0 | 0 | 0 | 0 | 0 | 0 | 0 | 0 | -75 | 0 | 0 | 0 | 0 | 7.7211 | 0 | -140.6129 | 15.8329 | 1.7014 | 62.9821 | 66.5807 | 23.4252 | 1144.88 | 33.8441 | 58.3829 | 1.1346 | 0.3248 | 0 | 13.847 | 3.48 | 29.422 | 1216.2 | 306.5833 | -236.9029 | 8.3267 | 4.06 | -2.09 | 13.9704 | 4.9943 | 2025-10-29 | 2025_10_29 Hr 20 | 70.8779 | -5.528e-05 | -1216.2 | -213.9738 | 475.0303 | 782.8688 | 122.2291 | 15.4013 | 34.6442 | 99.1462 | 262.8595 | 113.0246 | 22.8901 | 179.1062 | 173.7529 | 0 | 6.0261 | 45.3461 | 226.1846 | 0 | 129.5628 | 0
2025_10_29 Hr 21 | 0 | 0 | 0 | 3.8139 | 3.8193 | 3.8193 | 3.8097 | 3.8139 | 3.8139 | 101.2255 | -14 | 0.08 | 70 | 0 | 89.5531 | 89.5531 | 173.7529 | 0 | 0 | 0.046 | 0.0275 | 1.0494 | 0 | 0 | 0 | 0 | 0 | 0.00282 | 0.1485 | 45.1502 | 6.0261 | 226.1846 | 0 | 0 | 0 | 0 | 15.9803 | 39.253 | 0 | 12.1141 | 0 | 0.6747 | 11.2212 | 0 | -1 | -4.2 | 11.6815 | 0 | 0 | 28.1934 | 28.1934 | 28.1934 | 28.1934 | 32.783 | 23.7978 | 1.3368 | 0 | 0 | 0 | 0 | 0 | 0 | 0 | 0 | 0 | 0 | 0 | 0 | -75 | 0 | 0 | 0 | 0 | 7.7211 | 0 | -142.7384 | 15.8329 | 1.7014 | 62.9821 | 66.5807 | 29.4984 | 1123.639 | 33.1169 | 57.1283 | 1.1346 | 0.3248 | 0 | 13.847 | 3.48 | 29.422 | 1201.992 | 305.267 | -239.0284 | 8.3267 | 4.06 | -2.09 | 13.6702 | 4.887 | 2025-10-29 | 2025_10_29 Hr 21 | 66.9627 | -0.000424 | -1201.992 | -205.6243 | 451.6012 | 782.6729 | 123.2962 | 15.4013 | 34.6442 | 94.1839 | 246.782 | 110.6353 | 22.8901 | 179.1062 | 173.7529 | 0 | 6.0261 | 45.1502 | 226.1846 | 0 | 129.5628 | 0
2025_10_29 Hr 22 | 0 | 0 | 0 | 3.8139 | 3.8193 | 3.8193 | 3.8097 | 3.8139 | 3.8139 | 91.8433 | -14 | 0.08 | 62 | 0 | 89.5531 | 89.5531 | 173.7529 | 0 | 0 | 0.046 | 0.0275 | 1.0494 | 0 | 0 | 0 | 0 | 0 | 0.00282 | 0.1485 | 45.3461 | 6.0261 | 226.1846 | 0 | 0 | 0 | 0 | 13.6749 | 32.9396 | 0 | 30.6683 | 0 | 0.6747 | 11.2212 | 0 | -1 | -4.2 | 11.6815 | 0 | 0 | 24.6019 | 24.6019 | 24.6019 | 24.6019 | 28.6069 | 23.7978 | 1.3368 | 0 | 0 | 0 | 0 | 0 | 0 | 0 | 0 | 0 | 0 | 0 | 0 | -75 | 0 | 0 | 0 | 0 | 7.7211 | 0 | -206.9436 | 15.8329 | 1.7014 | 62.9821 | 66.5807 | 42.9462 | 1087.292 | 31.8538 | 54.9494 | 1.1346 | 0.3248 | 0 | 13.847 | 3.48 | 29.422 | 1121.292 | 306.565 | -303.2336 | 8.3267 | 4.06 | -2.09 | 13.1488 | 4.7006 | 2025-10-29 | 2025_10_29 Hr 22 | 75.2356 | -0.000408 | -1121.292 | -251.2753 | 410.9086 | 782.8688 | 128.744 | 15.4013 | 34.6442 | 85.5651 | 218.858 | 106.4855 | 22.8901 | 179.1062 | 173.7529 | 0 | 6.0261 | 45.3461 | 226.1846 | 0 | 129.5628 | 0
2025_10_29 Hr 23 | 0 | 0 | 0 | 3.8139 | 3.8193 | 3.8193 | 3.8097 | 3.8139 | 3.8139 | 77.2014 | 0 | 0.08 | 59 | 0 | 89.5531 | 89.5531 | 176.4163 | 0 | 0 | 0.046 | 0.0275 | 1.0494 | 0 | 0 | 0 | 0 | 0 | 0.00282 | 0.1485 | 45.3461 | 6.0261 | 228.977 | 0 | 0 | 0 | 0 | 10.0771 | 23.0869 | 0 | 38.9156 | 0 | 0.6747 | 11.2212 | 0 | -1 | -4.2 | 11.6815 | 0 | 0 | 18.9971 | 18.9971 | 18.9971 | 18.9971 | 22.0897 | 25.7985 | 1.3368 | 0 | 0 | 0 | 0 | 0 | 0 | 0 | 0 | 0 | 0 | 0 | 0 | 0 | -50 | 0 | 0 | 0 | 7.7211 | 0 | -307.3255 | 15.8329 | 1.7014 | 64.2243 | 67.8938 | 68.9742 | 1038.274 | 29.8825 | 51.549 | 1.1346 | 0.3248 | 0 | 13.847 | 3.48 | 29.422 | 1037.692 | 325.1175 | -364.6155 | 8.3267 | 4.06 | -2.09 | 12.3351 | 4.4097 | 2025-10-29 | 2025_10_29 Hr 23 | 73.5636 | -0.000318 | -1037.692 | -318.4099 | 361.4035 | 790.8799 | 153.7727 | 15.4013 | 34.6442 | 72.1147 | 175.2796 | 114.0093 | 22.8901 | 179.1062 | 176.4163 | 0 | 6.0261 | 45.3461 | 228.977 | 0 | 132.1181 | 0
2025_10_29 Hr 24 | 0 | 0 | 0 | 3.8139 | 3.8193 | 3.8193 | 3.8097 | 3.8139 | 3.8139 | 67.2506 | 0 | 0.08 | 62 | 0 | 89.5531 | 89.5531 | 176.4163 | 0 | 0 | 0.046 | 0.0275 | 1.0494 | 0 | 0 | 0 | 0 | 0 | 0.00282 | 0.1485 | 45.3461 | 6.0261 | 228.977 | 0 | 0 | 0 | 0 | 7.632 | 16.3909 | 0 | 15.0989 | 0 | 0.6747 | 11.2212 | 0 | -1 | -4.2 | 11.6815 | 0 | 0 | 15.188 | 15.188 | 15.188 | 15.188 | 17.6605 | 19.9017 | 1.3368 | 0 | 0 | 0 | 0 | 0 | 0 | 0 | 0 | 0 | 0 | 0 | 0 | 0 | -50 | 0 | 0 | 0 | 7.7211 | 0 | -336.7259 | 15.8329 | 1.7014 | 64.2243 | 67.8938 | 102.9552 | 999.5167 | 28.5429 | 49.238 | 1.1346 | 0.3248 | 0 | 13.847 | 3.48 | 29.422 | 972.4 | 351.8004 | -394.0159 | 8.3267 | 4.06 | -2.09 | 11.7821 | 4.212 | 2025-10-29 | 2025_10_29 Hr 24 | 74.5043 | -1.5e-05 | -972.4 | -371.627 | 318.2447 | 790.8799 | 184.8569 | 15.4013 | 34.6442 | 62.9735 | 145.6633 | 109.6079 | 22.8901 | 179.1062 | 176.4163 | 0 | 6.0261 | 45.3461 | 228.977 | 0 | 132.1181 | 0
2025_10_30 Hr 01 | 0 | 0 | 0 | 3.8139 | 3.8193 | 3.8193 | 3.8097 | 3.8139 | 3.8139 | 66.0664 | 0 | 0.08 | 66 | 0 | 89.5531 | 89.5531 | 176.4163 | 0 | 0 | 0.046 | 0.0275 | 1.0494 | 0 | 0 | 0 | 0 | 0 | 0.00282 | 0.1485 | 45.3461 | 6.0261 | 228.977 | 0 | 0 | 0 | 0 | 8.2253 | 17.9884 | 0 | 2.4097 | -2.8262 | 0.6747 | 11.2979 | 0 | -1 | -4.2 | 11.7968 | 0 | 0 | 15.2321 | 15.2321 | 15.2321 | 15.2321 | 17.7117 | 21.9024 | 1.3368 | 0 | 0 | 0 | 0 | 0 | 0 | 0 | 0 | 0 | 0 | 0 | 0 | 0 | -50 | 0 | 0 | 0 | 7.819 | 0 | -372.3643 | 14.9279 | 1.7014 | 64.2243 | 67.8938 | 107.4378 | 1001.069 | 28.736 | 46.9135 | 1.1346 | 0.3248 | 0 | 13.847 | 3.48 | 29.422 | 929.4833 | 358.4847 | -429.6543 | 8.3559 | 4.06 | -2.09 | 11.2206 | 4.0109 | 2025-10-30 | 2025_10_30 Hr 01 | 76.9731 | 4.6e-05 | -929.4833 | -422.7808 | 315.9986 | 790.8799 | 195.3402 | 15.4013 | 34.6442 | 65.4833 | 144.7063 | 105.809 | 22.8901 | 179.1062 | 176.4163 | 0 | 6.0261 | 45.3461 | 228.977 | 0 | 132.1181 | 0
2025_10_30 Hr 02 | 0 | 0 | 0 | 3.8139 | 3.8193 | 3.8193 | 3.8097 | 3.8139 | 3.8139 | 66.7623 | 0 | 0.08 | 76 | 0 | 89.5531 | 89.5531 | 176.4163 | 0 | 0 | 0.046 | 0.0275 | 1.0494 | 0 | 0 | 0 | 0 | 0 | 0.00282 | 0.1485 | 45.3461 | 6.0261 | 228.977 | 0 | 0 | 0 | 0 | 8.406 | 18.4831 | 0 | 10.1926 | 0 | 0.6747 | 11.2979 | 0 | -1 | -4.2 | 11.7968 | 0 | 0 | 15.498 | 15.498 | 15.498 | 15.498 | 18.0209 | 23.7978 | 1.3368 | 0 | 0 | 0 | 0 | 0 | 0 | 0 | 0 | 0 | 0 | 0 | 0 | 0 | -50 | 0 | 0 | 0 | 7.819 | 0 | -391.5079 | 14.9279 | 1.7014 | 64.2243 | 67.8938 | 98.0388 | 1003.814 | 28.8342 | 47.0738 | 1.1346 | 0.3248 | 0 | 13.847 | 3.48 | 29.422 | 926.5 | 361.2916 | -448.7979 | 8.3559 | 4.06 | -2.09 | 11.2589 | 4.0246 | 2025-10-30 | 2025_10_30 Hr 02 | 74.5611 | 4e-06 | -926.5 | -431.3153 | 319.0534 | 790.8799 | 197.8366 | 15.4013 | 34.6442 | 66.1587 | 146.7751 | 106.1195 | 22.8901 | 179.1062 | 176.4163 | 0 | 6.0261 | 45.3461 | 228.977 | 0 | 132.1181 | 0
2025_10_30 Hr 03 | 0 | 0 | 0 | 3.8139 | 3.8193 | 3.8193 | 3.8097 | 3.8139 | 3.8139 | 65.3705 | 0 | 0.08 | 77 | 0 | 89.5531 | 89.5531 | 176.4163 | 0 | 0 | 0.046 | 0.0275 | 1.0494 | 0 | 0 | 0 | 0 | 0 | 0.00282 | 0.1485 | 45.3461 | 6.0261 | 228.977 | 0 | 0 | 0 | 0 | 8.0446 | 17.4937 | 0 | 0 | -10.3406 | 0.6747 | 11.2979 | 0 | -1 | -4.2 | 11.7968 | 0 | 0 | 14.9661 | 14.9661 | 14.9661 | 14.9661 | 17.4025 | 29.7999 | 1.3368 | 0 | 0 | 0 | 0 | 0 | 0 | 0 | 0 | 0 | 0 | 0 | 0 | 0 | -50 | 0 | 0 | 0 | 7.819 | 0 | -400.9094 | 14.9279 | 1.7014 | 64.2243 | 67.8938 | 98.4726 | 998.3253 | 28.6378 | 46.7532 | 1.1346 | 0.3248 | 0 | 13.847 | 3.48 | 29.422 | 897.8917 | 368.1064 | -458.1994 | 8.3559 | 4.06 | -2.09 | 11.1822 | 3.9972 | 2025-10-30 | 2025_10_30 Hr 03 | 73.596 | -6.6e-05 | -897.8917 | -461.25 | 312.9438 | 790.8799 | 205.2725 | 15.4013 | 34.6442 | 64.8078 | 142.6376 | 105.4984 | 22.8901 | 179.1062 | 176.4163 | 0 | 6.0261 | 45.3461 | 228.977 | 0 | 132.1181 | 0
2025_10_30 Hr 04 | 0 | 0 | 0 | 3.8139 | 3.8193 | 3.8193 | 3.8097 | 3.8139 | 3.8139 | 69.4025 | 0 | 0.08 | 71 | 0 | 89.5531 | 89.5531 | 176.4163 | 0 | 0 | 0.046 | 0.0275 | 1.0494 | 0 | 0 | 0 | 0 | 0 | 0.00282 | 0.1485 | 45.3461 | 6.0261 | 228.977 | 0 | 0 | 0 | 0 | 9.0917 | 20.3602 | 0 | 0 | -16.7616 | 0.6747 | 11.2979 | 0 | -1 | -4.2 | 11.7968 | 0 | 0 | 16.5069 | 16.5069 | 16.5069 | 16.5069 | 19.1941 | 31.8006 | 1.3368 | 0 | 0 | 0 | 0 | 0 | 0 | 0 | 0 | 0 | 0 | 0 | 0 | 0 | -50 | 0 | 0 | 0 | 7.819 | 0 | -383.1256 | 14.9279 | 1.7014 | 64.2243 | 67.8938 | 78.5178 | 1014.226 | 29.2068 | 47.6821 | 1.1346 | 0.3248 | 0 | 13.847 | 3.48 | 29.422 | 903 | 345.9517 | -440.4156 | 8.3559 | 4.06 | -2.09 | 11.4044 | 4.0766 | 2025-10-30 | 2025_10_30 Hr 04 | 71.7631 | 5e-06 | -903 | -449.8872 | 330.6435 | 790.8799 | 181.3184 | 15.4013 | 34.6442 | 68.7215 | 154.6242 | 107.2978 | 22.8901 | 179.1062 | 176.4163 | 0 | 6.0261 | 45.3461 | 228.977 | 0 | 132.1181 | 0
2025_10_30 Hr 05 | 0 | 0 | 0 | 3.8139 | 3.8193 | 3.8193 | 3.8097 | 3.8139 | 3.8139 | 75.3993 | 0 | 0.08 | 71 | 0 | 89.5531 | 89.5531 | 176.4163 | 0 | 0 | 0.046 | 0.0275 | 1.0494 | 0 | 0 | 0 | 0 | 0 | 0.00282 | 0.1485 | 45.3461 | 6.0261 | 228.977 | 0 | 0 | 0 | 0 | 10.6491 | 24.6237 | 0 | 8.9141 | -0.95339 | 0.6747 | 11.2979 | 0 | -1 | -4.2 | 11.7968 | 0 | 0 | 18.7985 | 18.7985 | 18.7985 | 18.7985 | 21.8587 | 37.6974 | 1.3368 | 0 | 0 | 0 | 0 | 0 | 0 | 0 | 0 | 0 | 0 | 0 | 0 | 0 | -50 | 0 | 0 | 0 | 7.819 | 0 | -357.9538 | 14.9279 | 1.7014 | 64.2243 | 67.8938 | 53.502 | 1037.874 | 30.053 | 49.0635 | 1.1346 | 0.3248 | 0 | 13.847 | 3.48 | 29.422 | 960.1 | 329.5089 | -415.2438 | 8.3559 | 4.06 | -2.09 | 11.7348 | 4.1948 | 2025-10-30 | 2025_10_30 Hr 05 | 74.8531 | -1.8e-06 | -960.1 | -399.9931 | 356.9683 | 790.8799 | 162.1994 | 15.4013 | 34.6442 | 74.5424 | 172.452 | 109.974 | 22.8901 | 179.1062 | 176.4163 | 0 | 6.0261 | 45.3461 | 228.977 | 0 | 132.1181 | 0
2025_10_30 Hr 06 | 0 | 0 | 0 | 3.8139 | 3.8193 | 3.8193 | 3.8097 | 3.8139 | 3.8139 | 91.8139 | 0 | 0.08 | 76 | 0 | 89.5531 | 89.5531 | 176.4163 | 0 | 0 | 0.046 | 0.0275 | 1.0494 | 0 | 0 | 0 | 0 | 0 | 0.00282 | 0.1485 | 44.6941 | 6.0261 | 228.977 | 0 | 0 | 0 | 0 | 14.9121 | 36.2936 | 0 | 32.4387 | 0 | 0.6747 | 11.2979 | 0 | -1 | -4.2 | 11.7968 | 0 | 0 | 25.071 | 25.071 | 25.071 | 25.071 | 29.1523 | 38.7504 | 1.3368 | 0 | 0 | 0 | 0 | 0 | 0 | 0 | 0 | 0 | 0 | 0 | 0 | 0 | -50 | 0 | 0 | 0 | 7.819 | 0 | -384.0718 | 14.9279 | 1.7014 | 62.587 | 66.2565 | 57.5508 | 1098.679 | 32.3692 | 52.8449 | 1.1346 | 0.3248 | 0 | 13.847 | 3.48 | 29.422 | 1036.692 | 346.936 | -441.3618 | 8.3559 | 4.06 | -2.09 | 12.6392 | 4.5181 | 2025-10-30 | 2025_10_30 Hr 06 | 82.1926 | -0.00035 | -1036.692 | -401.6331 | 429.0247 | 786.9533 | 172.3012 | 15.4013 | 34.6442 | 90.4753 | 221.2502 | 117.2993 | 22.8901 | 179.1062 | 176.4163 | 0 | 6.0261 | 44.6941 | 228.977 | 0 | 128.8435 | 0
2025_10_30 Hr 07 | 0 | 0 | 0 | 3.8139 | 3.8193 | 3.8193 | 3.8097 | 3.8139 | 3.8139 | 114.7983 | -14 | 0.08 | 80 | 0 | 89.5531 | 89.5531 | 173.7529 | 0 | 0 | 0.046 | 0.0275 | 1.0494 | 0 | 0 | 0 | 0 | 0 | 0.00282 | 0.1485 | 45.3461 | 6.0261 | 226.1846 | 0 | 0 | 0 | 0 | 20.8813 | 52.6343 | 0 | 3.5325 | -0.67469 | 0.6747 | 11.2979 | 0 | -1 | -4.2 | 11.7968 | 0 | 0 | 33.8541 | 33.8541 | 33.8541 | 33.8541 | 39.3652 | 31.8006 | 1.3368 | 0 | 0 | 0 | 0 | 0 | 0 | 0 | 0 | 0 | 0 | 0 | 0 | -75 | 0 | 0 | 0 | 0 | 7.819 | 0 | -312.1556 | 14.9279 | 1.7014 | 62.9821 | 66.5807 | 92.9778 | 1185.234 | 35.6125 | 58.1398 | 1.1346 | 0.3248 | 0 | 13.847 | 3.48 | 29.422 | 1169.317 | 389.6704 | -408.4456 | 8.3559 | 4.06 | -2.09 | 13.9056 | 4.9707 | 2025-10-30 | 2025_10_30 Hr 07 | 78.5918 | -0.0004031 | -1169.317 | -384.2978 | 515.9217 | 782.8688 | 204.7784 | 15.4013 | 34.6442 | 112.7853 | 289.5799 | 113.5565 | 22.8901 | 179.1062 | 173.7529 | 0 | 6.0261 | 45.3461 | 226.1846 | 0 | 129.5628 | 0
2025_10_30 Hr 08 | 0 | 0 | 0 | 3.8139 | 3.8193 | 3.8193 | 3.8097 | 3.8139 | 3.8139 | 125.0932 | -14 | 0.08 | 82 | 0 | 89.5531 | 89.5531 | 173.7529 | 0 | 0 | 0.046 | 0.0275 | 1.0494 | 0 | 0 | 0 | 0 | 0 | 0.00282 | 0.1485 | 45.3461 | 6.0261 | 226.1846 | 0 | 0 | 0 | 0 | 23.555 | 59.9535 | 0 | 0 | -12.6614 | 0.6747 | 11.2979 | 0 | -1 | -4.2 | 11.7968 | 0 | 0 | 37.7881 | 37.7881 | 37.7881 | 37.7881 | 43.9397 | 38.7504 | 1.3368 | 0 | 0 | 0 | 0 | 0 | 0 | 0 | 0 | 0 | 0 | 0 | 0 | -75 | 0 | 0 | 0 | 0 | 7.819 | 0 | -320.9376 | 14.9279 | 1.7014 | 62.9821 | 66.5807 | 109.0284 | 1225.832 | 37.0652 | 60.5114 | 1.1346 | 0.3248 | 0 | 13.847 | 3.48 | 29.422 | 1215.208 | 419.2651 | -417.2276 | 8.3559 | 4.06 | -2.09 | 14.4728 | 5.1735 | 2025-10-30 | 2025_10_30 Hr 08 | 79.101 | 0.000266 | -1215.208 | -408.599 | 561.1142 | 782.8688 | 229.7788 | 15.4013 | 34.6442 | 122.7781 | 320.1853 | 118.1508 | 22.8901 | 179.1062 | 173.7529 | 0 | 6.0261 | 45.3461 | 226.1846 | 0 | 129.5628 | 0
2025_10_30 Hr 09 | 4.6583 | 0.00027 | 0.007614 | 3.8139 | 3.8193 | 3.8193 | 3.8097 | 3.8139 | 3.8139 | 121.6138 | -14 | 0.08 | 65 | 0 | 89.5531 | 89.5531 | 173.7529 | 0 | 0 | 0.046 | 0.0275 | 1.0494 | 0 | 0 | 0 | 0 | 0 | 0.00282 | 0.1485 | 45.3461 | 6.0261 | 226.1846 | 0 | 0 | 0 | 0 | 22.6513 | 57.4798 | 0 | 0 | -25.6797 | 0.6747 | 11.2979 | 0 | -1 | -4.2 | 11.7968 | 0 | 0 | 36.4585 | 36.4585 | 36.4585 | 36.4585 | 42.3936 | 38.7504 | 1.3368 | 0 | 0 | 0 | 0 | 0 | 0 | 0 | 0 | 0 | 0 | 0 | 0 | -75 | 0 | 0 | 0 | 0 | 7.819 | 0 | -285.6025 | 14.9279 | 1.7014 | 62.9821 | 66.5807 | 115.9692 | 1212.119 | 36.5742 | 59.7099 | 1.1346 | 0.3248 | -4.6583 | 13.847 | 3.48 | 29.422 | 1212.2 | 412.3117 | -386.5508 | 8.3559 | 4.06 | -2.09 | 14.2811 | 5.105 | 2025-10-30 | 2025_10_30 Hr 09 | 77.2644 | -7.8e-05 | -1212.2 | -386.2822 | 545.8403 | 782.8688 | 219.7275 | 15.4013 | 34.6442 | 119.4008 | 309.8415 | 116.598 | 22.8901 | 179.1062 | 173.7529 | 0 | 6.0261 | 45.3461 | 226.1846 | 0 | 129.5628 | 0
2025_10_30 Hr 10 | 9.3281 | 0.00069 | 0.019458 | 3.8139 | 3.8193 | 3.8193 | 3.8097 | 3.8139 | 3.8139 | 119.3829 | -14 | 0.08 | 47 | 0 | 89.5531 | 89.5531 | 173.7529 | 0 | 0 | 0.046 | 0.0275 | 1.0494 | 0 | 0 | 0 | 0 | 0 | 0.00282 | 0.1485 | 45.3461 | 6.0261 | 226.1846 | 0 | 0 | 0 | 0 | 22.072 | 55.8938 | 0 | 0 | -40.3239 | 0.6747 | 11.2979 | 0 | -1 | -4.2 | 11.7968 | 0 | 0 | 35.606 | 35.606 | 35.606 | 35.606 | 41.4024 | 27.7992 | 1.3368 | 0 | 0 | 0 | 0 | 0 | 0 | 0 | 0 | 0 | 0 | 0 | 0 | -75 | 0 | 0 | 0 | 0 | 7.819 | 0 | -221.2732 | 14.9279 | 1.7014 | 62.9821 | 66.5807 | 108.0162 | 1203.333 | 36.2594 | 59.1959 | 1.1346 | 0.3248 | -9.3281 | 13.847 | 3.48 | 29.422 | 1215.2 | 379.0822 | -326.8913 | 8.3559 | 4.06 | -2.09 | 14.1582 | 5.061 | 2025-10-30 | 2025_10_30 Hr 10 | 76.7802 | -6.4e-05 | -1215.2 | -336.5971 | 536.0472 | 782.8688 | 182.8355 | 15.4013 | 34.6442 | 117.2353 | 303.2094 | 115.6024 | 22.8901 | 179.1062 | 173.7529 | 0 | 6.0261 | 45.3461 | 226.1846 | 0 | 129.5628 | 0
2025_10_30 Hr 11 | 10.8919 | 0.003315 | 0.093483 | 3.8139 | 3.8193 | 3.8193 | 3.8097 | 3.8139 | 3.8139 | 113.12 | -14 | 0.08 | 35 | 0 | 89.5531 | 89.5531 | 173.7529 | 0 | 0 | 0.046 | 0.0275 | 1.0494 | 0 | 0 | 0 | 0 | 0 | 0.00282 | 0.1485 | 45.3461 | 6.0261 | 226.1846 | 0 | 0 | 0 | 0 | 20.4454 | 51.4412 | 0 | 0.73365 | -1.2909 | 0.6747 | 11.2979 | 0 | -1 | -4.2 | 11.7968 | 0 | 0 | 33.2128 | 33.2128 | 33.2128 | 33.2128 | 38.6195 | 23.7978 | 1.3368 | 0 | 0 | 0 | 0 | 0 | 0 | 0 | 0 | 0 | 0 | 0 | 0 | -75 | 0 | 0 | 0 | 0 | 7.819 | 0 | -190.9402 | 14.9279 | 1.7014 | 62.9821 | 66.5807 | 83.4342 | 1178.709 | 35.3757 | 57.7532 | 1.1346 | 0.3248 | -10.8919 | 13.847 | 3.48 | 29.422 | 1217.3 | 337.2703 | -298.1221 | 8.3559 | 4.06 | -2.09 | 13.8131 | 4.9377 | 2025-10-30 | 2025_10_30 Hr 11 | 79.0509 | -8.13e-05 | -1217.3 | -266.4975 | 508.5543 | 782.8688 | 142.3288 | 15.4013 | 34.6442 | 111.1562 | 284.5906 | 112.8075 | 22.8901 | 179.1062 | 173.7529 | 0 | 6.0261 | 45.3461 | 226.1846 | 0 | 129.5628 | 0
2025_10_30 Hr 12 | 15.5402 | 0.001365 | 0.038493 | 3.8139 | 3.8193 | 3.8193 | 3.8097 | 3.8139 | 3.8139 | 108.3717 | -14 | 0.08 | 33 | 0 | 89.5531 | 89.5531 | 173.7529 | 0 | 0 | 0.046 | 0.0275 | 1.0494 | 0 | 0 | 0 | 0 | 0 | 0.00282 | 0.1485 | 45.3461 | 6.0261 | 226.1846 | 0 | 0 | 0 | 0 | 19.2123 | 48.0653 | 0 | 0 | -13.5299 | 0.6747 | 11.2979 | 0 | -1 | -4.2 | 11.7968 | 0 | 0 | 31.3983 | 31.3983 | 31.3983 | 31.3983 | 36.5096 | 29.7999 | 1.3368 | 0 | 0 | 0 | 0 | 0 | 0 | 0 | 0 | 0 | 0 | 0 | 0 | -75 | 0 | 0 | 0 | 0 | 7.819 | 0 | -200.6664 | 14.9279 | 1.7014 | 62.9821 | 66.5807 | 94.4238 | 1159.929 | 34.7056 | 56.6593 | 1.1346 | 0.3248 | -15.5402 | 13.847 | 3.48 | 29.422 | 1188.692 | 354.7893 | -312.4966 | 8.3559 | 4.06 | -2.09 | 13.5515 | 4.8442 | 2025-10-30 | 2025_10_30 Hr 12 | 81.5219 | -0.000386 | -1188.692 | -289.1963 | 487.7101 | 782.8688 | 157.2636 | 15.4013 | 34.6442 | 106.5472 | 270.4744 | 110.6885 | 22.8901 | 179.1062 | 173.7529 | 0 | 6.0261 | 45.3461 | 226.1846 | 0 | 129.5628 | 0
2025_10_30 Hr 13 | 13.988 | 0.00222 | 0.062604 | 3.8139 | 3.8193 | 3.8193 | 3.8097 | 3.8139 | 3.8139 | 99.6118 | -14 | 0.08 | 32 | 0 | 89.5531 | 89.5531 | 173.7529 | 0 | 0 | 0.046 | 0.0275 | 1.0494 | 0 | 0 | 0 | 0 | 0 | 0.00282 | 0.1485 | 45.3461 | 6.0261 | 226.1846 | 0 | 0 | 0 | 0 | 16.9373 | 41.8375 | 0 | 0.23955 | -7.1361 | 0.6747 | 11.2979 | 0 | -1 | -4.2 | 11.7968 | 0 | 0 | 28.0508 | 28.0508 | 28.0508 | 28.0508 | 32.6173 | 33.8013 | 1.3368 | 0 | 0 | 0 | 0 | 0 | 0 | 0 | 0 | 0 | 0 | 0 | 0 | -75 | 0 | 0 | 0 | 0 | 7.819 | 0 | -183.2512 | 14.9279 | 1.7014 | 62.9821 | 66.5807 | 90.5196 | 1125.408 | 33.4695 | 54.6413 | 1.1346 | 0.3248 | -13.988 | 13.847 | 3.48 | 29.422 | 1173.408 | 348.4259 | -293.5292 | 8.3559 | 4.06 | -2.09 | 13.0688 | 4.6716 | 2025-10-30 | 2025_10_30 Hr 13 | 79.7673 | 0.000218 | -1173.408 | -265.1478 | 449.256 | 782.8688 | 156.3857 | 15.4013 | 34.6442 | 98.0444 | 244.4324 | 106.7792 | 22.8901 | 179.1062 | 173.7529 | 0 | 6.0261 | 45.3461 | 226.1846 | 0 | 129.5628 | 0
2025_10_30 Hr 14 | 13.4723 | 0.001545 | 0.043569 | 3.8139 | 3.8193 | 3.8193 | 3.8097 | 3.8139 | 3.8139 | 91.4045 | -14 | 0.08 | 27 | 0 | 89.5531 | 89.5531 | 173.7529 | 0 | 0 | 0.046 | 0.0275 | 1.0494 | 0 | 0 | 0 | 0 | 0 | 0.00282 | 0.1485 | 45.3461 | 6.0261 | 226.1846 | 0 | 0 | 0 | 0 | 14.8058 | 36.0025 | 0 | 4.6704 | 0 | 0.6747 | 11.2979 | 0 | -1 | -4.2 | 11.7968 | 0 | 0 | 24.9146 | 24.9146 | 24.9146 | 24.9146 | 28.9704 | 33.8013 | 1.3368 | 0 | 0 | 0 | 0 | 0 | 0 | 0 | 0 | 0 | 0 | 0 | 0 | -75 | 0 | 0 | 0 | 0 | 7.819 | 0 | -161.942 | 14.9279 | 1.7014 | 62.9821 | 66.5807 | 87.483 | 1093.024 | 32.3114 | 52.7506 | 1.1346 | 0.3248 | -13.4723 | 13.847 | 3.48 | 29.422 | 1162.2 | 336.2102 | -271.7043 | 8.3559 | 4.06 | -2.09 | 12.6166 | 4.51 | 2025-10-30 | 2025_10_30 Hr 14 | 83.0231 | -9.9e-05 | -1162.2 | -232.2716 | 413.2278 | 782.8688 | 148.3294 | 15.4013 | 34.6442 | 90.0779 | 220.0333 | 103.1166 | 22.8901 | 179.1062 | 173.7529 | 0 | 6.0261 | 45.3461 | 226.1846 | 0 | 129.5628 | 0
2025_10_30 Hr 15 | 13.9914 | 0.00222 | 0.062604 | 3.8139 | 3.8193 | 3.8193 | 3.8097 | 3.8139 | 3.8139 | 86.1036 | -14 | 0.08 | 25 | 0 | 89.5531 | 89.5531 | 173.7529 | 0 | 0 | 0.046 | 0.0275 | 1.0494 | 0 | 0 | 0 | 0 | 0 | 0.00282 | 0.1485 | 45.3461 | 6.0261 | 226.1846 | 0 | 0 | 0 | 0 | 13.4291 | 32.2338 | 0 | 5.065 | -0.37874 | 0.6747 | 11.2979 | 0 | -1 | -4.2 | 11.7968 | 0 | 0 | 22.8889 | 22.8889 | 22.8889 | 22.8889 | 26.615 | 31.8006 | 1.3368 | 0 | 0 | 0 | 0 | 0 | 0 | 0 | 0 | 0 | 0 | 0 | 0 | -75 | 0 | 0 | 0 | 0 | 7.819 | 0 | -145.9434 | 14.9279 | 1.7014 | 62.9821 | 66.5807 | 90.5196 | 1072.138 | 31.5634 | 51.5294 | 1.1346 | 0.3248 | -13.9914 | 13.847 | 3.48 | 29.422 | 1154 | 333.4002 | -256.2248 | 8.3559 | 4.06 | -2.09 | 12.3246 | 4.4056 | 2025-10-30 | 2025_10_30 Hr 15 | 80.4936 | -8.03e-05 | -1154 | -216.2571 | 389.9577 | 782.8688 | 147.385 | 15.4013 | 34.6442 | 84.9325 | 204.2743 | 100.7509 | 22.8901 | 179.1062 | 173.7529 | 0 | 6.0261 | 45.3461 | 226.1846 | 0 | 129.5628 | 0
2025_10_30 Hr 16 | 14.5104 | 0.00366 | 0.10321 | 3.8139 | 3.8193 | 3.8193 | 3.8097 | 3.8139 | 3.8139 | 81.6418 | -14 | 0.08 | 21 | 0 | 89.5531 | 89.5531 | 173.7529 | 0 | 0 | 0.046 | 0.0275 | 1.0494 | 0 | 0 | 0 | 0 | 0 | 0.00282 | 0.1485 | 45.3461 | 6.0261 | 226.1846 | 0 | 0 | 0 | 0 | 12.2703 | 29.0617 | 0 | 11.8831 | 0 | 0.6747 | 11.2979 | 0 | -1 | -4.2 | 11.7968 | 0 | 0 | 21.1839 | 21.1839 | 21.1839 | 21.1839 | 24.6325 | 40.7511 | 1.3368 | 0 | 0 | 0 | 0 | 0 | 0 | 0 | 0 | 0 | 0 | 0 | 0 | -75 | 0 | 0 | 0 | 0 | 7.819 | 0 | -123.2425 | 14.9279 | 1.7014 | 62.9821 | 66.5807 | 89.5074 | 1054.584 | 30.9338 | 50.5016 | 1.1346 | 0.3248 | -14.5104 | 13.847 | 3.48 | 29.422 | 1168.292 | 335.8679 | -234.0429 | 8.3559 | 4.06 | -2.09 | 12.0787 | 4.3177 | 2025-10-30 | 2025_10_30 Hr 16 | 84.6927 | -0.000413 | -1168.292 | -186.3594 | 370.3713 | 782.8688 | 151.3654 | 15.4013 | 34.6442 | 80.6016 | 191.0099 | 98.7598 | 22.8901 | 179.1062 | 173.7529 | 0 | 6.0261 | 45.3461 | 226.1846 | 0 | 129.5628 | 0
2025_10_30 Hr 17 | 7.7776 | 0.00339 | 0.095598 | 3.8139 | 3.8193 | 3.8193 | 3.8097 | 3.8139 | 3.8139 | 83.8727 | -14 | 0.08 | 22 | 0 | 89.5531 | 89.5531 | 173.7529 | 0 | 0 | 0.046 | 0.0275 | 1.0494 | 0 | 0 | 0 | 0 | 0 | 0.00282 | 0.1485 | 45.3461 | 6.0261 | 226.1846 | 0 | 0 | 0 | 0 | 12.8497 | 30.6478 | 0 | 20.4428 | -5.4024 | 0.6747 | 11.2979 | 0 | -1 | -4.2 | 11.7968 | 0 | 0 | 22.0364 | 22.0364 | 22.0364 | 22.0364 | 25.6237 | 38.7504 | 1.3368 | 0 | 0 | 0 | 0 | 0 | 0 | 0 | 0 | 0 | 0 | 0 | 0 | -75 | 0 | 0 | 0 | 0 | 7.819 | 22.0991 | 0 | 14.9279 | 1.7014 | 62.9821 | 66.5807 | 94.4238 | 1063.374 | 31.2486 | 51.0155 | 1.1346 | 0.3248 | -7.7776 | 13.847 | 3.48 | 29.422 | 1330.492 | 356.1451 | -104.0676 | 8.3559 | 4.06 | -2.09 | 12.2017 | 4.3616 | 2025-10-30 | 2025_10_30 Hr 17 | 84.5353 | -0.00041 | -1330.492 | -37.8604 | 380.1645 | 782.8688 | 155.2732 | 15.4013 | 34.6442 | 82.7671 | 197.6421 | 99.7554 | 22.8901 | 179.1062 | 173.7529 | 0 | 6.0261 | 45.3461 | 226.1846 | 0 | 129.5628 | 0
2025_10_30 Hr 18 | 0.51906 | 0.001905 | 0.053721 | 3.8139 | 3.8193 | 3.8193 | 3.8097 | 3.8139 | 3.8139 | 90.4221 | -14 | 0.08 | 25 | 0 | 89.5531 | 89.5531 | 173.7529 | 0 | 0 | 0.046 | 0.0275 | 1.0494 | 0 | 0 | 0 | 0 | 0 | 0.00282 | 0.1485 | 45.3461 | 6.0261 | 226.1846 | 0 | 0 | 0 | 0 | 14.5506 | 35.3041 | 0 | 11.7482 | 0 | 0.6747 | 11.2979 | 0 | -1 | -4.2 | 11.7968 | 0 | 0 | 24.5392 | 24.5392 | 24.5392 | 24.5392 | 28.5339 | 53.5977 | 1.3368 | 0 | 0 | 0 | 0 | 0 | 0 | 0 | 0 | 0 | 0 | 0 | 0 | -75 | 0 | 0 | 0 | 0 | 7.819 | 0 | -188.878 | 14.9279 | 1.7014 | 62.9821 | 66.5807 | 102.9552 | 1089.16 | 32.1728 | 52.5243 | 1.1346 | 0.3248 | -0.51906 | 13.847 | 3.48 | 29.422 | 1171.308 | 356.0875 | -285.6871 | 8.3559 | 4.06 | -2.09 | 12.5625 | 4.4906 | 2025-10-30 | 2025_10_30 Hr 18 | 88.4756 | 0.000235 | -1171.308 | -252.1298 | 408.9152 | 782.8688 | 181.6085 | 15.4013 | 34.6442 | 89.1243 | 217.1127 | 102.6782 | 22.8901 | 179.1062 | 173.7529 | 0 | 6.0261 | 45.3461 | 226.1846 | 0 | 129.5628 | 0
2025_10_30 Hr 19 | 0 | 0.0012 | 0.03384 | 3.8139 | 3.8193 | 3.8193 | 3.8097 | 3.8139 | 3.8139 | 96.4189 | -14 | 0.08 | 50 | 0 | 89.5531 | 89.5531 | 173.7529 | 0 | 0 | 0.046 | 0.0275 | 1.0494 | 0 | 0 | 0 | 0 | 0 | 0.00282 | 0.1485 | 45.3461 | 6.0261 | 226.1846 | 0 | 0 | 0 | 0 | 16.1081 | 39.5675 | 0 | 20.0511 | 0 | 0.6747 | 11.2979 | 0 | -1 | -4.2 | 11.7968 | 0 | 0 | 26.8307 | 26.8307 | 26.8307 | 26.8307 | 31.1986 | 54.6507 | 1.3368 | 0 | 0 | 0 | 0 | 0 | 0 | 0 | 0 | 0 | 0 | 0 | 0 | -75 | 0 | 0 | 0 | 0 | 7.819 | 0 | -286.1563 | 14.9279 | 1.7014 | 62.9821 | 66.5807 | 112.065 | 1112.788 | 33.019 | 53.9058 | 1.1346 | 0.3248 | 0 | 13.847 | 3.48 | 29.422 | 1143.8 | 393.4068 | -382.4463 | 8.3559 | 4.06 | -2.09 | 12.8929 | 4.6088 | 2025-10-30 | 2025_10_30 Hr 19 | 86.2133 | -9e-05 | -1143.8 | -341.1051 | 435.24 | 782.8688 | 216.7507 | 15.4013 | 34.6442 | 94.9452 | 234.9405 | 105.3544 | 22.8901 | 179.1062 | 173.7529 | 0 | 6.0261 | 45.3461 | 226.1846 | 0 | 129.5628 | 0
2025_10_30 Hr 20 | 0 | 0.00021 | 0.005922 | 3.8139 | 3.8193 | 3.8193 | 3.8097 | 3.8139 | 3.8139 | 93.9015 | -14 | 0.08 | 62 | 0 | 89.5531 | 89.5531 | 173.7529 | 0 | 0 | 0.046 | 0.0275 | 1.0494 | 0 | 0 | 0 | 0 | 0 | 0.00282 | 0.1485 | 45.3461 | 6.0261 | 226.1846 | 0 | 0 | 0 | 0 | 15.4543 | 37.7778 | 0 | 8.3665 | -0.28684 | 0.6747 | 11.2979 | 0 | -1 | -4.2 | 11.7968 | 0 | 0 | 25.8688 | 25.8688 | 25.8688 | 25.8688 | 30.08 | 58.6521 | 1.3368 | 0 | 0 | 0 | 0 | 0 | 0 | 0 | 0 | 0 | 0 | 0 | 0 | -75 | 0 | 0 | 0 | 0 | 7.819 | 0 | -206.5987 | 14.9279 | 1.7014 | 62.9821 | 66.5807 | 133.4658 | 1102.833 | 32.6638 | 53.3258 | 1.1346 | 0.3248 | 0 | 13.847 | 3.48 | 29.422 | 1237.708 | 429.6845 | -302.8887 | 8.3559 | 4.06 | -2.09 | 12.7542 | 4.5592 | 2025-10-30 | 2025_10_30 Hr 20 | 87.4321 | 0.0002625 | -1237.708 | -273.5191 | 424.189 | 782.8688 | 254.124 | 15.4013 | 34.6442 | 92.5016 | 227.4565 | 104.2309 | 22.8901 | 179.1062 | 173.7529 | 0 | 6.0261 | 45.3461 | 226.1846 | 0 | 129.5628 | 0
2025_10_30 Hr 21 | 0 | 0 | 0 | 3.8139 | 3.8193 | 3.8193 | 3.8097 | 3.8139 | 3.8139 | 96.9715 | -14 | 0.08 | 74 | 0 | 89.5531 | 89.5531 | 173.7529 | 0 | 0 | 0.046 | 0.0275 | 1.0494 | 0 | 0 | 0 | 0 | 0 | 0.00282 | 0.1485 | 45.3461 | 6.0261 | 226.1846 | 0 | 0 | 0 | 0 | 16.2516 | 39.9604 | 0 | 7.1824 | -8.7092 | 0.6747 | 11.2979 | 0 | -1 | -4.2 | 11.7968 | 0 | 0 | 27.0419 | 27.0419 | 27.0419 | 27.0419 | 31.4441 | 61.6005 | 1.3368 | 0 | 0 | 0 | 0 | 0 | 0 | 0 | 0 | 0 | 0 | 0 | 0 | -75 | 0 | 0 | 0 | 0 | 7.819 | 0 | -247.2223 | 14.9279 | 1.7014 | 62.9821 | 66.5807 | 140.985 | 1114.934 | 33.097 | 54.0331 | 1.1346 | 0.3248 | 0 | 13.847 | 3.48 | 29.422 | 1223.417 | 453.522 | -343.5123 | 8.3559 | 4.06 | -2.09 | 12.9234 | 4.6196 | 2025-10-30 | 2025_10_30 Hr 21 | 82.4233 | -0.000429 | -1223.417 | -323.7491 | 437.6659 | 782.8688 | 276.5855 | 15.4013 | 34.6442 | 95.4816 | 236.5833 | 105.601 | 22.8901 | 179.1062 | 173.7529 | 0 | 6.0261 | 45.3461 | 226.1846 | 0 | 129.5628 | 0
2025_10_30 Hr 22 | 0 | 0 | 0 | 3.8139 | 3.8193 | 3.8193 | 3.8097 | 3.8139 | 3.8139 | 92.1004 | -14 | 0.08 | 80 | 0 | 89.5531 | 89.5531 | 173.7529 | 0 | 0 | 0.046 | 0.0275 | 1.0494 | 0 | 0 | 0 | 0 | 0 | 0.00282 | 0.1485 | 45.3461 | 6.0261 | 226.1846 | 0 | 0 | 0 | 0 | 14.9865 | 36.4973 | 0 | 2.3714 | -2.2258 | 0.6747 | 11.2979 | 0 | -1 | -4.2 | 11.7968 | 0 | 0 | 25.1805 | 25.1805 | 25.1805 | 25.1805 | 29.2797 | 50.6493 | 1.3368 | 0 | 0 | 0 | 0 | 0 | 0 | 0 | 0 | 0 | 0 | 0 | 0 | -75 | 0 | 0 | 0 | 0 | 7.819 | 0 | -290.5719 | 14.9279 | 1.7014 | 62.9821 | 66.5807 | 141.5634 | 1095.724 | 32.4096 | 52.9109 | 1.1346 | 0.3248 | 0 | 13.847 | 3.48 | 29.422 | 1155.983 | 446.9753 | -386.8619 | 8.3559 | 4.06 | -2.09 | 12.655 | 4.5237 | 2025-10-30 | 2025_10_30 Hr 22 | 83.7256 | 0.000239 | -1155.983 | -365.4263 | 416.2826 | 782.8688 | 272.2127 | 15.4013 | 34.6442 | 90.7534 | 222.102 | 103.4271 | 22.8901 | 179.1062 | 173.7529 | 0 | 6.0261 | 45.3461 | 226.1846 | 0 | 129.5628 | 0
2025_10_30 Hr 23 | 0 | 0 | 0 | 3.8139 | 3.8193 | 3.8193 | 3.8097 | 3.8139 | 3.8139 | 81.2529 | 0 | 0.08 | 71 | 0 | 89.5531 | 89.5531 | 176.4163 | 0 | 0 | 0.046 | 0.0275 | 1.0494 | 0 | 0 | 0 | 0 | 0 | 0.00282 | 0.1485 | 45.3461 | 6.0261 | 228.977 | 0 | 0 | 0 | 0 | 12.1693 | 28.7853 | 0 | 0.31638 | -2.5677 | 0.6747 | 11.2979 | 0 | -1 | -4.2 | 11.7968 | 0 | 0 | 21.0353 | 21.0353 | 21.0353 | 21.0353 | 24.4597 | 57.5991 | 1.3368 | 0 | 0 | 0 | 0 | 0 | 0 | 0 | 0 | 0 | 0 | 0 | 0 | 0 | -50 | 0 | 0 | 0 | 7.819 | 0 | -363.4019 | 14.9279 | 1.7014 | 64.2243 | 67.8938 | 139.9728 | 1060.958 | 30.879 | 50.412 | 1.1346 | 0.3248 | 0 | 13.847 | 3.48 | 29.422 | 1076.508 | 438.4937 | -420.6919 | 8.3559 | 4.06 | -2.09 | 12.0573 | 4.31 | 2025-10-30 | 2025_10_30 Hr 23 | 86.864 | 0.0003463 | -1076.508 | -415.6532 | 382.6643 | 790.8799 | 268.5719 | 15.4013 | 34.6442 | 80.2242 | 189.8538 | 112.5862 | 22.8901 | 179.1062 | 176.4163 | 0 | 6.0261 | 45.3461 | 228.977 | 0 | 132.1181 | 0
2025_10_30 Hr 24 | 0 | 0 | 0 | 3.8139 | 3.8193 | 3.8193 | 3.8097 | 3.8139 | 3.8139 | 70.3849 | 0 | 0.08 | 80 | 0 | 89.5531 | 89.5531 | 176.4163 | 0 | 0 | 0.046 | 0.0275 | 1.0494 | 0 | 0 | 0 | 0 | 0 | 0.00282 | 0.1485 | 45.3461 | 6.0261 | 228.977 | 0 | 0 | 0 | 0 | 9.3468 | 21.0587 | 0 | 3.3031 | -0.84545 | 0.6747 | 11.2979 | 0 | -1 | -4.2 | 11.7968 | 0 | 0 | 16.8823 | 16.8823 | 16.8823 | 16.8823 | 19.6306 | 68.5503 | 1.3368 | 0 | 0 | 0 | 0 | 0 | 0 | 0 | 0 | 0 | 0 | 0 | 0 | 0 | -50 | 0 | 0 | 0 | 7.819 | 0 | -441.0207 | 14.9279 | 1.7014 | 64.2243 | 67.8938 | 137.5146 | 1018.1 | 29.3454 | 47.9084 | 1.1346 | 0.3248 | 0 | 13.847 | 3.48 | 29.422 | 973.3834 | 451.1366 | -498.3107 | 8.3559 | 4.06 | -2.09 | 11.4585 | 4.096 | 2025-10-30 | 2025_10_30 Hr 24 | 85.7286 | -7.67e-05 | -973.3834 | -488.563 | 334.9561 | 790.8799 | 286.0649 | 15.4013 | 34.6442 | 69.6751 | 157.5448 | 107.7362 | 22.8901 | 179.1062 | 176.4163 | 0 | 6.0261 | 45.3461 | 228.977 | 0 | 132.1181 | 0
2025_10_31 Hr 01 | 0 | 0 | 0 | 3.8139 | 3.8193 | 3.8193 | 3.8097 | 3.8139 | 3.8139 | 69.3242 | 0 | 0.08 | 77 | 0 | 89.5531 | 89.5531 | 176.4163 | 0 | 0 | 0.046 | 0.0275 | 1.0494 | 0 | 0 | 0 | 0 | 0 | 0.00282 | 0.1485 | 45.3461 | 6.0261 | 228.977 | 0 | 0 | 0 | 0 | 8.1813 | 17.841 | 0 | 16.7882 | 0 | 0.6747 | 11.3746 | 0 | -1 | -4.2 | 11.9121 | 0 | 0 | 15.9066 | 15.9066 | 15.9066 | 15.9066 | 18.496 | 69.498 | 1.3368 | 0 | 0 | 0 | 0 | 0 | 0 | 0 | 0 | 0 | 0 | 0 | 0 | 0 | -50 | 0 | 0 | 0 | 7.9169 | 0 | -443.1406 | 18.1077 | 1.7014 | 64.2243 | 67.8938 | 133.4658 | 1007.937 | 31.6165 | 56.3419 | 1.1346 | 0.3248 | 0 | 13.847 | 3.48 | 29.422 | 986.7167 | 462.4218 | -500.4306 | 8.385 | 4.06 | -2.09 | 14.1088 | 4.9477 | 2025-10-31 | 2025_10_31 Hr 01 | 79.5681 | -3.1e-05 | -986.7167 | -476.3524 | 342.1799 | 790.8799 | 279.9638 | 15.4013 | 34.6442 | 65.6109 | 151.4465 | 125.1225 | 22.8901 | 179.1062 | 176.4163 | 0 | 6.0261 | 45.3461 | 228.977 | 0 | 132.1181 | 0
2025_10_31 Hr 02 | 0 | 0 | 0 | 3.8139 | 3.8193 | 3.8193 | 3.8097 | 3.8139 | 3.8139 | 68.0041 | 0 | 0.08 | 80 | 0 | 89.5531 | 89.5531 | 176.4163 | 0 | 0 | 0.046 | 0.0275 | 1.0494 | 0 | 0 | 0 | 0 | 0 | 0.00282 | 0.1485 | 45.3461 | 6.0261 | 228.977 | 0 | 0 | 0 | 0 | 7.8547 | 16.9471 | 0 | 13.8319 | 0 | 0.6747 | 11.3746 | 0 | -1 | -4.2 | 11.9121 | 0 | 0 | 15.403 | 15.403 | 15.403 | 15.403 | 17.9105 | 73.4994 | 1.3368 | 0 | 0 | 0 | 0 | 0 | 0 | 0 | 0 | 0 | 0 | 0 | 0 | 0 | -50 | 0 | 0 | 0 | 7.9169 | 0 | -484.276 | 18.1077 | 1.7014 | 64.2243 | 67.8938 | 139.539 | 1002.797 | 31.4218 | 55.9949 | 1.1346 | 0.3248 | 0 | 13.847 | 3.48 | 29.422 | 949.9 | 474.8374 | -541.566 | 8.385 | 4.06 | -2.09 | 14.0219 | 4.9172 | 2025-10-31 | 2025_10_31 Hr 02 | 79.2892 | 1.6e-05 | -949.9 | -520.4441 | 336.3804 | 790.8799 | 293.0384 | 15.4013 | 34.6442 | 64.3904 | 147.5265 | 124.4635 | 22.8901 | 179.1062 | 176.4163 | 0 | 6.0261 | 45.3461 | 228.977 | 0 | 132.1181 | 0
2025_10_31 Hr 03 | 0 | 0 | 0 | 3.8139 | 3.8193 | 3.8193 | 3.8097 | 3.8139 | 3.8139 | 69.7574 | 0 | 0.08 | 87 | 0 | 89.5531 | 89.5531 | 176.4163 | 0 | 0 | 0.046 | 0.0275 | 1.0494 | 0 | 0 | 0 | 0 | 0 | 0.00282 | 0.1485 | 45.3461 | 6.0261 | 228.977 | 0 | 0 | 0 | 0 | 8.2885 | 18.1343 | 0 | 9.1292 | 0 | 0.6747 | 11.3746 | 0 | -1 | -4.2 | 11.9121 | 0 | 0 | 16.0718 | 16.0718 | 16.0718 | 16.0718 | 18.6882 | 68.5503 | 1.3368 | 0 | 0 | 0 | 0 | 0 | 0 | 0 | 0 | 0 | 0 | 0 | 0 | 0 | -50 | 0 | 0 | 0 | 7.9169 | 0 | -508.0765 | 18.1077 | 1.7014 | 64.2243 | 67.8938 | 141.9972 | 1009.624 | 31.6804 | 56.4557 | 1.1346 | 0.3248 | 0 | 13.847 | 3.48 | 29.422 | 933.6083 | 480.2217 | -565.3665 | 8.385 | 4.06 | -2.09 | 14.1373 | 4.9577 | 2025-10-31 | 2025_10_31 Hr 03 | 78.3647 | 3.1e-05 | -933.6083 | -548.9473 | 344.0828 | 790.8799 | 297.5475 | 15.4013 | 34.6442 | 66.0113 | 152.7327 | 125.3387 | 22.8901 | 179.1062 | 176.4163 | 0 | 6.0261 | 45.3461 | 228.977 | 0 | 132.1181 | 0
2025_10_31 Hr 04 | 0 | 0 | 0 | 3.8139 | 3.8193 | 3.8193 | 3.8097 | 3.8139 | 3.8139 | 72.8719 | 0 | 0.08 | 89 | 0 | 89.5531 | 89.5531 | 176.4163 | 0 | 0 | 0.046 | 0.0275 | 1.0494 | 0 | 0 | 0 | 0 | 0 | 0.00282 | 0.1485 | 45.3461 | 6.0261 | 228.977 | 0 | 0 | 0 | 0 | 9.0592 | 20.2432 | 0 | 7.9176 | -3.0072 | 0.6747 | 11.3746 | 0 | -1 | -4.2 | 11.9121 | 0 | 0 | 17.26 | 17.26 | 17.26 | 17.26 | 20.0697 | 66.5496 | 1.3368 | 0 | 0 | 0 | 0 | 0 | 0 | 0 | 0 | 0 | 0 | 0 | 0 | 0 | -50 | 0 | 0 | 0 | 7.9169 | 0 | -523.2065 | 18.1077 | 1.7014 | 64.2243 | 67.8938 | 141.5634 | 1021.752 | 32.1397 | 57.2743 | 1.1346 | 0.3248 | 0 | 13.847 | 3.48 | 29.422 | 927.5084 | 481.3421 | -580.4965 | 8.385 | 4.06 | -2.09 | 14.3423 | 5.0296 | 2025-10-31 | 2025_10_31 Hr 04 | 87.3506 | -5.7e-05 | -927.5084 | -568.296 | 357.766 | 790.8799 | 297.113 | 15.4013 | 34.6442 | 68.891 | 161.9815 | 126.8935 | 22.8901 | 179.1062 | 176.4163 | 0 | 6.0261 | 45.3461 | 228.977 | 0 | 132.1181 | 0
2025_10_31 Hr 05 | 0 | 0 | 0 | 3.8139 | 3.8193 | 3.8193 | 3.8097 | 3.8139 | 3.8139 | 86.0108 | 0 | 0.08 | 91 | 0 | 89.5531 | 89.5531 | 176.4163 | 0 | 0 | 0.046 | 0.0275 | 1.0494 | 0 | 0 | 0 | 0 | 0 | 0.00282 | 0.1485 | 45.3461 | 6.0261 | 228.977 | 0 | 0 | 0 | 0 | 12.3103 | 29.1398 | 0 | 1.2705 | -1.3507 | 0.6747 | 11.3746 | 0 | -1 | -4.2 | 11.9121 | 0 | 0 | 22.2722 | 22.2722 | 22.2722 | 22.2722 | 25.8979 | 65.6019 | 1.3368 | 0 | 0 | 0 | 0 | 0 | 0 | 0 | 0 | 0 | 0 | 0 | 0 | 0 | -50 | 0 | 0 | 0 | 7.9169 | 0 | -529.0629 | 18.1077 | 1.7014 | 64.2243 | 67.8938 | 138.5268 | 1072.916 | 34.0776 | 60.7276 | 1.1346 | 0.3248 | 0 | 13.847 | 3.48 | 29.422 | 972.4 | 485.9168 | -586.3529 | 8.385 | 4.06 | -2.09 | 15.207 | 5.3328 | 2025-10-31 | 2025_10_31 Hr 05 | 90.5297 | 1.6e-05 | -972.4 | -579.1431 | 415.489 | 790.8799 | 295.1287 | 15.4013 | 34.6442 | 81.0388 | 200.9976 | 133.4526 | 22.8901 | 179.1062 | 176.4163 | 0 | 6.0261 | 45.3461 | 228.977 | 0 | 132.1181 | 0
2025_10_31 Hr 06 | 0 | 0 | 0 | 3.8139 | 3.8193 | 3.8193 | 3.8097 | 3.8139 | 3.8139 | 103.4193 | 0 | 0.08 | 85 | 0 | 89.5531 | 89.5531 | 176.4163 | 0 | 0 | 0.046 | 0.0275 | 1.0494 | 0 | 0 | 0 | 0 | 0 | 0.00282 | 0.1485 | 44.9548 | 6.0261 | 228.977 | 0 | 0 | 0 | 0 | 16.618 | 40.9276 | 0 | 0 | -7.1507 | 0.6747 | 11.3746 | 0 | -1 | -4.2 | 11.9121 | 0 | 0 | 28.9133 | 28.9133 | 28.9133 | 28.9133 | 33.6201 | 68.5503 | 1.3368 | 0 | 0 | 0 | 0 | 0 | 0 | 0 | 0 | 0 | 0 | 0 | 0 | 0 | -50 | 0 | 0 | 0 | 7.9169 | 0 | -509.3219 | 18.1077 | 1.7014 | 64.2243 | 67.8938 | 138.5268 | 1140.315 | 36.6451 | 65.303 | 1.1346 | 0.3248 | 0 | 13.847 | 3.48 | 29.422 | 1058.108 | 491.5558 | -566.6119 | 8.385 | 4.06 | -2.09 | 16.3528 | 5.7346 | 2025-10-31 | 2025_10_31 Hr 06 | 95.2092 | 0.000292 | -1058.108 | -566.4726 | 491.9697 | 790.4886 | 292.0771 | 15.4013 | 34.6442 | 97.1341 | 252.6924 | 142.1431 | 22.8901 | 179.1062 | 176.4163 | 0 | 6.0261 | 44.9548 | 228.977 | 0 | 132.1181 | 0
2025_10_31 Hr 07 | 0 | 0 | 0 | 3.8139 | 3.8193 | 3.8193 | 3.8097 | 3.8139 | 3.8139 | 127.7995 | -14 | 0.08 | 86 | 0 | 89.5531 | 89.5531 | 173.7529 | 0 | 0 | 0.046 | 0.0275 | 1.0494 | 0 | 0 | 0 | 0 | 0 | 0.00282 | 0.1485 | 45.3461 | 6.0261 | 226.1846 | 0 | 0 | 0 | 0 | 22.6507 | 57.436 | 0 | 0 | -17.5022 | 0.6747 | 11.3746 | 0 | -1 | -4.2 | 11.9121 | 0 | 0 | 38.2139 | 38.2139 | 38.2139 | 38.2139 | 44.4347 | 66.5496 | 1.3368 | 0 | 0 | 0 | 0 | 0 | 0 | 0 | 0 | 0 | 0 | 0 | 0 | -75 | 0 | 0 | 0 | 0 | 7.9169 | 0 | -437.0041 | 18.1077 | 1.7014 | 62.9821 | 66.5807 | 141.5634 | 1227.634 | 40.2408 | 71.7108 | 1.1346 | 0.3248 | 0 | 13.847 | 3.48 | 29.422 | 1182.6 | 505.7625 | -533.2941 | 8.385 | 4.06 | -2.09 | 17.9574 | 6.2973 | 2025-10-31 | 2025_10_31 Hr 07 | 94.5031 | -0.000115 | -1182.6 | -529.5063 | 585.0789 | 782.8688 | 294.113 | 15.4013 | 34.6442 | 119.6753 | 325.0897 | 140.314 | 22.8901 | 179.1062 | 173.7529 | 0 | 6.0261 | 45.3461 | 226.1846 | 0 | 129.5628 | 0
2025_10_31 Hr 08 | 0 | 0 | 0 | 3.8139 | 3.8193 | 3.8193 | 3.8097 | 3.8139 | 3.8139 | 140.2578 | -14 | 0.08 | 94 | 0 | 89.5531 | 89.5531 | 173.7529 | 0 | 0 | 0.046 | 0.0275 | 1.0494 | 0 | 0 | 0 | 0 | 0 | 0.00282 | 0.1485 | 45.3461 | 6.0261 | 226.1846 | 0 | 0 | 0 | 0 | 25.7334 | 65.8717 | 0 | 0 | -29.7055 | 0.6747 | 11.3746 | 0 | -1 | -4.2 | 11.9121 | 0 | 0 | 42.9665 | 42.9665 | 42.9665 | 42.9665 | 49.961 | 58.6521 | 1.3368 | 0 | 0 | 0 | 0 | 0 | 0 | 0 | 0 | 0 | 0 | 0 | 0 | -75 | 0 | 0 | 0 | 0 | 7.9169 | 0 | -400.1071 | 18.1077 | 1.7014 | 62.9821 | 66.5807 | 140.5512 | 1276.147 | 42.0782 | 74.9852 | 1.1346 | 0.3248 | 0 | 13.847 | 3.48 | 29.422 | 1261.117 | 511.0721 | -496.3971 | 8.385 | 4.06 | -2.09 | 18.7773 | 6.5849 | 2025-10-31 | 2025_10_31 Hr 08 | 89.7281 | -0.000365 | -1261.117 | -504.8126 | 639.8117 | 782.8688 | 293.2033 | 15.4013 | 34.6442 | 131.1937 | 362.0847 | 146.5332 | 22.8901 | 179.1062 | 173.7529 | 0 | 6.0261 | 45.3461 | 226.1846 | 0 | 129.5628 | 0
2025_10_31 Hr 09 | 4.1425 | 6e-05 | 0.001692 | 3.8139 | 3.8193 | 3.8193 | 3.8097 | 3.8139 | 3.8139 | 135.4106 | -14 | 0.08 | 90 | 0 | 89.5531 | 89.5531 | 173.7529 | 0 | 0 | 0.046 | 0.0275 | 1.0494 | 0 | 0 | 0 | 0 | 0 | 0.00282 | 0.1485 | 45.3461 | 6.0261 | 226.1846 | 0 | 0 | 0 | 0 | 24.534 | 62.5896 | 0 | 0.29805 | -32.7797 | 0.6747 | 11.3746 | 0 | -1 | -4.2 | 11.9121 | 0 | 0 | 41.1174 | 41.1174 | 41.1174 | 41.1174 | 47.8109 | 57.5991 | 1.3368 | 0 | 0 | 0 | 0 | 0 | 0 | 0 | 0 | 0 | 0 | 0 | 0 | -75 | 0 | 0 | 0 | 0 | 7.9169 | 0 | -335.3321 | 18.1077 | 1.7014 | 62.9821 | 66.5807 | 135.4902 | 1257.274 | 41.3634 | 73.7112 | 1.1346 | 0.3248 | -4.1425 | 13.847 | 3.48 | 29.422 | 1291.708 | 502.6809 | -435.7646 | 8.385 | 4.06 | -2.09 | 18.4583 | 6.473 | 2025-10-31 | 2025_10_31 Hr 09 | 84.1182 | 0.0002552 | -1291.708 | -442.8137 | 618.5166 | 782.8688 | 283.0911 | 15.4013 | 34.6442 | 126.7122 | 347.6909 | 144.1135 | 22.8901 | 179.1062 | 173.7529 | 0 | 6.0261 | 45.3461 | 226.1846 | 0 | 129.5628 | 0
2025_10_31 Hr 10 | 9.8522 | 0.000795 | 0.022419 | 3.8139 | 3.8193 | 3.8193 | 3.8097 | 3.8139 | 3.8139 | 131.801 | -14 | 0.08 | 79 | 0 | 89.5531 | 89.5531 | 173.7529 | 0 | 0 | 0.046 | 0.0275 | 1.0494 | 0 | 0 | 0 | 0 | 0 | 0.00282 | 0.1485 | 45.3461 | 6.0261 | 226.1846 | 0 | 0 | 0 | 0 | 23.6409 | 60.1454 | 0 | 0 | -62.6917 | 0.6747 | 11.3746 | 0 | -1 | -4.2 | 11.9121 | 0 | 0 | 39.7404 | 39.7404 | 39.7404 | 39.7404 | 46.2097 | 53.5977 | 1.3368 | 0 | 0 | 0 | 0 | 0 | 0 | 0 | 0 | 0 | 0 | 0 | 0 | -75 | 0 | 0 | 0 | 0 | 7.9169 | 0 | -222.8366 | 18.1077 | 1.7014 | 62.9821 | 66.5807 | 124.9344 | 1243.238 | 40.831 | 72.7625 | 1.1346 | 0.3248 | -9.8522 | 13.847 | 3.48 | 29.422 | 1332.6 | 481.0321 | -328.9788 | 8.385 | 4.06 | -2.09 | 18.2207 | 6.3897 | 2025-10-31 | 2025_10_31 Hr 10 | 86.3721 | -8.6e-05 | -1332.6 | -360.5283 | 602.6586 | 782.8688 | 257.5553 | 15.4013 | 34.6442 | 123.3749 | 336.9722 | 142.3115 | 22.8901 | 179.1062 | 173.7529 | 0 | 6.0261 | 45.3461 | 226.1846 | 0 | 129.5628 | 0
2025_10_31 Hr 11 | 11.3994 | 0.001725 | 0.048645 | 3.8139 | 3.8193 | 3.8193 | 3.8097 | 3.8139 | 3.8139 | 119.2603 | -14 | 0.08 | 62 | 0 | 89.5531 | 89.5531 | 173.7529 | 0 | 0 | 0.046 | 0.0275 | 1.0494 | 0 | 0 | 0 | 0 | 0 | 0.00282 | 0.1485 | 45.3461 | 6.0261 | 226.1846 | 0 | 0 | 0 | 0 | 20.5377 | 51.6538 | 0 | 0 | -22.5017 | 0.6747 | 11.3746 | 0 | -1 | -4.2 | 11.9121 | 0 | 0 | 34.9563 | 34.9563 | 34.9563 | 34.9563 | 40.6469 | 57.5991 | 1.3368 | 0 | 0 | 0 | 0 | 0 | 0 | 0 | 0 | 0 | 0 | 0 | 0 | -75 | 0 | 0 | 0 | 0 | 7.9169 | 0 | -134.2801 | 18.1077 | 1.7014 | 62.9821 | 66.5807 | 81.5544 | 1194.43 | 38.9814 | 69.4664 | 1.1346 | 0.3248 | -11.3994 | 13.847 | 3.48 | 29.422 | 1349.9 | 419.9412 | -241.9695 | 8.385 | 4.06 | -2.09 | 17.3954 | 6.1002 | 2025-10-31 | 2025_10_31 Hr 11 | 88.0418 | -4.4e-05 | -1349.9 | -231.7818 | 547.5636 | 782.8688 | 201.2039 | 15.4013 | 34.6442 | 111.7801 | 299.7324 | 136.0511 | 22.8901 | 179.1062 | 173.7529 | 0 | 6.0261 | 45.3461 | 226.1846 | 0 | 129.5628 | 0
2025_10_31 Hr 12 | 12.9483 | 0.004005 | 0.11294 | 3.8139 | 3.8193 | 3.8193 | 3.8097 | 3.8139 | 3.8139 | 111.1335 | -14 | 0.08 | 64 | 0 | 89.5531 | 89.5531 | 173.7529 | 0 | 0 | 0.046 | 0.0275 | 1.0494 | 0 | 0 | 0 | 0 | 0 | 0.00282 | 0.1485 | 45.3461 | 6.0261 | 226.1846 | 0 | 0 | 0 | 0 | 18.5268 | 46.151 | 0 | 4.9149 | -19.4446 | 0.6747 | 11.3746 | 0 | -1 | -4.2 | 11.9121 | 0 | 0 | 31.8561 | 31.8561 | 31.8561 | 31.8561 | 37.042 | 57.5991 | 1.3368 | 0 | 0 | 0 | 0 | 0 | 0 | 0 | 0 | 0 | 0 | 0 | 0 | -75 | 0 | 0 | 0 | 0 | 7.9169 | 0 | -103.1681 | 18.1077 | 1.7014 | 62.9821 | 66.5807 | 70.9986 | 1162.848 | 37.7828 | 67.3305 | 1.1346 | 0.3248 | -12.9483 | 13.847 | 3.48 | 29.422 | 1344.792 | 408.8796 | -212.4064 | 8.385 | 4.06 | -2.09 | 16.8605 | 5.9127 | 2025-10-31 | 2025_10_31 Hr 12 | 78.6168 | -0.000478 | -1344.792 | -192.6978 | 511.8604 | 782.8688 | 192.7146 | 15.4013 | 34.6442 | 104.2664 | 275.5998 | 131.9941 | 22.8901 | 179.1062 | 173.7529 | 0 | 6.0261 | 45.3461 | 226.1846 | 0 | 129.5628 | 0
2025_10_31 Hr 13 | 11.9201 | 0.003135 | 0.088407 | 3.8139 | 3.8193 | 3.8193 | 3.8097 | 3.8139 | 3.8139 | 101.2742 | -14 | 0.08 | 67 | 0 | 89.5531 | 89.5531 | 173.7529 | 0 | 0 | 0.046 | 0.0275 | 1.0494 | 0 | 0 | 0 | 0 | 0 | 0.00282 | 0.1485 | 45.3461 | 6.0261 | 226.1846 | 0 | 0 | 0 | 0 | 16.0872 | 39.4751 | 0 | 4.6582 | -1.2669 | 0.6747 | 11.3746 | 0 | -1 | -4.2 | 11.9121 | 0 | 0 | 28.0949 | 28.0949 | 28.0949 | 28.0949 | 32.6685 | 61.6005 | 1.3368 | 0 | 0 | 0 | 0 | 0 | 0 | 0 | 0 | 0 | 0 | 0 | 0 | -75 | 0 | 0 | 0 | 0 | 7.9169 | 0 | -88.001 | 18.1077 | 1.7014 | 62.9821 | 66.5807 | 64.0578 | 1124.431 | 36.3287 | 64.7392 | 1.1346 | 0.3248 | -11.9201 | 13.847 | 3.48 | 29.422 | 1334.6 | 402.9893 | -196.2111 | 8.385 | 4.06 | -2.09 | 16.2116 | 5.6851 | 2025-10-31 | 2025_10_31 Hr 13 | 75.9272 | -0.00011 | -1334.6 | -159.6097 | 468.5455 | 782.8688 | 192.7498 | 15.4013 | 34.6442 | 95.1508 | 246.3225 | 127.0723 | 22.8901 | 179.1062 | 173.7529 | 0 | 6.0261 | 45.3461 | 226.1846 | 0 | 129.5628 | 0
2025_10_31 Hr 14 | 13.4723 | 0.006165 | 0.17385 | 3.8139 | 3.8193 | 3.8193 | 3.8097 | 3.8139 | 3.8139 | 93.6013 | -14 | 0.08 | 60 | 0 | 89.5531 | 89.5531 | 173.7529 | 0 | 0 | 0.046 | 0.0275 | 1.0494 | 0 | 0 | 0 | 0 | 0 | 0.00282 | 0.1485 | 45.3461 | 6.0261 | 226.1846 | 0 | 0 | 0 | 0 | 14.1885 | 34.2795 | 0 | 0.078483 | -7.8188 | 0.6747 | 11.3746 | 0 | -1 | -4.2 | 11.9121 | 0 | 0 | 25.1678 | 25.1678 | 25.1678 | 25.1678 | 29.2649 | 66.5496 | 1.3368 | 0 | 0 | 0 | 0 | 0 | 0 | 0 | 0 | 0 | 0 | 0 | 0 | -75 | 0 | 0 | 0 | 0 | 7.9169 | 0 | -49.1972 | 18.1077 | 1.7014 | 62.9821 | 66.5807 | 68.9742 | 1094.637 | 35.197 | 62.7225 | 1.1346 | 0.3248 | -13.4723 | 13.847 | 3.48 | 29.422 | 1331.517 | 403.5796 | -158.9595 | 8.385 | 4.06 | -2.09 | 15.7066 | 5.508 | 2025-10-31 | 2025_10_31 Hr 14 | 71.4026 | -0.00039506 | -1331.517 | -131.9375 | 434.836 | 782.8688 | 195.7038 | 15.4013 | 34.6442 | 88.0567 | 223.5376 | 123.2418 | 22.8901 | 179.1062 | 173.7529 | 0 | 6.0261 | 45.3461 | 226.1846 | 0 | 129.5628 | 0
2025_10_31 Hr 15 | 14.5121 | 0.008145 | 0.22969 | 3.8139 | 3.8193 | 3.8193 | 3.8097 | 3.8139 | 3.8139 | 86.6502 | -14 | 0.08 | 70 | 0 | 89.5531 | 89.5531 | 173.7529 | 0 | 0 | 0.046 | 0.0275 | 1.0494 | 0 | 0 | 0 | 0 | 0 | 0.00282 | 0.1485 | 45.3461 | 6.0261 | 226.1846 | 0 | 0 | 0 | 0 | 12.4685 | 29.5728 | 0 | 6.2785 | 0 | 0.6747 | 11.3746 | 0 | -1 | -4.2 | 11.9121 | 0 | 0 | 22.5161 | 22.5161 | 22.5161 | 22.5161 | 26.1816 | 68.5503 | 1.3368 | 0 | 0 | 0 | 0 | 0 | 0 | 0 | 0 | 0 | 0 | 0 | 0 | -75 | 0 | 0 | 0 | 0 | 7.9169 | 0 | -38.4466 | 18.1077 | 1.7014 | 62.9821 | 66.5807 | 57.5508 | 1067.625 | 34.1718 | 60.8956 | 1.1346 | 0.3248 | -14.5121 | 13.847 | 3.48 | 29.422 | 1326.383 | 401.7287 | -149.2487 | 8.385 | 4.06 | -2.09 | 15.2491 | 5.3476 | 2025-10-31 | 2025_10_31 Hr 15 | 75.5516 | 0.000238 | -1326.383 | -107.1681 | 404.2981 | 782.8688 | 196.3389 | 15.4013 | 34.6442 | 81.6299 | 202.8963 | 119.7718 | 22.8901 | 179.1062 | 173.7529 | 0 | 6.0261 | 45.3461 | 226.1846 | 0 | 129.5628 | 0
2025_10_31 Hr 16 | 13.469 | 0.00714 | 0.20135 | 3.8139 | 3.8193 | 3.8193 | 3.8097 | 3.8139 | 3.8139 | 80.318 | -14 | 0.08 | 60 | 0 | 89.5531 | 89.5531 | 173.7529 | 0 | 0 | 0.046 | 0.0275 | 1.0494 | 0 | 0 | 0 | 0 | 0 | 0.00282 | 0.1485 | 45.3461 | 6.0261 | 226.1846 | 0 | 0 | 0 | 0 | 10.9017 | 25.2851 | 0 | 16.4222 | 0 | 0.6747 | 11.3746 | 0 | -1 | -4.2 | 11.9121 | 0 | 0 | 20.1005 | 20.1005 | 20.1005 | 20.1005 | 23.3727 | 61.6005 | 1.3368 | 0 | 0 | 0 | 0 | 0 | 0 | 0 | 0 | 0 | 0 | 0 | 0 | -75 | 0 | 0 | 0 | 0 | 7.9169 | 0 | -12.9628 | 18.1077 | 1.7014 | 62.9821 | 66.5807 | 56.5386 | 1042.938 | 33.2379 | 59.2313 | 1.1346 | 0.3248 | -13.469 | 13.847 | 3.48 | 29.422 | 1316.2 | 379.5614 | -122.7218 | 8.385 | 4.06 | -2.09 | 14.8323 | 5.2014 | 2025-10-31 | 2025_10_31 Hr 16 | 78.0476 | -8.6e-05 | -1316.2 | -71.5406 | 376.4787 | 782.8688 | 178.3476 | 15.4013 | 34.6442 | 75.7754 | 184.0926 | 116.6107 | 22.8901 | 179.1062 | 173.7529 | 0 | 6.0261 | 45.3461 | 226.1846 | 0 | 129.5628 | 0
2025_10_31 Hr 17 | 6.7511 | 0.00339 | 0.095598 | 3.8139 | 3.8193 | 3.8193 | 3.8097 | 3.8139 | 3.8139 | 82.69 | -14 | 0.08 | 65 | 0 | 89.5531 | 89.5531 | 173.7529 | 0 | 0 | 0.046 | 0.0275 | 1.0494 | 0 | 0 | 0 | 0 | 0 | 0.00282 | 0.1485 | 45.3461 | 6.0261 | 226.1846 | 0 | 0 | 0 | 0 | 11.4886 | 26.8912 | 0 | 15.7825 | -0.54223 | 0.6747 | 11.3746 | 0 | -1 | -4.2 | 11.9121 | 0 | 0 | 21.0054 | 21.0054 | 21.0054 | 21.0054 | 24.4249 | 64.5489 | 1.3368 | 0 | 0 | 0 | 0 | 0 | 0 | 0 | 0 | 0 | 0 | 0 | 0 | -75 | 0 | 0 | 0 | 0 | 7.9169 | 0 | -27.7655 | 18.1077 | 1.7014 | 62.9821 | 66.5807 | 61.455 | 1052.069 | 33.5878 | 59.8548 | 1.1346 | 0.3248 | -6.7511 | 13.847 | 3.48 | 29.422 | 1323.392 | 386.8887 | -130.8065 | 8.385 | 4.06 | -2.09 | 14.9885 | 5.2562 | 2025-10-31 | 2025_10_31 Hr 17 | 94.169 | -0.0004262 | -1323.392 | -87.5252 | 386.8996 | 782.8688 | 191.1029 | 15.4013 | 34.6442 | 77.9684 | 191.1364 | 117.7948 | 22.8901 | 179.1062 | 173.7529 | 0 | 6.0261 | 45.3461 | 226.1846 | 0 | 129.5628 | 0
2025_10_31 Hr 18 | 0.51906 | 0.00213 | 0.060066 | 3.8139 | 3.8193 | 3.8193 | 3.8097 | 3.8139 | 3.8139 | 94.0344 | -14 | 0.08 | 71 | 0 | 89.5531 | 89.5531 | 173.7529 | 0 | 0 | 0.046 | 0.0275 | 1.0494 | 0 | 0 | 0 | 0 | 0 | 0.00282 | 0.1485 | 45.3461 | 6.0261 | 226.1846 | 0 | 0 | 0 | 0 | 14.2957 | 34.5728 | 0 | 9.3528 | -5.3506 | 0.6747 | 11.3746 | 0 | -1 | -4.2 | 11.9121 | 0 | 0 | 25.3331 | 25.3331 | 25.3331 | 25.3331 | 29.4571 | 66.5496 | 1.3368 | 0 | 0 | 0 | 0 | 0 | 0 | 0 | 0 | 0 | 0 | 0 | 0 | -75 | 0 | 0 | 0 | 0 | 7.9169 | 0 | -70.175 | 18.1077 | 1.7014 | 62.9821 | 66.5807 | 66.516 | 1096.21 | 35.2609 | 62.8364 | 1.1346 | 0.3248 | -0.51906 | 13.847 | 3.48 | 29.422 | 1332.608 | 399.3804 | -166.9841 | 8.385 | 4.06 | -2.09 | 15.7351 | 5.518 | 2025-10-31 | 2025_10_31 Hr 18 | 94.3693 | 0.000262 | -1332.608 | -141.1728 | 436.739 | 782.8688 | 204.1278 | 15.4013 | 34.6442 | 88.4571 | 224.8238 | 123.4581 | 22.8901 | 179.1062 | 173.7529 | 0 | 6.0261 | 45.3461 | 226.1846 | 0 | 129.5628 | 0
2025_10_31 Hr 19 | 0 | 0.0006 | 0.01692 | 3.8139 | 3.8193 | 3.8193 | 3.8097 | 3.8139 | 3.8139 | 106.0182 | -14 | 0.08 | 69 | 0 | 89.5531 | 89.5531 | 173.7529 | 0 | 0 | 0.046 | 0.0275 | 1.0494 | 0 | 0 | 0 | 0 | 0 | 0.00282 | 0.1485 | 45.3461 | 6.0261 | 226.1846 | 0 | 0 | 0 | 0 | 17.261 | 42.6873 | 0 | 2.1983 | -25.4723 | 0.6747 | 11.3746 | 0 | -1 | -4.2 | 11.9121 | 0 | 0 | 29.9047 | 29.9047 | 29.9047 | 29.9047 | 34.7729 | 66.5496 | 1.3368 | 0 | 0 | 0 | 0 | 0 | 0 | 0 | 0 | 0 | 0 | 0 | 0 | -75 | 0 | 0 | 0 | 0 | 7.9169 | 0 | -136.411 | 18.1077 | 1.7014 | 62.9821 | 66.5807 | 66.516 | 1142.833 | 37.0284 | 65.9861 | 1.1346 | 0.3248 | 0 | 13.847 | 3.48 | 29.422 | 1289.7 | 402.8423 | -232.701 | 8.385 | 4.06 | -2.09 | 16.5238 | 5.7946 | 2025-10-31 | 2025_10_31 Hr 19 | 92.7999 | -0.000106 | -1289.7 | -234.6849 | 489.3874 | 782.8688 | 202.0831 | 15.4013 | 34.6442 | 99.537 | 260.4099 | 129.4405 | 22.8901 | 179.1062 | 173.7529 | 0 | 6.0261 | 45.3461 | 226.1846 | 0 | 129.5628 | 0
2025_10_31 Hr 20 | 0 | 1.5e-05 | 0.000423 | 3.8139 | 3.8193 | 3.8193 | 3.8097 | 3.8139 | 3.8139 | 102.7593 | -14 | 0.08 | 75 | 0 | 89.5531 | 89.5531 | 173.7529 | 0 | 0 | 0.046 | 0.0275 | 1.0494 | 0 | 0 | 0 | 0 | 0 | 0.00282 | 0.1485 | 45.3461 | 6.0261 | 226.1846 | 0 | 0 | 0 | 0 | 16.4546 | 40.4806 | 0 | 21.5078 | 0 | 0.6747 | 11.3746 | 0 | -1 | -4.2 | 11.9121 | 0 | 0 | 28.6615 | 28.6615 | 28.6615 | 28.6615 | 33.3273 | 64.5489 | 1.3368 | 0 | 0 | 0 | 0 | 0 | 0 | 0 | 0 | 0 | 0 | 0 | 0 | -75 | 0 | 0 | 0 | 0 | 7.9169 | 0 | -194.7943 | 18.1077 | 1.7014 | 62.9821 | 66.5807 | 46.5612 | 1130.126 | 36.5477 | 65.1295 | 1.1346 | 0.3248 | 0 | 13.847 | 3.48 | 29.422 | 1245.808 | 385.2593 | -291.0843 | 8.385 | 4.06 | -2.09 | 16.3093 | 5.7194 | 2025-10-31 | 2025_10_31 Hr 20 | 86.1632 | 0.000257 | -1245.808 | -248.2865 | 475.07 | 782.8688 | 186.1105 | 15.4013 | 34.6442 | 96.5239 | 250.7325 | 127.8136 | 22.8901 | 179.1062 | 173.7529 | 0 | 6.0261 | 45.3461 | 226.1846 | 0 | 129.5628 | 0
2025_10_31 Hr 21 | 0 | 0 | 0 | 3.8139 | 3.8193 | 3.8193 | 3.8097 | 3.8139 | 3.8139 | 99.356 | -14 | 0.08 | 79 | 0 | 89.5531 | 89.5531 | 173.7529 | 0 | 0 | 0.046 | 0.0275 | 1.0494 | 0 | 0 | 0 | 0 | 0 | 0.00282 | 0.1485 | 45.3461 | 6.0261 | 226.1846 | 0 | 0 | 0 | 0 | 15.6125 | 38.1762 | 0 | 6.4643 | -4.4091 | 0.6747 | 11.3746 | 0 | -1 | -4.2 | 11.9121 | 0 | 0 | 27.3632 | 27.3632 | 27.3632 | 27.3632 | 31.8176 | 61.6005 | 1.3368 | 0 | 0 | 0 | 0 | 0 | 0 | 0 | 0 | 0 | 0 | 0 | 0 | -75 | 0 | 0 | 0 | 0 | 7.9169 | 0 | -245.0913 | 18.1077 | 1.7014 | 62.9821 | 66.5807 | 69.9864 | 1116.872 | 36.0458 | 64.235 | 1.1346 | 0.3248 | 0 | 13.847 | 3.48 | 29.422 | 1185.583 | 408.0371 | -341.3813 | 8.385 | 4.06 | -2.09 | 16.0853 | 5.6408 | 2025-10-31 | 2025_10_31 Hr 21 | 81.4465 | 0.000257 | -1185.583 | -318.0361 | 460.1182 | 782.8688 | 210.5869 | 15.4013 | 34.6442 | 93.3773 | 240.6262 | 126.1147 | 22.8901 | 179.1062 | 173.7529 | 0 | 6.0261 | 45.3461 | 226.1846 | 0 | 129.5628 | 0
2025_10_31 Hr 22 | 0 | 0 | 0 | 3.8139 | 3.8193 | 3.8193 | 3.8097 | 3.8139 | 3.8139 | 90.7961 | -14 | 0.08 | 83 | 0 | 89.5531 | 89.5531 | 173.7529 | 0 | 0 | 0.046 | 0.0275 | 1.0494 | 0 | 0 | 0 | 0 | 0 | 0.00282 | 0.1485 | 45.3461 | 6.0261 | 226.1846 | 0 | 0 | 0 | 0 | 13.4944 | 32.3801 | 0 | 0.011992 | -7.9328 | 0.6747 | 11.3746 | 0 | -1 | -4.2 | 11.9121 | 0 | 0 | 24.0977 | 24.0977 | 24.0977 | 24.0977 | 28.0206 | 57.5991 | 1.3368 | 0 | 0 | 0 | 0 | 0 | 0 | 0 | 0 | 0 | 0 | 0 | 0 | -75 | 0 | 0 | 0 | 0 | 7.9169 | 0 | -259.7239 | 18.1077 | 1.7014 | 62.9821 | 66.5807 | 72.0108 | 1083.539 | 34.7833 | 61.9853 | 1.1346 | 0.3248 | 0 | 13.847 | 3.48 | 29.422 | 1125.392 | 405.7869 | -356.0139 | 8.385 | 4.06 | -2.09 | 15.522 | 5.4433 | 2025-10-31 | 2025_10_31 Hr 22 | 75.7949 | -0.00041014 | -1125.392 | -342.6447 | 422.5121 | 782.8688 | 212.6099 | 15.4013 | 34.6442 | 85.4631 | 215.2076 | 121.8415 | 22.8901 | 179.1062 | 173.7529 | 0 | 6.0261 | 45.3461 | 226.1846 | 0 | 129.5628 | 0
2025_10_31 Hr 23 | 0 | 0 | 0 | 3.8139 | 3.8193 | 3.8193 | 3.8097 | 3.8139 | 3.8139 | 79.5342 | 0 | 0.08 | 88 | 0 | 89.5531 | 89.5531 | 176.4163 | 0 | 0 | 0.046 | 0.0275 | 1.0494 | 0 | 0 | 0 | 0 | 0 | 0.00282 | 0.1485 | 45.3461 | 6.0261 | 228.977 | 0 | 0 | 0 | 0 | 10.7077 | 24.7544 | 0 | 0.070464 | -11.007 | 0.6747 | 11.3746 | 0 | -1 | -4.2 | 11.9121 | 0 | 0 | 19.8015 | 19.8015 | 19.8015 | 19.8015 | 23.025 | 57.5991 | 1.3368 | 0 | 0 | 0 | 0 | 0 | 0 | 0 | 0 | 0 | 0 | 0 | 0 | 0 | -50 | 0 | 0 | 0 | 7.9169 | 0 | -320.2779 | 18.1077 | 1.7014 | 64.2243 | 67.8938 | 58.563 | 1047.696 | 33.1223 | 59.0253 | 1.1346 | 0.3248 | 0 | 13.847 | 3.48 | 29.422 | 1050.908 | 391.717 | -377.5679 | 8.385 | 4.06 | -2.09 | 14.7808 | 5.1833 | 2025-10-31 | 2025_10_31 Hr 23 | 81.0086 | 0.00035996 | -1050.908 | -381.2144 | 387.0353 | 790.8799 | 204.1621 | 15.4013 | 34.6442 | 75.0507 | 181.7652 | 130.2194 | 22.8901 | 179.1062 | 176.4163 | 0 | 6.0261 | 45.3461 | 228.977 | 0 | 132.1181 | 0
2025_10_31 Hr 24 | 0 | 0 | 0 | 3.8139 | 3.8193 | 3.8193 | 3.8097 | 3.8139 | 3.8139 | 68.6229 | 0 | 0.08 | 88 | 0 | 89.5531 | 89.5531 | 176.4163 | 0 | 0 | 0.046 | 0.0275 | 1.0494 | 0 | 0 | 0 | 0 | 0 | 0.00282 | 0.1485 | 45.3461 | 6.0261 | 228.977 | 0 | 0 | 0 | 0 | 8.0078 | 17.3661 | 0 | 9.3394 | -0.47938 | 0.6747 | 11.3746 | 0 | -1 | -4.2 | 11.9121 | 0 | 0 | 15.639 | 15.639 | 15.639 | 15.639 | 18.1849 | 57.5991 | 1.3368 | 0 | 0 | 0 | 0 | 0 | 0 | 0 | 0 | 0 | 0 | 0 | 0 | 0 | -50 | 0 | 0 | 0 | 7.9169 | 0 | -365.2501 | 18.1077 | 1.7014 | 64.2243 | 67.8938 | 43.9584 | 1005.206 | 31.5131 | 56.1576 | 1.1346 | 0.3248 | 0 | 13.847 | 3.48 | 29.422 | 963.1917 | 371.6654 | -422.5401 | 8.385 | 4.06 | -2.09 | 14.0626 | 4.9315 | 2025-10-31 | 2025_10_31 Hr 24 | 74.9179 | -3.79e-05 | -963.1917 | -406.3901 | 339.0989 | 790.8799 | 189.5575 | 15.4013 | 34.6442 | 64.9625 | 149.364 | 124.7724 | 22.8901 | 179.1062 | 176.4163 | 0 | 6.0261 | 45.3461 | 228.977 | 0 | 132.1181 | 0
2025_11_01 Hr 01 | 0 | 0 | 0 | 3.5474 | 3.5621 | 3.5609 | 3.8089 | 3.8089 | 3.8089 | 56.2851 | 0 | 0.1104 | 91 | 0 | 91.3493 | 91.3493 | 229.1861 | 0 | 0.00615 | 0.074 | 0.02596 | 0 | 0 | 0 | 0 | 0 | 0 | 0.0705 | 0.2574 | 0 | 7.2612 | 244.0691 | 0 | 0 | 0 | 0 | 14.0482 | 34.1711 | 0 | 42.2843 | -1.085 | 0.8541 | 11.3746 | 0.55 | -1 | -4.2 | 11.9121 | 0 | 0 | 15.3416 | 15.3416 | 15.3416 | 15.3416 | 17.8391 | 64.5489 | 0 | 0 | 0 | 0 | 0 | 0 | 0 | 0 | 0 | 0 | 0 | 0 | 0 | 0 | 0 | 0 | -50 | 0 | 7.9169 | 0 | -552.6725 | 15.1379 | 0 | 73.8478 | 69.6985 | 41.934 | 1052.157 | 28.9181 | 51.5136 | 0 | 0.5292 | 0 | 8.626 | 3.074 | 0 | 814.2416 | 330.4776 | -609.5925 | 8.385 | 6.38 | -1.72 | 12.8941 | 4.5232 | 2025-11-01 | 2025_11_01 Hr 01 | 68.445 | 0.000105 | -814.2416 | -561.4731 | 336.2858 | 828.8584 | 197.4829 | 13.0877 | 0 | 87.808 | 135.4908 | 112.987 | 22.0972 | 182.6985 | 229.1861 | 0 | 7.2612 | 0 | 244.0691 | 0 | 143.5463 | 0
2025_11_01 Hr 02 | 0 | 0 | 0 | 3.5474 | 3.5621 | 3.5609 | 3.8089 | 3.8089 | 3.8089 | 52.5285 | 0 | 0.1104 | 91 | 0 | 91.3864 | 91.3864 | 283.4562 | 0 | 0.00615 | 0.074 | 0.02596 | 0 | 0 | 0 | 0 | 0 | 0 | 0.0705 | 0.2574 | 0 | 7.2612 | 245.025 | 0 | 0 | 0 | 0 | 13.9092 | 33.8328 | 0 | 0 | -9.7904 | 0.8541 | 11.3746 | 0.55 | -1 | -4.2 | 11.9121 | 0 | 0 | 14.3181 | 14.3181 | 14.3181 | 14.3181 | 16.6489 | 61.6005 | 0 | 0 | 0 | 0 | 0 | 0 | 0 | 0 | 0 | 0 | 0 | 0 | 0 | 0 | 0 | 0 | -50 | 0 | 7.9169 | 0 | -563.7561 | 15.1379 | 0 | 74.1091 | 69.6985 | 29.4984 | 1098.201 | 28.7794 | 51.2666 | 0 | 0.5292 | 0 | 8.626 | 3.074 | 0 | 782.3583 | 314.6243 | -620.6761 | 8.385 | 6.38 | -1.72 | 12.8323 | 4.5015 | 2025-11-01 | 2025_11_01 Hr 02 | 68.863 | 8.9e-05 | -782.3583 | -623.5465 | 326.2982 | 884.4201 | 182.0989 | 13.0877 | 0 | 87.3306 | 126.4499 | 112.5177 | 22.0972 | 182.7729 | 283.4562 | 0 | 7.2612 | 0 | 245.025 | 0 | 143.8077 | 0
2025_11_01 Hr 03 | 0 | 0 | 0 | 3.5474 | 3.5621 | 3.5609 | 3.8089 | 3.8089 | 3.8089 | 48.246 | 0 | 0.1104 | 91 | 0 | 91.3864 | 91.3864 | 283.5925 | 0 | 0.00615 | 0.074 | 0.02596 | 0 | 0 | 0 | 0 | 0 | 0 | 0.0705 | 0.2574 | 0 | 7.2612 | 245.025 | 0 | 0 | 0 | 0 | 13.7506 | 33.4471 | 0 | 11.5797 | 0 | 0.8541 | 11.3746 | 0.55 | -1 | -4.2 | 11.9121 | 0 | 0 | 13.1512 | 13.1512 | 13.1512 | 13.1512 | 15.2921 | 68.5503 | 0 | 0 | 0 | 0 | 0 | 0 | 0 | 0 | 0 | 0 | 0 | 0 | 0 | 0 | 0 | 0 | -50 | 0 | 7.9169 | 0 | -598.4005 | 15.1379 | 0 | 74.1091 | 69.6985 | 10.5558 | 1087.486 | 28.6213 | 50.9849 | 0 | 0.5292 | 0 | 8.626 | 3.074 | 0 | 745.8417 | 302.0966 | -655.3205 | 8.385 | 6.38 | -1.72 | 12.7618 | 4.4768 | 2025-11-01 | 2025_11_01 Hr 03 | 68.8758 | -1.7e-05 | -745.8417 | -636.8208 | 314.9122 | 884.5564 | 170.1061 | 13.0877 | 0 | 86.7863 | 116.1431 | 111.9827 | 22.0972 | 182.7729 | 283.5925 | 0 | 7.2612 | 0 | 245.025 | 0 | 143.8077 | 0
2025_11_01 Hr 04 | 0 | 0 | 0 | 3.5474 | 3.5621 | 3.5609 | 3.8089 | 3.8089 | 3.8089 | 56.8862 | 0 | 0.1104 | 88 | 0 | 91.3864 | 91.3864 | 283.5925 | 0 | 0.00615 | 0.074 | 0.02596 | 0 | 0 | 0 | 0 | 0 | 0 | 0.0705 | 0.2574 | 0 | 7.2612 | 245.025 | 0 | 0 | 0 | 0 | 14.0705 | 34.2253 | 0 | 3.4027 | -0.90857 | 0.8541 | 11.3746 | 0.55 | -1 | -4.2 | 11.9121 | 0 | 0 | 15.5054 | 15.5054 | 15.5054 | 15.5054 | 18.0296 | 79.5015 | 0 | 0 | 0 | 0 | 0 | 0 | 0 | 0 | 0 | 0 | 0 | 0 | 0 | 0 | 0 | 0 | -50 | 0 | 7.9169 | 0 | -600.3266 | 15.1379 | 0 | 74.1091 | 69.6985 | 7.953 | 1109.378 | 28.9402 | 51.5532 | 0 | 0.5292 | 0 | 8.626 | 3.074 | 0 | 763.15 | 308.5243 | -657.2466 | 8.385 | 6.38 | -1.72 | 12.904 | 4.5267 | 2025-11-01 | 2025_11_01 Hr 04 | 68.5286 | 6.6e-06 | -763.15 | -647.8324 | 337.8838 | 884.5564 | 175.4545 | 13.0877 | 0 | 87.8844 | 136.9374 | 113.0621 | 22.0972 | 182.7729 | 283.5925 | 0 | 7.2612 | 0 | 245.025 | 0 | 143.8077 | 0
2025_11_01 Hr 05 | 0 | 0 | 0 | 3.5474 | 3.5621 | 3.5609 | 3.8089 | 3.8089 | 3.8089 | 55.4586 | 0 | 0.1104 | 83 | 0 | 91.3864 | 91.3864 | 283.5925 | 0 | 0.00615 | 0.074 | 0.02596 | 0 | 0 | 0 | 0 | 0 | 0 | 0.0705 | 0.2574 | 0 | 7.2612 | 245.025 | 0 | 0 | 0 | 0 | 14.0176 | 34.0967 | 0 | 9.683 | -2.3767 | 0.8541 | 11.3746 | 0.55 | -1 | -4.2 | 11.9121 | 0 | 0 | 15.1165 | 15.1165 | 15.1165 | 15.1165 | 17.5773 | 82.4499 | 0 | 0 | 0 | 0 | 0 | 0 | 0 | 0 | 0 | 0 | 0 | 0 | 0 | 0 | 0 | 0 | -50 | 0 | 7.9169 | 0 | -563.5757 | 15.1379 | 0 | 74.1091 | 69.6985 | 5.9286 | 1105.761 | 28.8875 | 51.4593 | 0 | 0.5292 | 0 | 8.626 | 3.074 | 0 | 796.8417 | 304.27 | -620.4957 | 8.385 | 6.38 | -1.72 | 12.8805 | 4.5185 | 2025-11-01 | 2025_11_01 Hr 05 | 75.1837 | -5.1e-05 | -796.8417 | -606.2695 | 334.0885 | 884.5564 | 171.3785 | 13.0877 | 0 | 87.703 | 133.5018 | 112.8837 | 22.0972 | 182.7729 | 283.5925 | 0 | 7.2612 | 0 | 245.025 | 0 | 143.8077 | 0
2025_11_01 Hr 06 | 0 | 0 | 0 | 3.5474 | 3.5621 | 3.5609 | 3.8089 | 3.8089 | 3.8089 | 72.739 | 0 | 0.1104 | 82 | 0 | 91.3864 | 91.3864 | 283.5925 | 0 | 0.00615 | 0.074 | 0.02596 | 0 | 0 | 0 | 0 | 0 | 0 | 0.0705 | 0.2574 | 0 | 7.2612 | 245.025 | 0 | 0 | 0 | 0 | 14.6575 | 35.653 | 0 | 0.51415 | -15.1139 | 0.8541 | 11.3746 | 0.55 | -1 | -4.2 | 11.9121 | 0 | 0 | 19.8248 | 19.8248 | 19.8248 | 19.8248 | 23.0521 | 73.4994 | 0 | 0 | 0 | 0 | 0 | 0 | 0 | 0 | 0 | 0 | 0 | 0 | 0 | 0 | 0 | 0 | -50 | 0 | 7.9169 | 0 | -529.8325 | 15.1379 | 0 | 74.1091 | 69.6985 | 6.507 | 1149.546 | 29.5255 | 52.5957 | 0 | 0.5292 | 0 | 8.626 | 3.074 | 0 | 845.25 | 297.0565 | -586.7525 | 8.385 | 6.38 | -1.72 | 13.165 | 4.6183 | 2025-11-01 | 2025_11_01 Hr 06 | 77.3249 | -7.5e-06 | -845.25 | -594.4322 | 380.0317 | 884.5564 | 162.0064 | 13.0877 | 0 | 89.8991 | 175.0902 | 115.0424 | 22.0972 | 182.7729 | 283.5925 | 0 | 7.2612 | 0 | 245.025 | 0 | 143.8077 | 0
2025_11_01 Hr 07 | 0 | 0 | 0 | 3.5474 | 3.5621 | 3.5609 | 3.8089 | 3.8089 | 3.8089 | 74.7675 | -14.5 | 0.1104 | 84 | 0 | 91.3864 | 91.3864 | 281.7479 | 0 | 0.00615 | 0.074 | 0.02596 | 0 | 0 | 0 | 0 | 0 | 0 | 0.0705 | 0.2574 | 0 | 7.2612 | 244.0449 | 0 | 0 | 0 | 0 | 14.7326 | 35.8357 | 0 | 1.4768 | -10.0665 | 0.8541 | 11.3746 | 0.55 | -1 | -4.2 | 11.9121 | 0 | 0 | 20.3775 | 20.3775 | 20.3775 | 20.3775 | 23.6948 | 73.4994 | 0 | 0 | 0 | 0 | 0 | 0 | 0 | 0 | 0 | 0 | 0 | 0 | 0 | 0 | 0 | -50 | 0 | 0 | 7.9169 | 0 | -462.2323 | 15.1379 | 0 | 73.4131 | 69.0439 | 3.4704 | 1150.51 | 29.6004 | 52.7291 | 0 | 0.5292 | 0 | 8.626 | 3.074 | 0 | 904.5417 | 296.2733 | -533.6523 | 8.385 | 6.38 | -1.72 | 13.1984 | 4.63 | 2025-11-01 | 2025_11_01 Hr 07 | 69.9721 | -5.8e-05 | -904.5417 | -520.822 | 370.925 | 880.3811 | 160.9698 | 13.0877 | 0 | 90.1569 | 179.9724 | 100.7958 | 22.0972 | 182.7729 | 281.7479 | 0 | 7.2612 | 0 | 244.0449 | 0 | 142.457 | 0
2025_11_01 Hr 08 | 3.6185 | 0 | 0 | 3.5474 | 3.5621 | 3.5609 | 3.8089 | 3.8089 | 3.8089 | 129.2005 | -14.5 | 0.1104 | 85 | 0 | 91.3864 | 91.3864 | 281.7479 | 0 | 0.00615 | 0.074 | 0.02596 | 0 | 0 | 0 | 0 | 0 | 0 | 0.0705 | 0.2574 | 0 | 7.2612 | 244.0449 | 0 | 0 | 0 | 0 | 16.748 | 40.7381 | 0 | 0.2044 | -61.5536 | 0.8541 | 11.3746 | 0.55 | -1 | -4.2 | 11.9121 | 0 | 0 | 35.2087 | 35.2087 | 35.2087 | 35.2087 | 40.9404 | 72.5517 | 0 | 0 | 0 | 0 | 0 | 0 | 0 | 0 | 0 | 0 | 0 | 0 | 0 | 0 | 0 | -50 | 0 | 0 | 7.9169 | 0 | -495.9584 | 15.1379 | 0 | 73.4131 | 69.0439 | 4.4826 | 1288.432 | 31.61 | 56.3089 | 0 | 0.5292 | -3.6185 | 8.626 | 3.074 | 0 | 963.8417 | 307.756 | -570.9969 | 8.385 | 6.38 | -1.72 | 14.0944 | 4.9443 | 2025-11-01 | 2025_11_01 Hr 08 | 68.3036 | -0.0001247 | -963.8417 | -607.3076 | 515.646 | 880.3811 | 162.0343 | 13.0877 | 0 | 97.0747 | 310.9759 | 107.5955 | 22.0972 | 182.7729 | 281.7479 | 0 | 7.2612 | 0 | 244.0449 | 0 | 142.457 | 0
2025_11_01 Hr 09 | 11.8306 | 0 | 0 | 3.5474 | 3.5621 | 3.5609 | 3.8089 | 3.8089 | 3.8089 | 126.2328 | -14.5 | 0.1104 | 83 | 0 | 91.3864 | 91.3864 | 281.7479 | 0 | 0.00615 | 0.074 | 0.02596 | 0 | 0 | 0 | 0 | 0 | 0 | 0.0705 | 0.2574 | 0 | 7.2612 | 244.0449 | 0 | 0 | 0 | 0 | 16.6381 | 40.4708 | 0 | 0 | -55.7742 | 0.8541 | 11.3746 | 0.55 | -1 | -4.2 | 11.9121 | 0 | 0 | 34.4001 | 34.4001 | 34.4001 | 34.4001 | 40.0002 | 75.5001 | 0 | 0 | 0 | 0 | 0 | 0 | 0 | 0 | 0 | 0 | 0 | 0 | 0 | 0 | 0 | -50 | 0 | 0 | 7.9169 | 0 | -453.8107 | 15.1379 | 0 | 73.4131 | 69.0439 | 12.0018 | 1280.912 | 31.5004 | 56.1137 | 0 | 0.5292 | -11.8306 | 8.626 | 3.074 | 0 | 1012.142 | 324.0649 | -537.0613 | 8.385 | 6.38 | -1.72 | 14.0456 | 4.9272 | 2025-11-01 | 2025_11_01 Hr 09 | 62.3865 | -0.000387 | -1012.142 | -559.5849 | 507.7558 | 880.3811 | 170.5019 | 13.0877 | 0 | 96.6976 | 303.8335 | 107.2248 | 22.0972 | 182.7729 | 281.7479 | 0 | 7.2612 | 0 | 244.0449 | 0 | 142.457 | 0
2025_11_01 Hr 10 | 15.6215 | 0.000645 | 0.018189 | 0 | 0 | 0 | 0 | 0 | 0 | 129.163 | -14.5 | 0.1104 | 83 | 0 | 91.3864 | 91.3864 | 281.7479 | 0 | 0.00615 | 0.074 | 0.02596 | 0 | 0 | 0 | 0 | 0 | 0 | 0.0705 | 0.2574 | 0 | 7.2612 | 244.0449 | 0 | 0 | 0 | 0 | 16.7466 | 40.7347 | 0 | 0 | -76.4732 | 0.8541 | 11.3746 | 0.61 | -1 | -4.2 | 11.9121 | 0 | 0 | 35.1985 | 35.1985 | 35.1985 | 35.1985 | 40.9285 | 72.5517 | 0 | 0 | 0 | 0 | 0 | 0 | 0 | 0 | 0 | 0 | 0 | 0 | 0 | 0 | 0 | -50 | 0 | 0 | 7.9169 | 0 | -409.2639 | 15.1379 | 0 | 73.4131 | 69.0439 | 20.967 | 1266.258 | 31.6086 | 56.3064 | 0 | 0.5292 | -15.6215 | 8.626 | 3.074 | 0 | 1027.718 | 334.2393 | -496.3054 | 8.385 | 6.38 | -1.72 | 14.0938 | 4.9441 | 2025-11-01 | 2025_11_01 Hr 10 | 59.1426 | 0.000326 | -1027.718 | -535.7371 | 515.5463 | 858.2839 | 176.5375 | 13.0877 | 0 | 97.0699 | 310.8855 | 107.5908 | 0 | 182.7729 | 281.7479 | 0 | 7.2612 | 0 | 244.0449 | 0 | 142.457 | 0
2025_11_01 Hr 11 | 16.061 | 0.002595 | 0.073179 | 0 | 0 | 0 | 0 | 0 | 0 | 121.3493 | -14.5 | 0.1104 | 86 | 0 | 91.3864 | 91.3864 | 281.7479 | 0 | 0.00615 | 0.074 | 0.02596 | 0 | 0 | 0 | 0 | 0 | 0 | 0.0705 | 0.2574 | 0 | 0 | 244.0449 | 0 | 0 | 0 | 0 | 16.4573 | 40.031 | 0 | 0 | -61.0877 | 0.8541 | 11.3746 | 0.61 | -1 | -4.2 | 11.9121 | 0 | 0 | 33.0695 | 33.0695 | 33.0695 | 33.0695 | 38.4529 | 67.4973 | 0 | 0 | 0 | 0 | 0 | 0 | 0 | 0 | 0 | 0 | 0 | 0 | 0 | 0 | 0 | -50 | 0 | 0 | 7.9169 | 0 | -399.6933 | 15.1379 | 0 | 73.4131 | 69.0439 | 12.4356 | 1239.253 | 31.3201 | 55.7926 | 0 | 0.5292 | -16.061 | 8.626 | 3.074 | 0 | 1014.11 | 323.1189 | -487.1743 | 8.385 | 6.38 | -1.72 | 13.9652 | 4.899 | 2025-11-01 | 2025_11_01 Hr 11 | 57.3005 | 2.3e-05 | -1014.11 | -510.781 | 494.772 | 851.0227 | 166.0087 | 13.0877 | 0 | 96.0769 | 292.0804 | 106.6147 | 0 | 182.7729 | 281.7479 | 0 | 0 | 0 | 244.0449 | 0 | 142.457 | 0
2025_11_01 Hr 12 | 13.993 | 0.00357 | 0.10067 | 0 | 0 | 0 | 0 | 0 | 0 | 108.9901 | -14.5 | 0.1104 | 81 | 0 | 91.3864 | 91.3864 | 281.7479 | 0 | 0.00615 | 0.074 | 0.02596 | 0 | 0 | 0 | 0 | 0 | 0 | 0.0705 | 0.2574 | 0 | 0 | 244.0449 | 0 | 0 | 0 | 0 | 15.9997 | 38.9179 | 0 | 0 | -47.4305 | 0.8541 | 11.3746 | 0.61 | -1 | -4.2 | 11.9121 | 0 | 0 | 29.702 | 29.702 | 29.702 | 29.702 | 34.5373 | 72.5517 | 0 | 0 | 0 | 0 | 0 | 0 | 0 | 0 | 0 | 0 | 0 | 0 | 0 | 0 | 0 | -50 | 0 | 0 | 7.9169 | 0 | -378.6618 | 15.1379 | 0 | 73.4131 | 69.0439 | 11.4234 | 1207.965 | 30.8638 | 54.9798 | 0 | 0.5292 | -13.993 | 8.626 | 3.074 | 0 | 1015.01 | 318.5502 | -464.0748 | 8.385 | 6.38 | -1.72 | 13.7617 | 4.8276 | 2025-11-01 | 2025_11_01 Hr 12 | 54.956 | 4e-06 | -1015.01 | -476.0923 | 461.9126 | 851.0227 | 165.0793 | 13.0877 | 0 | 94.5062 | 262.3356 | 105.0708 | 0 | 182.7729 | 281.7479 | 0 | 0 | 0 | 244.0449 | 0 | 142.457 | 0
2025_11_01 Hr 13 | 13.4706 | 0.00375 | 0.10575 | 0 | 0 | 0 | 0 | 0 | 0 | 86.7135 | -14.5 | 0.1104 | 82 | 0 | 91.3864 | 91.3864 | 281.7479 | 0 | 0.00615 | 0.074 | 0.02596 | 0 | 0 | 0 | 0 | 0 | 0 | 0.0705 | 0.2574 | 0 | 0 | 244.0449 | 0 | 0 | 0 | 0 | 15.1749 | 36.9116 | 0 | 0 | -25.7527 | 0.8541 | 11.3746 | 0.61 | -1 | -4.2 | 11.9121 | 0 | 0 | 23.6324 | 23.6324 | 23.6324 | 23.6324 | 27.4795 | 73.4994 | 0 | 0 | 0 | 0 | 0 | 0 | 0 | 0 | 0 | 0 | 0 | 0 | 0 | 0 | 0 | -50 | 0 | 0 | 7.9169 | 0 | -359.5898 | 15.1379 | 0 | 73.4131 | 69.0439 | 10.5558 | 1151.526 | 30.0414 | 53.5147 | 0 | 0.5292 | -13.4706 | 8.626 | 3.074 | 0 | 997.6183 | 316.3253 | -444.4804 | 8.385 | 6.38 | -1.72 | 13.395 | 4.699 | 2025-11-01 | 2025_11_01 Hr 13 | 54.1071 | 2.2e-05 | -997.6183 | -435.3426 | 402.6858 | 851.0227 | 166.1647 | 13.0877 | 0 | 91.6751 | 208.7226 | 102.2881 | 0 | 182.7729 | 281.7479 | 0 | 0 | 0 | 244.0449 | 0 | 142.457 | 0
2025_11_01 Hr 14 | 14.4756 | 0.004575 | 0.12901 | 0 | 0 | 0 | 0 | 0 | 0 | 71.9877 | -14.5 | 0.1104 | 80 | 0 | 91.3864 | 91.3864 | 281.7479 | 0 | 0.00615 | 0.074 | 0.02596 | 0 | 0 | 0 | 0 | 0 | 0 | 0.0705 | 0.2574 | 0 | 0 | 244.0449 | 0 | 0 | 0 | 0 | 14.6296 | 35.5854 | 0 | 0 | -10.7441 | 0.8541 | 11.3746 | 0.61 | -1 | -4.2 | 11.9121 | 0 | 0 | 19.6201 | 19.6201 | 19.6201 | 19.6201 | 22.8141 | 78.4485 | 0 | 0 | 0 | 0 | 0 | 0 | 0 | 0 | 0 | 0 | 0 | 0 | 0 | 0 | 0 | -50 | 0 | 0 | 7.9169 | 0 | -336.7339 | 15.1379 | 0 | 73.4131 | 69.0439 | 7.953 | 1114.237 | 29.4978 | 52.5463 | 0 | 0.5292 | -14.4756 | 8.626 | 3.074 | 0 | 996.7017 | 315.8379 | -422.6295 | 8.385 | 6.38 | -1.72 | 13.1526 | 4.6139 | 2025-11-01 | 2025_11_01 Hr 14 | 55.0312 | -7.4e-05 | -996.7017 | -397.478 | 363.5342 | 851.0227 | 166.5351 | 13.0877 | 0 | 89.8036 | 173.282 | 100.4485 | 0 | 182.7729 | 281.7479 | 0 | 0 | 0 | 244.0449 | 0 | 142.457 | 0
2025_11_01 Hr 15 | 15.3611 | 0.005955 | 0.16793 | 0 | 0 | 0 | 0 | 0 | 0 | 64.3993 | -14.5 | 0.1104 | 78 | 0 | 91.3864 | 91.3864 | 281.7479 | 0 | 0.00615 | 0.074 | 0.02596 | 0 | 0 | 0 | 0 | 0 | 0 | 0.0705 | 0.2574 | 0 | 0 | 244.0449 | 0 | 0 | 0 | 0 | 14.3487 | 34.9019 | 0 | 1.6131 | -1.1361 | 0.8541 | 11.3746 | 0.61 | -1 | -4.2 | 11.9121 | 0 | 0 | 17.5525 | 17.5525 | 17.5525 | 17.5525 | 20.4099 | 62.5482 | 0 | 0 | 0 | 0 | 0 | 0 | 0 | 0 | 0 | 0 | 0 | 0 | 0 | 0 | 0 | -50 | 0 | 0 | 7.9169 | 0 | -298.9196 | 15.1379 | 0 | 72.8564 | 68.4873 | 4.4826 | 1093.936 | 29.2176 | 52.0473 | 0 | 0.5292 | -15.3611 | 8.626 | 3.074 | 0 | 1003.118 | 294.4062 | -385.7007 | 8.385 | 6.38 | -1.72 | 13.0277 | 4.5701 | 2025-11-01 | 2025_11_01 Hr 15 | 55.422 | 0.00032 | -1003.118 | -348.4425 | 343.3591 | 849.9094 | 145.2047 | 13.0877 | 0 | 88.8392 | 155.0193 | 99.5006 | 0 | 182.7729 | 281.7479 | 0 | 0 | 0 | 244.0449 | 0 | 141.3437 | 0
2025_11_01 Hr 16 | 10.6465 | 0.00363 | 0.10237 | 0 | 0 | 0 | 0 | 0 | 0 | 55.0454 | -14.5 | 0.1104 | 73 | 0 | 91.3864 | 91.3864 | 281.7479 | 0 | 0.00615 | 0.074 | 0.02596 | 0 | 0 | 0 | 0 | 0 | 0 | 0.0705 | 0.2574 | 0 | 0 | 244.0449 | 0 | 0 | 0 | 0 | 14.0023 | 34.0595 | 0 | 17.4811 | 0 | 0.8541 | 11.3746 | 0.61 | -1 | -4.2 | 11.9121 | 0 | 0 | 15.0039 | 15.0039 | 15.0039 | 15.0039 | 17.4464 | 42.7518 | 0 | 0 | 0 | 0 | 0 | 0 | 0 | 0 | 0 | 0 | 0 | 0 | 0 | 0 | 0 | -50 | 0 | 0 | 7.9169 | 0 | -257.0874 | 15.1379 | 0 | 73.4131 | 69.0439 | 2.4582 | 1071.283 | 28.8723 | 51.4321 | 0 | 0.5292 | -10.6465 | 8.626 | 3.074 | 0 | 1011.31 | 261.7 | -339.1539 | 8.385 | 6.38 | -1.72 | 12.8737 | 4.5161 | 2025-11-01 | 2025_11_01 Hr 16 | 56.8982 | -3.2e-05 | -1011.31 | -289.6063 | 318.4898 | 851.0227 | 118.316 | 13.0877 | 0 | 87.6505 | 132.5073 | 98.3321 | 0 | 182.7729 | 281.7479 | 0 | 0 | 0 | 244.0449 | 0 | 142.457 | 0
2025_11_01 Hr 17 | 4.0895 | 0.00339 | 0.095598 | 0 | 0 | 0 | 0 | 0 | 0 | 65.4512 | -14.5 | 0.1104 | 71 | 0 | 91.3864 | 91.3864 | 281.7479 | 0 | 0.00615 | 0.074 | 0.02596 | 0 | 0 | 0 | 0 | 0 | 0 | 0.0705 | 0.2574 | 0 | 0 | 244.0449 | 0 | 0 | 0 | 0 | 14.3876 | 34.9967 | 0 | 6.1499 | 0 | 0.8541 | 11.3746 | 0.61 | -1 | -4.2 | 11.9121 | 0 | 0 | 17.8391 | 17.8391 | 17.8391 | 17.8391 | 20.7431 | 45.7002 | 0 | 0 | 0 | 0 | 0 | 0 | 0 | 0 | 0 | 0 | 0 | 0 | 0 | 0 | 0 | -50 | 0 | 0 | 7.9169 | 0 | -252.5704 | 15.1379 | 0 | 73.4131 | 69.0439 | 8.9652 | 1097.642 | 29.2564 | 52.1164 | 0 | 0.5292 | -4.0895 | 8.626 | 3.074 | 0 | 1039.61 | 263.8979 | -328.0799 | 8.385 | 6.38 | -1.72 | 13.045 | 4.5762 | 2025-11-01 | 2025_11_01 Hr 17 | 57.7505 | -1.6e-05 | -1039.61 | -296.4205 | 346.1557 | 851.0227 | 125.7644 | 13.0877 | 0 | 88.9729 | 157.5508 | 99.632 | 0 | 182.7729 | 281.7479 | 0 | 0 | 0 | 244.0449 | 0 | 142.457 | 0
2025_11_01 Hr 18 | 0.52072 | 0.00132 | 0.037224 | 0 | 0 | 0 | 0 | 0 | 0 | 86.2251 | -14.5 | 0.1104 | 72 | 0 | 91.3864 | 91.3864 | 281.7479 | 0 | 0.00615 | 0.074 | 0.02596 | 0 | 0 | 0 | 0 | 0 | 0 | 0.0705 | 0.2574 | 0 | 0 | 244.0449 | 0 | 0 | 0 | 0 | 15.1568 | 36.8676 | 0 | 6.7839 | -8.7679 | 0.8541 | 11.3746 | 0.61 | -1 | -4.2 | 11.9121 | 0 | 0 | 23.4993 | 23.4993 | 23.4993 | 23.4993 | 27.3248 | 45.7002 | 0 | 0 | 0 | 0 | 0 | 0 | 0 | 0 | 0 | 0 | 0 | 0 | 0 | 0 | 0 | -50 | 0 | 0 | 7.9169 | 0 | -259.2643 | 15.1379 | 0 | 73.4131 | 69.0439 | 15.0384 | 1150.22 | 30.0234 | 53.4826 | 0 | 0.5292 | -0.52072 | 8.626 | 3.074 | 0 | 1087.027 | 269.9954 | -331.205 | 8.385 | 6.38 | -1.72 | 13.387 | 4.6961 | 2025-11-01 | 2025_11_01 Hr 18 | 59.6794 | -0.000338 | -1087.027 | -311.2483 | 401.3874 | 851.0227 | 132.7771 | 13.0877 | 0 | 91.613 | 207.5473 | 102.2271 | 0 | 182.7729 | 281.7479 | 0 | 0 | 0 | 244.0449 | 0 | 142.457 | 0
2025_11_01 Hr 19 | 0 | 0.000975 | 0.027495 | 0 | 0 | 0 | 0 | 0 | 0 | 113.3853 | -14.5 | 0.1104 | 67 | 0 | 91.3864 | 91.3864 | 281.7479 | 0 | 0.00615 | 0.074 | 0.02596 | 0 | 0 | 0 | 0 | 0 | 0 | 0.0705 | 0.2574 | 0 | 0 | 244.0449 | 0 | 0 | 0 | 0 | 16.1624 | 39.3137 | 0 | 0 | -44.1548 | 0.8541 | 11.3746 | 0.61 | -1 | -4.2 | 11.9121 | 0 | 0 | 30.8996 | 30.8996 | 30.8996 | 30.8996 | 35.9298 | 45.7002 | 0 | 0 | 0 | 0 | 0 | 0 | 0 | 0 | 0 | 0 | 0 | 0 | 0 | 0 | 0 | -50 | 0 | 0 | 7.9169 | 0 | -274.5994 | 15.1379 | 0 | 73.4131 | 69.0439 | 35.427 | 1219.028 | 31.0261 | 55.2688 | 0 | 0.5292 | 0 | 8.626 | 3.074 | 0 | 1117.11 | 288.2557 | -346.0194 | 8.385 | 6.38 | -1.72 | 13.8341 | 4.853 | 2025-11-01 | 2025_11_01 Hr 19 | 57.676 | -3e-05 | -1117.11 | -368.7542 | 473.5981 | 851.0227 | 148.1557 | 13.0877 | 0 | 95.0648 | 272.9135 | 105.6198 | 0 | 182.7729 | 281.7479 | 0 | 0 | 0 | 244.0449 | 0 | 142.457 | 0
2025_11_01 Hr 20 | 0 | 4.5e-05 | 0.001269 | 0 | 0 | 0 | 0 | 0 | 0 | 94.2642 | -14.5 | 0.1104 | 59 | 0 | 91.3864 | 91.3864 | 281.7479 | 0 | 0.00615 | 0.074 | 0.02596 | 0 | 0 | 0 | 0 | 0 | 0 | 0.0705 | 0.2574 | 0 | 0 | 244.0449 | 0 | 0 | 0 | 0 | 15.4545 | 37.5916 | 0 | 0 | -28.7701 | 0.8541 | 11.3746 | 0.61 | -1 | -4.2 | 11.9121 | 0 | 0 | 25.6897 | 25.6897 | 25.6897 | 25.6897 | 29.8718 | 42.7518 | 0 | 0 | 0 | 0 | 0 | 0 | 0 | 0 | 0 | 0 | 0 | 0 | 0 | 0 | 0 | -50 | 0 | 0 | 7.9169 | 0 | -257.4784 | 15.1379 | 0 | 73.4131 | 69.0439 | 41.934 | 1170.554 | 30.3202 | 54.0113 | 0 | 0.5292 | 0 | 8.626 | 3.074 | 0 | 1094.31 | 281.4248 | -328.8984 | 8.385 | 6.38 | -1.72 | 13.5193 | 4.7426 | 2025-11-01 | 2025_11_01 Hr 20 | 57.3411 | -4.1e-05 | -1094.31 | -336.2485 | 422.7609 | 851.0227 | 143.6871 | 13.0877 | 0 | 92.6347 | 226.8949 | 103.2313 | 0 | 182.7729 | 281.7479 | 0 | 0 | 0 | 244.0449 | 0 | 142.457 | 0
2025_11_01 Hr 21 | 0 | 0 | 0 | 0 | 0 | 0 | 0 | 0 | 0 | 89.6812 | -14.5 | 0.1104 | 50 | 0 | 91.3864 | 91.3864 | 281.7479 | 0 | 0.00615 | 0.074 | 0.02596 | 0 | 0 | 0 | 0 | 0 | 0 | 0.0705 | 0.2574 | 0 | 0 | 244.0449 | 0 | 0 | 0 | 0 | 15.2848 | 37.1789 | 0 | 0 | -31.4369 | 0.8541 | 11.3746 | 0.61 | -1 | -4.2 | 11.9121 | 0 | 0 | 24.441 | 24.441 | 24.441 | 24.441 | 28.4198 | 38.7504 | 0 | 0 | 0 | 0 | 0 | 0 | 0 | 0 | 0 | 0 | 0 | 0 | 0 | 0 | 0 | -50 | 0 | 0 | 7.9169 | 0 | -254.1267 | 15.1379 | 0 | 73.4131 | 69.0439 | 44.5368 | 1158.94 | 30.151 | 53.7099 | 0 | 0.5292 | 0 | 8.626 | 3.074 | 0 | 1072.41 | 270.4537 | -325.5467 | 8.385 | 6.38 | -1.72 | 13.4439 | 4.7161 | 2025-11-01 | 2025_11_01 Hr 21 | 52.1807 | -4.1e-05 | -1072.41 | -335.5636 | 410.576 | 851.0227 | 133.2872 | 13.0877 | 0 | 92.0523 | 215.865 | 102.6588 | 0 | 182.7729 | 281.7479 | 0 | 0 | 0 | 244.0449 | 0 | 142.457 | 0
2025_11_01 Hr 22 | 0 | 0 | 0 | 0 | 0 | 0 | 0 | 0 | 0 | 80.7781 | -14.5 | 0.1104 | 62 | 0 | 91.3864 | 91.3864 | 281.7479 | 0 | 0.00615 | 0.074 | 0.02596 | 0 | 0 | 0 | 0 | 0 | 0 | 0.0705 | 0.2574 | 0 | 0 | 244.0449 | 0 | 0 | 0 | 0 | 14.9551 | 36.377 | 0 | 1.2095 | -2.7085 | 0.8541 | 11.3746 | 0.71 | -1 | -4.2 | 11.9121 | 0 | 0 | 22.0152 | 22.0152 | 22.0152 | 22.0152 | 25.5991 | 28.8522 | 0 | 0 | 0 | 0 | 0 | 0 | 0 | 0 | 0 | 0 | 0 | 0 | 0 | 0 | 0 | -50 | 0 | 0 | 7.9169 | 0 | -158.2644 | 15.1379 | 0 | 0 | 0 | 40.0542 | 993.9243 | 29.8223 | 53.1244 | 0 | 0.5292 | 0 | 8.626 | 3.074 | 0 | 1029.702 | 266.9607 | -229.6844 | 8.385 | 6.38 | -1.72 | 13.2973 | 4.6647 | 2025-11-01 | 2025_11_01 Hr 22 | 49.8299 | -0.00035 | -1029.702 | -209.7634 | 386.9053 | 708.5657 | 130.9064 | 13.0877 | 0 | 90.9208 | 194.4379 | 101.5466 | 0 | 182.7729 | 281.7479 | 0 | 0 | 0 | 244.0449 | 0 | 0 | 0
2025_11_01 Hr 23 | 0 | 0 | 0 | 0 | 0 | 0 | 0 | 0 | 0 | 59.2904 | 0 | 0.1104 | 63 | 0 | 91.3864 | 91.3864 | 283.5925 | 0 | 0.00615 | 0.074 | 0.02596 | 0 | 0 | 0 | 0 | 0 | 0 | 0.0705 | 0.2574 | 0 | 0 | 245.025 | 0 | 0 | 0 | 0 | 14.1595 | 34.4418 | 0 | 3.8321 | 0 | 0.8541 | 11.3746 | 0.71 | -1 | -4.2 | 11.9121 | 0 | 0 | 16.1605 | 16.1605 | 16.1605 | 16.1605 | 18.7913 | 28.8522 | 0 | 0 | 0 | 0 | 0 | 0 | 0 | 0 | 0 | 0 | 0 | 0 | 0 | 0 | 0 | 0 | -50 | 0 | 7.9169 | 0 | -204.5853 | 15.1379 | 0 | 0 | 0 | 50.4654 | 942.3038 | 29.029 | 51.7113 | 0 | 0.5292 | 0 | 8.626 | 3.074 | 0 | 960.3184 | 275.6877 | -261.5053 | 8.385 | 6.38 | -1.72 | 12.9436 | 4.5406 | 2025-11-01 | 2025_11_01 Hr 23 | 56.0671 | -7.9e-05 | -960.3184 | -250.7532 | 344.2759 | 711.3904 | 142.3176 | 13.0877 | 0 | 88.1899 | 142.7235 | 113.3624 | 0 | 182.7729 | 283.5925 | 0 | 0 | 0 | 245.025 | 0 | 0 | 0
2025_11_01 Hr 24 | 0 | 0 | 0 | 0 | 0 | 0 | 0 | 0 | 0 | 39.5888 | 0 | 0.1104 | 68 | 0 | 91.3864 | 91.3864 | 283.5925 | 0 | 0.00615 | 0.074 | 0.02596 | 0 | 0 | 0 | 0 | 0 | 0 | 0.0705 | 0.2574 | 0 | 0 | 245.025 | 0 | 0 | 0 | 0 | 13.4112 | 32.6216 | 0 | 0 | -148.4422 | 0.8541 | 11.3746 | 0.71 | -1 | -4.2 | 11.9121 | 0 | 0 | 10.6538 | 10.6538 | 10.6538 | 10.6538 | 12.3881 | 34.749 | 0 | 0 | 0 | 0 | 0 | 0 | 0 | 0 | 0 | 0 | 0 | 0 | 0 | 0 | 0 | 0 | -50 | 0 | 7.9169 | 0 | -56.1873 | 15.1379 | 0 | 0 | 0 | 46.5612 | 891.6038 | 28.2829 | 50.3821 | 0 | 0.5292 | 0 | 8.626 | 3.074 | 0 | 910.21 | 280.1556 | -113.1073 | 8.385 | 6.38 | -1.72 | 12.6109 | 4.4239 | 2025-11-01 | 2025_11_01 Hr 24 | 45.9719 | -2e-06 | -910.21 | -254.6295 | 291.0512 | 711.3904 | 149.3102 | 13.0877 | 0 | 85.6214 | 94.5921 | 110.8377 | 0 | 182.7729 | 283.5925 | 0 | 0 | 0 | 245.025 | 0 | 0 | 0
2025_11_02 Hr 01 | 0 | 0 | 0 | 0 | 0 | 0 | 0 | 0 | 0 | 42.7949 | 0 | 0.1104 | 74 | 0 | 91.3864 | 91.3864 | 283.5925 | 0 | 0.00615 | 0.074 | 0.02596 | 0 | 0 | 0 | 0 | 0 | 0 | 0.0705 | 0.2574 | 0 | 0 | 245.025 | 0 | 0 | 0 | 0 | 13.646 | 33.1806 | 0 | 0 | -147.7939 | 0.8541 | 11.752 | 0.71 | -1 | -4.2 | 12.175 | 0 | 0 | 11.7725 | 11.7725 | 11.7725 | 11.7725 | 13.689 | 38.7504 | 0 | 0 | 0 | 0 | 0 | 0 | 0 | 0 | 0 | 0 | 0 | 0 | 0 | 0 | 0 | 0 | -50 | 0 | 8.156 | 0 | -143.9833 | 15.0871 | 0 | 0 | 0 | 44.5368 | 902.9228 | 28.3652 | 50.6017 | 0 | 0.5292 | 0 | 8.626 | 3.074 | 0 | 842.7017 | 288.4761 | -200.9033 | 9.0491 | 6.38 | -1.72 | 12.6625 | 4.4646 | 2025-11-02 | 2025_11_02 Hr 01 | 47.0908 | -2e-06 | -842.7017 | -341.7772 | 302.7136 | 711.3904 | 157.2872 | 13.0877 | 0 | 87.9586 | 103.5738 | 111.1812 | 0 | 182.7729 | 283.5925 | 0 | 0 | 0 | 245.025 | 0 | 0 | 0
2025_11_02 Hr 02 | 0 | 0 | 0 | 0 | 0 | 0 | 0 | 0 | 0 | 36.9652 | 0 | 0.1104 | 74 | 0 | 91.3864 | 91.3864 | 283.5925 | 0 | 0.00615 | 0.074 | 0.02596 | 0 | 0 | 0 | 0 | 0 | 0 | 0.0705 | 0.2574 | 0 | 0 | 245.025 | 0 | 0 | 0 | 0 | 13.3114 | 32.367 | 0 | 28.8452 | 0 | 0.8541 | 11.752 | 0.71 | -1 | -4.2 | 12.175 | 0 | 0 | 9.363 | 9.363 | 9.363 | 9.363 | 10.8872 | 31.8006 | 0 | 0 | 0 | 0 | 0 | 0 | 0 | 0 | 0 | 0 | 0 | 0 | 0 | 0 | 0 | 0 | -50 | 0 | 8.156 | 0 | -306.3472 | 15.0871 | 0 | 0 | 0 | 39.4758 | 883.5051 | 28.0341 | 50.011 | 0 | 0.5292 | 0 | 8.626 | 3.074 | 0 | 824.4267 | 275.3435 | -363.2672 | 9.0491 | 6.38 | -1.72 | 12.5147 | 4.4125 | 2025-11-02 | 2025_11_02 Hr 02 | 50.5501 | -3.6e-05 | -824.4267 | -327.502 | 282.1742 | 711.3904 | 145.2764 | 13.0877 | 0 | 86.8105 | 85.3042 | 110.0594 | 0 | 182.7729 | 283.5925 | 0 | 0 | 0 | 245.025 | 0 | 0 | 0
2025_11_02 Hr 03 | 0 | 0 | 0 | 0 | 0 | 0 | 0 | 0 | 0 | 38.0221 | 0 | 0.1104 | 75 | 0 | 91.3864 | 91.3864 | 283.5925 | 0 | 0.00615 | 0.074 | 0.02596 | 0 | 0 | 0 | 0 | 0 | 0 | 0.0705 | 0.2574 | 0 | 0 | 245.025 | 0 | 0 | 0 | 0 | 13.4324 | 32.6613 | 0 | 28.0514 | 0 | 0.8541 | 11.752 | 0.71 | -1 | -4.2 | 12.175 | 0 | 0 | 10.2345 | 10.2345 | 10.2345 | 10.2345 | 11.9006 | 28.8522 | 0 | 0 | 0 | 0 | 0 | 0 | 0 | 0 | 0 | 0 | 0 | 0 | 0 | 0 | 0 | 0 | -50 | 0 | 8.156 | 0 | -332.583 | 15.0871 | 0 | 0 | 0 | 37.4514 | 889.4768 | 28.1539 | 50.2246 | 0 | 0.5292 | 0 | 8.626 | 3.074 | 0 | 799.8017 | 271.7765 | -389.503 | 9.0491 | 6.38 | -1.72 | 12.5681 | 4.4314 | 2025-11-02 | 2025_11_02 Hr 03 | 49.6242 | -4.9e-05 | -799.8017 | -354.5316 | 288.5516 | 711.3904 | 141.3036 | 13.0877 | 0 | 87.2258 | 90.8607 | 110.4651 | 0 | 182.7729 | 283.5925 | 0 | 0 | 0 | 245.025 | 0 | 0 | 0
2025_11_02 Hr 04 | 0 | 0 | 0 | 0 | 0 | 0 | 0 | 0 | 0 | 43.0584 | 0 | 0.1104 | 77 | 0 | 91.3864 | 91.3864 | 283.5925 | 0 | 0.00615 | 0.074 | 0.02596 | 0 | 0 | 0 | 0 | 0 | 0 | 0.0705 | 0.2574 | 0 | 0 | 245.025 | 0 | 0 | 0 | 0 | 13.6559 | 33.2048 | 0 | 35.9762 | 0 | 0.8541 | 11.752 | 0.71 | -1 | -4.2 | 12.175 | 0 | 0 | 11.8443 | 11.8443 | 11.8443 | 11.8443 | 13.7724 | 25.7985 | 0 | 0 | 0 | 0 | 0 | 0 | 0 | 0 | 0 | 0 | 0 | 0 | 0 | 0 | 0 | 0 | -50 | 0 | 8.156 | 0 | -341.9635 | 15.0871 | 0 | 0 | 0 | 36.0054 | 903.5911 | 28.3751 | 50.6193 | 0 | 0.5292 | 0 | 8.626 | 3.074 | 0 | 810.71 | 270.0262 | -398.8835 | 9.0491 | 6.38 | -1.72 | 12.6669 | 4.4662 | 2025-11-02 | 2025_11_02 Hr 04 | 50.3765 | 1e-05 | -810.71 | -355.9873 | 303.4153 | 711.3904 | 138.8039 | 13.0877 | 0 | 87.9928 | 104.2079 | 111.2146 | 0 | 182.7729 | 283.5925 | 0 | 0 | 0 | 245.025 | 0 | 0 | 0
2025_11_02 Hr 05 | 0 | 0 | 0 | 0 | 0 | 0 | 0 | 0 | 0 | 53.0358 | 0 | 0.1104 | 86 | 0 | 91.3864 | 91.3864 | 283.5925 | 0 | 0.00615 | 0.074 | 0.02596 | 0 | 0 | 0 | 0 | 0 | 0 | 0.0705 | 0.2574 | 0 | 0 | 245.025 | 0 | 0 | 0 | 0 | 14.0332 | 34.1221 | 0 | 17.4089 | 0 | 0.8541 | 11.752 | 0.71 | -1 | -4.2 | 12.175 | 0 | 0 | 14.5614 | 14.5614 | 14.5614 | 14.5614 | 16.9319 | 27.7992 | 0 | 0 | 0 | 0 | 0 | 0 | 0 | 0 | 0 | 0 | 0 | 0 | 0 | 0 | 0 | 0 | -50 | 0 | 8.156 | 0 | -342.389 | 15.0871 | 0 | 0 | 0 | 48.441 | 928.891 | 28.7485 | 51.2854 | 0 | 0.5292 | 0 | 8.626 | 3.074 | 0 | 841.7183 | 294.7274 | -399.309 | 9.0491 | 6.38 | -1.72 | 12.8336 | 4.5249 | 2025-11-02 | 2025_11_02 Hr 05 | 50.4666 | 1.2e-05 | -841.7183 | -374.9801 | 329.9802 | 711.3904 | 162.2402 | 13.0877 | 0 | 89.2874 | 128.2132 | 112.4795 | 0 | 182.7729 | 283.5925 | 0 | 0 | 0 | 245.025 | 0 | 0 | 0
2025_11_02 Hr 06 | 0 | 0 | 0 | 0 | 0 | 0 | 0 | 0 | 0 | 76.8308 | 0 | 0.1104 | 86 | 0 | 91.3864 | 91.3864 | 283.5925 | 0 | 0.00615 | 0.074 | 0.02596 | 0 | 0 | 0 | 0 | 0 | 0 | 0.0705 | 0.2574 | 0 | 0 | 245.025 | 0 | 0 | 0 | 0 | 14.933 | 36.31 | 0 | 0.54251 | -11.5182 | 0.8541 | 11.752 | 0.71 | -1 | -4.2 | 12.175 | 0 | 0 | 21.0415 | 21.0415 | 21.0415 | 21.0415 | 24.4668 | 41.6988 | 0 | 0 | 0 | 0 | 0 | 0 | 0 | 0 | 0 | 0 | 0 | 0 | 0 | 0 | 0 | 0 | -50 | 0 | 8.156 | 0 | -357.0197 | 15.0871 | 0 | 0 | 0 | 53.502 | 989.2289 | 29.639 | 52.874 | 0 | 0.5292 | 0 | 8.626 | 3.074 | 0 | 881.0183 | 316.7049 | -413.9397 | 9.0491 | 6.38 | -1.72 | 13.2311 | 4.6651 | 2025-11-02 | 2025_11_02 Hr 06 | 49.1934 | 4.26e-05 | -881.0183 | -417.9954 | 393.3349 | 711.3904 | 181.2008 | 13.0877 | 0 | 92.375 | 185.4635 | 115.4963 | 0 | 182.7729 | 283.5925 | 0 | 0 | 0 | 245.025 | 0 | 0 | 0
2025_11_02 Hr 07 | 0 | 0 | 0 | 0 | 0 | 0 | 0 | 0 | 0 | 94.0746 | 0 | 0.1104 | 87 | 0 | 91.3864 | 91.3864 | 281.7479 | 0 | 0.00615 | 0.074 | 0.02596 | 0 | 0 | 0 | 0 | 0 | 0 | 0.0705 | 0.2574 | 0 | 0 | 244.0449 | 0 | 0 | 0 | 0 | 15.585 | 37.8954 | 0 | 0 | -30.2212 | 0.8541 | 11.752 | 0.71 | -1 | -4.2 | 12.175 | 0 | 0 | 25.7375 | 25.7375 | 25.7375 | 25.7375 | 29.9273 | 41.6988 | 0 | 0 | 0 | 0 | 0 | 0 | 0 | 0 | 0 | 0 | 0 | 0 | 0 | 0 | 0 | 0 | -50 | 0 | 8.156 | 0 | -320.4076 | 15.0871 | 0 | 0 | 0 | 54.948 | 1030.13 | 30.2843 | 54.0252 | 0 | 0.5292 | 0 | 8.626 | 3.074 | 0 | 943.9183 | 321.3371 | -377.3276 | 9.0491 | 6.38 | -1.72 | 13.5192 | 4.7667 | 2025-11-02 | 2025_11_02 Hr 07 | 47.7128 | -7.2831e-14 | -943.9183 | -400.6288 | 439.247 | 708.5657 | 183.6468 | 13.0877 | 0 | 94.6125 | 226.9519 | 117.6826 | 0 | 182.7729 | 281.7479 | 0 | 0 | 0 | 244.0449 | 0 | 0 | 0
2025_11_02 Hr 08 | 3.0994 | 0 | 0 | 0 | 0 | 0 | 0 | 0 | 0 | 110.2266 | 0 | 0.1104 | 82 | 0 | 91.3864 | 91.3864 | 281.7479 | 0 | 0.00615 | 0.074 | 0.02596 | 0 | 0 | 0 | 0 | 0 | 0 | 0.0705 | 0.2574 | 0 | 0 | 244.0449 | 0 | 0 | 0 | 0 | 16.1958 | 39.3805 | 0 | 0 | -46.3359 | 0.8541 | 11.752 | 0.71 | -1 | -4.2 | 12.175 | 0 | 0 | 30.1362 | 30.1362 | 30.1362 | 30.1362 | 35.042 | 48.6486 | 0 | 0 | 0 | 0 | 0 | 0 | 0 | 0 | 0 | 0 | 0 | 0 | 0 | 0 | 0 | 0 | -50 | 0 | 8.156 | 0 | -297.04 | 15.0871 | 0 | 0 | 0 | 52.9236 | 1071.087 | 30.8888 | 55.1035 | 0 | 0.5292 | -3.0994 | 8.626 | 3.074 | 0 | 994.1017 | 326.4097 | -357.0594 | 9.0491 | 6.38 | -1.72 | 13.789 | 4.8618 | 2025-11-02 | 2025_11_02 Hr 08 | 42.7552 | -2.8e-05 | -994.1017 | -393.3759 | 482.252 | 708.5657 | 183.5722 | 13.0877 | 0 | 96.7084 | 265.8133 | 119.7304 | 0 | 182.7729 | 281.7479 | 0 | 0 | 0 | 244.0449 | 0 | 0 | 0
2025_11_02 Hr 09 | 9.8488 | 0.00078 | 0.021996 | 0 | 0 | 0 | 0 | 0 | 0 | 119.3756 | 0 | 0.1104 | 79 | 0 | 91.3864 | 91.3864 | 281.7479 | 0 | 0.00615 | 0.074 | 0.02596 | 0 | 0 | 0 | 0 | 0 | 0 | 0.0705 | 0.2574 | 0 | 0 | 244.0449 | 0 | 0 | 0 | 0 | 16.5417 | 40.2217 | 0 | 0 | -40.053 | 0.8541 | 11.752 | 0.71 | -1 | -4.2 | 12.175 | 0 | 0 | 32.6277 | 32.6277 | 32.6277 | 32.6277 | 37.9392 | 59.5998 | 0 | 0 | 0 | 0 | 0 | 0 | 0 | 0 | 0 | 0 | 0 | 0 | 0 | 0 | 0 | 0 | -50 | 0 | 8.156 | 0 | -288.1599 | 15.0871 | 0 | 0 | 0 | 51.0438 | 1094.309 | 31.2312 | 55.7144 | 0 | 0.5292 | -9.8488 | 8.626 | 3.074 | 0 | 1039.718 | 340.3912 | -354.9287 | 9.0491 | 6.38 | -1.72 | 13.9419 | 4.9157 | 2025-11-02 | 2025_11_02 Hr 09 | 42.0736 | 0.000311 | -1039.718 | -378.2129 | 506.6115 | 708.5657 | 189.6664 | 13.0877 | 0 | 97.8955 | 287.8256 | 120.8903 | 0 | 182.7729 | 281.7479 | 0 | 0 | 0 | 244.0449 | 0 | 0 | 0
2025_11_02 Hr 10 | 11.3994 | 0.00378 | 0.1066 | 0 | 0 | 0 | 0 | 0 | 0 | 118.8861 | 0 | 0.1104 | 67 | 0 | 91.3864 | 91.3864 | 281.7479 | 0 | 0.00615 | 0.074 | 0.02596 | 0 | 0 | 0 | 0 | 0 | 0 | 0.0705 | 0.2574 | 0 | 0 | 244.0449 | 0 | 0 | 0 | 0 | 16.5232 | 40.1767 | 0 | 0 | -54.4678 | 0.8541 | 11.752 | 0.71 | -1 | -4.2 | 12.175 | 0 | 0 | 32.4944 | 32.4944 | 32.4944 | 32.4944 | 37.7842 | 61.6005 | 0 | 0 | 0 | 0 | 0 | 0 | 0 | 0 | 0 | 0 | 0 | 0 | 0 | 0 | 0 | 0 | -50 | 0 | 8.156 | 0 | -249.0285 | 15.0871 | 0 | 0 | 0 | 64.9254 | 1093.152 | 31.2129 | 55.6817 | 0 | 0.5292 | -11.3994 | 8.626 | 3.074 | 0 | 1067.102 | 345.765 | -317.3479 | 9.0491 | 6.38 | -1.72 | 13.9337 | 4.9128 | 2025-11-02 | 2025_11_02 Hr 10 | 43.5526 | -0.000393 | -1067.102 | -353.4963 | 505.3082 | 708.5657 | 193.6363 | 13.0877 | 0 | 97.832 | 286.648 | 120.8283 | 0 | 182.7729 | 281.7479 | 0 | 0 | 0 | 244.0449 | 0 | 0 | 0
2025_11_02 Hr 11 | 10.3712 | 0.007065 | 0.19923 | 0 | 0 | 0 | 0 | 0 | 0 | 106.4615 | 0 | 0.1104 | 63 | 0 | 91.3864 | 91.3864 | 281.7479 | 0 | 0.00615 | 0.074 | 0.02596 | 0 | 0 | 0 | 0 | 0 | 0 | 0.0705 | 0.2574 | 0 | 0 | 244.0449 | 0 | 0 | 0 | 0 | 16.0534 | 39.0343 | 0 | 0 | -54.4344 | 0.8541 | 11.752 | 0.71 | -1 | -4.2 | 12.175 | 0 | 0 | 29.1108 | 29.1108 | 29.1108 | 29.1108 | 33.8498 | 55.5984 | 0 | 0 | 0 | 0 | 0 | 0 | 0 | 0 | 0 | 0 | 0 | 0 | 0 | 0 | 0 | 0 | -50 | 0 | 8.156 | 0 | -216.1666 | 15.0871 | 0 | 0 | 0 | 64.9254 | 1061.739 | 30.7479 | 54.8522 | 0 | 0.5292 | -10.3712 | 8.626 | 3.074 | 0 | 1057.01 | 333.1628 | -283.4578 | 9.0491 | 6.38 | -1.72 | 13.7262 | 4.8396 | 2025-11-02 | 2025_11_02 Hr 11 | 45.2951 | -7.8e-05 | -1057.01 | -320.601 | 472.2275 | 708.5657 | 183.7301 | 13.0877 | 0 | 96.2198 | 256.7546 | 119.253 | 0 | 182.7729 | 281.7479 | 0 | 0 | 0 | 244.0449 | 0 | 0 | 0
2025_11_02 Hr 12 | 13.4706 | 0.009195 | 0.2593 | 0 | 0 | 0 | 0 | 0 | 0 | 92.7192 | 0 | 0.1104 | 66 | 0 | 91.3864 | 91.3864 | 281.7479 | 0 | 0.00615 | 0.074 | 0.02596 | 0 | 0 | 0 | 0 | 0 | 0 | 0.0705 | 0.2574 | 0 | 0 | 244.0449 | 0 | 0 | 0 | 0 | 15.5338 | 37.7708 | 0 | 0 | -22.1967 | 0.8541 | 11.752 | 0.71 | -1 | -4.2 | 12.175 | 0 | 0 | 25.3684 | 25.3684 | 25.3684 | 25.3684 | 29.4981 | 50.6493 | 0 | 0 | 0 | 0 | 0 | 0 | 0 | 0 | 0 | 0 | 0 | 0 | 0 | 0 | 0 | 0 | -50 | 0 | 8.156 | 0 | -199.7587 | 15.0871 | 0 | 0 | 0 | 52.056 | 1026.952 | 30.2336 | 53.9347 | 0 | 0.5292 | -13.4706 | 8.626 | 3.074 | 0 | 1054.31 | 319.7036 | -270.1494 | 9.0491 | 6.38 | -1.72 | 13.4966 | 4.7587 | 2025-11-02 | 2025_11_02 Hr 12 | 42.9288 | -4.1e-05 | -1054.31 | -271.9554 | 435.6382 | 708.5657 | 168.9738 | 13.0877 | 0 | 94.4367 | 223.6908 | 117.5107 | 0 | 182.7729 | 281.7479 | 0 | 0 | 0 | 244.0449 | 0 | 0 | 0
2025_11_02 Hr 13 | 12.4408 | 0.009045 | 0.25507 | 0 | 0 | 0 | 0 | 0 | 0 | 72.8398 | 0 | 0.1104 | 69 | 0 | 91.3864 | 91.3864 | 281.7479 | 0 | 0.00615 | 0.074 | 0.02596 | 0 | 0 | 0 | 0 | 0 | 0 | 0.0705 | 0.2574 | 0 | 0 | 244.0449 | 0 | 0 | 0 | 0 | 14.7821 | 35.943 | 0 | 0 | -71.4954 | 0.8541 | 11.752 | 0.71 | -1 | -4.2 | 12.175 | 0 | 0 | 19.9546 | 19.9546 | 19.9546 | 19.9546 | 23.2031 | 58.6521 | 0 | 0 | 0 | 0 | 0 | 0 | 0 | 0 | 0 | 0 | 0 | 0 | 0 | 0 | 0 | 0 | -50 | 0 | 8.156 | 0 | -130.3201 | 15.0871 | 0 | 0 | 0 | 56.5386 | 976.5393 | 29.4896 | 52.6075 | 0 | 0.5292 | -12.4408 | 8.626 | 3.074 | 0 | 1037.002 | 331.6386 | -199.6809 | 9.0491 | 6.38 | -1.72 | 13.1645 | 4.6416 | 2025-11-02 | 2025_11_02 Hr 13 | 40.1207 | -0.000359 | -1037.002 | -251.8155 | 382.7089 | 708.5657 | 184.4548 | 13.0877 | 0 | 91.8572 | 175.8614 | 114.9904 | 0 | 182.7729 | 281.7479 | 0 | 0 | 0 | 244.0449 | 0 | 0 | 0
2025_11_02 Hr 14 | 13.9914 | 0.007875 | 0.22207 | 0 | 0 | 0 | 0 | 0 | 0 | 69.0371 | 0 | 0.1104 | 61 | 0 | 91.3864 | 91.3864 | 281.7479 | 0 | 0.00615 | 0.074 | 0.02596 | 0 | 0 | 0 | 0 | 0 | 0 | 0.0705 | 0.2574 | 0 | 0 | 244.0449 | 0 | 0 | 0 | 0 | 14.6383 | 35.5934 | 0 | 0 | -17.1575 | 0.8541 | 11.752 | 0.71 | -1 | -4.2 | 12.175 | 0 | 0 | 18.919 | 18.919 | 18.919 | 18.919 | 21.9989 | 61.6005 | 0 | 0 | 0 | 0 | 0 | 0 | 0 | 0 | 0 | 0 | 0 | 0 | 0 | 0 | 0 | 0 | -50 | 0 | 8.156 | 0 | -206.0006 | 15.0871 | 0 | 0 | 0 | 62.0334 | 966.8637 | 29.3473 | 52.3537 | 0 | 0.5292 | -13.9914 | 8.626 | 3.074 | 0 | 1005.943 | 333.1491 | -276.912 | 9.0491 | 6.38 | -1.72 | 13.1009 | 4.6192 | 2025-11-02 | 2025_11_02 Hr 14 | 42.7185 | 0.000327 | -1005.943 | -273.1581 | 372.5842 | 708.5657 | 184.8639 | 13.0877 | 0 | 91.3637 | 166.7122 | 114.5082 | 0 | 182.7729 | 281.7479 | 0 | 0 | 0 | 244.0449 | 0 | 0 | 0
2025_11_02 Hr 15 | 14.9018 | 0.00861 | 0.2428 | 0 | 0 | 0 | 0 | 0 | 0 | 66.5899 | 0 | 0.1104 | 51 | 0 | 91.3864 | 91.3864 | 281.7479 | 0 | 0.00615 | 0.074 | 0.02596 | 0 | 0 | 0 | 0 | 0 | 0 | 0.0705 | 0.2574 | 0 | 0 | 244.0449 | 0 | 0 | 0 | 0 | 14.5457 | 35.3684 | 0 | 0 | -9.5514 | 0.8541 | 11.752 | 0.71 | -1 | -4.2 | 12.175 | 0 | 0 | 18.2526 | 18.2526 | 18.2526 | 18.2526 | 21.2239 | 65.6019 | 0 | 0 | 0 | 0 | 0 | 0 | 0 | 0 | 0 | 0 | 0 | 0 | 0 | 0 | 0 | 0 | -50 | 0 | 8.156 | 0 | -191.3797 | 15.0871 | 0 | 0 | 0 | 45.9828 | 960.6788 | 29.2557 | 52.1903 | 0 | 0.5292 | -14.9018 | 8.626 | 3.074 | 0 | 999.6266 | 311.7008 | -263.2015 | 9.0491 | 6.38 | -1.72 | 13.06 | 4.6048 | 2025-11-02 | 2025_11_02 Hr 15 | 46.2936 | 1.9e-05 | -999.6266 | -250.9311 | 366.0683 | 708.5657 | 162.8361 | 13.0877 | 0 | 91.0462 | 160.8241 | 114.198 | 0 | 182.7729 | 281.7479 | 0 | 0 | 0 | 244.0449 | 0 | 0 | 0
2025_11_02 Hr 16 | 10.6465 | 0.009525 | 0.2686 | 0 | 0 | 0 | 0 | 0 | 0 | 71.8233 | 0 | 0.1104 | 40 | 0 | 91.3864 | 91.3864 | 281.7479 | 0 | 0.00615 | 0.074 | 0.02596 | 0 | 0 | 0 | 0 | 0 | 0 | 0.0705 | 0.2574 | 0 | 0 | 244.0449 | 0 | 0 | 0 | 0 | 14.7436 | 35.8495 | 0 | 0 | -16.8183 | 0.8541 | 11.752 | 0.71 | -1 | -4.2 | 12.175 | 0 | 0 | 19.6778 | 19.6778 | 19.6778 | 19.6778 | 22.8812 | 67.4973 | 0 | 0 | 0 | 0 | 0 | 0 | 0 | 0 | 0 | 0 | 0 | 0 | 0 | 0 | 0 | 0 | -50 | 0 | 8.156 | 0 | -156.196 | 15.0871 | 0 | 0 | 0 | 34.9932 | 973.9752 | 29.4516 | 52.5397 | 0 | 0.5292 | -10.6465 | 8.626 | 3.074 | 0 | 1021.41 | 288.0157 | -223.7625 | 9.0491 | 6.38 | -1.72 | 13.1475 | 4.6356 | 2025-11-02 | 2025_11_02 Hr 16 | 46.4479 | -4.1e-05 | -1021.41 | -223.0144 | 380.0023 | 708.5657 | 142.7686 | 13.0877 | 0 | 91.7253 | 173.4156 | 114.8615 | 0 | 182.7729 | 281.7479 | 0 | 0 | 0 | 244.0449 | 0 | 0 | 0
2025_11_02 Hr 17 | 3.5339 | 0.00708 | 0.19966 | 0 | 0 | 0 | 0 | 0 | 0 | 102.1694 | 0 | 0.1104 | 29 | 0 | 91.3864 | 91.3864 | 281.7479 | 0 | 0.00615 | 0.074 | 0.02596 | 0 | 0 | 0 | 0 | 0 | 0 | 0.0705 | 0.2574 | 0 | 0 | 244.0449 | 0 | 0 | 0 | 0 | 15.8911 | 38.6397 | 0 | 0 | -40.8069 | 0.8541 | 11.752 | 0.71 | -1 | -4.2 | 12.175 | 0 | 0 | 27.9419 | 27.9419 | 27.9419 | 27.9419 | 32.4906 | 61.6005 | 0 | 0 | 0 | 0 | 0 | 0 | 0 | 0 | 0 | 0 | 0 | 0 | 0 | 0 | 0 | 0 | -50 | 0 | 8.156 | 0 | -141.9309 | 15.0871 | 0 | 0 | 0 | 21.9792 | 1050.856 | 30.5873 | 54.5656 | 0 | 0.5292 | -3.5339 | 8.626 | 3.074 | 0 | 1062.502 | 254.8372 | -202.3848 | 9.0491 | 6.38 | -1.72 | 13.6544 | 4.8144 | 2025-11-02 | 2025_11_02 Hr 17 | 49.5654 | -0.000392 | -1062.502 | -232.7378 | 460.7996 | 708.5657 | 112.7864 | 13.0877 | 0 | 95.6629 | 246.4278 | 118.7088 | 0 | 182.7729 | 281.7479 | 0 | 0 | 0 | 244.0449 | 0 | 0 | 0
2025_11_02 Hr 18 | 0 | 0.00462 | 0.13028 | 0 | 0 | 0 | 0 | 0 | 0 | 128.1105 | 0 | 0.1104 | 37 | 0 | 91.3864 | 91.3864 | 281.7479 | 0 | 0.00615 | 0.074 | 0.02596 | 0 | 0 | 0 | 0 | 0 | 0 | 0.0705 | 0.2574 | 0 | 0 | 244.0449 | 0 | 0 | 0 | 0 | 16.872 | 41.0248 | 0 | 0 | -69.7852 | 0.8541 | 11.752 | 0.71 | -1 | -4.2 | 12.175 | 0 | 0 | 35.0065 | 35.0065 | 35.0065 | 35.0065 | 40.7052 | 64.5489 | 0 | 0 | 0 | 0 | 0 | 0 | 0 | 0 | 0 | 0 | 0 | 0 | 0 | 0 | 0 | 0 | -50 | 0 | 8.156 | 0 | -151.4323 | 15.0871 | 0 | 0 | 0 | 17.9304 | 1116.567 | 31.5581 | 56.2975 | 0 | 0.5292 | 0 | 8.626 | 3.074 | 0 | 1099.918 | 261.4894 | -208.3523 | 9.0491 | 6.38 | -1.72 | 14.0878 | 4.9672 | 2025-11-02 | 2025_11_02 Hr 18 | 53.282 | 0.000321 | -1099.918 | -271.2175 | 529.8683 | 708.5657 | 119.6142 | 13.0877 | 0 | 99.0289 | 308.8416 | 121.9978 | 0 | 182.7729 | 281.7479 | 0 | 0 | 0 | 244.0449 | 0 | 0 | 0
2025_11_02 Hr 19 | 0 | 0.002205 | 0.062181 | 0 | 0 | 0 | 0 | 0 | 0 | 121.0699 | 0 | 0.1104 | 35 | 0 | 91.3864 | 91.3864 | 281.7479 | 0 | 0.00615 | 0.074 | 0.02596 | 0 | 0 | 0 | 0 | 0 | 0 | 0.0705 | 0.2574 | 0 | 0 | 244.0449 | 0 | 0 | 0 | 0 | 16.6058 | 40.3775 | 0 | 0 | -59.934 | 0.8541 | 11.752 | 0.71 | -1 | -4.2 | 12.175 | 0 | 0 | 33.0891 | 33.0891 | 33.0891 | 33.0891 | 38.4757 | 70.551 | 0 | 0 | 0 | 0 | 0 | 0 | 0 | 0 | 0 | 0 | 0 | 0 | 0 | 0 | 0 | 0 | -50 | 0 | 8.156 | 0 | -169.2829 | 15.0871 | 0 | 0 | 0 | 12.4356 | 1098.645 | 31.2946 | 55.8275 | 0 | 0.5292 | 0 | 8.626 | 3.074 | 0 | 1071.61 | 259.1016 | -226.2029 | 9.0491 | 6.38 | -1.72 | 13.9702 | 4.9257 | 2025-11-02 | 2025_11_02 Hr 19 | 52.2275 | 1e-05 | -1071.61 | -279.2169 | 511.1225 | 708.5657 | 118.051 | 13.0877 | 0 | 98.1154 | 291.902 | 121.1051 | 0 | 182.7729 | 281.7479 | 0 | 0 | 0 | 244.0449 | 0 | 0 | 0
2025_11_02 Hr 20 | 0 | 0.000135 | 0.003807 | 0 | 0 | 0 | 0 | 0 | 0 | 105.7085 | 0 | 0.1104 | 28 | 0 | 91.3864 | 91.3864 | 281.7479 | 0 | 0.00615 | 0.074 | 0.02596 | 0 | 0 | 0 | 0 | 0 | 0 | 0.0705 | 0.2574 | 0 | 0 | 244.0449 | 0 | 0 | 0 | 0 | 16.0249 | 38.9651 | 0 | 0 | -37.6867 | 0.8541 | 11.752 | 0.71 | -1 | -4.2 | 12.175 | 0 | 0 | 28.9058 | 28.9058 | 28.9058 | 28.9058 | 33.6114 | 68.5503 | 0 | 0 | 0 | 0 | 0 | 0 | 0 | 0 | 0 | 0 | 0 | 0 | 0 | 0 | 0 | 0 | -50 | 0 | 8.156 | 0 | -171.7988 | 15.0871 | 0 | 0 | 0 | 8.9652 | 1059.635 | 30.7197 | 54.8019 | 0 | 0.5292 | 0 | 8.626 | 3.074 | 0 | 1037.91 | 244.6809 | -228.7188 | 9.0491 | 6.38 | -1.72 | 13.7136 | 4.8352 | 2025-11-02 | 2025_11_02 Hr 20 | 49.4883 | -7.9e-05 | -1037.91 | -259.4855 | 470.2226 | 708.5657 | 105.5194 | 13.0877 | 0 | 96.1221 | 254.9429 | 119.1576 | 0 | 182.7729 | 281.7479 | 0 | 0 | 0 | 244.0449 | 0 | 0 | 0
2025_11_02 Hr 21 | 0 | 0 | 0 | 0 | 0 | 0 | 0 | 0 | 0 | 92.0038 | 0 | 0.1104 | 21 | 0 | 91.3864 | 91.3864 | 281.7479 | 0 | 0.00615 | 0.074 | 0.02596 | 0 | 0 | 0 | 0 | 0 | 0 | 0.0705 | 0.2574 | 0 | 0 | 244.0449 | 0 | 0 | 0 | 0 | 15.5067 | 37.705 | 0 | 0 | -23.2116 | 0.8541 | 11.752 | 0.71 | -1 | -4.2 | 12.175 | 0 | 0 | 25.1736 | 25.1736 | 25.1736 | 25.1736 | 29.2716 | 48.6486 | 0 | 0 | 0 | 0 | 0 | 0 | 0 | 0 | 0 | 0 | 0 | 0 | 0 | 0 | 0 | 0 | -50 | 0 | 8.156 | 0 | -171.953 | 15.0871 | 0 | 0 | 0 | 10.5558 | 1024.879 | 30.2068 | 53.887 | 0 | 0.5292 | 0 | 8.626 | 3.074 | 0 | 990.4267 | 217.6321 | -228.873 | 9.0491 | 6.38 | -1.72 | 13.4846 | 4.7545 | 2025-11-02 | 2025_11_02 Hr 21 | 49.0703 | -6.8e-05 | -990.4267 | -245.1646 | 433.7335 | 708.5657 | 80.2044 | 13.0877 | 0 | 94.3438 | 221.9697 | 117.42 | 0 | 182.7729 | 281.7479 | 0 | 0 | 0 | 244.0449 | 0 | 0 | 0
2025_11_02 Hr 22 | 0 | 0 | 0 | 0 | 0 | 0 | 0 | 0 | 0 | 64.4815 | 0 | 0.1104 | 8 | 0 | 91.3864 | 91.3864 | 281.7479 | 0 | 0.00615 | 0.074 | 0.02596 | 0 | 0 | 0 | 0 | 0 | 0 | 0.0705 | 0.2574 | 0 | 0 | 244.0449 | 0 | 0 | 0 | 0 | 14.466 | 35.1745 | 0 | 4.6613 | -1.8932 | 0.8541 | 11.752 | 0.71 | -1 | -4.2 | 12.175 | 0 | 0 | 17.6784 | 17.6784 | 17.6784 | 17.6784 | 20.5563 | 50.6493 | 0 | 0 | 0 | 0 | 0 | 0 | 0 | 0 | 0 | 0 | 0 | 0 | 0 | 0 | 0 | 0 | -50 | 0 | 8.156 | 0 | -171.151 | 15.0871 | 0 | 0 | 0 | 12.4356 | 955.0896 | 29.1768 | 52.0495 | 0 | 0.5292 | 0 | 8.626 | 3.074 | 0 | 934.81 | 205.0233 | -228.071 | 9.0491 | 6.38 | -1.72 | 13.0248 | 4.5924 | 2025-11-02 | 2025_11_02 Hr 22 | 51.308 | -9e-06 | -934.81 | -218.3829 | 360.4546 | 708.5657 | 71.0849 | 13.0877 | 0 | 90.7726 | 155.7513 | 113.9307 | 0 | 182.7729 | 281.7479 | 0 | 0 | 0 | 244.0449 | 0 | 0 | 0
2025_11_02 Hr 23 | 0 | 0 | 0 | 0 | 0 | 0 | 0 | 0 | 0 | 42.9181 | 0 | 0.1104 | 10 | 0 | 91.3864 | 91.3864 | 283.5925 | 0 | 0.00615 | 0.074 | 0.02596 | 0 | 0 | 0 | 0 | 0 | 0 | 0.0705 | 0.2574 | 0 | 0 | 245.025 | 0 | 0 | 0 | 0 | 13.6488 | 33.1875 | 0 | 19.8048 | 0 | 0.8541 | 11.752 | 0.71 | -1 | -4.2 | 12.175 | 0 | 0 | 11.793 | 11.793 | 11.793 | 11.793 | 13.7128 | 50.6493 | 0 | 0 | 0 | 0 | 0 | 0 | 0 | 0 | 0 | 0 | 0 | 0 | 0 | 0 | 0 | 0 | -50 | 0 | 8.156 | 0 | -202.9159 | 15.0871 | 0 | 0 | 0 | 11.4234 | 903.1616 | 28.3681 | 50.6067 | 0 | 0.5292 | 0 | 8.626 | 3.074 | 0 | 866.4017 | 203.2711 | -259.8359 | 9.0491 | 6.38 | -1.72 | 12.6638 | 4.4651 | 2025-11-02 | 2025_11_02 Hr 23 | 58.0219 | -4.9e-05 | -866.4017 | -233.1111 | 302.962 | 711.3904 | 72.0727 | 13.0877 | 0 | 87.9684 | 103.8029 | 111.1907 | 0 | 182.7729 | 283.5925 | 0 | 0 | 0 | 245.025 | 0 | 0 | 0
2025_11_02 Hr 24 | 0 | 0 | 0 | 0 | 0 | 0 | 0 | 0 | 0 | 36.6934 | 0 | 0.1104 | 29 | 0 | 91.3864 | 91.3864 | 283.5925 | 0 | 0.00615 | 0.074 | 0.02596 | 0 | 0 | 0 | 0 | 0 | 0 | 0.0705 | 0.2574 | 0 | 0 | 245.025 | 0 | 0 | 0 | 0 | 13.1705 | 32.0243 | 0 | 31.8747 | 0 | 0.8541 | 11.752 | 0.71 | -1 | -4.2 | 12.175 | 0 | 0 | 8.3479 | 8.3479 | 8.3479 | 8.3479 | 9.7069 | 62.5482 | 0 | 0 | 0 | 0 | 0 | 0 | 0 | 0 | 0 | 0 | 0 | 0 | 0 | 0 | 0 | 0 | -50 | 0 | 8.156 | 0 | -227.5074 | 15.0871 | 0 | 0 | 0 | 7.5192 | 877.5091 | 27.8946 | 49.7621 | 0 | 0.5292 | 0 | 8.626 | 3.074 | 0 | 853.6183 | 228.662 | -284.4274 | 9.0491 | 6.38 | -1.72 | 12.4524 | 4.3905 | 2025-11-02 | 2025_11_02 Hr 24 | 55.8292 | 4.9e-05 | -853.6183 | -245.6327 | 275.7056 | 711.3904 | 99.0674 | 13.0877 | 0 | 86.3269 | 79.7918 | 109.5868 | 0 | 182.7729 | 283.5925 | 0 | 0 | 0 | 245.025 | 0 | 0 | 0
2025_11_03 Hr 01 | 0 | 0 | 0 | 0 | 0 | 0 | 0 | 0 | 0 | 36.6934 | 0 | 0.1104 | 49 | 0 | 91.3864 | 91.3864 | 283.5925 | 0 | 0.00615 | 0.074 | 0.02596 | 0 | 0 | 0 | 0 | 0 | 0 | 0.0705 | 0.2574 | 0 | 0 | 245.025 | 0 | 0 | 0 | 0 | 12.8607 | 31.2599 | 0 | 33.1482 | 0 | 0.8541 | 12.1295 | 0.71 | -1 | -4.2 | 12.4379 | 0 | 0 | 5.8292 | 5.8292 | 5.8292 | 5.8292 | 6.7781 | 61.6005 | 0 | 0 | 0 | 0 | 0 | 0 | 0 | 0 | 0 | 0 | 0 | 0 | 0 | 0 | 0 | 0 | -50 | 0 | 8.3952 | 0 | -298.1287 | 15.512 | 0 | 0 | 0 | 7.953 | 864.3071 | 28.311 | 50.5753 | 0 | 0.5292 | 0 | 8.626 | 3.074 | 0 | 792.5016 | 250.0951 | -355.0487 | 9.0454 | 6.38 | -1.72 | 12.6527 | 4.483 | 2025-11-03 | 2025_11_03 Hr 01 | 53.3974 | 7.8e-05 | -792.5016 | -314.9805 | 264.4506 | 711.3904 | 118.5535 | 13.0877 | 0 | 86.1284 | 66.7883 | 111.5339 | 0 | 182.7729 | 283.5925 | 0 | 0 | 0 | 245.025 | 0 | 0 | 0
2025_11_03 Hr 02 | 0 | 0 | 0 | 0 | 0 | 0 | 0 | 0 | 0 | 36.6934 | 0 | 0.1104 | 53 | 0 | 91.3864 | 91.3864 | 283.5925 | 0 | 0.00615 | 0.074 | 0.02596 | 0 | 0 | 0 | 0 | 0 | 0 | 0.0705 | 0.2574 | 0 | 0 | 245.025 | 0 | 0 | 0 | 0 | 12.8607 | 31.2599 | 0 | 36.0806 | 0 | 0.8541 | 12.1295 | 0.71 | -1 | -4.2 | 12.4379 | 0 | 0 | 5.8292 | 5.8292 | 5.8292 | 5.8292 | 6.7781 | 61.6005 | 0 | 0 | 0 | 0 | 0 | 0 | 0 | 0 | 0 | 0 | 0 | 0 | 0 | 0 | 0 | 0 | -50 | 0 | 8.3952 | 0 | -313.8229 | 15.512 | 0 | 0 | 0 | 8.5314 | 864.3071 | 28.311 | 50.5753 | 0 | 0.5292 | 0 | 8.626 | 3.074 | 0 | 784.3184 | 254.6735 | -370.7429 | 9.0454 | 6.38 | -1.72 | 12.6527 | 4.483 | 2025-11-03 | 2025_11_03 Hr 02 | 53.3974 | -5.2e-05 | -784.3184 | -327.7423 | 264.4506 | 711.3904 | 123.1319 | 13.0877 | 0 | 86.1284 | 66.7883 | 111.5339 | 0 | 182.7729 | 283.5925 | 0 | 0 | 0 | 245.025 | 0 | 0 | 0
2025_11_03 Hr 03 | 0 | 0 | 0 | 0 | 0 | 0 | 0 | 0 | 0 | 36.6934 | 0 | 0.1104 | 53 | 0 | 91.3864 | 91.3864 | 283.5925 | 0 | 0.00615 | 0.074 | 0.02596 | 0 | 0 | 0 | 0 | 0 | 0 | 0.0705 | 0.2574 | 0 | 0 | 245.025 | 0 | 0 | 0 | 0 | 12.872 | 31.2873 | 0 | 41.9492 | 0 | 0.8541 | 12.1295 | 0.71 | -1 | -4.2 | 12.4379 | 0 | 0 | 5.9114 | 5.9114 | 5.9114 | 5.9114 | 6.8737 | 51.7023 | 0 | 0 | 0 | 0 | 0 | 0 | 0 | 0 | 0 | 0 | 0 | 0 | 0 | 0 | 0 | 0 | -50 | 0 | 8.3952 | 0 | -315.9909 | 15.512 | 0 | 0 | 0 | 12.4356 | 864.7701 | 28.3224 | 50.5957 | 0 | 0.5292 | 0 | 8.626 | 3.074 | 0 | 782.5267 | 248.7183 | -372.9109 | 9.0454 | 6.38 | -1.72 | 12.6578 | 4.4848 | 2025-11-03 | 2025_11_03 Hr 03 | 53.3974 | -2.7e-05 | -782.5267 | -324.0417 | 264.9524 | 711.3904 | 117.1379 | 13.0877 | 0 | 86.1672 | 67.2125 | 111.5727 | 0 | 182.7729 | 283.5925 | 0 | 0 | 0 | 245.025 | 0 | 0 | 0
2025_11_03 Hr 04 | 0 | 0 | 0 | 0 | 0 | 0 | 0 | 0 | 0 | 36.6934 | 0 | 0.1104 | 57 | 0 | 91.3864 | 91.3864 | 283.5925 | 0 | 0.00615 | 0.074 | 0.02596 | 0 | 0 | 0 | 0 | 0 | 0 | 0.0705 | 0.2574 | 0 | 0 | 245.025 | 0 | 0 | 0 | 0 | 12.8847 | 31.3182 | 0 | 33.1273 | 0 | 0.8541 | 12.1295 | 0.71 | -1 | -4.2 | 12.4379 | 0 | 0 | 6.0038 | 6.0038 | 6.0038 | 6.0038 | 6.9812 | 36.7497 | 0 | 0 | 0 | 0 | 0 | 0 | 0 | 0 | 0 | 0 | 0 | 0 | 0 | 0 | 0 | 0 | -50 | 0 | 8.3952 | 0 | -284.429 | 15.512 | 0 | 0 | 0 | 20.967 | 865.2909 | 28.3353 | 50.6187 | 0 | 0.5292 | 0 | 8.626 | 3.074 | 0 | 803.41 | 246.3408 | -341.349 | 9.0454 | 6.38 | -1.72 | 12.6635 | 4.4869 | 2025-11-03 | 2025_11_03 Hr 04 | 53.3974 | 0 | -803.41 | -301.3017 | 265.517 | 711.3904 | 114.7167 | 13.0877 | 0 | 86.2108 | 67.6898 | 111.6164 | 0 | 182.7729 | 283.5925 | 0 | 0 | 0 | 245.025 | 0 | 0 | 0
2025_11_03 Hr 05 | 0 | 0 | 0 | 0 | 0 | 0 | 0 | 0 | 0 | 42.2586 | 0 | 0.1104 | 60 | 0 | 91.3864 | 91.3864 | 283.5925 | 0 | 0.00615 | 0.074 | 0.02596 | 0 | 0 | 0 | 0 | 0 | 0 | 0.0705 | 0.2574 | 0 | 0 | 245.025 | 0 | 0 | 0 | 0 | 13.6727 | 33.2336 | 0 | 21.4353 | 0 | 0.8541 | 12.1295 | 0.61 | -1 | -4.2 | 12.4379 | 0 | 0 | 11.7351 | 11.7351 | 11.7351 | 11.7351 | 13.6454 | 34.749 | 0 | 0 | 0 | 0 | 0 | 0 | 0 | 0 | 0 | 0 | 0 | 0 | 0 | 0 | 0 | 0 | -50 | 0 | 8.3952 | 0 | -389.5862 | 15.512 | 0 | 72.2608 | 68.0441 | 21.5454 | 1043.454 | 29.1339 | 52.0454 | 0 | 0.5292 | 0 | 8.626 | 3.074 | 0 | 869.01 | 250.6272 | -446.5062 | 9.0454 | 6.38 | -1.72 | 13.0205 | 4.6133 | 2025-11-03 | 2025_11_03 Hr 05 | 57.4548 | 3.6e-05 | -869.01 | -418.1508 | 306.0836 | 851.6952 | 116.2944 | 13.0877 | 0 | 88.9141 | 102.8444 | 114.3251 | 0 | 182.7729 | 283.5925 | 0 | 0 | 0 | 245.025 | 0 | 140.3049 | 0
2025_11_03 Hr 06 | 0 | 0 | 0 | 3.5474 | 3.5621 | 3.5609 | 3.8089 | 3.8089 | 3.8089 | 78.4578 | 0 | 0.1104 | 57 | 0 | 91.3864 | 91.3864 | 283.5925 | 0 | 0.00615 | 0.074 | 0.02596 | 0 | 0 | 0 | 0 | 0 | 0 | 0.0705 | 0.2574 | 0 | 7.2612 | 245.025 | 0 | 0 | 0 | 0 | 15.1301 | 36.7759 | 0 | 0 | -28.4204 | 0.8541 | 12.1295 | 0.55 | -1 | -4.2 | 12.4379 | 0 | 0 | 22.3348 | 22.3348 | 22.3348 | 22.3348 | 25.9708 | 31.8006 | 0 | 0 | 0 | 0 | 0 | 0 | 0 | 0 | 0 | 0 | 0 | 0 | 0 | 0 | 0 | 0 | -50 | 0 | 8.3952 | 0 | -361.6284 | 15.512 | 0 | 74.1091 | 69.6985 | 19.521 | 1172.238 | 30.6109 | 54.6839 | 0 | 0.5292 | 0 | 8.626 | 3.074 | 0 | 972.9333 | 247.6638 | -418.5484 | 9.0454 | 6.38 | -1.72 | 13.6805 | 4.8472 | 2025-11-03 | 2025_11_03 Hr 06 | 68.9774 | 1e-06 | -972.9333 | -440.0488 | 407.0164 | 884.5564 | 108.3216 | 13.0877 | 0 | 93.9138 | 193.768 | 119.3345 | 22.0972 | 182.7729 | 283.5925 | 0 | 7.2612 | 0 | 245.025 | 0 | 143.8077 | 0
2025_11_03 Hr 07 | 0 | 0 | 0 | 3.5474 | 3.5621 | 3.5609 | 3.8089 | 3.8089 | 3.8089 | 119.5509 | -14.5 | 0.1104 | 65 | 0 | 91.3864 | 91.3864 | 281.7479 | 0 | 0.00615 | 0.074 | 0.02596 | 0 | 0 | 0 | 0 | 0 | 0 | 0.0705 | 0.2574 | 0 | 7.2612 | 244.0449 | 0 | 0 | 0 | 0 | 16.6679 | 40.5139 | 0 | 0 | -61.0565 | 0.8541 | 12.1295 | 0.55 | -1 | -4.2 | 12.4379 | 0 | 0 | 33.5201 | 33.5201 | 33.5201 | 33.5201 | 38.9768 | 38.7504 | 0 | 0 | 0 | 0 | 0 | 0 | 0 | 0 | 0 | 0 | 0 | 0 | 0 | 0 | 0 | -50 | 0 | 0 | 8.3952 | 0 | -309.7582 | 15.512 | 0 | 73.4131 | 69.0439 | 9.5436 | 1272.179 | 32.1695 | 57.4682 | 0 | 0.5292 | 0 | 8.626 | 3.074 | 0 | 1087.867 | 257.9225 | -381.1782 | 9.0454 | 6.38 | -1.72 | 14.3771 | 5.094 | 2025-11-03 | 2025_11_03 Hr 07 | 62.293 | -0.00038 | -1087.867 | -420.8147 | 501.9185 | 880.3811 | 113.294 | 13.0877 | 0 | 99.1897 | 292.6081 | 110.1207 | 22.0972 | 182.7729 | 281.7479 | 0 | 7.2612 | 0 | 244.0449 | 0 | 142.457 | 0
2025_11_03 Hr 08 | 3.6185 | 0 | 0 | 3.5474 | 3.5621 | 3.5609 | 3.8089 | 3.8089 | 3.8089 | 138.456 | -14.5 | 0.1104 | 69 | 0 | 91.3864 | 91.3864 | 281.7479 | 0 | 0.00615 | 0.074 | 0.02596 | 0 | 0 | 0 | 0 | 0 | 0 | 0.0705 | 0.2574 | 0 | 7.2612 | 244.0449 | 0 | 0 | 0 | 0 | 17.3754 | 42.2336 | 0 | 0 | -79.8863 | 0.8541 | 12.1295 | 0.55 | -1 | -4.2 | 12.4379 | 0 | 0 | 38.6659 | 38.6659 | 38.6659 | 38.6659 | 44.9604 | 51.7023 | 0 | 0 | 0 | 0 | 0 | 0 | 0 | 0 | 0 | 0 | 0 | 0 | 0 | 0 | 0 | -50 | 0 | 0 | 8.3952 | 0 | -285.8952 | 15.512 | 0 | 73.4131 | 69.0439 | 7.5192 | 1320.078 | 32.8865 | 58.7491 | 0 | 0.5292 | -3.6185 | 8.626 | 3.074 | 0 | 1158.158 | 278.9004 | -360.9337 | 9.0454 | 6.38 | -1.72 | 14.6975 | 5.2076 | 2025-11-03 | 2025_11_03 Hr 08 | 66.5479 | 0.000341 | -1158.158 | -415.7815 | 552.2496 | 880.3811 | 128.2215 | 13.0877 | 0 | 101.6169 | 338.08 | 112.5527 | 22.0972 | 182.7729 | 281.7479 | 0 | 7.2612 | 0 | 244.0449 | 0 | 142.457 | 0
2025_11_03 Hr 09 | 7.7792 | 6e-05 | 0.001692 | 3.5474 | 3.5621 | 3.5609 | 3.8089 | 3.8089 | 3.8089 | 129.0223 | -14.5 | 0.1104 | 69 | 0 | 91.3864 | 91.3864 | 281.7479 | 0 | 0.00615 | 0.074 | 0.02596 | 0 | 0 | 0 | 0 | 0 | 0 | 0.0705 | 0.2574 | 0 | 7.2612 | 244.0449 | 0 | 0 | 0 | 0 | 17.0224 | 41.3755 | 0 | 0 | -69.7721 | 0.8541 | 12.1295 | 0.55 | -1 | -4.2 | 12.4379 | 0 | 0 | 36.0981 | 36.0981 | 36.0981 | 36.0981 | 41.9746 | 45.7002 | 0 | 0 | 0 | 0 | 0 | 0 | 0 | 0 | 0 | 0 | 0 | 0 | 0 | 0 | 0 | -50 | 0 | 0 | 8.3952 | 0 | -271.0694 | 15.512 | 0 | 73.4131 | 69.0439 | 5.4948 | 1296.178 | 32.5287 | 58.1099 | 0 | 0.5292 | -7.7792 | 8.626 | 3.074 | 0 | 1149.958 | 273.8211 | -350.2686 | 9.0454 | 6.38 | -1.72 | 14.5376 | 5.1509 | 2025-11-03 | 2025_11_03 Hr 09 | 58.9685 | 0.000295 | -1149.958 | -390.8415 | 527.1342 | 880.3811 | 120.1968 | 13.0877 | 0 | 100.4057 | 315.3894 | 111.3391 | 22.0972 | 182.7729 | 281.7479 | 0 | 7.2612 | 0 | 244.0449 | 0 | 142.457 | 0
2025_11_03 Hr 10 | 9.3281 | 0.000825 | 0.023265 | 3.5474 | 3.5621 | 3.5609 | 3.8089 | 3.8089 | 3.8089 | 113.2492 | -14.5 | 0.1104 | 78 | 0 | 91.3864 | 91.3864 | 281.7479 | 0 | 0.00615 | 0.074 | 0.02596 | 0 | 0 | 0 | 0 | 0 | 0 | 0.0705 | 0.2574 | 0 | 7.2612 | 244.0449 | 0 | 0 | 0 | 0 | 16.4321 | 39.9407 | 0 | 0 | -51.9276 | 0.8541 | 12.1295 | 0.55 | -1 | -4.2 | 12.4379 | 0 | 0 | 31.8048 | 31.8048 | 31.8048 | 31.8048 | 36.9823 | 39.6981 | 0 | 0 | 0 | 0 | 0 | 0 | 0 | 0 | 0 | 0 | 0 | 0 | 0 | 0 | 0 | -50 | 0 | 0 | 8.3952 | 0 | -218.7253 | 15.512 | 0 | 73.4131 | 69.0439 | 3.4704 | 1256.236 | 31.9305 | 57.0412 | 0 | 0.5292 | -9.3281 | 8.626 | 3.074 | 0 | 1179.15 | 274.3152 | -299.4734 | 9.0454 | 6.38 | -1.72 | 14.2703 | 5.0562 | 2025-11-03 | 2025_11_03 Hr 10 | 62.8388 | -3.7e-05 | -1179.15 | -320.6529 | 485.1415 | 880.3811 | 121.1926 | 13.0877 | 0 | 98.3806 | 277.4508 | 109.3101 | 22.0972 | 182.7729 | 281.7479 | 0 | 7.2612 | 0 | 244.0449 | 0 | 142.457 | 0
2025_11_03 Hr 11 | 8.3 | 0.00243 | 0.068526 | 0 | 0 | 0 | 0 | 0 | 0 | 96.3818 | -14.5 | 0.1104 | 71 | 0 | 91.3864 | 91.3864 | 281.7479 | 0 | 0.00615 | 0.074 | 0.02596 | 0 | 0 | 0 | 0 | 0 | 0 | 0.0705 | 0.2574 | 0 | 7.2612 | 244.0449 | 0 | 0 | 0 | 0 | 15.8008 | 38.4064 | 0 | 0 | -29.9522 | 0.8541 | 12.1295 | 0.61 | -1 | -4.2 | 12.4379 | 0 | 0 | 27.2136 | 27.2136 | 27.2136 | 27.2136 | 31.6438 | 44.6472 | 0 | 0 | 0 | 0 | 0 | 0 | 0 | 0 | 0 | 0 | 0 | 0 | 0 | 0 | 0 | -50 | 0 | 0 | 8.3952 | 0 | -194.9913 | 15.512 | 0 | 73.4131 | 69.0439 | 3.0366 | 1191.448 | 31.2907 | 55.8984 | 0 | 0.5292 | -8.3 | 8.626 | 3.074 | 0 | 1155.418 | 268.6342 | -274.7113 | 9.0454 | 6.38 | -1.72 | 13.9844 | 4.9549 | 2025-11-03 | 2025_11_03 Hr 11 | 53.7398 | 0.000304 | -1155.418 | -274.9435 | 440.2354 | 858.2839 | 118.7548 | 13.0877 | 0 | 96.2151 | 236.8801 | 107.1403 | 0 | 182.7729 | 281.7479 | 0 | 7.2612 | 0 | 244.0449 | 0 | 142.457 | 0
2025_11_03 Hr 12 | 9.3314 | 0.006 | 0.1692 | 0 | 0 | 0 | 0 | 0 | 0 | 86.2312 | -14.5 | 0.1104 | 65 | 0 | 91.3864 | 91.3864 | 281.7479 | 0 | 0.00615 | 0.074 | 0.02596 | 0 | 0 | 0 | 0 | 0 | 0 | 0.0705 | 0.2574 | 0 | 7.2612 | 244.0449 | 0 | 0 | 0 | 0 | 15.421 | 37.483 | 0 | 0 | -15.0879 | 0.8541 | 12.1295 | 0.61 | -1 | -4.2 | 12.4379 | 0 | 0 | 24.4507 | 24.4507 | 24.4507 | 24.4507 | 28.431 | 45.7002 | 0 | 0 | 0 | 0 | 0 | 0 | 0 | 0 | 0 | 0 | 0 | 0 | 0 | 0 | 0 | -50 | 0 | 0 | 8.3952 | 0 | -198.3013 | 15.512 | 0 | 73.4131 | 69.0439 | 6.9408 | 1165.83 | 30.9057 | 55.2106 | 0 | 0.5292 | -9.3314 | 8.626 | 3.074 | 0 | 1139.01 | 267.3206 | -279.0527 | 9.0454 | 6.38 | -1.72 | 13.8123 | 4.8939 | 2025-11-03 | 2025_11_03 Hr 12 | 59.3592 | -3.5e-05 | -1139.01 | -263.3892 | 413.2114 | 858.2839 | 117.8162 | 13.0877 | 0 | 94.9118 | 212.465 | 105.8345 | 0 | 182.7729 | 281.7479 | 0 | 7.2612 | 0 | 244.0449 | 0 | 142.457 | 0
2025_11_03 Hr 13 | 8.819 | 0.00846 | 0.23857 | 0 | 0 | 0 | 0 | 0 | 0 | 76.6088 | -14.5 | 0.1104 | 63 | 0 | 91.3864 | 91.3864 | 281.7479 | 0 | 0.00615 | 0.074 | 0.02596 | 0 | 0 | 0 | 0 | 0 | 0 | 0.0705 | 0.2574 | 0 | 7.2612 | 244.0449 | 0 | 0 | 0 | 0 | 15.0609 | 36.6077 | 0 | 0 | -6.8762 | 0.8541 | 12.1295 | 0.61 | -1 | -4.2 | 12.4379 | 0 | 0 | 21.8316 | 21.8316 | 21.8316 | 21.8316 | 25.3855 | 42.7518 | 0 | 0 | 0 | 0 | 0 | 0 | 0 | 0 | 0 | 0 | 0 | 0 | 0 | 0 | 0 | -50 | 0 | 0 | 8.3952 | 0 | -207.2297 | 15.512 | 0 | 73.4131 | 69.0439 | 14.46 | 1141.52 | 30.5408 | 54.5586 | 0 | 0.5292 | -8.819 | 8.626 | 3.074 | 0 | 1115.318 | 268.1437 | -287.4687 | 9.0454 | 6.38 | -1.72 | 13.6492 | 4.8361 | 2025-11-03 | 2025_11_03 Hr 13 | 55.4835 | 0.000303 | -1115.318 | -264.1059 | 387.5938 | 858.2839 | 120.4588 | 13.0877 | 0 | 93.6765 | 189.3207 | 104.5967 | 0 | 182.7729 | 281.7479 | 0 | 7.2612 | 0 | 244.0449 | 0 | 142.457 | 0
2025_11_03 Hr 14 | 8.8223 | 0.00717 | 0.20219 | 0 | 0 | 0 | 0 | 0 | 0 | 74.4202 | -14.5 | 0.1104 | 62 | 0 | 91.3864 | 91.3864 | 281.7479 | 0 | 0.00615 | 0.074 | 0.02596 | 0 | 0 | 0 | 0 | 0 | 0 | 0.0705 | 0.2574 | 0 | 7.2612 | 244.0449 | 0 | 0 | 0 | 0 | 14.9789 | 36.4086 | 0 | 0.13716 | -8.0227 | 0.8541 | 12.1295 | 0.61 | -1 | -4.2 | 12.4379 | 0 | 0 | 21.2358 | 21.2358 | 21.2358 | 21.2358 | 24.6928 | 33.8013 | 0 | 0 | 0 | 0 | 0 | 0 | 0 | 0 | 0 | 0 | 0 | 0 | 0 | 0 | 0 | -50 | 0 | 0 | 8.3952 | 0 | -191.8954 | 15.512 | 0 | 73.4131 | 69.0439 | 20.5332 | 1135.938 | 30.4578 | 54.4104 | 0 | 0.5292 | -8.8223 | 8.626 | 3.074 | 0 | 1119.902 | 263.9868 | -272.1377 | 9.0454 | 6.38 | -1.72 | 13.6121 | 4.823 | 2025-11-03 | 2025_11_03 Hr 14 | 53.9267 | -0.0003466 | -1119.902 | -249.7809 | 381.7671 | 858.2839 | 116.5439 | 13.0877 | 0 | 93.3955 | 184.0565 | 104.3152 | 0 | 182.7729 | 281.7479 | 0 | 7.2612 | 0 | 244.0449 | 0 | 142.457 | 0
2025_11_03 Hr 15 | 6.7478 | 0.007095 | 0.20008 | 0 | 0 | 0 | 0 | 0 | 0 | 68.4581 | -14.5 | 0.1104 | 62 | 0 | 91.3864 | 91.3864 | 281.7479 | 0 | 0.00615 | 0.074 | 0.02596 | 0 | 0 | 0 | 0 | 0 | 0 | 0.0705 | 0.2574 | 0 | 7.2612 | 244.0449 | 0 | 0 | 0 | 0 | 14.7558 | 35.8663 | 0 | 13.8442 | 0 | 0.8541 | 12.1295 | 0.61 | -1 | -4.2 | 12.4379 | 0 | 0 | 19.613 | 19.613 | 19.613 | 19.613 | 22.8058 | 28.8522 | 0 | 0 | 0 | 0 | 0 | 0 | 0 | 0 | 0 | 0 | 0 | 0 | 0 | 0 | 0 | -50 | 0 | 0 | 8.3952 | 0 | -202.9846 | 15.512 | 0 | 73.4131 | 69.0439 | 23.4252 | 1120.83 | 30.2316 | 54.0064 | 0 | 0.5292 | -6.7478 | 8.626 | 3.074 | 0 | 1112.61 | 259.0882 | -281.1523 | 9.0454 | 6.38 | -1.72 | 13.511 | 4.7872 | 2025-11-03 | 2025_11_03 Hr 15 | 54.057 | -3.4e-05 | -1112.61 | -239.1404 | 365.8942 | 858.2839 | 114.4846 | 13.0877 | 0 | 92.63 | 169.716 | 103.5482 | 0 | 182.7729 | 281.7479 | 0 | 7.2612 | 0 | 244.0449 | 0 | 142.457 | 0
2025_11_03 Hr 16 | 2.5887 | 0.005325 | 0.15016 | 3.5474 | 3.5621 | 3.5609 | 3.8089 | 3.8089 | 3.8089 | 68.1185 | -14.5 | 0.1104 | 56 | 0 | 91.3864 | 91.3864 | 281.7479 | 0 | 0.00615 | 0.074 | 0.02596 | 0 | 0 | 0 | 0 | 0 | 0 | 0.0705 | 0.2574 | 0 | 7.2612 | 244.0449 | 0 | 0 | 0 | 0 | 14.7431 | 35.8354 | 0 | 16.5214 | 0 | 0.8541 | 12.1295 | 0.55 | -1 | -4.2 | 12.4379 | 0 | 0 | 19.5206 | 19.5206 | 19.5206 | 19.5206 | 22.6983 | 25.7985 | 0 | 0 | 0 | 0 | 0 | 0 | 0 | 0 | 0 | 0 | 0 | 0 | 0 | 0 | 0 | -50 | 0 | 0 | 8.3952 | 0 | -226.7761 | 15.512 | 0 | 73.4131 | 69.0439 | 41.5002 | 1142.017 | 30.2188 | 53.9834 | 0 | 0.5292 | -2.5887 | 8.626 | 3.074 | 0 | 1121.658 | 263.9049 | -300.7848 | 9.0454 | 6.38 | -1.72 | 13.5053 | 4.7851 | 2025-11-03 | 2025_11_03 Hr 16 | 58.6716 | 0.000285 | -1121.658 | -260.2547 | 364.99 | 880.3811 | 123.4542 | 13.0877 | 0 | 92.5864 | 168.8991 | 103.5045 | 22.0972 | 182.7729 | 281.7479 | 0 | 7.2612 | 0 | 244.0449 | 0 | 142.457 | 0
2025_11_03 Hr 17 | 0 | 0.00702 | 0.19796 | 3.5474 | 3.5621 | 3.5609 | 3.8089 | 3.8089 | 3.8089 | 88.6839 | -14.5 | 0.1104 | 58 | 0 | 91.3864 | 91.3864 | 281.7479 | 0 | 0.00615 | 0.074 | 0.02596 | 0 | 0 | 0 | 0 | 0 | 0 | 0.0705 | 0.2574 | 0 | 7.2612 | 244.0449 | 0 | 0 | 0 | 0 | 15.5128 | 37.7061 | 0 | 0 | -29.4949 | 0.8541 | 12.1295 | 0.55 | -1 | -4.2 | 12.4379 | 0 | 0 | 25.1183 | 25.1183 | 25.1183 | 25.1183 | 29.2074 | 18.8487 | 0 | 0 | 0 | 0 | 0 | 0 | 0 | 0 | 0 | 0 | 0 | 0 | 0 | 0 | 0 | -50 | 0 | 0 | 8.3952 | 0 | -185.4607 | 15.512 | 0 | 73.4131 | 69.0439 | 62.0334 | 1194.17 | 30.9988 | 55.3768 | 0 | 0.5292 | 0 | 8.626 | 3.074 | 0 | 1187.342 | 279.5468 | -256.8807 | 9.0454 | 6.38 | -1.72 | 13.8539 | 4.9086 | 2025-11-03 | 2025_11_03 Hr 17 | 61.0559 | -0.000378 | -1187.342 | -264.9556 | 419.7413 | 880.3811 | 139.0871 | 13.0877 | 0 | 95.2267 | 218.3646 | 106.15 | 22.0972 | 182.7729 | 281.7479 | 0 | 7.2612 | 0 | 244.0449 | 0 | 142.457 | 0
2025_11_03 Hr 18 | 0 | 0.006045 | 0.17047 | 3.5474 | 3.5621 | 3.5609 | 3.8089 | 3.8089 | 3.8089 | 123.7772 | -14.5 | 0.1104 | 66 | 0 | 91.3864 | 91.3864 | 281.7479 | 0 | 0.00615 | 0.074 | 0.02596 | 0 | 0 | 0 | 0 | 0 | 0 | 0.0705 | 0.2574 | 0 | 7.2612 | 244.0449 | 0 | 0 | 0 | 0 | 16.8261 | 40.8984 | 0 | 0 | -76.7368 | 0.8541 | 12.1295 | 0.55 | -1 | -4.2 | 12.4379 | 0 | 0 | 34.6705 | 34.6705 | 34.6705 | 34.6705 | 40.3145 | 21.9024 | 0 | 0 | 0 | 0 | 0 | 0 | 0 | 0 | 0 | 0 | 0 | 0 | 0 | 0 | 0 | -50 | 0 | 0 | 8.3952 | 0 | -206.8279 | 15.512 | 0 | 73.4131 | 69.0439 | 58.9968 | 1283.057 | 32.3298 | 57.7545 | 0 | 0.5292 | 0 | 8.626 | 3.074 | 0 | 1220.15 | 292.0774 | -278.2479 | 9.0454 | 6.38 | -1.72 | 14.4487 | 5.1194 | 2025-11-03 | 2025_11_03 Hr 18 | 72.4126 | -4e-06 | -1220.15 | -333.5647 | 513.1702 | 880.3811 | 147.0757 | 13.0877 | 0 | 99.7323 | 302.7735 | 110.6644 | 22.0972 | 182.7729 | 281.7479 | 0 | 7.2612 | 0 | 244.0449 | 0 | 142.457 | 0
2025_11_03 Hr 19 | 0 | 0.00261 | 0.073602 | 3.5474 | 3.5621 | 3.5609 | 3.8089 | 3.8089 | 3.8089 | 115.8906 | -14.5 | 0.1104 | 68 | 0 | 91.3864 | 91.3864 | 281.7479 | 0 | 0.00615 | 0.074 | 0.02596 | 0 | 0 | 0 | 0 | 0 | 0 | 0.0705 | 0.2574 | 0 | 7.2612 | 244.0449 | 0 | 0 | 0 | 0 | 16.5309 | 40.181 | 0 | 0 | -47.243 | 0.8541 | 12.1295 | 0.55 | -1 | -4.2 | 12.4379 | 0 | 0 | 32.5238 | 32.5238 | 32.5238 | 32.5238 | 37.8184 | 27.7992 | 0 | 0 | 0 | 0 | 0 | 0 | 0 | 0 | 0 | 0 | 0 | 0 | 0 | 0 | 0 | -50 | 0 | 0 | 8.3952 | 0 | -226.4995 | 15.512 | 0 | 73.4131 | 69.0439 | 45.9828 | 1262.979 | 32.0307 | 57.2202 | 0 | 0.5292 | 0 | 8.626 | 3.074 | 0 | 1203.758 | 285.9422 | -297.9195 | 9.0454 | 6.38 | -1.72 | 14.315 | 5.072 | 2025-11-03 | 2025_11_03 Hr 19 | 73.0576 | 0.000269 | -1203.758 | -323.7425 | 492.1738 | 880.3811 | 141.8582 | 13.0877 | 0 | 98.7198 | 283.8041 | 109.6499 | 22.0972 | 182.7729 | 281.7479 | 0 | 7.2612 | 0 | 244.0449 | 0 | 142.457 | 0
2025_11_03 Hr 20 | 0 | 0.000225 | 0.006345 | 3.5474 | 3.5621 | 3.5609 | 3.8089 | 3.8089 | 3.8089 | 115.1359 | -14.5 | 0.1104 | 68 | 0 | 91.3864 | 91.3864 | 281.7479 | 0 | 0.00615 | 0.074 | 0.02596 | 0 | 0 | 0 | 0 | 0 | 0 | 0.0705 | 0.2574 | 0 | 7.2612 | 244.0449 | 0 | 0 | 0 | 0 | 16.5027 | 40.1123 | 0 | 0 | -51.5228 | 0.8541 | 12.1295 | 0.55 | -1 | -4.2 | 12.4379 | 0 | 0 | 32.3184 | 32.3184 | 32.3184 | 32.3184 | 37.5795 | 31.8006 | 0 | 0 | 0 | 0 | 0 | 0 | 0 | 0 | 0 | 0 | 0 | 0 | 0 | 0 | 0 | -50 | 0 | 0 | 8.3952 | 0 | -261.7698 | 15.512 | 0 | 73.4131 | 69.0439 | 53.502 | 1260.999 | 32.002 | 57.169 | 0 | 0.5292 | 0 | 8.626 | 3.074 | 0 | 1173.65 | 297.3633 | -333.1898 | 9.0454 | 6.38 | -1.72 | 14.3023 | 5.0675 | 2025-11-03 | 2025_11_03 Hr 20 | 72.8033 | -5.6e-05 | -1173.65 | -363.2926 | 490.1646 | 880.3811 | 153.3092 | 13.0877 | 0 | 98.6229 | 281.9889 | 109.5528 | 22.0972 | 182.7729 | 281.7479 | 0 | 7.2612 | 0 | 244.0449 | 0 | 142.457 | 0
2025_11_03 Hr 21 | 0 | 0 | 0 | 3.5474 | 3.5621 | 3.5609 | 3.8089 | 3.8089 | 3.8089 | 92.9479 | -14.5 | 0.1104 | 63 | 0 | 91.3864 | 91.3864 | 281.7479 | 0 | 0.00615 | 0.074 | 0.02596 | 0 | 0 | 0 | 0 | 0 | 0 | 0.0705 | 0.2574 | 0 | 7.2612 | 244.0449 | 0 | 0 | 0 | 0 | 15.6723 | 38.094 | 0 | 0 | -14.2199 | 0.8541 | 12.1295 | 0.55 | -1 | -4.2 | 12.4379 | 0 | 0 | 26.279 | 26.279 | 26.279 | 26.279 | 30.5569 | 33.8013 | 0 | 0 | 0 | 0 | 0 | 0 | 0 | 0 | 0 | 0 | 0 | 0 | 0 | 0 | 0 | -50 | 0 | 0 | 8.3952 | 0 | -295.6284 | 15.512 | 0 | 73.4131 | 69.0439 | 55.5264 | 1204.776 | 31.1605 | 55.6657 | 0 | 0.5292 | 0 | 8.626 | 3.074 | 0 | 1117.042 | 293.534 | -367.0484 | 9.0454 | 6.38 | -1.72 | 13.9262 | 4.9342 | 2025-11-03 | 2025_11_03 Hr 21 | 66.8304 | -0.000363 | -1117.042 | -359.8483 | 431.0935 | 880.3811 | 152.3277 | 13.0877 | 0 | 95.7742 | 228.6207 | 106.6985 | 22.0972 | 182.7729 | 281.7479 | 0 | 7.2612 | 0 | 244.0449 | 0 | 142.457 | 0
2025_11_03 Hr 22 | 0 | 0 | 0 | 3.5474 | 3.5621 | 3.5609 | 3.8089 | 3.8089 | 3.8089 | 79.6653 | -14.5 | 0.1104 | 59 | 0 | 91.3864 | 91.3864 | 281.7479 | 0 | 0.00615 | 0.074 | 0.02596 | 0 | 0 | 0 | 0 | 0 | 0 | 0.0705 | 0.2574 | 0 | 7.2612 | 244.0449 | 0 | 0 | 0 | 0 | 15.1752 | 36.8858 | 0 | 0 | -12.789 | 0.8541 | 12.1295 | 0.55 | -1 | -4.2 | 12.4379 | 0 | 0 | 22.6635 | 22.6635 | 22.6635 | 22.6635 | 26.3529 | 31.8006 | 0 | 0 | 0 | 0 | 0 | 0 | 0 | 0 | 0 | 0 | 0 | 0 | 0 | 0 | 0 | -50 | 0 | 0 | 8.3952 | 0 | -322.7023 | 15.512 | 0 | 73.4131 | 69.0439 | 71.4324 | 1171.122 | 30.6567 | 54.7657 | 0 | 0.5292 | 0 | 8.626 | 3.074 | 0 | 1065.942 | 301.7306 | -394.1223 | 9.0454 | 6.38 | -1.72 | 13.701 | 4.8545 | 2025-11-03 | 2025_11_03 Hr 22 | 63.5121 | -0.000367 | -1065.942 | -385.4913 | 395.7311 | 880.3811 | 162.233 | 13.0877 | 0 | 94.0689 | 196.6724 | 104.9899 | 22.0972 | 182.7729 | 281.7479 | 0 | 7.2612 | 0 | 244.0449 | 0 | 142.457 | 0
2025_11_03 Hr 23 | 0 | 0 | 0 | 3.5474 | 3.5621 | 3.5609 | 3.8089 | 3.8089 | 3.8089 | 42.6229 | 0 | 0.1104 | 57 | 0 | 91.3864 | 91.3864 | 283.5925 | 0 | 0.00615 | 0.074 | 0.02596 | 0 | 0 | 0 | 0 | 0 | 0 | 0.0705 | 0.2574 | 0 | 7.2612 | 245.025 | 0 | 0 | 0 | 0 | 13.6557 | 33.1924 | 0 | 20.8747 | -0.40972 | 0.8541 | 12.1295 | 0.55 | -1 | -4.2 | 12.4379 | 0 | 0 | 11.6118 | 11.6118 | 11.6118 | 11.6118 | 13.5021 | 30.7476 | 0 | 0 | 0 | 0 | 0 | 0 | 0 | 0 | 0 | 0 | 0 | 0 | 0 | 0 | 0 | 0 | -50 | 0 | 8.3952 | 0 | -326.137 | 15.512 | 0 | 74.1091 | 69.6985 | 74.0352 | 1075.985 | 29.1167 | 52.0147 | 0 | 0.5292 | 0 | 8.626 | 3.074 | 0 | 1009.45 | 296.0573 | -383.057 | 9.0454 | 6.38 | -1.72 | 13.0128 | 4.6106 | 2025-11-03 | 2025_11_03 Hr 23 | 68.4373 | -1.64e-05 | -1009.45 | -355.672 | 305.6951 | 884.5564 | 161.7828 | 13.0877 | 0 | 88.856 | 102.5723 | 114.2668 | 22.0972 | 182.7729 | 283.5925 | 0 | 7.2612 | 0 | 245.025 | 0 | 143.8077 | 0
2025_11_03 Hr 24 | 0 | 0 | 0 | 0 | 0 | 0 | 0 | 0 | 0 | 36.6934 | 0 | 0.1104 | 48 | 0 | 91.3864 | 91.3864 | 283.5925 | 0 | 0.00615 | 0.074 | 0.02596 | 0 | 0 | 0 | 0 | 0 | 0 | 0.0705 | 0.2574 | 0 | 7.2612 | 245.025 | 0 | 0 | 0 | 0 | 13.362 | 32.4784 | 0 | 29.6943 | 0 | 0.8541 | 12.1295 | 0.61 | -1 | -4.2 | 12.4379 | 0 | 0 | 9.4754 | 9.4754 | 9.4754 | 9.4754 | 11.018 | 34.749 | 0 | 0 | 0 | 0 | 0 | 0 | 0 | 0 | 0 | 0 | 0 | 0 | 0 | 0 | 0 | 0 | -50 | 0 | 8.3952 | 0 | -335.3799 | 15.512 | 0 | 74.1091 | 69.6985 | 75.4812 | 1035.921 | 28.8191 | 51.4829 | 0 | 0.5292 | 0 | 8.626 | 3.074 | 0 | 964.81 | 291.495 | -392.2999 | 9.0454 | 6.38 | -1.72 | 12.8797 | 4.5635 | 2025-11-03 | 2025_11_03 Hr 24 | 61.943 | 6e-06 | -964.81 | -355.6856 | 286.7185 | 862.4592 | 158.2302 | 13.0877 | 0 | 87.8483 | 85.6131 | 113.2571 | 0 | 182.7729 | 283.5925 | 0 | 7.2612 | 0 | 245.025 | 0 | 143.8077 | 0
2025_11_04 Hr 01 | 0 | 0 | 0 | 0 | 0 | 0 | 0 | 0 | 0 | 36.6934 | 0 | 0.1104 | 40 | 0 | 91.3864 | 91.3864 | 283.5925 | 0 | 0.00615 | 0.074 | 0.02596 | 0 | 0 | 0 | 0 | 0 | 0 | 0.0705 | 0.2574 | 0 | 7.2612 | 245.025 | 0 | 0 | 0 | 0 | 13.0876 | 31.7999 | 0 | 24.2729 | 0 | 0.8541 | 12.5069 | 0.61 | -1 | -4.2 | 12.7008 | 0 | 0 | 7.1714 | 7.1714 | 7.1714 | 7.1714 | 8.3388 | 34.749 | 0 | 0 | 0 | 0 | 0 | 0 | 0 | 0 | 0 | 0 | 0 | 0 | 0 | 0 | 0 | 0 | -50 | 0 | 8.6343 | 0 | -344.7345 | 15.8778 | 0 | 74.1091 | 69.6985 | 78.5178 | 1023.948 | 29.1585 | 52.1596 | 0 | 0.5292 | 0 | 8.626 | 3.074 | 0 | 934.7267 | 288.1602 | -401.6545 | 9.0416 | 6.38 | -1.72 | 13.0458 | 4.6441 | 2025-11-04 | 2025_11_04 Hr 01 | 63.1904 | -3e-05 | -934.7267 | -370.4616 | 276.3746 | 862.4592 | 153.2668 | 13.0877 | 0 | 87.7712 | 73.7177 | 114.8857 | 0 | 182.7729 | 283.5925 | 0 | 7.2612 | 0 | 245.025 | 0 | 143.8077 | 0
2025_11_04 Hr 02 | 0 | 0 | 0 | 0 | 0 | 0 | 0 | 0 | 0 | 36.6934 | 0 | 0.1104 | 31 | 0 | 91.3864 | 91.3864 | 283.5925 | 0 | 0.00615 | 0.074 | 0.02596 | 0 | 0 | 0 | 0 | 0 | 0 | 0.0705 | 0.2574 | 0 | 7.2612 | 245.025 | 0 | 0 | 0 | 0 | 13.1115 | 31.858 | 0 | 25.8372 | 0 | 0.8541 | 12.5069 | 0.61 | -1 | -4.2 | 12.7008 | 0 | 0 | 7.3463 | 7.3463 | 7.3463 | 7.3463 | 8.5422 | 31.8006 | 0 | 0 | 0 | 0 | 0 | 0 | 0 | 0 | 0 | 0 | 0 | 0 | 0 | 0 | 0 | 0 | -50 | 0 | 8.6343 | 0 | -341.0656 | 15.8778 | 0 | 74.1091 | 69.6985 | 75.0474 | 1024.933 | 29.1832 | 52.2037 | 0 | 0.5292 | 0 | 8.626 | 3.074 | 0 | 925.61 | 272.8253 | -397.9856 | 9.0416 | 6.38 | -1.72 | 13.0568 | 4.648 | 2025-11-04 | 2025_11_04 Hr 02 | 66.2061 | -1e-06 | -925.61 | -365.2285 | 277.4435 | 862.4592 | 137.848 | 13.0877 | 0 | 87.8532 | 74.6207 | 114.9696 | 0 | 182.7729 | 283.5925 | 0 | 7.2612 | 0 | 245.025 | 0 | 143.8077 | 0
2025_11_04 Hr 03 | 0 | 0 | 0 | 0 | 0 | 0 | 0 | 0 | 0 | 36.6934 | 0 | 0.1104 | 20 | 0 | 91.3864 | 91.3864 | 283.5925 | 0 | 0.00615 | 0.074 | 0.02596 | 0 | 0 | 0 | 0 | 0 | 0 | 0.0705 | 0.2574 | 0 | 7.2612 | 245.025 | 0 | 0 | 0 | 0 | 13.141 | 31.9298 | 0 | 29.544 | 0 | 0.8541 | 12.5069 | 0.61 | -1 | -4.2 | 12.7008 | 0 | 0 | 7.5623 | 7.5623 | 7.5623 | 7.5623 | 8.7934 | 41.6988 | 0 | 0 | 0 | 0 | 0 | 0 | 0 | 0 | 0 | 0 | 0 | 0 | 0 | 0 | 0 | 0 | -50 | 0 | 8.6343 | 0 | -345.75 | 15.8778 | 0 | 74.1091 | 69.6985 | 73.023 | 1026.15 | 29.2137 | 52.2584 | 0 | 0.5292 | 0 | 8.626 | 3.074 | 0 | 922.8267 | 269.8028 | -402.67 | 9.0416 | 6.38 | -1.72 | 13.0705 | 4.6529 | 2025-11-04 | 2025_11_04 Hr 03 | 57.5126 | -2e-05 | -922.8267 | -366.206 | 278.764 | 862.4592 | 134.7218 | 13.0877 | 0 | 87.9545 | 75.7362 | 115.0733 | 0 | 182.7729 | 283.5925 | 0 | 7.2612 | 0 | 245.025 | 0 | 143.8077 | 0
2025_11_04 Hr 04 | 0 | 0 | 0 | 0 | 0 | 0 | 0 | 0 | 0 | 36.6934 | 0 | 0.1104 | 10 | 0 | 91.3864 | 91.3864 | 283.5925 | 0 | 0.00615 | 0.074 | 0.02596 | 0 | 0 | 0 | 0 | 0 | 0 | 0.0705 | 0.2574 | 0 | 7.2612 | 245.025 | 0 | 0 | 0 | 0 | 13.0932 | 31.8136 | 0 | 41.4656 | 0 | 0.8541 | 12.5069 | 0.61 | -1 | -4.2 | 12.7008 | 0 | 0 | 7.2125 | 7.2125 | 7.2125 | 7.2125 | 8.3867 | 51.7023 | 0 | 0 | 0 | 0 | 0 | 0 | 0 | 0 | 0 | 0 | 0 | 0 | 0 | 0 | 0 | 0 | -50 | 0 | 8.6343 | 0 | -351.2738 | 15.8778 | 0 | 74.1091 | 69.6985 | 76.0596 | 1024.18 | 29.1643 | 52.17 | 0 | 0.5292 | 0 | 8.626 | 3.074 | 0 | 930.1266 | 272.6751 | -408.1938 | 9.0416 | 6.38 | -1.72 | 13.0484 | 4.645 | 2025-11-04 | 2025_11_04 Hr 04 | 62.213 | 7.5e-05 | -930.1266 | -359.8082 | 276.6261 | 862.4592 | 137.7619 | 13.0877 | 0 | 87.7904 | 73.9301 | 114.9055 | 0 | 182.7729 | 283.5925 | 0 | 7.2612 | 0 | 245.025 | 0 | 143.8077 | 0
2025_11_04 Hr 05 | 0 | 0 | 0 | 3.5474 | 3.5621 | 3.5609 | 3.8089 | 3.8089 | 3.8089 | 44.1337 | 0 | 0.1104 | 6 | 0 | 91.3864 | 91.3864 | 283.5925 | 0 | 0.00615 | 0.074 | 0.02596 | 0 | 0 | 0 | 0 | 0 | 0 | 0.0705 | 0.2574 | 0 | 7.2612 | 245.025 | 0 | 0 | 0 | 0 | 13.7698 | 33.4576 | 0 | 23.7855 | -0.251 | 0.8541 | 12.5069 | 0.55 | -1 | -4.2 | 12.7008 | 0 | 0 | 12.1615 | 12.1615 | 12.1615 | 12.1615 | 14.1413 | 58.6521 | 0 | 0 | 0 | 0 | 0 | 0 | 0 | 0 | 0 | 0 | 0 | 0 | 0 | 0 | 0 | 0 | -50 | 0 | 8.6343 | 0 | -368.9247 | 15.8778 | 0 | 74.1091 | 69.6985 | 89.9412 | 1081.588 | 29.8634 | 53.4205 | 0 | 0.5292 | 0 | 8.626 | 3.074 | 0 | 971.1583 | 291.8802 | -425.8447 | 9.0416 | 6.38 | -1.72 | 13.3612 | 4.7564 | 2025-11-04 | 2025_11_04 Hr 05 | 65.338 | 5.46e-05 | -971.1583 | -395.3902 | 314.3112 | 884.5564 | 154.5933 | 13.0877 | 0 | 90.1111 | 106.9209 | 117.2792 | 22.0972 | 182.7729 | 283.5925 | 0 | 7.2612 | 0 | 245.025 | 0 | 143.8077 | 0
2025_11_04 Hr 06 | 0 | 0 | 0 | 3.5474 | 3.5621 | 3.5609 | 3.8089 | 3.8089 | 3.8089 | 92.1732 | 0 | 0.1104 | 3 | 0 | 91.3864 | 91.3864 | 283.5925 | 0 | 0.00615 | 0.074 | 0.02596 | 0 | 0 | 0 | 0 | 0 | 0 | 0.0705 | 0.2574 | 0 | 7.2612 | 245.025 | 0 | 0 | 0 | 0 | 15.6195 | 37.9521 | 0 | 2.6827 | -30.8943 | 0.8541 | 12.5069 | 0.55 | -1 | -4.2 | 12.7008 | 0 | 0 | 25.6914 | 25.6914 | 25.6914 | 25.6914 | 29.8737 | 48.6486 | 0 | 0 | 0 | 0 | 0 | 0 | 0 | 0 | 0 | 0 | 0 | 0 | 0 | 0 | 0 | 0 | -50 | 0 | 8.6343 | 0 | -349.6697 | 15.8778 | 0 | 74.1091 | 69.6985 | 95.0022 | 1205.824 | 31.7745 | 56.8392 | 0 | 0.5292 | 0 | 8.626 | 3.074 | 0 | 1061.45 | 290.4271 | -406.5897 | 9.0416 | 6.38 | -1.72 | 14.2162 | 5.0608 | 2025-11-04 | 2025_11_04 Hr 06 | 70.3085 | 2e-05 | -1061.45 | -427.8813 | 445.0364 | 884.5564 | 146.6508 | 13.0877 | 0 | 96.4553 | 224.8125 | 123.7686 | 22.0972 | 182.7729 | 283.5925 | 0 | 7.2612 | 0 | 245.025 | 0 | 143.8077 | 0
2025_11_04 Hr 07 | 0 | 0 | 0 | 3.5474 | 3.5621 | 3.5609 | 3.8089 | 3.8089 | 3.8089 | 133.8876 | -14.5 | 0.1104 | 3 | 0 | 91.3864 | 91.3864 | 281.7479 | 0 | 0.00615 | 0.074 | 0.02596 | 0 | 0 | 0 | 0 | 0 | 0 | 0.0705 | 0.2574 | 0 | 7.2612 | 244.0449 | 0 | 0 | 0 | 0 | 17.1711 | 41.722 | 0 | 0 | -93.809 | 0.8541 | 12.5069 | 0.55 | -1 | -4.2 | 12.7008 | 0 | 0 | 37.0401 | 37.0401 | 37.0401 | 37.0401 | 43.0698 | 47.7009 | 0 | 0 | 0 | 0 | 0 | 0 | 0 | 0 | 0 | 0 | 0 | 0 | 0 | 0 | 0 | -50 | 0 | 0 | 8.6343 | 0 | -258.5896 | 15.8778 | 0 | 73.4131 | 69.0439 | 98.4726 | 1307.276 | 33.3776 | 59.7068 | 0 | 0.5292 | 0 | 8.626 | 3.074 | 0 | 1181.85 | 298.393 | -330.0096 | 9.0416 | 6.38 | -1.72 | 14.9335 | 5.3161 | 2025-11-04 | 2025_11_04 Hr 07 | 70.474 | -2e-05 | -1181.85 | -402.3986 | 541.6063 | 880.3811 | 149.1735 | 13.0877 | 0 | 101.7768 | 325.1177 | 114.7118 | 22.0972 | 182.7729 | 281.7479 | 0 | 7.2612 | 0 | 244.0449 | 0 | 142.457 | 0
2025_11_04 Hr 08 | 2.5887 | 0 | 0 | 3.5474 | 3.5621 | 3.5609 | 3.8089 | 3.8089 | 3.8089 | 151.1331 | -14.5 | 0.1104 | 1 | 0 | 91.3864 | 91.3864 | 281.7479 | 0 | 0.00615 | 0.074 | 0.02596 | 0 | 0 | 0 | 0 | 0 | 0 | 0.0705 | 0.2574 | 0 | 7.2612 | 244.0449 | 0 | 0 | 0 | 0 | 17.8125 | 43.2806 | 0 | 0 | -88.325 | 0.8541 | 12.5069 | 0.55 | -1 | -4.2 | 12.7008 | 0 | 0 | 41.7318 | 41.7318 | 41.7318 | 41.7318 | 48.5254 | 50.6493 | 0 | 0 | 0 | 0 | 0 | 0 | 0 | 0 | 0 | 0 | 0 | 0 | 0 | 0 | 0 | -50 | 0 | 0 | 8.6343 | 0 | -260.7733 | 15.8778 | 0 | 73.4131 | 69.0439 | 77.5056 | 1350.944 | 34.0403 | 60.8924 | 0 | 0.5292 | -2.5887 | 8.626 | 3.074 | 0 | 1211.05 | 283.2134 | -334.782 | 9.0416 | 6.38 | -1.72 | 15.23 | 5.4217 | 2025-11-04 | 2025_11_04 Hr 08 | 66.3742 | -3.5e-05 | -1211.05 | -399.0983 | 587.5245 | 880.3811 | 129.1549 | 13.0877 | 0 | 103.9768 | 366.5856 | 116.9621 | 22.0972 | 182.7729 | 281.7479 | 0 | 7.2612 | 0 | 244.0449 | 0 | 142.457 | 0
2025_11_04 Hr 09 | 5.6897 | 0.00039 | 0.010998 | 3.5474 | 3.5621 | 3.5609 | 3.8089 | 3.8089 | 3.8089 | 134.1145 | -14.5 | 0.1104 | 1 | 0 | 91.3864 | 91.3864 | 281.7479 | 0 | 0.00615 | 0.074 | 0.02596 | 0 | 0 | 0 | 0 | 0 | 0 | 0.0705 | 0.2574 | 0 | 7.2612 | 244.0449 | 0 | 0 | 0 | 0 | 17.1795 | 41.7426 | 0 | 0.49166 | -35.708 | 0.8541 | 12.5069 | 0.55 | -1 | -4.2 | 12.7008 | 0 | 0 | 37.1018 | 37.1018 | 37.1018 | 37.1018 | 43.1416 | 50.6493 | 0 | 0 | 0 | 0 | 0 | 0 | 0 | 0 | 0 | 0 | 0 | 0 | 0 | 0 | 0 | -50 | 0 | 0 | 8.6343 | 0 | -272.8374 | 15.8778 | 0 | 73.4131 | 69.0439 | 79.9638 | 1307.861 | 33.3863 | 59.7224 | 0 | 0.5292 | -5.6897 | 8.626 | 3.074 | 0 | 1209.25 | 286.5523 | -349.9471 | 9.0416 | 6.38 | -1.72 | 14.9374 | 5.3175 | 2025-11-04 | 2025_11_04 Hr 09 | 67.0503 | -2.6e-05 | -1209.25 | -358.0538 | 542.2105 | 880.3811 | 131.6245 | 13.0877 | 0 | 101.8057 | 325.6633 | 114.7414 | 22.0972 | 182.7729 | 281.7479 | 0 | 7.2612 | 0 | 244.0449 | 0 | 142.457 | 0
2025_11_04 Hr 10 | 7.7842 | 0.00327 | 0.092214 | 3.5474 | 3.5621 | 3.5609 | 3.8089 | 3.8089 | 3.8089 | 123.8656 | -14.5 | 0.1104 | 0 | 0 | 91.3864 | 91.3864 | 281.7479 | 0 | 0.00615 | 0.074 | 0.02596 | 0 | 0 | 0 | 0 | 0 | 0 | 0.0705 | 0.2574 | 0 | 7.2612 | 244.0449 | 0 | 0 | 0 | 0 | 16.7983 | 40.8163 | 0 | 0 | -60.5662 | 0.8541 | 12.5069 | 0.55 | -1 | -4.2 | 12.7008 | 0 | 0 | 34.3135 | 34.3135 | 34.3135 | 34.3135 | 39.8994 | 45.7002 | 0 | 0 | 0 | 0 | 0 | 0 | 0 | 0 | 0 | 0 | 0 | 0 | 0 | 0 | 0 | -50 | 0 | 0 | 8.6343 | 0 | -240.1294 | 15.8778 | 0 | 73.4131 | 69.0439 | 117.5598 | 1281.991 | 32.9924 | 59.0179 | 0 | 0.5292 | -7.7842 | 8.626 | 3.074 | 0 | 1221.05 | 318.9593 | -319.3336 | 9.0416 | 6.38 | -1.72 | 14.7611 | 5.2548 | 2025-11-04 | 2025_11_04 Hr 10 | 67.5713 | 1.2e-05 | -1221.05 | -350.6956 | 514.9213 | 880.3811 | 163.3555 | 13.0877 | 0 | 100.4983 | 301.019 | 113.404 | 22.0972 | 182.7729 | 281.7479 | 0 | 7.2612 | 0 | 244.0449 | 0 | 142.457 | 0
2025_11_04 Hr 11 | 9.3298 | 0.005055 | 0.14255 | 3.5474 | 3.5621 | 3.5609 | 3.8089 | 3.8089 | 3.8089 | 95.6903 | -14.5 | 0.1104 | 0 | 0 | 91.3864 | 91.3864 | 281.7479 | 0 | 0.00615 | 0.074 | 0.02596 | 0 | 0 | 0 | 0 | 0 | 0 | 0.0705 | 0.2574 | 0 | 7.2612 | 244.0449 | 0 | 0 | 0 | 0 | 15.7504 | 38.27 | 0 | 0 | -59.6474 | 0.8541 | 12.5069 | 0.55 | -1 | -4.2 | 12.7008 | 0 | 0 | 26.6483 | 26.6483 | 26.6483 | 26.6483 | 30.9864 | 41.6988 | 0 | 0 | 0 | 0 | 0 | 0 | 0 | 0 | 0 | 0 | 0 | 0 | 0 | 0 | 0 | -50 | 0 | 0 | 8.6343 | 0 | -197.5715 | 15.8778 | 0 | 73.4131 | 69.0439 | 118.4274 | 1210.697 | 31.9097 | 57.081 | 0 | 0.5292 | -9.3298 | 8.626 | 3.074 | 0 | 1186.425 | 313.6963 | -278.3213 | 9.0416 | 6.38 | -1.72 | 14.2767 | 5.0823 | 2025-11-04 | 2025_11_04 Hr 11 | 67.0937 | -1.8e-05 | -1186.425 | -307.2189 | 439.9013 | 880.3811 | 160.2738 | 13.0877 | 0 | 96.904 | 233.2698 | 109.7275 | 22.0972 | 182.7729 | 281.7479 | 0 | 7.2612 | 0 | 244.0449 | 0 | 142.457 | 0
2025_11_04 Hr 12 | 7.7759 | 0.00513 | 0.14467 | 3.5474 | 3.5621 | 3.5609 | 3.8089 | 3.8089 | 3.8089 | 92.211 | -14.5 | 0.1104 | 0 | 0 | 91.3864 | 91.3864 | 281.7479 | 0 | 0.00615 | 0.074 | 0.02596 | 0 | 0 | 0 | 0 | 0 | 0 | 0.0705 | 0.2574 | 0 | 7.2612 | 244.0449 | 0 | 0 | 0 | 0 | 15.621 | 37.9555 | 0 | 0 | -31.6049 | 0.8541 | 12.5069 | 0.55 | -1 | -4.2 | 12.7008 | 0 | 0 | 25.7017 | 25.7017 | 25.7017 | 25.7017 | 29.8857 | 39.6981 | 0 | 0 | 0 | 0 | 0 | 0 | 0 | 0 | 0 | 0 | 0 | 0 | 0 | 0 | 0 | -50 | 0 | 0 | 8.6343 | 0 | -219.744 | 15.8778 | 0 | 73.4131 | 69.0439 | 90.9534 | 1201.889 | 31.776 | 56.8418 | 0 | 0.5292 | -7.7759 | 8.626 | 3.074 | 0 | 1153.558 | 282.2138 | -298.9399 | 9.0416 | 6.38 | -1.72 | 14.2169 | 5.061 | 2025-11-04 | 2025_11_04 Hr 12 | 66.9572 | 0.000336 | -1153.558 | -301.3489 | 430.6371 | 880.3811 | 130.8013 | 13.0877 | 0 | 96.4601 | 224.9034 | 109.2735 | 22.0972 | 182.7729 | 281.7479 | 0 | 7.2612 | 0 | 244.0449 | 0 | 142.457 | 0
2025_11_04 Hr 13 | 7.7809 | 0.00435 | 0.12267 | 3.5474 | 3.5621 | 3.5609 | 3.8089 | 3.8089 | 3.8089 | 79.0122 | -14.5 | 0.1104 | 0 | 0 | 91.3864 | 91.3864 | 281.7479 | 0 | 0.00615 | 0.074 | 0.02596 | 0 | 0 | 0 | 0 | 0 | 0 | 0.0705 | 0.2574 | 0 | 7.2612 | 244.0449 | 0 | 0 | 0 | 0 | 15.13 | 36.7627 | 0 | 1.6214 | -8.3258 | 0.8541 | 12.5069 | 0.55 | -1 | -4.2 | 12.7008 | 0 | 0 | 22.1109 | 22.1109 | 22.1109 | 22.1109 | 25.7103 | 41.6988 | 0 | 0 | 0 | 0 | 0 | 0 | 0 | 0 | 0 | 0 | 0 | 0 | 0 | 0 | 0 | -50 | 0 | 0 | 8.6343 | 0 | -241.7251 | 15.8778 | 0 | 73.4131 | 69.0439 | 87.483 | 1168.446 | 31.2688 | 55.9345 | 0 | 0.5292 | -7.7809 | 8.626 | 3.074 | 0 | 1119.842 | 279.026 | -320.926 | 9.0416 | 6.38 | -1.72 | 13.9899 | 4.9802 | 2025-11-04 | 2025_11_04 Hr 13 | 65.8788 | -0.000345 | -1119.842 | -298.4295 | 395.4935 | 880.3811 | 129.3088 | 13.0877 | 0 | 94.7764 | 193.1659 | 107.5512 | 22.0972 | 182.7729 | 281.7479 | 0 | 7.2612 | 0 | 244.0449 | 0 | 142.457 | 0
2025_11_04 Hr 14 | 8.3016 | 0.00498 | 0.14044 | 3.5474 | 3.5621 | 3.5609 | 3.8089 | 3.8089 | 3.8089 | 68.4985 | -14.5 | 0.1104 | 1 | 0 | 91.3864 | 91.3864 | 281.7479 | 0 | 0.00615 | 0.074 | 0.02596 | 0 | 0 | 0 | 0 | 0 | 0 | 0.0705 | 0.2574 | 0 | 7.2612 | 244.0449 | 0 | 0 | 0 | 0 | 14.739 | 35.8125 | 0 | 34.1598 | 0 | 0.8541 | 12.5069 | 0.55 | -1 | -4.2 | 12.7008 | 0 | 0 | 19.2505 | 19.2505 | 19.2505 | 19.2505 | 22.3844 | 47.7009 | 0 | 0 | 0 | 0 | 0 | 0 | 0 | 0 | 0 | 0 | 0 | 0 | 0 | 0 | 0 | -50 | 0 | 0 | 8.6343 | 0 | -290.5604 | 15.8778 | 0 | 73.4131 | 69.0439 | 95.436 | 1141.842 | 30.8647 | 55.2118 | 0 | 0.5292 | -8.3016 | 8.626 | 3.074 | 0 | 1098.85 | 293.1306 | -370.282 | 9.0416 | 6.38 | -1.72 | 13.8092 | 4.9159 | 2025-11-04 | 2025_11_04 Hr 14 | 70.5058 | -2.2e-05 | -1098.85 | -306.4006 | 367.4995 | 880.3811 | 144.2823 | 13.0877 | 0 | 93.4352 | 167.885 | 106.1793 | 22.0972 | 182.7729 | 281.7479 | 0 | 7.2612 | 0 | 244.0449 | 0 | 142.457 | 0
2025_11_04 Hr 15 | 8.3 | 0.00504 | 0.14213 | 3.5474 | 3.5621 | 3.5609 | 3.8089 | 3.8089 | 3.8089 | 62.7121 | -14.5 | 0.1104 | 2 | 0 | 91.3864 | 91.3864 | 281.7479 | 0 | 0.00615 | 0.074 | 0.02596 | 0 | 0 | 0 | 0 | 0 | 0 | 0.0705 | 0.2574 | 0 | 7.2612 | 244.0449 | 0 | 0 | 0 | 0 | 14.5238 | 35.2896 | 0 | 11.901 | 0 | 0.8541 | 12.5069 | 0.55 | -1 | -4.2 | 12.7008 | 0 | 0 | 17.6763 | 17.6763 | 17.6763 | 17.6763 | 20.5539 | 51.7023 | 0 | 0 | 0 | 0 | 0 | 0 | 0 | 0 | 0 | 0 | 0 | 0 | 0 | 0 | 0 | -50 | 0 | 0 | 8.6343 | 0 | -312.3278 | 15.8778 | 0 | 73.4131 | 69.0439 | 133.4658 | 1127.192 | 30.6424 | 54.814 | 0 | 0.5292 | -8.3 | 8.626 | 3.074 | 0 | 1082.45 | 335.4051 | -392.0478 | 9.0416 | 6.38 | -1.72 | 13.7097 | 4.8805 | 2025-11-04 | 2025_11_04 Hr 15 | 72.0751 | -2.6e-05 | -1082.45 | -350.4268 | 352.0927 | 880.3811 | 187.3153 | 13.0877 | 0 | 92.697 | 153.9714 | 105.4243 | 22.0972 | 182.7729 | 281.7479 | 0 | 7.2612 | 0 | 244.0449 | 0 | 142.457 | 0
2025_11_04 Hr 16 | 4.6566 | 0.00384 | 0.10829 | 3.5474 | 3.5621 | 3.5609 | 3.8089 | 3.8089 | 3.8089 | 61.691 | -14.5 | 0.1104 | 2 | 0 | 91.3864 | 91.3864 | 281.7479 | 0 | 0.00615 | 0.074 | 0.02596 | 0 | 0 | 0 | 0 | 0 | 0 | 0.0705 | 0.2574 | 0 | 7.2612 | 244.0449 | 0 | 0 | 0 | 0 | 14.4858 | 35.1973 | 0 | 6.0757 | -0.27373 | 0.8541 | 12.5069 | 0.55 | -1 | -4.2 | 12.7008 | 0 | 0 | 17.3985 | 17.3985 | 17.3985 | 17.3985 | 20.2309 | 55.5984 | 0 | 0 | 0 | 0 | 0 | 0 | 0 | 0 | 0 | 0 | 0 | 0 | 0 | 0 | 0 | -50 | 0 | 0 | 8.6343 | 0 | -294.4278 | 15.8778 | 0 | 73.4131 | 69.0439 | 142.431 | 1124.572 | 30.6031 | 54.7438 | 0 | 0.5292 | -4.6566 | 8.626 | 3.074 | 0 | 1104.358 | 344.4886 | -370.5044 | 9.0416 | 6.38 | -1.72 | 13.6921 | 4.8742 | 2025-11-04 | 2025_11_04 Hr 16 | 76.2617 | 0.0003183 | -1104.358 | -338.6258 | 349.3738 | 880.3811 | 200.1415 | 13.0877 | 0 | 92.5667 | 151.516 | 105.2911 | 22.0972 | 182.7729 | 281.7479 | 0 | 7.2612 | 0 | 244.0449 | 0 | 142.457 | 0
2025_11_04 Hr 17 | 0.51906 | 0.003825 | 0.10787 | 3.5474 | 3.5621 | 3.5609 | 3.8089 | 3.8089 | 3.8089 | 84.1934 | -14.5 | 0.1104 | 2 | 0 | 91.3864 | 91.3864 | 281.7479 | 0 | 0.00615 | 0.074 | 0.02596 | 0 | 0 | 0 | 0 | 0 | 0 | 0.0705 | 0.2574 | 18.3336 | 7.2612 | 244.0449 | 0 | 0 | 0 | 0 | 15.3227 | 37.2309 | 0 | 0 | -22.7484 | 0.8541 | 12.5069 | 0 | -1 | -4.2 | 12.7008 | 0 | 0 | 23.5204 | 23.5204 | 23.5204 | 23.5204 | 27.3494 | 56.6514 | 0 | 0 | 0 | 0 | 0 | 0 | 0 | 0 | 0 | 0 | 0 | 0 | 0 | 0 | 0 | -50 | 0 | 0 | 8.6343 | 0 | -278.9362 | 15.8778 | 0 | 73.4131 | 69.0439 | 144.0216 | 1199.884 | 31.4679 | 56.2907 | 0 | 0.5292 | -0.51906 | 8.626 | 3.074 | 0 | 1172.192 | 345.9309 | -350.8752 | 9.0416 | 6.38 | -1.72 | 14.079 | 5.0119 | 2025-11-04 | 2025_11_04 Hr 17 | 83.8064 | -0.000354 | -1172.192 | -351.6846 | 409.2891 | 898.7147 | 202.7847 | 13.0877 | 0 | 95.4373 | 205.6245 | 108.2273 | 22.0972 | 182.7729 | 281.7479 | 0 | 7.2612 | 18.3336 | 244.0449 | 0 | 142.457 | 0
2025_11_04 Hr 18 | 0 | 0.001515 | 0.042723 | 3.5474 | 3.5621 | 3.5609 | 3.8089 | 3.8089 | 3.8089 | 116.9825 | -14.5 | 0.1104 | 2 | 0 | 91.3864 | 91.3864 | 281.7479 | 0 | 0.00615 | 0.074 | 0.02596 | 0 | 0 | 0 | 0 | 0 | 0 | 0.0705 | 0.2574 | 19.8359 | 7.2612 | 244.0449 | 0 | 0 | 0 | 0 | 16.5423 | 40.1942 | 0 | 0 | -51.1392 | 0.8541 | 12.5069 | 0 | -1 | -4.2 | 12.7008 | 0 | 0 | 32.4409 | 32.4409 | 32.4409 | 32.4409 | 37.722 | 58.6521 | 0 | 0 | 0 | 0 | 0 | 0 | 0 | 0 | 0 | 0 | 0 | 0 | 0 | 0 | 0 | -50 | 0 | 0 | 8.6343 | 0 | -290.6032 | 15.8778 | 0 | 73.4131 | 69.0439 | 144.4554 | 1284.348 | 32.7279 | 58.5447 | 0 | 0.5292 | 0 | 8.626 | 3.074 | 0 | 1223.308 | 352.1226 | -362.0232 | 9.0416 | 6.38 | -1.72 | 14.6428 | 5.2126 | 2025-11-04 | 2025_11_04 Hr 18 | 87.1558 | 0.000337 | -1223.308 | -391.7424 | 496.5943 | 900.217 | 205.1517 | 13.0877 | 0 | 99.6202 | 284.4682 | 112.5059 | 22.0972 | 182.7729 | 281.7479 | 0 | 7.2612 | 19.8359 | 244.0449 | 0 | 142.457 | 0
2025_11_04 Hr 19 | 0 | 0.000315 | 0.008883 | 3.5474 | 3.5621 | 3.5609 | 3.8089 | 3.8089 | 3.8089 | 109.1539 | -14.5 | 0.1104 | 4 | 0 | 91.3864 | 91.3864 | 281.7479 | 0 | 0.00615 | 0.074 | 0.02596 | 0 | 0 | 0 | 0 | 0 | 0 | 0.0705 | 0.2574 | 29.2404 | 7.2612 | 244.0449 | 0 | 0 | 0 | 0 | 16.2511 | 39.4868 | 0 | 0 | -44.0851 | 0.8541 | 12.5069 | 0 | -1 | -4.2 | 12.7008 | 0 | 0 | 30.3111 | 30.3111 | 30.3111 | 30.3111 | 35.2455 | 65.6019 | 0 | 0 | 0 | 0 | 0 | 0 | 0 | 0 | 0 | 0 | 0 | 0 | 0 | 0 | 0 | -50 | 0 | 0 | 8.6343 | 0 | -325.815 | 15.8778 | 0 | 73.4131 | 69.0439 | 144.0216 | 1273.896 | 32.4271 | 58.0065 | 0 | 0.5292 | 0 | 8.626 | 3.074 | 0 | 1192.192 | 359.6159 | -397.235 | 9.0416 | 6.38 | -1.72 | 14.5082 | 5.1647 | 2025-11-04 | 2025_11_04 Hr 19 | 87.6209 | -0.00039 | -1192.192 | -419.9001 | 475.7498 | 909.6215 | 213.6327 | 13.0877 | 0 | 98.6215 | 265.6439 | 111.4844 | 22.0972 | 182.7729 | 281.7479 | 0 | 7.2612 | 29.2404 | 244.0449 | 0 | 142.457 | 0
2025_11_04 Hr 20 | 0 | 0 | 0 | 3.5474 | 3.5621 | 3.5609 | 3.8089 | 3.8089 | 3.8089 | 104.8426 | -14.5 | 0.1104 | 5 | 0 | 91.3864 | 91.3864 | 281.7479 | 0 | 0.00615 | 0.074 | 0.02596 | 0 | 0 | 0 | 0 | 0 | 0 | 0.0705 | 0.2574 | 38.6405 | 7.2612 | 244.0449 | 0 | 0 | 0 | 0 | 16.0908 | 39.0971 | 0 | 0 | -41.4273 | 0.8541 | 12.5069 | 0 | -1 | -4.2 | 12.7008 | 0 | 0 | 29.1382 | 29.1382 | 29.1382 | 29.1382 | 33.8816 | 68.5503 | 0 | 0 | 0 | 0 | 0 | 0 | 0 | 0 | 0 | 0 | 0 | 0 | 0 | 0 | 0 | -50 | 0 | 0 | 8.6343 | 0 | -335.1659 | 15.8778 | 0 | 73.4131 | 69.0439 | 141.5634 | 1272.37 | 32.2614 | 57.7102 | 0 | 0.5292 | 0 | 8.626 | 3.074 | 0 | 1184.9 | 360.5432 | -406.5859 | 9.0416 | 6.38 | -1.72 | 14.4341 | 5.1383 | 2025-11-04 | 2025_11_04 Hr 20 | 87.6892 | 1.4e-05 | -1184.9 | -426.5932 | 464.2703 | 919.0215 | 215.1137 | 13.0877 | 0 | 98.0715 | 255.2769 | 110.9218 | 22.0972 | 182.7729 | 281.7479 | 0 | 7.2612 | 38.6405 | 244.0449 | 0 | 142.457 | 0
2025_11_04 Hr 21 | 0 | 0 | 0 | 3.5474 | 3.5621 | 3.5609 | 3.8089 | 3.8089 | 3.8089 | 92.0597 | -14.5 | 0.1104 | 8 | 0 | 91.3864 | 91.3864 | 281.7479 | 0 | 0.00615 | 0.074 | 0.02596 | 0 | 0 | 0 | 0 | 0 | 0 | 0.0705 | 0.2574 | 45.674 | 7.2612 | 244.0449 | 0 | 0 | 0 | 0 | 15.6153 | 37.9419 | 0 | 0 | -33.2666 | 0.8541 | 12.5069 | 0 | -1 | -4.2 | 12.7008 | 0 | 0 | 25.6605 | 25.6605 | 25.6605 | 25.6605 | 29.8378 | 68.5503 | 0 | 0 | 0 | 0 | 0 | 0 | 0 | 0 | 0 | 0 | 0 | 0 | 0 | 0 | 0 | -50 | 0 | 0 | 8.6343 | 0 | -352.997 | 15.8778 | 0 | 73.4131 | 69.0439 | 136.9362 | 1247.036 | 31.7702 | 56.8314 | 0 | 0.5292 | 0 | 8.626 | 3.074 | 0 | 1146.6 | 357.248 | -424.417 | 9.0416 | 6.38 | -1.72 | 14.2143 | 5.0601 | 2025-11-04 | 2025_11_04 Hr 21 | 79.7128 | -2.6e-05 | -1146.6 | -436.2636 | 430.2343 | 926.0551 | 213.4865 | 13.0877 | 0 | 96.4408 | 224.5397 | 109.2538 | 22.0972 | 182.7729 | 281.7479 | 0 | 7.2612 | 45.674 | 244.0449 | 0 | 142.457 | 0
2025_11_04 Hr 22 | 0 | 0 | 0 | 3.5474 | 3.5621 | 3.5609 | 3.8089 | 3.8089 | 3.8089 | 72.2425 | -14.5 | 0.1104 | 18 | 0 | 91.3864 | 91.3864 | 281.7479 | 0 | 0.00615 | 0.074 | 0.02596 | 0 | 0 | 0 | 0 | 0 | 0 | 0.0705 | 0.2574 | 46.06 | 7.2612 | 244.0449 | 0 | 0 | 0 | 0 | 14.8782 | 36.1509 | 0 | 0 | -14.5559 | 0.8541 | 12.5069 | 0 | -1 | -4.2 | 12.7008 | 0 | 0 | 20.2691 | 20.2691 | 20.2691 | 20.2691 | 23.5688 | 70.551 | 0 | 0 | 0 | 0 | 0 | 0 | 0 | 0 | 0 | 0 | 0 | 0 | 0 | 0 | 0 | -50 | 0 | 0 | 8.6343 | 0 | -374.0133 | 15.8778 | 0 | 73.4131 | 69.0439 | 130.4292 | 1197.242 | 31.0086 | 55.4691 | 0 | 0.5292 | 0 | 8.626 | 3.074 | 0 | 1097.408 | 360.1558 | -445.4333 | 9.0416 | 6.38 | -1.72 | 13.8735 | 4.9388 | 2025-11-04 | 2025_11_04 Hr 22 | 76.6116 | 0.000299 | -1097.408 | -438.5693 | 377.4686 | 926.4411 | 218.9802 | 13.0877 | 0 | 93.9128 | 176.8879 | 106.6679 | 22.0972 | 182.7729 | 281.7479 | 0 | 7.2612 | 46.06 | 244.0449 | 0 | 142.457 | 0
2025_11_04 Hr 23 | 0 | 0 | 0 | 3.5474 | 3.5621 | 3.5609 | 3.8089 | 3.8089 | 3.8089 | 50.61 | 0 | 0.1104 | 21 | 0 | 91.3864 | 91.3864 | 283.5925 | 0 | 0.00615 | 0.074 | 0.02596 | 0 | 0 | 0 | 0 | 0 | 0 | 0.0705 | 0.2574 | 46.06 | 7.2612 | 245.025 | 0 | 0 | 0 | 0 | 14.0736 | 34.1959 | 0 | 4.6072 | 0 | 0.8541 | 12.5069 | 0 | -1 | -4.2 | 12.7008 | 0 | 0 | 14.3839 | 14.3839 | 14.3839 | 14.3839 | 16.7254 | 68.5503 | 0 | 0 | 0 | 0 | 0 | 0 | 0 | 0 | 0 | 0 | 0 | 0 | 0 | 0 | 0 | 0 | -50 | 0 | 8.6343 | 0 | -424.6022 | 15.8778 | 0 | 74.1091 | 69.6985 | 123.0546 | 1146.641 | 30.1773 | 53.982 | 0 | 0.5292 | 0 | 8.626 | 3.074 | 0 | 1020.683 | 350.9577 | -481.5222 | 9.0416 | 6.38 | -1.72 | 13.5016 | 4.8064 | 2025-11-04 | 2025_11_04 Hr 23 | 78.5904 | 0.000337 | -1020.683 | -469.995 | 334.3693 | 930.6164 | 212.6049 | 13.0877 | 0 | 91.1532 | 124.871 | 118.3451 | 22.0972 | 182.7729 | 283.5925 | 0 | 7.2612 | 46.06 | 245.025 | 0 | 143.8077 | 0
2025_11_04 Hr 24 | 0 | 0 | 0 | 3.5474 | 3.5621 | 3.5609 | 3.8089 | 3.8089 | 3.8089 | 37.071 | 0 | 0.1104 | 31 | 0 | 91.3864 | 91.3864 | 283.5925 | 0 | 0.00615 | 0.074 | 0.02596 | 0 | 0 | 0 | 0 | 0 | 0 | 0.0705 | 0.2574 | 46.06 | 7.2612 | 245.025 | 0 | 0 | 0 | 0 | 13.4055 | 32.5724 | 0 | 8.7239 | -0.14709 | 0.8541 | 12.5069 | 0 | -1 | -4.2 | 12.7008 | 0 | 0 | 9.4967 | 9.4967 | 9.4967 | 9.4967 | 11.0426 | 65.6019 | 0 | 0 | 0 | 0 | 0 | 0 | 0 | 0 | 0 | 0 | 0 | 0 | 0 | 0 | 0 | 0 | -50 | 0 | 8.6343 | 0 | -429.686 | 15.8778 | 0 | 74.1091 | 69.6985 | 114.957 | 1105.578 | 29.4869 | 52.7471 | 0 | 0.5292 | 0 | 8.626 | 3.074 | 0 | 975.1166 | 347.5677 | -486.606 | 9.0416 | 6.38 | -1.72 | 13.1927 | 4.6964 | 2025-11-04 | 2025_11_04 Hr 24 | 78.3653 | 7.57e-05 | -975.1166 | -471.1092 | 290.9628 | 930.6164 | 211.5589 | 13.0877 | 0 | 88.8615 | 86.1003 | 116.001 | 22.0972 | 182.7729 | 283.5925 | 0 | 7.2612 | 46.06 | 245.025 | 0 | 143.8077 | 0
2025_11_05 Hr 01 | 0 | 0 | 0 | 3.5474 | 3.5621 | 3.5609 | 3.8089 | 3.8089 | 3.8089 | 36.6934 | 0 | 0.1104 | 42 | 0 | 91.3864 | 91.3864 | 283.5925 | 0 | 0.00615 | 0.074 | 0.02596 | 0 | 0 | 0 | 0 | 0 | 0 | 0.0705 | 0.2574 | 46.06 | 7.2612 | 245.025 | 0 | 0 | 0 | 0 | 12.9305 | 31.4071 | 0 | 13.6817 | 0 | 0.8541 | 12.5139 | 0 | -1 | -4.2 | 12.9637 | 0 | 0 | 5.7213 | 5.7213 | 5.7213 | 5.7213 | 6.6526 | 64.5489 | 0 | 0 | 0 | 0 | 0 | 0 | 0 | 0 | 0 | 0 | 0 | 0 | 0 | 0 | 0 | 0 | -50 | 0 | 8.8734 | 0 | -435.3 | 16.2969 | 0 | 74.1091 | 69.6985 | 97.0266 | 1084.574 | 29.7056 | 53.2077 | 0 | 0.5292 | 0 | 8.626 | 3.074 | 0 | 946.8917 | 340.8559 | -492.22 | 9.0379 | 6.38 | -1.72 | 13.3047 | 4.7578 | 2025-11-05 | 2025_11_05 Hr 01 | 78.0888 | -3.4e-05 | -946.8917 | -471.6183 | 271.2303 | 930.6164 | 203.5755 | 13.0877 | 0 | 87.7266 | 66.231 | 117.2727 | 22.0972 | 182.7729 | 283.5925 | 0 | 7.2612 | 46.06 | 245.025 | 0 | 143.8077 | 0
2025_11_05 Hr 02 | 0 | 0 | 0 | 3.5474 | 3.5621 | 3.5609 | 3.8089 | 3.8089 | 3.8089 | 36.6934 | 0 | 0.1104 | 41 | 0 | 91.3864 | 91.3864 | 283.5925 | 0 | 0.00615 | 0.074 | 0.02596 | 0 | 0 | 0 | 0 | 0 | 0 | 0.0705 | 0.2574 | 46.06 | 7.2612 | 245.025 | 0 | 0 | 0 | 0 | 13.0352 | 31.6616 | 0 | 66.4168 | 0 | 0.8541 | 12.5139 | 0 | -1 | -4.2 | 12.9637 | 0 | 0 | 6.4943 | 6.4943 | 6.4943 | 6.4943 | 7.5515 | 62.5482 | 0 | 0 | 0 | 0 | 0 | 0 | 0 | 0 | 0 | 0 | 0 | 0 | 0 | 0 | 0 | 0 | -50 | 0 | 8.8734 | 0 | -484.3478 | 16.2969 | 0 | 74.1091 | 69.6985 | 82.422 | 1088.924 | 29.8162 | 53.4059 | 0 | 0.5292 | 0 | 8.626 | 3.074 | 0 | 937.7 | 323.6268 | -541.2678 | 9.0379 | 6.38 | -1.72 | 13.3543 | 4.7756 | 2025-11-05 | 2025_11_05 Hr 02 | 78.1403 | -6e-06 | -937.7 | -467.9309 | 275.9566 | 930.6164 | 185.9702 | 13.0877 | 0 | 88.0858 | 70.2219 | 117.6489 | 22.0972 | 182.7729 | 283.5925 | 0 | 7.2612 | 46.06 | 245.025 | 0 | 143.8077 | 0
2025_11_05 Hr 03 | 0 | 0 | 0 | 3.5474 | 3.5621 | 3.5609 | 3.8089 | 3.8089 | 3.8089 | 36.6934 | 0 | 0.1104 | 36 | 0 | 91.3864 | 91.3864 | 283.5925 | 0 | 0.00615 | 0.074 | 0.02596 | 0 | 0 | 0 | 0 | 0 | 0 | 0.0705 | 0.2574 | 46.06 | 7.2612 | 245.025 | 0 | 0 | 0 | 0 | 13.0827 | 31.7769 | 0 | 19.1305 | 0 | 0.8541 | 12.5139 | 0 | -1 | -4.2 | 12.9637 | 0 | 0 | 6.8447 | 6.8447 | 6.8447 | 6.8447 | 7.9589 | 67.4973 | 0 | 0 | 0 | 0 | 0 | 0 | 0 | 0 | 0 | 0 | 0 | 0 | 0 | 0 | 0 | 0 | -50 | 0 | 8.8734 | 0 | -492.2491 | 16.2969 | 0 | 74.1091 | 69.6985 | 120.018 | 1090.896 | 29.8664 | 53.4958 | 0 | 0.5292 | 0 | 8.626 | 3.074 | 0 | 922.2 | 361.3424 | -549.1691 | 9.0379 | 6.38 | -1.72 | 13.3768 | 4.7836 | 2025-11-05 | 2025_11_05 Hr 03 | 78.1403 | -5e-06 | -922.2 | -523.1186 | 278.0992 | 930.6164 | 223.5153 | 13.0877 | 0 | 88.2487 | 72.0311 | 117.8194 | 22.0972 | 182.7729 | 283.5925 | 0 | 7.2612 | 46.06 | 245.025 | 0 | 143.8077 | 0
2025_11_05 Hr 04 | 0 | 0 | 0 | 3.5474 | 3.5621 | 3.5609 | 3.8089 | 3.8089 | 3.8089 | 36.6934 | 0 | 0.1104 | 28 | 0 | 91.3864 | 91.3864 | 283.5925 | 0 | 0.00615 | 0.074 | 0.02596 | 0 | 0 | 0 | 0 | 0 | 0 | 0.0705 | 0.2574 | 46.06 | 7.2612 | 245.025 | 0 | 0 | 0 | 0 | 13.0744 | 31.7566 | 0 | 53.7151 | 0 | 0.8541 | 12.5139 | 0 | -1 | -4.2 | 12.9637 | 0 | 0 | 6.7828 | 6.7828 | 6.7828 | 6.7828 | 7.887 | 62.5482 | 0 | 0 | 0 | 0 | 0 | 0 | 0 | 0 | 0 | 0 | 0 | 0 | 0 | 0 | 0 | 0 | -50 | 0 | 8.8734 | 0 | -489.033 | 16.2969 | 0 | 74.1091 | 69.6985 | 111.0528 | 1090.548 | 29.8575 | 53.4799 | 0 | 0.5292 | 0 | 8.626 | 3.074 | 0 | 937.7083 | 339.398 | -545.953 | 9.0379 | 6.38 | -1.72 | 13.3728 | 4.7822 | 2025-11-05 | 2025_11_05 Hr 04 | 78.4296 | 4e-05 | -937.7083 | -485.3179 | 277.7211 | 930.6164 | 201.601 | 13.0877 | 0 | 88.22 | 71.7118 | 117.7893 | 22.0972 | 182.7729 | 283.5925 | 0 | 7.2612 | 46.06 | 245.025 | 0 | 143.8077 | 0
2025_11_05 Hr 05 | 0 | 0 | 0 | 3.5474 | 3.5621 | 3.5609 | 3.8089 | 3.8089 | 3.8089 | 44.6565 | 0 | 0.1104 | 26 | 0 | 91.3864 | 91.3864 | 283.5925 | 0 | 0.00615 | 0.074 | 0.02596 | 0 | 0 | 0 | 0 | 0 | 0 | 0.0705 | 0.2574 | 46.06 | 7.2612 | 245.025 | 0 | 0 | 0 | 0 | 13.8427 | 33.6228 | 0 | 5.9787 | -6.7094 | 0.8541 | 12.5139 | 0 | -1 | -4.2 | 12.9637 | 0 | 0 | 12.4515 | 12.4515 | 12.4515 | 12.4515 | 14.4785 | 59.5998 | 0 | 0 | 0 | 0 | 0 | 0 | 0 | 0 | 0 | 0 | 0 | 0 | 0 | 0 | 0 | 0 | -50 | 0 | 8.8734 | 0 | -460.6409 | 16.2969 | 0 | 74.1091 | 69.6985 | 135.924 | 1130.412 | 30.6691 | 54.9335 | 0 | 0.5292 | 0 | 8.626 | 3.074 | 0 | 974.2 | 362.0795 | -517.5609 | 9.0379 | 6.38 | -1.72 | 13.7363 | 4.9122 | 2025-11-05 | 2025_11_05 Hr 05 | 79.2398 | -6e-06 | -974.2 | -511.3716 | 320.3437 | 930.6164 | 221.5238 | 13.0877 | 0 | 90.8545 | 108.9412 | 120.5479 | 22.0972 | 182.7729 | 283.5925 | 0 | 7.2612 | 46.06 | 245.025 | 0 | 143.8077 | 0
2025_11_05 Hr 06 | 0 | 0 | 0 | 3.5474 | 3.5621 | 3.5609 | 3.8089 | 3.8089 | 3.8089 | 86.7499 | 0 | 0.1104 | 25 | 0 | 91.3864 | 91.3864 | 283.5925 | 0 | 0.00615 | 0.074 | 0.02596 | 0 | 0 | 0 | 0 | 0 | 0 | 0.0705 | 0.2574 | 46.06 | 7.2612 | 245.025 | 0 | 0 | 0 | 0 | 15.4506 | 37.5284 | 0 | 0 | -46.4556 | 0.8541 | 12.5139 | 0 | -1 | -4.2 | 12.9637 | 0 | 0 | 24.3146 | 24.3146 | 24.3146 | 24.3146 | 28.2727 | 64.5489 | 0 | 0 | 0 | 0 | 0 | 0 | 0 | 0 | 0 | 0 | 0 | 0 | 0 | 0 | 0 | 0 | -50 | 0 | 8.8734 | 0 | -426.8448 | 16.2969 | 0 | 74.1091 | 69.6985 | 115.9692 | 1239.265 | 32.3674 | 57.9755 | 0 | 0.5292 | 0 | 8.626 | 3.074 | 0 | 1060.892 | 351.8468 | -483.7648 | 9.0379 | 6.38 | -1.72 | 14.497 | 5.1842 | 2025-11-05 | 2025_11_05 Hr 06 | 97.4883 | -0.000311 | -1060.892 | -523.3004 | 434.9699 | 930.6164 | 205.5181 | 13.0877 | 0 | 96.368 | 212.2809 | 126.321 | 22.0972 | 182.7729 | 283.5925 | 0 | 7.2612 | 46.06 | 245.025 | 0 | 143.8077 | 0
2025_11_05 Hr 07 | 0 | 0 | 0 | 3.5474 | 3.5621 | 3.5609 | 3.8089 | 3.8089 | 3.8089 | 136.2139 | -14.5 | 0.1104 | 21 | 0 | 91.3864 | 91.3864 | 281.7479 | 0 | 0.00615 | 0.074 | 0.02596 | 0 | 0 | 0 | 0 | 0 | 0 | 0.0705 | 0.2574 | 45.6683 | 7.2612 | 244.0449 | 0 | 0 | 0 | 0 | 17.2737 | 41.9564 | 0 | 0 | -81.6473 | 0.8541 | 12.5139 | 0 | -1 | -4.2 | 12.9637 | 0 | 0 | 37.7648 | 37.7648 | 37.7648 | 37.7648 | 43.9126 | 62.5482 | 0 | 0 | 0 | 0 | 0 | 0 | 0 | 0 | 0 | 0 | 0 | 0 | 0 | 0 | 0 | -50 | 0 | 0 | 8.8734 | 0 | -351.4032 | 16.2969 | 0 | 73.4131 | 69.0439 | 95.0022 | 1359.854 | 34.293 | 61.4245 | 0 | 0.5292 | 0 | 8.626 | 3.074 | 0 | 1186.808 | 331.4245 | -422.8232 | 9.0379 | 6.38 | -1.72 | 15.3594 | 5.4926 | 2025-11-05 | 2025_11_05 Hr 07 | 67.8628 | 0.00026 | -1186.808 | -483.0505 | 552.1712 | 926.0494 | 178.5504 | 13.0877 | 0 | 102.6191 | 331.1857 | 118.3664 | 22.0972 | 182.7729 | 281.7479 | 0 | 7.2612 | 45.6683 | 244.0449 | 0 | 142.457 | 0
2025_11_05 Hr 08 | 2.0696 | 0 | 0 | 3.5474 | 3.5621 | 3.5609 | 3.8089 | 3.8089 | 3.8089 | 149.8592 | -14.5 | 0.1104 | 13 | 0 | 91.3864 | 91.3864 | 281.7479 | 0 | 0.00615 | 0.074 | 0.02596 | 0 | 0 | 0 | 0 | 0 | 0 | 0.0705 | 0.2574 | 45.6683 | 7.2612 | 244.0449 | 0 | 0 | 0 | 0 | 17.7766 | 43.178 | 0 | 0 | -90.2984 | 0.8541 | 12.5139 | 0 | -1 | -4.2 | 12.9637 | 0 | 0 | 41.4752 | 41.4752 | 41.4752 | 41.4752 | 48.227 | 65.6019 | 0 | 0 | 0 | 0 | 0 | 0 | 0 | 0 | 0 | 0 | 0 | 0 | 0 | 0 | 0 | -50 | 0 | 0 | 8.8734 | 0 | -303.1804 | 16.2969 | 0 | 73.4131 | 69.0439 | 86.037 | 1394.38 | 34.8242 | 62.376 | 0 | 0.5292 | -2.0696 | 8.626 | 3.074 | 0 | 1248.8 | 321.3882 | -376.67 | 9.0379 | 6.38 | -1.72 | 15.5973 | 5.5777 | 2025-11-05 | 2025_11_05 Hr 08 | 72.7689 | -1e-06 | -1248.8 | -443.4788 | 588.5027 | 926.0494 | 164.6389 | 13.0877 | 0 | 104.3436 | 363.9871 | 120.172 | 22.0972 | 182.7729 | 281.7479 | 0 | 7.2612 | 45.6683 | 244.0449 | 0 | 142.457 | 0
2025_11_05 Hr 09 | 8.2983 | 0.000105 | 0.002961 | 3.5474 | 3.5621 | 3.5609 | 3.8089 | 3.8089 | 3.8089 | 133.3333 | -14.5 | 0.1104 | 9 | 0 | 91.3864 | 91.3864 | 281.7479 | 0 | 0.00615 | 0.074 | 0.02596 | 0 | 0 | 0 | 0 | 0 | 0 | 0.0705 | 0.2574 | 45.9947 | 7.2612 | 244.0449 | 0 | 0 | 0 | 0 | 17.1675 | 41.6985 | 0 | 0 | -61.4419 | 0.8541 | 12.5139 | 0 | -1 | -4.2 | 12.9637 | 0 | 0 | 36.9815 | 36.9815 | 36.9815 | 36.9815 | 43.0017 | 68.5503 | 0 | 0 | 0 | 0 | 0 | 0 | 0 | 0 | 0 | 0 | 0 | 0 | 0 | 0 | 0 | -50 | 0 | 0 | 8.8734 | 0 | -312.0939 | 16.2969 | 0 | 73.4131 | 69.0439 | 83.4342 | 1352.895 | 34.1808 | 61.2237 | 0 | 0.5292 | -8.2983 | 8.626 | 3.074 | 0 | 1221.417 | 321.7758 | -391.8122 | 9.0379 | 6.38 | -1.72 | 15.3092 | 5.4746 | 2025-11-05 | 2025_11_05 Hr 09 | 70.7035 | -0.000355 | -1221.417 | -423.5358 | 544.5013 | 926.3758 | 160.9876 | 13.0877 | 0 | 102.2551 | 324.261 | 117.9852 | 22.0972 | 182.7729 | 281.7479 | 0 | 7.2612 | 45.9947 | 244.0449 | 0 | 142.457 | 0
2025_11_05 Hr 10 | 10.3679 | 0.00057 | 0.016074 | 0 | 0 | 0 | 0 | 0 | 0 | 115.2912 | -14.5 | 0.1104 | 8 | 0 | 91.3864 | 91.3864 | 281.7479 | 0 | 0.00615 | 0.074 | 0.02596 | 0 | 0 | 0 | 0 | 0 | 0 | 0.0705 | 0.2574 | 14.7392 | 7.2612 | 244.0449 | 0 | 0 | 0 | 0 | 16.5025 | 40.0834 | 0 | 0 | -43.9871 | 0.8541 | 12.5139 | 0.06 | -1 | -4.2 | 12.9637 | 0 | 0 | 32.0755 | 32.0755 | 32.0755 | 32.0755 | 37.2971 | 58.6521 | 0 | 0 | 0 | 0 | 0 | 0 | 0 | 0 | 0 | 0 | 0 | 0 | 0 | 0 | 0 | -50 | 0 | 0 | 8.8734 | 0 | -225.136 | 16.2969 | 0 | 70.5293 | 66.2324 | 92.544 | 1248.209 | 33.4785 | 59.9656 | 0 | 0.5292 | -10.3679 | 8.626 | 3.074 | 0 | 1216.968 | 319.67 | -306.9239 | 9.0379 | 6.38 | -1.72 | 14.9946 | 5.3621 | 2025-11-05 | 2025_11_05 Hr 10 | 52.183 | 0.000267 | -1216.968 | -319.123 | 496.4631 | 867.3278 | 159.2127 | 13.0877 | 0 | 99.975 | 280.8903 | 115.5978 | 0 | 182.7729 | 281.7479 | 0 | 7.2612 | 14.7392 | 244.0449 | 0 | 136.7617 | 0
2025_11_05 Hr 11 | 8.3 | 0.00141 | 0.039762 | 0 | 0 | 0 | 0 | 0 | 0 | 96.529 | -14.5 | 0.1104 | 7 | 0 | 91.3864 | 91.3864 | 281.7479 | 0 | 0.00615 | 0.074 | 0.02596 | 0 | 0 | 0 | 0 | 0 | 0 | 0.0705 | 0.2574 | 15.1321 | 7.2612 | 244.0449 | 0 | 0 | 0 | 0 | 15.811 | 38.4038 | 0 | 0 | -50.4383 | 0.8541 | 12.5139 | 0.06 | -1 | -4.2 | 12.9637 | 0 | 0 | 26.9737 | 26.9737 | 26.9737 | 26.9737 | 31.3648 | 47.7009 | 0 | 0 | 0 | 0 | 0 | 0 | 0 | 0 | 0 | 0 | 0 | 0 | 0 | 0 | 0 | -50 | 0 | 0 | 8.8734 | 0 | -215.5571 | 16.2969 | 0 | 73.4131 | 69.0439 | 95.0022 | 1206.848 | 32.7481 | 58.6574 | 0 | 0.5292 | -8.3 | 8.626 | 3.074 | 0 | 1166.76 | 305.6272 | -295.2771 | 9.0379 | 6.38 | -1.72 | 14.6675 | 5.2451 | 2025-11-05 | 2025_11_05 Hr 11 | 63.5583 | 2e-06 | -1166.76 | -315.9954 | 446.5074 | 873.416 | 149.7443 | 13.0877 | 0 | 97.6038 | 235.7885 | 113.115 | 0 | 182.7729 | 281.7479 | 0 | 7.2612 | 15.1321 | 244.0449 | 0 | 142.457 | 0
2025_11_05 Hr 12 | 7.7759 | 0.003615 | 0.10194 | 0 | 0 | 0 | 0 | 0 | 0 | 88.6451 | -14.5 | 0.1104 | 7 | 0 | 91.3864 | 91.3864 | 281.7479 | 0 | 0.00615 | 0.074 | 0.02596 | 0 | 0 | 0 | 0 | 0 | 0 | 0.0705 | 0.2574 | 19.8321 | 7.2612 | 244.0449 | 0 | 0 | 0 | 0 | 15.5205 | 37.698 | 0 | 0 | -9.4006 | 0.8541 | 12.5139 | 0.06 | -1 | -4.2 | 12.9637 | 0 | 0 | 24.8299 | 24.8299 | 24.8299 | 24.8299 | 28.872 | 50.6493 | 0 | 0 | 0 | 0 | 0 | 0 | 0 | 0 | 0 | 0 | 0 | 0 | 0 | 0 | 0 | -50 | 0 | 0 | 8.8734 | 0 | -238.5156 | 16.2969 | 0 | 73.4131 | 69.0439 | 76.4934 | 1191.662 | 32.4412 | 58.1077 | 0 | 0.5292 | -7.7759 | 8.626 | 3.074 | 0 | 1153.052 | 288.5017 | -317.7115 | 9.0379 | 6.38 | -1.72 | 14.53 | 5.196 | 2025-11-05 | 2025_11_05 Hr 12 | 65.7726 | -0.000374 | -1153.052 | -297.9162 | 425.5159 | 878.116 | 134.2483 | 13.0877 | 0 | 96.6075 | 216.8366 | 112.0717 | 0 | 182.7729 | 281.7479 | 0 | 7.2612 | 19.8321 | 244.0449 | 0 | 142.457 | 0
2025_11_05 Hr 13 | 7.2618 | 0.004485 | 0.12648 | 0 | 0 | 0 | 0 | 0 | 0 | 74.6209 | -14.5 | 0.1104 | 6 | 0 | 91.3864 | 91.3864 | 281.7479 | 0 | 0.00615 | 0.074 | 0.02596 | 0 | 0 | 0 | 0 | 0 | 0 | 0.0705 | 0.2574 | 29.2329 | 7.2612 | 244.0449 | 0 | 0 | 0 | 0 | 15.0036 | 36.4425 | 0 | 4.6457 | -2.6644 | 0.8541 | 12.5139 | 0.06 | -1 | -4.2 | 12.9637 | 0 | 0 | 21.0164 | 21.0164 | 21.0164 | 21.0164 | 24.4377 | 51.7023 | 0 | 0 | 0 | 0 | 0 | 0 | 0 | 0 | 0 | 0 | 0 | 0 | 0 | 0 | 0 | -50 | 0 | 0 | 8.8734 | 0 | -263.9052 | 16.2969 | 0 | 73.4131 | 69.0439 | 86.4708 | 1165.603 | 31.8953 | 57.1298 | 0 | 0.5292 | -7.2618 | 8.626 | 3.074 | 0 | 1121.16 | 296.1631 | -342.587 | 9.0379 | 6.38 | -1.72 | 14.2855 | 5.1085 | 2025-11-05 | 2025_11_05 Hr 13 | 67.2123 | -1.6e-05 | -1121.16 | -311.9239 | 388.1753 | 887.5168 | 144.3041 | 13.0877 | 0 | 94.8351 | 183.1242 | 110.216 | 0 | 182.7729 | 281.7479 | 0 | 7.2612 | 29.2329 | 244.0449 | 0 | 142.457 | 0
2025_11_05 Hr 14 | 7.7826 | 0.004545 | 0.12817 | 3.5474 | 3.5621 | 3.5609 | 3.8089 | 3.8089 | 3.8089 | 63.8942 | -14.5 | 0.1104 | 4 | 0 | 91.3864 | 91.3864 | 281.7479 | 0 | 0.00615 | 0.074 | 0.02596 | 0 | 0 | 0 | 0 | 0 | 0 | 0.0705 | 0.2574 | 22.9533 | 7.2612 | 244.0449 | 0 | 0 | 0 | 0 | 14.6082 | 35.4823 | 0 | 23.3912 | 0 | 0.8541 | 12.5139 | 0 | -1 | -4.2 | 12.9637 | 0 | 0 | 18.0996 | 18.0996 | 18.0996 | 18.0996 | 21.0461 | 47.7009 | 0 | 0 | 0 | 0 | 0 | 0 | 0 | 0 | 0 | 0 | 0 | 0 | 0 | 0 | 0 | -50 | 0 | 0 | 8.8734 | 0 | -291.9224 | 16.2969 | 0 | 73.4131 | 69.0439 | 92.544 | 1154.281 | 31.4777 | 56.3818 | 0 | 0.5292 | -7.7826 | 8.626 | 3.074 | 0 | 1101.883 | 295.3362 | -371.125 | 9.0379 | 6.38 | -1.72 | 14.0984 | 5.0417 | 2025-11-05 | 2025_11_05 Hr 14 | 64.6507 | 0.000306 | -1101.883 | -318.5312 | 359.6147 | 903.3344 | 144.3776 | 13.0877 | 0 | 93.4795 | 157.3387 | 108.7965 | 22.0972 | 182.7729 | 281.7479 | 0 | 7.2612 | 22.9533 | 244.0449 | 0 | 142.457 | 0
2025_11_05 Hr 15 | 8.3 | 0.002415 | 0.068103 | 3.5474 | 3.5621 | 3.5609 | 3.8089 | 3.8089 | 3.8089 | 59.3079 | -14.5 | 0.1104 | 4 | 0 | 91.3864 | 91.3864 | 281.7479 | 0 | 0.00615 | 0.074 | 0.02596 | 0 | 0 | 0 | 0 | 0 | 0 | 0.0705 | 0.2574 | 32.3537 | 7.2612 | 244.0449 | 0 | 0 | 0 | 0 | 14.4392 | 35.0717 | 0 | 15.5484 | 0 | 0.8541 | 12.5139 | 0 | -1 | -4.2 | 12.9637 | 0 | 0 | 16.8525 | 16.8525 | 16.8525 | 16.8525 | 19.5959 | 38.7504 | 0 | 0 | 0 | 0 | 0 | 0 | 0 | 0 | 0 | 0 | 0 | 0 | 0 | 0 | 0 | -50 | 0 | 0 | 8.8734 | 0 | -309.6236 | 16.2969 | 0 | 73.4131 | 69.0439 | 109.0284 | 1152.017 | 31.2991 | 56.062 | 0 | 0.5292 | -8.3 | 8.626 | 3.074 | 0 | 1081 | 302.7785 | -389.3436 | 9.0379 | 6.38 | -1.72 | 14.0185 | 5.0131 | 2025-11-05 | 2025_11_05 Hr 15 | 65.6493 | -2.6e-05 | -1081 | -344.0752 | 347.4033 | 912.7348 | 151.8493 | 13.0877 | 0 | 92.8999 | 146.3138 | 108.1896 | 22.0972 | 182.7729 | 281.7479 | 0 | 7.2612 | 32.3537 | 244.0449 | 0 | 142.457 | 0
2025_11_05 Hr 16 | 3.1011 | 0.004725 | 0.13325 | 3.5474 | 3.5621 | 3.5609 | 3.8089 | 3.8089 | 3.8089 | 62.795 | -14.5 | 0.1104 | 4 | 0 | 91.3864 | 91.3864 | 281.7479 | 0 | 0.00615 | 0.074 | 0.02596 | 0 | 0 | 0 | 0 | 0 | 0 | 0.0705 | 0.2574 | 41.7587 | 7.2612 | 244.0449 | 0 | 0 | 0 | 0 | 14.5677 | 35.3839 | 0 | 12.6596 | -0.19439 | 0.8541 | 12.5139 | 0 | -1 | -4.2 | 12.9637 | 0 | 0 | 17.8007 | 17.8007 | 17.8007 | 17.8007 | 20.6985 | 42.7518 | 0 | 0 | 0 | 0 | 0 | 0 | 0 | 0 | 0 | 0 | 0 | 0 | 0 | 0 | 0 | -50 | 0 | 0 | 8.8734 | 0 | -307.3899 | 16.2969 | 0 | 73.4131 | 69.0439 | 113.511 | 1170.31 | 31.4349 | 56.3052 | 0 | 0.5292 | -3.1011 | 8.626 | 3.074 | 0 | 1107.392 | 306.5274 | -381.911 | 9.0379 | 6.38 | -1.72 | 14.0793 | 5.0348 | 2025-11-05 | 2025_11_05 Hr 16 | 70.4934 | -0.0003441 | -1107.392 | -344.9247 | 356.688 | 922.1398 | 160.4008 | 13.0877 | 0 | 93.3406 | 154.6964 | 108.6511 | 22.0972 | 182.7729 | 281.7479 | 0 | 7.2612 | 41.7587 | 244.0449 | 0 | 142.457 | 0
2025_11_05 Hr 17 | 0 | 0.0063 | 0.17766 | 3.5474 | 3.5621 | 3.5609 | 3.8089 | 3.8089 | 3.8089 | 93.383 | -14.5 | 0.1104 | 2 | 0 | 91.3864 | 91.3864 | 281.7479 | 0 | 0.00615 | 0.074 | 0.02596 | 0 | 0 | 0 | 0 | 0 | 0 | 0.0705 | 0.2574 | 44.2335 | 7.2612 | 244.0449 | 0 | 0 | 0 | 0 | 15.6951 | 38.1222 | 0 | 0 | -29.6281 | 0.8541 | 12.5139 | 0 | -1 | -4.2 | 12.9637 | 0 | 0 | 26.1182 | 26.1182 | 26.1182 | 26.1182 | 30.37 | 50.6493 | 0 | 0 | 0 | 0 | 0 | 0 | 0 | 0 | 0 | 0 | 0 | 0 | 0 | 0 | 0 | -50 | 0 | 0 | 8.8734 | 0 | -289.4237 | 16.2969 | 0 | 73.4131 | 69.0439 | 117.9936 | 1250.224 | 32.6256 | 58.438 | 0 | 0.5292 | 0 | 8.626 | 3.074 | 0 | 1177.608 | 317.8556 | -360.8437 | 9.0379 | 6.38 | -1.72 | 14.6126 | 5.2255 | 2025-11-05 | 2025_11_05 Hr 17 | 70.372 | 0.000297 | -1177.608 | -369.0518 | 438.131 | 924.6146 | 170.8269 | 13.0877 | 0 | 97.2063 | 228.226 | 112.6987 | 22.0972 | 182.7729 | 281.7479 | 0 | 7.2612 | 44.2335 | 244.0449 | 0 | 142.457 | 0
2025_11_05 Hr 18 | 0 | 0.003015 | 0.085023 | 3.5474 | 3.5621 | 3.5609 | 3.8089 | 3.8089 | 3.8089 | 117.0348 | -14.5 | 0.1104 | 4 | 0 | 91.3864 | 91.3864 | 281.7479 | 0 | 0.00615 | 0.074 | 0.02596 | 0 | 0 | 0 | 0 | 0 | 0 | 0.0705 | 0.2574 | 46.06 | 7.2612 | 244.0449 | 0 | 0 | 0 | 0 | 16.5668 | 40.2395 | 0 | 0 | -61.8248 | 0.8541 | 12.5139 | 0 | -1 | -4.2 | 12.9637 | 0 | 0 | 32.5496 | 32.5496 | 32.5496 | 32.5496 | 37.8484 | 56.6514 | 0 | 0 | 0 | 0 | 0 | 0 | 0 | 0 | 0 | 0 | 0 | 0 | 0 | 0 | 0 | -50 | 0 | 0 | 8.8734 | 0 | -283.0892 | 16.2969 | 0 | 73.4131 | 69.0439 | 114.957 | 1311.803 | 33.5464 | 60.0872 | 0 | 0.5292 | 0 | 8.626 | 3.074 | 0 | 1221.417 | 325.9476 | -354.5092 | 9.0379 | 6.38 | -1.72 | 15.025 | 5.373 | 2025-11-05 | 2025_11_05 Hr 18 | 80.6928 | -0.000345 | -1221.417 | -394.914 | 501.1055 | 926.4411 | 175.6964 | 13.0877 | 0 | 100.1953 | 285.0817 | 115.8285 | 22.0972 | 182.7729 | 281.7479 | 0 | 7.2612 | 46.06 | 244.0449 | 0 | 142.457 | 0
2025_11_05 Hr 19 | 0 | 0.00084 | 0.023688 | 3.5474 | 3.5621 | 3.5609 | 3.8089 | 3.8089 | 3.8089 | 116.7695 | -14.5 | 0.1104 | 1 | 0 | 91.3864 | 91.3864 | 281.7479 | 0 | 0.00615 | 0.074 | 0.02596 | 0 | 0 | 0 | 0 | 0 | 0 | 0.0705 | 0.2574 | 46.06 | 7.2612 | 244.0449 | 0 | 0 | 0 | 0 | 16.557 | 40.2157 | 0 | 0 | -51.963 | 0.8541 | 12.5139 | 0 | -1 | -4.2 | 12.9637 | 0 | 0 | 32.4775 | 32.4775 | 32.4775 | 32.4775 | 37.7645 | 56.6514 | 0 | 0 | 0 | 0 | 0 | 0 | 0 | 0 | 0 | 0 | 0 | 0 | 0 | 0 | 0 | -50 | 0 | 0 | 8.8734 | 0 | -292.1531 | 16.2969 | 0 | 73.4131 | 69.0439 | 107.004 | 1311.07 | 33.5361 | 60.0687 | 0 | 0.5292 | 0 | 8.626 | 3.074 | 0 | 1210.492 | 314.9573 | -363.5731 | 9.0379 | 6.38 | -1.72 | 15.0204 | 5.3713 | 2025-11-05 | 2025_11_05 Hr 19 | 91.0695 | -0.000329 | -1210.492 | -394.1161 | 500.399 | 926.4411 | 164.6799 | 13.0877 | 0 | 100.1618 | 284.4439 | 115.7934 | 22.0972 | 182.7729 | 281.7479 | 0 | 7.2612 | 46.06 | 244.0449 | 0 | 142.457 | 0
2025_11_05 Hr 20 | 0 | 7.5e-05 | 0.002115 | 3.5474 | 3.5621 | 3.5609 | 3.8089 | 3.8089 | 3.8089 | 107.7485 | -14.5 | 0.1104 | 29 | 0 | 91.3864 | 91.3864 | 281.7479 | 0 | 0.00615 | 0.074 | 0.02596 | 0 | 0 | 0 | 0 | 0 | 0 | 0.0705 | 0.2574 | 46.06 | 7.2612 | 244.0449 | 0 | 0 | 0 | 0 | 16.2246 | 39.4082 | 0 | 0 | -38.0796 | 0.8541 | 12.5139 | 0 | -1 | -4.2 | 12.9637 | 0 | 0 | 30.0245 | 30.0245 | 30.0245 | 30.0245 | 34.9122 | 44.6472 | 0 | 0 | 0 | 0 | 0 | 0 | 0 | 0 | 0 | 0 | 0 | 0 | 0 | 0 | 0 | -50 | 0 | 0 | 8.8734 | 0 | -314.4864 | 16.2969 | 0 | 73.4131 | 69.0439 | 108.0162 | 1288.224 | 33.1849 | 59.4397 | 0 | 0.5292 | 0 | 8.626 | 3.074 | 0 | 1195.008 | 330.7708 | -385.9064 | 9.0379 | 6.38 | -1.72 | 14.8631 | 5.3151 | 2025-11-05 | 2025_11_05 Hr 20 | 93.29 | 0.000336 | -1195.008 | -402.566 | 476.3799 | 926.4411 | 181.6656 | 13.0877 | 0 | 99.0217 | 262.7586 | 114.5996 | 22.0972 | 182.7729 | 281.7479 | 0 | 7.2612 | 46.06 | 244.0449 | 0 | 142.457 | 0
2025_11_05 Hr 21 | 0 | 0 | 0 | 3.5474 | 3.5621 | 3.5609 | 3.8089 | 3.8089 | 3.8089 | 103.2 | -14.5 | 0.1104 | 27 | 0 | 91.3864 | 91.3864 | 281.7479 | 0 | 0.00615 | 0.074 | 0.02596 | 0 | 0 | 0 | 0 | 0 | 0 | 0.0705 | 0.2574 | 46.06 | 7.2612 | 244.0449 | 0 | 0 | 0 | 0 | 16.0569 | 39.001 | 0 | 0 | -50.5615 | 0.8541 | 12.5139 | 0 | -1 | -4.2 | 12.9637 | 0 | 0 | 28.7877 | 28.7877 | 28.7877 | 28.7877 | 33.474 | 44.6472 | 0 | 0 | 0 | 0 | 0 | 0 | 0 | 0 | 0 | 0 | 0 | 0 | 0 | 0 | 0 | -50 | 0 | 0 | 8.8734 | 0 | -322.1287 | 16.2969 | 0 | 73.4131 | 69.0439 | 113.9448 | 1276.713 | 33.0078 | 59.1225 | 0 | 0.5292 | 0 | 8.626 | 3.074 | 0 | 1166.7 | 334.0975 | -393.5487 | 9.0379 | 6.38 | -1.72 | 14.7838 | 5.2867 | 2025-11-05 | 2025_11_05 Hr 21 | 76.9279 | -5.4e-05 | -1166.7 | -422.6902 | 464.2694 | 926.4411 | 185.592 | 13.0877 | 0 | 98.4469 | 251.8247 | 113.9978 | 22.0972 | 182.7729 | 281.7479 | 0 | 7.2612 | 46.06 | 244.0449 | 0 | 142.457 | 0
2025_11_05 Hr 22 | 0 | 0 | 0 | 3.5474 | 3.5621 | 3.5609 | 3.8089 | 3.8089 | 3.8089 | 83.3386 | -14.5 | 0.1104 | 56 | 0 | 91.3864 | 91.3864 | 281.7479 | 0 | 0.00615 | 0.074 | 0.02596 | 0 | 0 | 0 | 0 | 0 | 0 | 0.0705 | 0.2574 | 45.8642 | 7.2612 | 244.0449 | 0 | 0 | 0 | 0 | 15.3249 | 37.223 | 0 | 0 | -23.4071 | 0.8541 | 12.5139 | 0 | -1 | -4.2 | 12.9637 | 0 | 0 | 23.3869 | 23.3869 | 23.3869 | 23.3869 | 27.1941 | 38.7504 | 0 | 0 | 0 | 0 | 0 | 0 | 0 | 0 | 0 | 0 | 0 | 0 | 0 | 0 | 0 | -50 | 0 | 0 | 8.8734 | 0 | -367.1764 | 16.2969 | 0 | 73.4131 | 69.0439 | 102.5214 | 1226.263 | 32.2346 | 57.7377 | 0 | 0.5292 | 0 | 8.626 | 3.074 | 0 | 1107.408 | 343.1491 | -438.5964 | 9.0379 | 6.38 | -1.72 | 14.4375 | 5.1629 | 2025-11-05 | 2025_11_05 Hr 22 | 69.5098 | 0.000309 | -1107.408 | -440.5835 | 411.387 | 926.2453 | 197.2718 | 13.0877 | 0 | 95.9369 | 204.0806 | 111.3696 | 22.0972 | 182.7729 | 281.7479 | 0 | 7.2612 | 45.8642 | 244.0449 | 0 | 142.457 | 0
2025_11_05 Hr 23 | 0 | 0 | 0 | 3.5474 | 3.5621 | 3.5609 | 3.8089 | 3.8089 | 3.8089 | 57.299 | 0 | 0.1104 | 83 | 0 | 91.3864 | 91.3864 | 283.5925 | 0 | 0.00615 | 0.074 | 0.02596 | 0 | 0 | 0 | 0 | 0 | 0 | 0.0705 | 0.2574 | 46.06 | 7.2612 | 245.025 | 0 | 0 | 0 | 0 | 14.3652 | 34.8919 | 0 | 6.9134 | 0 | 0.8541 | 12.5139 | 0 | -1 | -4.2 | 12.9637 | 0 | 0 | 16.3062 | 16.3062 | 16.3062 | 16.3062 | 18.9608 | 41.6988 | 0 | 0 | 0 | 0 | 0 | 0 | 0 | 0 | 0 | 0 | 0 | 0 | 0 | 0 | 0 | 0 | -50 | 0 | 8.8734 | 0 | -433.9396 | 16.2969 | 0 | 74.1091 | 69.6985 | 97.4604 | 1164.747 | 31.2209 | 55.922 | 0 | 0.5292 | 0 | 8.626 | 3.074 | 0 | 1045.392 | 364.5907 | -490.8596 | 9.0379 | 6.38 | -1.72 | 13.9834 | 5.0005 | 2025-11-05 | 2025_11_05 Hr 23 | 84.0431 | -0.000342 | -1045.392 | -477.0262 | 356.5545 | 930.6164 | 222.1592 | 13.0877 | 0 | 92.646 | 141.4847 | 122.4238 | 22.0972 | 182.7729 | 283.5925 | 0 | 7.2612 | 46.06 | 245.025 | 0 | 143.8077 | 0
2025_11_05 Hr 24 | 0 | 0 | 0 | 3.5474 | 3.5621 | 3.5609 | 3.8089 | 3.8089 | 3.8089 | 41.3213 | 0 | 0.1104 | 86 | 0 | 91.3864 | 91.3864 | 283.5925 | 0 | 0.00615 | 0.074 | 0.02596 | 0 | 0 | 0 | 0 | 0 | 0 | 0.0705 | 0.2574 | 46.06 | 7.2612 | 245.025 | 0 | 0 | 0 | 0 | 13.7729 | 33.4532 | 0 | 0 | -15.3669 | 0.8541 | 12.5139 | 0 | -1 | -4.2 | 12.9637 | 0 | 0 | 11.9362 | 11.9362 | 11.9362 | 11.9362 | 13.8793 | 50.6493 | 0 | 0 | 0 | 0 | 0 | 0 | 0 | 0 | 0 | 0 | 0 | 0 | 0 | 0 | 0 | 0 | -50 | 0 | 8.8734 | 0 | -426.7123 | 16.2969 | 0 | 74.1091 | 69.6985 | 99.4848 | 1124.177 | 30.5953 | 54.8014 | 0 | 0.5292 | 0 | 8.626 | 3.074 | 0 | 1001.617 | 376.439 | -483.6323 | 9.0379 | 6.38 | -1.72 | 13.7033 | 4.9003 | 2025-11-05 | 2025_11_05 Hr 24 | 83.0593 | -0.000334 | -1001.617 | -492.0792 | 313.8576 | 930.6164 | 236.1341 | 13.0877 | 0 | 90.615 | 102.9454 | 120.2972 | 22.0972 | 182.7729 | 283.5925 | 0 | 7.2612 | 46.06 | 245.025 | 0 | 143.8077 | 0
2025_11_06 Hr 01 | 0 | 0 | 0 | 3.5474 | 3.5621 | 3.5609 | 3.8089 | 3.8089 | 3.8089 | 36.6934 | 0 | 0.1104 | 87 | 0 | 91.3864 | 91.3864 | 283.5925 | 0 | 0.00615 | 0.074 | 0.02596 | 0 | 0 | 0 | 0 | 0 | 0 | 0.0705 | 0.2574 | 46.06 | 7.2612 | 245.025 | 0 | 0 | 0 | 0 | 13.2302 | 32.1237 | 0 | 25.9769 | 0 | 0.8541 | 12.5209 | 0 | -1 | -4.2 | 13.2266 | 0 | 0 | 7.6453 | 7.6453 | 7.6453 | 7.6453 | 8.8899 | 45.7002 | 0 | 0 | 0 | 0 | 0 | 0 | 0 | 0 | 0 | 0 | 0 | 0 | 0 | 0 | 0 | 0 | -50 | 0 | 9.1126 | 0 | -418.6821 | 16.7245 | 0 | 74.1091 | 69.6985 | 61.0212 | 1096.029 | 30.7517 | 55.1512 | 0 | 0.5292 | 0 | 8.626 | 3.074 | 0 | 981.5 | 335.0961 | -475.6021 | 9.0342 | 6.38 | -1.72 | 13.7875 | 4.9521 | 2025-11-06 | 2025_11_06 Hr 01 | 82.9564 | 1.7e-05 | -981.5 | -442.7052 | 286.7797 | 930.6164 | 193.7214 | 13.0877 | 0 | 89.2482 | 76.1645 | 121.367 | 22.0972 | 182.7729 | 283.5925 | 0 | 7.2612 | 46.06 | 245.025 | 0 | 143.8077 | 0
2025_11_06 Hr 02 | 0 | 0 | 0 | 3.5474 | 3.5621 | 3.5609 | 3.8089 | 3.8089 | 3.8089 | 36.6934 | 0 | 0.1104 | 77 | 0 | 91.3864 | 91.3864 | 283.5925 | 0 | 0.00615 | 0.074 | 0.02596 | 0 | 0 | 0 | 0 | 0 | 0 | 0.0705 | 0.2574 | 46.06 | 7.2612 | 245.025 | 0 | 0 | 0 | 0 | 13.011 | 31.5915 | 0 | 26.9439 | 0 | 0.8541 | 12.5209 | 0 | -1 | -4.2 | 13.2266 | 0 | 0 | 6.014 | 6.014 | 6.014 | 6.014 | 6.9931 | 45.7002 | 0 | 0 | 0 | 0 | 0 | 0 | 0 | 0 | 0 | 0 | 0 | 0 | 0 | 0 | 0 | 0 | -50 | 0 | 9.1126 | 0 | -405.3085 | 16.7245 | 0 | 74.1091 | 69.6985 | 57.5508 | 1086.856 | 30.515 | 54.7268 | 0 | 0.5292 | 0 | 8.626 | 3.074 | 0 | 972.3917 | 320.8205 | -462.2285 | 9.0342 | 6.38 | -1.72 | 13.6814 | 4.914 | 2025-11-06 | 2025_11_06 Hr 02 | 86.0107 | -2e-05 | -972.3917 | -428.3646 | 276.8011 | 930.6164 | 180.251 | 13.0877 | 0 | 88.4968 | 67.7426 | 120.5618 | 22.0972 | 182.7729 | 283.5925 | 0 | 7.2612 | 46.06 | 245.025 | 0 | 143.8077 | 0
2025_11_06 Hr 03 | 0 | 0 | 0 | 3.5474 | 3.5621 | 3.5609 | 3.8089 | 3.8089 | 3.8089 | 36.6934 | 0 | 0.1104 | 74 | 0 | 91.3864 | 91.3864 | 283.5925 | 0 | 0.00615 | 0.074 | 0.02596 | 0 | 0 | 0 | 0 | 0 | 0 | 0.0705 | 0.2574 | 46.06 | 7.2612 | 245.025 | 0 | 0 | 0 | 0 | 13.0207 | 31.6151 | 0 | 1.9957 | -7.6206 | 0.8541 | 12.5209 | 0 | -1 | -4.2 | 13.2266 | 0 | 0 | 6.0863 | 6.0863 | 6.0863 | 6.0863 | 7.0771 | 45.7002 | 0 | 0 | 0 | 0 | 0 | 0 | 0 | 0 | 0 | 0 | 0 | 0 | 0 | 0 | 0 | 0 | -50 | 0 | 9.1126 | 0 | -391.2789 | 16.7245 | 0 | 74.1091 | 69.6985 | 54.948 | 1087.262 | 30.5255 | 54.7456 | 0 | 0.5292 | 0 | 8.626 | 3.074 | 0 | 948.6917 | 315.2533 | -448.1989 | 9.0342 | 6.38 | -1.72 | 13.6861 | 4.9157 | 2025-11-06 | 2025_11_06 Hr 03 | 91.3605 | -3e-05 | -948.6917 | -446.9039 | 277.2432 | 930.6164 | 174.6482 | 13.0877 | 0 | 88.5301 | 68.1157 | 120.5974 | 22.0972 | 182.7729 | 283.5925 | 0 | 7.2612 | 46.06 | 245.025 | 0 | 143.8077 | 0
2025_11_06 Hr 04 | 0 | 0 | 0 | 3.5474 | 3.5621 | 3.5609 | 3.8089 | 3.8089 | 3.8089 | 36.6934 | 0 | 0.1104 | 58 | 0 | 91.3864 | 91.3864 | 283.5925 | 0 | 0.00615 | 0.074 | 0.02596 | 0 | 0 | 0 | 0 | 0 | 0 | 0.0705 | 0.2574 | 46.06 | 7.2612 | 245.025 | 0 | 0 | 0 | 0 | 13.2496 | 32.1708 | 0 | 26.0168 | 0 | 0.8541 | 12.5209 | 0 | -1 | -4.2 | 13.2266 | 0 | 0 | 7.7898 | 7.7898 | 7.7898 | 7.7898 | 9.058 | 50.6493 | 0 | 0 | 0 | 0 | 0 | 0 | 0 | 0 | 0 | 0 | 0 | 0 | 0 | 0 | 0 | 0 | -50 | 0 | 9.1126 | 0 | -369.8683 | 16.7245 | 0 | 74.1091 | 69.6985 | 18.9426 | 1096.842 | 30.7726 | 55.1888 | 0 | 0.5292 | 0 | 8.626 | 3.074 | 0 | 965.1083 | 269.0379 | -426.7883 | 9.0342 | 6.38 | -1.72 | 13.7969 | 4.9555 | 2025-11-06 | 2025_11_06 Hr 04 | 92.1707 | 3.9e-05 | -965.1083 | -393.8515 | 287.6638 | 930.6164 | 127.5919 | 13.0877 | 0 | 89.3148 | 76.9107 | 121.4383 | 22.0972 | 182.7729 | 283.5925 | 0 | 7.2612 | 46.06 | 245.025 | 0 | 143.8077 | 0
2025_11_06 Hr 05 | 0 | 0 | 0 | 3.5474 | 3.5621 | 3.5609 | 3.8089 | 3.8089 | 3.8089 | 47.9151 | 0 | 0.1104 | 36 | 0 | 91.3864 | 91.3864 | 283.5925 | 0 | 0.00615 | 0.074 | 0.02596 | 0 | 0 | 0 | 0 | 0 | 0 | 0.0705 | 0.2574 | 46.06 | 7.2612 | 245.025 | 0 | 0 | 0 | 0 | 14.0556 | 34.1278 | 0 | 22.1497 | 0 | 0.8541 | 12.5209 | 0 | -1 | -4.2 | 13.2266 | 0 | 0 | 13.7884 | 13.7884 | 13.7884 | 13.7884 | 16.033 | 50.6493 | 0 | 0 | 0 | 0 | 0 | 0 | 0 | 0 | 0 | 0 | 0 | 0 | 0 | 0 | 0 | 0 | -50 | 0 | 9.1126 | 0 | -356.5541 | 16.7245 | 0 | 74.1091 | 69.6985 | 15.4722 | 1141.796 | 31.6428 | 56.7494 | 0 | 0.5292 | 0 | 8.626 | 3.074 | 0 | 997 | 246.5285 | -413.4741 | 9.0342 | 6.38 | -1.72 | 14.1871 | 5.0956 | 2025-11-06 | 2025_11_06 Hr 05 | 90.6982 | 4.1e-05 | -997 | -384.4044 | 335.5788 | 930.6164 | 102.1215 | 13.0877 | 0 | 92.0777 | 119.1017 | 124.3993 | 22.0972 | 182.7729 | 283.5925 | 0 | 7.2612 | 46.06 | 245.025 | 0 | 143.8077 | 0
2025_11_06 Hr 06 | 0 | 0 | 0 | 3.5474 | 3.5621 | 3.5609 | 3.8089 | 3.8089 | 3.8089 | 88.6556 | 0 | 0.1104 | 21 | 0 | 91.3864 | 91.3864 | 283.5925 | 0 | 0.00615 | 0.074 | 0.02596 | 0 | 0 | 0 | 0 | 0 | 0 | 0.0705 | 0.2574 | 46.06 | 7.2612 | 245.025 | 0 | 0 | 0 | 0 | 15.5538 | 37.7656 | 0 | 2.801 | -4.3018 | 0.8541 | 12.5209 | 0 | -1 | -4.2 | 13.2266 | 0 | 0 | 24.9389 | 24.9389 | 24.9389 | 24.9389 | 28.9987 | 58.6521 | 0 | 0 | 0 | 0 | 0 | 0 | 0 | 0 | 0 | 0 | 0 | 0 | 0 | 0 | 0 | 0 | -50 | 0 | 9.1126 | 0 | -358.2493 | 16.7245 | 0 | 74.1091 | 69.6985 | 20.967 | 1245.24 | 33.2603 | 59.6503 | 0 | 0.5292 | 0 | 8.626 | 3.074 | 0 | 1079.1 | 250.5303 | -415.1693 | 9.0342 | 6.38 | -1.72 | 14.9123 | 5.3561 | 2025-11-06 | 2025_11_06 Hr 06 | 102.8446 | 2.7e-05 | -1079.1 | -409.7501 | 444.5269 | 930.6164 | 100.6191 | 13.0877 | 0 | 97.2137 | 217.4097 | 129.9035 | 22.0972 | 182.7729 | 283.5925 | 0 | 7.2612 | 46.06 | 245.025 | 0 | 143.8077 | 0
2025_11_06 Hr 07 | 0 | 0 | 0 | 3.5474 | 3.5621 | 3.5609 | 3.8089 | 3.8089 | 3.8089 | 132.2276 | -14.5 | 0.1104 | 21 | 0 | 91.3864 | 91.3864 | 281.7479 | 0 | 0.00615 | 0.074 | 0.02596 | 0 | 0 | 0 | 0 | 0 | 0 | 0.0705 | 0.2574 | 46.06 | 7.2612 | 244.0449 | 0 | 0 | 0 | 0 | 17.145 | 41.6291 | 0 | 0 | -61.9856 | 0.8541 | 12.5209 | 0 | -1 | -4.2 | 13.2266 | 0 | 0 | 36.7811 | 36.7811 | 36.7811 | 36.7811 | 42.7687 | 48.6486 | 0 | 0 | 0 | 0 | 0 | 0 | 0 | 0 | 0 | 0 | 0 | 0 | 0 | 0 | 0 | -50 | 0 | 0 | 9.1126 | 0 | -300.291 | 16.7245 | 0 | 73.4131 | 69.0439 | 46.5612 | 1351.23 | 34.9782 | 62.7312 | 0 | 0.5292 | 0 | 8.626 | 3.074 | 0 | 1189.5 | 271.9665 | -371.711 | 9.0342 | 6.38 | -1.72 | 15.6825 | 5.6327 | 2025-11-06 | 2025_11_06 Hr 07 | 100.9218 | -1.9e-05 | -1189.5 | -412.2766 | 546.038 | 926.4411 | 116.2098 | 13.0877 | 0 | 102.6684 | 322.1206 | 121.249 | 22.0972 | 182.7729 | 281.7479 | 0 | 7.2612 | 46.06 | 244.0449 | 0 | 142.457 | 0
2025_11_06 Hr 08 | 2.5887 | 0 | 0 | 3.5474 | 3.5621 | 3.5609 | 3.8089 | 3.8089 | 3.8089 | 151.0316 | -14.5 | 0.1104 | 14 | 0 | 91.3864 | 91.3864 | 281.7479 | 0 | 0.00615 | 0.074 | 0.02596 | 0 | 0 | 0 | 0 | 0 | 0 | 0.0705 | 0.2574 | 46.06 | 7.2612 | 244.0449 | 0 | 0 | 0 | 0 | 17.8316 | 43.2964 | 0 | 0 | -72.5155 | 0.8541 | 12.5209 | 0 | -1 | -4.2 | 13.2266 | 0 | 0 | 41.8917 | 41.8917 | 41.8917 | 41.8917 | 48.7113 | 42.7518 | 0 | 0 | 0 | 0 | 0 | 0 | 0 | 0 | 0 | 0 | 0 | 0 | 0 | 0 | 0 | -50 | 0 | 0 | 9.1126 | 0 | -265.3587 | 16.7245 | 0 | 73.4131 | 69.0439 | 52.4898 | 1398.773 | 35.7195 | 64.0607 | 0 | 0.5292 | -2.5887 | 8.626 | 3.074 | 0 | 1257 | 270.1097 | -339.3674 | 9.0342 | 6.38 | -1.72 | 16.0149 | 5.7521 | 2025-11-06 | 2025_11_06 Hr 08 | 130.3338 | -2.4e-05 | -1257 | -387.8742 | 596.1038 | 926.4411 | 109.2416 | 13.0877 | 0 | 105.0224 | 367.3097 | 123.7717 | 22.0972 | 182.7729 | 281.7479 | 0 | 7.2612 | 46.06 | 244.0449 | 0 | 142.457 | 0
2025_11_06 Hr 09 | 8.2983 | 0.00015 | 0.00423 | 3.5474 | 3.5621 | 3.5609 | 3.8089 | 3.8089 | 3.8089 | 135.3426 | -14.5 | 0.1104 | 8 | 0 | 91.3864 | 91.3864 | 281.7479 | 0 | 0.00615 | 0.074 | 0.02596 | 0 | 0 | 0 | 0 | 0 | 0 | 0.0705 | 0.2574 | 46.06 | 7.2612 | 244.0449 | 0 | 0 | 0 | 0 | 17.2587 | 41.9053 | 0 | 0 | -59.9704 | 0.8541 | 12.5209 | 0 | -1 | -4.2 | 13.2266 | 0 | 0 | 37.6277 | 37.6277 | 37.6277 | 37.6277 | 43.7531 | 38.7504 | 0 | 0 | 0 | 0 | 0 | 0 | 0 | 0 | 0 | 0 | 0 | 0 | 0 | 0 | 0 | -50 | 0 | 0 | 9.1126 | 0 | -255.8936 | 16.7245 | 0 | 73.4131 | 69.0439 | 68.5404 | 1359.11 | 35.101 | 62.9514 | 0 | 0.5292 | -8.2983 | 8.626 | 3.074 | 0 | 1243.292 | 279.7639 | -335.6119 | 9.0342 | 6.38 | -1.72 | 15.7375 | 5.6525 | 2025-11-06 | 2025_11_06 Hr 09 | 100.3202 | -0.000352 | -1243.292 | -365.864 | 554.3317 | 926.4411 | 115.2952 | 13.0877 | 0 | 103.0583 | 329.6064 | 121.6669 | 22.0972 | 182.7729 | 281.7479 | 0 | 7.2612 | 46.06 | 244.0449 | 0 | 142.457 | 0
2025_11_06 Hr 10 | 8.3016 | 0.0006 | 0.01692 | 3.5474 | 3.5621 | 3.5609 | 3.8089 | 3.8089 | 3.8089 | 111.1064 | -14.5 | 0.1104 | 2 | 0 | 91.3864 | 91.3864 | 281.7479 | 0 | 0.00615 | 0.074 | 0.02596 | 0 | 0 | 0 | 0 | 0 | 0 | 0.0705 | 0.2574 | 46.06 | 7.2612 | 244.0449 | 0 | 0 | 0 | 0 | 16.3736 | 39.7563 | 0 | 0 | -65.6848 | 0.8541 | 12.5209 | 0 | -1 | -4.2 | 13.2266 | 0 | 0 | 31.0406 | 31.0406 | 31.0406 | 31.0406 | 36.0938 | 34.749 | 0 | 0 | 0 | 0 | 0 | 0 | 0 | 0 | 0 | 0 | 0 | 0 | 0 | 0 | 0 | -50 | 0 | 0 | 9.1126 | 0 | -193.4639 | 16.7245 | 0 | 73.4131 | 69.0439 | 80.976 | 1297.845 | 34.1454 | 61.2377 | 0 | 0.5292 | -8.3016 | 8.626 | 3.074 | 0 | 1237.925 | 278.9503 | -273.1855 | 9.0342 | 6.38 | -1.72 | 15.3091 | 5.4986 | 2025-11-06 | 2025_11_06 Hr 10 | 88.5665 | 4e-06 | -1237.925 | -309.1488 | 489.8024 | 926.4411 | 117.7425 | 13.0877 | 0 | 100.0243 | 271.3627 | 118.4154 | 22.0972 | 182.7729 | 281.7479 | 0 | 7.2612 | 46.06 | 244.0449 | 0 | 142.457 | 0
2025_11_06 Hr 11 | 8.3 | 0.001845 | 0.052029 | 3.5474 | 3.5621 | 3.5609 | 3.8089 | 3.8089 | 3.8089 | 103.0529 | -14.5 | 0.1104 | 0 | 0 | 91.3864 | 91.3864 | 281.7479 | 0 | 0.00615 | 0.074 | 0.02596 | 0 | 0 | 0 | 0 | 0 | 0 | 0.0705 | 0.2574 | 46.06 | 7.2612 | 244.0449 | 0 | 0 | 0 | 0 | 16.0796 | 39.0422 | 0 | 0 | -58.1448 | 0.8541 | 12.5209 | 0 | -1 | -4.2 | 13.2266 | 0 | 0 | 28.8518 | 28.8518 | 28.8518 | 28.8518 | 33.5487 | 36.7497 | 0 | 0 | 0 | 0 | 0 | 0 | 0 | 0 | 0 | 0 | 0 | 0 | 0 | 0 | 0 | -50 | 0 | 0 | 9.1126 | 0 | -203.911 | 16.7245 | 0 | 73.4131 | 69.0439 | 61.455 | 1277.518 | 33.8279 | 60.6683 | 0 | 0.5292 | -8.3 | 8.626 | 3.074 | 0 | 1194.092 | 258.3492 | -283.631 | 9.0342 | 6.38 | -1.72 | 15.1668 | 5.4475 | 2025-11-06 | 2025_11_06 Hr 11 | 87.7168 | -0.000392 | -1194.092 | -312.0558 | 468.3601 | 926.4411 | 98.2586 | 13.0877 | 0 | 99.0161 | 252.009 | 117.335 | 22.0972 | 182.7729 | 281.7479 | 0 | 7.2612 | 46.06 | 244.0449 | 0 | 142.457 | 0
2025_11_06 Hr 12 | 7.7759 | 0.003 | 0.0846 | 3.5474 | 3.5621 | 3.5609 | 3.8089 | 3.8089 | 3.8089 | 95.5314 | -14.5 | 0.1104 | 0 | 0 | 91.3864 | 91.3864 | 281.7479 | 0 | 0.00615 | 0.074 | 0.02596 | 0 | 0 | 0 | 0 | 0 | 0 | 0.0705 | 0.2574 | 46.06 | 7.2612 | 244.0449 | 0 | 0 | 0 | 0 | 15.8049 | 38.3753 | 0 | 0 | -25.6816 | 0.8541 | 12.5209 | 0 | -1 | -4.2 | 13.2266 | 0 | 0 | 26.8076 | 26.8076 | 26.8076 | 26.8076 | 31.1716 | 31.8006 | 0 | 0 | 0 | 0 | 0 | 0 | 0 | 0 | 0 | 0 | 0 | 0 | 0 | 0 | 0 | -50 | 0 | 0 | 9.1126 | 0 | -227.3826 | 16.7245 | 0 | 73.4131 | 69.0439 | 40.9218 | 1258.534 | 33.5314 | 60.1365 | 0 | 0.5292 | -7.7759 | 8.626 | 3.074 | 0 | 1157.608 | 231.3349 | -306.5785 | 9.0342 | 6.38 | -1.72 | 15.0338 | 5.3997 | 2025-11-06 | 2025_11_06 Hr 12 | 85.8313 | 0.00031 | -1157.608 | -303.0642 | 448.3337 | 926.4411 | 72.81 | 13.0877 | 0 | 98.0745 | 233.9333 | 116.3259 | 22.0972 | 182.7729 | 281.7479 | 0 | 7.2612 | 46.06 | 244.0449 | 0 | 142.457 | 0
2025_11_06 Hr 13 | 7.7809 | 0.00321 | 0.090522 | 3.5474 | 3.5621 | 3.5609 | 3.8089 | 3.8089 | 3.8089 | 80.6021 | -14.5 | 0.1104 | 0 | 0 | 91.3864 | 91.3864 | 281.7479 | 0 | 0.00615 | 0.074 | 0.02596 | 0 | 0 | 0 | 0 | 0 | 0 | 0.0705 | 0.2574 | 46.06 | 7.2612 | 244.0449 | 0 | 0 | 0 | 0 | 15.2597 | 37.0515 | 0 | 2.777 | -4.4469 | 0.8541 | 12.5209 | 0 | -1 | -4.2 | 13.2266 | 0 | 0 | 22.7501 | 22.7501 | 22.7501 | 22.7501 | 26.4536 | 28.8522 | 0 | 0 | 0 | 0 | 0 | 0 | 0 | 0 | 0 | 0 | 0 | 0 | 0 | 0 | 0 | -50 | 0 | 0 | 9.1126 | 0 | -237.0262 | 16.7245 | 0 | 73.4131 | 69.0439 | 44.5368 | 1220.793 | 32.9428 | 59.0809 | 0 | 0.5292 | -7.7809 | 8.626 | 3.074 | 0 | 1132.9 | 230.0038 | -316.2271 | 9.0342 | 6.38 | -1.72 | 14.7699 | 5.3049 | 2025-11-06 | 2025_11_06 Hr 13 | 79.0962 | -2.3e-05 | -1132.9 | -288.6961 | 408.5845 | 926.4411 | 73.4827 | 13.0877 | 0 | 96.2056 | 198.0559 | 114.323 | 22.0972 | 182.7729 | 281.7479 | 0 | 7.2612 | 46.06 | 244.0449 | 0 | 142.457 | 0
2025_11_06 Hr 14 | 9.3298 | 0.002865 | 0.080793 | 3.5474 | 3.5621 | 3.5609 | 3.8089 | 3.8089 | 3.8089 | 74.6381 | -14.5 | 0.1104 | 0 | 0 | 91.3864 | 91.3864 | 281.7479 | 0 | 0.00615 | 0.074 | 0.02596 | 0 | 0 | 0 | 0 | 0 | 0 | 0.0705 | 0.2574 | 46.06 | 7.2612 | 244.0449 | 0 | 0 | 0 | 0 | 15.0419 | 36.5227 | 0 | 26.9839 | 0 | 0.8541 | 12.5209 | 0 | -1 | -4.2 | 13.2266 | 0 | 0 | 21.1291 | 21.1291 | 21.1291 | 21.1291 | 24.5687 | 22.8501 | 0 | 0 | 0 | 0 | 0 | 0 | 0 | 0 | 0 | 0 | 0 | 0 | 0 | 0 | 0 | -50 | 0 | 0 | 9.1126 | 0 | -277.5735 | 16.7245 | 0 | 73.4131 | 69.0439 | 56.5386 | 1205.704 | 32.7077 | 58.6591 | 0 | 0.5292 | -9.3298 | 8.626 | 3.074 | 0 | 1111.117 | 236.7519 | -358.3233 | 9.0342 | 6.38 | -1.72 | 14.6645 | 5.2671 | 2025-11-06 | 2025_11_06 Hr 14 | 76.913 | -0.000361 | -1111.117 | -300.5896 | 392.7051 | 926.4411 | 79.4724 | 13.0877 | 0 | 95.4589 | 183.7232 | 113.5229 | 22.0972 | 182.7729 | 281.7479 | 0 | 7.2612 | 46.06 | 244.0449 | 0 | 142.457 | 0
2025_11_06 Hr 15 | 8.8207 | 0.00447 | 0.12605 | 3.5474 | 3.5621 | 3.5609 | 3.8089 | 3.8089 | 3.8089 | 69.5097 | -14.5 | 0.1104 | 0 | 0 | 91.3864 | 91.3864 | 281.7479 | 0 | 0.00615 | 0.074 | 0.02596 | 0 | 0 | 0 | 0 | 0 | 0 | 0.0705 | 0.2574 | 22.9537 | 7.2612 | 244.0449 | 0 | 0 | 0 | 0 | 14.8546 | 36.068 | 0 | 23.9315 | 0 | 0.8541 | 12.5209 | 0 | -1 | -4.2 | 13.2266 | 0 | 0 | 19.7353 | 19.7353 | 19.7353 | 19.7353 | 22.948 | 13.8996 | 0 | 0 | 0 | 0 | 0 | 0 | 0 | 0 | 0 | 0 | 0 | 0 | 0 | 0 | 0 | -50 | 0 | 0 | 9.1126 | 0 | -278.6667 | 16.7245 | 0 | 72.8564 | 68.4873 | 90.9534 | 1168.563 | 32.5055 | 58.2965 | 0 | 0.5292 | -8.8207 | 8.626 | 3.074 | 0 | 1094.608 | 261.0207 | -358.9074 | 9.0342 | 6.38 | -1.72 | 14.5738 | 5.2345 | 2025-11-06 | 2025_11_06 Hr 15 | 65.2214 | 0.000315 | -1094.608 | -304.7352 | 379.0507 | 902.2215 | 104.9835 | 13.0877 | 0 | 94.8169 | 171.3989 | 112.8349 | 22.0972 | 182.7729 | 281.7479 | 0 | 7.2612 | 22.9537 | 244.0449 | 0 | 141.3437 | 0
2025_11_06 Hr 16 | 3.6185 | 0.004455 | 0.12563 | 3.5474 | 3.5621 | 3.5609 | 3.8089 | 3.8089 | 3.8089 | 67.2304 | -14.5 | 0.1104 | 0 | 0 | 91.3864 | 91.3864 | 281.7479 | 0 | 0.00615 | 0.074 | 0.02596 | 0 | 0 | 0 | 0 | 0 | 0 | 0.0705 | 0.2574 | 32.3537 | 7.2612 | 244.0449 | 0 | 0 | 0 | 0 | 14.7714 | 35.8659 | 0 | 0 | -10.7393 | 0.8541 | 12.5209 | 0 | -1 | -4.2 | 13.2266 | 0 | 0 | 19.1158 | 19.1158 | 19.1158 | 19.1158 | 22.2277 | 10.9512 | 0 | 0 | 0 | 0 | 0 | 0 | 0 | 0 | 0 | 0 | 0 | 0 | 0 | 0 | 0 | -50 | 0 | 0 | 9.1126 | 0 | -247.5245 | 16.7245 | 0 | 73.4131 | 69.0439 | 92.9778 | 1173.314 | 32.4156 | 58.1354 | 0 | 0.5292 | -3.6185 | 8.626 | 3.074 | 0 | 1094.6 | 254.5887 | -322.563 | 9.0342 | 6.38 | -1.72 | 14.5335 | 5.22 | 2025-11-06 | 2025_11_06 Hr 16 | 64.4337 | -4.4e-05 | -1094.6 | -308.2638 | 372.9821 | 912.7348 | 104.0591 | 13.0877 | 0 | 94.5316 | 165.9214 | 112.5291 | 22.0972 | 182.7729 | 281.7479 | 0 | 7.2612 | 32.3537 | 244.0449 | 0 | 142.457 | 0
2025_11_06 Hr 17 | 0.51906 | 0.003915 | 0.1104 | 3.5474 | 3.5621 | 3.5609 | 3.8089 | 3.8089 | 3.8089 | 100.7737 | -14.5 | 0.1104 | 4 | 0 | 91.3864 | 91.3864 | 281.7479 | 0 | 0.00615 | 0.074 | 0.02596 | 0 | 0 | 0 | 0 | 0 | 0 | 0.0705 | 0.2574 | 41.7592 | 7.2612 | 244.0449 | 0 | 0 | 0 | 0 | 15.9963 | 38.8401 | 0 | 0 | -35.5796 | 0.8541 | 12.5209 | 0 | -1 | -4.2 | 13.2266 | 0 | 0 | 28.2324 | 28.2324 | 28.2324 | 28.2324 | 32.8284 | 4.9491 | 0 | 0 | 0 | 0 | 0 | 0 | 0 | 0 | 0 | 0 | 0 | 0 | 0 | 0 | 0 | -50 | 0 | 0 | 9.1126 | 0 | -222.2344 | 16.7245 | 0 | 73.4131 | 69.0439 | 77.9394 | 1267.513 | 33.7381 | 60.5071 | 0 | 0.5292 | -0.51906 | 8.626 | 3.074 | 0 | 1176.708 | 238.9484 | -294.1735 | 9.0342 | 6.38 | -1.72 | 15.1265 | 5.433 | 2025-11-06 | 2025_11_06 Hr 17 | 71.8295 | 0.000361 | -1176.708 | -307.814 | 462.2915 | 922.1403 | 87.0028 | 13.0877 | 0 | 98.7308 | 246.5316 | 117.0292 | 22.0972 | 182.7729 | 281.7479 | 0 | 7.2612 | 41.7592 | 244.0449 | 0 | 142.457 | 0
2025_11_06 Hr 18 | 0 | 0.001815 | 0.051183 | 3.5474 | 3.5621 | 3.5609 | 3.8089 | 3.8089 | 3.8089 | 117.5643 | -14.5 | 0.1104 | 9 | 0 | 91.3864 | 91.3864 | 281.7479 | 0 | 0.00615 | 0.074 | 0.02596 | 0 | 0 | 0 | 0 | 0 | 0 | 0.0705 | 0.2574 | 46.06 | 7.2612 | 244.0449 | 0 | 0 | 0 | 0 | 16.6095 | 40.3289 | 0 | 0 | -61.7156 | 0.8541 | 12.5209 | 0 | -1 | -4.2 | 13.2266 | 0 | 0 | 32.7958 | 32.7958 | 32.7958 | 32.7958 | 38.1347 | 2.9484 | 0 | 0 | 0 | 0 | 0 | 0 | 0 | 0 | 0 | 0 | 0 | 0 | 0 | 0 | 0 | -50 | 0 | 0 | 9.1126 | 0 | -211.5681 | 16.7245 | 0 | 73.4131 | 69.0439 | 73.4568 | 1314.207 | 34.4001 | 61.6944 | 0 | 0.5292 | 0 | 8.626 | 3.074 | 0 | 1208.7 | 239.1965 | -282.9881 | 9.0342 | 6.38 | -1.72 | 15.4233 | 5.5396 | 2025-11-06 | 2025_11_06 Hr 18 | 78.677 | -1.7e-05 | -1208.7 | -323.2837 | 506.9967 | 926.4411 | 85.4582 | 13.0877 | 0 | 100.8327 | 286.8822 | 119.2818 | 22.0972 | 182.7729 | 281.7479 | 0 | 7.2612 | 46.06 | 244.0449 | 0 | 142.457 | 0
2025_11_06 Hr 19 | 0 | 0.000675 | 0.019035 | 3.5474 | 3.5621 | 3.5609 | 3.8089 | 3.8089 | 3.8089 | 118.6659 | -14.5 | 0.1104 | 20 | 0 | 91.3864 | 91.3864 | 281.7479 | 0 | 0.00615 | 0.074 | 0.02596 | 0 | 0 | 0 | 0 | 0 | 0 | 0.0705 | 0.2574 | 46.06 | 7.2612 | 244.0449 | 0 | 0 | 0 | 0 | 16.6497 | 40.4266 | 0 | 0 | -22.0012 | 0.8541 | 12.5209 | 0 | -1 | -4.2 | 13.2266 | 0 | 0 | 33.0952 | 33.0952 | 33.0952 | 33.0952 | 38.4828 | 4.9491 | 0 | 0 | 0 | 0 | 0 | 0 | 0 | 0 | 0 | 0 | 0 | 0 | 0 | 0 | 0 | -50 | 0 | 0 | 9.1126 | 0 | -268.7517 | 16.7245 | 0 | 73.4131 | 69.0439 | 64.9254 | 1316.96 | 34.4435 | 61.7723 | 0 | 0.5292 | 0 | 8.626 | 3.074 | 0 | 1198.6 | 243.8125 | -340.1717 | 9.0342 | 6.38 | -1.72 | 15.4428 | 5.5466 | 2025-11-06 | 2025_11_06 Hr 19 | 76.5248 | -8.1e-05 | -1198.6 | -340.7529 | 509.9298 | 926.4411 | 89.8942 | 13.0877 | 0 | 100.9706 | 289.5296 | 119.4296 | 22.0972 | 182.7729 | 281.7479 | 0 | 7.2612 | 46.06 | 244.0449 | 0 | 142.457 | 0
2025_11_06 Hr 20 | 0 | 4.5e-05 | 0.001269 | 3.5474 | 3.5621 | 3.5609 | 3.8089 | 3.8089 | 3.8089 | 103.4708 | -14.5 | 0.1104 | 23 | 0 | 91.3864 | 91.3864 | 281.7479 | 0 | 0.00615 | 0.074 | 0.02596 | 0 | 0 | 0 | 0 | 0 | 0 | 0.0705 | 0.2574 | 46.06 | 7.2612 | 244.0449 | 0 | 0 | 0 | 0 | 16.0948 | 39.0793 | 0 | 0.038259 | -2.8081 | 0.8541 | 12.5209 | 0 | -1 | -4.2 | 13.2266 | 0 | 0 | 28.9654 | 28.9654 | 28.9654 | 28.9654 | 33.6807 | 4.9491 | 0 | 0 | 0 | 0 | 0 | 0 | 0 | 0 | 0 | 0 | 0 | 0 | 0 | 0 | 0 | -50 | 0 | 0 | 9.1126 | 0 | -304.6292 | 16.7245 | 0 | 73.4131 | 69.0439 | 98.0388 | 1278.524 | 33.8444 | 60.6979 | 0 | 0.5292 | 0 | 8.626 | 3.074 | 0 | 1177.592 | 277.8867 | -376.0492 | 9.0342 | 6.38 | -1.72 | 15.1742 | 5.4501 | 2025-11-06 | 2025_11_06 Hr 20 | 71.8171 | -0.00035071 | -1177.592 | -357.399 | 469.4727 | 926.4411 | 125.9892 | 13.0877 | 0 | 99.0684 | 253.0132 | 117.391 | 22.0972 | 182.7729 | 281.7479 | 0 | 7.2612 | 46.06 | 244.0449 | 0 | 142.457 | 0
2025_11_06 Hr 21 | 0 | 0 | 0 | 0 | 0 | 0 | 0 | 0 | 0 | 100.1279 | -14.5 | 0.1104 | 41 | 0 | 91.3864 | 91.3864 | 281.7479 | 0 | 0.00615 | 0.074 | 0.02596 | 0 | 0 | 0 | 0 | 0 | 0 | 0.0705 | 0.2574 | 33.7225 | 7.2612 | 244.0449 | 0 | 0 | 0 | 0 | 15.9727 | 38.7828 | 0 | 0 | -63.8562 | 0.8541 | 12.5209 | 0.06 | -1 | -4.2 | 13.2266 | 0 | 0 | 28.0569 | 28.0569 | 28.0569 | 28.0569 | 32.6243 | 7.8975 | 0 | 0 | 0 | 0 | 0 | 0 | 0 | 0 | 0 | 0 | 0 | 0 | 0 | 0 | 0 | -50 | 0 | 0 | 9.1126 | 0 | -299.3133 | 16.7245 | 0 | 73.4131 | 69.0439 | 133.4658 | 1235.636 | 33.7126 | 60.4615 | 0 | 0.5292 | 0 | 8.626 | 3.074 | 0 | 1134.86 | 333.8136 | -370.7333 | 9.0342 | 6.38 | -1.72 | 15.1151 | 5.4289 | 2025-11-06 | 2025_11_06 Hr 21 | 65.2797 | 1.1e-05 | -1134.86 | -413.1695 | 460.5721 | 892.0064 | 182.3633 | 13.0877 | 0 | 98.6499 | 244.9796 | 116.9426 | 0 | 182.7729 | 281.7479 | 0 | 7.2612 | 33.7225 | 244.0449 | 0 | 142.457 | 0
2025_11_06 Hr 22 | 0 | 0 | 0 | 0 | 0 | 0 | 0 | 0 | 0 | 79.5385 | -14.5 | 0.1104 | 65 | 0 | 91.3864 | 91.3864 | 281.7479 | 0 | 0.00615 | 0.074 | 0.02596 | 0 | 0 | 0 | 0 | 0 | 0 | 0.0705 | 0.2574 | 32.3537 | 7.2612 | 244.0449 | 0 | 0 | 0 | 0 | 15.2208 | 36.9572 | 0 | 0 | -69.1222 | 0.8541 | 12.5209 | 0.06 | -1 | -4.2 | 13.2266 | 0 | 0 | 22.461 | 22.461 | 22.461 | 22.461 | 26.1174 | 13.8996 | 0 | 0 | 0 | 0 | 0 | 0 | 0 | 0 | 0 | 0 | 0 | 0 | 0 | 0 | 0 | -50 | 0 | 0 | 9.1126 | 0 | -303.4837 | 16.7245 | 0 | 73.4131 | 69.0439 | 123.4884 | 1182.21 | 32.9009 | 59.0057 | 0 | 0.5292 | 0 | 8.626 | 3.074 | 0 | 1089.26 | 351.076 | -374.9037 | 9.0342 | 6.38 | -1.72 | 14.7511 | 5.2982 | 2025-11-06 | 2025_11_06 Hr 22 | 65.4472 | -4.9e-05 | -1089.26 | -422.6059 | 405.7525 | 890.6376 | 202.388 | 13.0877 | 0 | 96.0724 | 195.4998 | 114.1803 | 0 | 182.7729 | 281.7479 | 0 | 7.2612 | 32.3537 | 244.0449 | 0 | 142.457 | 0
2025_11_06 Hr 23 | 0 | 0 | 0 | 0 | 0 | 0 | 0 | 0 | 0 | 44.5079 | 0 | 0.1104 | 70 | 0 | 91.3864 | 91.3864 | 283.5925 | 0 | 0.00615 | 0.074 | 0.02596 | 0 | 0 | 0 | 0 | 0 | 0 | 0.0705 | 0.2574 | 41.7563 | 7.2612 | 245.025 | 0 | 0 | 0 | 0 | 13.8933 | 33.7337 | 0 | 0 | -13.127 | 0.8541 | 12.5209 | 0.06 | -1 | -4.2 | 13.2266 | 0 | 0 | 12.5804 | 12.5804 | 12.5804 | 12.5804 | 14.6284 | 24.8508 | 0 | 0 | 0 | 0 | 0 | 0 | 0 | 0 | 0 | 0 | 0 | 0 | 0 | 0 | 0 | 0 | -50 | 0 | 9.1126 | 0 | -317.9742 | 16.7245 | 0 | 74.1091 | 69.6985 | 85.0248 | 1105.195 | 31.4676 | 56.4351 | 0 | 0.5292 | 0 | 8.626 | 3.074 | 0 | 1040.86 | 323.6864 | -374.8942 | 9.0342 | 6.38 | -1.72 | 14.1085 | 5.0674 | 2025-11-06 | 2025_11_06 Hr 23 | 71.6395 | 2.1e-05 | -1040.86 | -381.1012 | 324.7824 | 904.2155 | 179.8756 | 13.0877 | 0 | 91.5213 | 109.458 | 123.8031 | 0 | 182.7729 | 283.5925 | 0 | 7.2612 | 41.7563 | 245.025 | 0 | 143.8077 | 0
2025_11_06 Hr 24 | 0 | 0 | 0 | 0 | 0 | 0 | 0 | 0 | 0 | 36.6934 | 0 | 0.1104 | 76 | 0 | 91.3864 | 91.3864 | 283.5925 | 0 | 0.00615 | 0.074 | 0.02596 | 0 | 0 | 0 | 0 | 0 | 0 | 0.0705 | 0.2574 | 46.06 | 7.2612 | 245.025 | 0 | 0 | 0 | 0 | 13.1081 | 31.8272 | 0 | 17.0517 | 0 | 0.8541 | 12.5209 | 0.06 | -1 | -4.2 | 13.2266 | 0 | 0 | 6.7367 | 6.7367 | 6.7367 | 6.7367 | 7.8334 | 34.749 | 0 | 0 | 0 | 0 | 0 | 0 | 0 | 0 | 0 | 0 | 0 | 0 | 0 | 0 | 0 | 0 | -50 | 0 | 9.1126 | 0 | -367.9212 | 16.7245 | 0 | 74.1091 | 69.6985 | 78.9516 | 1068.823 | 30.6199 | 54.9148 | 0 | 0.5292 | 0 | 8.626 | 3.074 | 0 | 991.66 | 330.6268 | -424.8412 | 9.0342 | 6.38 | -1.72 | 13.7284 | 4.9309 | 2025-11-06 | 2025_11_06 Hr 24 | 72.829 | 7e-06 | -991.66 | -400.8695 | 281.222 | 908.5192 | 189.7006 | 13.0877 | 0 | 88.8297 | 71.4738 | 120.9185 | 0 | 182.7729 | 283.5925 | 0 | 7.2612 | 46.06 | 245.025 | 0 | 143.8077 | 0
2025_11_07 Hr 01 | 0 | 0 | 0 | 0 | 0 | 0 | 0 | 0 | 0 | 36.6934 | 0 | 0.1104 | 78 | 0 | 91.3864 | 91.3864 | 283.5925 | 0 | 0.00615 | 0.074 | 0.02596 | 0 | 0 | 0 | 0 | 0 | 0 | 0.0705 | 0.2574 | 46.06 | 7.2612 | 245.025 | 0 | 0 | 0 | 0 | 13.4338 | 32.6069 | 0 | 0 | -19.6886 | 0.8541 | 12.528 | 0.06 | -1 | -4.2 | 13.4895 | 0 | 0 | 8.5534 | 8.5534 | 8.5534 | 8.5534 | 9.9459 | 38.7504 | 0 | 0 | 0 | 0 | 0 | 0 | 0 | 0 | 0 | 0 | 0 | 0 | 0 | 0 | 0 | 0 | -50 | 0 | 9.1277 | 0 | -386.6355 | 16.5244 | 0 | 74.1091 | 69.6985 | 97.0266 | 1079.589 | 30.5431 | 54.8445 | 0 | 0.5292 | 0 | 8.626 | 3.074 | 0 | 970.6934 | 354.3488 | -443.5555 | 9.0305 | 6.38 | -1.72 | 13.7078 | 4.9442 | 2025-11-07 | 2025_11_07 Hr 01 | 69.4275 | -6.8e-05 | -970.6934 | -456.3241 | 291.6335 | 908.5192 | 213.777 | 13.0877 | 0 | 90.2164 | 80.853 | 120.564 | 0 | 182.7729 | 283.5925 | 0 | 7.2612 | 46.06 | 245.025 | 0 | 143.8077 | 0
2025_11_07 Hr 02 | 0 | 0 | 0 | 0 | 0 | 0 | 0 | 0 | 0 | 36.6934 | 0 | 0.1104 | 83 | 0 | 91.3864 | 91.3864 | 283.5925 | 0 | 0.00615 | 0.074 | 0.02596 | 0 | 0 | 0 | 0 | 0 | 0 | 0.0705 | 0.2574 | 46.06 | 7.2612 | 245.025 | 0 | 0 | 0 | 0 | 13.1478 | 31.9124 | 0 | 58.2981 | 0 | 0.8541 | 12.528 | 0.06 | -1 | -4.2 | 13.4895 | 0 | 0 | 6.485 | 6.485 | 6.485 | 6.485 | 7.5407 | 36.7497 | 0 | 0 | 0 | 0 | 0 | 0 | 0 | 0 | 0 | 0 | 0 | 0 | 0 | 0 | 0 | 0 | -50 | 0 | 9.1277 | 0 | -458.6386 | 16.5244 | 0 | 74.1091 | 69.6985 | 82.422 | 1067.929 | 30.2392 | 54.2987 | 0 | 0.5292 | 0 | 8.626 | 3.074 | 0 | 952.3766 | 341.708 | -515.5586 | 9.0305 | 6.38 | -1.72 | 13.5714 | 4.895 | 2025-11-07 | 2025_11_07 Hr 02 | 69.4404 | 7.8e-05 | -952.3766 | -450.3405 | 278.9385 | 908.5192 | 202.1717 | 13.0877 | 0 | 89.2359 | 70.174 | 119.5286 | 0 | 182.7729 | 283.5925 | 0 | 7.2612 | 46.06 | 245.025 | 0 | 143.8077 | 0
2025_11_07 Hr 03 | 0 | 0 | 0 | 0 | 0 | 0 | 0 | 0 | 0 | 36.6934 | 0 | 0.1104 | 87 | 0 | 91.3864 | 91.3864 | 283.5925 | 0 | 0.00615 | 0.074 | 0.02596 | 0 | 0 | 0 | 0 | 0 | 0 | 0.0705 | 0.2574 | 46.06 | 7.2612 | 245.025 | 0 | 0 | 0 | 0 | 13.0548 | 31.6868 | 0 | 0 | -48.5004 | 0.8541 | 12.528 | 0.06 | -1 | -4.2 | 13.4895 | 0 | 0 | 5.8127 | 5.8127 | 5.8127 | 5.8127 | 6.759 | 30.7476 | 0 | 0 | 0 | 0 | 0 | 0 | 0 | 0 | 0 | 0 | 0 | 0 | 0 | 0 | 0 | 0 | -50 | 0 | 9.1277 | 0 | -406.9984 | 16.5244 | 0 | 74.1091 | 69.6985 | 144.6 | 1064.14 | 30.1404 | 54.1213 | 0 | 0.5292 | 0 | 8.626 | 3.074 | 0 | 953.2683 | 401.5474 | -463.9184 | 9.0305 | 6.38 | -1.72 | 13.527 | 4.879 | 2025-11-07 | 2025_11_07 Hr 03 | 69.3954 | 4.9e-05 | -953.2683 | -505.4988 | 274.8126 | 908.5192 | 262.3476 | 13.0877 | 0 | 88.9172 | 66.7033 | 119.1921 | 0 | 182.7729 | 283.5925 | 0 | 7.2612 | 46.06 | 245.025 | 0 | 143.8077 | 0
2025_11_07 Hr 04 | 0 | 0 | 0 | 3.5474 | 3.5621 | 3.5609 | 3.8089 | 3.8089 | 3.8089 | 36.6934 | 0 | 0.1104 | 91 | 0 | 91.3864 | 91.3864 | 283.5925 | 0 | 0.00615 | 0.074 | 0.02596 | 0 | 0 | 0 | 0 | 0 | 0 | 0.0705 | 0.2574 | 46.06 | 7.2612 | 245.025 | 0 | 0 | 0 | 0 | 13.3809 | 32.4784 | 0 | 12.8445 | 0 | 0.8541 | 12.528 | 0 | -1 | -4.2 | 13.4895 | 0 | 0 | 8.1708 | 8.1708 | 8.1708 | 8.1708 | 9.5009 | 33.8013 | 0 | 0 | 0 | 0 | 0 | 0 | 0 | 0 | 0 | 0 | 0 | 0 | 0 | 0 | 0 | 0 | -50 | 0 | 9.1277 | 0 | -454.3448 | 16.5244 | 0 | 74.1091 | 69.6985 | 97.0266 | 1099.529 | 30.4869 | 54.7435 | 0 | 0.5292 | 0 | 8.626 | 3.074 | 0 | 963.3167 | 362.2081 | -511.2648 | 9.0305 | 6.38 | -1.72 | 13.6825 | 4.9351 | 2025-11-07 | 2025_11_07 Hr 04 | 70.6107 | -2.6e-05 | -963.3167 | -491.5003 | 289.2849 | 930.6164 | 221.8279 | 13.0877 | 0 | 90.035 | 78.8774 | 120.3725 | 22.0972 | 182.7729 | 283.5925 | 0 | 7.2612 | 46.06 | 245.025 | 0 | 143.8077 | 0
2025_11_07 Hr 05 | 0 | 0 | 0 | 3.5474 | 3.5621 | 3.5609 | 3.8089 | 3.8089 | 3.8089 | 47.6966 | 0 | 0.1104 | 92 | 0 | 91.3864 | 91.3864 | 283.5925 | 0 | 0.00615 | 0.074 | 0.02596 | 0 | 0 | 0 | 0 | 0 | 0 | 0.0705 | 0.2574 | 45.0817 | 7.2612 | 245.025 | 0 | 0 | 0 | 0 | 14.1191 | 34.27 | 0 | 18.2524 | 0 | 0.8541 | 12.528 | 0 | -1 | -4.2 | 13.4895 | 0 | 0 | 13.5074 | 13.5074 | 13.5074 | 13.5074 | 15.7063 | 33.8013 | 0 | 0 | 0 | 0 | 0 | 0 | 0 | 0 | 0 | 0 | 0 | 0 | 0 | 0 | 0 | 0 | -50 | 0 | 9.1277 | 0 | -469.7216 | 16.5244 | 0 | 74.1091 | 69.6985 | 101.5092 | 1139.635 | 31.2711 | 56.1518 | 0 | 0.5292 | 0 | 8.626 | 3.074 | 0 | 1001.608 | 370.3621 | -526.6416 | 9.0305 | 6.38 | -1.72 | 14.0345 | 5.0621 | 2025-11-07 | 2025_11_07 Hr 05 | 71.0286 | 0.000342 | -1001.608 | -501.4692 | 333.0412 | 929.6381 | 227.3105 | 13.0877 | 0 | 92.5648 | 117.4326 | 123.0439 | 22.0972 | 182.7729 | 283.5925 | 0 | 7.2612 | 45.0817 | 245.025 | 0 | 143.8077 | 0
2025_11_07 Hr 06 | 0 | 0 | 0 | 3.5474 | 3.5621 | 3.5609 | 3.8089 | 3.8089 | 3.8089 | 79.8515 | 0 | 0.1104 | 91 | 0 | 91.3864 | 91.3864 | 283.5925 | 0 | 0.00615 | 0.074 | 0.02596 | 0 | 0 | 0 | 0 | 0 | 0 | 0.0705 | 0.2574 | 46.06 | 7.2612 | 245.025 | 0 | 0 | 0 | 0 | 15.3278 | 37.204 | 0 | 0.25259 | -9.9263 | 0.8541 | 12.528 | 0 | -1 | -4.2 | 13.4895 | 0 | 0 | 22.2467 | 22.2467 | 22.2467 | 22.2467 | 25.8682 | 28.8522 | 0 | 0 | 0 | 0 | 0 | 0 | 0 | 0 | 0 | 0 | 0 | 0 | 0 | 0 | 0 | 0 | -50 | 0 | 9.1277 | 0 | -461.6178 | 16.5244 | 0 | 74.1091 | 69.6985 | 113.511 | 1222.03 | 32.5554 | 58.4579 | 0 | 0.5292 | 0 | 8.626 | 3.074 | 0 | 1074.608 | 380.7895 | -518.5378 | 9.0305 | 6.38 | -1.72 | 14.6109 | 5.27 | 2025-11-07 | 2025_11_07 Hr 06 | 84.7632 | 0.0003407 | -1074.608 | -521.2915 | 418.8325 | 930.6164 | 233.3632 | 13.0877 | 0 | 96.7075 | 194.7064 | 127.4186 | 22.0972 | 182.7729 | 283.5925 | 0 | 7.2612 | 46.06 | 245.025 | 0 | 143.8077 | 0
2025_11_07 Hr 07 | 0 | 0 | 0 | 3.5474 | 3.5621 | 3.5609 | 3.8089 | 3.8089 | 3.8089 | 124.2818 | -14.5 | 0.1104 | 89 | 0 | 91.3864 | 91.3864 | 281.7479 | 0 | 0.00615 | 0.074 | 0.02596 | 0 | 0 | 0 | 0 | 0 | 0 | 0.0705 | 0.2574 | 46.06 | 7.2612 | 244.0449 | 0 | 0 | 0 | 0 | 16.9972 | 41.256 | 0 | 0 | -61.8045 | 0.8541 | 12.528 | 0 | -1 | -4.2 | 13.4895 | 0 | 0 | 34.3161 | 34.3161 | 34.3161 | 34.3161 | 39.9025 | 24.8508 | 0 | 0 | 0 | 0 | 0 | 0 | 0 | 0 | 0 | 0 | 0 | 0 | 0 | 0 | 0 | -50 | 0 | 0 | 9.1277 | 0 | -431.0977 | 16.5244 | 0 | 73.4131 | 69.0439 | 122.4762 | 1330.319 | 34.3291 | 61.6428 | 0 | 0.5292 | 0 | 8.626 | 3.074 | 0 | 1155.792 | 389.795 | -502.5177 | 9.0305 | 6.38 | -1.72 | 15.4069 | 5.5571 | 2025-11-07 | 2025_11_07 Hr 07 | 91.8104 | -0.000342 | -1155.792 | -542.9022 | 522.8381 | 926.4411 | 236.327 | 13.0877 | 0 | 102.4289 | 301.4488 | 118.9603 | 22.0972 | 182.7729 | 281.7479 | 0 | 7.2612 | 46.06 | 244.0449 | 0 | 142.457 | 0
2025_11_07 Hr 08 | 2.5887 | 0 | 0 | 3.5474 | 3.5621 | 3.5609 | 3.8089 | 3.8089 | 3.8089 | 141.4523 | -14.5 | 0.1104 | 76 | 0 | 91.3864 | 91.3864 | 281.7479 | 0 | 0.00615 | 0.074 | 0.02596 | 0 | 0 | 0 | 0 | 0 | 0 | 0.0705 | 0.2574 | 46.06 | 7.2612 | 244.0449 | 0 | 0 | 0 | 0 | 17.6424 | 42.8219 | 0 | 0 | -80.2629 | 0.8541 | 12.528 | 0 | -1 | -4.2 | 13.4895 | 0 | 0 | 38.9805 | 38.9805 | 38.9805 | 38.9805 | 45.3262 | 21.9024 | 0 | 0 | 0 | 0 | 0 | 0 | 0 | 0 | 0 | 0 | 0 | 0 | 0 | 0 | 0 | -50 | 0 | 0 | 9.1277 | 0 | -389.7009 | 16.5244 | 0 | 73.4131 | 69.0439 | 123.4884 | 1373.782 | 35.0146 | 62.8736 | 0 | 0.5292 | -2.5887 | 8.626 | 3.074 | 0 | 1209.592 | 379.7824 | -463.7096 | 9.0305 | 6.38 | -1.72 | 15.7146 | 5.6681 | 2025-11-07 | 2025_11_07 Hr 08 | 90.3528 | -0.000392 | -1209.592 | -519.9638 | 568.6358 | 926.4411 | 221.3908 | 13.0877 | 0 | 104.64 | 342.7006 | 121.2952 | 22.0972 | 182.7729 | 281.7479 | 0 | 7.2612 | 46.06 | 244.0449 | 0 | 142.457 | 0
2025_11_07 Hr 09 | 10.8903 | 9e-05 | 0.002538 | 3.5474 | 3.5621 | 3.5609 | 3.8089 | 3.8089 | 3.8089 | 132.3911 | -14.5 | 0.1104 | 53 | 0 | 91.3864 | 91.3864 | 281.7479 | 0 | 0.00615 | 0.074 | 0.02596 | 0 | 0 | 0 | 0 | 0 | 0 | 0.0705 | 0.2574 | 46.06 | 7.2612 | 244.0449 | 0 | 0 | 0 | 0 | 17.3019 | 41.9955 | 0 | 0 | -76.3822 | 0.8541 | 12.528 | 0 | -1 | -4.2 | 13.4895 | 0 | 0 | 36.5191 | 36.5191 | 36.5191 | 36.5191 | 42.464 | 18.8487 | 0 | 0 | 0 | 0 | 0 | 0 | 0 | 0 | 0 | 0 | 0 | 0 | 0 | 0 | 0 | -50 | 0 | 0 | 9.1277 | 0 | -337.9328 | 16.5244 | 0 | 73.4131 | 69.0439 | 124.5006 | 1350.848 | 34.6529 | 62.2241 | 0 | 0.5292 | -10.8903 | 8.626 | 3.074 | 0 | 1216.033 | 361.8104 | -420.2431 | 9.0305 | 6.38 | -1.72 | 15.5522 | 5.6095 | 2025-11-07 | 2025_11_07 Hr 09 | 79.6971 | 0.000271 | -1216.033 | -464.315 | 544.4676 | 926.4411 | 196.3519 | 13.0877 | 0 | 103.4732 | 320.9314 | 120.063 | 22.0972 | 182.7729 | 281.7479 | 0 | 7.2612 | 46.06 | 244.0449 | 0 | 142.457 | 0
2025_11_07 Hr 10 | 14.3761 | 0.00063 | 0.017766 | 3.5474 | 3.5621 | 3.5609 | 3.8089 | 3.8089 | 3.8089 | 116.9338 | -14.5 | 0.1104 | 7 | 0 | 91.3864 | 91.3864 | 281.7479 | 0 | 0.00615 | 0.074 | 0.02596 | 0 | 0 | 0 | 0 | 0 | 0 | 0.0705 | 0.2574 | 46.06 | 7.2612 | 244.0449 | 0 | 0 | 0 | 0 | 16.7212 | 40.5859 | 0 | 0 | -54.3333 | 0.8541 | 12.528 | 0 | -1 | -4.2 | 13.4895 | 0 | 0 | 32.3201 | 32.3201 | 32.3201 | 32.3201 | 37.5815 | 16.848 | 0 | 0 | 0 | 0 | 0 | 0 | 0 | 0 | 0 | 0 | 0 | 0 | 0 | 0 | 0 | -50 | 0 | 0 | 9.1277 | 0 | -259.011 | 16.5244 | 0 | 73.4131 | 69.0439 | 120.018 | 1311.737 | 34.0358 | 61.1161 | 0 | 0.5292 | -14.3761 | 8.626 | 3.074 | 0 | 1223.308 | 310.7115 | -344.8071 | 9.0305 | 6.38 | -1.72 | 15.2753 | 5.5096 | 2025-11-07 | 2025_11_07 Hr 10 | 93.4168 | 0.00029 | -1223.308 | -363.3443 | 503.2394 | 926.4411 | 143.8844 | 13.0877 | 0 | 101.4827 | 283.7956 | 117.9611 | 22.0972 | 182.7729 | 281.7479 | 0 | 7.2612 | 46.06 | 244.0449 | 0 | 142.457 | 0
2025_11_07 Hr 11 | 12.9483 | 0.00114 | 0.032148 | 3.5474 | 3.5621 | 3.5609 | 3.8089 | 3.8089 | 3.8089 | 103.0375 | -14.5 | 0.1104 | 5 | 0 | 91.3864 | 91.3864 | 281.7479 | 0 | 0.00615 | 0.074 | 0.02596 | 0 | 0 | 0 | 0 | 0 | 0 | 0.0705 | 0.2574 | 46.06 | 7.2612 | 244.0449 | 0 | 0 | 0 | 0 | 16.199 | 39.3185 | 0 | 0 | -31.1949 | 0.8541 | 12.528 | 0 | -1 | -4.2 | 13.4895 | 0 | 0 | 28.5451 | 28.5451 | 28.5451 | 28.5451 | 33.192 | 10.9512 | 0 | 0 | 0 | 0 | 0 | 0 | 0 | 0 | 0 | 0 | 0 | 0 | 0 | 0 | 0 | -50 | 0 | 0 | 9.1277 | 0 | -269.2028 | 16.5244 | 0 | 73.4131 | 69.0439 | 120.018 | 1276.577 | 33.481 | 60.1199 | 0 | 0.5292 | -12.9483 | 8.626 | 3.074 | 0 | 1191.308 | 299.4978 | -353.5711 | 9.0305 | 6.38 | -1.72 | 15.0263 | 5.4198 | 2025-11-07 | 2025_11_07 Hr 11 | 86.4701 | 0.000321 | -1191.308 | -350.3977 | 466.1747 | 926.4411 | 136.0025 | 13.0877 | 0 | 99.6932 | 250.41 | 116.0715 | 22.0972 | 182.7729 | 281.7479 | 0 | 7.2612 | 46.06 | 244.0449 | 0 | 142.457 | 0
2025_11_07 Hr 12 | 10.8903 | 0.00219 | 0.061758 | 3.5474 | 3.5621 | 3.5609 | 3.8089 | 3.8089 | 3.8089 | 88.57 | -14.5 | 0.1104 | 6 | 0 | 91.3864 | 91.3864 | 281.7479 | 0 | 0.00615 | 0.074 | 0.02596 | 0 | 0 | 0 | 0 | 0 | 0 | 0.0705 | 0.2574 | 46.06 | 7.2612 | 244.0449 | 0 | 0 | 0 | 0 | 15.6554 | 37.9991 | 0 | 0 | -30.6988 | 0.8541 | 12.528 | 0 | -1 | -4.2 | 13.4895 | 0 | 0 | 24.6151 | 24.6151 | 24.6151 | 24.6151 | 28.6222 | 7.8975 | 0 | 0 | 0 | 0 | 0 | 0 | 0 | 0 | 0 | 0 | 0 | 0 | 0 | 0 | 0 | -50 | 0 | 0 | 9.1277 | 0 | -259.0615 | 16.5244 | 0 | 73.4131 | 69.0439 | 128.9832 | 1239.985 | 32.9035 | 59.0829 | 0 | 0.5292 | -10.8903 | 8.626 | 3.074 | 0 | 1170.3 | 302.385 | -341.3718 | 9.0305 | 6.38 | -1.72 | 14.7671 | 5.3263 | 2025-11-07 | 2025_11_07 Hr 12 | 83.1704 | -3.1e-05 | -1170.3 | -339.7603 | 427.5868 | 926.4411 | 142.9446 | 13.0877 | 0 | 97.8302 | 215.6524 | 114.1042 | 22.0972 | 182.7729 | 281.7479 | 0 | 7.2612 | 46.06 | 244.0449 | 0 | 142.457 | 0
2025_11_07 Hr 13 | 10.3662 | 0.00426 | 0.12013 | 3.5474 | 3.5621 | 3.5609 | 3.8089 | 3.8089 | 3.8089 | 83.4684 | -14.5 | 0.1104 | 9 | 0 | 91.3864 | 91.3864 | 281.7479 | 0 | 0.00615 | 0.074 | 0.02596 | 0 | 0 | 0 | 0 | 0 | 0 | 0.0705 | 0.2574 | 46.06 | 7.2612 | 244.0449 | 0 | 0 | 0 | 0 | 15.4637 | 37.5338 | 0 | 0 | -54.6936 | 0.8541 | 12.528 | 0 | -1 | -4.2 | 13.4895 | 0 | 0 | 23.2292 | 23.2292 | 23.2292 | 23.2292 | 27.0107 | 6.0021 | 0 | 0 | 0 | 0 | 0 | 0 | 0 | 0 | 0 | 0 | 0 | 0 | 0 | 0 | 0 | -50 | 0 | 0 | 9.1277 | 0 | -238.9379 | 16.5244 | 0 | 73.4131 | 69.0439 | 123.4884 | 1227.13 | 32.6998 | 58.7171 | 0 | 0.5292 | -10.3662 | 8.626 | 3.074 | 0 | 1148.492 | 296.7791 | -320.7242 | 9.0305 | 6.38 | -1.72 | 14.6757 | 5.2934 | 2025-11-07 | 2025_11_07 Hr 13 | 79.0652 | -0.000346 | -1148.492 | -343.6315 | 413.9795 | 926.4411 | 138.6149 | 13.0877 | 0 | 97.1733 | 203.3958 | 113.4104 | 22.0972 | 182.7729 | 281.7479 | 0 | 7.2612 | 46.06 | 244.0449 | 0 | 142.457 | 0
2025_11_07 Hr 14 | 9.8488 | 0.002895 | 0.081639 | 3.5474 | 3.5621 | 3.5609 | 3.8089 | 3.8089 | 3.8089 | 79.052 | -14.5 | 0.1104 | 19 | 0 | 91.3864 | 91.3864 | 281.7479 | 0 | 0.00615 | 0.074 | 0.02596 | 0 | 0 | 0 | 0 | 0 | 0 | 0.0705 | 0.2574 | 46.06 | 7.2612 | 244.0449 | 0 | 0 | 0 | 0 | 15.2978 | 37.1311 | 0 | 0 | -24.858 | 0.8541 | 12.528 | 0 | -1 | -4.2 | 13.4895 | 0 | 0 | 22.0295 | 22.0295 | 22.0295 | 22.0295 | 25.6157 | 4.9491 | 0 | 0 | 0 | 0 | 0 | 0 | 0 | 0 | 0 | 0 | 0 | 0 | 0 | 0 | 0 | -50 | 0 | 0 | 9.1277 | 0 | -239.0874 | 16.5244 | 0 | 73.4131 | 69.0439 | 87.483 | 1215.913 | 32.5235 | 58.4006 | 0 | 0.5292 | -9.8488 | 8.626 | 3.074 | 0 | 1139.3 | 268.6014 | -320.3562 | 9.0305 | 6.38 | -1.72 | 14.5966 | 5.2648 | 2025-11-07 | 2025_11_07 Hr 14 | 79.9956 | -4.4e-05 | -1139.3 | -313.9454 | 402.2 | 926.4411 | 111.5166 | 13.0877 | 0 | 96.6046 | 192.7855 | 112.8099 | 22.0972 | 182.7729 | 281.7479 | 0 | 7.2612 | 46.06 | 244.0449 | 0 | 142.457 | 0
2025_11_07 Hr 15 | 6.7478 | 0.002835 | 0.079947 | 3.5474 | 3.5621 | 3.5609 | 3.8089 | 3.8089 | 3.8089 | 78.4428 | -14.5 | 0.1104 | 25 | 0 | 91.3864 | 91.3864 | 281.7479 | 0 | 0.00615 | 0.074 | 0.02596 | 0 | 0 | 0 | 0 | 0 | 0 | 0.0705 | 0.2574 | 45.9947 | 7.2612 | 244.0449 | 0 | 0 | 0 | 0 | 15.2749 | 37.0755 | 0 | 0 | -21.0094 | 0.8541 | 12.528 | 0 | -1 | -4.2 | 13.4895 | 0 | 0 | 21.864 | 21.864 | 21.864 | 21.864 | 25.4232 | 4.9491 | 0 | 0 | 0 | 0 | 0 | 0 | 0 | 0 | 0 | 0 | 0 | 0 | 0 | 0 | 0 | -50 | 0 | 0 | 9.1277 | 0 | -250.8502 | 16.5244 | 0 | 73.4131 | 69.0439 | 77.5056 | 1214.304 | 32.4992 | 58.3569 | 0 | 0.5292 | -6.7478 | 8.626 | 3.074 | 0 | 1125.717 | 261.44 | -329.0179 | 9.0305 | 6.38 | -1.72 | 14.5857 | 5.2609 | 2025-11-07 | 2025_11_07 Hr 15 | 79.5924 | -0.000352 | -1125.717 | -321.8596 | 400.5753 | 926.3758 | 107.5375 | 13.0877 | 0 | 96.5261 | 191.3221 | 112.727 | 22.0972 | 182.7729 | 281.7479 | 0 | 7.2612 | 45.9947 | 244.0449 | 0 | 142.457 | 0
2025_11_07 Hr 16 | 3.1011 | 0.00246 | 0.069372 | 3.5474 | 3.5621 | 3.5609 | 3.8089 | 3.8089 | 3.8089 | 79.5469 | -14.5 | 0.1104 | 30 | 0 | 91.3864 | 91.3864 | 281.7479 | 0 | 0.00615 | 0.074 | 0.02596 | 0 | 0 | 0 | 0 | 0 | 0 | 0.0705 | 0.2574 | 46.06 | 7.2612 | 244.0449 | 0 | 0 | 0 | 0 | 15.3164 | 37.1762 | 0 | 0 | -12.2328 | 0.8541 | 12.528 | 0 | -1 | -4.2 | 13.4895 | 0 | 0 | 22.1639 | 22.1639 | 22.1639 | 22.1639 | 25.772 | 6.0021 | 0 | 0 | 0 | 0 | 0 | 0 | 0 | 0 | 0 | 0 | 0 | 0 | 0 | 0 | 0 | -50 | 0 | 0 | 9.1277 | 0 | -255.8803 | 16.5244 | 0 | 73.4131 | 69.0439 | 70.9986 | 1217.153 | 32.5433 | 58.4361 | 0 | 0.5292 | -3.1011 | 8.626 | 3.074 | 0 | 1132.008 | 257.4891 | -330.4014 | 9.0305 | 6.38 | -1.72 | 14.6054 | 5.268 | 2025-11-07 | 2025_11_07 Hr 16 | 90.3785 | 0.000343 | -1132.008 | -318.1131 | 403.5201 | 926.4411 | 107.0725 | 13.0877 | 0 | 96.6683 | 193.9747 | 112.8772 | 22.0972 | 182.7729 | 281.7479 | 0 | 7.2612 | 46.06 | 244.0449 | 0 | 142.457 | 0
2025_11_07 Hr 17 | 0.51906 | 0.00177 | 0.049914 | 3.5474 | 3.5621 | 3.5609 | 3.8089 | 3.8089 | 3.8089 | 99.9917 | -14.5 | 0.1104 | 40 | 0 | 91.3864 | 91.3864 | 281.7479 | 0 | 0.00615 | 0.074 | 0.02596 | 0 | 0 | 0 | 0 | 0 | 0 | 0.0705 | 0.2574 | 46.06 | 7.2612 | 244.0449 | 0 | 0 | 0 | 0 | 16.0846 | 39.0408 | 0 | 0 | -55.5787 | 0.8541 | 12.528 | 0 | -1 | -4.2 | 13.4895 | 0 | 0 | 27.7177 | 27.7177 | 27.7177 | 27.7177 | 32.2299 | 13.8996 | 0 | 0 | 0 | 0 | 0 | 0 | 0 | 0 | 0 | 0 | 0 | 0 | 0 | 0 | 0 | -50 | 0 | 0 | 9.1277 | 0 | -229.9175 | 16.5244 | 0 | 73.4131 | 69.0439 | 73.4568 | 1268.885 | 33.3595 | 59.9016 | 0 | 0.5292 | -0.51906 | 8.626 | 3.074 | 0 | 1189.492 | 278.0422 | -301.8566 | 9.0305 | 6.38 | -1.72 | 14.9717 | 5.4001 | 2025-11-07 | 2025_11_07 Hr 17 | 100.9252 | -0.000336 | -1189.492 | -335.4962 | 458.051 | 926.4411 | 127.4081 | 13.0877 | 0 | 99.301 | 243.0926 | 115.6573 | 22.0972 | 182.7729 | 281.7479 | 0 | 7.2612 | 46.06 | 244.0449 | 0 | 142.457 | 0
2025_11_07 Hr 18 | 0 | 0.000765 | 0.021573 | 3.5474 | 3.5621 | 3.5609 | 3.8089 | 3.8089 | 3.8089 | 112.822 | -14.5 | 0.1104 | 52 | 0 | 91.3864 | 91.3864 | 281.7479 | 0 | 0.00615 | 0.074 | 0.02596 | 0 | 0 | 0 | 0 | 0 | 0 | 0.0705 | 0.2574 | 46.06 | 7.2612 | 244.0449 | 0 | 0 | 0 | 0 | 16.5666 | 40.2109 | 0 | 0 | -19.0565 | 0.8541 | 12.528 | 0 | -1 | -4.2 | 13.4895 | 0 | 0 | 31.2031 | 31.2031 | 31.2031 | 31.2031 | 36.2827 | 19.9017 | 0 | 0 | 0 | 0 | 0 | 0 | 0 | 0 | 0 | 0 | 0 | 0 | 0 | 0 | 0 | -50 | 0 | 0 | 9.1277 | 0 | -287.3084 | 16.5244 | 0 | 73.4131 | 69.0439 | 54.948 | 1301.333 | 33.8716 | 60.8213 | 0 | 0.5292 | 0 | 8.626 | 3.074 | 0 | 1202.308 | 278.7602 | -358.7284 | 9.0305 | 6.38 | -1.72 | 15.2016 | 5.4831 | 2025-11-07 | 2025_11_07 Hr 18 | 98.0038 | 0.000281 | -1202.308 | -356.3649 | 492.2723 | 926.4411 | 126.872 | 13.0877 | 0 | 100.9532 | 273.9171 | 117.402 | 22.0972 | 182.7729 | 281.7479 | 0 | 7.2612 | 46.06 | 244.0449 | 0 | 142.457 | 0
2025_11_07 Hr 19 | 0 | 0.00024 | 0.006768 | 3.5474 | 3.5621 | 3.5609 | 3.8089 | 3.8089 | 3.8089 | 107.0351 | -14.5 | 0.1104 | 64 | 0 | 91.3864 | 91.3864 | 281.7479 | 0 | 0.00615 | 0.074 | 0.02596 | 0 | 0 | 0 | 0 | 0 | 0 | 0.0705 | 0.2574 | 46.06 | 7.2612 | 244.0449 | 0 | 0 | 0 | 0 | 16.3492 | 39.6831 | 0 | 0 | -25.4895 | 0.8541 | 12.528 | 0 | -1 | -4.2 | 13.4895 | 0 | 0 | 29.6311 | 29.6311 | 29.6311 | 29.6311 | 34.4547 | 18.8487 | 0 | 0 | 0 | 0 | 0 | 0 | 0 | 0 | 0 | 0 | 0 | 0 | 0 | 0 | 0 | -50 | 0 | 0 | 9.1277 | 0 | -333.0609 | 16.5244 | 0 | 73.4131 | 69.0439 | 86.037 | 1286.67 | 33.6406 | 60.4065 | 0 | 0.5292 | 0 | 8.626 | 3.074 | 0 | 1176.708 | 320.0087 | -404.4809 | 9.0305 | 6.38 | -1.72 | 15.0979 | 5.4457 | 2025-11-07 | 2025_11_07 Hr 19 | 97.9728 | 0.000334 | -1176.708 | -408.5504 | 476.8372 | 926.4411 | 168.8927 | 13.0877 | 0 | 100.208 | 260.0141 | 116.6151 | 22.0972 | 182.7729 | 281.7479 | 0 | 7.2612 | 46.06 | 244.0449 | 0 | 142.457 | 0
2025_11_07 Hr 20 | 0 | 0 | 0 | 3.5474 | 3.5621 | 3.5609 | 3.8089 | 3.8089 | 3.8089 | 90.131 | -14.5 | 0.1104 | 67 | 0 | 91.3864 | 91.3864 | 281.7479 | 0 | 0.00615 | 0.074 | 0.02596 | 0 | 0 | 0 | 0 | 0 | 0 | 0.0705 | 0.2574 | 46.06 | 7.2612 | 244.0449 | 0 | 0 | 0 | 0 | 15.7141 | 38.1415 | 0 | 0 | -66.7916 | 0.8541 | 12.528 | 0 | -1 | -4.2 | 13.4895 | 0 | 0 | 25.0391 | 25.0391 | 25.0391 | 25.0391 | 29.1152 | 22.8501 | 0 | 0 | 0 | 0 | 0 | 0 | 0 | 0 | 0 | 0 | 0 | 0 | 0 | 0 | 0 | -50 | 0 | 0 | 9.1277 | 0 | -299.0172 | 16.5244 | 0 | 73.4131 | 69.0439 | 104.9796 | 1243.875 | 32.9658 | 59.1947 | 0 | 0.5292 | 0 | 8.626 | 3.074 | 0 | 1150.3 | 343.6538 | -370.4372 | 9.0305 | 6.38 | -1.72 | 14.7951 | 5.3364 | 2025-11-07 | 2025_11_07 Hr 20 | 97.9728 | -2e-06 | -1150.3 | -415.8087 | 431.7503 | 926.4411 | 194.8297 | 13.0877 | 0 | 98.0313 | 219.4026 | 114.3164 | 22.0972 | 182.7729 | 281.7479 | 0 | 7.2612 | 46.06 | 244.0449 | 0 | 142.457 | 0
2025_11_07 Hr 21 | 0 | 0 | 0 | 3.5474 | 3.5621 | 3.5609 | 3.8089 | 3.8089 | 3.8089 | 88.4939 | -14.5 | 0.1104 | 72 | 0 | 91.3864 | 91.3864 | 281.7479 | 0 | 0.00615 | 0.074 | 0.02596 | 0 | 0 | 0 | 0 | 0 | 0 | 0.0705 | 0.2574 | 46.06 | 7.2612 | 244.0449 | 0 | 0 | 0 | 0 | 15.6526 | 37.9922 | 0 | 8.5408 | -1.9306 | 0.8541 | 12.528 | 0 | -1 | -4.2 | 13.4895 | 0 | 0 | 24.5944 | 24.5944 | 24.5944 | 24.5944 | 28.5981 | 27.7992 | 0 | 0 | 0 | 0 | 0 | 0 | 0 | 0 | 0 | 0 | 0 | 0 | 0 | 0 | 0 | -50 | 0 | 0 | 9.1277 | 0 | -383.1052 | 16.5244 | 0 | 73.4131 | 69.0439 | 64.4916 | 1239.731 | 32.9004 | 59.0774 | 0 | 0.5292 | 0 | 8.626 | 3.074 | 0 | 1104.708 | 312.8923 | -454.5252 | 9.0305 | 6.38 | -1.72 | 14.7657 | 5.3258 | 2025-11-07 | 2025_11_07 Hr 21 | 92.0433 | 0.000313 | -1104.708 | -426.495 | 427.3837 | 926.4411 | 164.2908 | 13.0877 | 0 | 97.8204 | 215.4695 | 114.0938 | 22.0972 | 182.7729 | 281.7479 | 0 | 7.2612 | 46.06 | 244.0449 | 0 | 142.457 | 0
2025_11_07 Hr 22 | 0 | 0 | 0 | 3.5474 | 3.5621 | 3.5609 | 3.8089 | 3.8089 | 3.8089 | 70.1431 | -14.5 | 0.1104 | 80 | 0 | 91.3864 | 91.3864 | 281.7479 | 0 | 0.00615 | 0.074 | 0.02596 | 0 | 0 | 0 | 0 | 0 | 0 | 0.0705 | 0.2574 | 46.06 | 7.2612 | 244.0449 | 0 | 0 | 0 | 0 | 14.9631 | 36.3186 | 0 | 0.18584 | -3.4487 | 0.8541 | 12.528 | 0 | -1 | -4.2 | 13.4895 | 0 | 0 | 19.6094 | 19.6094 | 19.6094 | 19.6094 | 22.8016 | 33.8013 | 0 | 0 | 0 | 0 | 0 | 0 | 0 | 0 | 0 | 0 | 0 | 0 | 0 | 0 | 0 | -50 | 0 | 0 | 9.1277 | 0 | -400.2412 | 16.5244 | 0 | 73.4131 | 69.0439 | 95.436 | 1193.281 | 32.1679 | 57.7619 | 0 | 0.5292 | 0 | 8.626 | 3.074 | 0 | 1073.7 | 355.3434 | -471.6612 | 9.0305 | 6.38 | -1.72 | 14.437 | 5.2073 | 2025-11-07 | 2025_11_07 Hr 22 | 84.1352 | -3.83e-05 | -1073.7 | -453.5041 | 378.4379 | 926.4411 | 209.2373 | 13.0877 | 0 | 95.4574 | 171.3822 | 111.5984 | 22.0972 | 182.7729 | 281.7479 | 0 | 7.2612 | 46.06 | 244.0449 | 0 | 142.457 | 0
2025_11_07 Hr 23 | 0 | 0 | 0 | 3.5474 | 3.5621 | 3.5609 | 3.8089 | 3.8089 | 3.8089 | 48.0993 | 0 | 0.1104 | 86 | 0 | 91.3864 | 91.3864 | 283.5925 | 0 | 0.00615 | 0.074 | 0.02596 | 0 | 0 | 0 | 0 | 0 | 0 | 0.0705 | 0.2574 | 46.06 | 7.2612 | 245.025 | 0 | 0 | 0 | 0 | 14.1348 | 34.3082 | 0 | 35.011 | 0 | 0.8541 | 12.528 | 0 | -1 | -4.2 | 13.4895 | 0 | 0 | 13.6212 | 13.6212 | 13.6212 | 13.6212 | 15.8386 | 42.7518 | 0 | 0 | 0 | 0 | 0 | 0 | 0 | 0 | 0 | 0 | 0 | 0 | 0 | 0 | 0 | 0 | -50 | 0 | 9.1277 | 0 | -476.5694 | 16.5244 | 0 | 74.1091 | 69.6985 | 97.4604 | 1141.658 | 31.2879 | 56.1818 | 0 | 0.5292 | 0 | 8.626 | 3.074 | 0 | 1012.5 | 369.3207 | -533.4894 | 9.0305 | 6.38 | -1.72 | 14.042 | 5.0648 | 2025-11-07 | 2025_11_07 Hr 23 | 86.6215 | -1.1e-05 | -1012.5 | -491.5584 | 334.1421 | 930.6164 | 226.2122 | 13.0877 | 0 | 92.6187 | 118.4225 | 123.1008 | 22.0972 | 182.7729 | 283.5925 | 0 | 7.2612 | 46.06 | 245.025 | 0 | 143.8077 | 0
2025_11_07 Hr 24 | 0 | 0 | 0 | 3.5474 | 3.5621 | 3.5609 | 3.8089 | 3.8089 | 3.8089 | 38.0801 | 0 | 0.1104 | 87 | 0 | 91.3864 | 91.3864 | 283.5925 | 0 | 0.00615 | 0.074 | 0.02596 | 0 | 0 | 0 | 0 | 0 | 0 | 0.0705 | 0.2574 | 46.06 | 7.2612 | 245.025 | 0 | 0 | 0 | 0 | 13.7242 | 33.3117 | 0 | 24.2075 | 0 | 0.8541 | 12.528 | 0 | -1 | -4.2 | 13.4895 | 0 | 0 | 10.6529 | 10.6529 | 10.6529 | 10.6529 | 12.3871 | 41.6988 | 0 | 0 | 0 | 0 | 0 | 0 | 0 | 0 | 0 | 0 | 0 | 0 | 0 | 0 | 0 | 0 | -50 | 0 | 9.1277 | 0 | -513.1759 | 16.5244 | 0 | 74.1091 | 69.6985 | 117.5598 | 1114.907 | 30.8517 | 55.3985 | 0 | 0.5292 | 0 | 8.626 | 3.074 | 0 | 956.9 | 387.8813 | -570.0959 | 9.0305 | 6.38 | -1.72 | 13.8462 | 4.9942 | 2025-11-07 | 2025_11_07 Hr 24 | 84.9883 | 1.8e-05 | -956.9 | -538.9684 | 305.9057 | 930.6164 | 246.2586 | 13.0877 | 0 | 91.2117 | 93.079 | 121.615 | 22.0972 | 182.7729 | 283.5925 | 0 | 7.2612 | 46.06 | 245.025 | 0 | 143.8077 | 0
2025_11_08 Hr 01 | 0 | 0 | 0 | 3.5474 | 3.5621 | 3.5609 | 3.8089 | 3.8089 | 3.8089 | 45.6519 | 0 | 0.1104 | 90 | 0 | 91.3864 | 91.3864 | 283.5925 | 0 | 0.00615 | 0.074 | 0.02596 | 0 | 0 | 0 | 0 | 0 | 0 | 0.0705 | 0.2574 | 46.06 | 7.2612 | 245.025 | 0 | 0 | 0 | 0 | 14.1378 | 34.3037 | 0 | 5.5514 | -0.54797 | 0.8541 | 12.535 | 0 | -1 | -4.2 | 13.5114 | 0 | 0 | 12.5136 | 12.5136 | 12.5136 | 12.5136 | 14.5508 | 38.7504 | 0 | 0 | 0 | 0 | 0 | 0 | 0 | 0 | 0 | 0 | 0 | 0 | 0 | 0 | 0 | 0 | -50 | 0 | 9.1428 | 0 | -534.1989 | 15.8132 | 0 | 74.1091 | 69.6985 | 116.9814 | 1133.531 | 29.4982 | 53.7298 | 0 | 0.5292 | 0 | 8.626 | 3.074 | 0 | 930.4 | 382.9844 | -591.1189 | 9.0268 | 6.38 | -1.72 | 13.4262 | 4.7774 | 2025-11-08 | 2025_11_08 Hr 01 | 79.0932 | 1.46e-05 | -930.4 | -579.1955 | 320.1596 | 930.6164 | 245.7318 | 13.0877 | 0 | 92.6574 | 110.2572 | 117.2449 | 22.0972 | 182.7729 | 283.5925 | 0 | 7.2612 | 46.06 | 245.025 | 0 | 143.8077 | 0
2025_11_08 Hr 02 | 0 | 0 | 0 | 3.5474 | 3.5621 | 3.5609 | 3.8089 | 3.8089 | 3.8089 | 39.1653 | 0 | 0.1104 | 90 | 0 | 91.3864 | 91.3864 | 283.5925 | 0 | 0.00615 | 0.074 | 0.02596 | 0 | 0 | 0 | 0 | 0 | 0 | 0.0705 | 0.2574 | 46.06 | 7.2612 | 245.025 | 0 | 0 | 0 | 0 | 13.879 | 33.6756 | 0 | 17.203 | 0 | 0.8541 | 12.535 | 0 | -1 | -4.2 | 13.5114 | 0 | 0 | 10.7524 | 10.7524 | 10.7524 | 10.7524 | 12.5028 | 38.7504 | 0 | 0 | 0 | 0 | 0 | 0 | 0 | 0 | 0 | 0 | 0 | 0 | 0 | 0 | 0 | 0 | -50 | 0 | 9.1428 | 0 | -530.7188 | 15.8132 | 0 | 74.1091 | 69.6985 | 110.4744 | 1117.065 | 29.2394 | 53.2586 | 0 | 0.5292 | 0 | 8.626 | 3.074 | 0 | 922.2167 | 375.5878 | -587.6388 | 9.0268 | 6.38 | -1.72 | 13.3085 | 4.7355 | 2025-11-08 | 2025_11_08 Hr 02 | 80.9386 | -2.3e-05 | -922.2167 | -563.5158 | 302.8035 | 930.6164 | 239.2248 | 13.0877 | 0 | 91.7705 | 94.6778 | 116.3553 | 22.0972 | 182.7729 | 283.5925 | 0 | 7.2612 | 46.06 | 245.025 | 0 | 143.8077 | 0
2025_11_08 Hr 03 | 0 | 0 | 0 | 3.5474 | 3.5621 | 3.5609 | 3.8089 | 3.8089 | 3.8089 | 36.9873 | 0 | 0.1104 | 90 | 0 | 91.3864 | 91.3864 | 283.5925 | 0 | 0.00615 | 0.074 | 0.02596 | 0 | 0 | 0 | 0 | 0 | 0 | 0.0705 | 0.2574 | 46.06 | 7.2612 | 245.025 | 0 | 0 | 0 | 0 | 13.7693 | 33.4096 | 0 | 9.5464 | 0 | 0.8541 | 12.535 | 0 | -1 | -4.2 | 13.5114 | 0 | 0 | 10.0065 | 10.0065 | 10.0065 | 10.0065 | 11.6355 | 36.7497 | 0 | 0 | 0 | 0 | 0 | 0 | 0 | 0 | 0 | 0 | 0 | 0 | 0 | 0 | 0 | 0 | -50 | 0 | 9.1428 | 0 | -531.3723 | 15.8132 | 0 | 74.1091 | 69.6985 | 108.45 | 1110.66 | 29.1299 | 53.059 | 0 | 0.5292 | 0 | 8.626 | 3.074 | 0 | 903.1 | 371.1859 | -588.2923 | 9.0268 | 6.38 | -1.72 | 13.2586 | 4.7178 | 2025-11-08 | 2025_11_08 Hr 03 | 81.5495 | 5e-06 | -903.1 | -571.8259 | 296.0221 | 930.6164 | 235.1997 | 13.0877 | 0 | 91.3949 | 88.6488 | 115.9784 | 22.0972 | 182.7729 | 283.5925 | 0 | 7.2612 | 46.06 | 245.025 | 0 | 143.8077 | 0
2025_11_08 Hr 04 | 0 | 0 | 0 | 3.5474 | 3.5621 | 3.5609 | 3.8089 | 3.8089 | 3.8089 | 36.6934 | 0 | 0.1104 | 93 | 0 | 91.3864 | 91.3864 | 283.5925 | 0 | 0.00615 | 0.074 | 0.02596 | 0 | 0 | 0 | 0 | 0 | 0 | 0.0705 | 0.2574 | 46.06 | 7.2612 | 245.025 | 0 | 0 | 0 | 0 | 13.5516 | 32.8813 | 0 | 25.7085 | 0 | 0.8541 | 12.535 | 0 | -1 | -4.2 | 13.5114 | 0 | 0 | 8.525 | 8.525 | 8.525 | 8.525 | 9.9128 | 41.6988 | 0 | 0 | 0 | 0 | 0 | 0 | 0 | 0 | 0 | 0 | 0 | 0 | 0 | 0 | 0 | 0 | -50 | 0 | 9.1428 | 0 | -518.1025 | 15.8132 | 0 | 74.1091 | 69.6985 | 96.0144 | 1101.971 | 28.9122 | 52.6625 | 0 | 0.5292 | 0 | 8.626 | 3.074 | 0 | 918.6083 | 365.951 | -575.0225 | 9.0268 | 6.38 | -1.72 | 13.1595 | 4.6825 | 2025-11-08 | 2025_11_08 Hr 04 | 86.3334 | 4.6e-05 | -918.6083 | -542.394 | 286.5851 | 930.6164 | 230.7132 | 13.0877 | 0 | 90.6488 | 80.7062 | 115.2301 | 22.0972 | 182.7729 | 283.5925 | 0 | 7.2612 | 46.06 | 245.025 | 0 | 143.8077 | 0
2025_11_08 Hr 05 | 0 | 0 | 0 | 3.5474 | 3.5621 | 3.5609 | 3.8089 | 3.8089 | 3.8089 | 38.2123 | 0 | 0.1104 | 93 | 0 | 91.3864 | 91.3864 | 283.5925 | 0 | 0.00615 | 0.074 | 0.02596 | 0 | 0 | 0 | 0 | 0 | 0 | 0.0705 | 0.2574 | 46.06 | 7.2612 | 245.025 | 0 | 0 | 0 | 0 | 13.7495 | 33.3616 | 0 | 21.9925 | 0 | 0.8541 | 12.535 | 0 | -1 | -4.2 | 13.5114 | 0 | 0 | 9.8718 | 9.8718 | 9.8718 | 9.8718 | 11.4788 | 47.7009 | 0 | 0 | 0 | 0 | 0 | 0 | 0 | 0 | 0 | 0 | 0 | 0 | 0 | 0 | 0 | 0 | -50 | 0 | 9.1428 | 0 | -544.3766 | 15.8132 | 0 | 74.1091 | 69.6985 | 100.0632 | 1111.122 | 29.1101 | 53.0229 | 0 | 0.5292 | 0 | 8.626 | 3.074 | 0 | 908.5 | 376.6822 | -601.2966 | 9.0268 | 6.38 | -1.72 | 13.2496 | 4.7146 | 2025-11-08 | 2025_11_08 Hr 05 | 95.5799 | -1e-06 | -908.5 | -572.3841 | 296.4158 | 930.6164 | 240.7641 | 13.0877 | 0 | 91.3271 | 89.1784 | 115.9104 | 22.0972 | 182.7729 | 283.5925 | 0 | 7.2612 | 46.06 | 245.025 | 0 | 143.8077 | 0
2025_11_08 Hr 06 | 0 | 0 | 0 | 3.5474 | 3.5621 | 3.5609 | 3.8089 | 3.8089 | 3.8089 | 59.9606 | 0 | 0.1104 | 94 | 0 | 91.3864 | 91.3864 | 283.5925 | 0 | 0.00615 | 0.074 | 0.02596 | 0 | 0 | 0 | 0 | 0 | 0 | 0.0705 | 0.2574 | 46.06 | 7.2612 | 245.025 | 0 | 0 | 0 | 0 | 14.7088 | 35.6891 | 0 | 5.6353 | 0 | 0.8541 | 12.535 | 0 | -1 | -4.2 | 13.5114 | 0 | 0 | 16.3987 | 16.3987 | 16.3987 | 16.3987 | 19.0682 | 48.6486 | 0 | 0 | 0 | 0 | 0 | 0 | 0 | 0 | 0 | 0 | 0 | 0 | 0 | 0 | 0 | 0 | -50 | 0 | 9.1428 | 0 | -563.2505 | 15.8132 | 0 | 74.1091 | 69.6985 | 101.5092 | 1169.854 | 30.0689 | 54.7694 | 0 | 0.5292 | 0 | 8.626 | 3.074 | 0 | 938.6917 | 383.373 | -620.1705 | 9.0268 | 6.38 | -1.72 | 13.686 | 4.8699 | 2025-11-08 | 2025_11_08 Hr 06 | 98.4991 | -5.7e-05 | -938.6917 | -607.6152 | 358.4449 | 930.6164 | 244.1578 | 13.0877 | 0 | 94.6139 | 144.6236 | 119.2075 | 22.0972 | 182.7729 | 283.5925 | 0 | 7.2612 | 46.06 | 245.025 | 0 | 143.8077 | 0
2025_11_08 Hr 07 | 0 | 0 | 0 | 3.5474 | 3.5621 | 3.5609 | 3.8089 | 3.8089 | 3.8089 | 75.2996 | -14.5 | 0.1104 | 93 | 0 | 91.3864 | 91.3864 | 281.7479 | 0 | 0.00615 | 0.074 | 0.02596 | 0 | 0 | 0 | 0 | 0 | 0 | 0.0705 | 0.2574 | 45.9947 | 7.2612 | 244.0449 | 0 | 0 | 0 | 0 | 15.3209 | 37.1743 | 0 | 0 | -29.6449 | 0.8541 | 12.535 | 0 | -1 | -4.2 | 13.5114 | 0 | 0 | 20.5634 | 20.5634 | 20.5634 | 20.5634 | 23.911 | 45.7002 | 0 | 0 | 0 | 0 | 0 | 0 | 0 | 0 | 0 | 0 | 0 | 0 | 0 | 0 | 0 | -50 | 0 | 0 | 9.1428 | 0 | -501.3763 | 15.8132 | 0 | 73.4131 | 69.0439 | 109.4622 | 1204.551 | 30.6807 | 55.8839 | 0 | 0.5292 | 0 | 8.626 | 3.074 | 0 | 991.5917 | 389.4814 | -572.7963 | 9.0268 | 6.38 | -1.72 | 13.9645 | 4.969 | 2025-11-08 | 2025_11_08 Hr 07 | 89.578 | -6.1e-05 | -991.5917 | -581.0212 | 384.9869 | 926.3758 | 248.1624 | 13.0877 | 0 | 96.7112 | 181.4644 | 106.8113 | 22.0972 | 182.7729 | 281.7479 | 0 | 7.2612 | 45.9947 | 244.0449 | 0 | 142.457 | 0
2025_11_08 Hr 08 | 2.5887 | 0 | 0 | 3.5474 | 3.5621 | 3.5609 | 3.8089 | 3.8089 | 3.8089 | 91.3635 | -14.5 | 0.1104 | 93 | 0 | 91.3864 | 91.3864 | 281.7479 | 0 | 0.00615 | 0.074 | 0.02596 | 0 | 0 | 0 | 0 | 0 | 0 | 0.0705 | 0.2574 | 46.06 | 7.2612 | 244.0449 | 0 | 0 | 0 | 0 | 15.962 | 38.7297 | 0 | 0 | -36.8487 | 0.8541 | 12.535 | 0 | -1 | -4.2 | 13.5114 | 0 | 0 | 24.9251 | 24.9251 | 24.9251 | 24.9251 | 28.9826 | 42.7518 | 0 | 0 | 0 | 0 | 0 | 0 | 0 | 0 | 0 | 0 | 0 | 0 | 0 | 0 | 0 | -50 | 0 | 0 | 9.1428 | 0 | -473.1988 | 15.8132 | 0 | 73.4131 | 69.0439 | 93.99 | 1245.395 | 31.3215 | 57.051 | 0 | 0.5292 | -2.5887 | 8.626 | 3.074 | 0 | 1037.192 | 375.8528 | -547.2075 | 9.0268 | 6.38 | -1.72 | 14.2561 | 5.0727 | 2025-11-08 | 2025_11_08 Hr 08 | 88.3437 | -0.000347 | -1037.192 | -560.0475 | 427.9686 | 926.4411 | 229.7418 | 13.0877 | 0 | 98.9076 | 220.0464 | 109.0146 | 22.0972 | 182.7729 | 281.7479 | 0 | 7.2612 | 46.06 | 244.0449 | 0 | 142.457 | 0
2025_11_08 Hr 09 | 4.1392 | 1.5e-05 | 0.000423 | 3.5474 | 3.5621 | 3.5609 | 3.8089 | 3.8089 | 3.8089 | 106.6643 | -14.5 | 0.1104 | 93 | 0 | 91.3864 | 91.3864 | 281.7479 | 0 | 0.00615 | 0.074 | 0.02596 | 0 | 0 | 0 | 0 | 0 | 0 | 0.0705 | 0.2574 | 46.06 | 7.2612 | 244.0449 | 0 | 0 | 0 | 0 | 16.5725 | 40.2112 | 0 | 0 | -57.9198 | 0.8541 | 12.535 | 0 | -1 | -4.2 | 13.5114 | 0 | 0 | 29.0795 | 29.0795 | 29.0795 | 29.0795 | 33.8133 | 42.7518 | 0 | 0 | 0 | 0 | 0 | 0 | 0 | 0 | 0 | 0 | 0 | 0 | 0 | 0 | 0 | -50 | 0 | 0 | 9.1428 | 0 | -464.2903 | 15.8132 | 0 | 73.4131 | 69.0439 | 88.929 | 1284.237 | 31.9318 | 58.1626 | 0 | 0.5292 | -4.1392 | 8.626 | 3.074 | 0 | 1060.908 | 374.4409 | -539.8495 | 9.0268 | 6.38 | -1.72 | 14.5339 | 5.1716 | 2025-11-08 | 2025_11_08 Hr 09 | 87.7979 | 0.000336 | -1060.908 | -572.2101 | 468.9084 | 926.4411 | 224.6812 | 13.0877 | 0 | 100.9997 | 256.7955 | 111.1132 | 22.0972 | 182.7729 | 281.7479 | 0 | 7.2612 | 46.06 | 244.0449 | 0 | 142.457 | 0
2025_11_08 Hr 10 | 5.6914 | 0.00147 | 0.041454 | 3.5474 | 3.5621 | 3.5609 | 3.8089 | 3.8089 | 3.8089 | 118.1876 | -14.5 | 0.1104 | 90 | 0 | 91.3864 | 91.3864 | 281.7479 | 0 | 0.00615 | 0.074 | 0.02596 | 0 | 0 | 0 | 0 | 0 | 0 | 0.0705 | 0.2574 | 45.8642 | 7.2612 | 244.0449 | 0 | 0 | 0 | 0 | 17.0324 | 41.327 | 0 | 0 | -66.397 | 0.8541 | 12.535 | 0 | -1 | -4.2 | 13.5114 | 0 | 0 | 32.2082 | 32.2082 | 32.2082 | 32.2082 | 37.4514 | 45.7002 | 0 | 0 | 0 | 0 | 0 | 0 | 0 | 0 | 0 | 0 | 0 | 0 | 0 | 0 | 0 | -50 | 0 | 0 | 9.1428 | 0 | -457.9583 | 15.8132 | 0 | 73.4131 | 69.0439 | 79.53 | 1313.334 | 32.3915 | 58.9999 | 0 | 0.5292 | -5.6914 | 8.626 | 3.074 | 0 | 1079.992 | 368.1245 | -535.0697 | 9.0268 | 6.38 | -1.72 | 14.7431 | 5.246 | 2025-11-08 | 2025_11_08 Hr 10 | 85.5526 | -0.000336 | -1079.992 | -574.3554 | 499.7409 | 926.2453 | 215.2731 | 13.0877 | 0 | 102.5753 | 284.4719 | 112.6937 | 22.0972 | 182.7729 | 281.7479 | 0 | 7.2612 | 45.8642 | 244.0449 | 0 | 142.457 | 0
2025_11_08 Hr 11 | 4.1375 | 0.002295 | 0.064719 | 3.5474 | 3.5621 | 3.5609 | 3.8089 | 3.8089 | 3.8089 | 108.8774 | -14.5 | 0.1104 | 87 | 0 | 91.3864 | 91.3864 | 281.7479 | 0 | 0.00615 | 0.074 | 0.02596 | 0 | 0 | 0 | 0 | 0 | 0 | 0.0705 | 0.2574 | 46.06 | 7.2612 | 244.0449 | 0 | 0 | 0 | 0 | 16.6609 | 40.4255 | 0 | 0 | -51.5763 | 0.8541 | 12.535 | 0 | -1 | -4.2 | 13.5114 | 0 | 0 | 29.6804 | 29.6804 | 29.6804 | 29.6804 | 34.512 | 44.6472 | 0 | 0 | 0 | 0 | 0 | 0 | 0 | 0 | 0 | 0 | 0 | 0 | 0 | 0 | 0 | -50 | 0 | 0 | 9.1428 | 0 | -470.7534 | 15.8132 | 0 | 73.4131 | 69.0439 | 73.4568 | 1289.919 | 32.0201 | 58.3234 | 0 | 0.5292 | -4.1375 | 8.626 | 3.074 | 0 | 1047.2 | 355.1683 | -546.3109 | 9.0268 | 6.38 | -1.72 | 14.5741 | 5.1859 | 2025-11-08 | 2025_11_08 Hr 11 | 79.0587 | 2.9e-05 | -1047.2 | -572.3297 | 474.8299 | 926.4411 | 205.171 | 13.0877 | 0 | 101.3023 | 262.1109 | 111.4168 | 22.0972 | 182.7729 | 281.7479 | 0 | 7.2612 | 46.06 | 244.0449 | 0 | 142.457 | 0
2025_11_08 Hr 12 | 7.7759 | 0.002295 | 0.064719 | 3.5474 | 3.5621 | 3.5609 | 3.8089 | 3.8089 | 3.8089 | 100.979 | -14.5 | 0.1104 | 82 | 0 | 91.3864 | 91.3864 | 281.7479 | 0 | 0.00615 | 0.074 | 0.02596 | 0 | 0 | 0 | 0 | 0 | 0 | 0.0705 | 0.2574 | 45.9294 | 7.2612 | 244.0449 | 0 | 0 | 0 | 0 | 16.3457 | 39.6607 | 0 | 0 | -41.8114 | 0.8541 | 12.535 | 0 | -1 | -4.2 | 13.5114 | 0 | 0 | 27.5358 | 27.5358 | 27.5358 | 27.5358 | 32.0184 | 42.7518 | 0 | 0 | 0 | 0 | 0 | 0 | 0 | 0 | 0 | 0 | 0 | 0 | 0 | 0 | 0 | -50 | 0 | 0 | 9.1428 | 0 | -483.8084 | 15.8132 | 0 | 73.4131 | 69.0439 | 73.023 | 1269.738 | 31.705 | 57.7496 | 0 | 0.5292 | -7.7759 | 8.626 | 3.074 | 0 | 1015.317 | 350.3942 | -563.0043 | 9.0268 | 6.38 | -1.72 | 14.4307 | 5.1349 | 2025-11-08 | 2025_11_08 Hr 12 | 76.6335 | -0.000326 | -1015.317 | -575.6198 | 453.6964 | 926.3105 | 197.8418 | 13.0877 | 0 | 100.2223 | 243.1406 | 110.3334 | 22.0972 | 182.7729 | 281.7479 | 0 | 7.2612 | 45.9294 | 244.0449 | 0 | 142.457 | 0
2025_11_08 Hr 13 | 7.2618 | 0.004335 | 0.12225 | 3.5474 | 3.5621 | 3.5609 | 3.8089 | 3.8089 | 3.8089 | 93.8437 | -14.5 | 0.1104 | 79 | 0 | 91.3864 | 91.3864 | 281.7479 | 0 | 0.00615 | 0.074 | 0.02596 | 0 | 0 | 0 | 0 | 0 | 0 | 0.0705 | 0.2574 | 46.06 | 7.2612 | 244.0449 | 0 | 0 | 0 | 0 | 16.0609 | 38.9699 | 0 | 0 | -27.3805 | 0.8541 | 12.535 | 0 | -1 | -4.2 | 13.5114 | 0 | 0 | 25.5985 | 25.5985 | 25.5985 | 25.5985 | 29.7657 | 41.6988 | 0 | 0 | 0 | 0 | 0 | 0 | 0 | 0 | 0 | 0 | 0 | 0 | 0 | 0 | 0 | -50 | 0 | 0 | 9.1428 | 0 | -485.4098 | 15.8132 | 0 | 73.4131 | 69.0439 | 73.023 | 1251.813 | 31.4204 | 57.2312 | 0 | 0.5292 | -7.2618 | 8.626 | 3.074 | 0 | 1005.192 | 344.8505 | -564.0916 | 9.0268 | 6.38 | -1.72 | 14.3012 | 5.0888 | 2025-11-08 | 2025_11_08 Hr 13 | 71.4739 | -0.000363 | -1005.192 | -562.7903 | 434.6047 | 926.4411 | 193.8484 | 13.0877 | 0 | 99.2467 | 226.0032 | 109.3548 | 22.0972 | 182.7729 | 281.7479 | 0 | 7.2612 | 46.06 | 244.0449 | 0 | 142.457 | 0
2025_11_08 Hr 14 | 5.1674 | 0.00423 | 0.11929 | 3.5474 | 3.5621 | 3.5609 | 3.8089 | 3.8089 | 3.8089 | 84.0756 | -14.5 | 0.1104 | 79 | 0 | 91.3864 | 91.3864 | 281.7479 | 0 | 0.00615 | 0.074 | 0.02596 | 0 | 0 | 0 | 0 | 0 | 0 | 0.0705 | 0.2574 | 44.69 | 7.2612 | 244.0449 | 0 | 0 | 0 | 0 | 15.6711 | 38.0241 | 0 | 0 | -3.2209 | 0.8541 | 12.535 | 0 | -1 | -4.2 | 13.5114 | 0 | 0 | 22.9463 | 22.9463 | 22.9463 | 22.9463 | 26.6817 | 41.6988 | 0 | 0 | 0 | 0 | 0 | 0 | 0 | 0 | 0 | 0 | 0 | 0 | 0 | 0 | 0 | -50 | 0 | 0 | 9.1428 | 0 | -499.5627 | 15.8132 | 0 | 73.4131 | 69.0439 | 80.5422 | 1225.644 | 31.0308 | 56.5215 | 0 | 0.5292 | -5.1674 | 8.626 | 3.074 | 0 | 995.2083 | 348.9353 | -576.1501 | 9.0268 | 6.38 | -1.72 | 14.1238 | 5.0257 | 2025-11-08 | 2025_11_08 Hr 14 | 74.1968 | 1.3e-05 | -995.2083 | -552.7836 | 408.4686 | 925.0711 | 201.3645 | 13.0877 | 0 | 97.9111 | 202.5424 | 108.015 | 22.0972 | 182.7729 | 281.7479 | 0 | 7.2612 | 44.69 | 244.0449 | 0 | 142.457 | 0
2025_11_08 Hr 15 | 2.5887 | 0.00804 | 0.22673 | 3.5474 | 3.5621 | 3.5609 | 3.8089 | 3.8089 | 3.8089 | 85.4874 | -14.5 | 0.1104 | 80 | 0 | 91.3864 | 91.3864 | 281.7479 | 0 | 0.00615 | 0.074 | 0.02596 | 0 | 0 | 0 | 0 | 0 | 0 | 0.0705 | 0.2574 | 42.4718 | 7.2612 | 244.0449 | 0 | 0 | 0 | 0 | 15.7275 | 38.1608 | 0 | 0.069268 | -10.9597 | 0.8541 | 12.535 | 0 | -1 | -4.2 | 13.5114 | 0 | 0 | 23.3296 | 23.3296 | 23.3296 | 23.3296 | 27.1274 | 39.6981 | 0 | 0 | 0 | 0 | 0 | 0 | 0 | 0 | 0 | 0 | 0 | 0 | 0 | 0 | 0 | -50 | 0 | 0 | 9.1428 | 0 | -537.584 | 15.8132 | 0 | 73.4131 | 69.0439 | 100.0632 | 1227.117 | 31.0871 | 56.624 | 0 | 0.5292 | -2.5887 | 8.626 | 3.074 | 0 | 969.7083 | 365.0744 | -611.5927 | 9.0268 | 6.38 | -1.72 | 14.1495 | 5.0348 | 2025-11-08 | 2025_11_08 Hr 15 | 72.8694 | -5.1e-07 | -969.7083 | -598.4744 | 412.246 | 922.8529 | 219.9961 | 13.0877 | 0 | 98.1042 | 205.9332 | 108.2087 | 22.0972 | 182.7729 | 281.7479 | 0 | 7.2612 | 42.4718 | 244.0449 | 0 | 142.457 | 0
2025_11_08 Hr 16 | 1.0282 | 0.00516 | 0.14551 | 3.5474 | 3.5621 | 3.5609 | 3.8089 | 3.8089 | 3.8089 | 89.8372 | -14.5 | 0.1104 | 84 | 0 | 91.3864 | 91.3864 | 281.7479 | 0 | 0.00615 | 0.074 | 0.02596 | 0 | 0 | 0 | 0 | 0 | 0 | 0.0705 | 0.2574 | 45.0812 | 7.2612 | 244.0449 | 0 | 0 | 0 | 0 | 15.9011 | 38.5819 | 0 | 0 | -30.0452 | 0.8541 | 12.535 | 0 | -1 | -4.2 | 13.5114 | 0 | 0 | 24.5107 | 24.5107 | 24.5107 | 24.5107 | 28.5008 | 38.7504 | 0 | 0 | 0 | 0 | 0 | 0 | 0 | 0 | 0 | 0 | 0 | 0 | 0 | 0 | 0 | -50 | 0 | 0 | 9.1428 | 0 | -522.9352 | 15.8132 | 0 | 73.4131 | 69.0439 | 111.0528 | 1240.687 | 31.2606 | 56.9401 | 0 | 0.5292 | -1.0282 | 8.626 | 3.074 | 0 | 993.4083 | 378.1495 | -595.3834 | 9.0268 | 6.38 | -1.72 | 14.2284 | 5.0629 | 2025-11-08 | 2025_11_08 Hr 16 | 77.0065 | 1.6e-05 | -993.4083 | -602.9804 | 423.8848 | 925.4623 | 233.9539 | 13.0877 | 0 | 98.6989 | 216.3806 | 108.8053 | 22.0972 | 182.7729 | 281.7479 | 0 | 7.2612 | 45.0812 | 244.0449 | 0 | 142.457 | 0
2025_11_08 Hr 17 | 0 | 0.0033 | 0.09306 | 3.5474 | 3.5621 | 3.5609 | 3.8089 | 3.8089 | 3.8089 | 108.1905 | -14.5 | 0.1104 | 86 | 0 | 91.3864 | 91.3864 | 281.7479 | 0 | 0.00615 | 0.074 | 0.02596 | 0 | 0 | 0 | 0 | 0 | 0 | 0.0705 | 0.2574 | 46.06 | 7.2612 | 244.0449 | 0 | 0 | 0 | 0 | 16.6335 | 40.359 | 0 | 0 | -29.173 | 0.8541 | 12.535 | 0 | -1 | -4.2 | 13.5114 | 0 | 0 | 29.4939 | 29.4939 | 29.4939 | 29.4939 | 34.2952 | 36.7497 | 0 | 0 | 0 | 0 | 0 | 0 | 0 | 0 | 0 | 0 | 0 | 0 | 0 | 0 | 0 | -50 | 0 | 0 | 9.1428 | 0 | -466.2635 | 15.8132 | 0 | 73.4131 | 69.0439 | 111.0528 | 1288.204 | 31.9927 | 58.2735 | 0 | 0.5292 | 0 | 8.626 | 3.074 | 0 | 1100.983 | 379.6361 | -537.6835 | 9.0268 | 6.38 | -1.72 | 14.5617 | 5.1814 | 2025-11-08 | 2025_11_08 Hr 17 | 90.6234 | 0.000248 | -1100.983 | -545.4365 | 472.9921 | 926.4411 | 233.8989 | 13.0877 | 0 | 101.2084 | 260.4612 | 111.3226 | 22.0972 | 182.7729 | 281.7479 | 0 | 7.2612 | 46.06 | 244.0449 | 0 | 142.457 | 0
2025_11_08 Hr 18 | 0 | 0.003195 | 0.090099 | 3.5474 | 3.5621 | 3.5609 | 3.8089 | 3.8089 | 3.8089 | 111.701 | -14.5 | 0.1104 | 84 | 0 | 91.3864 | 91.3864 | 281.7479 | 0 | 0.00615 | 0.074 | 0.02596 | 0 | 0 | 0 | 0 | 0 | 0 | 0.0705 | 0.2574 | 46.06 | 7.2612 | 244.0449 | 0 | 0 | 0 | 0 | 16.7735 | 40.6989 | 0 | 0 | -44.2005 | 0.8541 | 12.535 | 0 | -1 | -4.2 | 13.5114 | 0 | 0 | 30.447 | 30.447 | 30.447 | 30.447 | 35.4035 | 34.749 | 0 | 0 | 0 | 0 | 0 | 0 | 0 | 0 | 0 | 0 | 0 | 0 | 0 | 0 | 0 | -50 | 0 | 0 | 9.1428 | 0 | -428.2753 | 15.8132 | 0 | 73.4131 | 69.0439 | 132.0198 | 1297.112 | 32.1327 | 58.5286 | 0 | 0.5292 | 0 | 8.626 | 3.074 | 0 | 1150.3 | 397.0837 | -499.6953 | 9.0268 | 6.38 | -1.72 | 14.6254 | 5.2041 | 2025-11-08 | 2025_11_08 Hr 18 | 92.9369 | 1.5454e-13 | -1150.3 | -522.4758 | 482.3849 | 926.4411 | 250.8621 | 13.0877 | 0 | 101.6884 | 268.8925 | 111.804 | 22.0972 | 182.7729 | 281.7479 | 0 | 7.2612 | 46.06 | 244.0449 | 0 | 142.457 | 0
2025_11_08 Hr 19 | 0 | 0.00183 | 0.051606 | 3.5474 | 3.5621 | 3.5609 | 3.8089 | 3.8089 | 3.8089 | 97.8119 | -14.5 | 0.1104 | 89 | 0 | 91.3864 | 91.3864 | 281.7479 | 0 | 0.00615 | 0.074 | 0.02596 | 0 | 0 | 0 | 0 | 0 | 0 | 0.0705 | 0.2574 | 46.06 | 7.2612 | 244.0449 | 0 | 0 | 0 | 0 | 16.2193 | 39.3541 | 0 | 0 | -37.9397 | 0.8541 | 12.535 | 0 | -1 | -4.2 | 13.5114 | 0 | 0 | 26.6759 | 26.6759 | 26.6759 | 26.6759 | 31.0185 | 30.7476 | 0 | 0 | 0 | 0 | 0 | 0 | 0 | 0 | 0 | 0 | 0 | 0 | 0 | 0 | 0 | -50 | 0 | 0 | 9.1428 | 0 | -421.0143 | 15.8132 | 0 | 73.4131 | 69.0439 | 140.985 | 1261.816 | 31.5787 | 57.5195 | 0 | 0.5292 | 0 | 8.626 | 3.074 | 0 | 1136.583 | 405.1412 | -492.4343 | 9.0268 | 6.38 | -1.72 | 14.3732 | 5.1144 | 2025-11-08 | 2025_11_08 Hr 19 | 91.3553 | 0.000297 | -1136.583 | -508.954 | 445.2225 | 926.4411 | 260.786 | 13.0877 | 0 | 99.7893 | 235.5341 | 109.8991 | 22.0972 | 182.7729 | 281.7479 | 0 | 7.2612 | 46.06 | 244.0449 | 0 | 142.457 | 0
2025_11_08 Hr 20 | 0 | 3e-05 | 0.000846 | 3.5474 | 3.5621 | 3.5609 | 3.8089 | 3.8089 | 3.8089 | 90.4477 | -14.5 | 0.1104 | 85 | 0 | 91.3864 | 91.3864 | 281.7479 | 0 | 0.00615 | 0.074 | 0.02596 | 0 | 0 | 0 | 0 | 0 | 0 | 0.0705 | 0.2574 | 46.06 | 7.2612 | 244.0449 | 0 | 0 | 0 | 0 | 15.9254 | 38.641 | 0 | 0 | -39.857 | 0.8541 | 12.535 | 0 | -1 | -4.2 | 13.5114 | 0 | 0 | 24.6764 | 24.6764 | 24.6764 | 24.6764 | 28.6935 | 33.8013 | 0 | 0 | 0 | 0 | 0 | 0 | 0 | 0 | 0 | 0 | 0 | 0 | 0 | 0 | 0 | -50 | 0 | 0 | 9.1428 | 0 | -413.9812 | 15.8132 | 0 | 73.4131 | 69.0439 | 141.9972 | 1243.071 | 31.285 | 56.9844 | 0 | 0.5292 | 0 | 8.626 | 3.074 | 0 | 1122.008 | 404.1953 | -485.4012 | 9.0268 | 6.38 | -1.72 | 14.2395 | 5.0668 | 2025-11-08 | 2025_11_08 Hr 20 | 90.3009 | 0.000314 | -1122.008 | -503.8382 | 425.5183 | 926.4411 | 260.7994 | 13.0877 | 0 | 98.7824 | 217.8469 | 108.889 | 22.0972 | 182.7729 | 281.7479 | 0 | 7.2612 | 46.06 | 244.0449 | 0 | 142.457 | 0
2025_11_08 Hr 21 | 0 | 0 | 0 | 3.5474 | 3.5621 | 3.5609 | 3.8089 | 3.8089 | 3.8089 | 85.2584 | -14.5 | 0.1104 | 82 | 0 | 91.3864 | 91.3864 | 281.7479 | 0 | 0.00615 | 0.074 | 0.02596 | 0 | 0 | 0 | 0 | 0 | 0 | 0.0705 | 0.2574 | 46.06 | 7.2612 | 244.0449 | 0 | 0 | 0 | 0 | 15.7183 | 38.1386 | 0 | 0 | -22.7179 | 0.8541 | 12.535 | 0 | -1 | -4.2 | 13.5114 | 0 | 0 | 23.2674 | 23.2674 | 23.2674 | 23.2674 | 27.0552 | 34.749 | 0 | 0 | 0 | 0 | 0 | 0 | 0 | 0 | 0 | 0 | 0 | 0 | 0 | 0 | 0 | -50 | 0 | 0 | 9.1428 | 0 | -437.6675 | 15.8132 | 0 | 73.4131 | 69.0439 | 133.4658 | 1229.897 | 31.078 | 56.6074 | 0 | 0.5292 | 0 | 8.626 | 3.074 | 0 | 1090.992 | 392.8998 | -509.0875 | 9.0268 | 6.38 | -1.72 | 14.1453 | 5.0333 | 2025-11-08 | 2025_11_08 Hr 21 | 86.6662 | -0.000376 | -1090.992 | -510.3854 | 411.6335 | 926.4411 | 250.2148 | 13.0877 | 0 | 98.0729 | 205.3834 | 108.1773 | 22.0972 | 182.7729 | 281.7479 | 0 | 7.2612 | 46.06 | 244.0449 | 0 | 142.457 | 0
2025_11_08 Hr 22 | 0 | 0 | 0 | 3.5474 | 3.5621 | 3.5609 | 3.8089 | 3.8089 | 3.8089 | 63.5855 | -14.5 | 0.1104 | 65 | 0 | 91.3864 | 91.3864 | 281.7479 | 0 | 0.00615 | 0.074 | 0.02596 | 0 | 0 | 0 | 0 | 0 | 0 | 0.0705 | 0.2574 | 46.06 | 7.2612 | 244.0449 | 0 | 0 | 0 | 0 | 14.8535 | 36.0401 | 0 | 0 | -9.0853 | 0.8541 | 12.535 | 0 | -1 | -4.2 | 13.5114 | 0 | 0 | 17.3829 | 17.3829 | 17.3829 | 17.3829 | 20.2127 | 38.7504 | 0 | 0 | 0 | 0 | 0 | 0 | 0 | 0 | 0 | 0 | 0 | 0 | 0 | 0 | 0 | -50 | 0 | 0 | 9.1428 | 0 | -432.0618 | 15.8132 | 0 | 73.4131 | 69.0439 | 135.924 | 1174.88 | 30.2135 | 55.0328 | 0 | 0.5292 | 0 | 8.626 | 3.074 | 0 | 1041.7 | 379.3868 | -503.4818 | 9.0268 | 6.38 | -1.72 | 13.7518 | 4.8933 | 2025-11-08 | 2025_11_08 Hr 22 | 84.3279 | -1.1e-05 | -1041.7 | -491.1471 | 353.6439 | 926.4411 | 239.6744 | 13.0877 | 0 | 95.1095 | 153.3298 | 105.2047 | 22.0972 | 182.7729 | 281.7479 | 0 | 7.2612 | 46.06 | 244.0449 | 0 | 142.457 | 0
2025_11_08 Hr 23 | 0 | 0 | 0 | 3.5474 | 3.5621 | 3.5609 | 3.8089 | 3.8089 | 3.8089 | 43.6296 | 0 | 0.1104 | 59 | 0 | 91.3864 | 91.3864 | 283.5925 | 0 | 0.00615 | 0.074 | 0.02596 | 0 | 0 | 0 | 0 | 0 | 0 | 0.0705 | 0.2574 | 46.06 | 7.2612 | 245.025 | 0 | 0 | 0 | 0 | 14.0571 | 34.1079 | 0 | 17.9638 | 0 | 0.8541 | 12.535 | 0 | -1 | -4.2 | 13.5114 | 0 | 0 | 11.9645 | 11.9645 | 11.9645 | 11.9645 | 13.9123 | 39.6981 | 0 | 0 | 0 | 0 | 0 | 0 | 0 | 0 | 0 | 0 | 0 | 0 | 0 | 0 | 0 | 0 | -50 | 0 | 9.1428 | 0 | -469.01 | 15.8132 | 0 | 74.1091 | 69.6985 | 129.9954 | 1128.397 | 29.4175 | 53.5829 | 0 | 0.5292 | 0 | 8.626 | 3.074 | 0 | 986.1 | 365.6688 | -525.93 | 9.0268 | 6.38 | -1.72 | 13.3895 | 4.7644 | 2025-11-08 | 2025_11_08 Hr 23 | 97.6246 | -3e-06 | -986.1 | -501.0462 | 314.7486 | 930.6164 | 228.6935 | 13.0877 | 0 | 92.3809 | 105.4001 | 116.9676 | 22.0972 | 182.7729 | 283.5925 | 0 | 7.2612 | 46.06 | 245.025 | 0 | 143.8077 | 0
2025_11_08 Hr 24 | 0 | 0 | 0 | 3.5474 | 3.5621 | 3.5609 | 3.8089 | 3.8089 | 3.8089 | 37.2645 | 0 | 0.1104 | 59 | 0 | 91.3864 | 91.3864 | 283.5925 | 0 | 0.00615 | 0.074 | 0.02596 | 0 | 0 | 0 | 0 | 0 | 0 | 0.0705 | 0.2574 | 46.06 | 7.2612 | 245.025 | 0 | 0 | 0 | 0 | 13.7282 | 33.3098 | 0 | 25.172 | 0 | 0.8541 | 12.535 | 0 | -1 | -4.2 | 13.5114 | 0 | 0 | 9.7268 | 9.7268 | 9.7268 | 9.7268 | 11.3102 | 45.7002 | 0 | 0 | 0 | 0 | 0 | 0 | 0 | 0 | 0 | 0 | 0 | 0 | 0 | 0 | 0 | 0 | -50 | 0 | 9.1428 | 0 | -493.3729 | 15.8132 | 0 | 74.1091 | 69.6985 | 133.032 | 1109.352 | 29.0888 | 52.9841 | 0 | 0.5292 | 0 | 8.626 | 3.074 | 0 | 957.8083 | 373.5771 | -550.2929 | 9.0268 | 6.38 | -1.72 | 13.2399 | 4.7111 | 2025-11-08 | 2025_11_08 Hr 24 | 97.6246 | 4.6e-05 | -957.8083 | -518.2009 | 294.5729 | 930.6164 | 237.7322 | 13.0877 | 0 | 91.254 | 87.4817 | 115.8371 | 22.0972 | 182.7729 | 283.5925 | 0 | 7.2612 | 46.06 | 245.025 | 0 | 143.8077 | 0
2025_11_09 Hr 01 | 0 | 0 | 0 | 3.5474 | 3.5621 | 3.5609 | 3.8089 | 3.8089 | 3.8089 | 36.6934 | 0 | 0.1104 | 59 | 0 | 91.3864 | 91.3864 | 283.5925 | 0 | 0.00615 | 0.074 | 0.02596 | 0 | 0 | 0 | 0 | 0 | 0 | 0.0705 | 0.2574 | 46.06 | 7.2612 | 245.025 | 0 | 0 | 0 | 0 | 13.2722 | 32.1923 | 0 | 25.2152 | 0 | 0.8541 | 12.542 | 0 | -1 | -4.2 | 13.5331 | 0 | 0 | 6.1749 | 6.1749 | 6.1749 | 6.1749 | 7.1801 | 47.7009 | 0 | 0 | 0 | 0 | 0 | 0 | 0 | 0 | 0 | 0 | 0 | 0 | 0 | 0 | 0 | 0 | -50 | 0 | 9.1579 | 0 | -509.9738 | 15.7612 | 0 | 74.1091 | 69.6985 | 136.5024 | 1088.91 | 28.1212 | 51.2409 | 0 | 0.5292 | 0 | 8.626 | 3.074 | 0 | 923.1 | 375.8686 | -566.8938 | 9.0231 | 6.38 | -1.72 | 12.9777 | 4.5567 | 2025-11-09 | 2025_11_09 Hr 01 | 91.1946 | 8e-06 | -923.1 | -534.7586 | 270.9512 | 930.6164 | 243.2033 | 13.0877 | 0 | 89.7207 | 68.5729 | 112.6576 | 22.0972 | 182.7729 | 283.5925 | 0 | 7.2612 | 46.06 | 245.025 | 0 | 143.8077 | 0
2025_11_09 Hr 02 | 0 | 0 | 0 | 3.5474 | 3.5621 | 3.5609 | 3.8089 | 3.8089 | 3.8089 | 36.6934 | 0 | 0.1104 | 69 | 0 | 91.3864 | 91.3864 | 283.5925 | 0 | 0.00615 | 0.074 | 0.02596 | 0 | 0 | 0 | 0 | 0 | 0 | 0.0705 | 0.2574 | 46.06 | 7.2612 | 245.025 | 0 | 0 | 0 | 0 | 13.336 | 32.347 | 0 | 1.0723 | -7.7015 | 0.8541 | 12.542 | 0 | -1 | -4.2 | 13.5331 | 0 | 0 | 6.6004 | 6.6004 | 6.6004 | 6.6004 | 7.6748 | 47.7009 | 0 | 0 | 0 | 0 | 0 | 0 | 0 | 0 | 0 | 0 | 0 | 0 | 0 | 0 | 0 | 0 | -50 | 0 | 9.1579 | 0 | -504.8171 | 15.7612 | 0 | 74.1091 | 69.6985 | 140.5512 | 1091.325 | 28.1837 | 51.3547 | 0 | 0.5292 | 0 | 8.626 | 3.074 | 0 | 913.0917 | 390.1327 | -561.7371 | 9.0231 | 6.38 | -1.72 | 13.0066 | 4.5668 | 2025-11-09 | 2025_11_09 Hr 02 | 88.3396 | -2.8e-05 | -913.0917 | -561.4463 | 273.5818 | 930.6164 | 257.2521 | 13.0877 | 0 | 89.9392 | 70.7697 | 112.8729 | 22.0972 | 182.7729 | 283.5925 | 0 | 7.2612 | 46.06 | 245.025 | 0 | 143.8077 | 0
2025_11_09 Hr 03 | 0 | 0 | 0 | 3.5474 | 3.5621 | 3.5609 | 3.8089 | 3.8089 | 3.8089 | 36.6934 | 0 | 0.1104 | 78 | 0 | 91.3864 | 91.3864 | 283.5925 | 0 | 0.00615 | 0.074 | 0.02596 | 0 | 0 | 0 | 0 | 0 | 0 | 0.0705 | 0.2574 | 46.06 | 7.2612 | 245.025 | 0 | 0 | 0 | 0 | 13.4574 | 32.6414 | 0 | 17.7252 | 0 | 0.8541 | 12.542 | 0 | -1 | -4.2 | 13.5331 | 0 | 0 | 7.4098 | 7.4098 | 7.4098 | 7.4098 | 8.6161 | 42.7518 | 0 | 0 | 0 | 0 | 0 | 0 | 0 | 0 | 0 | 0 | 0 | 0 | 0 | 0 | 0 | 0 | -50 | 0 | 9.1579 | 0 | -521.9578 | 15.7612 | 0 | 74.1091 | 69.6985 | 112.4988 | 1095.92 | 28.3025 | 51.5713 | 0 | 0.5292 | 0 | 8.626 | 3.074 | 0 | 901.3083 | 366.5408 | -578.8778 | 9.0231 | 6.38 | -1.72 | 13.0614 | 4.586 | 2025-11-09 | 2025_11_09 Hr 03 | 87.8252 | 4.2e-05 | -901.3083 | -554.2326 | 278.5862 | 930.6164 | 233.2506 | 13.0877 | 0 | 90.3549 | 74.9488 | 113.2825 | 22.0972 | 182.7729 | 283.5925 | 0 | 7.2612 | 46.06 | 245.025 | 0 | 143.8077 | 0
2025_11_09 Hr 04 | 0 | 0 | 0 | 3.5474 | 3.5621 | 3.5609 | 3.8089 | 3.8089 | 3.8089 | 36.6934 | 0 | 0.1104 | 88 | 0 | 91.3864 | 91.3864 | 283.5925 | 0 | 0.00615 | 0.074 | 0.02596 | 0 | 0 | 0 | 0 | 0 | 0 | 0.0705 | 0.2574 | 46.06 | 7.2612 | 245.025 | 0 | 0 | 0 | 0 | 13.3796 | 32.4527 | 0 | 16.0579 | 0 | 0.8541 | 12.542 | 0 | -1 | -4.2 | 13.5331 | 0 | 0 | 6.8909 | 6.8909 | 6.8909 | 6.8909 | 8.0127 | 42.7518 | 0 | 0 | 0 | 0 | 0 | 0 | 0 | 0 | 0 | 0 | 0 | 0 | 0 | 0 | 0 | 0 | -50 | 0 | 9.1579 | 0 | -511.8205 | 15.7612 | 0 | 74.1091 | 69.6985 | 109.0284 | 1092.975 | 28.2263 | 51.4325 | 0 | 0.5292 | 0 | 8.626 | 3.074 | 0 | 913.1 | 372.8078 | -568.7405 | 9.0231 | 6.38 | -1.72 | 13.0262 | 4.5737 | 2025-11-09 | 2025_11_09 Hr 04 | 87.1758 | 3e-06 | -913.1 | -545.7626 | 275.3782 | 930.6164 | 239.7802 | 13.0877 | 0 | 90.0885 | 72.2699 | 113.0199 | 22.0972 | 182.7729 | 283.5925 | 0 | 7.2612 | 46.06 | 245.025 | 0 | 143.8077 | 0
2025_11_09 Hr 05 | 0 | 0 | 0 | 3.5474 | 3.5621 | 3.5609 | 3.8089 | 3.8089 | 3.8089 | 36.6934 | 0 | 0.1104 | 92 | 0 | 91.3864 | 91.3864 | 283.5925 | 0 | 0.00615 | 0.074 | 0.02596 | 0 | 0 | 0 | 0 | 0 | 0 | 0.0705 | 0.2574 | 46.06 | 7.2612 | 245.025 | 0 | 0 | 0 | 0 | 13.5383 | 32.8376 | 0 | 9.6635 | -1.5599 | 0.8541 | 12.542 | 0 | -1 | -4.2 | 13.5331 | 0 | 0 | 7.9495 | 7.9495 | 7.9495 | 7.9495 | 9.2436 | 45.7002 | 0 | 0 | 0 | 0 | 0 | 0 | 0 | 0 | 0 | 0 | 0 | 0 | 0 | 0 | 0 | 0 | -50 | 0 | 9.1579 | 0 | -505.4641 | 15.7612 | 0 | 74.1091 | 69.6985 | 103.5336 | 1098.983 | 28.3818 | 51.7157 | 0 | 0.5292 | 0 | 8.626 | 3.074 | 0 | 919.5 | 374.7971 | -562.3841 | 9.0231 | 6.38 | -1.72 | 13.098 | 4.5989 | 2025-11-09 | 2025_11_09 Hr 05 | 91.1238 | 4e-06 | -919.5 | -547.3605 | 281.9226 | 930.6164 | 241.2338 | 13.0877 | 0 | 90.6321 | 77.7349 | 113.5556 | 22.0972 | 182.7729 | 283.5925 | 0 | 7.2612 | 46.06 | 245.025 | 0 | 143.8077 | 0
2025_11_09 Hr 06 | 0 | 0 | 0 | 3.5474 | 3.5621 | 3.5609 | 3.8089 | 3.8089 | 3.8089 | 37.1638 | 0 | 0.1104 | 91 | 0 | 91.3864 | 91.3864 | 283.5925 | 0 | 0.00615 | 0.074 | 0.02596 | 0 | 0 | 0 | 0 | 0 | 0 | 0.0705 | 0.2574 | 46.06 | 7.2612 | 245.025 | 0 | 0 | 0 | 0 | 13.8805 | 33.6678 | 0 | 36.4866 | 0 | 0.8541 | 12.542 | 0 | -1 | -4.2 | 13.5331 | 0 | 0 | 10.2326 | 10.2326 | 10.2326 | 10.2326 | 11.8984 | 33.8013 | 0 | 0 | 0 | 0 | 0 | 0 | 0 | 0 | 0 | 0 | 0 | 0 | 0 | 0 | 0 | 0 | -50 | 0 | 9.1579 | 0 | -491.5198 | 15.7612 | 0 | 74.1091 | 69.6985 | 90.5196 | 1112.414 | 28.7171 | 52.3267 | 0 | 0.5292 | 0 | 8.626 | 3.074 | 0 | 950.5 | 350.0395 | -548.4398 | 9.0231 | 6.38 | -1.72 | 13.2527 | 4.6532 | 2025-11-09 | 2025_11_09 Hr 06 | 91.9855 | 1.8e-05 | -950.5 | -505.0332 | 296.5082 | 930.6164 | 215.3209 | 13.0877 | 0 | 91.8045 | 89.9928 | 114.7109 | 22.0972 | 182.7729 | 283.5925 | 0 | 7.2612 | 46.06 | 245.025 | 0 | 143.8077 | 0
2025_11_09 Hr 07 | 0 | 0 | 0 | 3.5474 | 3.5621 | 3.5609 | 3.8089 | 3.8089 | 3.8089 | 46.2238 | 0 | 0.1104 | 92 | 0 | 91.3864 | 91.3864 | 281.7479 | 0 | 0.00615 | 0.074 | 0.02596 | 0 | 0 | 0 | 0 | 0 | 0 | 0.0705 | 0.2574 | 46.06 | 7.2612 | 244.0449 | 0 | 0 | 0 | 0 | 14.3488 | 34.8036 | 0 | 0 | -22.8681 | 0.8541 | 12.542 | 0 | -1 | -4.2 | 13.5331 | 0 | 0 | 13.3564 | 13.3564 | 13.3564 | 13.3564 | 15.5307 | 31.8006 | 0 | 0 | 0 | 0 | 0 | 0 | 0 | 0 | 0 | 0 | 0 | 0 | 0 | 0 | 0 | 0 | -50 | 0 | 9.1579 | 0 | -425.3623 | 15.7612 | 0 | 73.4131 | 69.0439 | 107.004 | 1135.03 | 29.1758 | 53.1626 | 0 | 0.5292 | 0 | 8.626 | 3.074 | 0 | 996.9833 | 367.1039 | -482.2823 | 9.0231 | 6.38 | -1.72 | 13.4644 | 4.7275 | 2025-11-09 | 2025_11_09 Hr 07 | 91.5079 | 3e-06 | -996.9833 | -498.2303 | 324.8803 | 926.4411 | 230.8046 | 13.0877 | 0 | 93.4086 | 115.18 | 116.2916 | 22.0972 | 182.7729 | 281.7479 | 0 | 7.2612 | 46.06 | 244.0449 | 0 | 142.457 | 0
2025_11_09 Hr 08 | 2.5887 | 0 | 0 | 3.5474 | 3.5621 | 3.5609 | 3.8089 | 3.8089 | 3.8089 | 70.9657 | 0 | 0.1104 | 91 | 0 | 91.3864 | 91.3864 | 281.7479 | 0 | 0.00615 | 0.074 | 0.02596 | 0 | 0 | 0 | 0 | 0 | 0 | 0.0705 | 0.2574 | 46.06 | 7.2612 | 244.0449 | 0 | 0 | 0 | 0 | 15.3554 | 37.2451 | 0 | 0 | -19.2345 | 0.8541 | 12.542 | 0 | -1 | -4.2 | 13.5331 | 0 | 0 | 20.0709 | 20.0709 | 20.0709 | 20.0709 | 23.3382 | 33.8013 | 0 | 0 | 0 | 0 | 0 | 0 | 0 | 0 | 0 | 0 | 0 | 0 | 0 | 0 | 0 | 0 | -50 | 0 | 9.1579 | 0 | -410.7035 | 15.7612 | 0 | 73.4131 | 69.0439 | 68.9742 | 1197.885 | 30.1619 | 54.9594 | 0 | 0.5292 | -2.5887 | 8.626 | 3.074 | 0 | 1044.5 | 336.0612 | -470.2122 | 9.0231 | 6.38 | -1.72 | 13.9195 | 4.8873 | 2025-11-09 | 2025_11_09 Hr 08 | 85.4573 | -1.4e-05 | -1044.5 | -479.938 | 391.1337 | 926.4411 | 193.7755 | 13.0877 | 0 | 96.8567 | 174.5875 | 119.6894 | 22.0972 | 182.7729 | 281.7479 | 0 | 7.2612 | 46.06 | 244.0449 | 0 | 142.457 | 0
2025_11_09 Hr 09 | 7.7792 | 0.000135 | 0.003807 | 3.5474 | 3.5621 | 3.5609 | 3.8089 | 3.8089 | 3.8089 | 89.2831 | 0 | 0.1104 | 91 | 0 | 91.3864 | 91.3864 | 281.7479 | 0 | 0.00615 | 0.074 | 0.02596 | 0 | 0 | 0 | 0 | 0 | 0 | 0.0705 | 0.2574 | 46.06 | 7.2612 | 244.0449 | 0 | 0 | 0 | 0 | 16.1006 | 39.0527 | 0 | 0.073525 | -17.7833 | 0.8541 | 12.542 | 0 | -1 | -4.2 | 13.5331 | 0 | 0 | 25.0419 | 25.0419 | 25.0419 | 25.0419 | 29.1185 | 28.8522 | 0 | 0 | 0 | 0 | 0 | 0 | 0 | 0 | 0 | 0 | 0 | 0 | 0 | 0 | 0 | 0 | -50 | 0 | 9.1579 | 0 | -406.9138 | 15.7612 | 0 | 73.4131 | 69.0439 | 61.455 | 1244.424 | 30.892 | 56.2897 | 0 | 0.5292 | -7.7792 | 8.626 | 3.074 | 0 | 1086.4 | 331.2992 | -471.613 | 9.0231 | 6.38 | -1.72 | 14.2564 | 5.0056 | 2025-11-09 | 2025_11_09 Hr 09 | 81.9336 | -2.396e-05 | -1086.4 | -474.6236 | 440.1837 | 926.4411 | 181.3111 | 13.0877 | 0 | 99.4095 | 218.5693 | 122.2049 | 22.0972 | 182.7729 | 281.7479 | 0 | 7.2612 | 46.06 | 244.0449 | 0 | 142.457 | 0
2025_11_09 Hr 10 | 9.8488 | 0.003615 | 0.10194 | 3.5474 | 3.5621 | 3.5609 | 3.8089 | 3.8089 | 3.8089 | 94.2545 | 0 | 0.1104 | 91 | 0 | 91.3864 | 91.3864 | 281.7479 | 0 | 0.00615 | 0.074 | 0.02596 | 0 | 0 | 0 | 0 | 0 | 0 | 0.0705 | 0.2574 | 45.6683 | 7.2612 | 244.0449 | 0 | 0 | 0 | 0 | 16.3029 | 39.5432 | 0 | 0 | -37.41 | 0.8541 | 12.542 | 0 | -1 | -4.2 | 13.5331 | 0 | 0 | 26.391 | 26.391 | 26.391 | 26.391 | 30.6873 | 25.7985 | 0 | 0 | 0 | 0 | 0 | 0 | 0 | 0 | 0 | 0 | 0 | 0 | 0 | 0 | 0 | 0 | -50 | 0 | 9.1579 | 0 | -349.0876 | 15.7612 | 0 | 73.4131 | 69.0439 | 74.469 | 1256.76 | 31.0901 | 56.6507 | 0 | 0.5292 | -9.8488 | 8.626 | 3.074 | 0 | 1147.508 | 344.0152 | -415.8564 | 9.0231 | 6.38 | -1.72 | 14.3479 | 5.0377 | 2025-11-09 | 2025_11_09 Hr 10 | 80.7054 | 0.000322 | -1147.508 | -436.4977 | 453.4958 | 926.0494 | 191.3731 | 13.0877 | 0 | 100.1023 | 230.5059 | 122.8876 | 22.0972 | 182.7729 | 281.7479 | 0 | 7.2612 | 45.6683 | 244.0449 | 0 | 142.457 | 0
2025_11_09 Hr 11 | 8.3 | 0.00504 | 0.14213 | 3.5474 | 3.5621 | 3.5609 | 3.8089 | 3.8089 | 3.8089 | 95.9753 | 0 | 0.1104 | 91 | 0 | 91.3864 | 91.3864 | 281.7479 | 0 | 0.00615 | 0.074 | 0.02596 | 0 | 0 | 0 | 0 | 0 | 0 | 0.0705 | 0.2574 | 46.06 | 7.2612 | 244.0449 | 0 | 0 | 0 | 0 | 16.3729 | 39.713 | 0 | 0 | -34.6237 | 0.8541 | 12.542 | 0 | -1 | -4.2 | 13.5331 | 0 | 0 | 26.8581 | 26.8581 | 26.8581 | 26.8581 | 31.2303 | 24.8508 | 0 | 0 | 0 | 0 | 0 | 0 | 0 | 0 | 0 | 0 | 0 | 0 | 0 | 0 | 0 | 0 | -50 | 0 | 9.1579 | 0 | -367.5432 | 15.7612 | 0 | 73.4131 | 69.0439 | 72.4446 | 1261.563 | 31.1587 | 56.7757 | 0 | 0.5292 | -8.3 | 8.626 | 3.074 | 0 | 1133.908 | 339.732 | -432.7632 | 9.0231 | 6.38 | -1.72 | 14.3795 | 5.0488 | 2025-11-09 | 2025_11_09 Hr 11 | 86.4603 | 0.000325 | -1133.908 | -452.1669 | 458.1038 | 926.4411 | 188.4426 | 13.0877 | 0 | 100.3421 | 234.6378 | 123.1239 | 22.0972 | 182.7729 | 281.7479 | 0 | 7.2612 | 46.06 | 244.0449 | 0 | 142.457 | 0
2025_11_09 Hr 12 | 9.3314 | 0.00564 | 0.15905 | 3.5474 | 3.5621 | 3.5609 | 3.8089 | 3.8089 | 3.8089 | 93.222 | 0 | 0.1104 | 90 | 0 | 91.3864 | 91.3864 | 281.7479 | 0 | 0.00615 | 0.074 | 0.02596 | 0 | 0 | 0 | 0 | 0 | 0 | 0.0705 | 0.2574 | 46.06 | 7.2612 | 244.0449 | 0 | 0 | 0 | 0 | 16.2609 | 39.4413 | 0 | 0 | -37.0432 | 0.8541 | 12.542 | 0 | -1 | -4.2 | 13.5331 | 0 | 0 | 26.1108 | 26.1108 | 26.1108 | 26.1108 | 30.3615 | 22.8501 | 0 | 0 | 0 | 0 | 0 | 0 | 0 | 0 | 0 | 0 | 0 | 0 | 0 | 0 | 0 | 0 | -50 | 0 | 9.1579 | 0 | -344.8076 | 15.7612 | 0 | 73.4131 | 69.0439 | 76.0596 | 1254.585 | 31.049 | 56.5757 | 0 | 0.5292 | -9.3314 | 8.626 | 3.074 | 0 | 1147.483 | 341.0003 | -411.0591 | 9.0231 | 6.38 | -1.72 | 14.3289 | 5.0311 | 2025-11-09 | 2025_11_09 Hr 12 | 84.6342 | 0.000334 | -1147.483 | -431.8508 | 450.731 | 926.4411 | 189.0744 | 13.0877 | 0 | 99.9584 | 228.0268 | 122.7458 | 22.0972 | 182.7729 | 281.7479 | 0 | 7.2612 | 46.06 | 244.0449 | 0 | 142.457 | 0
2025_11_09 Hr 13 | 7.7809 | 0.008265 | 0.23307 | 3.5474 | 3.5621 | 3.5609 | 3.8089 | 3.8089 | 3.8089 | 86.9887 | 0 | 0.1104 | 89 | 0 | 91.3864 | 91.3864 | 281.7479 | 0 | 0.00615 | 0.074 | 0.02596 | 0 | 0 | 0 | 0 | 0 | 0 | 0.0705 | 0.2574 | 46.06 | 7.2612 | 244.0449 | 0 | 0 | 0 | 0 | 16.0073 | 38.8263 | 0 | 0 | -24.5942 | 0.8541 | 12.542 | 0 | -1 | -4.2 | 13.5331 | 0 | 0 | 24.4193 | 24.4193 | 24.4193 | 24.4193 | 28.3945 | 19.9017 | 0 | 0 | 0 | 0 | 0 | 0 | 0 | 0 | 0 | 0 | 0 | 0 | 0 | 0 | 0 | 0 | -50 | 0 | 9.1579 | 0 | -344.1779 | 15.7612 | 0 | 73.4131 | 69.0439 | 74.469 | 1238.824 | 30.8005 | 56.123 | 0 | 0.5292 | -7.7809 | 8.626 | 3.074 | 0 | 1138.408 | 333.0573 | -408.8788 | 9.0231 | 6.38 | -1.72 | 14.2142 | 4.9908 | 2025-11-09 | 2025_11_09 Hr 13 | 83.35 | 0.00032 | -1138.408 | -418.7721 | 434.0396 | 926.4411 | 183.612 | 13.0877 | 0 | 99.0897 | 213.0601 | 121.8898 | 22.0972 | 182.7729 | 281.7479 | 0 | 7.2612 | 46.06 | 244.0449 | 0 | 142.457 | 0
2025_11_09 Hr 14 | 5.1674 | 0.011745 | 0.33121 | 3.5474 | 3.5621 | 3.5609 | 3.8089 | 3.8089 | 3.8089 | 77.046 | 0 | 0.1104 | 88 | 0 | 91.3864 | 91.3864 | 281.7479 | 0 | 0.00615 | 0.074 | 0.02596 | 0 | 0 | 0 | 0 | 0 | 0 | 0.0705 | 0.2574 | 45.9947 | 7.2612 | 244.0449 | 0 | 0 | 0 | 0 | 15.6028 | 37.8451 | 0 | 0 | -14.6866 | 0.8541 | 12.542 | 0 | -1 | -4.2 | 13.5331 | 0 | 0 | 21.721 | 21.721 | 21.721 | 21.721 | 25.257 | 19.9017 | 0 | 0 | 0 | 0 | 0 | 0 | 0 | 0 | 0 | 0 | 0 | 0 | 0 | 0 | 0 | 0 | -50 | 0 | 9.1579 | 0 | -339.6631 | 15.7612 | 0 | 73.4131 | 69.0439 | 78.5178 | 1213.598 | 30.4043 | 55.401 | 0 | 0.5292 | -5.1674 | 8.626 | 3.074 | 0 | 1129.292 | 332.1307 | -401.7505 | 9.0231 | 6.38 | -1.72 | 14.0313 | 4.9266 | 2025-11-09 | 2025_11_09 Hr 14 | 84.3274 | -0.000374 | -1129.292 | -404.3497 | 407.4154 | 926.3758 | 186.7625 | 13.0877 | 0 | 97.7041 | 189.1869 | 120.5244 | 22.0972 | 182.7729 | 281.7479 | 0 | 7.2612 | 45.9947 | 244.0449 | 0 | 142.457 | 0
2025_11_09 Hr 15 | 2.5887 | 0.011535 | 0.32529 | 3.5474 | 3.5621 | 3.5609 | 3.8089 | 3.8089 | 3.8089 | 78.4227 | 0 | 0.1104 | 90 | 0 | 91.3864 | 91.3864 | 281.7479 | 0 | 0.00615 | 0.074 | 0.02596 | 0 | 0 | 0 | 0 | 0 | 0 | 0.0705 | 0.2574 | 45.0812 | 7.2612 | 244.0449 | 0 | 0 | 0 | 0 | 15.6588 | 37.981 | 0 | 0 | -16.6392 | 0.8541 | 12.542 | 0 | -1 | -4.2 | 13.5331 | 0 | 0 | 22.0946 | 22.0946 | 22.0946 | 22.0946 | 25.6914 | 22.8501 | 0 | 0 | 0 | 0 | 0 | 0 | 0 | 0 | 0 | 0 | 0 | 0 | 0 | 0 | 0 | 0 | -50 | 0 | 9.1579 | 0 | -352.0216 | 15.7612 | 0 | 73.4131 | 69.0439 | 82.422 | 1216.176 | 30.4591 | 55.501 | 0 | 0.5292 | -2.5887 | 8.626 | 3.074 | 0 | 1126.6 | 338.5934 | -411.5303 | 9.0231 | 6.38 | -1.72 | 14.0567 | 4.9355 | 2025-11-09 | 2025_11_09 Hr 15 | 84.4046 | -2.5e-05 | -1126.6 | -418.6608 | 411.1018 | 925.4623 | 195.6089 | 13.0877 | 0 | 97.8959 | 192.4924 | 120.7134 | 22.0972 | 182.7729 | 281.7479 | 0 | 7.2612 | 45.0812 | 244.0449 | 0 | 142.457 | 0
2025_11_09 Hr 16 | 1.5505 | 0.0105 | 0.2961 | 3.5474 | 3.5621 | 3.5609 | 3.8089 | 3.8089 | 3.8089 | 78.4227 | 0 | 0.1104 | 86 | 0 | 91.3864 | 91.3864 | 281.7479 | 0 | 0.00615 | 0.074 | 0.02596 | 0 | 0 | 0 | 0 | 0 | 0 | 0.0705 | 0.2574 | 46.06 | 7.2612 | 244.0449 | 0 | 0 | 0 | 0 | 15.6588 | 37.981 | 0 | 0 | -45.0021 | 0.8541 | 12.542 | 0 | -1 | -4.2 | 13.5331 | 0 | 0 | 22.0946 | 22.0946 | 22.0946 | 22.0946 | 25.6914 | 25.7985 | 0 | 0 | 0 | 0 | 0 | 0 | 0 | 0 | 0 | 0 | 0 | 0 | 0 | 0 | 0 | 0 | -50 | 0 | 9.1579 | 0 | -310.0717 | 15.7612 | 0 | 73.4131 | 69.0439 | 84.4464 | 1217.126 | 30.4591 | 55.501 | 0 | 0.5292 | -1.5505 | 8.626 | 3.074 | 0 | 1142.108 | 338.5271 | -368.5422 | 9.0231 | 6.38 | -1.72 | 14.0567 | 4.9355 | 2025-11-09 | 2025_11_09 Hr 16 | 91.5612 | 0.000303 | -1142.108 | -405.0738 | 411.1018 | 926.4411 | 196.5515 | 13.0877 | 0 | 97.8959 | 192.4924 | 120.7134 | 22.0972 | 182.7729 | 281.7479 | 0 | 7.2612 | 46.06 | 244.0449 | 0 | 142.457 | 0
2025_11_09 Hr 17 | 0 | 0.00873 | 0.24619 | 3.5474 | 3.5621 | 3.5609 | 3.8089 | 3.8089 | 3.8089 | 104.1589 | 0 | 0.1104 | 81 | 0 | 91.3864 | 91.3864 | 281.7479 | 0 | 0.00615 | 0.074 | 0.02596 | 0 | 0 | 0 | 0 | 0 | 0 | 0.0705 | 0.2574 | 46.06 | 7.2612 | 244.0449 | 0 | 0 | 0 | 0 | 16.7058 | 40.5206 | 0 | 0 | -47.0664 | 0.8541 | 12.542 | 0 | -1 | -4.2 | 13.5331 | 0 | 0 | 29.0789 | 29.0789 | 29.0789 | 29.0789 | 33.8127 | 31.8006 | 0 | 0 | 0 | 0 | 0 | 0 | 0 | 0 | 0 | 0 | 0 | 0 | 0 | 0 | 0 | 0 | -50 | 0 | 9.1579 | 0 | -319.2069 | 15.7612 | 0 | 73.4131 | 69.0439 | 58.563 | 1282.457 | 31.4849 | 57.37 | 0 | 0.5292 | 0 | 8.626 | 3.074 | 0 | 1174.892 | 315.6278 | -376.1269 | 9.0231 | 6.38 | -1.72 | 14.53 | 5.1017 | 2025-11-09 | 2025_11_09 Hr 17 | 97.688 | -0.000337 | -1174.892 | -416.2733 | 480.0176 | 926.4411 | 171.6185 | 13.0877 | 0 | 101.4826 | 254.2873 | 124.2477 | 22.0972 | 182.7729 | 281.7479 | 0 | 7.2612 | 46.06 | 244.0449 | 0 | 142.457 | 0
2025_11_09 Hr 18 | 0 | 0.004365 | 0.12309 | 3.5474 | 3.5621 | 3.5609 | 3.8089 | 3.8089 | 3.8089 | 125.6885 | 0 | 0.1104 | 74 | 0 | 91.3864 | 91.3864 | 281.7479 | 0 | 0.00615 | 0.074 | 0.02596 | 0 | 0 | 0 | 0 | 0 | 0 | 0.0705 | 0.2574 | 46.06 | 7.2612 | 244.0449 | 0 | 0 | 0 | 0 | 17.5817 | 42.6451 | 0 | 0 | -35.973 | 0.8541 | 12.542 | 0 | -1 | -4.2 | 13.5331 | 0 | 0 | 34.9217 | 34.9217 | 34.9217 | 34.9217 | 40.6066 | 34.749 | 0 | 0 | 0 | 0 | 0 | 0 | 0 | 0 | 0 | 0 | 0 | 0 | 0 | 0 | 0 | 0 | -50 | 0 | 9.1579 | 0 | -346.3729 | 15.7612 | 0 | 73.4131 | 69.0439 | 58.563 | 1337.029 | 32.3429 | 58.9335 | 0 | 0.5292 | 0 | 8.626 | 3.074 | 0 | 1212.292 | 314.5284 | -403.2929 | 9.0231 | 6.38 | -1.72 | 14.926 | 5.2407 | 2025-11-09 | 2025_11_09 Hr 18 | 98.5625 | -0.000387 | -1212.292 | -432.3459 | 537.6693 | 926.4411 | 167.4395 | 13.0877 | 0 | 104.483 | 305.9819 | 127.2043 | 22.0972 | 182.7729 | 281.7479 | 0 | 7.2612 | 46.06 | 244.0449 | 0 | 142.457 | 0
2025_11_09 Hr 19 | 0 | 0.002055 | 0.057951 | 3.5474 | 3.5621 | 3.5609 | 3.8089 | 3.8089 | 3.8089 | 120.0289 | 0 | 0.1104 | 64 | 0 | 91.3864 | 91.3864 | 281.7479 | 0 | 0.00615 | 0.074 | 0.02596 | 0 | 0 | 0 | 0 | 0 | 0 | 0.0705 | 0.2574 | 46.06 | 7.2612 | 244.0449 | 0 | 0 | 0 | 0 | 17.3514 | 42.0866 | 0 | 0 | -74.0152 | 0.8541 | 12.542 | 0 | -1 | -4.2 | 13.5331 | 0 | 0 | 33.3858 | 33.3858 | 33.3858 | 33.3858 | 38.8207 | 38.7504 | 0 | 0 | 0 | 0 | 0 | 0 | 0 | 0 | 0 | 0 | 0 | 0 | 0 | 0 | 0 | 0 | -50 | 0 | 9.1579 | 0 | -355.6781 | 15.7612 | 0 | 73.4131 | 69.0439 | 91.5318 | 1322.586 | 32.1174 | 58.5225 | 0 | 0.5292 | 0 | 8.626 | 3.074 | 0 | 1176.692 | 340.7191 | -412.5981 | 9.0231 | 6.38 | -1.72 | 14.8219 | 5.2042 | 2025-11-09 | 2025_11_09 Hr 19 | 97.8809 | -0.000329 | -1176.692 | -479.6933 | 522.514 | 926.4411 | 194.3422 | 13.0877 | 0 | 103.6943 | 292.3926 | 126.4271 | 22.0972 | 182.7729 | 281.7479 | 0 | 7.2612 | 46.06 | 244.0449 | 0 | 142.457 | 0
2025_11_09 Hr 20 | 0 | 0.000105 | 0.002961 | 3.5474 | 3.5621 | 3.5609 | 3.8089 | 3.8089 | 3.8089 | 111.5011 | 0 | 0.1104 | 53 | 0 | 91.3864 | 91.3864 | 281.7479 | 0 | 0.00615 | 0.074 | 0.02596 | 0 | 0 | 0 | 0 | 0 | 0 | 0.0705 | 0.2574 | 46.06 | 7.2612 | 244.0449 | 0 | 0 | 0 | 0 | 17.0045 | 41.2451 | 0 | 0 | -62.2697 | 0.8541 | 12.542 | 0 | -1 | -4.2 | 13.5331 | 0 | 0 | 31.0715 | 31.0715 | 31.0715 | 31.0715 | 36.1296 | 33.8013 | 0 | 0 | 0 | 0 | 0 | 0 | 0 | 0 | 0 | 0 | 0 | 0 | 0 | 0 | 0 | 0 | -50 | 0 | 9.1579 | 0 | -344.0965 | 15.7612 | 0 | 73.4131 | 69.0439 | 81.5544 | 1300.867 | 31.7775 | 57.9032 | 0 | 0.5292 | 0 | 8.626 | 3.074 | 0 | 1151.2 | 313.6195 | -401.0165 | 9.0231 | 6.38 | -1.72 | 14.6651 | 5.1491 | 2025-11-09 | 2025_11_09 Hr 20 | 97.0321 | -6.1e-05 | -1151.2 | -456.3662 | 499.6785 | 926.4411 | 168.3588 | 13.0877 | 0 | 102.5058 | 271.9167 | 125.256 | 22.0972 | 182.7729 | 281.7479 | 0 | 7.2612 | 46.06 | 244.0449 | 0 | 142.457 | 0
2025_11_09 Hr 21 | 0 | 0 | 0 | 3.5474 | 3.5621 | 3.5609 | 3.8089 | 3.8089 | 3.8089 | 103.0499 | 0 | 0.1104 | 46 | 0 | 91.3864 | 91.3864 | 281.7479 | 0 | 0.00615 | 0.074 | 0.02596 | 0 | 0 | 0 | 0 | 0 | 0 | 0.0705 | 0.2574 | 46.06 | 7.2612 | 244.0449 | 0 | 0 | 0 | 0 | 16.6607 | 40.4111 | 0 | 0 | -47.3753 | 0.8541 | 12.542 | 0 | -1 | -4.2 | 13.5331 | 0 | 0 | 28.778 | 28.778 | 28.778 | 28.778 | 33.4628 | 39.6981 | 0 | 0 | 0 | 0 | 0 | 0 | 0 | 0 | 0 | 0 | 0 | 0 | 0 | 0 | 0 | 0 | -50 | 0 | 9.1579 | 0 | -346.9431 | 15.7612 | 0 | 73.4131 | 69.0439 | 74.0352 | 1279.394 | 31.4407 | 57.2895 | 0 | 0.5292 | 0 | 8.626 | 3.074 | 0 | 1131.992 | 303.8364 | -403.8631 | 9.0231 | 6.38 | -1.72 | 14.5096 | 5.0945 | 2025-11-09 | 2025_11_09 Hr 21 | 87.5221 | -0.000345 | -1131.992 | -444.3184 | 477.048 | 926.4411 | 159.7333 | 13.0877 | 0 | 101.328 | 251.6245 | 124.0954 | 22.0972 | 182.7729 | 281.7479 | 0 | 7.2612 | 46.06 | 244.0449 | 0 | 142.457 | 0
2025_11_09 Hr 22 | 0 | 0 | 0 | 3.5474 | 3.5621 | 3.5609 | 3.8089 | 3.8089 | 3.8089 | 96.6636 | 0 | 0.1104 | 31 | 0 | 91.3864 | 91.3864 | 281.7479 | 0 | 0.00615 | 0.074 | 0.02596 | 0 | 0 | 0 | 0 | 0 | 0 | 0.0705 | 0.2574 | 46.06 | 7.2612 | 244.0449 | 0 | 0 | 0 | 0 | 16.4009 | 39.781 | 0 | 0 | -38.4302 | 0.8541 | 12.542 | 0 | -1 | -4.2 | 13.5331 | 0 | 0 | 27.0449 | 27.0449 | 27.0449 | 27.0449 | 31.4475 | 50.6493 | 0 | 0 | 0 | 0 | 0 | 0 | 0 | 0 | 0 | 0 | 0 | 0 | 0 | 0 | 0 | 0 | -50 | 0 | 9.1579 | 0 | -411.1141 | 15.7612 | 0 | 73.4131 | 69.0439 | 72.0108 | 1263.17 | 31.1861 | 56.8257 | 0 | 0.5292 | 0 | 8.626 | 3.074 | 0 | 1053.592 | 296.8862 | -468.0341 | 9.0231 | 6.38 | -1.72 | 14.3922 | 5.0533 | 2025-11-09 | 2025_11_09 Hr 22 | 85.9145 | -0.000347 | -1053.592 | -499.5443 | 459.947 | 926.4411 | 153.6601 | 13.0877 | 0 | 100.438 | 236.2906 | 123.2184 | 22.0972 | 182.7729 | 281.7479 | 0 | 7.2612 | 46.06 | 244.0449 | 0 | 142.457 | 0
2025_11_09 Hr 23 | 0 | 0 | 0 | 3.5474 | 3.5621 | 3.5609 | 3.8089 | 3.8089 | 3.8089 | 72.0365 | 0 | 0.1104 | 26 | 0 | 91.3864 | 91.3864 | 283.5925 | 0 | 0.00615 | 0.074 | 0.02596 | 0 | 0 | 0 | 0 | 0 | 0 | 0.0705 | 0.2574 | 46.06 | 7.2612 | 245.025 | 0 | 0 | 0 | 0 | 15.399 | 37.3508 | 0 | 0 | -16.9378 | 0.8541 | 12.542 | 0 | -1 | -4.2 | 13.5331 | 0 | 0 | 20.3615 | 20.3615 | 20.3615 | 20.3615 | 23.6761 | 47.7009 | 0 | 0 | 0 | 0 | 0 | 0 | 0 | 0 | 0 | 0 | 0 | 0 | 0 | 0 | 0 | 0 | -50 | 0 | 9.1579 | 0 | -421.7044 | 15.7612 | 0 | 74.1091 | 69.6985 | 72.4446 | 1204.781 | 30.2046 | 55.0372 | 0 | 0.5292 | 0 | 8.626 | 3.074 | 0 | 995.2083 | 285.9896 | -478.6244 | 9.0231 | 6.38 | -1.72 | 13.9392 | 4.8942 | 2025-11-09 | 2025_11_09 Hr 23 | 97.3867 | 5.1e-05 | -995.2083 | -488.6422 | 394.0009 | 930.6164 | 146.1455 | 13.0877 | 0 | 97.0059 | 177.1585 | 119.8364 | 22.0972 | 182.7729 | 283.5925 | 0 | 7.2612 | 46.06 | 245.025 | 0 | 143.8077 | 0
2025_11_09 Hr 24 | 0 | 0 | 0 | 3.5474 | 3.5621 | 3.5609 | 3.8089 | 3.8089 | 3.8089 | 56.3194 | 0 | 0.1104 | 20 | 0 | 91.3864 | 91.3864 | 283.5925 | 0 | 0.00615 | 0.074 | 0.02596 | 0 | 0 | 0 | 0 | 0 | 0 | 0.0705 | 0.2574 | 46.06 | 7.2612 | 245.025 | 0 | 0 | 0 | 0 | 14.7596 | 35.7998 | 0 | 2.1044 | -1.2095 | 0.8541 | 12.542 | 0 | -1 | -4.2 | 13.5331 | 0 | 0 | 16.0962 | 16.0962 | 16.0962 | 16.0962 | 18.7165 | 51.7023 | 0 | 0 | 0 | 0 | 0 | 0 | 0 | 0 | 0 | 0 | 0 | 0 | 0 | 0 | 0 | 0 | -50 | 0 | 9.1579 | 0 | -443.76 | 15.7612 | 0 | 74.1091 | 69.6985 | 72.4446 | 1164.853 | 29.5782 | 53.8958 | 0 | 0.5292 | 0 | 8.626 | 3.074 | 0 | 946.9 | 281.8326 | -500.68 | 9.0231 | 6.38 | -1.72 | 13.6501 | 4.7927 | 2025-11-09 | 2025_11_09 Hr 24 | 100.4731 | 3.4e-05 | -946.9 | -492.8651 | 351.9141 | 930.6164 | 144.1469 | 13.0877 | 0 | 94.8156 | 139.4205 | 117.678 | 22.0972 | 182.7729 | 283.5925 | 0 | 7.2612 | 46.06 | 245.025 | 0 | 143.8077 | 0
2025_11_10 Hr 01 | 0 | 0 | 0 | 3.5474 | 3.5621 | 3.5609 | 3.8089 | 3.8089 | 3.8089 | 36.6934 | 0 | 0.1104 | 15 | 0 | 91.3864 | 91.3864 | 283.5925 | 0 | 0.00615 | 0.074 | 0.02596 | 0 | 0 | 0 | 0 | 0 | 0 | 0.0705 | 0.2574 | 46.06 | 7.2612 | 245.025 | 0 | 0 | 0 | 0 | 12.7257 | 30.856 | 0 | 30.925 | 0 | 0.8541 | 12.549 | 0 | -1 | -4.2 | 13.5549 | 0 | 0 | 2.4607 | 2.4607 | 2.4607 | 2.4607 | 2.8612 | 59.5998 | 0 | 0 | 0 | 0 | 0 | 0 | 0 | 0 | 0 | 0 | 0 | 0 | 0 | 0 | 0 | 0 | -50 | 0 | 9.173 | 0 | -412.5625 | 17.6355 | 0 | 74.1091 | 69.6985 | 73.4568 | 1067.892 | 30.7771 | 56.1013 | 0 | 0.5292 | 0 | 8.626 | 3.074 | 0 | 921.3 | 291.9657 | -469.4825 | 9.0194 | 6.38 | -1.72 | 14.3979 | 4.9894 | 2025-11-10 | 2025_11_10 Hr 01 | 97.0318 | 6e-06 | -921.3 | -431.6375 | 261.1768 | 930.6164 | 148.0566 | 13.0877 | 0 | 87.8781 | 49.3973 | 123.9014 | 22.0972 | 182.7729 | 283.5925 | 0 | 7.2612 | 46.06 | 245.025 | 0 | 143.8077 | 0
2025_11_10 Hr 02 | 0 | 0 | 0 | 3.5474 | 3.5621 | 3.5609 | 3.8089 | 3.8089 | 3.8089 | 36.6934 | 0 | 0.1104 | 15 | 0 | 91.3864 | 91.3864 | 283.5925 | 0 | 0.00615 | 0.074 | 0.02596 | 0 | 0 | 0 | 0 | 0 | 0 | 0.0705 | 0.2574 | 46.06 | 7.2612 | 245.025 | 0 | 0 | 0 | 0 | 12.8992 | 31.2768 | 0 | 30.7249 | 0 | 0.8541 | 12.549 | 0 | -1 | -4.2 | 13.5549 | 0 | 0 | 3.7497 | 3.7497 | 3.7497 | 3.7497 | 4.3602 | 50.6493 | 0 | 0 | 0 | 0 | 0 | 0 | 0 | 0 | 0 | 0 | 0 | 0 | 0 | 0 | 0 | 0 | -50 | 0 | 9.173 | 0 | -434.9109 | 17.6355 | 0 | 74.1091 | 69.6985 | 72.4446 | 1075.141 | 30.9664 | 56.4463 | 0 | 0.5292 | 0 | 8.626 | 3.074 | 0 | 896.6917 | 282.6564 | -491.8309 | 9.0194 | 6.38 | -1.72 | 14.4864 | 5.0201 | 2025-11-10 | 2025_11_10 Hr 02 | 93.7139 | -2.8e-05 | -896.6917 | -454.186 | 269.0797 | 930.6164 | 138.0939 | 13.0877 | 0 | 88.4724 | 56.0525 | 124.5548 | 22.0972 | 182.7729 | 283.5925 | 0 | 7.2612 | 46.06 | 245.025 | 0 | 143.8077 | 0
2025_11_10 Hr 03 | 0 | 0 | 0 | 3.5474 | 3.5621 | 3.5609 | 3.8089 | 3.8089 | 3.8089 | 36.6934 | 0 | 0.1104 | 16 | 0 | 91.3864 | 91.3864 | 283.5925 | 0 | 0.00615 | 0.074 | 0.02596 | 0 | 0 | 0 | 0 | 0 | 0 | 0.0705 | 0.2574 | 46.06 | 7.2612 | 245.025 | 0 | 0 | 0 | 0 | 12.8544 | 31.1682 | 0 | 31.2011 | 0 | 0.8541 | 12.549 | 0 | -1 | -4.2 | 13.5549 | 0 | 0 | 3.4171 | 3.4171 | 3.4171 | 3.4171 | 3.9733 | 48.6486 | 0 | 0 | 0 | 0 | 0 | 0 | 0 | 0 | 0 | 0 | 0 | 0 | 0 | 0 | 0 | 0 | -50 | 0 | 9.173 | 0 | -435.9181 | 17.6355 | 0 | 74.1091 | 69.6985 | 71.4324 | 1073.271 | 30.9175 | 56.3573 | 0 | 0.5292 | 0 | 8.626 | 3.074 | 0 | 892.1083 | 280.4749 | -492.8381 | 9.0194 | 6.38 | -1.72 | 14.4636 | 5.0122 | 2025-11-10 | 2025_11_10 Hr 03 | 105.5773 | 3.4e-05 | -892.1083 | -454.717 | 267.0402 | 930.6164 | 136.081 | 13.0877 | 0 | 88.319 | 54.335 | 124.3862 | 22.0972 | 182.7729 | 283.5925 | 0 | 7.2612 | 46.06 | 245.025 | 0 | 143.8077 | 0
2025_11_10 Hr 04 | 0 | 0 | 0 | 3.5474 | 3.5621 | 3.5609 | 3.8089 | 3.8089 | 3.8089 | 36.6934 | 0 | 0.1104 | 34 | 0 | 91.3864 | 91.3864 | 283.5925 | 0 | 0.00615 | 0.074 | 0.02596 | 0 | 0 | 0 | 0 | 0 | 0 | 0.0705 | 0.2574 | 46.06 | 7.2612 | 245.025 | 0 | 0 | 0 | 0 | 13.0755 | 31.7043 | 0 | 30.4571 | 0 | 0.8541 | 12.549 | 0 | -1 | -4.2 | 13.5549 | 0 | 0 | 5.0596 | 5.0596 | 5.0596 | 5.0596 | 5.8833 | 48.6486 | 0 | 0 | 0 | 0 | 0 | 0 | 0 | 0 | 0 | 0 | 0 | 0 | 0 | 0 | 0 | 0 | -50 | 0 | 9.173 | 0 | -450.493 | 17.6355 | 0 | 74.1091 | 69.6985 | 70.5648 | 1082.508 | 31.1587 | 56.7969 | 0 | 0.5292 | 0 | 8.626 | 3.074 | 0 | 903.9916 | 298.4399 | -507.413 | 9.0194 | 6.38 | -1.72 | 14.5764 | 5.0513 | 2025-11-10 | 2025_11_10 Hr 04 | 106.7669 | 8.5e-05 | -903.9916 | -470.0359 | 277.11 | 930.6164 | 153.2134 | 13.0877 | 0 | 89.0762 | 62.815 | 125.2188 | 22.0972 | 182.7729 | 283.5925 | 0 | 7.2612 | 46.06 | 245.025 | 0 | 143.8077 | 0
2025_11_10 Hr 05 | 0 | 0 | 0 | 3.5474 | 3.5621 | 3.5609 | 3.8089 | 3.8089 | 3.8089 | 39.9653 | 0 | 0.1104 | 48 | 0 | 91.3864 | 91.3864 | 283.5925 | 0 | 0.00615 | 0.074 | 0.02596 | 0 | 0 | 0 | 0 | 0 | 0 | 0.0705 | 0.2574 | 46.06 | 7.2612 | 245.025 | 0 | 0 | 0 | 0 | 13.9277 | 33.7706 | 0 | 20.3864 | 0 | 0.8541 | 12.549 | 0 | -1 | -4.2 | 13.5549 | 0 | 0 | 11.3906 | 11.3906 | 11.3906 | 11.3906 | 13.2449 | 58.6521 | 0 | 0 | 0 | 0 | 0 | 0 | 0 | 0 | 0 | 0 | 0 | 0 | 0 | 0 | 0 | 0 | -50 | 0 | 9.173 | 0 | -468.4038 | 17.6355 | 0 | 74.1091 | 69.6985 | 68.9742 | 1121.384 | 32.0881 | 58.4911 | 0 | 0.5292 | 0 | 8.626 | 3.074 | 0 | 940.5084 | 324.062 | -525.3238 | 9.0194 | 6.38 | -1.72 | 15.0112 | 5.202 | 2025-11-10 | 2025_11_10 Hr 05 | 105.2173 | -7e-05 | -940.5084 | -498.0174 | 319.1953 | 930.6164 | 175.6263 | 13.0877 | 0 | 91.9948 | 98.7726 | 128.428 | 22.0972 | 182.7729 | 283.5925 | 0 | 7.2612 | 46.06 | 245.025 | 0 | 143.8077 | 0
2025_11_10 Hr 06 | 0 | 0 | 0 | 3.5474 | 3.5621 | 3.5609 | 3.8089 | 3.8089 | 3.8089 | 62.2316 | 0 | 0.1104 | 35 | 0 | 91.3864 | 91.3864 | 283.5925 | 0 | 0.00615 | 0.074 | 0.02596 | 0 | 0 | 0 | 0 | 0 | 0 | 0.0705 | 0.2574 | 46.06 | 7.2612 | 245.025 | 0 | 0 | 0 | 0 | 14.8709 | 36.0575 | 0 | 0 | -22.3049 | 0.8541 | 12.549 | 0 | -1 | -4.2 | 13.5549 | 0 | 0 | 18.3973 | 18.3973 | 18.3973 | 18.3973 | 21.3922 | 55.5984 | 0 | 0 | 0 | 0 | 0 | 0 | 0 | 0 | 0 | 0 | 0 | 0 | 0 | 0 | 0 | 0 | -50 | 0 | 9.173 | 0 | -376.3947 | 17.6355 | 0 | 74.1091 | 69.6985 | 63.4794 | 1183.054 | 33.1168 | 60.3662 | 0 | 0.5292 | 0 | 8.626 | 3.074 | 0 | 1033.5 | 306.0652 | -433.3147 | 9.0194 | 6.38 | -1.72 | 15.4924 | 5.3687 | 2025-11-10 | 2025_11_10 Hr 06 | 106.2396 | -7e-06 | -1033.5 | -448.6996 | 384.4176 | 930.6164 | 154.0778 | 13.0877 | 0 | 95.2248 | 157.2131 | 131.9797 | 22.0972 | 182.7729 | 283.5925 | 0 | 7.2612 | 46.06 | 245.025 | 0 | 143.8077 | 0
2025_11_10 Hr 07 | 0 | 0 | 0 | 3.5474 | 3.5621 | 3.5609 | 3.8089 | 3.8089 | 3.8089 | 103.1248 | -14.5 | 0.1104 | 34 | 0 | 91.3864 | 91.3864 | 281.7479 | 0 | 0.00615 | 0.074 | 0.02596 | 0 | 0 | 0 | 0 | 0 | 0 | 0.0705 | 0.2574 | 46.06 | 7.2612 | 244.0449 | 0 | 0 | 0 | 0 | 16.364 | 39.6779 | 0 | 0 | -23.3261 | 0.8541 | 12.549 | 0 | -1 | -4.2 | 13.5549 | 0 | 0 | 29.4896 | 29.4896 | 29.4896 | 29.4896 | 34.2902 | 55.5984 | 0 | 0 | 0 | 0 | 0 | 0 | 0 | 0 | 0 | 0 | 0 | 0 | 0 | 0 | 0 | -50 | 0 | 0 | 9.173 | 0 | -327.9653 | 17.6355 | 0 | 73.4131 | 69.0439 | 39.042 | 1282.152 | 34.7453 | 63.3346 | 0 | 0.5292 | 0 | 8.626 | 3.074 | 0 | 1145.692 | 286.2505 | -399.3853 | 9.0194 | 6.38 | -1.72 | 16.2543 | 5.6327 | 2025-11-10 | 2025_11_10 Hr 07 | 96.2514 | -0.000336 | -1145.692 | -401.2914 | 478.8139 | 926.4411 | 128.6404 | 13.0877 | 0 | 100.3383 | 255.3732 | 123.1024 | 22.0972 | 182.7729 | 281.7479 | 0 | 7.2612 | 46.06 | 244.0449 | 0 | 142.457 | 0
2025_11_10 Hr 08 | 1.0315 | 0 | 0 | 3.5474 | 3.5621 | 3.5609 | 3.8089 | 3.8089 | 3.8089 | 125.6217 | -14.5 | 0.1104 | 46 | 0 | 91.3864 | 91.3864 | 281.7479 | 0 | 0.00615 | 0.074 | 0.02596 | 0 | 0 | 0 | 0 | 0 | 0 | 0.0705 | 0.2574 | 46.06 | 7.2612 | 244.0449 | 0 | 0 | 0 | 0 | 17.1854 | 41.6696 | 0 | 0 | -50.7536 | 0.8541 | 12.549 | 0 | -1 | -4.2 | 13.5549 | 0 | 0 | 35.5918 | 35.5918 | 35.5918 | 35.5918 | 41.3859 | 51.7023 | 0 | 0 | 0 | 0 | 0 | 0 | 0 | 0 | 0 | 0 | 0 | 0 | 0 | 0 | 0 | -50 | 0 | 0 | 9.173 | 0 | -313.5977 | 17.6355 | 0 | 73.4131 | 69.0439 | 52.4898 | 1338.967 | 35.6412 | 64.9677 | 0 | 0.5292 | -1.0315 | 8.626 | 3.074 | 0 | 1214.092 | 311.927 | -386.0492 | 9.0194 | 6.38 | -1.72 | 16.6734 | 5.778 | 2025-11-10 | 2025_11_10 Hr 08 | 94.4775 | -0.000408 | -1214.092 | -414.3513 | 538.722 | 926.4411 | 150.1921 | 13.0877 | 0 | 103.1514 | 309.3749 | 126.1957 | 22.0972 | 182.7729 | 281.7479 | 0 | 7.2612 | 46.06 | 244.0449 | 0 | 142.457 | 0
2025_11_10 Hr 09 | 5.6897 | 0.000375 | 0.010575 | 3.5474 | 3.5621 | 3.5609 | 3.8089 | 3.8089 | 3.8089 | 127.8063 | -14.5 | 0.1104 | 54 | 0 | 91.3864 | 91.3864 | 281.7479 | 0 | 0.00615 | 0.074 | 0.02596 | 0 | 0 | 0 | 0 | 0 | 0 | 0.0705 | 0.2574 | 46.06 | 7.2612 | 244.0449 | 0 | 0 | 0 | 0 | 17.2651 | 41.863 | 0 | 0 | -80.5037 | 0.8541 | 12.549 | 0 | -1 | -4.2 | 13.5549 | 0 | 0 | 36.1844 | 36.1844 | 36.1844 | 36.1844 | 42.0749 | 51.7023 | 0 | 0 | 0 | 0 | 0 | 0 | 0 | 0 | 0 | 0 | 0 | 0 | 0 | 0 | 0 | -50 | 0 | 0 | 9.173 | 0 | -307.2112 | 17.6355 | 0 | 73.4131 | 69.0439 | 62.0334 | 1344.495 | 35.7282 | 65.1262 | 0 | 0.5292 | -5.6897 | 8.626 | 3.074 | 0 | 1214.1 | 334.4296 | -384.321 | 9.0194 | 6.38 | -1.72 | 16.7141 | 5.7921 | 2025-11-10 | 2025_11_10 Hr 09 | 93.1812 | -4.5e-05 | -1214.1 | -437.7149 | 544.5394 | 926.4411 | 167.7466 | 13.0877 | 0 | 103.4245 | 314.6187 | 126.4961 | 22.0972 | 182.7729 | 281.7479 | 0 | 7.2612 | 46.06 | 244.0449 | 0 | 142.457 | 0
2025_11_10 Hr 10 | 5.1707 | 0.00342 | 0.096444 | 3.5474 | 3.5621 | 3.5609 | 3.8089 | 3.8089 | 3.8089 | 125.0852 | -14.5 | 0.1104 | 46 | 0 | 91.3864 | 91.3864 | 281.7479 | 0 | 0.00615 | 0.074 | 0.02596 | 0 | 0 | 0 | 0 | 0 | 0 | 0.0705 | 0.2574 | 46.06 | 7.2612 | 244.0449 | 0 | 0 | 0 | 0 | 17.1658 | 41.6221 | 0 | 0 | -72.922 | 0.8541 | 12.549 | 0 | -1 | -4.2 | 13.5549 | 0 | 0 | 35.4463 | 35.4463 | 35.4463 | 35.4463 | 41.2166 | 50.6493 | 0 | 0 | 0 | 0 | 0 | 0 | 0 | 0 | 0 | 0 | 0 | 0 | 0 | 0 | 0 | -50 | 0 | 0 | 9.173 | 0 | -252.6822 | 17.6355 | 0 | 73.4131 | 69.0439 | 43.5246 | 1337.709 | 35.6198 | 64.9287 | 0 | 0.5292 | -5.1707 | 8.626 | 3.074 | 0 | 1241.492 | 305.9777 | -329.2729 | 9.0194 | 6.38 | -1.72 | 16.6634 | 5.7745 | 2025-11-10 | 2025_11_10 Hr 10 | 88.275 | -0.000328 | -1241.492 | -375.6042 | 537.2933 | 926.4411 | 140.2738 | 13.0877 | 0 | 103.0843 | 308.087 | 126.122 | 22.0972 | 182.7729 | 281.7479 | 0 | 7.2612 | 46.06 | 244.0449 | 0 | 142.457 | 0
2025_11_10 Hr 11 | 5.1674 | 0.007095 | 0.20008 | 3.5474 | 3.5621 | 3.5609 | 3.8089 | 3.8089 | 3.8089 | 113.0127 | -14.5 | 0.1104 | 46 | 0 | 91.3864 | 91.3864 | 281.7479 | 0 | 0.00615 | 0.074 | 0.02596 | 0 | 0 | 0 | 0 | 0 | 0 | 0.0705 | 0.2574 | 46.06 | 7.2612 | 244.0449 | 0 | 0 | 0 | 0 | 16.725 | 40.5533 | 0 | 0 | -61.7067 | 0.8541 | 12.549 | 0 | -1 | -4.2 | 13.5549 | 0 | 0 | 32.1716 | 32.1716 | 32.1716 | 32.1716 | 37.4089 | 48.6486 | 0 | 0 | 0 | 0 | 0 | 0 | 0 | 0 | 0 | 0 | 0 | 0 | 0 | 0 | 0 | -50 | 0 | 0 | 9.173 | 0 | -253.6467 | 17.6355 | 0 | 73.4131 | 69.0439 | 29.9322 | 1307.324 | 35.139 | 64.0524 | 0 | 0.5292 | -5.1674 | 8.626 | 3.074 | 0 | 1204.108 | 288.725 | -330.2341 | 9.0194 | 6.38 | -1.72 | 16.4385 | 5.6966 | 2025-11-10 | 2025_11_10 Hr 11 | 81.5826 | 0.000303 | -1204.108 | -365.3533 | 505.1449 | 926.4411 | 124.788 | 13.0877 | 0 | 101.5747 | 279.1082 | 124.462 | 22.0972 | 182.7729 | 281.7479 | 0 | 7.2612 | 46.06 | 244.0449 | 0 | 142.457 | 0
2025_11_10 Hr 12 | 5.169 | 0.009525 | 0.2686 | 3.5474 | 3.5621 | 3.5609 | 3.8089 | 3.8089 | 3.8089 | 103.3931 | -14.5 | 0.1104 | 51 | 0 | 91.3864 | 91.3864 | 281.7479 | 0 | 0.00615 | 0.074 | 0.02596 | 0 | 0 | 0 | 0 | 0 | 0 | 0.0705 | 0.2574 | 46.06 | 7.2612 | 244.0449 | 0 | 0 | 0 | 0 | 16.3738 | 39.7016 | 0 | 0 | -33.2037 | 0.8541 | 12.549 | 0 | -1 | -4.2 | 13.5549 | 0 | 0 | 29.5623 | 29.5623 | 29.5623 | 29.5623 | 34.3748 | 44.6472 | 0 | 0 | 0 | 0 | 0 | 0 | 0 | 0 | 0 | 0 | 0 | 0 | 0 | 0 | 0 | -50 | 0 | 0 | 9.173 | 0 | -260.0004 | 17.6355 | 0 | 73.4131 | 69.0439 | 15.0384 | 1283.099 | 34.756 | 63.3541 | 0 | 0.5292 | -5.169 | 8.626 | 3.074 | 0 | 1186.817 | 273.5112 | -336.5894 | 9.0194 | 6.38 | -1.72 | 16.2593 | 5.6345 | 2025-11-10 | 2025_11_10 Hr 12 | 79.145 | -0.000294 | -1186.817 | -343.2041 | 479.5283 | 926.4411 | 110.9637 | 13.0877 | 0 | 100.3718 | 256.0172 | 123.1393 | 22.0972 | 182.7729 | 281.7479 | 0 | 7.2612 | 46.06 | 244.0449 | 0 | 142.457 | 0
2025_11_10 Hr 13 | 5.169 | 0.01095 | 0.30879 | 3.5474 | 3.5621 | 3.5609 | 3.8089 | 3.8089 | 3.8089 | 92.202 | -14.5 | 0.1104 | 49 | 0 | 91.3864 | 91.3864 | 281.7479 | 0 | 0.00615 | 0.074 | 0.02596 | 0 | 0 | 0 | 0 | 0 | 0 | 0.0705 | 0.2574 | 46.06 | 7.2612 | 244.0449 | 0 | 0 | 0 | 0 | 15.9652 | 38.7109 | 0 | 0 | -28.3673 | 0.8541 | 12.549 | 0 | -1 | -4.2 | 13.5549 | 0 | 0 | 26.5268 | 26.5268 | 26.5268 | 26.5268 | 30.8451 | 51.7023 | 0 | 0 | 0 | 0 | 0 | 0 | 0 | 0 | 0 | 0 | 0 | 0 | 0 | 0 | 0 | -50 | 0 | 0 | 9.173 | 0 | -271.4617 | 17.6355 | 0 | 73.4131 | 69.0439 | 18.9426 | 1254.877 | 34.3103 | 62.5417 | 0 | 0.5292 | -5.169 | 8.626 | 3.074 | 0 | 1159.392 | 280.9332 | -348.0507 | 9.0194 | 6.38 | -1.72 | 16.0508 | 5.5622 | 2025-11-10 | 2025_11_10 Hr 13 | 76.8758 | -0.000342 | -1159.392 | -349.829 | 449.7272 | 926.4411 | 119.9646 | 13.0877 | 0 | 98.9724 | 229.1542 | 121.6006 | 22.0972 | 182.7729 | 281.7479 | 0 | 7.2612 | 46.06 | 244.0449 | 0 | 142.457 | 0
2025_11_10 Hr 14 | 4.6583 | 0.0111 | 0.31302 | 3.5474 | 3.5621 | 3.5609 | 3.8089 | 3.8089 | 3.8089 | 79.3247 | -14.5 | 0.1104 | 29 | 0 | 91.3864 | 91.3864 | 281.7479 | 0 | 0.00615 | 0.074 | 0.02596 | 0 | 0 | 0 | 0 | 0 | 0 | 0.0705 | 0.2574 | 46.06 | 7.2612 | 244.0449 | 0 | 0 | 0 | 0 | 15.495 | 37.5708 | 0 | 0.063865 | -5.7187 | 0.8541 | 12.549 | 0 | -1 | -4.2 | 13.5549 | 0 | 0 | 23.0338 | 23.0338 | 23.0338 | 23.0338 | 26.7835 | 56.6514 | 0 | 0 | 0 | 0 | 0 | 0 | 0 | 0 | 0 | 0 | 0 | 0 | 0 | 0 | 0 | -50 | 0 | 0 | 9.173 | 0 | -246.8407 | 17.6355 | 0 | 73.4131 | 69.0439 | 15.4722 | 1222.36 | 33.7975 | 61.607 | 0 | 0.5292 | -4.6583 | 8.626 | 3.074 | 0 | 1153.917 | 260.1306 | -322.9189 | 9.0194 | 6.38 | -1.72 | 15.8109 | 5.4791 | 2025-11-10 | 2025_11_10 Hr 14 | 74.8227 | -0.00038854 | -1153.917 | -302.4955 | 415.4356 | 926.4411 | 101.4477 | 13.0877 | 0 | 97.3622 | 198.2434 | 119.83 | 22.0972 | 182.7729 | 281.7479 | 0 | 7.2612 | 46.06 | 244.0449 | 0 | 142.457 | 0
2025_11_10 Hr 15 | 8.8207 | 0.011055 | 0.31175 | 3.5474 | 3.5621 | 3.5609 | 3.8089 | 3.8089 | 3.8089 | 85.0352 | -14.5 | 0.1104 | 30 | 0 | 91.3864 | 91.3864 | 281.7479 | 0 | 0.00615 | 0.074 | 0.02596 | 0 | 0 | 0 | 0 | 0 | 0 | 0.0705 | 0.2574 | 45.0812 | 7.2612 | 244.0449 | 0 | 0 | 0 | 0 | 15.7035 | 38.0764 | 0 | 0.040457 | -27.1052 | 0.8541 | 12.549 | 0 | -1 | -4.2 | 13.5549 | 0 | 0 | 24.5828 | 24.5828 | 24.5828 | 24.5828 | 28.5846 | 55.5984 | 0 | 0 | 0 | 0 | 0 | 0 | 0 | 0 | 0 | 0 | 0 | 0 | 0 | 0 | 0 | -50 | 0 | 0 | 9.173 | 0 | -265.6821 | 17.6355 | 0 | 73.4131 | 69.0439 | 20.5332 | 1235.801 | 34.0249 | 62.0215 | 0 | 0.5292 | -8.8207 | 8.626 | 3.074 | 0 | 1132.9 | 270.0862 | -345.9228 | 9.0194 | 6.38 | -1.72 | 15.9173 | 5.516 | 2025-11-10 | 2025_11_10 Hr 15 | 75.412 | -1.607e-05 | -1132.9 | -342.7468 | 430.6423 | 925.4623 | 106.4544 | 13.0877 | 0 | 98.0763 | 211.9509 | 120.6152 | 22.0972 | 182.7729 | 281.7479 | 0 | 7.2612 | 45.0812 | 244.0449 | 0 | 142.457 | 0
2025_11_10 Hr 16 | 3.1011 | 0.010365 | 0.29229 | 3.5474 | 3.5621 | 3.5609 | 3.8089 | 3.8089 | 3.8089 | 96.8394 | -14.5 | 0.1104 | 22 | 0 | 91.3864 | 91.3864 | 281.7479 | 0 | 0.00615 | 0.074 | 0.02596 | 0 | 0 | 0 | 0 | 0 | 0 | 0.0705 | 0.2574 | 46.06 | 7.2612 | 244.0449 | 0 | 0 | 0 | 0 | 16.1345 | 39.1214 | 0 | 0 | -35.7119 | 0.8541 | 12.549 | 0 | -1 | -4.2 | 13.5549 | 0 | 0 | 27.7846 | 27.7846 | 27.7846 | 27.7846 | 32.3077 | 51.7023 | 0 | 0 | 0 | 0 | 0 | 0 | 0 | 0 | 0 | 0 | 0 | 0 | 0 | 0 | 0 | -50 | 0 | 0 | 9.173 | 0 | -272.3839 | 17.6355 | 0 | 73.4131 | 69.0439 | 9.9774 | 1266.571 | 34.495 | 62.8784 | 0 | 0.5292 | -3.1011 | 8.626 | 3.074 | 0 | 1127.492 | 243.5371 | -346.905 | 9.0194 | 6.38 | -1.72 | 16.1372 | 5.5922 | 2025-11-10 | 2025_11_10 Hr 16 | 84.3869 | -0.000345 | -1127.492 | -358.0958 | 462.0763 | 926.4411 | 83.9824 | 13.0877 | 0 | 99.5523 | 240.2858 | 122.2382 | 22.0972 | 182.7729 | 281.7479 | 0 | 7.2612 | 46.06 | 244.0449 | 0 | 142.457 | 0
2025_11_10 Hr 17 | 0 | 0.006735 | 0.18993 | 3.5474 | 3.5621 | 3.5609 | 3.8089 | 3.8089 | 3.8089 | 121.2527 | -14.5 | 0.1104 | 31 | 0 | 91.3864 | 91.3864 | 281.7479 | 0 | 0.00615 | 0.074 | 0.02596 | 0 | 0 | 0 | 0 | 0 | 0 | 0.0705 | 0.2574 | 46.06 | 7.2612 | 244.0449 | 0 | 0 | 0 | 0 | 17.0259 | 41.2828 | 0 | 0 | -58.9472 | 0.8541 | 12.549 | 0 | -1 | -4.2 | 13.5549 | 0 | 0 | 34.4067 | 34.4067 | 34.4067 | 34.4067 | 40.0078 | 45.7002 | 0 | 0 | 0 | 0 | 0 | 0 | 0 | 0 | 0 | 0 | 0 | 0 | 0 | 0 | 0 | -50 | 0 | 0 | 9.173 | 0 | -240.0147 | 17.6355 | 0 | 73.4131 | 69.0439 | 4.0488 | 1328.123 | 35.4672 | 64.6505 | 0 | 0.5292 | 0 | 8.626 | 3.074 | 0 | 1198.6 | 240.8584 | -311.4347 | 9.0194 | 6.38 | -1.72 | 16.592 | 5.7498 | 2025-11-10 | 2025_11_10 Hr 17 | 99.2133 | 7e-06 | -1198.6 | -348.9619 | 527.0875 | 926.4411 | 80.9457 | 13.0877 | 0 | 102.6051 | 298.8874 | 125.595 | 22.0972 | 182.7729 | 281.7479 | 0 | 7.2612 | 46.06 | 244.0449 | 0 | 142.457 | 0
2025_11_10 Hr 18 | 0 | 0.00288 | 0.081216 | 3.5474 | 3.5621 | 3.5609 | 3.8089 | 3.8089 | 3.8089 | 135.7396 | -14.5 | 0.1104 | 32 | 0 | 91.3864 | 91.3864 | 281.7479 | 0 | 0.00615 | 0.074 | 0.02596 | 0 | 0 | 0 | 0 | 0 | 0 | 0.0705 | 0.2574 | 46.06 | 7.2612 | 244.0449 | 0 | 0 | 0 | 0 | 17.5548 | 42.5653 | 0 | 0 | -71.4052 | 0.8541 | 12.549 | 0 | -1 | -4.2 | 13.5549 | 0 | 0 | 38.3363 | 38.3363 | 38.3363 | 38.3363 | 44.5771 | 42.7518 | 0 | 0 | 0 | 0 | 0 | 0 | 0 | 0 | 0 | 0 | 0 | 0 | 0 | 0 | 0 | -50 | 0 | 0 | 9.173 | 0 | -197.4588 | 17.6355 | 0 | 73.4131 | 69.0439 | 0.4338 | 1364.601 | 36.0441 | 65.7021 | 0 | 0.5292 | 0 | 8.626 | 3.074 | 0 | 1261.6 | 237.2831 | -268.8788 | 9.0194 | 6.38 | -1.72 | 16.8619 | 5.8433 | 2025-11-10 | 2025_11_10 Hr 18 | 101.3345 | -6.2e-05 | -1261.6 | -318.864 | 565.6654 | 926.4411 | 75.2697 | 13.0877 | 0 | 104.4166 | 333.6619 | 127.5869 | 22.0972 | 182.7729 | 281.7479 | 0 | 7.2612 | 46.06 | 244.0449 | 0 | 142.457 | 0
2025_11_10 Hr 19 | 0 | 0.000735 | 0.020727 | 3.5474 | 3.5621 | 3.5609 | 3.8089 | 3.8089 | 3.8089 | 127.3081 | -14.5 | 0.1104 | 47 | 0 | 91.3864 | 91.3864 | 281.7479 | 0 | 0.00615 | 0.074 | 0.02596 | 0 | 0 | 0 | 0 | 0 | 0 | 0.0705 | 0.2574 | 46.06 | 7.2612 | 244.0449 | 0 | 0 | 0 | 0 | 17.247 | 41.8189 | 0 | 0 | -62.1927 | 0.8541 | 12.549 | 0 | -1 | -4.2 | 13.5549 | 0 | 0 | 36.0493 | 36.0493 | 36.0493 | 36.0493 | 41.9177 | 38.7504 | 0 | 0 | 0 | 0 | 0 | 0 | 0 | 0 | 0 | 0 | 0 | 0 | 0 | 0 | 0 | -50 | 0 | 0 | 9.173 | 0 | -198.429 | 17.6355 | 0 | 73.4131 | 69.0439 | 0 | 1343.247 | 35.7083 | 65.0901 | 0 | 0.5292 | 0 | 8.626 | 3.074 | 0 | 1257.892 | 246.6864 | -269.849 | 9.0194 | 6.38 | -1.72 | 16.7048 | 5.7889 | 2025-11-10 | 2025_11_10 Hr 19 | 100.4662 | -0.00033 | -1257.892 | -310.6216 | 543.2127 | 926.4411 | 85.7719 | 13.0877 | 0 | 103.3622 | 313.4228 | 126.4276 | 22.0972 | 182.7729 | 281.7479 | 0 | 7.2612 | 46.06 | 244.0449 | 0 | 142.457 | 0
2025_11_10 Hr 20 | 0 | 3e-05 | 0.000846 | 3.5474 | 3.5621 | 3.5609 | 3.8089 | 3.8089 | 3.8089 | 108.6819 | -14.5 | 0.1104 | 60 | 0 | 91.3864 | 91.3864 | 281.7479 | 0 | 0.00615 | 0.074 | 0.02596 | 0 | 0 | 0 | 0 | 0 | 0 | 0.0705 | 0.2574 | 46.06 | 7.2612 | 244.0449 | 0 | 0 | 0 | 0 | 16.5669 | 40.1699 | 0 | 0 | -40.5631 | 0.8541 | 12.549 | 0 | -1 | -4.2 | 13.5549 | 0 | 0 | 30.9969 | 30.9969 | 30.9969 | 30.9969 | 36.0429 | 39.6981 | 0 | 0 | 0 | 0 | 0 | 0 | 0 | 0 | 0 | 0 | 0 | 0 | 0 | 0 | 0 | -50 | 0 | 0 | 9.173 | 0 | -195.2687 | 17.6355 | 0 | 73.4131 | 69.0439 | 0 | 1296.188 | 34.9666 | 63.738 | 0 | 0.5292 | 0 | 8.626 | 3.074 | 0 | 1247.008 | 258.0724 | -266.6887 | 9.0194 | 6.38 | -1.72 | 16.3578 | 5.6686 | 2025-11-10 | 2025_11_10 Hr 20 | 98.4628 | 0.000276 | -1247.008 | -285.8318 | 493.6123 | 926.4411 | 99.699 | 13.0877 | 0 | 101.0332 | 268.7126 | 123.8666 | 22.0972 | 182.7729 | 281.7479 | 0 | 7.2612 | 46.06 | 244.0449 | 0 | 142.457 | 0
2025_11_10 Hr 21 | 0 | 0 | 0 | 3.5474 | 3.5621 | 3.5609 | 3.8089 | 3.8089 | 3.8089 | 90.2091 | -14.5 | 0.1104 | 64 | 0 | 91.3864 | 91.3864 | 281.7479 | 0 | 0.00615 | 0.074 | 0.02596 | 0 | 0 | 0 | 0 | 0 | 0 | 0.0705 | 0.2574 | 46.06 | 7.2612 | 244.0449 | 0 | 0 | 0 | 0 | 15.8924 | 38.5344 | 0 | 0 | -13.092 | 0.8541 | 12.549 | 0 | -1 | -4.2 | 13.5549 | 0 | 0 | 25.9862 | 25.9862 | 25.9862 | 25.9862 | 30.2165 | 45.7002 | 0 | 0 | 0 | 0 | 0 | 0 | 0 | 0 | 0 | 0 | 0 | 0 | 0 | 0 | 0 | -50 | 0 | 0 | 9.173 | 0 | -234.8816 | 17.6355 | 0 | 73.4131 | 69.0439 | 2.0244 | 1249.535 | 34.2309 | 62.3971 | 0 | 0.5292 | 0 | 8.626 | 3.074 | 0 | 1197.7 | 267.5589 | -306.3016 | 9.0194 | 6.38 | -1.72 | 16.0137 | 5.5494 | 2025-11-10 | 2025_11_10 Hr 21 | 97.3029 | -2.8e-05 | -1197.7 | -297.9736 | 444.4202 | 926.4411 | 111.7246 | 13.0877 | 0 | 98.7232 | 224.3704 | 121.3266 | 22.0972 | 182.7729 | 281.7479 | 0 | 7.2612 | 46.06 | 244.0449 | 0 | 142.457 | 0
2025_11_10 Hr 22 | 0 | 0 | 0 | 3.5474 | 3.5621 | 3.5609 | 3.8089 | 3.8089 | 3.8089 | 69.4368 | -14.5 | 0.1104 | 76 | 0 | 91.3864 | 91.3864 | 281.7479 | 0 | 0.00615 | 0.074 | 0.02596 | 0 | 0 | 0 | 0 | 0 | 0 | 0.0705 | 0.2574 | 46.06 | 7.2612 | 244.0449 | 0 | 0 | 0 | 0 | 15.134 | 36.6954 | 0 | 6.8337 | 0 | 0.8541 | 12.549 | 0 | -1 | -4.2 | 13.5549 | 0 | 0 | 20.3517 | 20.3517 | 20.3517 | 20.3517 | 23.6648 | 47.7009 | 0 | 0 | 0 | 0 | 0 | 0 | 0 | 0 | 0 | 0 | 0 | 0 | 0 | 0 | 0 | -50 | 0 | 0 | 9.173 | 0 | -279.3914 | 17.6355 | 0 | 73.4131 | 69.0439 | 11.4234 | 1197.075 | 33.4037 | 60.8892 | 0 | 0.5292 | 0 | 8.626 | 3.074 | 0 | 1141.2 | 288.1024 | -350.8114 | 9.0194 | 6.38 | -1.72 | 15.6267 | 5.4153 | 2025-11-10 | 2025_11_10 Hr 22 | 96.2051 | -8e-06 | -1141.2 | -322.5577 | 389.1046 | 926.4411 | 135.1243 | 13.0877 | 0 | 96.1258 | 174.5084 | 118.4704 | 22.0972 | 182.7729 | 281.7479 | 0 | 7.2612 | 46.06 | 244.0449 | 0 | 142.457 | 0
2025_11_10 Hr 23 | 0 | 0 | 0 | 3.5474 | 3.5621 | 3.5609 | 3.8089 | 3.8089 | 3.8089 | 47.0174 | 0 | 0.1104 | 74 | 0 | 91.3864 | 91.3864 | 283.5925 | 0 | 0.00615 | 0.074 | 0.02596 | 0 | 0 | 0 | 0 | 0 | 0 | 0.0705 | 0.2574 | 46.06 | 7.2612 | 245.025 | 0 | 0 | 0 | 0 | 14.3125 | 34.7037 | 0 | 20.0856 | 0 | 0.8541 | 12.549 | 0 | -1 | -4.2 | 13.5549 | 0 | 0 | 14.2494 | 14.2494 | 14.2494 | 14.2494 | 16.5691 | 41.6988 | 0 | 0 | 0 | 0 | 0 | 0 | 0 | 0 | 0 | 0 | 0 | 0 | 0 | 0 | 0 | 0 | -50 | 0 | 9.173 | 0 | -309.3884 | 17.6355 | 0 | 74.1091 | 69.6985 | 18.9426 | 1144.513 | 32.5078 | 59.2562 | 0 | 0.5292 | 0 | 8.626 | 3.074 | 0 | 1082.817 | 284.5262 | -366.3084 | 9.0194 | 6.38 | -1.72 | 15.2076 | 5.27 | 2025-11-10 | 2025_11_10 Hr 23 | 82.3327 | -0.000318 | -1082.817 | -339.3028 | 343.7739 | 930.6164 | 134.6414 | 13.0877 | 0 | 93.3127 | 120.5841 | 129.8771 | 22.0972 | 182.7729 | 283.5925 | 0 | 7.2612 | 46.06 | 245.025 | 0 | 143.8077 | 0
2025_11_10 Hr 24 | 0 | 0 | 0 | 3.5474 | 3.5621 | 3.5609 | 3.8089 | 3.8089 | 3.8089 | 36.6934 | 0 | 0.1104 | 70 | 0 | 91.3864 | 91.3864 | 283.5925 | 0 | 0.00615 | 0.074 | 0.02596 | 0 | 0 | 0 | 0 | 0 | 0 | 0.0705 | 0.2574 | 46.06 | 7.2612 | 245.025 | 0 | 0 | 0 | 0 | 13.3694 | 32.4168 | 0 | 33.4577 | 0 | 0.8541 | 12.549 | 0 | -1 | -4.2 | 13.5549 | 0 | 0 | 7.2427 | 7.2427 | 7.2427 | 7.2427 | 8.4217 | 45.7002 | 0 | 0 | 0 | 0 | 0 | 0 | 0 | 0 | 0 | 0 | 0 | 0 | 0 | 0 | 0 | 0 | -50 | 0 | 9.173 | 0 | -315.2024 | 17.6355 | 0 | 74.1091 | 69.6985 | 19.9548 | 1094.785 | 31.4792 | 57.3811 | 0 | 0.5292 | 0 | 8.626 | 3.074 | 0 | 1038.108 | 281.9881 | -372.1224 | 9.0194 | 6.38 | -1.72 | 14.7264 | 5.1033 | 2025-11-10 | 2025_11_10 Hr 24 | 82.3327 | 0.000332 | -1038.108 | -331.7448 | 290.4939 | 930.6164 | 135.655 | 13.0877 | 0 | 90.0826 | 74.0859 | 126.3254 | 22.0972 | 182.7729 | 283.5925 | 0 | 7.2612 | 46.06 | 245.025 | 0 | 143.8077 | 0
2025_11_11 Hr 01 | 0 | 0 | 0 | 3.5474 | 3.5621 | 3.5609 | 3.8089 | 3.8089 | 3.8089 | 36.6934 | 0 | 0.1104 | 66 | 0 | 91.3864 | 91.3864 | 283.5925 | 0 | 0.00615 | 0.074 | 0.02596 | 0 | 0 | 0 | 0 | 0 | 0 | 0.0705 | 0.2574 | 46.06 | 7.2612 | 245.025 | 0 | 0 | 0 | 0 | 12.9251 | 31.3289 | 0 | 36.1641 | 0 | 0.8541 | 12.5561 | 0 | -1 | -4.2 | 13.5768 | 0 | 0 | 3.6069 | 3.6069 | 3.6069 | 3.6069 | 4.1941 | 51.7023 | 0 | 0 | 0 | 0 | 0 | 0 | 0 | 0 | 0 | 0 | 0 | 0 | 0 | 0 | 0 | 0 | -50 | 0 | 9.1882 | 0 | -337.2319 | 17.8205 | 0 | 74.1091 | 69.6985 | 22.5576 | 1074.522 | 31.2293 | 56.9468 | 0 | 0.5292 | 0 | 8.626 | 3.074 | 0 | 1002.5 | 285.9657 | -394.1519 | 9.0157 | 6.38 | -1.72 | 14.6363 | 5.0652 | 2025-11-11 | 2025_11_11 Hr 01 | 79.1176 | -7.2831e-14 | -1002.5 | -351.0678 | 269.6037 | 930.6164 | 140.2599 | 13.0877 | 0 | 88.5906 | 55.3151 | 125.6981 | 22.0972 | 182.7729 | 283.5925 | 0 | 7.2612 | 46.06 | 245.025 | 0 | 143.8077 | 0
2025_11_11 Hr 02 | 0 | 0 | 0 | 3.5474 | 3.5621 | 3.5609 | 3.8089 | 3.8089 | 3.8089 | 36.6934 | 0 | 0.1104 | 48 | 0 | 91.3864 | 91.3864 | 283.5925 | 0 | 0.00615 | 0.074 | 0.02596 | 0 | 0 | 0 | 0 | 0 | 0 | 0.0705 | 0.2574 | 46.06 | 7.2612 | 245.025 | 0 | 0 | 0 | 0 | 12.7648 | 30.9404 | 0 | 27.7344 | 0 | 0.8541 | 12.5561 | 0 | -1 | -4.2 | 13.5768 | 0 | 0 | 2.4093 | 2.4093 | 2.4093 | 2.4093 | 2.8016 | 53.5977 | 0 | 0 | 0 | 0 | 0 | 0 | 0 | 0 | 0 | 0 | 0 | 0 | 0 | 0 | 0 | 0 | -50 | 0 | 9.1882 | 0 | -310.0509 | 17.8205 | 0 | 74.1091 | 69.6985 | 25.4496 | 1067.791 | 31.0535 | 56.6263 | 0 | 0.5292 | 0 | 8.626 | 3.074 | 0 | 1000.7 | 272.146 | -366.9709 | 9.0157 | 6.38 | -1.72 | 14.5539 | 5.0367 | 2025-11-11 | 2025_11_11 Hr 02 | 79.1176 | 7e-06 | -1000.7 | -332.3165 | 262.2651 | 930.6164 | 127.0473 | 13.0877 | 0 | 88.0418 | 49.1323 | 125.091 | 22.0972 | 182.7729 | 283.5925 | 0 | 7.2612 | 46.06 | 245.025 | 0 | 143.8077 | 0
2025_11_11 Hr 03 | 0 | 0 | 0 | 3.5474 | 3.5621 | 3.5609 | 3.8089 | 3.8089 | 3.8089 | 36.6934 | 0 | 0.1104 | 41 | 0 | 91.3864 | 91.3864 | 283.5925 | 0 | 0.00615 | 0.074 | 0.02596 | 0 | 0 | 0 | 0 | 0 | 0 | 0.0705 | 0.2574 | 46.06 | 7.2612 | 245.025 | 0 | 0 | 0 | 0 | 12.7968 | 31.0181 | 0 | 29.18 | 0 | 0.8541 | 12.5561 | 0 | -1 | -4.2 | 13.5768 | 0 | 0 | 2.6489 | 2.6489 | 2.6489 | 2.6489 | 3.0801 | 51.7023 | 0 | 0 | 0 | 0 | 0 | 0 | 0 | 0 | 0 | 0 | 0 | 0 | 0 | 0 | 0 | 0 | -50 | 0 | 9.1882 | 0 | -302.8358 | 17.8205 | 0 | 74.1091 | 69.6985 | 20.5332 | 1069.137 | 31.0887 | 56.6904 | 0 | 0.5292 | 0 | 8.626 | 3.074 | 0 | 997.0167 | 258.4556 | -359.7558 | 9.0157 | 6.38 | -1.72 | 14.5704 | 5.0424 | 2025-11-11 | 2025_11_11 Hr 03 | 82.3327 | -2.7e-05 | -997.0167 | -323.6558 | 263.7328 | 930.6164 | 113.2355 | 13.0877 | 0 | 88.1516 | 50.3689 | 125.2124 | 22.0972 | 182.7729 | 283.5925 | 0 | 7.2612 | 46.06 | 245.025 | 0 | 143.8077 | 0
2025_11_11 Hr 04 | 0 | 0 | 0 | 3.5474 | 3.5621 | 3.5609 | 3.8089 | 3.8089 | 3.8089 | 36.6934 | 0 | 0.1104 | 29 | 0 | 91.3864 | 91.3864 | 283.5925 | 0 | 0.00615 | 0.074 | 0.02596 | 0 | 0 | 0 | 0 | 0 | 0 | 0.0705 | 0.2574 | 46.06 | 7.2612 | 245.025 | 0 | 0 | 0 | 0 | 12.7453 | 30.8931 | 0 | 27.4633 | 0 | 0.8541 | 12.5561 | 0 | -1 | -4.2 | 13.5768 | 0 | 0 | 2.2636 | 2.2636 | 2.2636 | 2.2636 | 2.632 | 50.6493 | 0 | 0 | 0 | 0 | 0 | 0 | 0 | 0 | 0 | 0 | 0 | 0 | 0 | 0 | 0 | 0 | -50 | 0 | 9.1882 | 0 | -281.3346 | 17.8205 | 0 | 74.1091 | 69.6985 | 17.0628 | 1066.971 | 31.0321 | 56.5872 | 0 | 0.5292 | 0 | 8.626 | 3.074 | 0 | 997.9167 | 241.7368 | -338.2546 | 9.0157 | 6.38 | -1.72 | 14.5439 | 5.0332 | 2025-11-11 | 2025_11_11 Hr 04 | 95.7972 | -3.7e-05 | -997.9167 | -303.8713 | 261.3717 | 930.6164 | 96.7121 | 13.0877 | 0 | 87.975 | 48.3797 | 125.017 | 22.0972 | 182.7729 | 283.5925 | 0 | 7.2612 | 46.06 | 245.025 | 0 | 143.8077 | 0
2025_11_11 Hr 05 | 0 | 0 | 0 | 3.5474 | 3.5621 | 3.5609 | 3.8089 | 3.8089 | 3.8089 | 36.6934 | 0 | 0.1104 | 23 | 0 | 91.3864 | 91.3864 | 283.5925 | 0 | 0.00615 | 0.074 | 0.02596 | 0 | 0 | 0 | 0 | 0 | 0 | 0.0705 | 0.2574 | 46.06 | 7.2612 | 245.025 | 0 | 0 | 0 | 0 | 13.4449 | 32.5889 | 0 | 37.1792 | 0 | 0.8541 | 12.5561 | 0 | -1 | -4.2 | 13.5768 | 0 | 0 | 7.4911 | 7.4911 | 7.4911 | 7.4911 | 8.7106 | 39.6981 | 0 | 0 | 0 | 0 | 0 | 0 | 0 | 0 | 0 | 0 | 0 | 0 | 0 | 0 | 0 | 0 | -50 | 0 | 9.1882 | 0 | -260.8896 | 17.8205 | 0 | 74.1091 | 69.6985 | 12.0018 | 1096.355 | 31.7994 | 57.9863 | 0 | 0.5292 | 0 | 8.626 | 3.074 | 0 | 1038.1 | 222.3749 | -317.8096 | 9.0157 | 6.38 | -1.72 | 14.9035 | 5.1577 | 2025-11-11 | 2025_11_11 Hr 05 | 107.0562 | 1e-05 | -1038.1 | -273.7104 | 293.4064 | 930.6164 | 74.6999 | 13.0877 | 0 | 90.3705 | 75.3686 | 127.6673 | 22.0972 | 182.7729 | 283.5925 | 0 | 7.2612 | 46.06 | 245.025 | 0 | 143.8077 | 0
2025_11_11 Hr 06 | 0 | 0 | 0 | 3.5474 | 3.5621 | 3.5609 | 3.8089 | 3.8089 | 3.8089 | 56.1944 | 0 | 0.1104 | 19 | 0 | 91.3864 | 91.3864 | 283.5925 | 0 | 0.00615 | 0.074 | 0.02596 | 0 | 0 | 0 | 0 | 0 | 0 | 0.0705 | 0.2574 | 46.06 | 7.2612 | 245.025 | 0 | 0 | 0 | 0 | 14.7424 | 35.734 | 0 | 22.0392 | -1.5624 | 0.8541 | 12.5561 | 0 | -1 | -4.2 | 13.5768 | 0 | 0 | 17.1861 | 17.1861 | 17.1861 | 17.1861 | 19.9839 | 42.7518 | 0 | 0 | 0 | 0 | 0 | 0 | 0 | 0 | 0 | 0 | 0 | 0 | 0 | 0 | 0 | 0 | -50 | 0 | 9.1882 | 0 | -230.5139 | 17.8205 | 0 | 74.1091 | 69.6985 | 17.0628 | 1170.352 | 33.2222 | 60.5809 | 0 | 0.5292 | 0 | 8.626 | 3.074 | 0 | 1134.8 | 231.4048 | -287.4339 | 9.0157 | 6.38 | -1.72 | 15.5703 | 5.3885 | 2025-11-11 | 2025_11_11 Hr 06 | 105.6223 | 1.9e-05 | -1134.8 | -260.0371 | 372.3184 | 930.6164 | 78.8146 | 13.0877 | 0 | 94.813 | 144.9229 | 132.5825 | 22.0972 | 182.7729 | 283.5925 | 0 | 7.2612 | 46.06 | 245.025 | 0 | 143.8077 | 0
2025_11_11 Hr 07 | 0 | 0 | 0 | 3.5474 | 3.5621 | 3.5609 | 3.8089 | 3.8089 | 3.8089 | 100.212 | -14.5 | 0.1104 | 13 | 0 | 91.3864 | 91.3864 | 281.7479 | 0 | 0.00615 | 0.074 | 0.02596 | 0 | 0 | 0 | 0 | 0 | 0 | 0.0705 | 0.2574 | 46.06 | 7.2612 | 244.0449 | 0 | 0 | 0 | 0 | 16.3396 | 39.6053 | 0 | 0 | -30.4308 | 0.8541 | 12.5561 | 0 | -1 | -4.2 | 13.5768 | 0 | 0 | 29.12 | 29.12 | 29.12 | 29.12 | 33.8605 | 48.6486 | 0 | 0 | 0 | 0 | 0 | 0 | 0 | 0 | 0 | 0 | 0 | 0 | 0 | 0 | 0 | -50 | 0 | 0 | 9.1882 | 0 | -172.5959 | 17.8205 | 0 | 73.4131 | 69.0439 | 27.474 | 1277.275 | 34.9737 | 63.7747 | 0 | 0.5292 | 0 | 8.626 | 3.074 | 0 | 1250.592 | 247.763 | -244.0159 | 9.0157 | 6.38 | -1.72 | 16.3912 | 5.6725 | 2025-11-11 | 2025_11_11 Hr 07 | 94.4713 | -0.000336 | -1250.592 | -253.0267 | 474.9669 | 926.4411 | 89.1226 | 13.0877 | 0 | 100.2816 | 250.5527 | 124.1327 | 22.0972 | 182.7729 | 281.7479 | 0 | 7.2612 | 46.06 | 244.0449 | 0 | 142.457 | 0
2025_11_11 Hr 08 | 2.5887 | 0 | 0 | 3.5474 | 3.5621 | 3.5609 | 3.8089 | 3.8089 | 3.8089 | 117.1891 | -14.5 | 0.1104 | 9 | 0 | 91.3864 | 91.3864 | 281.7479 | 0 | 0.00615 | 0.074 | 0.02596 | 0 | 0 | 0 | 0 | 0 | 0 | 0.0705 | 0.2574 | 46.06 | 7.2612 | 244.0449 | 0 | 0 | 0 | 0 | 16.9556 | 41.0984 | 0 | 0 | -44.5597 | 0.8541 | 12.5561 | 0 | -1 | -4.2 | 13.5768 | 0 | 0 | 33.7228 | 33.7228 | 33.7228 | 33.7228 | 39.2126 | 48.6486 | 0 | 0 | 0 | 0 | 0 | 0 | 0 | 0 | 0 | 0 | 0 | 0 | 0 | 0 | 0 | -50 | 0 | 0 | 9.1882 | 0 | -154.166 | 17.8205 | 0 | 73.4131 | 69.0439 | 29.4984 | 1320.125 | 35.6492 | 65.0066 | 0 | 0.5292 | -2.5887 | 8.626 | 3.074 | 0 | 1298.1 | 250.7096 | -228.1747 | 9.0157 | 6.38 | -1.72 | 16.7078 | 5.7821 | 2025-11-11 | 2025_11_11 Hr 08 | 107.3909 | 1.1191e-13 | -1298.1 | -248.7257 | 520.1499 | 926.4411 | 87.147 | 13.0877 | 0 | 102.3907 | 291.293 | 126.4662 | 22.0972 | 182.7729 | 281.7479 | 0 | 7.2612 | 46.06 | 244.0449 | 0 | 142.457 | 0
2025_11_11 Hr 09 | 10.3696 | 0.00012 | 0.003384 | 3.5474 | 3.5621 | 3.5609 | 3.8089 | 3.8089 | 3.8089 | 116.3825 | -14.5 | 0.1104 | 11 | 0 | 91.3864 | 91.3864 | 281.7479 | 0 | 0.00615 | 0.074 | 0.02596 | 0 | 0 | 0 | 0 | 0 | 0 | 0.0705 | 0.2574 | 46.06 | 7.2612 | 244.0449 | 0 | 0 | 0 | 0 | 16.9263 | 41.0275 | 0 | 0 | -50.1463 | 0.8541 | 12.5561 | 0 | -1 | -4.2 | 13.5768 | 0 | 0 | 33.5041 | 33.5041 | 33.5041 | 33.5041 | 38.9583 | 48.6486 | 0 | 0 | 0 | 0 | 0 | 0 | 0 | 0 | 0 | 0 | 0 | 0 | 0 | 0 | 0 | -50 | 0 | 0 | 9.1882 | 0 | -162.7055 | 17.8205 | 0 | 73.4131 | 69.0439 | 34.5594 | 1318.092 | 35.6171 | 64.948 | 0 | 0.5292 | -10.3696 | 8.626 | 3.074 | 0 | 1288.892 | 265.4407 | -244.4951 | 9.0157 | 6.38 | -1.72 | 16.6928 | 5.7769 | 2025-11-11 | 2025_11_11 Hr 09 | 98.0439 | -0.000372 | -1288.892 | -262.8518 | 518.0031 | 926.4411 | 94.2115 | 13.0877 | 0 | 102.2905 | 289.3573 | 126.3553 | 22.0972 | 182.7729 | 281.7479 | 0 | 7.2612 | 46.06 | 244.0449 | 0 | 142.457 | 0
2025_11_11 Hr 10 | 13.4624 | 0.002385 | 0.067257 | 3.5474 | 3.5621 | 3.5609 | 3.8089 | 3.8089 | 3.8089 | 113.1177 | -14.5 | 0.1104 | 4 | 0 | 91.3864 | 91.3864 | 281.7479 | 0 | 0.00615 | 0.074 | 0.02596 | 0 | 0 | 0 | 0 | 0 | 0 | 0.0705 | 0.2574 | 46.06 | 7.2612 | 244.0449 | 0 | 0 | 0 | 0 | 16.8079 | 40.7404 | 0 | 0 | -48.3535 | 0.8541 | 12.5561 | 0 | -1 | -4.2 | 13.5768 | 0 | 0 | 32.619 | 32.619 | 32.619 | 32.619 | 37.929 | 45.7002 | 0 | 0 | 0 | 0 | 0 | 0 | 0 | 0 | 0 | 0 | 0 | 0 | 0 | 0 | 0 | -50 | 0 | 0 | 9.1882 | 0 | -145.8065 | 17.8205 | 0 | 73.4131 | 69.0439 | 33.5472 | 1309.916 | 35.4872 | 64.7111 | 0 | 0.5292 | -13.4624 | 8.626 | 3.074 | 0 | 1288 | 257.1264 | -230.6888 | 9.0157 | 6.38 | -1.72 | 16.6319 | 5.7558 | 2025-11-11 | 2025_11_11 Hr 10 | 91.2274 | 6e-06 | -1288 | -244.16 | 509.3141 | 926.4411 | 83.317 | 13.0877 | 0 | 101.8849 | 281.5227 | 125.9066 | 22.0972 | 182.7729 | 281.7479 | 0 | 7.2612 | 46.06 | 244.0449 | 0 | 142.457 | 0
2025_11_11 Hr 11 | 10.3712 | 0.00675 | 0.19035 | 3.5474 | 3.5621 | 3.5609 | 3.8089 | 3.8089 | 3.8089 | 106.5112 | -14.5 | 0.1104 | 3 | 0 | 91.3864 | 91.3864 | 281.7479 | 0 | 0.00615 | 0.074 | 0.02596 | 0 | 0 | 0 | 0 | 0 | 0 | 0.0705 | 0.2574 | 46.06 | 7.2612 | 244.0449 | 0 | 0 | 0 | 0 | 16.5682 | 40.1593 | 0 | 0 | -47.4737 | 0.8541 | 12.5561 | 0 | -1 | -4.2 | 13.5768 | 0 | 0 | 30.8279 | 30.8279 | 30.8279 | 30.8279 | 35.8463 | 45.7002 | 0 | 0 | 0 | 0 | 0 | 0 | 0 | 0 | 0 | 0 | 0 | 0 | 0 | 0 | 0 | -50 | 0 | 0 | 9.1882 | 0 | -184.0368 | 17.8205 | 0 | 73.4131 | 69.0439 | 30.9444 | 1293.365 | 35.2244 | 64.2318 | 0 | 0.5292 | -10.3712 | 8.626 | 3.074 | 0 | 1229.592 | 249.5288 | -265.828 | 9.0157 | 6.38 | -1.72 | 16.5087 | 5.7132 | 2025-11-11 | 2025_11_11 Hr 11 | 86.8361 | -0.000333 | -1229.592 | -281.5105 | 491.7316 | 926.4411 | 79.8417 | 13.0877 | 0 | 101.0641 | 265.669 | 124.9985 | 22.0972 | 182.7729 | 281.7479 | 0 | 7.2612 | 46.06 | 244.0449 | 0 | 142.457 | 0
2025_11_11 Hr 12 | 6.2088 | 0.00909 | 0.25634 | 3.5474 | 3.5621 | 3.5609 | 3.8089 | 3.8089 | 3.8089 | 118.0341 | -14.5 | 0.1104 | 3 | 0 | 91.3864 | 91.3864 | 281.7479 | 0 | 0.00615 | 0.074 | 0.02596 | 0 | 0 | 0 | 0 | 0 | 0 | 0.0705 | 0.2574 | 46.06 | 7.2612 | 244.0449 | 0 | 0 | 0 | 0 | 16.9863 | 41.1728 | 0 | 0 | -58.08 | 0.8541 | 12.5561 | 0 | -1 | -4.2 | 13.5768 | 0 | 0 | 33.9519 | 33.9519 | 33.9519 | 33.9519 | 39.479 | 48.6486 | 0 | 0 | 0 | 0 | 0 | 0 | 0 | 0 | 0 | 0 | 0 | 0 | 0 | 0 | 0 | -50 | 0 | 0 | 9.1882 | 0 | -204.1276 | 17.8205 | 0 | 73.4131 | 69.0439 | 22.5576 | 1322.514 | 35.6829 | 65.0679 | 0 | 0.5292 | -6.2088 | 8.626 | 3.074 | 0 | 1224.192 | 241.5142 | -281.7564 | 9.0157 | 6.38 | -1.72 | 16.7236 | 5.7876 | 2025-11-11 | 2025_11_11 Hr 12 | 74.518 | -0.000398 | -1224.192 | -312.2076 | 522.3987 | 926.4411 | 74.4716 | 13.0877 | 0 | 102.4957 | 293.3207 | 126.5824 | 22.0972 | 182.7729 | 281.7479 | 0 | 7.2612 | 46.06 | 244.0449 | 0 | 142.457 | 0
2025_11_11 Hr 13 | 5.6914 | 0.010845 | 0.30583 | 3.5474 | 3.5621 | 3.5609 | 3.8089 | 3.8089 | 3.8089 | 106.7416 | -14.5 | 0.1104 | 4 | 0 | 91.3864 | 91.3864 | 281.7479 | 0 | 0.00615 | 0.074 | 0.02596 | 0 | 0 | 0 | 0 | 0 | 0 | 0.0705 | 0.2574 | 46.06 | 7.2612 | 244.0449 | 0 | 0 | 0 | 0 | 16.5765 | 40.1796 | 0 | 0 | -42.0563 | 0.8541 | 12.5561 | 0 | -1 | -4.2 | 13.5768 | 0 | 0 | 30.8903 | 30.8903 | 30.8903 | 30.8903 | 35.919 | 48.6486 | 0 | 0 | 0 | 0 | 0 | 0 | 0 | 0 | 0 | 0 | 0 | 0 | 0 | 0 | 0 | -50 | 0 | 0 | 9.1882 | 0 | -226.0633 | 17.8205 | 0 | 73.4131 | 69.0439 | 15.4722 | 1294.062 | 35.2335 | 64.2485 | 0 | 0.5292 | -5.6914 | 8.626 | 3.074 | 0 | 1182.192 | 233.361 | -303.1747 | 9.0157 | 6.38 | -1.72 | 16.513 | 5.7147 | 2025-11-11 | 2025_11_11 Hr 13 | 80.1506 | -0.000412 | -1182.192 | -318.1196 | 492.3449 | 926.4411 | 68.4375 | 13.0877 | 0 | 101.0928 | 266.2219 | 125.0302 | 22.0972 | 182.7729 | 281.7479 | 0 | 7.2612 | 46.06 | 244.0449 | 0 | 142.457 | 0
2025_11_11 Hr 14 | 6.2105 | 0.01131 | 0.31894 | 3.5474 | 3.5621 | 3.5609 | 3.8089 | 3.8089 | 3.8089 | 108.931 | -14.5 | 0.1104 | 11 | 0 | 91.3864 | 91.3864 | 281.7479 | 0 | 0.00615 | 0.074 | 0.02596 | 0 | 0 | 0 | 0 | 0 | 0 | 0.0705 | 0.2574 | 46.06 | 7.2612 | 244.0449 | 0 | 0 | 0 | 0 | 16.656 | 40.3721 | 0 | 0 | -41.0197 | 0.8541 | 12.5561 | 0 | -1 | -4.2 | 13.5768 | 0 | 0 | 31.4839 | 31.4839 | 31.4839 | 31.4839 | 36.6092 | 51.7023 | 0 | 0 | 0 | 0 | 0 | 0 | 0 | 0 | 0 | 0 | 0 | 0 | 0 | 0 | 0 | -50 | 0 | 0 | 9.1882 | 0 | -276.0069 | 17.8205 | 0 | 73.4131 | 69.0439 | 12.0018 | 1299.601 | 35.3206 | 64.4074 | 0 | 0.5292 | -6.2105 | 8.626 | 3.074 | 0 | 1145.708 | 240.7647 | -353.6374 | 9.0157 | 6.38 | -1.72 | 16.5538 | 5.7288 | 2025-11-11 | 2025_11_11 Hr 14 | 79.1645 | 0.000326 | -1145.708 | -367.0266 | 498.1717 | 926.4411 | 75.0344 | 13.0877 | 0 | 101.3648 | 271.4758 | 125.3311 | 22.0972 | 182.7729 | 281.7479 | 0 | 7.2612 | 46.06 | 244.0449 | 0 | 142.457 | 0
2025_11_11 Hr 15 | 9.8505 | 0.01095 | 0.30879 | 3.5474 | 3.5621 | 3.5609 | 3.8089 | 3.8089 | 3.8089 | 102.9391 | -14.5 | 0.1104 | 21 | 0 | 91.3864 | 91.3864 | 281.7479 | 0 | 0.00615 | 0.074 | 0.02596 | 0 | 0 | 0 | 0 | 0 | 0 | 0.0705 | 0.2574 | 45.8642 | 7.2612 | 244.0449 | 0 | 0 | 0 | 0 | 16.4385 | 39.8452 | 0 | 0 | -33.0961 | 0.8541 | 12.5561 | 0 | -1 | -4.2 | 13.5768 | 0 | 0 | 29.8594 | 29.8594 | 29.8594 | 29.8594 | 34.7202 | 50.6493 | 0 | 0 | 0 | 0 | 0 | 0 | 0 | 0 | 0 | 0 | 0 | 0 | 0 | 0 | 0 | -50 | 0 | 0 | 9.1882 | 0 | -290.4242 | 17.8205 | 0 | 73.4131 | 69.0439 | 12.0018 | 1284.271 | 35.0822 | 63.9726 | 0 | 0.5292 | -9.8505 | 8.626 | 3.074 | 0 | 1132.008 | 252.5278 | -371.6947 | 9.0157 | 6.38 | -1.72 | 16.4421 | 5.6901 | 2025-11-11 | 2025_11_11 Hr 15 | 78.7799 | 0.000344 | -1132.008 | -373.5203 | 482.2248 | 926.2453 | 83.9708 | 13.0877 | 0 | 100.6204 | 257.0969 | 124.5075 | 22.0972 | 182.7729 | 281.7479 | 0 | 7.2612 | 45.8642 | 244.0449 | 0 | 142.457 | 0
2025_11_11 Hr 16 | 3.1011 | 0.010125 | 0.28552 | 3.5474 | 3.5621 | 3.5609 | 3.8089 | 3.8089 | 3.8089 | 95.8717 | -14.5 | 0.1104 | 52 | 0 | 91.3864 | 91.3864 | 281.7479 | 0 | 0.00615 | 0.074 | 0.02596 | 0 | 0 | 0 | 0 | 0 | 0 | 0.0705 | 0.2574 | 46.06 | 7.2612 | 244.0449 | 0 | 0 | 0 | 0 | 16.1821 | 39.2236 | 0 | 0 | -28.9558 | 0.8541 | 12.5561 | 0 | -1 | -4.2 | 13.5768 | 0 | 0 | 27.9433 | 27.9433 | 27.9433 | 27.9433 | 32.4922 | 41.6988 | 0 | 0 | 0 | 0 | 0 | 0 | 0 | 0 | 0 | 0 | 0 | 0 | 0 | 0 | 0 | -50 | 0 | 0 | 9.1882 | 0 | -280.3514 | 17.8205 | 0 | 73.4131 | 69.0439 | 14.46 | 1266.606 | 34.801 | 63.4598 | 0 | 0.5292 | -3.1011 | 8.626 | 3.074 | 0 | 1152.092 | 269.3138 | -354.8725 | 9.0157 | 6.38 | -1.72 | 16.3103 | 5.6445 | 2025-11-11 | 2025_11_11 Hr 16 | 84.8893 | -0.000348 | -1152.092 | -359.3072 | 463.4156 | 926.4411 | 108.4544 | 13.0877 | 0 | 99.7423 | 240.1371 | 123.5361 | 22.0972 | 182.7729 | 281.7479 | 0 | 7.2612 | 46.06 | 244.0449 | 0 | 142.457 | 0
2025_11_11 Hr 17 | 0 | 0.00825 | 0.23265 | 3.5474 | 3.5621 | 3.5609 | 3.8089 | 3.8089 | 3.8089 | 115.1534 | -14.5 | 0.1104 | 61 | 0 | 91.3864 | 91.3864 | 281.7479 | 0 | 0.00615 | 0.074 | 0.02596 | 0 | 0 | 0 | 0 | 0 | 0 | 0.0705 | 0.2574 | 46.06 | 7.2612 | 244.0449 | 0 | 0 | 0 | 0 | 16.8817 | 40.9194 | 0 | 0 | -43.3825 | 0.8541 | 12.5561 | 0 | -1 | -4.2 | 13.5768 | 0 | 0 | 33.1709 | 33.1709 | 33.1709 | 33.1709 | 38.5708 | 28.8522 | 0 | 0 | 0 | 0 | 0 | 0 | 0 | 0 | 0 | 0 | 0 | 0 | 0 | 0 | 0 | -50 | 0 | 0 | 9.1882 | 0 | -237.1976 | 17.8205 | 0 | 73.4131 | 69.0439 | 14.0262 | 1315.219 | 35.5682 | 64.8589 | 0 | 0.5292 | 0 | 8.626 | 3.074 | 0 | 1227.8 | 264.5808 | -308.6176 | 9.0157 | 6.38 | -1.72 | 16.6699 | 5.769 | 2025-11-11 | 2025_11_11 Hr 17 | 93.5629 | 2.2e-05 | -1227.8 | -330.5801 | 514.732 | 926.4411 | 104.1193 | 13.0877 | 0 | 102.1378 | 286.4078 | 126.1864 | 22.0972 | 182.7729 | 281.7479 | 0 | 7.2612 | 46.06 | 244.0449 | 0 | 142.457 | 0
2025_11_11 Hr 18 | 0 | 0.00549 | 0.15482 | 3.5474 | 3.5621 | 3.5609 | 3.8089 | 3.8089 | 3.8089 | 135.6642 | -14.5 | 0.1104 | 74 | 0 | 91.3864 | 91.3864 | 281.7479 | 0 | 0.00615 | 0.074 | 0.02596 | 0 | 0 | 0 | 0 | 0 | 0 | 0.0705 | 0.2574 | 46.06 | 7.2612 | 244.0449 | 0 | 0 | 0 | 0 | 17.626 | 42.7233 | 0 | 0 | -42.1978 | 0.8541 | 12.5561 | 0 | -1 | -4.2 | 13.5768 | 0 | 0 | 38.7317 | 38.7317 | 38.7317 | 38.7317 | 45.0369 | 28.8522 | 0 | 0 | 0 | 0 | 0 | 0 | 0 | 0 | 0 | 0 | 0 | 0 | 0 | 0 | 0 | -50 | 0 | 0 | 9.1882 | 0 | -257.014 | 17.8205 | 0 | 73.4131 | 69.0439 | 18.9426 | 1366.91 | 36.3844 | 66.3471 | 0 | 0.5292 | 0 | 8.626 | 3.074 | 0 | 1281.592 | 285.3136 | -328.434 | 9.0157 | 6.38 | -1.72 | 17.0524 | 5.9013 | 2025-11-11 | 2025_11_11 Hr 18 | 90.4244 | -0.000338 | -1281.592 | -349.2118 | 569.3195 | 926.4411 | 121.9551 | 13.0877 | 0 | 104.686 | 335.628 | 129.0056 | 22.0972 | 182.7729 | 281.7479 | 0 | 7.2612 | 46.06 | 244.0449 | 0 | 142.457 | 0
2025_11_11 Hr 19 | 0 | 0.0021 | 0.05922 | 3.5474 | 3.5621 | 3.5609 | 3.8089 | 3.8089 | 3.8089 | 129.9027 | -14.5 | 0.1104 | 86 | 0 | 91.3864 | 91.3864 | 281.7479 | 0 | 0.00615 | 0.074 | 0.02596 | 0 | 0 | 0 | 0 | 0 | 0 | 0.0705 | 0.2574 | 46.06 | 7.2612 | 244.0449 | 0 | 0 | 0 | 0 | 17.4169 | 42.2166 | 0 | 0 | -46.6971 | 0.8541 | 12.5561 | 0 | -1 | -4.2 | 13.5768 | 0 | 0 | 37.1697 | 37.1697 | 37.1697 | 37.1697 | 43.2206 | 44.6472 | 0 | 0 | 0 | 0 | 0 | 0 | 0 | 0 | 0 | 0 | 0 | 0 | 0 | 0 | 0 | -50 | 0 | 0 | 9.1882 | 0 | -307.0874 | 17.8205 | 0 | 73.4131 | 69.0439 | 46.5612 | 1352.273 | 36.1551 | 65.929 | 0 | 0.5292 | 0 | 8.626 | 3.074 | 0 | 1267 | 339.9319 | -378.5074 | 9.0157 | 6.38 | -1.72 | 16.9449 | 5.8642 | 2025-11-11 | 2025_11_11 Hr 19 | 92.3782 | -6e-05 | -1267 | -403.7845 | 553.9859 | 926.4411 | 177.2697 | 13.0877 | 0 | 103.9702 | 321.802 | 128.2137 | 22.0972 | 182.7729 | 281.7479 | 0 | 7.2612 | 46.06 | 244.0449 | 0 | 142.457 | 0
2025_11_11 Hr 20 | 0 | 6e-05 | 0.001692 | 3.5474 | 3.5621 | 3.5609 | 3.8089 | 3.8089 | 3.8089 | 109.2383 | -14.5 | 0.1104 | 86 | 0 | 91.3864 | 91.3864 | 281.7479 | 0 | 0.00615 | 0.074 | 0.02596 | 0 | 0 | 0 | 0 | 0 | 0 | 0.0705 | 0.2574 | 46.06 | 7.2612 | 244.0449 | 0 | 0 | 0 | 0 | 16.6671 | 40.3992 | 0 | 0 | -47.5176 | 0.8541 | 12.5561 | 0 | -1 | -4.2 | 13.5768 | 0 | 0 | 31.5672 | 31.5672 | 31.5672 | 31.5672 | 36.7061 | 59.5998 | 0 | 0 | 0 | 0 | 0 | 0 | 0 | 0 | 0 | 0 | 0 | 0 | 0 | 0 | 0 | -50 | 0 | 0 | 9.1882 | 0 | -311.3939 | 17.8205 | 0 | 73.4131 | 69.0439 | 64.4916 | 1300.059 | 35.3329 | 64.4297 | 0 | 0.5292 | 0 | 8.626 | 3.074 | 0 | 1239.7 | 369.9725 | -382.8139 | 9.0157 | 6.38 | -1.72 | 16.5595 | 5.7308 | 2025-11-11 | 2025_11_11 Hr 20 | 88.9731 | -1.1e-05 | -1239.7 | -408.9115 | 498.9895 | 926.4411 | 210.0932 | 13.0877 | 0 | 101.4029 | 272.2132 | 125.3734 | 22.0972 | 182.7729 | 281.7479 | 0 | 7.2612 | 46.06 | 244.0449 | 0 | 142.457 | 0
2025_11_11 Hr 21 | 0 | 0 | 0 | 3.5474 | 3.5621 | 3.5609 | 3.8089 | 3.8089 | 3.8089 | 92.6069 | -14.5 | 0.1104 | 86 | 0 | 91.3864 | 91.3864 | 281.7479 | 0 | 0.00615 | 0.074 | 0.02596 | 0 | 0 | 0 | 0 | 0 | 0 | 0.0705 | 0.2574 | 46.06 | 7.2612 | 244.0449 | 0 | 0 | 0 | 0 | 16.0636 | 38.9364 | 0 | 0 | -47.9651 | 0.8541 | 12.5561 | 0 | -1 | -4.2 | 13.5768 | 0 | 0 | 27.0582 | 27.0582 | 27.0582 | 27.0582 | 31.463 | 59.5998 | 0 | 0 | 0 | 0 | 0 | 0 | 0 | 0 | 0 | 0 | 0 | 0 | 0 | 0 | 0 | -50 | 0 | 0 | 9.1882 | 0 | -295.4531 | 17.8205 | 0 | 73.4131 | 69.0439 | 58.563 | 1258.08 | 34.6711 | 63.2229 | 0 | 0.5292 | 0 | 8.626 | 3.074 | 0 | 1205 | 361.7579 | -366.8731 | 9.0157 | 6.38 | -1.72 | 16.2494 | 5.6235 | 2025-11-11 | 2025_11_11 Hr 21 | 87.9993 | -1.8e-05 | -1205 | -393.4182 | 454.7266 | 926.4411 | 204.1628 | 13.0877 | 0 | 99.3367 | 232.3025 | 123.0874 | 22.0972 | 182.7729 | 281.7479 | 0 | 7.2612 | 46.06 | 244.0449 | 0 | 142.457 | 0
2025_11_11 Hr 22 | 0 | 0 | 0 | 3.5474 | 3.5621 | 3.5609 | 3.8089 | 3.8089 | 3.8089 | 69.9451 | -14.5 | 0.1104 | 85 | 0 | 91.3864 | 91.3864 | 281.7479 | 0 | 0.00615 | 0.074 | 0.02596 | 0 | 0 | 0 | 0 | 0 | 0 | 0.0705 | 0.2574 | 46.06 | 7.2612 | 244.0449 | 0 | 0 | 0 | 0 | 15.2414 | 36.9433 | 0 | 0 | -15.8345 | 0.8541 | 12.5561 | 0 | -1 | -4.2 | 13.5768 | 0 | 0 | 20.9142 | 20.9142 | 20.9142 | 20.9142 | 24.3188 | 55.5984 | 0 | 0 | 0 | 0 | 0 | 0 | 0 | 0 | 0 | 0 | 0 | 0 | 0 | 0 | 0 | -50 | 0 | 0 | 9.1882 | 0 | -298.4583 | 17.8205 | 0 | 73.4131 | 69.0439 | 34.5594 | 1200.883 | 33.7694 | 61.5786 | 0 | 0.5292 | 0 | 8.626 | 3.074 | 0 | 1144.808 | 329.638 | -369.8783 | 9.0157 | 6.38 | -1.72 | 15.8268 | 5.4772 | 2025-11-11 | 2025_11_11 Hr 22 | 86.9573 | 0.000308 | -1144.808 | -364.2928 | 394.4145 | 926.4411 | 175.1578 | 13.0877 | 0 | 96.5214 | 177.9206 | 119.9725 | 22.0972 | 182.7729 | 281.7479 | 0 | 7.2612 | 46.06 | 244.0449 | 0 | 142.457 | 0
2025_11_11 Hr 23 | 0 | 0 | 0 | 3.5474 | 3.5621 | 3.5609 | 3.8089 | 3.8089 | 3.8089 | 42.6527 | 0 | 0.1104 | 79 | 0 | 91.3864 | 91.3864 | 283.5925 | 0 | 0.00615 | 0.074 | 0.02596 | 0 | 0 | 0 | 0 | 0 | 0 | 0.0705 | 0.2574 | 46.06 | 7.2612 | 245.025 | 0 | 0 | 0 | 0 | 14.1933 | 34.403 | 0 | 23.2151 | 0 | 0.8541 | 12.5561 | 0 | -1 | -4.2 | 13.5768 | 0 | 0 | 13.0832 | 13.0832 | 13.0832 | 13.0832 | 15.213 | 48.6486 | 0 | 0 | 0 | 0 | 0 | 0 | 0 | 0 | 0 | 0 | 0 | 0 | 0 | 0 | 0 | 0 | -50 | 0 | 9.1882 | 0 | -325.9228 | 17.8205 | 0 | 74.1091 | 69.6985 | 19.521 | 1133.748 | 32.6201 | 59.4829 | 0 | 0.5292 | 0 | 8.626 | 3.074 | 0 | 1071.8 | 297.6797 | -382.8428 | 9.0157 | 6.38 | -1.72 | 15.2881 | 5.2908 | 2025-11-11 | 2025_11_11 Hr 23 | 94.0611 | -3e-06 | -1071.8 | -352.7077 | 333.6339 | 930.6164 | 147.1696 | 13.0877 | 0 | 92.9329 | 110.1986 | 130.5024 | 22.0972 | 182.7729 | 283.5925 | 0 | 7.2612 | 46.06 | 245.025 | 0 | 143.8077 | 0
2025_11_11 Hr 24 | 0 | 0 | 0 | 3.5474 | 3.5621 | 3.5609 | 3.8089 | 3.8089 | 3.8089 | 36.6934 | 0 | 0.1104 | 84 | 0 | 91.3864 | 91.3864 | 283.5925 | 0 | 0.00615 | 0.074 | 0.02596 | 0 | 0 | 0 | 0 | 0 | 0 | 0.0705 | 0.2574 | 46.06 | 7.2612 | 245.025 | 0 | 0 | 0 | 0 | 13.3237 | 32.295 | 0 | 27.0584 | 0 | 0.8541 | 12.5561 | 0 | -1 | -4.2 | 13.5768 | 0 | 0 | 6.5852 | 6.5852 | 6.5852 | 6.5852 | 7.6572 | 55.5984 | 0 | 0 | 0 | 0 | 0 | 0 | 0 | 0 | 0 | 0 | 0 | 0 | 0 | 0 | 0 | 0 | -50 | 0 | 9.1882 | 0 | -322.1121 | 17.8205 | 0 | 74.1091 | 69.6985 | 17.4966 | 1091.263 | 31.6664 | 57.7438 | 0 | 0.5292 | 0 | 8.626 | 3.074 | 0 | 1043.6 | 304.3107 | -379.0321 | 9.0157 | 6.38 | -1.72 | 14.8412 | 5.1361 | 2025-11-11 | 2025_11_11 Hr 24 | 93.2381 | -1.6e-05 | -1043.6 | -345.0537 | 287.8546 | 930.6164 | 157.095 | 13.0877 | 0 | 89.9553 | 70.6912 | 127.208 | 22.0972 | 182.7729 | 283.5925 | 0 | 7.2612 | 46.06 | 245.025 | 0 | 143.8077 | 0
2025_11_12 Hr 01 | 0 | 0 | 0 | 3.5474 | 3.5621 | 3.5609 | 3.8089 | 3.8089 | 3.8089 | 36.6934 | 0 | 0.1104 | 82 | 0 | 91.3864 | 91.3864 | 283.5925 | 0 | 0.00615 | 0.074 | 0.02596 | 0 | 0 | 0 | 0 | 0 | 0 | 0.0705 | 0.2574 | 46.06 | 7.2612 | 245.025 | 0 | 0 | 0 | 0 | 13.1584 | 31.8837 | 0 | 27.7491 | 0 | 0.8541 | 12.5631 | 0 | -1 | -4.2 | 13.5985 | 0 | 0 | 4.8172 | 4.8172 | 4.8172 | 4.8172 | 5.6014 | 53.5977 | 0 | 0 | 0 | 0 | 0 | 0 | 0 | 0 | 0 | 0 | 0 | 0 | 0 | 0 | 0 | 0 | -50 | 0 | 9.2033 | 0 | -335.9111 | 17.2743 | 0 | 74.1091 | 69.6985 | 13.4478 | 1081.599 | 30.4319 | 55.5133 | 0 | 0.5292 | 0 | 8.626 | 3.074 | 0 | 1008.017 | 291.4996 | -392.8311 | 9.012 | 6.38 | -1.72 | 14.2887 | 4.9383 | 2025-11-12 | 2025_11_12 Hr 01 | 85.612 | -0.000327 | -1008.017 | -358.162 | 273.429 | 930.6164 | 149.0455 | 13.0877 | 0 | 89.419 | 61.5635 | 122.4464 | 22.0972 | 182.7729 | 283.5925 | 0 | 7.2612 | 46.06 | 245.025 | 0 | 143.8077 | 0
2025_11_12 Hr 02 | 0 | 0 | 0 | 3.5474 | 3.5621 | 3.5609 | 3.8089 | 3.8089 | 3.8089 | 36.6934 | 0 | 0.1104 | 81 | 0 | 91.3864 | 91.3864 | 283.5925 | 0 | 0.00615 | 0.074 | 0.02596 | 0 | 0 | 0 | 0 | 0 | 0 | 0.0705 | 0.2574 | 46.06 | 7.2612 | 245.025 | 0 | 0 | 0 | 0 | 13.157 | 31.8802 | 0 | 30.3051 | 0 | 0.8541 | 12.5631 | 0 | -1 | -4.2 | 13.5985 | 0 | 0 | 4.8068 | 4.8068 | 4.8068 | 4.8068 | 5.5893 | 48.6486 | 0 | 0 | 0 | 0 | 0 | 0 | 0 | 0 | 0 | 0 | 0 | 0 | 0 | 0 | 0 | 0 | -50 | 0 | 9.2033 | 0 | -343.2545 | 17.2743 | 0 | 74.1091 | 69.6985 | 11.4234 | 1081.54 | 30.4304 | 55.5105 | 0 | 0.5292 | 0 | 8.626 | 3.074 | 0 | 995.1917 | 283.5208 | -400.1745 | 9.012 | 6.38 | -1.72 | 14.288 | 4.938 | 2025-11-12 | 2025_11_12 Hr 02 | 85.6442 | -2.2e-05 | -995.1917 | -362.9494 | 273.3649 | 930.6164 | 141.072 | 13.0877 | 0 | 89.4141 | 61.5097 | 122.4411 | 22.0972 | 182.7729 | 283.5925 | 0 | 7.2612 | 46.06 | 245.025 | 0 | 143.8077 | 0
2025_11_12 Hr 03 | 0 | 0 | 0 | 3.5474 | 3.5621 | 3.5609 | 3.8089 | 3.8089 | 3.8089 | 36.6934 | 0 | 0.1104 | 91 | 0 | 91.3864 | 91.3864 | 283.5925 | 0 | 0.00615 | 0.074 | 0.02596 | 0 | 0 | 0 | 0 | 0 | 0 | 0.0705 | 0.2574 | 46.06 | 7.2612 | 245.025 | 0 | 0 | 0 | 0 | 13.157 | 31.8802 | 0 | 30.2819 | 0 | 0.8541 | 12.5631 | 0 | -1 | -4.2 | 13.5985 | 0 | 0 | 4.8068 | 4.8068 | 4.8068 | 4.8068 | 5.5893 | 45.7002 | 0 | 0 | 0 | 0 | 0 | 0 | 0 | 0 | 0 | 0 | 0 | 0 | 0 | 0 | 0 | 0 | -50 | 0 | 9.2033 | 0 | -352.653 | 17.2743 | 0 | 74.1091 | 69.6985 | 12.0018 | 1081.54 | 30.4304 | 55.5105 | 0 | 0.5292 | 0 | 8.626 | 3.074 | 0 | 993.4 | 291.1508 | -409.573 | 9.012 | 6.38 | -1.72 | 14.288 | 4.938 | 2025-11-12 | 2025_11_12 Hr 03 | 85.5155 | 8e-06 | -993.4 | -372.3711 | 273.3649 | 930.6164 | 148.702 | 13.0877 | 0 | 89.4141 | 61.5097 | 122.4411 | 22.0972 | 182.7729 | 283.5925 | 0 | 7.2612 | 46.06 | 245.025 | 0 | 143.8077 | 0
2025_11_12 Hr 04 | 0 | 0 | 0 | 3.5474 | 3.5621 | 3.5609 | 3.8089 | 3.8089 | 3.8089 | 36.6934 | 0 | 0.1104 | 92 | 0 | 91.3864 | 91.3864 | 283.5925 | 0 | 0.00615 | 0.074 | 0.02596 | 0 | 0 | 0 | 0 | 0 | 0 | 0.0705 | 0.2574 | 46.06 | 7.2612 | 245.025 | 0 | 0 | 0 | 0 | 13.1367 | 31.8312 | 0 | 26.1084 | 0 | 0.8541 | 12.5631 | 0 | -1 | -4.2 | 13.5985 | 0 | 0 | 4.6607 | 4.6607 | 4.6607 | 4.6607 | 5.4194 | 34.749 | 0 | 0 | 0 | 0 | 0 | 0 | 0 | 0 | 0 | 0 | 0 | 0 | 0 | 0 | 0 | 0 | -50 | 0 | 9.2033 | 0 | -318.5431 | 17.2743 | 0 | 74.1091 | 69.6985 | 13.014 | 1080.717 | 30.4089 | 55.4714 | 0 | 0.5292 | 0 | 8.626 | 3.074 | 0 | 1013.5 | 282.1378 | -375.4631 | 9.012 | 6.38 | -1.72 | 14.2779 | 4.9346 | 2025-11-12 | 2025_11_12 Hr 04 | 86.2486 | -4e-06 | -1013.5 | -342.4347 | 272.4676 | 930.6164 | 139.763 | 13.0877 | 0 | 89.3448 | 60.7557 | 122.3671 | 22.0972 | 182.7729 | 283.5925 | 0 | 7.2612 | 46.06 | 245.025 | 0 | 143.8077 | 0
2025_11_12 Hr 05 | 0 | 0 | 0 | 3.5474 | 3.5621 | 3.5609 | 3.8089 | 3.8089 | 3.8089 | 37.3261 | 0 | 0.1104 | 94 | 0 | 91.3864 | 91.3864 | 283.5925 | 0 | 0.00615 | 0.074 | 0.02596 | 0 | 0 | 0 | 0 | 0 | 0 | 0.0705 | 0.2574 | 46.06 | 7.2612 | 245.025 | 0 | 0 | 0 | 0 | 13.73 | 33.2686 | 0 | 27.3972 | 0 | 0.8541 | 12.5631 | 0 | -1 | -4.2 | 13.5985 | 0 | 0 | 8.9376 | 8.9376 | 8.9376 | 8.9376 | 10.3925 | 28.8522 | 0 | 0 | 0 | 0 | 0 | 0 | 0 | 0 | 0 | 0 | 0 | 0 | 0 | 0 | 0 | 0 | -50 | 0 | 9.2033 | 0 | -300.507 | 17.2743 | 0 | 74.1091 | 69.6985 | 8.9652 | 1105.461 | 31.0364 | 56.6161 | 0 | 0.5292 | 0 | 8.626 | 3.074 | 0 | 1051.792 | 276.3608 | -357.427 | 9.012 | 6.38 | -1.72 | 14.5725 | 5.0364 | 2025-11-12 | 2025_11_12 Hr 05 | 92.923 | -0.000329 | -1051.792 | -323.1098 | 299.38 | 930.6164 | 131.8174 | 13.0877 | 0 | 91.3755 | 83.4688 | 124.5357 | 22.0972 | 182.7729 | 283.5925 | 0 | 7.2612 | 46.06 | 245.025 | 0 | 143.8077 | 0
2025_11_12 Hr 06 | 0 | 0 | 0 | 3.5474 | 3.5621 | 3.5609 | 3.8089 | 3.8089 | 3.8089 | 64.5529 | 0 | 0.1104 | 95 | 0 | 91.3864 | 91.3864 | 283.5925 | 0 | 0.00615 | 0.074 | 0.02596 | 0 | 0 | 0 | 0 | 0 | 0 | 0.0705 | 0.2574 | 46.06 | 7.2612 | 245.025 | 0 | 0 | 0 | 0 | 15.0872 | 36.5573 | 0 | 9.8299 | -11.3732 | 0.8541 | 12.5631 | 0 | -1 | -4.2 | 13.5985 | 0 | 0 | 18.7221 | 18.7221 | 18.7221 | 18.7221 | 21.7699 | 28.8522 | 0 | 0 | 0 | 0 | 0 | 0 | 0 | 0 | 0 | 0 | 0 | 0 | 0 | 0 | 0 | 0 | -50 | 0 | 9.2033 | 0 | -277.7874 | 17.2743 | 0 | 74.1091 | 69.6985 | 7.953 | 1187.849 | 32.472 | 59.2348 | 0 | 0.5292 | 0 | 8.626 | 3.074 | 0 | 1132.908 | 281.3099 | -334.7074 | 9.012 | 6.38 | -1.72 | 15.2466 | 5.2693 | 2025-11-12 | 2025_11_12 Hr 06 | 110.342 | 0.000344 | -1132.908 | -329.3307 | 386.7297 | 930.6164 | 131.8052 | 13.0877 | 0 | 96.0213 | 161.2114 | 129.497 | 22.0972 | 182.7729 | 283.5925 | 0 | 7.2612 | 46.06 | 245.025 | 0 | 143.8077 | 0
2025_11_12 Hr 07 | 0 | 0 | 0 | 3.5474 | 3.5621 | 3.5609 | 3.8089 | 3.8089 | 3.8089 | 109.7065 | -14.5 | 0.1104 | 87 | 0 | 91.3864 | 91.3864 | 281.7479 | 0 | 0.00615 | 0.074 | 0.02596 | 0 | 0 | 0 | 0 | 0 | 0 | 0.0705 | 0.2574 | 46.06 | 7.2612 | 244.0449 | 0 | 0 | 0 | 0 | 16.7844 | 40.6698 | 0 | 0 | -43.8103 | 0.8541 | 12.5631 | 0 | -1 | -4.2 | 13.5985 | 0 | 0 | 30.9581 | 30.9581 | 30.9581 | 30.9581 | 35.9978 | 27.7992 | 0 | 0 | 0 | 0 | 0 | 0 | 0 | 0 | 0 | 0 | 0 | 0 | 0 | 0 | 0 | -50 | 0 | 0 | 9.2033 | 0 | -222.2314 | 17.2743 | 0 | 73.4131 | 69.0439 | 7.953 | 1297.809 | 34.2672 | 62.5096 | 0 | 0.5292 | 0 | 8.626 | 3.074 | 0 | 1238.808 | 278.4611 | -293.6514 | 9.012 | 6.38 | -1.72 | 16.0895 | 5.5606 | 2025-11-12 | 2025_11_12 Hr 07 | 114.102 | 0.000328 | -1238.808 | -316.0417 | 492.5691 | 926.4411 | 122.7522 | 13.0877 | 0 | 101.8311 | 269.5367 | 121.2012 | 22.0972 | 182.7729 | 281.7479 | 0 | 7.2612 | 46.06 | 244.0449 | 0 | 142.457 | 0
2025_11_12 Hr 08 | 1.0315 | 0 | 0 | 3.5474 | 3.5621 | 3.5609 | 3.8089 | 3.8089 | 3.8089 | 123.4104 | -14.5 | 0.1104 | 86 | 0 | 91.3864 | 91.3864 | 281.7479 | 0 | 0.00615 | 0.074 | 0.02596 | 0 | 0 | 0 | 0 | 0 | 0 | 0.0705 | 0.2574 | 46.06 | 7.2612 | 244.0449 | 0 | 0 | 0 | 0 | 17.2995 | 41.918 | 0 | 0 | -67.9857 | 0.8541 | 12.5631 | 0 | -1 | -4.2 | 13.5985 | 0 | 0 | 34.6716 | 34.6716 | 34.6716 | 34.6716 | 40.3159 | 28.8522 | 0 | 0 | 0 | 0 | 0 | 0 | 0 | 0 | 0 | 0 | 0 | 0 | 0 | 0 | 0 | -50 | 0 | 0 | 9.2033 | 0 | -188.3558 | 17.2743 | 0 | 73.4131 | 69.0439 | 9.9774 | 1332.448 | 34.812 | 63.5035 | 0 | 0.5292 | -1.0315 | 8.626 | 3.074 | 0 | 1287.108 | 283.453 | -260.8073 | 9.012 | 6.38 | -1.72 | 16.3453 | 5.6491 | 2025-11-12 | 2025_11_12 Hr 08 | 109.3943 | 0.000311 | -1287.108 | -306.3415 | 529.0914 | 926.4411 | 124.8296 | 13.0877 | 0 | 103.5944 | 302.4129 | 123.0842 | 22.0972 | 182.7729 | 281.7479 | 0 | 7.2612 | 46.06 | 244.0449 | 0 | 142.457 | 0
2025_11_12 Hr 09 | 1.5472 | 0.000105 | 0.002961 | 3.5474 | 3.5621 | 3.5609 | 3.8089 | 3.8089 | 3.8089 | 115.3266 | -14.5 | 0.1104 | 91 | 0 | 91.3864 | 91.3864 | 281.7479 | 0 | 0.00615 | 0.074 | 0.02596 | 0 | 0 | 0 | 0 | 0 | 0 | 0.0705 | 0.2574 | 46.06 | 7.2612 | 244.0449 | 0 | 0 | 0 | 0 | 16.9957 | 41.1817 | 0 | 0 | -51.7102 | 0.8541 | 12.5631 | 0 | -1 | -4.2 | 13.5985 | 0 | 0 | 32.4811 | 32.4811 | 32.4811 | 32.4811 | 37.7687 | 31.8006 | 0 | 0 | 0 | 0 | 0 | 0 | 0 | 0 | 0 | 0 | 0 | 0 | 0 | 0 | 0 | -50 | 0 | 0 | 9.2033 | 0 | -174.3156 | 17.2743 | 0 | 73.4131 | 69.0439 | 1.446 | 1312.018 | 34.4907 | 62.9172 | 0 | 0.5292 | -1.5472 | 8.626 | 3.074 | 0 | 1295.3 | 282.2751 | -247.2828 | 9.012 | 6.38 | -1.72 | 16.1944 | 5.5969 | 2025-11-12 | 2025_11_12 Hr 09 | 94.4713 | -5.7e-05 | -1295.3 | -276.0258 | 507.5473 | 926.4411 | 124.2497 | 13.0877 | 0 | 102.5543 | 283.0196 | 121.9734 | 22.0972 | 182.7729 | 281.7479 | 0 | 7.2612 | 46.06 | 244.0449 | 0 | 142.457 | 0
2025_11_12 Hr 10 | 3.0978 | 0.001755 | 0.049491 | 3.5474 | 3.5621 | 3.5609 | 3.8089 | 3.8089 | 3.8089 | 110.5918 | -14.5 | 0.1104 | 83 | 0 | 91.3864 | 91.3864 | 281.7479 | 0 | 0.00615 | 0.074 | 0.02596 | 0 | 0 | 0 | 0 | 0 | 0 | 0.0705 | 0.2574 | 46.06 | 7.2612 | 244.0449 | 0 | 0 | 0 | 0 | 16.8177 | 40.7505 | 0 | 0 | -38.345 | 0.8541 | 12.5631 | 0 | -1 | -4.2 | 13.5985 | 0 | 0 | 31.198 | 31.198 | 31.198 | 31.198 | 36.2768 | 33.8013 | 0 | 0 | 0 | 0 | 0 | 0 | 0 | 0 | 0 | 0 | 0 | 0 | 0 | 0 | 0 | -50 | 0 | 0 | 9.2033 | 0 | -147.6855 | 17.2743 | 0 | 73.4131 | 69.0439 | 1.0122 | 1300.096 | 34.3024 | 62.5738 | 0 | 0.5292 | -3.0978 | 8.626 | 3.074 | 0 | 1316.292 | 276.7436 | -222.2033 | 9.012 | 6.38 | -1.72 | 16.106 | 5.5664 | 2025-11-12 | 2025_11_12 Hr 10 | 80.5716 | -0.000394 | -1316.292 | -236.0305 | 494.9286 | 926.4411 | 117.8647 | 13.0877 | 0 | 101.9451 | 271.6606 | 121.3229 | 22.0972 | 182.7729 | 281.7479 | 0 | 7.2612 | 46.06 | 244.0449 | 0 | 142.457 | 0
2025_11_12 Hr 11 | 3.6201 | 0.006135 | 0.17301 | 3.5474 | 3.5621 | 3.5609 | 3.8089 | 3.8089 | 3.8089 | 98.8126 | -14.5 | 0.1104 | 71 | 0 | 91.3864 | 91.3864 | 281.7479 | 0 | 0.00615 | 0.074 | 0.02596 | 0 | 0 | 0 | 0 | 0 | 0 | 0.0705 | 0.2574 | 46.06 | 7.2612 | 244.0449 | 0 | 0 | 0 | 0 | 16.3749 | 39.6776 | 0 | 0 | -17.41 | 0.8541 | 12.5631 | 0 | -1 | -4.2 | 13.5985 | 0 | 0 | 28.006 | 28.006 | 28.006 | 28.006 | 32.5652 | 33.8013 | 0 | 0 | 0 | 0 | 0 | 0 | 0 | 0 | 0 | 0 | 0 | 0 | 0 | 0 | 0 | -50 | 0 | 0 | 9.2033 | 0 | -168.4664 | 17.2743 | 0 | 73.4131 | 69.0439 | 8.5314 | 1270.446 | 33.8341 | 61.7195 | 0 | 0.5292 | -3.6201 | 8.626 | 3.074 | 0 | 1280.7 | 271.1711 | -243.5065 | 9.012 | 6.38 | -1.72 | 15.8861 | 5.4904 | 2025-11-12 | 2025_11_12 Hr 11 | 77.9542 | -3.3e-05 | -1280.7 | -235.8764 | 463.5358 | 926.4411 | 113.5118 | 13.0877 | 0 | 100.4295 | 243.4019 | 119.7044 | 22.0972 | 182.7729 | 281.7479 | 0 | 7.2612 | 46.06 | 244.0449 | 0 | 142.457 | 0
2025_11_12 Hr 12 | 5.169 | 0.00423 | 0.11929 | 3.5474 | 3.5621 | 3.5609 | 3.8089 | 3.8089 | 3.8089 | 92.3841 | -14.5 | 0.1104 | 62 | 0 | 91.3864 | 91.3864 | 281.7479 | 0 | 0.00615 | 0.074 | 0.02596 | 0 | 0 | 0 | 0 | 0 | 0 | 0.0705 | 0.2574 | 46.06 | 7.2612 | 244.0449 | 0 | 0 | 0 | 0 | 16.1333 | 39.0921 | 0 | 13.9976 | 0 | 0.8541 | 12.5631 | 0 | -1 | -4.2 | 13.5985 | 0 | 0 | 26.264 | 26.264 | 26.264 | 26.264 | 30.5395 | 36.7497 | 0 | 0 | 0 | 0 | 0 | 0 | 0 | 0 | 0 | 0 | 0 | 0 | 0 | 0 | 0 | -50 | 0 | 0 | 9.2033 | 0 | -193.1268 | 17.2743 | 0 | 73.4131 | 69.0439 | 25.0158 | 1254.142 | 33.5785 | 61.2533 | 0 | 0.5292 | -5.169 | 8.626 | 3.074 | 0 | 1280.692 | 282.2675 | -269.7158 | 9.012 | 6.38 | -1.72 | 15.7661 | 5.4489 | 2025-11-12 | 2025_11_12 Hr 12 | 75.8515 | -0.000354 | -1280.692 | -229.1292 | 446.4031 | 926.4411 | 123.889 | 13.0877 | 0 | 99.6023 | 227.9797 | 118.8211 | 22.0972 | 182.7729 | 281.7479 | 0 | 7.2612 | 46.06 | 244.0449 | 0 | 142.457 | 0
2025_11_12 Hr 13 | 7.7809 | 0.004785 | 0.13494 | 3.5474 | 3.5621 | 3.5609 | 3.8089 | 3.8089 | 3.8089 | 91.4988 | -14.5 | 0.1104 | 66 | 0 | 91.3864 | 91.3864 | 281.7479 | 0 | 0.00615 | 0.074 | 0.02596 | 0 | 0 | 0 | 0 | 0 | 0 | 0.0705 | 0.2574 | 46.06 | 7.2612 | 244.0449 | 0 | 0 | 0 | 0 | 16.1 | 39.0115 | 0 | 0 | -22.6203 | 0.8541 | 12.5631 | 0 | -1 | -4.2 | 13.5985 | 0 | 0 | 26.0241 | 26.0241 | 26.0241 | 26.0241 | 30.2606 | 42.7518 | 0 | 0 | 0 | 0 | 0 | 0 | 0 | 0 | 0 | 0 | 0 | 0 | 0 | 0 | 0 | -50 | 0 | 0 | 9.2033 | 0 | -211.9556 | 17.2743 | 0 | 73.4131 | 69.0439 | 65.5038 | 1251.92 | 33.5433 | 61.1891 | 0 | 0.5292 | -7.7809 | 8.626 | 3.074 | 0 | 1273.392 | 335.2484 | -291.1565 | 9.012 | 6.38 | -1.72 | 15.7496 | 5.4432 | 2025-11-12 | 2025_11_12 Hr 13 | 73.2597 | -0.00036 | -1273.392 | -284.5759 | 444.0435 | 926.4411 | 174.3953 | 13.0877 | 0 | 99.4884 | 225.8556 | 118.6994 | 22.0972 | 182.7729 | 281.7479 | 0 | 7.2612 | 46.06 | 244.0449 | 0 | 142.457 | 0
2025_11_12 Hr 14 | 6.2105 | 0.00588 | 0.16582 | 3.5474 | 3.5621 | 3.5609 | 3.8089 | 3.8089 | 3.8089 | 93.6159 | -14.5 | 0.1104 | 58 | 0 | 91.3864 | 91.3864 | 281.7479 | 0 | 0.00615 | 0.074 | 0.02596 | 0 | 0 | 0 | 0 | 0 | 0 | 0.0705 | 0.2574 | 45.0821 | 7.2612 | 244.0449 | 0 | 0 | 0 | 0 | 16.1796 | 39.2043 | 0 | 0 | -38.1025 | 0.8541 | 12.5631 | 0 | -1 | -4.2 | 13.5985 | 0 | 0 | 26.5978 | 26.5978 | 26.5978 | 26.5978 | 30.9277 | 44.6472 | 0 | 0 | 0 | 0 | 0 | 0 | 0 | 0 | 0 | 0 | 0 | 0 | 0 | 0 | 0 | -50 | 0 | 0 | 9.2033 | 0 | -207.2103 | 17.2743 | 0 | 73.4131 | 69.0439 | 68.5404 | 1256.325 | 33.6275 | 61.3426 | 0 | 0.5292 | -6.2105 | 8.626 | 3.074 | 0 | 1264.283 | 330.902 | -284.8408 | 9.012 | 6.38 | -1.72 | 15.7891 | 5.4568 | 2025-11-12 | 2025_11_12 Hr 14 | 72.1433 | 0.000283 | -1264.283 | -295.3128 | 449.686 | 925.4632 | 171.3593 | 13.0877 | 0 | 99.7608 | 230.9348 | 118.9903 | 22.0972 | 182.7729 | 281.7479 | 0 | 7.2612 | 45.0821 | 244.0449 | 0 | 142.457 | 0
2025_11_12 Hr 15 | 7.2585 | 0.00921 | 0.25972 | 3.5474 | 3.5621 | 3.5609 | 3.8089 | 3.8089 | 3.8089 | 91.0753 | -14.5 | 0.1104 | 52 | 0 | 91.3864 | 91.3864 | 281.7479 | 0 | 0.00615 | 0.074 | 0.02596 | 0 | 0 | 0 | 0 | 0 | 0 | 0.0705 | 0.2574 | 44.2335 | 7.2612 | 244.0449 | 0 | 0 | 0 | 0 | 16.0841 | 38.9729 | 0 | 0 | -39.6936 | 0.8541 | 12.5631 | 0 | -1 | -4.2 | 13.5985 | 0 | 0 | 25.9093 | 25.9093 | 25.9093 | 25.9093 | 30.1271 | 41.6988 | 0 | 0 | 0 | 0 | 0 | 0 | 0 | 0 | 0 | 0 | 0 | 0 | 0 | 0 | 0 | -50 | 0 | 0 | 9.2033 | 0 | -207.7843 | 17.2743 | 0 | 73.4131 | 69.0439 | 57.9846 | 1249.148 | 33.5265 | 61.1584 | 0 | 0.5292 | -7.2585 | 8.626 | 3.074 | 0 | 1235.092 | 312.1001 | -286.4628 | 9.012 | 6.38 | -1.72 | 15.7417 | 5.4404 | 2025-11-12 | 2025_11_12 Hr 15 | 74.0971 | -0.000391 | -1235.092 | -297.4779 | 442.9149 | 924.6146 | 151.9523 | 13.0877 | 0 | 99.4339 | 224.8398 | 118.6412 | 22.0972 | 182.7729 | 281.7479 | 0 | 7.2612 | 44.2335 | 244.0449 | 0 | 142.457 | 0
2025_11_12 Hr 16 | 3.1011 | 0.009765 | 0.27537 | 3.5474 | 3.5621 | 3.5609 | 3.8089 | 3.8089 | 3.8089 | 87.4954 | -14.5 | 0.1104 | 52 | 0 | 91.3864 | 91.3864 | 281.7479 | 0 | 0.00615 | 0.074 | 0.02596 | 0 | 0 | 0 | 0 | 0 | 0 | 0.0705 | 0.2574 | 45.6688 | 7.2612 | 244.0449 | 0 | 0 | 0 | 0 | 15.9496 | 38.6469 | 0 | 0 | -30.6542 | 0.8541 | 12.5631 | 0 | -1 | -4.2 | 13.5985 | 0 | 0 | 24.9392 | 24.9392 | 24.9392 | 24.9392 | 28.9991 | 36.7497 | 0 | 0 | 0 | 0 | 0 | 0 | 0 | 0 | 0 | 0 | 0 | 0 | 0 | 0 | 0 | -50 | 0 | 0 | 9.2033 | 0 | -200.5345 | 17.2743 | 0 | 73.4131 | 69.0439 | 41.934 | 1241.55 | 33.3841 | 60.8987 | 0 | 0.5292 | -3.1011 | 8.626 | 3.074 | 0 | 1222.292 | 286.4516 | -275.0556 | 9.012 | 6.38 | -1.72 | 15.6748 | 5.4173 | 2025-11-12 | 2025_11_12 Hr 16 | 77.4588 | -0.000372 | -1222.292 | -281.1887 | 433.374 | 926.0498 | 130.9688 | 13.0877 | 0 | 98.9733 | 216.2514 | 118.1493 | 22.0972 | 182.7729 | 281.7479 | 0 | 7.2612 | 45.6688 | 244.0449 | 0 | 142.457 | 0
2025_11_12 Hr 17 | 0 | 0.001635 | 0.046107 | 3.5474 | 3.5621 | 3.5609 | 3.8089 | 3.8089 | 3.8089 | 108.1282 | -14.5 | 0.1104 | 53 | 0 | 91.3864 | 91.3864 | 281.7479 | 0 | 0.00615 | 0.074 | 0.02596 | 0 | 0 | 0 | 0 | 0 | 0 | 0.0705 | 0.2574 | 46.06 | 7.2612 | 244.0449 | 0 | 0 | 0 | 0 | 16.7251 | 40.5261 | 0 | 0 | -32.4158 | 0.8541 | 12.5631 | 0 | -1 | -4.2 | 13.5985 | 0 | 0 | 30.5304 | 30.5304 | 30.5304 | 30.5304 | 35.5005 | 30.7476 | 0 | 0 | 0 | 0 | 0 | 0 | 0 | 0 | 0 | 0 | 0 | 0 | 0 | 0 | 0 | -50 | 0 | 0 | 9.2033 | 0 | -197.04 | 17.2743 | 0 | 73.4131 | 69.0439 | 32.9688 | 1293.866 | 34.2045 | 62.3951 | 0 | 0.5292 | 0 | 8.626 | 3.074 | 0 | 1265.2 | 272.2101 | -268.46 | 9.012 | 6.38 | -1.72 | 16.06 | 5.5505 | 2025-11-12 | 2025_11_12 Hr 17 | 88.6878 | -8.2e-05 | -1265.2 | -279.4558 | 488.3627 | 926.4411 | 116.7641 | 13.0877 | 0 | 101.6281 | 265.7503 | 120.9844 | 22.0972 | 182.7729 | 281.7479 | 0 | 7.2612 | 46.06 | 244.0449 | 0 | 142.457 | 0
2025_11_12 Hr 18 | 0 | 0.006015 | 0.16962 | 3.5474 | 3.5621 | 3.5609 | 3.8089 | 3.8089 | 3.8089 | 128.8381 | -14.5 | 0.1104 | 40 | 0 | 91.3864 | 91.3864 | 281.7479 | 0 | 0.00615 | 0.074 | 0.02596 | 0 | 0 | 0 | 0 | 0 | 0 | 0.0705 | 0.2574 | 46.06 | 7.2612 | 244.0449 | 0 | 0 | 0 | 0 | 17.5036 | 42.4123 | 0 | 0 | -67.9179 | 0.8541 | 12.5631 | 0 | -1 | -4.2 | 13.5985 | 0 | 0 | 36.1425 | 36.1425 | 36.1425 | 36.1425 | 42.0261 | 27.7992 | 0 | 0 | 0 | 0 | 0 | 0 | 0 | 0 | 0 | 0 | 0 | 0 | 0 | 0 | 0 | -50 | 0 | 0 | 9.2033 | 0 | -192.7093 | 17.2743 | 0 | 73.4131 | 69.0439 | 43.9584 | 1346.338 | 35.0278 | 63.8971 | 0 | 0.5292 | 0 | 8.626 | 3.074 | 0 | 1284.392 | 270.1013 | -264.1293 | 9.012 | 6.38 | -1.72 | 16.4466 | 5.6841 | 2025-11-12 | 2025_11_12 Hr 18 | 93.5257 | -0.000323 | -1284.392 | -310.6272 | 543.5568 | 926.4411 | 111.9332 | 13.0877 | 0 | 104.2928 | 315.4341 | 123.83 | 22.0972 | 182.7729 | 281.7479 | 0 | 7.2612 | 46.06 | 244.0449 | 0 | 142.457 | 0
2025_11_12 Hr 19 | 0 | 0.002235 | 0.063027 | 3.5474 | 3.5621 | 3.5609 | 3.8089 | 3.8089 | 3.8089 | 125.2581 | -14.5 | 0.1104 | 42 | 0 | 91.3864 | 91.3864 | 281.7479 | 0 | 0.00615 | 0.074 | 0.02596 | 0 | 0 | 0 | 0 | 0 | 0 | 0.0705 | 0.2574 | 46.06 | 7.2612 | 244.0449 | 0 | 0 | 0 | 0 | 17.369 | 42.0863 | 0 | 0 | -40.5774 | 0.8541 | 12.5631 | 0 | -1 | -4.2 | 13.5985 | 0 | 0 | 35.1724 | 35.1724 | 35.1724 | 35.1724 | 40.8981 | 28.8522 | 0 | 0 | 0 | 0 | 0 | 0 | 0 | 0 | 0 | 0 | 0 | 0 | 0 | 0 | 0 | -50 | 0 | 0 | 9.2033 | 0 | -247.9187 | 17.2743 | 0 | 73.4131 | 69.0439 | 41.934 | 1337.182 | 34.8855 | 63.6375 | 0 | 0.5292 | 0 | 8.626 | 3.074 | 0 | 1247.9 | 270.6342 | -319.3387 | 9.012 | 6.38 | -1.72 | 16.3798 | 5.661 | 2025-11-12 | 2025_11_12 Hr 19 | 92.465 | -1.6e-05 | -1247.9 | -338.4961 | 534.0158 | 926.4411 | 112.8515 | 13.0877 | 0 | 103.8321 | 306.8456 | 123.3381 | 22.0972 | 182.7729 | 281.7479 | 0 | 7.2612 | 46.06 | 244.0449 | 0 | 142.457 | 0
2025_11_12 Hr 20 | 0 | 6e-05 | 0.001692 | 3.5474 | 3.5621 | 3.5609 | 3.8089 | 3.8089 | 3.8089 | 116.9434 | -14.5 | 0.1104 | 43 | 0 | 91.3864 | 91.3864 | 281.7479 | 0 | 0.00615 | 0.074 | 0.02596 | 0 | 0 | 0 | 0 | 0 | 0 | 0.0705 | 0.2574 | 46.06 | 7.2612 | 244.0449 | 0 | 0 | 0 | 0 | 17.0565 | 41.329 | 0 | 0 | -44.4736 | 0.8541 | 12.5631 | 0 | -1 | -4.2 | 13.5985 | 0 | 0 | 32.9192 | 32.9192 | 32.9192 | 32.9192 | 38.2781 | 31.8006 | 0 | 0 | 0 | 0 | 0 | 0 | 0 | 0 | 0 | 0 | 0 | 0 | 0 | 0 | 0 | -50 | 0 | 0 | 9.2033 | 0 | -269.0726 | 17.2743 | 0 | 73.4131 | 69.0439 | 62.4672 | 1316.103 | 34.5549 | 63.0345 | 0 | 0.5292 | 0 | 8.626 | 3.074 | 0 | 1225.108 | 293.9712 | -340.4926 | 9.012 | 6.38 | -1.72 | 16.2246 | 5.6073 | 2025-11-12 | 2025_11_12 Hr 20 | 91.6649 | 0.00034 | -1225.108 | -363.5462 | 511.8562 | 926.4411 | 137.2696 | 13.0877 | 0 | 102.7623 | 286.8983 | 122.1956 | 22.0972 | 182.7729 | 281.7479 | 0 | 7.2612 | 46.06 | 244.0449 | 0 | 142.457 | 0
2025_11_12 Hr 21 | 0 | 0 | 0 | 3.5474 | 3.5621 | 3.5609 | 3.8089 | 3.8089 | 3.8089 | 94.0394 | -14.5 | 0.1104 | 54 | 0 | 91.3864 | 91.3864 | 281.7479 | 0 | 0.00615 | 0.074 | 0.02596 | 0 | 0 | 0 | 0 | 0 | 0 | 0.0705 | 0.2574 | 46.06 | 7.2612 | 244.0449 | 0 | 0 | 0 | 0 | 16.1955 | 39.2429 | 0 | 0 | -16.1092 | 0.8541 | 12.5631 | 0 | -1 | -4.2 | 13.5985 | 0 | 0 | 26.7126 | 26.7126 | 26.7126 | 26.7126 | 31.0611 | 41.6988 | 0 | 0 | 0 | 0 | 0 | 0 | 0 | 0 | 0 | 0 | 0 | 0 | 0 | 0 | 0 | -50 | 0 | 0 | 9.2033 | 0 | -286.4144 | 17.2743 | 0 | 73.4131 | 69.0439 | 70.5648 | 1258.207 | 33.6443 | 61.3733 | 0 | 0.5292 | 0 | 8.626 | 3.074 | 0 | 1204.083 | 319.8198 | -357.8344 | 9.012 | 6.38 | -1.72 | 15.797 | 5.4596 | 2025-11-12 | 2025_11_12 Hr 21 | 83.2544 | 0.000319 | -1204.083 | -352.5236 | 450.8145 | 926.4411 | 166.2636 | 13.0877 | 0 | 99.8153 | 231.9507 | 119.0485 | 22.0972 | 182.7729 | 281.7479 | 0 | 7.2612 | 46.06 | 244.0449 | 0 | 142.457 | 0
2025_11_12 Hr 22 | 0 | 0 | 0 | 3.5474 | 3.5621 | 3.5609 | 3.8089 | 3.8089 | 3.8089 | 74.4074 | -14.5 | 0.1104 | 61 | 0 | 91.3864 | 91.3864 | 281.7479 | 0 | 0.00615 | 0.074 | 0.02596 | 0 | 0 | 0 | 0 | 0 | 0 | 0.0705 | 0.2574 | 46.06 | 7.2612 | 244.0449 | 0 | 0 | 0 | 0 | 15.4576 | 37.4548 | 0 | 0.45408 | -4.9817 | 0.8541 | 12.5631 | 0 | -1 | -4.2 | 13.5985 | 0 | 0 | 21.3926 | 21.3926 | 21.3926 | 21.3926 | 24.8751 | 47.7009 | 0 | 0 | 0 | 0 | 0 | 0 | 0 | 0 | 0 | 0 | 0 | 0 | 0 | 0 | 0 | -50 | 0 | 0 | 9.2033 | 0 | -324.4293 | 17.2743 | 0 | 73.4131 | 69.0439 | 83.4342 | 1208.583 | 32.8638 | 59.9495 | 0 | 0.5292 | 0 | 8.626 | 3.074 | 0 | 1151.2 | 342.9938 | -395.8493 | 9.012 | 6.38 | -1.72 | 15.4305 | 5.3329 | 2025-11-12 | 2025_11_12 Hr 22 | 78.7763 | -3.54e-05 | -1151.2 | -378.957 | 398.493 | 926.4411 | 192.1351 | 13.0877 | 0 | 97.2893 | 184.8527 | 116.351 | 22.0972 | 182.7729 | 281.7479 | 0 | 7.2612 | 46.06 | 244.0449 | 0 | 142.457 | 0
2025_11_12 Hr 23 | 0 | 0 | 0 | 3.5474 | 3.5621 | 3.5609 | 3.8089 | 3.8089 | 3.8089 | 46.8553 | 0 | 0.1104 | 61 | 0 | 91.3864 | 91.3864 | 283.5925 | 0 | 0.00615 | 0.074 | 0.02596 | 0 | 0 | 0 | 0 | 0 | 0 | 0.0705 | 0.2574 | 46.06 | 7.2612 | 245.025 | 0 | 0 | 0 | 0 | 14.4201 | 34.941 | 0 | 0 | -7.9768 | 0.8541 | 12.5631 | 0 | -1 | -4.2 | 13.5985 | 0 | 0 | 13.9133 | 13.9133 | 13.9133 | 13.9133 | 16.1783 | 45.7002 | 0 | 0 | 0 | 0 | 0 | 0 | 0 | 0 | 0 | 0 | 0 | 0 | 0 | 0 | 0 | 0 | -50 | 0 | 9.2033 | 0 | -342.8734 | 17.2743 | 0 | 74.1091 | 69.6985 | 86.4708 | 1143.041 | 31.7664 | 57.9478 | 0 | 0.5292 | 0 | 8.626 | 3.074 | 0 | 1075.508 | 340.2373 | -399.7934 | 9.012 | 6.38 | -1.72 | 14.9153 | 5.1548 | 2025-11-12 | 2025_11_12 Hr 23 | 84.6089 | 0.000339 | -1075.508 | -400.8502 | 339.4834 | 930.6164 | 193.171 | 13.0877 | 0 | 93.738 | 118.6868 | 127.0586 | 22.0972 | 182.7729 | 283.5925 | 0 | 7.2612 | 46.06 | 245.025 | 0 | 143.8077 | 0
2025_11_12 Hr 24 | 0 | 0 | 0 | 3.5474 | 3.5621 | 3.5609 | 3.8089 | 3.8089 | 3.8089 | 36.6934 | 0 | 0.1104 | 53 | 0 | 91.3864 | 91.3864 | 283.5925 | 0 | 0.00615 | 0.074 | 0.02596 | 0 | 0 | 0 | 0 | 0 | 0 | 0.0705 | 0.2574 | 46.06 | 7.2612 | 245.025 | 0 | 0 | 0 | 0 | 13.8341 | 33.5211 | 0 | 23.0663 | 0 | 0.8541 | 12.5631 | 0 | -1 | -4.2 | 13.5985 | 0 | 0 | 9.6886 | 9.6886 | 9.6886 | 9.6886 | 11.2658 | 48.6486 | 0 | 0 | 0 | 0 | 0 | 0 | 0 | 0 | 0 | 0 | 0 | 0 | 0 | 0 | 0 | 0 | -50 | 0 | 9.2033 | 0 | -375.7025 | 17.2743 | 0 | 74.1091 | 69.6985 | 61.0212 | 1109.062 | 31.1466 | 56.8171 | 0 | 0.5292 | 0 | 8.626 | 3.074 | 0 | 1007.1 | 307.594 | -432.6225 | 9.012 | 6.38 | -1.72 | 14.6243 | 5.0543 | 2025-11-12 | 2025_11_12 Hr 24 | 78.674 | -4e-06 | -1007.1 | -402.6362 | 303.3623 | 930.6164 | 162.6698 | 13.0877 | 0 | 91.7321 | 86.7137 | 124.9165 | 22.0972 | 182.7729 | 283.5925 | 0 | 7.2612 | 46.06 | 245.025 | 0 | 143.8077 | 0
2025_11_13 Hr 01 | 0 | 0 | 0 | 3.5474 | 3.5621 | 3.5609 | 3.8089 | 3.8089 | 3.8089 | 36.6934 | 0 | 0.1104 | 51 | 0 | 91.3864 | 91.3864 | 283.5925 | 0 | 0.00615 | 0.074 | 0.02596 | 0 | 0 | 0 | 0 | 0 | 0 | 0.0705 | 0.2574 | 46.06 | 7.2612 | 245.025 | 0 | 0 | 0 | 0 | 13.7829 | 33.3858 | 0 | 8.7107 | 0 | 0.8541 | 12.5701 | 0 | -1 | -4.2 | 13.6204 | 0 | 0 | 8.7633 | 8.7633 | 8.7633 | 8.7633 | 10.1899 | 51.7023 | 0 | 0 | 0 | 0 | 0 | 0 | 0 | 0 | 0 | 0 | 0 | 0 | 0 | 0 | 0 | 0 | -50 | 0 | 9.2184 | 0 | -375.6808 | 16.9469 | 0 | 74.1091 | 69.6985 | 55.5264 | 1104.139 | 30.4141 | 55.5014 | 0 | 0.5292 | 0 | 8.626 | 3.074 | 0 | 980.5917 | 300.3429 | -432.6008 | 9.0082 | 6.38 | -1.72 | 14.3064 | 4.9378 | 2025-11-13 | 2025_11_13 Hr 01 | 82.5513 | -3.3e-05 | -980.5917 | -416.9701 | 295.629 | 930.6164 | 158.2287 | 13.0877 | 0 | 91.5858 | 81.9367 | 122.1065 | 22.0972 | 182.7729 | 283.5925 | 0 | 7.2612 | 46.06 | 245.025 | 0 | 143.8077 | 0
2025_11_13 Hr 02 | 0 | 0 | 0 | 3.5474 | 3.5621 | 3.5609 | 3.8089 | 3.8089 | 3.8089 | 36.6934 | 0 | 0.1104 | 54 | 0 | 91.3864 | 91.3864 | 283.5925 | 0 | 0.00615 | 0.074 | 0.02596 | 0 | 0 | 0 | 0 | 0 | 0 | 0.0705 | 0.2574 | 46.06 | 7.2612 | 245.025 | 0 | 0 | 0 | 0 | 13.63 | 33.0155 | 0 | 16.9571 | 0 | 0.8541 | 12.5701 | 0 | -1 | -4.2 | 13.6204 | 0 | 0 | 7.6871 | 7.6871 | 7.6871 | 7.6871 | 8.9385 | 55.5984 | 0 | 0 | 0 | 0 | 0 | 0 | 0 | 0 | 0 | 0 | 0 | 0 | 0 | 0 | 0 | 0 | -50 | 0 | 9.2184 | 0 | -375.2312 | 16.9469 | 0 | 74.1091 | 69.6985 | 37.4514 | 1098.059 | 30.2562 | 55.2133 | 0 | 0.5292 | 0 | 8.626 | 3.074 | 0 | 971.4833 | 288.6182 | -432.1512 | 9.0082 | 6.38 | -1.72 | 14.2321 | 4.9121 | 2025-11-13 | 2025_11_13 Hr 02 | 80.4808 | 3.7e-05 | -971.4833 | -408.2741 | 289.0035 | 930.6164 | 147.0498 | 13.0877 | 0 | 91.0626 | 76.3802 | 121.5607 | 22.0972 | 182.7729 | 283.5925 | 0 | 7.2612 | 46.06 | 245.025 | 0 | 143.8077 | 0
2025_11_13 Hr 03 | 0 | 0 | 0 | 3.5474 | 3.5621 | 3.5609 | 3.8089 | 3.8089 | 3.8089 | 36.6934 | 0 | 0.1104 | 58 | 0 | 91.3864 | 91.3864 | 283.5925 | 0 | 0.00615 | 0.074 | 0.02596 | 0 | 0 | 0 | 0 | 0 | 0 | 0.0705 | 0.2574 | 46.06 | 7.2612 | 245.025 | 0 | 0 | 0 | 0 | 13.4297 | 32.5301 | 0 | 62.63 | 0 | 0.8541 | 12.5701 | 0 | -1 | -4.2 | 13.6204 | 0 | 0 | 6.2764 | 6.2764 | 6.2764 | 6.2764 | 7.2982 | 56.6514 | 0 | 0 | 0 | 0 | 0 | 0 | 0 | 0 | 0 | 0 | 0 | 0 | 0 | 0 | 0 | 0 | -50 | 0 | 9.2184 | 0 | -414.2575 | 16.9469 | 0 | 74.1091 | 69.6985 | 28.0524 | 1090.091 | 30.0493 | 54.8357 | 0 | 0.5292 | 0 | 8.626 | 3.074 | 0 | 965.1 | 283.5568 | -471.1775 | 9.0082 | 6.38 | -1.72 | 14.1348 | 4.8786 | 2025-11-13 | 2025_11_13 Hr 03 | 80.5194 | 4e-06 | -965.1 | -401.6275 | 280.3196 | 930.6164 | 142.7038 | 13.0877 | 0 | 90.3769 | 69.0974 | 120.8453 | 22.0972 | 182.7729 | 283.5925 | 0 | 7.2612 | 46.06 | 245.025 | 0 | 143.8077 | 0
2025_11_13 Hr 04 | 0 | 0 | 0 | 3.5474 | 3.5621 | 3.5609 | 3.8089 | 3.8089 | 3.8089 | 36.6934 | 0 | 0.1104 | 70 | 0 | 91.3864 | 91.3864 | 283.5925 | 0 | 0.00615 | 0.074 | 0.02596 | 0 | 0 | 0 | 0 | 0 | 0 | 0.0705 | 0.2574 | 46.06 | 7.2612 | 245.025 | 0 | 0 | 0 | 0 | 13.3985 | 32.4546 | 0 | 10.4429 | 0 | 0.8541 | 12.5701 | 0 | -1 | -4.2 | 13.6204 | 0 | 0 | 6.057 | 6.057 | 6.057 | 6.057 | 7.043 | 56.6514 | 0 | 0 | 0 | 0 | 0 | 0 | 0 | 0 | 0 | 0 | 0 | 0 | 0 | 0 | 0 | 0 | -50 | 0 | 9.2184 | 0 | -401.7466 | 16.9469 | 0 | 74.1091 | 69.6985 | 63.4794 | 1088.851 | 30.0172 | 54.777 | 0 | 0.5292 | 0 | 8.626 | 3.074 | 0 | 971.5 | 330.8725 | -458.6666 | 9.0082 | 6.38 | -1.72 | 14.1196 | 4.8733 | 2025-11-13 | 2025_11_13 Hr 04 | 85.1748 | 1.2e-05 | -971.5 | -441.3037 | 278.9687 | 930.6164 | 190.1308 | 13.0877 | 0 | 90.2702 | 67.9645 | 120.734 | 22.0972 | 182.7729 | 283.5925 | 0 | 7.2612 | 46.06 | 245.025 | 0 | 143.8077 | 0
2025_11_13 Hr 05 | 0 | 0 | 0 | 3.5474 | 3.5621 | 3.5609 | 3.8089 | 3.8089 | 3.8089 | 38.908 | 0 | 0.1104 | 72 | 0 | 91.3864 | 91.3864 | 283.5925 | 0 | 0.00615 | 0.074 | 0.02596 | 0 | 0 | 0 | 0 | 0 | 0 | 0.0705 | 0.2574 | 46.06 | 7.2612 | 245.025 | 0 | 0 | 0 | 0 | 14.0189 | 33.9574 | 0 | 4.5764 | -0.14954 | 0.8541 | 12.5701 | 0 | -1 | -4.2 | 13.6204 | 0 | 0 | 10.4247 | 10.4247 | 10.4247 | 10.4247 | 12.1218 | 59.5998 | 0 | 0 | 0 | 0 | 0 | 0 | 0 | 0 | 0 | 0 | 0 | 0 | 0 | 0 | 0 | 0 | -50 | 0 | 9.2184 | 0 | -376.3633 | 16.9469 | 0 | 74.1091 | 69.6985 | 46.5612 | 1115.739 | 30.6578 | 55.946 | 0 | 0.5292 | 0 | 8.626 | 3.074 | 0 | 1008 | 321.1177 | -433.2833 | 9.0082 | 6.38 | -1.72 | 14.421 | 4.9773 | 2025-11-13 | 2025_11_13 Hr 05 | 93.1995 | -2.21e-05 | -1008 | -421.9364 | 308.0713 | 930.6164 | 178.161 | 13.0877 | 0 | 92.3935 | 92.7288 | 122.949 | 22.0972 | 182.7729 | 283.5925 | 0 | 7.2612 | 46.06 | 245.025 | 0 | 143.8077 | 0
2025_11_13 Hr 06 | 0 | 0 | 0 | 3.5474 | 3.5621 | 3.5609 | 3.8089 | 3.8089 | 3.8089 | 54.8453 | 0 | 0.1104 | 67 | 0 | 91.3864 | 91.3864 | 283.5925 | 0 | 0.00615 | 0.074 | 0.02596 | 0 | 0 | 0 | 0 | 0 | 0 | 0.0705 | 0.2574 | 46.06 | 7.2612 | 245.025 | 0 | 0 | 0 | 0 | 14.7477 | 35.7227 | 0 | 0.22208 | -5.2917 | 0.8541 | 12.5701 | 0 | -1 | -4.2 | 13.6204 | 0 | 0 | 15.5553 | 15.5553 | 15.5553 | 15.5553 | 18.0875 | 61.6005 | 0 | 0 | 0 | 0 | 0 | 0 | 0 | 0 | 0 | 0 | 0 | 0 | 0 | 0 | 0 | 0 | -50 | 0 | 9.2184 | 0 | -292.3553 | 16.9469 | 0 | 74.1091 | 69.6985 | 26.028 | 1160.658 | 31.4103 | 57.3192 | 0 | 0.5292 | 0 | 8.626 | 3.074 | 0 | 1106.5 | 300.187 | -349.2753 | 9.0082 | 6.38 | -1.72 | 14.7749 | 5.0995 | 2025-11-13 | 2025_11_13 Hr 06 | 99.5588 | -1.88e-05 | -1106.5 | -347.4249 | 355.5922 | 930.6164 | 154.6285 | 13.0877 | 0 | 94.8875 | 135.1539 | 125.5508 | 22.0972 | 182.7729 | 283.5925 | 0 | 7.2612 | 46.06 | 245.025 | 0 | 143.8077 | 0
2025_11_13 Hr 07 | 0 | 0 | 0 | 3.5474 | 3.5621 | 3.5609 | 3.8089 | 3.8089 | 3.8089 | 99.6349 | -14.5 | 0.1104 | 62 | 0 | 91.3864 | 91.3864 | 281.7479 | 0 | 0.00615 | 0.074 | 0.02596 | 0 | 0 | 0 | 0 | 0 | 0 | 0.0705 | 0.2574 | 46.06 | 7.2612 | 244.0449 | 0 | 0 | 0 | 0 | 16.4709 | 39.8968 | 0 | 0 | -41.0993 | 0.8541 | 12.5701 | 0 | -1 | -4.2 | 13.6204 | 0 | 0 | 27.6867 | 27.6867 | 27.6867 | 27.6867 | 32.1939 | 62.5482 | 0 | 0 | 0 | 0 | 0 | 0 | 0 | 0 | 0 | 0 | 0 | 0 | 0 | 0 | 0 | -50 | 0 | 0 | 9.2184 | 0 | -238.8674 | 16.9469 | 0 | 73.4131 | 69.0439 | 14.0262 | 1269.802 | 33.1896 | 60.5662 | 0 | 0.5292 | 0 | 8.626 | 3.074 | 0 | 1208.7 | 290.2851 | -310.2874 | 9.0082 | 6.38 | -1.72 | 15.6119 | 5.3884 | 2025-11-13 | 2025_11_13 Hr 07 | 98.0501 | -1.6e-05 | -1208.7 | -329.9667 | 460.5635 | 926.4411 | 138.5744 | 13.0877 | 0 | 100.7849 | 242.5756 | 117.203 | 22.0972 | 182.7729 | 281.7479 | 0 | 7.2612 | 46.06 | 244.0449 | 0 | 142.457 | 0
2025_11_13 Hr 08 | 0 | 0 | 0 | 3.5474 | 3.5621 | 3.5609 | 3.8089 | 3.8089 | 3.8089 | 115.9922 | -14.5 | 0.1104 | 39 | 0 | 91.3864 | 91.3864 | 281.7479 | 0 | 0.00615 | 0.074 | 0.02596 | 0 | 0 | 0 | 0 | 0 | 0 | 0.0705 | 0.2574 | 46.06 | 7.2612 | 244.0449 | 0 | 0 | 0 | 0 | 17.1002 | 41.4212 | 0 | 0 | -51.6094 | 0.8541 | 12.5701 | 0 | -1 | -4.2 | 13.6204 | 0 | 0 | 32.1172 | 32.1172 | 32.1172 | 32.1172 | 37.3455 | 59.5998 | 0 | 0 | 0 | 0 | 0 | 0 | 0 | 0 | 0 | 0 | 0 | 0 | 0 | 0 | 0 | -50 | 0 | 0 | 9.2184 | 0 | -188.9791 | 16.9469 | 0 | 73.4131 | 69.0439 | 8.9652 | 1311.186 | 33.8394 | 61.752 | 0 | 0.5292 | 0 | 8.626 | 3.074 | 0 | 1260.7 | 261.5225 | -260.3991 | 9.0082 | 6.38 | -1.72 | 15.9176 | 5.4939 | 2025-11-13 | 2025_11_13 Hr 08 | 104.3145 | -2.9e-05 | -1260.7 | -290.5885 | 504.1947 | 926.4411 | 107.565 | 13.0877 | 0 | 102.9386 | 281.8063 | 119.4497 | 22.0972 | 182.7729 | 281.7479 | 0 | 7.2612 | 46.06 | 244.0449 | 0 | 142.457 | 0
2025_11_13 Hr 09 | 0.52238 | 0.000255 | 0.007191 | 3.5474 | 3.5621 | 3.5609 | 3.8089 | 3.8089 | 3.8089 | 110.1668 | -14.5 | 0.1104 | 25 | 0 | 91.3864 | 91.3864 | 281.7479 | 0 | 0.00615 | 0.074 | 0.02596 | 0 | 0 | 0 | 0 | 0 | 0 | 0.0705 | 0.2574 | 46.06 | 7.2612 | 244.0449 | 0 | 0 | 0 | 0 | 16.8761 | 40.8783 | 0 | 0 | -44.0899 | 0.8541 | 12.5701 | 0 | -1 | -4.2 | 13.6204 | 0 | 0 | 30.5393 | 30.5393 | 30.5393 | 30.5393 | 35.5108 | 50.6493 | 0 | 0 | 0 | 0 | 0 | 0 | 0 | 0 | 0 | 0 | 0 | 0 | 0 | 0 | 0 | -50 | 0 | 0 | 9.2184 | 0 | -206.5293 | 16.9469 | 0 | 73.4131 | 69.0439 | 9.9774 | 1296.455 | 33.608 | 61.3297 | 0 | 0.5292 | -0.52238 | 8.626 | 3.074 | 0 | 1213.2 | 239.3066 | -278.4717 | 9.0082 | 6.38 | -1.72 | 15.8087 | 5.4563 | 2025-11-13 | 2025_11_13 Hr 09 | 89.8318 | -6.4e-05 | -1213.2 | -300.6192 | 488.6562 | 926.4411 | 85.6341 | 13.0877 | 0 | 102.1716 | 267.835 | 118.6496 | 22.0972 | 182.7729 | 281.7479 | 0 | 7.2612 | 46.06 | 244.0449 | 0 | 142.457 | 0
2025_11_13 Hr 10 | 1.5489 | 0.003195 | 0.090099 | 3.5474 | 3.5621 | 3.5609 | 3.8089 | 3.8089 | 3.8089 | 102.4126 | -14.5 | 0.1104 | 8 | 0 | 91.3864 | 91.3864 | 281.7479 | 0 | 0.00615 | 0.074 | 0.02596 | 0 | 0 | 0 | 0 | 0 | 0 | 0.0705 | 0.2574 | 46.06 | 7.2612 | 244.0449 | 0 | 0 | 0 | 0 | 16.5778 | 40.1557 | 0 | 0 | -51.5252 | 0.8541 | 12.5701 | 0 | -1 | -4.2 | 13.6204 | 0 | 0 | 28.4391 | 28.4391 | 28.4391 | 28.4391 | 33.0687 | 53.5977 | 0 | 0 | 0 | 0 | 0 | 0 | 0 | 0 | 0 | 0 | 0 | 0 | 0 | 0 | 0 | -50 | 0 | 0 | 9.2184 | 0 | -165.6895 | 16.9469 | 0 | 73.4131 | 69.0439 | 13.014 | 1276.919 | 33.2999 | 60.7676 | 0 | 0.5292 | -1.5489 | 8.626 | 3.074 | 0 | 1214.992 | 228.256 | -238.6584 | 9.0082 | 6.38 | -1.72 | 15.6638 | 5.4063 | 2025-11-13 | 2025_11_13 Hr 10 | 81.4647 | -0.000338 | -1214.992 | -267.2147 | 467.9726 | 926.4411 | 74.705 | 13.0877 | 0 | 101.1506 | 249.2375 | 117.5845 | 22.0972 | 182.7729 | 281.7479 | 0 | 7.2612 | 46.06 | 244.0449 | 0 | 142.457 | 0
2025_11_13 Hr 11 | 2.0679 | 0.007185 | 0.20262 | 3.5474 | 3.5621 | 3.5609 | 3.8089 | 3.8089 | 3.8089 | 93.5009 | -14.5 | 0.1104 | 6 | 0 | 91.3864 | 91.3864 | 281.7479 | 0 | 0.00615 | 0.074 | 0.02596 | 0 | 0 | 0 | 0 | 0 | 0 | 0.0705 | 0.2574 | 46.06 | 7.2612 | 244.0449 | 0 | 0 | 0 | 0 | 16.2349 | 39.3252 | 0 | 0 | -30.2012 | 0.8541 | 12.5701 | 0 | -1 | -4.2 | 13.6204 | 0 | 0 | 26.0253 | 26.0253 | 26.0253 | 26.0253 | 30.262 | 58.6521 | 0 | 0 | 0 | 0 | 0 | 0 | 0 | 0 | 0 | 0 | 0 | 0 | 0 | 0 | 0 | -50 | 0 | 0 | 9.2184 | 0 | -175.6251 | 16.9469 | 0 | 73.4131 | 69.0439 | 0.4338 | 1254.485 | 32.9459 | 60.1215 | 0 | 0.5292 | -2.0679 | 8.626 | 3.074 | 0 | 1193.2 | 218.0292 | -249.113 | 9.0082 | 6.38 | -1.72 | 15.4973 | 5.3488 | 2025-11-13 | 2025_11_13 Hr 11 | 76.9742 | -6.6e-05 | -1193.2 | -255.8263 | 444.2018 | 926.4411 | 65.2957 | 13.0877 | 0 | 99.9772 | 227.8641 | 116.3604 | 22.0972 | 182.7729 | 281.7479 | 0 | 7.2612 | 46.06 | 244.0449 | 0 | 142.457 | 0
2025_11_13 Hr 12 | 2.5903 | 0.00975 | 0.27495 | 3.5474 | 3.5621 | 3.5609 | 3.8089 | 3.8089 | 3.8089 | 96.7801 | -14.5 | 0.1104 | 6 | 0 | 91.3864 | 91.3864 | 281.7479 | 0 | 0.00615 | 0.074 | 0.02596 | 0 | 0 | 0 | 0 | 0 | 0 | 0.0705 | 0.2574 | 46.06 | 7.2612 | 244.0449 | 0 | 0 | 0 | 0 | 16.3611 | 39.6308 | 0 | 0 | -33.1276 | 0.8541 | 12.5701 | 0 | -1 | -4.2 | 13.6204 | 0 | 0 | 26.9135 | 26.9135 | 26.9135 | 26.9135 | 31.2947 | 61.6005 | 0 | 0 | 0 | 0 | 0 | 0 | 0 | 0 | 0 | 0 | 0 | 0 | 0 | 0 | 0 | -50 | 0 | 0 | 9.2184 | 0 | -201.4267 | 16.9469 | 0 | 73.4131 | 69.0439 | 0 | 1262.854 | 33.0762 | 60.3593 | 0 | 0.5292 | -2.5903 | 8.626 | 3.074 | 0 | 1175.808 | 221.5191 | -275.437 | 9.0082 | 6.38 | -1.72 | 15.5586 | 5.37 | 2025-11-13 | 2025_11_13 Hr 12 | 73.3395 | 0.000301 | -1175.808 | -284.5543 | 452.9486 | 926.4411 | 67.8852 | 13.0877 | 0 | 100.409 | 235.7288 | 116.8108 | 22.0972 | 182.7729 | 281.7479 | 0 | 7.2612 | 46.06 | 244.0449 | 0 | 142.457 | 0
2025_11_13 Hr 13 | 7.2618 | 0.01107 | 0.31217 | 3.5474 | 3.5621 | 3.5609 | 3.8089 | 3.8089 | 3.8089 | 90.5304 | -14.5 | 0.1104 | 7 | 0 | 91.3864 | 91.3864 | 281.7479 | 0 | 0.00615 | 0.074 | 0.02596 | 0 | 0 | 0 | 0 | 0 | 0 | 0.0705 | 0.2574 | 46.06 | 7.2612 | 244.0449 | 0 | 0 | 0 | 0 | 16.1206 | 39.0483 | 0 | 0 | -25.215 | 0.8541 | 12.5701 | 0 | -1 | -4.2 | 13.6204 | 0 | 0 | 25.2207 | 25.2207 | 25.2207 | 25.2207 | 29.3264 | 59.5998 | 0 | 0 | 0 | 0 | 0 | 0 | 0 | 0 | 0 | 0 | 0 | 0 | 0 | 0 | 0 | -50 | 0 | 0 | 9.2184 | 0 | -213.6151 | 16.9469 | 0 | 73.4131 | 69.0439 | 0 | 1247.079 | 32.8279 | 59.9062 | 0 | 0.5292 | -7.2618 | 8.626 | 3.074 | 0 | 1153.9 | 224.3328 | -292.2969 | 9.0082 | 6.38 | -1.72 | 15.4418 | 5.3297 | 2025-11-13 | 2025_11_13 Hr 13 | 71.8518 | -4.3e-05 | -1153.9 | -288.8301 | 436.2782 | 926.4411 | 66.923 | 13.0877 | 0 | 99.5861 | 220.7397 | 115.9524 | 22.0972 | 182.7729 | 281.7479 | 0 | 7.2612 | 46.06 | 244.0449 | 0 | 142.457 | 0
2025_11_13 Hr 14 | 6.7511 | 0.01152 | 0.32486 | 3.5474 | 3.5621 | 3.5609 | 3.8089 | 3.8089 | 3.8089 | 81.0401 | -14.5 | 0.1104 | 8 | 0 | 91.3864 | 91.3864 | 281.7479 | 0 | 0.00615 | 0.074 | 0.02596 | 0 | 0 | 0 | 0 | 0 | 0 | 0.0705 | 0.2574 | 45.0817 | 7.2612 | 244.0449 | 0 | 0 | 0 | 0 | 15.7555 | 38.1639 | 0 | 0 | -15.0366 | 0.8541 | 12.5701 | 0 | -1 | -4.2 | 13.6204 | 0 | 0 | 22.6502 | 22.6502 | 22.6502 | 22.6502 | 26.3375 | 58.6521 | 0 | 0 | 0 | 0 | 0 | 0 | 0 | 0 | 0 | 0 | 0 | 0 | 0 | 0 | 0 | -50 | 0 | 0 | 9.2184 | 0 | -206.2001 | 16.9469 | 0 | 73.4131 | 69.0439 | 0.4338 | 1222.103 | 32.4509 | 59.2182 | 0 | 0.5292 | -6.7511 | 8.626 | 3.074 | 0 | 1145.7 | 223.0051 | -284.3712 | 9.0082 | 6.38 | -1.72 | 15.2644 | 5.2685 | 2025-11-13 | 2025_11_13 Hr 14 | 71.8208 | -5.1e-05 | -1145.7 | -271.2367 | 410.9639 | 925.4628 | 67.4223 | 13.0877 | 0 | 98.3365 | 197.9785 | 114.6489 | 22.0972 | 182.7729 | 281.7479 | 0 | 7.2612 | 45.0817 | 244.0449 | 0 | 142.457 | 0
2025_11_13 Hr 15 | 5.6897 | 0.011415 | 0.3219 | 3.5474 | 3.5621 | 3.5609 | 3.8089 | 3.8089 | 3.8089 | 72.5914 | -14.5 | 0.1104 | 9 | 0 | 91.3864 | 91.3864 | 281.7479 | 0 | 0.00615 | 0.074 | 0.02596 | 0 | 0 | 0 | 0 | 0 | 0 | 0.0705 | 0.2574 | 43.7112 | 7.2612 | 244.0449 | 0 | 0 | 0 | 0 | 15.4305 | 37.3765 | 0 | 2.2478 | -2.685 | 0.8541 | 12.5701 | 0 | -1 | -4.2 | 13.6204 | 0 | 0 | 20.3619 | 20.3619 | 20.3619 | 20.3619 | 23.6766 | 58.6521 | 0 | 0 | 0 | 0 | 0 | 0 | 0 | 0 | 0 | 0 | 0 | 0 | 0 | 0 | 0 | -50 | 0 | 0 | 9.2184 | 0 | -203.4022 | 16.9469 | 0 | 73.4131 | 69.0439 | 1.446 | 1199.354 | 32.1153 | 58.6057 | 0 | 0.5292 | -5.6897 | 8.626 | 3.074 | 0 | 1141.2 | 222.7953 | -280.5119 | 9.0082 | 6.38 | -1.72 | 15.1065 | 5.214 | 2025-11-13 | 2025_11_13 Hr 15 | 71.1881 | -1.2e-05 | -1141.2 | -253.8395 | 388.428 | 924.0923 | 69.4314 | 13.0877 | 0 | 97.2241 | 177.7155 | 113.4884 | 22.0972 | 182.7729 | 281.7479 | 0 | 7.2612 | 43.7112 | 244.0449 | 0 | 142.457 | 0
2025_11_13 Hr 16 | 3.1011 | 0.010455 | 0.29483 | 3.5474 | 3.5621 | 3.5609 | 3.8089 | 3.8089 | 3.8089 | 86.9426 | -14.5 | 0.1104 | 8 | 0 | 91.3864 | 91.3864 | 281.7479 | 0 | 0.00615 | 0.074 | 0.02596 | 0 | 0 | 0 | 0 | 0 | 0 | 0.0705 | 0.2574 | 45.8642 | 7.2612 | 244.0449 | 0 | 0 | 0 | 0 | 15.9826 | 38.714 | 0 | 0.071677 | -21.1047 | 0.8541 | 12.5701 | 0 | -1 | -4.2 | 13.6204 | 0 | 0 | 24.249 | 24.249 | 24.249 | 24.249 | 28.1965 | 62.5482 | 0 | 0 | 0 | 0 | 0 | 0 | 0 | 0 | 0 | 0 | 0 | 0 | 0 | 0 | 0 | -50 | 0 | 0 | 9.2184 | 0 | -209.2769 | 16.9469 | 0 | 73.4131 | 69.0439 | 6.507 | 1237.789 | 32.6854 | 59.6461 | 0 | 0.5292 | -3.1011 | 8.626 | 3.074 | 0 | 1163.092 | 230.134 | -283.798 | 9.0082 | 6.38 | -1.72 | 15.3747 | 5.3065 | 2025-11-13 | 2025_11_13 Hr 16 | 78.2527 | -0.00035348 | -1163.092 | -280.31 | 426.7082 | 926.2453 | 77.3605 | 13.0877 | 0 | 99.1137 | 212.1349 | 115.4596 | 22.0972 | 182.7729 | 281.7479 | 0 | 7.2612 | 45.8642 | 244.0449 | 0 | 142.457 | 0
2025_11_13 Hr 17 | 0 | 0.00849 | 0.23942 | 3.5474 | 3.5621 | 3.5609 | 3.8089 | 3.8089 | 3.8089 | 113.3303 | -14.5 | 0.1104 | 8 | 0 | 91.3864 | 91.3864 | 281.7479 | 0 | 0.00615 | 0.074 | 0.02596 | 0 | 0 | 0 | 0 | 0 | 0 | 0.0705 | 0.2574 | 46.06 | 7.2612 | 244.0449 | 0 | 0 | 0 | 0 | 16.9978 | 41.1732 | 0 | 0 | -43.9562 | 0.8541 | 12.5701 | 0 | -1 | -4.2 | 13.6204 | 0 | 0 | 31.3962 | 31.3962 | 31.3962 | 31.3962 | 36.5072 | 65.6019 | 0 | 0 | 0 | 0 | 0 | 0 | 0 | 0 | 0 | 0 | 0 | 0 | 0 | 0 | 0 | -50 | 0 | 0 | 9.2184 | 0 | -165.2443 | 16.9469 | 0 | 73.4131 | 69.0439 | 7.5192 | 1304.691 | 33.7336 | 61.5591 | 0 | 0.5292 | 0 | 8.626 | 3.074 | 0 | 1258.792 | 234.7214 | -236.6643 | 9.0082 | 6.38 | -1.72 | 15.8678 | 5.4767 | 2025-11-13 | 2025_11_13 Hr 17 | 90.6849 | -0.000339 | -1258.792 | -259.2005 | 497.0943 | 926.4411 | 81.369 | 13.0877 | 0 | 102.5881 | 275.4221 | 119.0841 | 22.0972 | 182.7729 | 281.7479 | 0 | 7.2612 | 46.06 | 244.0449 | 0 | 142.457 | 0
2025_11_13 Hr 18 | 0 | 0.0057 | 0.16074 | 3.5474 | 3.5621 | 3.5609 | 3.8089 | 3.8089 | 3.8089 | 134.0855 | -14.5 | 0.1104 | 9 | 0 | 91.3864 | 91.3864 | 281.7479 | 0 | 0.00615 | 0.074 | 0.02596 | 0 | 0 | 0 | 0 | 0 | 0 | 0.0705 | 0.2574 | 46.06 | 7.2612 | 244.0449 | 0 | 0 | 0 | 0 | 17.7964 | 43.1074 | 0 | 0 | -64.8317 | 0.8541 | 12.5701 | 0 | -1 | -4.2 | 13.6204 | 0 | 0 | 37.0178 | 37.0178 | 37.0178 | 37.0178 | 43.044 | 70.551 | 0 | 0 | 0 | 0 | 0 | 0 | 0 | 0 | 0 | 0 | 0 | 0 | 0 | 0 | 0 | -50 | 0 | 0 | 9.2184 | 0 | -169.5105 | 16.9469 | 0 | 73.4131 | 69.0439 | 13.4478 | 1357.123 | 34.5582 | 63.0637 | 0 | 0.5292 | 0 | 8.626 | 3.074 | 0 | 1300.808 | 249.4472 | -240.9305 | 9.0082 | 6.38 | -1.72 | 16.2557 | 5.6106 | 2025-11-13 | 2025_11_13 Hr 18 | 95.9198 | 0.000295 | -1300.808 | -284.3422 | 552.4565 | 926.4411 | 93.1652 | 13.0877 | 0 | 105.3209 | 325.2006 | 121.935 | 22.0972 | 182.7729 | 281.7479 | 0 | 7.2612 | 46.06 | 244.0449 | 0 | 142.457 | 0
2025_11_13 Hr 19 | 0 | 0.0021 | 0.05922 | 3.5474 | 3.5621 | 3.5609 | 3.8089 | 3.8089 | 3.8089 | 129.919 | -14.5 | 0.1104 | 11 | 0 | 91.3864 | 91.3864 | 281.7479 | 0 | 0.00615 | 0.074 | 0.02596 | 0 | 0 | 0 | 0 | 0 | 0 | 0.0705 | 0.2574 | 46.06 | 7.2612 | 244.0449 | 0 | 0 | 0 | 0 | 17.6361 | 42.7191 | 0 | 0 | -69.9283 | 0.8541 | 12.5701 | 0 | -1 | -4.2 | 13.6204 | 0 | 0 | 35.8893 | 35.8893 | 35.8893 | 35.8893 | 41.7317 | 67.4973 | 0 | 0 | 0 | 0 | 0 | 0 | 0 | 0 | 0 | 0 | 0 | 0 | 0 | 0 | 0 | -50 | 0 | 0 | 9.2184 | 0 | -167.8774 | 16.9469 | 0 | 73.4131 | 69.0439 | 20.967 | 1346.481 | 34.3927 | 62.7617 | 0 | 0.5292 | 0 | 8.626 | 3.074 | 0 | 1292.592 | 255.3368 | -239.2974 | 9.0082 | 6.38 | -1.72 | 16.1778 | 5.5837 | 2025-11-13 | 2025_11_13 Hr 19 | 97.9914 | -0.000367 | -1292.592 | -287.8057 | 541.3429 | 926.4411 | 99.5256 | 13.0877 | 0 | 104.7723 | 315.2079 | 121.3627 | 22.0972 | 182.7729 | 281.7479 | 0 | 7.2612 | 46.06 | 244.0449 | 0 | 142.457 | 0
2025_11_13 Hr 20 | 0 | 4.5e-05 | 0.001269 | 3.5474 | 3.5621 | 3.5609 | 3.8089 | 3.8089 | 3.8089 | 117.9211 | -14.5 | 0.1104 | 11 | 0 | 91.3864 | 91.3864 | 281.7479 | 0 | 0.00615 | 0.074 | 0.02596 | 0 | 0 | 0 | 0 | 0 | 0 | 0.0705 | 0.2574 | 46.06 | 7.2612 | 244.0449 | 0 | 0 | 0 | 0 | 17.1745 | 41.601 | 0 | 0 | -58.4639 | 0.8541 | 12.5701 | 0 | -1 | -4.2 | 13.6204 | 0 | 0 | 32.6396 | 32.6396 | 32.6396 | 32.6396 | 37.953 | 65.6019 | 0 | 0 | 0 | 0 | 0 | 0 | 0 | 0 | 0 | 0 | 0 | 0 | 0 | 0 | 0 | -50 | 0 | 0 | 9.2184 | 0 | -153.4506 | 16.9469 | 0 | 73.4131 | 69.0439 | 18.9426 | 1316.068 | 33.916 | 61.8919 | 0 | 0.5292 | 0 | 8.626 | 3.074 | 0 | 1282.5 | 249.767 | -224.8706 | 9.0082 | 6.38 | -1.72 | 15.9536 | 5.5063 | 2025-11-13 | 2025_11_13 Hr 20 | 94.5863 | -2.4e-05 | -1282.5 | -261.9145 | 509.3399 | 926.4411 | 95.5458 | 13.0877 | 0 | 103.1926 | 286.4326 | 119.7147 | 22.0972 | 182.7729 | 281.7479 | 0 | 7.2612 | 46.06 | 244.0449 | 0 | 142.457 | 0
2025_11_13 Hr 21 | 0 | 0 | 0 | 3.5474 | 3.5621 | 3.5609 | 3.8089 | 3.8089 | 3.8089 | 98.1304 | -14.5 | 0.1104 | 19 | 0 | 91.3864 | 91.3864 | 281.7479 | 0 | 0.00615 | 0.074 | 0.02596 | 0 | 0 | 0 | 0 | 0 | 0 | 0.0705 | 0.2574 | 46.06 | 7.2612 | 244.0449 | 0 | 0 | 0 | 0 | 16.413 | 39.7566 | 0 | 0 | -31.0457 | 0.8541 | 12.5701 | 0 | -1 | -4.2 | 13.6204 | 0 | 0 | 27.2792 | 27.2792 | 27.2792 | 27.2792 | 31.72 | 65.6019 | 0 | 0 | 0 | 0 | 0 | 0 | 0 | 0 | 0 | 0 | 0 | 0 | 0 | 0 | 0 | -50 | 0 | 0 | 9.2184 | 0 | -177.7653 | 16.9469 | 0 | 73.4131 | 69.0439 | 15.0384 | 1265.995 | 33.1298 | 60.4571 | 0 | 0.5292 | 0 | 8.626 | 3.074 | 0 | 1236.908 | 251.1443 | -249.1853 | 9.0082 | 6.38 | -1.72 | 15.5838 | 5.3787 | 2025-11-13 | 2025_11_13 Hr 21 | 85.4191 | 0.0003 | -1236.908 | -258.811 | 456.5502 | 926.4411 | 99.6403 | 13.0877 | 0 | 100.5868 | 238.9672 | 116.9963 | 22.0972 | 182.7729 | 281.7479 | 0 | 7.2612 | 46.06 | 244.0449 | 0 | 142.457 | 0
2025_11_13 Hr 22 | 0 | 0 | 0 | 3.5474 | 3.5621 | 3.5609 | 3.8089 | 3.8089 | 3.8089 | 82.0431 | -14.5 | 0.1104 | 20 | 0 | 91.3864 | 91.3864 | 281.7479 | 0 | 0.00615 | 0.074 | 0.02596 | 0 | 0 | 0 | 0 | 0 | 0 | 0.0705 | 0.2574 | 46.06 | 7.2612 | 244.0449 | 0 | 0 | 0 | 0 | 15.7941 | 38.2574 | 0 | 0.47732 | -7.4461 | 0.8541 | 12.5701 | 0 | -1 | -4.2 | 13.6204 | 0 | 0 | 22.9219 | 22.9219 | 22.9219 | 22.9219 | 26.6534 | 59.5998 | 0 | 0 | 0 | 0 | 0 | 0 | 0 | 0 | 0 | 0 | 0 | 0 | 0 | 0 | 0 | -50 | 0 | 0 | 9.2184 | 0 | -200.2164 | 16.9469 | 0 | 73.4131 | 69.0439 | 18.5088 | 1225.294 | 32.4907 | 59.2909 | 0 | 0.5292 | 0 | 8.626 | 3.074 | 0 | 1194.092 | 247.4029 | -271.6364 | 9.0082 | 6.38 | -1.72 | 15.2832 | 5.2749 | 2025-11-13 | 2025_11_13 Hr 22 | 80.1532 | -0.0003686 | -1194.092 | -257.1851 | 413.6394 | 926.4411 | 98.1086 | 13.0877 | 0 | 98.4686 | 200.3842 | 114.7866 | 22.0972 | 182.7729 | 281.7479 | 0 | 7.2612 | 46.06 | 244.0449 | 0 | 142.457 | 0
2025_11_13 Hr 23 | 0 | 0 | 0 | 3.5474 | 3.5621 | 3.5609 | 3.8089 | 3.8089 | 3.8089 | 53.0707 | 0 | 0.1104 | 27 | 0 | 91.3864 | 91.3864 | 283.5925 | 0 | 0.00615 | 0.074 | 0.02596 | 0 | 0 | 0 | 0 | 0 | 0 | 0.0705 | 0.2574 | 46.06 | 7.2612 | 245.025 | 0 | 0 | 0 | 0 | 14.6794 | 35.5573 | 0 | 21.3578 | 0 | 0.8541 | 12.5701 | 0 | -1 | -4.2 | 13.6204 | 0 | 0 | 15.0746 | 15.0746 | 15.0746 | 15.0746 | 17.5286 | 61.6005 | 0 | 0 | 0 | 0 | 0 | 0 | 0 | 0 | 0 | 0 | 0 | 0 | 0 | 0 | 0 | 0 | -50 | 0 | 9.2184 | 0 | -256.4073 | 16.9469 | 0 | 74.1091 | 69.6985 | 28.4862 | 1156.168 | 31.3398 | 57.1906 | 0 | 0.5292 | 0 | 8.626 | 3.074 | 0 | 1126.6 | 262.4015 | -313.3273 | 9.0082 | 6.38 | -1.72 | 14.7418 | 5.0881 | 2025-11-13 | 2025_11_13 Hr 23 | 88.1583 | -1.6e-05 | -1126.6 | -285.0495 | 350.8587 | 930.6164 | 117.0867 | 13.0877 | 0 | 94.6539 | 130.8977 | 125.3071 | 22.0972 | 182.7729 | 283.5925 | 0 | 7.2612 | 46.06 | 245.025 | 0 | 143.8077 | 0
2025_11_13 Hr 24 | 0 | 0 | 0 | 3.5474 | 3.5621 | 3.5609 | 3.8089 | 3.8089 | 3.8089 | 36.6934 | 0 | 0.1104 | 38 | 0 | 91.3864 | 91.3864 | 283.5925 | 0 | 0.00615 | 0.074 | 0.02596 | 0 | 0 | 0 | 0 | 0 | 0 | 0.0705 | 0.2574 | 46.06 | 7.2612 | 245.025 | 0 | 0 | 0 | 0 | 13.7339 | 33.2671 | 0 | 39.8102 | 0 | 0.8541 | 12.5701 | 0 | -1 | -4.2 | 13.6204 | 0 | 0 | 8.4185 | 8.4185 | 8.4185 | 8.4185 | 9.789 | 61.6005 | 0 | 0 | 0 | 0 | 0 | 0 | 0 | 0 | 0 | 0 | 0 | 0 | 0 | 0 | 0 | 0 | -50 | 0 | 9.2184 | 0 | -265.6429 | 16.9469 | 0 | 74.1091 | 69.6985 | 40.9218 | 1102.191 | 30.3635 | 55.4091 | 0 | 0.5292 | 0 | 8.626 | 3.074 | 0 | 1101.9 | 282.4616 | -322.5629 | 9.0082 | 6.38 | -1.72 | 14.2826 | 4.9296 | 2025-11-13 | 2025_11_13 Hr 24 | 79.1176 | 1e-05 | -1101.9 | -275.8327 | 293.5062 | 930.6164 | 140.5223 | 13.0877 | 0 | 91.4182 | 80.1564 | 121.9316 | 22.0972 | 182.7729 | 283.5925 | 0 | 7.2612 | 46.06 | 245.025 | 0 | 143.8077 | 0
2025_11_14 Hr 01 | 0 | 0 | 0 | 3.5474 | 3.5621 | 3.5609 | 3.8089 | 3.8089 | 3.8089 | 36.6934 | 0 | 0.1104 | 40 | 0 | 91.3864 | 91.3864 | 283.5925 | 0 | 0.00615 | 0.074 | 0.02596 | 0 | 0 | 0 | 0 | 0 | 0 | 0.0705 | 0.2574 | 46.06 | 7.2612 | 245.025 | 0 | 0 | 0 | 0 | 13.3672 | 32.3681 | 0 | 45.8492 | 0 | 0.8541 | 12.5772 | 0 | -1 | -4.2 | 13.6422 | 0 | 0 | 5.582 | 5.582 | 5.582 | 5.582 | 6.4907 | 56.6514 | 0 | 0 | 0 | 0 | 0 | 0 | 0 | 0 | 0 | 0 | 0 | 0 | 0 | 0 | 0 | 0 | -50 | 0 | 9.2335 | 0 | -302.7606 | 17.2798 | 0 | 74.1091 | 69.6985 | 54.5142 | 1086.321 | 30.486 | 55.6531 | 0 | 0.5292 | 0 | 8.626 | 3.074 | 0 | 1066.4 | 293.9101 | -359.6806 | 9.0045 | 6.38 | -1.72 | 14.3662 | 4.9518 | 2025-11-14 | 2025_11_14 Hr 01 | 79.2077 | 1.4e-05 | -1066.4 | -306.9115 | 278.4417 | 930.6164 | 151.1656 | 13.0877 | 0 | 90.1927 | 65.5122 | 122.7368 | 22.0972 | 182.7729 | 283.5925 | 0 | 7.2612 | 46.06 | 245.025 | 0 | 143.8077 | 0
2025_11_14 Hr 02 | 0 | 0 | 0 | 3.5474 | 3.5621 | 3.5609 | 3.8089 | 3.8089 | 3.8089 | 36.6934 | 0 | 0.1104 | 19 | 0 | 91.3864 | 91.3864 | 283.5925 | 0 | 0.00615 | 0.074 | 0.02596 | 0 | 0 | 0 | 0 | 0 | 0 | 0.0705 | 0.2574 | 46.06 | 7.2612 | 245.025 | 0 | 0 | 0 | 0 | 13.2163 | 32.0028 | 0 | 30.7313 | 0 | 0.8541 | 12.5772 | 0 | -1 | -4.2 | 13.6422 | 0 | 0 | 4.5039 | 4.5039 | 4.5039 | 4.5039 | 5.2371 | 51.7023 | 0 | 0 | 0 | 0 | 0 | 0 | 0 | 0 | 0 | 0 | 0 | 0 | 0 | 0 | 0 | 0 | -50 | 0 | 9.2335 | 0 | -277.0574 | 17.2798 | 0 | 74.1091 | 69.6985 | 70.9986 | 1080.239 | 30.3279 | 55.3645 | 0 | 0.5292 | 0 | 8.626 | 3.074 | 0 | 1060.892 | 283.8986 | -333.9774 | 9.0045 | 6.38 | -1.72 | 14.2917 | 4.9262 | 2025-11-14 | 2025_11_14 Hr 02 | 79.6063 | -0.000315 | -1060.892 | -296.3261 | 271.8127 | 930.6164 | 141.7009 | 13.0877 | 0 | 89.6765 | 59.9462 | 122.19 | 22.0972 | 182.7729 | 283.5925 | 0 | 7.2612 | 46.06 | 245.025 | 0 | 143.8077 | 0
2025_11_14 Hr 03 | 0 | 0 | 0 | 3.5474 | 3.5621 | 3.5609 | 3.8089 | 3.8089 | 3.8089 | 36.6934 | 0 | 0.1104 | 36 | 0 | 91.3864 | 91.3864 | 283.5925 | 0 | 0.00615 | 0.074 | 0.02596 | 0 | 0 | 0 | 0 | 0 | 0 | 0.0705 | 0.2574 | 46.06 | 7.2612 | 245.025 | 0 | 0 | 0 | 0 | 13.1856 | 31.9283 | 0 | 28.4882 | 0 | 0.8541 | 12.5772 | 0 | -1 | -4.2 | 13.6422 | 0 | 0 | 4.2841 | 4.2841 | 4.2841 | 4.2841 | 4.9815 | 47.7009 | 0 | 0 | 0 | 0 | 0 | 0 | 0 | 0 | 0 | 0 | 0 | 0 | 0 | 0 | 0 | 0 | -50 | 0 | 9.2335 | 0 | -269.5868 | 17.2798 | 0 | 74.1091 | 69.6985 | 71.4324 | 1078.999 | 30.2957 | 55.3057 | 0 | 0.5292 | 0 | 8.626 | 3.074 | 0 | 1078.2 | 297.2195 | -326.5068 | 9.0045 | 6.38 | -1.72 | 14.2765 | 4.9209 | 2025-11-14 | 2025_11_14 Hr 03 | 79.6063 | 8e-06 | -1078.2 | -291.0986 | 270.4612 | 930.6164 | 155.1333 | 13.0877 | 0 | 89.5712 | 58.8114 | 122.0785 | 22.0972 | 182.7729 | 283.5925 | 0 | 7.2612 | 46.06 | 245.025 | 0 | 143.8077 | 0
2025_11_14 Hr 04 | 0 | 0 | 0 | 3.5474 | 3.5621 | 3.5609 | 3.8089 | 3.8089 | 3.8089 | 36.6934 | 0 | 0.1104 | 58 | 0 | 91.3864 | 91.3864 | 283.5925 | 0 | 0.00615 | 0.074 | 0.02596 | 0 | 0 | 0 | 0 | 0 | 0 | 0.0705 | 0.2574 | 46.06 | 7.2612 | 245.025 | 0 | 0 | 0 | 0 | 13.1533 | 31.8502 | 0 | 30.392 | 0 | 0.8541 | 12.5772 | 0 | -1 | -4.2 | 13.6422 | 0 | 0 | 4.0538 | 4.0538 | 4.0538 | 4.0538 | 4.7138 | 39.6981 | 0 | 0 | 0 | 0 | 0 | 0 | 0 | 0 | 0 | 0 | 0 | 0 | 0 | 0 | 0 | 0 | -50 | 0 | 9.2335 | 0 | -288.1381 | 17.2798 | 0 | 74.1091 | 69.6985 | 70.9986 | 1077.7 | 30.2619 | 55.244 | 0 | 0.5292 | 0 | 8.626 | 3.074 | 0 | 1073.7 | 310.6661 | -345.0581 | 9.0045 | 6.38 | -1.72 | 14.2606 | 4.9154 | 2025-11-14 | 2025_11_14 Hr 04 | 80.3458 | 7e-06 | -1073.7 | -307.7461 | 269.0452 | 930.6164 | 168.6967 | 13.0877 | 0 | 89.461 | 57.6225 | 121.9617 | 22.0972 | 182.7729 | 283.5925 | 0 | 7.2612 | 46.06 | 245.025 | 0 | 143.8077 | 0
2025_11_14 Hr 05 | 0 | 0 | 0 | 3.5474 | 3.5621 | 3.5609 | 3.8089 | 3.8089 | 3.8089 | 36.6934 | 0 | 0.1104 | 63 | 0 | 91.3864 | 91.3864 | 283.5925 | 0 | 0.00615 | 0.074 | 0.02596 | 0 | 0 | 0 | 0 | 0 | 0 | 0.0705 | 0.2574 | 46.06 | 7.2612 | 245.025 | 0 | 0 | 0 | 0 | 13.6968 | 33.1662 | 0 | 30.7025 | 0 | 0.8541 | 12.5772 | 0 | -1 | -4.2 | 13.6422 | 0 | 0 | 7.9371 | 7.9371 | 7.9371 | 7.9371 | 9.2292 | 27.7992 | 0 | 0 | 0 | 0 | 0 | 0 | 0 | 0 | 0 | 0 | 0 | 0 | 0 | 0 | 0 | 0 | -50 | 0 | 9.2335 | 0 | -262.1608 | 17.2798 | 0 | 74.1091 | 69.6985 | 71.4324 | 1099.608 | 30.8313 | 56.2834 | 0 | 0.5292 | 0 | 8.626 | 3.074 | 0 | 1117.4 | 306.1706 | -319.0808 | 9.0045 | 6.38 | -1.72 | 14.5289 | 5.0079 | 2025-11-14 | 2025_11_14 Hr 05 | 93.4631 | 9e-06 | -1117.4 | -281.4583 | 292.9226 | 930.6164 | 162.2316 | 13.0877 | 0 | 91.3204 | 77.6709 | 123.9313 | 22.0972 | 182.7729 | 283.5925 | 0 | 7.2612 | 46.06 | 245.025 | 0 | 143.8077 | 0
2025_11_14 Hr 06 | 0 | 0 | 0 | 3.5474 | 3.5621 | 3.5609 | 3.8089 | 3.8089 | 3.8089 | 52.6608 | 0 | 0.1104 | 66 | 0 | 91.3864 | 91.3864 | 283.5925 | 0 | 0.00615 | 0.074 | 0.02596 | 0 | 0 | 0 | 0 | 0 | 0 | 0.0705 | 0.2574 | 46.06 | 7.2612 | 245.025 | 0 | 0 | 0 | 0 | 14.7896 | 35.8124 | 0 | 16.127 | 0 | 0.8541 | 12.5772 | 0 | -1 | -4.2 | 13.6422 | 0 | 0 | 15.7454 | 15.7454 | 15.7454 | 15.7454 | 18.3086 | 27.7992 | 0 | 0 | 0 | 0 | 0 | 0 | 0 | 0 | 0 | 0 | 0 | 0 | 0 | 0 | 0 | 0 | -50 | 0 | 9.2335 | 0 | -226.8677 | 17.2798 | 0 | 74.1091 | 69.6985 | 74.0352 | 1159.627 | 31.9762 | 58.3734 | 0 | 0.5292 | 0 | 8.626 | 3.074 | 0 | 1207.7 | 315.7338 | -283.7877 | 9.0045 | 6.38 | -1.72 | 15.0684 | 5.1939 | 2025-11-14 | 2025_11_14 Hr 06 | 101.9765 | 1.4e-05 | -1207.7 | -260.7407 | 356.9022 | 930.6164 | 167.8344 | 13.0877 | 0 | 95.0595 | 133.951 | 127.8917 | 22.0972 | 182.7729 | 283.5925 | 0 | 7.2612 | 46.06 | 245.025 | 0 | 143.8077 | 0
2025_11_14 Hr 07 | 0 | 0 | 0 | 3.5474 | 3.5621 | 3.5609 | 3.8089 | 3.8089 | 3.8089 | 96.9684 | -14.5 | 0.1104 | 65 | 0 | 91.3864 | 91.3864 | 281.7479 | 0 | 0.00615 | 0.074 | 0.02596 | 0 | 0 | 0 | 0 | 0 | 0 | 0.0705 | 0.2574 | 46.06 | 7.2612 | 244.0449 | 0 | 0 | 0 | 0 | 16.4684 | 39.8775 | 0 | 0 | -28.0608 | 0.8541 | 12.5772 | 0 | -1 | -4.2 | 13.6422 | 0 | 0 | 27.7405 | 27.7405 | 27.7405 | 27.7405 | 32.2564 | 31.8006 | 0 | 0 | 0 | 0 | 0 | 0 | 0 | 0 | 0 | 0 | 0 | 0 | 0 | 0 | 0 | -50 | 0 | 0 | 9.2335 | 0 | -174.1898 | 17.2798 | 0 | 73.4131 | 69.0439 | 79.9638 | 1267.431 | 33.7349 | 61.5841 | 0 | 0.5292 | 0 | 8.626 | 3.074 | 0 | 1324.508 | 330.7476 | -245.6098 | 9.0045 | 6.38 | -1.72 | 15.8972 | 5.4796 | 2025-11-14 | 2025_11_14 Hr 07 | 99.6317 | 0.000327 | -1324.508 | -252.2506 | 460.4658 | 926.4411 | 176.7644 | 13.0877 | 0 | 100.8033 | 240.1869 | 119.4755 | 22.0972 | 182.7729 | 281.7479 | 0 | 7.2612 | 46.06 | 244.0449 | 0 | 142.457 | 0
2025_11_14 Hr 08 | 1.5489 | 0 | 0 | 3.5474 | 3.5621 | 3.5609 | 3.8089 | 3.8089 | 3.8089 | 110.8484 | -14.5 | 0.1104 | 69 | 0 | 91.3864 | 91.3864 | 281.7479 | 0 | 0.00615 | 0.074 | 0.02596 | 0 | 0 | 0 | 0 | 0 | 0 | 0.0705 | 0.2574 | 46.06 | 7.2612 | 244.0449 | 0 | 0 | 0 | 0 | 16.9943 | 41.151 | 0 | 0 | -42.1388 | 0.8541 | 12.5772 | 0 | -1 | -4.2 | 13.6422 | 0 | 0 | 31.4981 | 31.4981 | 31.4981 | 31.4981 | 36.6257 | 30.7476 | 0 | 0 | 0 | 0 | 0 | 0 | 0 | 0 | 0 | 0 | 0 | 0 | 0 | 0 | 0 | -50 | 0 | 0 | 9.2335 | 0 | -153.3226 | 17.2798 | 0 | 73.4131 | 69.0439 | 83.4342 | 1302.51 | 34.2859 | 62.5899 | 0 | 0.5292 | -1.5489 | 8.626 | 3.074 | 0 | 1374.7 | 340.6198 | -226.2915 | 9.0045 | 6.38 | -1.72 | 16.1568 | 5.569 | 2025-11-14 | 2025_11_14 Hr 08 | 96.7228 | -1.2e-05 | -1374.7 | -245.4614 | 497.4508 | 926.4411 | 183.1818 | 13.0877 | 0 | 102.6027 | 273.4667 | 121.3814 | 22.0972 | 182.7729 | 281.7479 | 0 | 7.2612 | 46.06 | 244.0449 | 0 | 142.457 | 0
2025_11_14 Hr 09 | 7.2569 | 0.000255 | 0.007191 | 3.5474 | 3.5621 | 3.5609 | 3.8089 | 3.8089 | 3.8089 | 110.8097 | -14.5 | 0.1104 | 65 | 0 | 91.3864 | 91.3864 | 281.7479 | 0 | 0.00615 | 0.074 | 0.02596 | 0 | 0 | 0 | 0 | 0 | 0 | 0.0705 | 0.2574 | 46.06 | 7.2612 | 244.0449 | 0 | 0 | 0 | 0 | 16.9929 | 41.1474 | 0 | 0 | -48.511 | 0.8541 | 12.5772 | 0 | -1 | -4.2 | 13.6422 | 0 | 0 | 31.4877 | 31.4877 | 31.4877 | 31.4877 | 36.6136 | 34.749 | 0 | 0 | 0 | 0 | 0 | 0 | 0 | 0 | 0 | 0 | 0 | 0 | 0 | 0 | 0 | -50 | 0 | 0 | 9.2335 | 0 | -183.3667 | 17.2798 | 0 | 73.4131 | 69.0439 | 88.0614 | 1302.42 | 34.2843 | 62.5871 | 0 | 0.5292 | -7.2569 | 8.626 | 3.074 | 0 | 1342.817 | 350.9513 | -262.0436 | 9.0045 | 6.38 | -1.72 | 16.1561 | 5.5688 | 2025-11-14 | 2025_11_14 Hr 09 | 89.4659 | -0.000375 | -1342.817 | -281.8777 | 497.3477 | 926.4411 | 187.8178 | 13.0877 | 0 | 102.5977 | 273.374 | 121.3761 | 22.0972 | 182.7729 | 281.7479 | 0 | 7.2612 | 46.06 | 244.0449 | 0 | 142.457 | 0
2025_11_14 Hr 10 | 8.3016 | 0.003285 | 0.092637 | 3.5474 | 3.5621 | 3.5609 | 3.8089 | 3.8089 | 3.8089 | 113.9414 | -14.5 | 0.1104 | 51 | 0 | 91.3864 | 91.3864 | 281.7479 | 0 | 0.00615 | 0.074 | 0.02596 | 0 | 0 | 0 | 0 | 0 | 0 | 0.0705 | 0.2574 | 46.06 | 7.2612 | 244.0449 | 0 | 0 | 0 | 0 | 17.1115 | 41.4348 | 0 | 0 | -53.7389 | 0.8541 | 12.5772 | 0 | -1 | -4.2 | 13.6422 | 0 | 0 | 32.3355 | 32.3355 | 32.3355 | 32.3355 | 37.5994 | 33.8013 | 0 | 0 | 0 | 0 | 0 | 0 | 0 | 0 | 0 | 0 | 0 | 0 | 0 | 0 | 0 | -50 | 0 | 0 | 9.2335 | 0 | -198.825 | 17.2798 | 0 | 73.4131 | 69.0439 | 86.037 | 1310.42 | 34.4086 | 62.814 | 0 | 0.5292 | -8.3016 | 8.626 | 3.074 | 0 | 1313.592 | 335.457 | -278.5466 | 9.0045 | 6.38 | -1.72 | 16.2147 | 5.589 | 2025-11-14 | 2025_11_14 Hr 10 | 84.3551 | -0.000377 | -1313.592 | -302.5639 | 505.6925 | 926.4411 | 170.9342 | 13.0877 | 0 | 103.0036 | 280.8828 | 121.8061 | 22.0972 | 182.7729 | 281.7479 | 0 | 7.2612 | 46.06 | 244.0449 | 0 | 142.457 | 0
2025_11_14 Hr 11 | 7.2602 | 0.006825 | 0.19246 | 3.5474 | 3.5621 | 3.5609 | 3.8089 | 3.8089 | 3.8089 | 113.0135 | -14.5 | 0.1104 | 28 | 0 | 91.3864 | 91.3864 | 281.7479 | 0 | 0.00615 | 0.074 | 0.02596 | 0 | 0 | 0 | 0 | 0 | 0 | 0.0705 | 0.2574 | 46.06 | 7.2612 | 244.0449 | 0 | 0 | 0 | 0 | 17.0764 | 41.3496 | 0 | 0 | -55.2797 | 0.8541 | 12.5772 | 0 | -1 | -4.2 | 13.6422 | 0 | 0 | 32.0843 | 32.0843 | 32.0843 | 32.0843 | 37.3073 | 34.749 | 0 | 0 | 0 | 0 | 0 | 0 | 0 | 0 | 0 | 0 | 0 | 0 | 0 | 0 | 0 | -50 | 0 | 0 | 9.2335 | 0 | -215.3973 | 17.2798 | 0 | 73.4131 | 69.0439 | 81.9882 | 1308.175 | 34.3718 | 62.7468 | 0 | 0.5292 | -7.2602 | 8.626 | 3.074 | 0 | 1267.008 | 308.1906 | -294.0775 | 9.0045 | 6.38 | -1.72 | 16.1973 | 5.583 | 2025-11-14 | 2025_11_14 Hr 11 | 76.8873 | 0.000318 | -1267.008 | -320.677 | 503.22 | 926.4411 | 144.9365 | 13.0877 | 0 | 102.8833 | 278.658 | 121.6787 | 22.0972 | 182.7729 | 281.7479 | 0 | 7.2612 | 46.06 | 244.0449 | 0 | 142.457 | 0
2025_11_14 Hr 12 | 6.2088 | 0.009195 | 0.2593 | 3.5474 | 3.5621 | 3.5609 | 3.8089 | 3.8089 | 3.8089 | 112.2789 | -14.5 | 0.1104 | 18 | 0 | 91.3864 | 91.3864 | 281.7479 | 0 | 0.00615 | 0.074 | 0.02596 | 0 | 0 | 0 | 0 | 0 | 0 | 0.0705 | 0.2574 | 46.06 | 7.2612 | 244.0449 | 0 | 0 | 0 | 0 | 17.0485 | 41.2822 | 0 | 0 | -50.1653 | 0.8541 | 12.5772 | 0 | -1 | -4.2 | 13.6422 | 0 | 0 | 31.8854 | 31.8854 | 31.8854 | 31.8854 | 37.0761 | 27.7992 | 0 | 0 | 0 | 0 | 0 | 0 | 0 | 0 | 0 | 0 | 0 | 0 | 0 | 0 | 0 | -50 | 0 | 0 | 9.2335 | 0 | -211.1496 | 17.2798 | 0 | 73.4131 | 69.0439 | 75.0474 | 1306.385 | 34.3426 | 62.6935 | 0 | 0.5292 | -6.2088 | 8.626 | 3.074 | 0 | 1250.592 | 283.1501 | -288.7784 | 9.0045 | 6.38 | -1.72 | 16.1836 | 5.5783 | 2025-11-14 | 2025_11_14 Hr 12 | 76.8873 | -0.000395 | -1250.592 | -311.3148 | 501.2626 | 926.4411 | 121.1151 | 13.0877 | 0 | 102.7881 | 276.8967 | 121.5778 | 22.0972 | 182.7729 | 281.7479 | 0 | 7.2612 | 46.06 | 244.0449 | 0 | 142.457 | 0
2025_11_14 Hr 13 | 3.6185 | 0.01059 | 0.29864 | 3.5474 | 3.5621 | 3.5609 | 3.8089 | 3.8089 | 3.8089 | 110.8871 | -14.5 | 0.1104 | 15 | 0 | 91.3864 | 91.3864 | 281.7479 | 0 | 0.00615 | 0.074 | 0.02596 | 0 | 0 | 0 | 0 | 0 | 0 | 0.0705 | 0.2574 | 46.06 | 7.2612 | 244.0449 | 0 | 0 | 0 | 0 | 16.9958 | 41.1545 | 0 | 0 | -44.2631 | 0.8541 | 12.5772 | 0 | -1 | -4.2 | 13.6422 | 0 | 0 | 31.5086 | 31.5086 | 31.5086 | 31.5086 | 36.6379 | 24.8508 | 0 | 0 | 0 | 0 | 0 | 0 | 0 | 0 | 0 | 0 | 0 | 0 | 0 | 0 | 0 | -50 | 0 | 0 | 9.2335 | 0 | -245.0447 | 17.2798 | 0 | 73.4131 | 69.0439 | 73.4568 | 1302.907 | 34.2874 | 62.5927 | 0 | 0.5292 | -3.6185 | 8.626 | 3.074 | 0 | 1211.392 | 272.8311 | -320.0832 | 9.0045 | 6.38 | -1.72 | 16.1575 | 5.5693 | 2025-11-14 | 2025_11_14 Hr 13 | 76.8323 | -0.000314 | -1211.392 | -339.3078 | 497.5538 | 926.4411 | 113.6168 | 13.0877 | 0 | 102.6077 | 273.5595 | 121.3867 | 22.0972 | 182.7729 | 281.7479 | 0 | 7.2612 | 46.06 | 244.0449 | 0 | 142.457 | 0
2025_11_14 Hr 14 | 2.0729 | 0.011085 | 0.3126 | 3.5474 | 3.5621 | 3.5609 | 3.8089 | 3.8089 | 3.8089 | 113.9028 | -14.5 | 0.1104 | 12 | 0 | 91.3864 | 91.3864 | 281.7479 | 0 | 0.00615 | 0.074 | 0.02596 | 0 | 0 | 0 | 0 | 0 | 0 | 0.0705 | 0.2574 | 46.06 | 7.2612 | 244.0449 | 0 | 0 | 0 | 0 | 17.1101 | 41.4312 | 0 | 0 | -52.8092 | 0.8541 | 12.5772 | 0 | -1 | -4.2 | 13.6422 | 0 | 0 | 32.325 | 32.325 | 32.325 | 32.325 | 37.5872 | 24.8508 | 0 | 0 | 0 | 0 | 0 | 0 | 0 | 0 | 0 | 0 | 0 | 0 | 0 | 0 | 0 | -50 | 0 | 0 | 9.2335 | 0 | -276.9182 | 17.2798 | 0 | 73.4131 | 69.0439 | 76.0596 | 1310.542 | 34.4071 | 62.8112 | 0 | 0.5292 | -2.0729 | 8.626 | 3.074 | 0 | 1178.625 | 271.3029 | -350.4111 | 9.0045 | 6.38 | -1.72 | 16.214 | 5.5887 | 2025-11-14 | 2025_11_14 Hr 14 | 76.4292 | 4.3e-05 | -1178.625 | -379.7274 | 505.5896 | 926.4411 | 113.2341 | 13.0877 | 0 | 102.9986 | 280.7902 | 121.8008 | 22.0972 | 182.7729 | 281.7479 | 0 | 7.2612 | 46.06 | 244.0449 | 0 | 142.457 | 0
2025_11_14 Hr 15 | 1.0331 | 0.011025 | 0.3109 | 3.5474 | 3.5621 | 3.5609 | 3.8089 | 3.8089 | 3.8089 | 103.5798 | -14.5 | 0.1104 | 8 | 0 | 91.3864 | 91.3864 | 281.7479 | 0 | 0.00615 | 0.074 | 0.02596 | 0 | 0 | 0 | 0 | 0 | 0 | 0.0705 | 0.2574 | 45.4081 | 7.2612 | 244.0449 | 0 | 0 | 0 | 0 | 16.7189 | 40.4841 | 0 | 0 | -33.9239 | 0.8541 | 12.5772 | 0 | -1 | -4.2 | 13.6422 | 0 | 0 | 29.5304 | 29.5304 | 29.5304 | 29.5304 | 34.3376 | 34.749 | 0 | 0 | 0 | 0 | 0 | 0 | 0 | 0 | 0 | 0 | 0 | 0 | 0 | 0 | 0 | -50 | 0 | 0 | 9.2335 | 0 | -285.5633 | 17.2798 | 0 | 73.4131 | 69.0439 | 73.4568 | 1283.799 | 33.9973 | 62.0632 | 0 | 0.5292 | -1.0331 | 8.626 | 3.074 | 0 | 1164 | 272.141 | -358.0164 | 9.0045 | 6.38 | -1.72 | 16.0208 | 5.5222 | 2025-11-14 | 2025_11_14 Hr 15 | 76.9998 | -2.6e-05 | -1164 | -369.4872 | 478.0826 | 925.7891 | 116.5277 | 13.0877 | 0 | 101.6604 | 256.0389 | 120.3833 | 22.0972 | 182.7729 | 281.7479 | 0 | 7.2612 | 45.4081 | 244.0449 | 0 | 142.457 | 0
2025_11_14 Hr 16 | 0 | 0.010035 | 0.28299 | 3.5474 | 3.5621 | 3.5609 | 3.8089 | 3.8089 | 3.8089 | 111.0417 | -14.5 | 0.1104 | 12 | 0 | 91.3864 | 91.3864 | 281.7479 | 0 | 0.00615 | 0.074 | 0.02596 | 0 | 0 | 0 | 0 | 0 | 0 | 0.0705 | 0.2574 | 46.06 | 7.2612 | 244.0449 | 0 | 0 | 0 | 0 | 17.0017 | 41.1687 | 0 | 0 | -48.6742 | 0.8541 | 12.5772 | 0 | -1 | -4.2 | 13.6422 | 0 | 0 | 31.5505 | 31.5505 | 31.5505 | 31.5505 | 36.6866 | 41.6988 | 0 | 0 | 0 | 0 | 0 | 0 | 0 | 0 | 0 | 0 | 0 | 0 | 0 | 0 | 0 | -50 | 0 | 0 | 9.2335 | 0 | -281.1479 | 17.2798 | 0 | 73.4131 | 69.0439 | 76.9272 | 1303.282 | 34.2935 | 62.6039 | 0 | 0.5292 | 0 | 8.626 | 3.074 | 0 | 1188.592 | 286.5517 | -352.5679 | 9.0045 | 6.38 | -1.72 | 16.1604 | 5.5703 | 2025-11-14 | 2025_11_14 Hr 16 | 85.0258 | -0.000363 | -1188.592 | -379.8221 | 497.9659 | 926.4411 | 130.919 | 13.0877 | 0 | 102.6277 | 273.9302 | 121.4079 | 22.0972 | 182.7729 | 281.7479 | 0 | 7.2612 | 46.06 | 244.0449 | 0 | 142.457 | 0
2025_11_14 Hr 17 | 0 | 0.00816 | 0.23011 | 3.5474 | 3.5621 | 3.5609 | 3.8089 | 3.8089 | 3.8089 | 118.7743 | -14.5 | 0.1104 | 12 | 0 | 91.3864 | 91.3864 | 281.7479 | 0 | 0.00615 | 0.074 | 0.02596 | 0 | 0 | 0 | 0 | 0 | 0 | 0.0705 | 0.2574 | 46.06 | 7.2612 | 244.0449 | 0 | 0 | 0 | 0 | 17.2946 | 41.8781 | 0 | 0 | -59.123 | 0.8541 | 12.5772 | 0 | -1 | -4.2 | 13.6422 | 0 | 0 | 33.6439 | 33.6439 | 33.6439 | 33.6439 | 39.1208 | 42.7518 | 0 | 0 | 0 | 0 | 0 | 0 | 0 | 0 | 0 | 0 | 0 | 0 | 0 | 0 | 0 | -50 | 0 | 0 | 9.2335 | 0 | -215.6136 | 17.2798 | 0 | 73.4131 | 69.0439 | 75.0474 | 1322.772 | 34.6005 | 63.1642 | 0 | 0.5292 | 0 | 8.626 | 3.074 | 0 | 1263.4 | 286.7848 | -287.0336 | 9.0045 | 6.38 | -1.72 | 16.3051 | 5.6201 | 2025-11-14 | 2025_11_14 Hr 17 | 98.8722 | 1.3e-05 | -1263.4 | -324.7366 | 518.5704 | 926.4411 | 130.0375 | 13.0877 | 0 | 103.6301 | 292.4706 | 122.4697 | 22.0972 | 182.7729 | 281.7479 | 0 | 7.2612 | 46.06 | 244.0449 | 0 | 142.457 | 0
2025_11_14 Hr 18 | 0 | 0.00531 | 0.14974 | 3.5474 | 3.5621 | 3.5609 | 3.8089 | 3.8089 | 3.8089 | 127.6281 | -14.5 | 0.1104 | 22 | 0 | 91.3864 | 91.3864 | 281.7479 | 0 | 0.00615 | 0.074 | 0.02596 | 0 | 0 | 0 | 0 | 0 | 0 | 0.0705 | 0.2574 | 46.06 | 7.2612 | 244.0449 | 0 | 0 | 0 | 0 | 17.6301 | 42.6905 | 0 | 0 | -63.9731 | 0.8541 | 12.5772 | 0 | -1 | -4.2 | 13.6422 | 0 | 0 | 36.0408 | 36.0408 | 36.0408 | 36.0408 | 41.9079 | 47.7009 | 0 | 0 | 0 | 0 | 0 | 0 | 0 | 0 | 0 | 0 | 0 | 0 | 0 | 0 | 0 | -50 | 0 | 0 | 9.2335 | 0 | -188.6727 | 17.2798 | 0 | 73.4131 | 69.0439 | 70.9986 | 1345.068 | 34.9519 | 63.8058 | 0 | 0.5292 | 0 | 8.626 | 3.074 | 0 | 1319.9 | 298.8979 | -260.0927 | 9.0045 | 6.38 | -1.72 | 16.4707 | 5.6772 | 2025-11-14 | 2025_11_14 Hr 18 | 99.8211 | 8e-06 | -1319.9 | -302.6458 | 542.1625 | 926.4411 | 140.8546 | 13.0877 | 0 | 104.7779 | 313.6992 | 123.6854 | 22.0972 | 182.7729 | 281.7479 | 0 | 7.2612 | 46.06 | 244.0449 | 0 | 142.457 | 0
2025_11_14 Hr 19 | 0 | 0.001875 | 0.052875 | 3.5474 | 3.5621 | 3.5609 | 3.8089 | 3.8089 | 3.8089 | 110.5778 | -14.5 | 0.1104 | 38 | 0 | 91.3864 | 91.3864 | 281.7479 | 0 | 0.00615 | 0.074 | 0.02596 | 0 | 0 | 0 | 0 | 0 | 0 | 0.0705 | 0.2574 | 46.06 | 7.2612 | 244.0449 | 0 | 0 | 0 | 0 | 16.9841 | 41.1262 | 0 | 0 | -46.2412 | 0.8541 | 12.5772 | 0 | -1 | -4.2 | 13.6422 | 0 | 0 | 31.4249 | 31.4249 | 31.4249 | 31.4249 | 36.5406 | 45.7002 | 0 | 0 | 0 | 0 | 0 | 0 | 0 | 0 | 0 | 0 | 0 | 0 | 0 | 0 | 0 | -50 | 0 | 0 | 9.2335 | 0 | -203.5129 | 17.2798 | 0 | 73.4131 | 69.0439 | 71.4324 | 1301.879 | 34.2751 | 62.5703 | 0 | 0.5292 | 0 | 8.626 | 3.074 | 0 | 1291.692 | 310.9864 | -274.9329 | 9.0045 | 6.38 | -1.72 | 16.1517 | 5.5673 | 2025-11-14 | 2025_11_14 Hr 19 | 95.8702 | -0.000297 | -1291.692 | -299.7541 | 496.7297 | 926.4411 | 155.1874 | 13.0877 | 0 | 102.5676 | 272.8179 | 121.3442 | 22.0972 | 182.7729 | 281.7479 | 0 | 7.2612 | 46.06 | 244.0449 | 0 | 142.457 | 0
2025_11_14 Hr 20 | 0 | 3e-05 | 0.000846 | 3.5474 | 3.5621 | 3.5609 | 3.8089 | 3.8089 | 3.8089 | 87.9986 | -14.5 | 0.1104 | 51 | 0 | 91.3864 | 91.3864 | 281.7479 | 0 | 0.00615 | 0.074 | 0.02596 | 0 | 0 | 0 | 0 | 0 | 0 | 0.0705 | 0.2574 | 46.06 | 7.2612 | 244.0449 | 0 | 0 | 0 | 0 | 16.1286 | 39.0546 | 0 | 0 | -19.7824 | 0.8541 | 12.5772 | 0 | -1 | -4.2 | 13.6422 | 0 | 0 | 25.3122 | 25.3122 | 25.3122 | 25.3122 | 29.4328 | 48.6486 | 0 | 0 | 0 | 0 | 0 | 0 | 0 | 0 | 0 | 0 | 0 | 0 | 0 | 0 | 0 | -50 | 0 | 0 | 9.2335 | 0 | -185.7012 | 17.2798 | 0 | 73.4131 | 69.0439 | 71.4324 | 1244.763 | 33.3789 | 60.9341 | 0 | 0.5292 | 0 | 8.626 | 3.074 | 0 | 1291.692 | 323.8326 | -257.1212 | 9.0045 | 6.38 | -1.72 | 15.7294 | 5.4217 | 2025-11-14 | 2025_11_14 Hr 20 | 95.864 | -0.00036 | -1291.692 | -255.4836 | 436.5646 | 926.4411 | 171.0819 | 13.0877 | 0 | 99.6405 | 218.6802 | 118.2439 | 22.0972 | 182.7729 | 281.7479 | 0 | 7.2612 | 46.06 | 244.0449 | 0 | 142.457 | 0
2025_11_14 Hr 21 | 0 | 0 | 0 | 3.5474 | 3.5621 | 3.5609 | 3.8089 | 3.8089 | 3.8089 | 82.3925 | -14.5 | 0.1104 | 57 | 0 | 91.3864 | 91.3864 | 281.7479 | 0 | 0.00615 | 0.074 | 0.02596 | 0 | 0 | 0 | 0 | 0 | 0 | 0.0705 | 0.2574 | 46.06 | 7.2612 | 244.0449 | 0 | 0 | 0 | 0 | 15.9162 | 38.5403 | 0 | 0.57099 | -17.1301 | 0.8541 | 12.5772 | 0 | -1 | -4.2 | 13.6422 | 0 | 0 | 23.7945 | 23.7945 | 23.7945 | 23.7945 | 27.668 | 48.6486 | 0 | 0 | 0 | 0 | 0 | 0 | 0 | 0 | 0 | 0 | 0 | 0 | 0 | 0 | 0 | -50 | 0 | 0 | 9.2335 | 0 | -204.351 | 17.2798 | 0 | 73.4131 | 69.0439 | 73.023 | 1230.593 | 33.1563 | 60.5279 | 0 | 0.5292 | 0 | 8.626 | 3.074 | 0 | 1268.917 | 330.6534 | -275.771 | 9.0045 | 6.38 | -1.72 | 15.6245 | 5.3856 | 2025-11-14 | 2025_11_14 Hr 21 | 90.443 | -0.0003696 | -1268.917 | -270.9101 | 421.6263 | 926.4411 | 178.6716 | 13.0877 | 0 | 98.9138 | 205.2384 | 117.4741 | 22.0972 | 182.7729 | 281.7479 | 0 | 7.2612 | 46.06 | 244.0449 | 0 | 142.457 | 0
2025_11_14 Hr 22 | 0 | 0 | 0 | 3.5474 | 3.5621 | 3.5609 | 3.8089 | 3.8089 | 3.8089 | 56.0631 | -14.5 | 0.1104 | 47 | 0 | 91.3864 | 91.3864 | 281.7479 | 0 | 0.00615 | 0.074 | 0.02596 | 0 | 0 | 0 | 0 | 0 | 0 | 0.0705 | 0.2574 | 46.06 | 7.2612 | 244.0449 | 0 | 0 | 0 | 0 | 14.9186 | 36.1246 | 0 | 11.1067 | 0 | 0.8541 | 12.5772 | 0 | -1 | -4.2 | 13.6422 | 0 | 0 | 16.6665 | 16.6665 | 16.6665 | 16.6665 | 19.3797 | 45.7002 | 0 | 0 | 0 | 0 | 0 | 0 | 0 | 0 | 0 | 0 | 0 | 0 | 0 | 0 | 0 | -50 | 0 | 0 | 9.2335 | 0 | -200.3401 | 17.2798 | 0 | 73.4131 | 69.0439 | 72.4446 | 1164.05 | 32.1112 | 58.62 | 0 | 0.5292 | 0 | 8.626 | 3.074 | 0 | 1216.908 | 313.5114 | -271.7601 | 9.0045 | 6.38 | -1.72 | 15.132 | 5.2158 | 2025-11-14 | 2025_11_14 Hr 22 | 82.5349 | 0.00031 | -1216.908 | -239.2334 | 351.4681 | 926.4411 | 165.1448 | 13.0877 | 0 | 95.5005 | 142.1087 | 113.8588 | 22.0972 | 182.7729 | 281.7479 | 0 | 7.2612 | 46.06 | 244.0449 | 0 | 142.457 | 0
2025_11_14 Hr 23 | 0 | 0 | 0 | 3.5474 | 3.5621 | 3.5609 | 3.8089 | 3.8089 | 3.8089 | 39.5517 | 0 | 0.1104 | 45 | 0 | 91.3864 | 91.3864 | 283.5925 | 0 | 0.00615 | 0.074 | 0.02596 | 0 | 0 | 0 | 0 | 0 | 0 | 0.0705 | 0.2574 | 46.06 | 7.2612 | 245.025 | 0 | 0 | 0 | 0 | 14.2593 | 34.5284 | 0 | 19.4529 | -0.31515 | 0.8541 | 12.5772 | 0 | -1 | -4.2 | 13.6422 | 0 | 0 | 11.9564 | 11.9564 | 11.9564 | 11.9564 | 13.9028 | 34.749 | 0 | 0 | 0 | 0 | 0 | 0 | 0 | 0 | 0 | 0 | 0 | 0 | 0 | 0 | 0 | 0 | -50 | 0 | 9.2335 | 0 | -214.8132 | 17.2798 | 0 | 74.1091 | 69.6985 | 72.0108 | 1125.141 | 31.4206 | 57.3593 | 0 | 0.5292 | 0 | 8.626 | 3.074 | 0 | 1170.283 | 297.7374 | -271.7332 | 9.0045 | 6.38 | -1.72 | 14.8066 | 5.1036 | 2025-11-14 | 2025_11_14 Hr 23 | 83.9659 | 0.0003428 | -1170.283 | -245.6755 | 320.4949 | 930.6164 | 151.7598 | 13.0877 | 0 | 93.2451 | 101.2799 | 125.9699 | 22.0972 | 182.7729 | 283.5925 | 0 | 7.2612 | 46.06 | 245.025 | 0 | 143.8077 | 0
2025_11_14 Hr 24 | 0 | 0 | 0 | 3.5474 | 3.5621 | 3.5609 | 3.8089 | 3.8089 | 3.8089 | 36.6934 | 0 | 0.1104 | 39 | 0 | 91.3864 | 91.3864 | 283.5925 | 0 | 0.00615 | 0.074 | 0.02596 | 0 | 0 | 0 | 0 | 0 | 0 | 0.0705 | 0.2574 | 46.06 | 7.2612 | 245.025 | 0 | 0 | 0 | 0 | 13.521 | 32.7406 | 0 | 30.0108 | 0 | 0.8541 | 12.5772 | 0 | -1 | -4.2 | 13.6422 | 0 | 0 | 6.681 | 6.681 | 6.681 | 6.681 | 7.7687 | 38.7504 | 0 | 0 | 0 | 0 | 0 | 0 | 0 | 0 | 0 | 0 | 0 | 0 | 0 | 0 | 0 | 0 | -50 | 0 | 9.2335 | 0 | -214.6769 | 17.2798 | 0 | 74.1091 | 69.6985 | 65.5038 | 1092.522 | 30.6471 | 55.9472 | 0 | 0.5292 | 0 | 8.626 | 3.074 | 0 | 1137.492 | 286.5562 | -271.5969 | 9.0045 | 6.38 | -1.72 | 14.4421 | 4.978 | 2025-11-14 | 2025_11_14 Hr 24 | 78.5196 | -0.000305 | -1137.492 | -234.6661 | 285.1995 | 930.6164 | 143.2542 | 13.0877 | 0 | 90.719 | 71.1862 | 123.2943 | 22.0972 | 182.7729 | 283.5925 | 0 | 7.2612 | 46.06 | 245.025 | 0 | 143.8077 | 0
2025_11_15 Hr 01 | 0 | 0 | 0 | 3.5474 | 3.5621 | 3.5609 | 3.8089 | 3.8089 | 3.8089 | 39.3468 | 0 | 0.1104 | 33 | 0 | 91.3864 | 91.3864 | 283.5925 | 0 | 0.00615 | 0.074 | 0.02596 | 0 | 0 | 0 | 0 | 0 | 0 | 0.0705 | 0.2574 | 46.06 | 7.2612 | 245.025 | 0 | 0 | 0 | 0 | 14.3744 | 34.7955 | 0 | 21.5651 | 0 | 0.8541 | 12.5842 | 0 | -1 | -4.2 | 13.664 | 0 | 0 | 11.4095 | 11.4095 | 11.4095 | 11.4095 | 13.2668 | 47.7009 | 0 | 0 | 0 | 0 | 0 | 0 | 0 | 0 | 0 | 0 | 0 | 0 | 0 | 0 | 0 | 0 | -50 | 0 | 9.2486 | 0 | -270.0843 | 15.926 | 0 | 74.1091 | 69.6985 | 66.9498 | 1122.536 | 28.9849 | 52.9323 | 0 | 0.5292 | 0 | 8.626 | 3.074 | 0 | 1100.992 | 283.8953 | -327.0043 | 9.0008 | 6.38 | -1.72 | 13.6835 | 4.7103 | 2025-11-15 | 2025_11_15 Hr 01 | 79.7812 | -0.000335 | -1100.992 | -298.5192 | 308.156 | 930.6164 | 147.6507 | 13.0877 | 0 | 93.6676 | 98.2516 | 116.2369 | 22.0972 | 182.7729 | 283.5925 | 0 | 7.2612 | 46.06 | 245.025 | 0 | 143.8077 | 0
2025_11_15 Hr 02 | 0 | 0 | 0 | 3.5474 | 3.5621 | 3.5609 | 3.8089 | 3.8089 | 3.8089 | 36.6934 | 0 | 0.1104 | 31 | 0 | 91.3864 | 91.3864 | 283.5925 | 0 | 0.00615 | 0.074 | 0.02596 | 0 | 0 | 0 | 0 | 0 | 0 | 0.0705 | 0.2574 | 46.06 | 7.2612 | 245.025 | 0 | 0 | 0 | 0 | 13.6898 | 33.1384 | 0 | 27.6168 | 0 | 0.8541 | 12.5842 | 0 | -1 | -4.2 | 13.664 | 0 | 0 | 6.922 | 6.922 | 6.922 | 6.922 | 8.0489 | 45.7002 | 0 | 0 | 0 | 0 | 0 | 0 | 0 | 0 | 0 | 0 | 0 | 0 | 0 | 0 | 0 | 0 | -50 | 0 | 9.2486 | 0 | -241.9243 | 15.926 | 0 | 74.1091 | 69.6985 | 69.9864 | 1094.373 | 28.3271 | 51.7311 | 0 | 0.5292 | 0 | 8.626 | 3.074 | 0 | 1103.8 | 280.6548 | -298.8443 | 9.0008 | 6.38 | -1.72 | 13.3729 | 4.6034 | 2025-11-15 | 2025_11_15 Hr 02 | 80.7457 | -1.3e-05 | -1103.8 | -264.3075 | 277.7167 | 930.6164 | 146.6866 | 13.0877 | 0 | 91.3259 | 72.4304 | 113.9605 | 22.0972 | 182.7729 | 283.5925 | 0 | 7.2612 | 46.06 | 245.025 | 0 | 143.8077 | 0
2025_11_15 Hr 03 | 0 | 0 | 0 | 3.5474 | 3.5621 | 3.5609 | 3.8089 | 3.8089 | 3.8089 | 36.6934 | 0 | 0.1104 | 33 | 0 | 91.3864 | 91.3864 | 283.5925 | 0 | 0.00615 | 0.074 | 0.02596 | 0 | 0 | 0 | 0 | 0 | 0 | 0.0705 | 0.2574 | 46.06 | 7.2612 | 245.025 | 0 | 0 | 0 | 0 | 13.4371 | 32.5267 | 0 | 18.9712 | 0 | 0.8541 | 12.5842 | 0 | -1 | -4.2 | 13.664 | 0 | 0 | 5.2654 | 5.2654 | 5.2654 | 5.2654 | 6.1226 | 50.6493 | 0 | 0 | 0 | 0 | 0 | 0 | 0 | 0 | 0 | 0 | 0 | 0 | 0 | 0 | 0 | 0 | -50 | 0 | 9.2486 | 0 | -254.6735 | 15.926 | 0 | 74.1091 | 69.6985 | 75.4812 | 1084.956 | 28.0843 | 51.2876 | 0 | 0.5292 | 0 | 8.626 | 3.074 | 0 | 1084.592 | 292.2584 | -311.5935 | 9.0008 | 6.38 | -1.72 | 13.2583 | 4.5639 | 2025-11-15 | 2025_11_15 Hr 03 | 79.5497 | -0.000335 | -1084.592 | -285.7023 | 267.4593 | 930.6164 | 159.1305 | 13.0877 | 0 | 90.4614 | 63.8777 | 113.1202 | 22.0972 | 182.7729 | 283.5925 | 0 | 7.2612 | 46.06 | 245.025 | 0 | 143.8077 | 0
2025_11_15 Hr 04 | 0 | 0 | 0 | 3.5474 | 3.5621 | 3.5609 | 3.8089 | 3.8089 | 3.8089 | 36.6934 | 0 | 0.1104 | 41 | 0 | 91.3864 | 91.3864 | 283.5925 | 0 | 0.00615 | 0.074 | 0.02596 | 0 | 0 | 0 | 0 | 0 | 0 | 0.0705 | 0.2574 | 46.06 | 7.2612 | 245.025 | 0 | 0 | 0 | 0 | 13.6419 | 33.0223 | 0 | 19.7233 | 0 | 0.8541 | 12.5842 | 0 | -1 | -4.2 | 13.664 | 0 | 0 | 6.6075 | 6.6075 | 6.6075 | 6.6075 | 7.6831 | 56.6514 | 0 | 0 | 0 | 0 | 0 | 0 | 0 | 0 | 0 | 0 | 0 | 0 | 0 | 0 | 0 | 0 | -50 | 0 | 9.2486 | 0 | -242.8092 | 15.926 | 0 | 74.1091 | 69.6985 | 72.4446 | 1092.585 | 28.281 | 51.6469 | 0 | 0.5292 | 0 | 8.626 | 3.074 | 0 | 1116.483 | 303.9047 | -299.7292 | 9.0008 | 6.38 | -1.72 | 13.3512 | 4.5959 | 2025-11-15 | 2025_11_15 Hr 04 | 84.4687 | 0.000349 | -1116.483 | -273.0859 | 275.7692 | 930.6164 | 170.096 | 13.0877 | 0 | 91.1617 | 70.8064 | 113.801 | 22.0972 | 182.7729 | 283.5925 | 0 | 7.2612 | 46.06 | 245.025 | 0 | 143.8077 | 0
2025_11_15 Hr 05 | 0 | 0 | 0 | 3.5474 | 3.5621 | 3.5609 | 3.8089 | 3.8089 | 3.8089 | 36.6934 | 0 | 0.1104 | 48 | 0 | 91.3864 | 91.3864 | 283.5925 | 0 | 0.00615 | 0.074 | 0.02596 | 0 | 0 | 0 | 0 | 0 | 0 | 0.0705 | 0.2574 | 46.06 | 7.2612 | 245.025 | 0 | 0 | 0 | 0 | 13.6643 | 33.0765 | 0 | 22.5027 | -0.38842 | 0.8541 | 12.5842 | 0 | -1 | -4.2 | 13.664 | 0 | 0 | 6.7543 | 6.7543 | 6.7543 | 6.7543 | 7.8538 | 58.6521 | 0 | 0 | 0 | 0 | 0 | 0 | 0 | 0 | 0 | 0 | 0 | 0 | 0 | 0 | 0 | 0 | -50 | 0 | 9.2486 | 0 | -236.8133 | 15.926 | 0 | 74.1091 | 69.6985 | 70.5648 | 1093.419 | 28.3026 | 51.6862 | 0 | 0.5292 | 0 | 8.626 | 3.074 | 0 | 1132.9 | 311.1 | -293.7333 | 9.0008 | 6.38 | -1.72 | 13.3613 | 4.5994 | 2025-11-15 | 2025_11_15 Hr 05 | 92.1269 | 7.6e-06 | -1132.9 | -264.6991 | 276.678 | 930.6164 | 177.2169 | 13.0877 | 0 | 91.2383 | 71.5643 | 113.8754 | 22.0972 | 182.7729 | 283.5925 | 0 | 7.2612 | 46.06 | 245.025 | 0 | 143.8077 | 0
2025_11_15 Hr 06 | 0 | 0 | 0 | 3.5474 | 3.5621 | 3.5609 | 3.8089 | 3.8089 | 3.8089 | 43.4397 | 0 | 0.1104 | 58 | 0 | 91.3864 | 91.3864 | 283.5925 | 0 | 0.00615 | 0.074 | 0.02596 | 0 | 0 | 0 | 0 | 0 | 0 | 0.0705 | 0.2574 | 46.06 | 7.2612 | 245.025 | 0 | 0 | 0 | 0 | 14.512 | 35.1285 | 0 | 14.5796 | -0.85322 | 0.8541 | 12.5842 | 0 | -1 | -4.2 | 13.664 | 0 | 0 | 12.3112 | 12.3112 | 12.3112 | 12.3112 | 14.3153 | 50.6493 | 0 | 0 | 0 | 0 | 0 | 0 | 0 | 0 | 0 | 0 | 0 | 0 | 0 | 0 | 0 | 0 | -50 | 0 | 9.2486 | 0 | -226.7527 | 15.926 | 0 | 74.1091 | 69.6985 | 71.4324 | 1131.754 | 29.1171 | 53.1736 | 0 | 0.5292 | 0 | 8.626 | 3.074 | 0 | 1178.592 | 316.7837 | -283.6727 | 9.0008 | 6.38 | -1.72 | 13.7458 | 4.7318 | 2025-11-15 | 2025_11_15 Hr 06 | 100.6982 | -0.0003342 | -1178.592 | -263.0263 | 317.8321 | 930.6164 | 180.0817 | 13.0877 | 0 | 94.1381 | 106.9998 | 116.6943 | 22.0972 | 182.7729 | 283.5925 | 0 | 7.2612 | 46.06 | 245.025 | 0 | 143.8077 | 0
2025_11_15 Hr 07 | 0 | 0 | 0 | 3.5474 | 3.5621 | 3.5609 | 3.8089 | 3.8089 | 3.8089 | 60.362 | -14.5 | 0.1104 | 63 | 0 | 91.3864 | 91.3864 | 281.7479 | 0 | 0.00615 | 0.074 | 0.02596 | 0 | 0 | 0 | 0 | 0 | 0 | 0.0705 | 0.2574 | 46.06 | 7.2612 | 244.0449 | 0 | 0 | 0 | 0 | 15.2557 | 36.9289 | 0 | 7.3414 | -9.7181 | 0.8541 | 12.5842 | 0 | -1 | -4.2 | 13.664 | 0 | 0 | 17.1866 | 17.1866 | 17.1866 | 17.1866 | 19.9844 | 47.7009 | 0 | 0 | 0 | 0 | 0 | 0 | 0 | 0 | 0 | 0 | 0 | 0 | 0 | 0 | 0 | -50 | 0 | 0 | 9.2486 | 0 | -195.0939 | 15.926 | 0 | 73.4131 | 69.0439 | 70.9986 | 1172.216 | 29.8317 | 54.4786 | 0 | 0.5292 | 0 | 8.626 | 3.074 | 0 | 1224.2 | 320.8746 | -266.5139 | 9.0008 | 6.38 | -1.72 | 14.0832 | 4.8479 | 2025-11-15 | 2025_11_15 Hr 07 | 98.8879 | -3.5e-05 | -1224.2 | -247.4706 | 350.4423 | 926.4411 | 181.6995 | 13.0877 | 0 | 96.6822 | 149.0927 | 104.6674 | 22.0972 | 182.7729 | 281.7479 | 0 | 7.2612 | 46.06 | 244.0449 | 0 | 142.457 | 0
2025_11_15 Hr 08 | 1.5489 | 0 | 0 | 3.5474 | 3.5621 | 3.5609 | 3.8089 | 3.8089 | 3.8089 | 79.7356 | -14.5 | 0.1104 | 56 | 0 | 91.3864 | 91.3864 | 281.7479 | 0 | 0.00615 | 0.074 | 0.02596 | 0 | 0 | 0 | 0 | 0 | 0 | 0.0705 | 0.2574 | 46.06 | 7.2612 | 244.0449 | 0 | 0 | 0 | 0 | 16.0555 | 38.8648 | 0 | 0 | -19.0691 | 0.8541 | 12.5842 | 0 | -1 | -4.2 | 13.664 | 0 | 0 | 22.429 | 22.429 | 22.429 | 22.429 | 26.0802 | 48.6486 | 0 | 0 | 0 | 0 | 0 | 0 | 0 | 0 | 0 | 0 | 0 | 0 | 0 | 0 | 0 | -50 | 0 | 0 | 9.2486 | 0 | -170.6165 | 15.926 | 0 | 73.4131 | 69.0439 | 68.5404 | 1221.391 | 30.6001 | 55.8819 | 0 | 0.5292 | -1.5489 | 8.626 | 3.074 | 0 | 1275.308 | 316.5723 | -243.5854 | 9.0008 | 6.38 | -1.72 | 14.446 | 4.9728 | 2025-11-15 | 2025_11_15 Hr 08 | 93.0018 | 0.000315 | -1275.308 | -239.6856 | 402.2761 | 926.4411 | 173.189 | 13.0877 | 0 | 99.4178 | 195.5316 | 107.3267 | 22.0972 | 182.7729 | 281.7479 | 0 | 7.2612 | 46.06 | 244.0449 | 0 | 142.457 | 0
2025_11_15 Hr 09 | 7.2569 | 0.00021 | 0.005922 | 3.5474 | 3.5621 | 3.5609 | 3.8089 | 3.8089 | 3.8089 | 97.4431 | -14.5 | 0.1104 | 47 | 0 | 91.3864 | 91.3864 | 281.7479 | 0 | 0.00615 | 0.074 | 0.02596 | 0 | 0 | 0 | 0 | 0 | 0 | 0.0705 | 0.2574 | 46.06 | 7.2612 | 244.0449 | 0 | 0 | 0 | 0 | 16.7864 | 40.6342 | 0 | 0 | -37.501 | 0.8541 | 12.5842 | 0 | -1 | -4.2 | 13.664 | 0 | 0 | 27.2205 | 27.2205 | 27.2205 | 27.2205 | 31.6517 | 45.7002 | 0 | 0 | 0 | 0 | 0 | 0 | 0 | 0 | 0 | 0 | 0 | 0 | 0 | 0 | 0 | -50 | 0 | 0 | 9.2486 | 0 | -190.5222 | 15.926 | 0 | 73.4131 | 69.0439 | 69.5526 | 1266.342 | 31.3024 | 57.1645 | 0 | 0.5292 | -7.2569 | 8.626 | 3.074 | 0 | 1273.417 | 313.7749 | -269.1991 | 9.0008 | 6.38 | -1.72 | 14.7775 | 5.0869 | 2025-11-15 | 2025_11_15 Hr 09 | 84.9572 | -0.00035 | -1273.417 | -278.0233 | 449.6522 | 926.4411 | 162.2589 | 13.0877 | 0 | 101.9182 | 237.9767 | 109.7573 | 22.0972 | 182.7729 | 281.7479 | 0 | 7.2612 | 46.06 | 244.0449 | 0 | 142.457 | 0
2025_11_15 Hr 10 | 7.2585 | 0.00306 | 0.086292 | 3.5474 | 3.5621 | 3.5609 | 3.8089 | 3.8089 | 3.8089 | 102.4802 | -14.5 | 0.1104 | 31 | 0 | 91.3864 | 91.3864 | 281.7479 | 0 | 0.00615 | 0.074 | 0.02596 | 0 | 0 | 0 | 0 | 0 | 0 | 0.0705 | 0.2574 | 43.7108 | 7.2612 | 244.0449 | 0 | 0 | 0 | 0 | 16.9944 | 41.1375 | 0 | 0 | -43.5188 | 0.8541 | 12.5842 | 0 | -1 | -4.2 | 13.664 | 0 | 0 | 28.5835 | 28.5835 | 28.5835 | 28.5835 | 33.2366 | 47.7009 | 0 | 0 | 0 | 0 | 0 | 0 | 0 | 0 | 0 | 0 | 0 | 0 | 0 | 0 | 0 | -50 | 0 | 0 | 9.2486 | 0 | -189.587 | 15.926 | 0 | 73.4131 | 69.0439 | 70.9986 | 1276.859 | 31.5022 | 57.5293 | 0 | 0.5292 | -7.2585 | 8.626 | 3.074 | 0 | 1266.992 | 301.9175 | -268.2655 | 9.0008 | 6.38 | -1.72 | 14.8718 | 5.1194 | 2025-11-15 | 2025_11_15 Hr 10 | 74.6177 | -0.000414 | -1266.992 | -283.1058 | 463.1289 | 924.0919 | 149.7889 | 13.0877 | 0 | 102.6294 | 250.0508 | 110.4487 | 22.0972 | 182.7729 | 281.7479 | 0 | 7.2612 | 43.7108 | 244.0449 | 0 | 142.457 | 0
2025_11_15 Hr 11 | 6.7511 | 0.006645 | 0.18739 | 3.5474 | 3.5621 | 3.5609 | 3.8089 | 3.8089 | 3.8089 | 107.8274 | -14.5 | 0.1104 | 19 | 0 | 91.3864 | 91.3864 | 281.7479 | 0 | 0.00615 | 0.074 | 0.02596 | 0 | 0 | 0 | 0 | 0 | 0 | 0.0705 | 0.2574 | 46.06 | 7.2612 | 244.0449 | 0 | 0 | 0 | 0 | 17.2151 | 41.6718 | 0 | 0 | -66.5958 | 0.8541 | 12.5842 | 0 | -1 | -4.2 | 13.664 | 0 | 0 | 30.0304 | 30.0304 | 30.0304 | 30.0304 | 34.919 | 44.6472 | 0 | 0 | 0 | 0 | 0 | 0 | 0 | 0 | 0 | 0 | 0 | 0 | 0 | 0 | 0 | -50 | 0 | 0 | 9.2486 | 0 | -191.3536 | 15.926 | 0 | 73.4131 | 69.0439 | 69.5526 | 1292.881 | 31.7143 | 57.9166 | 0 | 0.5292 | -6.7511 | 8.626 | 3.074 | 0 | 1242.408 | 285.6479 | -269.5247 | 9.0008 | 6.38 | -1.72 | 14.9719 | 5.1538 | 2025-11-15 | 2025_11_15 Hr 11 | 73.1725 | 0.000363 | -1242.408 | -307.9494 | 477.4351 | 926.4411 | 133.3938 | 13.0877 | 0 | 103.3845 | 262.868 | 111.1826 | 22.0972 | 182.7729 | 281.7479 | 0 | 7.2612 | 46.06 | 244.0449 | 0 | 142.457 | 0
2025_11_15 Hr 12 | 6.7527 | 0.009255 | 0.26099 | 3.5474 | 3.5621 | 3.5609 | 3.8089 | 3.8089 | 3.8089 | 103.6427 | -14.5 | 0.1104 | 17 | 0 | 91.3864 | 91.3864 | 281.7479 | 0 | 0.00615 | 0.074 | 0.02596 | 0 | 0 | 0 | 0 | 0 | 0 | 0.0705 | 0.2574 | 45.4072 | 7.2612 | 244.0449 | 0 | 0 | 0 | 0 | 17.0423 | 41.2536 | 0 | 0 | -27.902 | 0.8541 | 12.5842 | 0 | -1 | -4.2 | 13.664 | 0 | 0 | 28.898 | 28.898 | 28.898 | 28.898 | 33.6024 | 47.7009 | 0 | 0 | 0 | 0 | 0 | 0 | 0 | 0 | 0 | 0 | 0 | 0 | 0 | 0 | 0 | -50 | 0 | 0 | 9.2486 | 0 | -246.4994 | 15.926 | 0 | 73.4131 | 69.0439 | 52.9236 | 1281.68 | 31.5483 | 57.6135 | 0 | 0.5292 | -6.7527 | 8.626 | 3.074 | 0 | 1198.608 | 269.5024 | -324.6721 | 9.0008 | 6.38 | -1.72 | 14.8936 | 5.1268 | 2025-11-15 | 2025_11_15 Hr 12 | 73.9851 | 0.000382 | -1198.608 | -324.4014 | 466.2391 | 925.7883 | 117.8947 | 13.0877 | 0 | 102.7936 | 252.8372 | 110.6082 | 22.0972 | 182.7729 | 281.7479 | 0 | 7.2612 | 45.4072 | 244.0449 | 0 | 142.457 | 0
2025_11_15 Hr 13 | 7.2618 | 0.01071 | 0.30202 | 3.5474 | 3.5621 | 3.5609 | 3.8089 | 3.8089 | 3.8089 | 86.2064 | -14.5 | 0.1104 | 17 | 0 | 91.3864 | 91.3864 | 281.7479 | 0 | 0.00615 | 0.074 | 0.02596 | 0 | 0 | 0 | 0 | 0 | 0 | 0.0705 | 0.2574 | 45.3424 | 7.2612 | 244.0449 | 0 | 0 | 0 | 0 | 16.3226 | 39.5113 | 0 | 0 | -27.4798 | 0.8541 | 12.5842 | 0 | -1 | -4.2 | 13.664 | 0 | 0 | 24.1799 | 24.1799 | 24.1799 | 24.1799 | 28.1162 | 42.7518 | 0 | 0 | 0 | 0 | 0 | 0 | 0 | 0 | 0 | 0 | 0 | 0 | 0 | 0 | 0 | -50 | 0 | 0 | 9.2486 | 0 | -243.9493 | 15.926 | 0 | 73.4131 | 69.0439 | 70.5648 | 1237.399 | 30.8567 | 56.3506 | 0 | 0.5292 | -7.2618 | 8.626 | 3.074 | 0 | 1167.6 | 280.3117 | -322.6311 | 9.0008 | 6.38 | -1.72 | 14.5671 | 5.0145 | 2025-11-15 | 2025_11_15 Hr 13 | 69.0735 | -5.6e-05 | -1167.6 | -321.4291 | 419.5885 | 925.7234 | 130.6293 | 13.0877 | 0 | 100.3315 | 211.0421 | 108.2149 | 22.0972 | 182.7729 | 281.7479 | 0 | 7.2612 | 45.3424 | 244.0449 | 0 | 142.457 | 0
2025_11_15 Hr 14 | 5.6881 | 0.011025 | 0.3109 | 3.5474 | 3.5621 | 3.5609 | 3.8089 | 3.8089 | 3.8089 | 87.795 | -14.5 | 0.1104 | 22 | 0 | 91.3864 | 91.3864 | 281.7479 | 0 | 0.00615 | 0.074 | 0.02596 | 0 | 0 | 0 | 0 | 0 | 0 | 0.0705 | 0.2574 | 43.1242 | 7.2612 | 244.0449 | 0 | 0 | 0 | 0 | 16.3881 | 39.6701 | 0 | 0 | -26.9075 | 0.8541 | 12.5842 | 0 | -1 | -4.2 | 13.664 | 0 | 0 | 24.6098 | 24.6098 | 24.6098 | 24.6098 | 28.616 | 38.7504 | 0 | 0 | 0 | 0 | 0 | 0 | 0 | 0 | 0 | 0 | 0 | 0 | 0 | 0 | 0 | -50 | 0 | 0 | 9.2486 | 0 | -286.7576 | 15.926 | 0 | 72.8564 | 68.4873 | 68.9742 | 1238.109 | 30.9197 | 56.4656 | 0 | 0.5292 | -5.6881 | 8.626 | 3.074 | 0 | 1125.7 | 278.3644 | -363.8657 | 9.0008 | 6.38 | -1.72 | 14.5969 | 5.0247 | 2025-11-15 | 2025_11_15 Hr 14 | 69.1232 | -1.8e-05 | -1125.7 | -363.6651 | 423.8389 | 922.3919 | 130.0465 | 13.0877 | 0 | 100.5558 | 214.8502 | 108.4329 | 22.0972 | 182.7729 | 281.7479 | 0 | 7.2612 | 43.1242 | 244.0449 | 0 | 141.3437 | 0
2025_11_15 Hr 15 | 7.2585 | 0.010725 | 0.30245 | 3.5474 | 3.5621 | 3.5609 | 3.8089 | 3.8089 | 3.8089 | 81.2467 | -14.5 | 0.1104 | 23 | 0 | 91.3864 | 91.3864 | 281.7479 | 0 | 0.00615 | 0.074 | 0.02596 | 0 | 0 | 0 | 0 | 0 | 0 | 0.0705 | 0.2574 | 42.4718 | 7.2612 | 244.0449 | 0 | 0 | 0 | 0 | 16.1179 | 39.0158 | 0 | 1.9844 | -10.5194 | 0.8541 | 12.5842 | 0 | -1 | -4.2 | 13.664 | 0 | 0 | 22.8379 | 22.8379 | 22.8379 | 22.8379 | 26.5556 | 39.6981 | 0 | 0 | 0 | 0 | 0 | 0 | 0 | 0 | 0 | 0 | 0 | 0 | 0 | 0 | 0 | -50 | 0 | 0 | 9.2486 | 0 | -288.3523 | 15.926 | 0 | 70.5293 | 66.2324 | 67.5282 | 1216.245 | 30.66 | 55.9913 | 0 | 0.5292 | -7.2585 | 8.626 | 3.074 | 0 | 1120.217 | 279.5374 | -367.0308 | 9.0008 | 6.38 | -1.72 | 14.4742 | 4.9825 | 2025-11-15 | 2025_11_15 Hr 15 | 71.2506 | -0.000352 | -1120.217 | -346.8873 | 406.3191 | 917.1576 | 130.5395 | 13.0877 | 0 | 99.6312 | 199.1538 | 107.5341 | 22.0972 | 182.7729 | 281.7479 | 0 | 7.2612 | 42.4718 | 244.0449 | 0 | 136.7617 | 0
2025_11_15 Hr 16 | 2.0696 | 0.00975 | 0.27495 | 3.5474 | 3.5621 | 3.5609 | 3.8089 | 3.8089 | 3.8089 | 92.8322 | -14.5 | 0.1104 | 17 | 0 | 91.3864 | 91.3864 | 281.7479 | 0 | 0.00615 | 0.074 | 0.02596 | 0 | 0 | 0 | 0 | 0 | 0 | 0.0705 | 0.2574 | 44.2335 | 7.2612 | 244.0449 | 0 | 0 | 0 | 0 | 16.5961 | 40.1734 | 0 | 0 | -37.7141 | 0.8541 | 12.5842 | 0 | -1 | -4.2 | 13.664 | 0 | 0 | 25.9728 | 25.9728 | 25.9728 | 25.9728 | 30.2009 | 36.7497 | 0 | 0 | 0 | 0 | 0 | 0 | 0 | 0 | 0 | 0 | 0 | 0 | 0 | 0 | 0 | -50 | 0 | 0 | 9.2486 | 0 | -256.5452 | 15.926 | 0 | 73.4131 | 69.0439 | 70.9986 | 1253.081 | 31.1195 | 56.8305 | 0 | 0.5292 | -2.0696 | 8.626 | 3.074 | 0 | 1155.792 | 270.4597 | -330.0348 | 9.0008 | 6.38 | -1.72 | 14.6912 | 5.0572 | 2025-11-15 | 2025_11_15 Hr 16 | 73.3842 | -0.000362 | -1155.792 | -344.2593 | 437.3157 | 924.6146 | 125.033 | 13.0877 | 0 | 101.2671 | 226.9243 | 109.1244 | 22.0972 | 182.7729 | 281.7479 | 0 | 7.2612 | 44.2335 | 244.0449 | 0 | 142.457 | 0
2025_11_15 Hr 17 | 0 | 0.007905 | 0.22292 | 3.5474 | 3.5621 | 3.5609 | 3.8089 | 3.8089 | 3.8089 | 114.4144 | -14.5 | 0.1104 | 22 | 0 | 91.3864 | 91.3864 | 281.7479 | 0 | 0.00615 | 0.074 | 0.02596 | 0 | 0 | 0 | 0 | 0 | 0 | 0.0705 | 0.2574 | 46.06 | 7.2612 | 244.0449 | 0 | 0 | 0 | 0 | 17.487 | 42.33 | 0 | 0 | -82.3061 | 0.8541 | 12.5842 | 0 | -1 | -4.2 | 13.664 | 0 | 0 | 31.8128 | 31.8128 | 31.8128 | 31.8128 | 36.9916 | 28.8522 | 0 | 0 | 0 | 0 | 0 | 0 | 0 | 0 | 0 | 0 | 0 | 0 | 0 | 0 | 0 | -50 | 0 | 0 | 9.2486 | 0 | -176.4848 | 15.926 | 0 | 73.4131 | 69.0439 | 65.5038 | 1309.636 | 31.9755 | 58.3937 | 0 | 0.5292 | 0 | 8.626 | 3.074 | 0 | 1242.383 | 262.9584 | -247.9048 | 9.0008 | 6.38 | -1.72 | 15.0953 | 5.1963 | 2025-11-15 | 2025_11_15 Hr 17 | 88.1486 | 0.000311 | -1242.383 | -308.7909 | 495.0586 | 926.4411 | 116.5868 | 13.0877 | 0 | 104.3146 | 278.6572 | 112.0868 | 22.0972 | 182.7729 | 281.7479 | 0 | 7.2612 | 46.06 | 244.0449 | 0 | 142.457 | 0
2025_11_15 Hr 18 | 0 | 0.005115 | 0.14424 | 3.5474 | 3.5621 | 3.5609 | 3.8089 | 3.8089 | 3.8089 | 127.7434 | -14.5 | 0.1104 | 32 | 0 | 91.3864 | 91.3864 | 281.7479 | 0 | 0.00615 | 0.074 | 0.02596 | 0 | 0 | 0 | 0 | 0 | 0 | 0.0705 | 0.2574 | 46.06 | 7.2612 | 244.0449 | 0 | 0 | 0 | 0 | 18.0372 | 43.6619 | 0 | 0 | -37.8821 | 0.8541 | 12.5842 | 0 | -1 | -4.2 | 13.664 | 0 | 0 | 35.4195 | 35.4195 | 35.4195 | 35.4195 | 41.1855 | 24.8508 | 0 | 0 | 0 | 0 | 0 | 0 | 0 | 0 | 0 | 0 | 0 | 0 | 0 | 0 | 0 | -50 | 0 | 0 | 9.2486 | 0 | -208.2551 | 15.926 | 0 | 73.4131 | 69.0439 | 40.488 | 1343.389 | 32.5042 | 59.3592 | 0 | 0.5292 | 0 | 8.626 | 3.074 | 0 | 1271.6 | 245.768 | -279.6751 | 9.0008 | 6.38 | -1.72 | 15.3449 | 5.2822 | 2025-11-15 | 2025_11_15 Hr 18 | 84.7249 | -7.5e-05 | -1271.6 | -296.1372 | 530.7202 | 926.4411 | 97.4882 | 13.0877 | 0 | 106.1967 | 310.6071 | 113.9164 | 22.0972 | 182.7729 | 281.7479 | 0 | 7.2612 | 46.06 | 244.0449 | 0 | 142.457 | 0
2025_11_15 Hr 19 | 0 | 0.001725 | 0.048645 | 3.5474 | 3.5621 | 3.5609 | 3.8089 | 3.8089 | 3.8089 | 112.8258 | -14.5 | 0.1104 | 36 | 0 | 91.3864 | 91.3864 | 281.7479 | 0 | 0.00615 | 0.074 | 0.02596 | 0 | 0 | 0 | 0 | 0 | 0 | 0.0705 | 0.2574 | 46.06 | 7.2612 | 244.0449 | 0 | 0 | 0 | 0 | 17.4214 | 42.1713 | 0 | 0 | -67.8646 | 0.8541 | 12.5842 | 0 | -1 | -4.2 | 13.664 | 0 | 0 | 31.3829 | 31.3829 | 31.3829 | 31.3829 | 36.4918 | 27.7992 | 0 | 0 | 0 | 0 | 0 | 0 | 0 | 0 | 0 | 0 | 0 | 0 | 0 | 0 | 0 | -50 | 0 | 0 | 9.2486 | 0 | -190.091 | 15.926 | 0 | 73.4131 | 69.0439 | 74.469 | 1305.429 | 31.9125 | 58.2787 | 0 | 0.5292 | 0 | 8.626 | 3.074 | 0 | 1260.7 | 284.6464 | -261.511 | 9.0008 | 6.38 | -1.72 | 15.0655 | 5.186 | 2025-11-15 | 2025_11_15 Hr 19 | 88.7751 | 2.6e-05 | -1260.7 | -307.9556 | 490.8082 | 926.4411 | 138.3186 | 13.0877 | 0 | 104.0903 | 274.8492 | 111.8687 | 22.0972 | 182.7729 | 281.7479 | 0 | 7.2612 | 46.06 | 244.0449 | 0 | 142.457 | 0
2025_11_15 Hr 20 | 0 | 1.5e-05 | 0.000423 | 3.5474 | 3.5621 | 3.5609 | 3.8089 | 3.8089 | 3.8089 | 97.5593 | -14.5 | 0.1104 | 41 | 0 | 91.3864 | 91.3864 | 281.7479 | 0 | 0.00615 | 0.074 | 0.02596 | 0 | 0 | 0 | 0 | 0 | 0 | 0.0705 | 0.2574 | 46.06 | 7.2612 | 244.0449 | 0 | 0 | 0 | 0 | 16.7912 | 40.6458 | 0 | 0 | -27.7395 | 0.8541 | 12.5842 | 0 | -1 | -4.2 | 13.664 | 0 | 0 | 27.2519 | 27.2519 | 27.2519 | 27.2519 | 31.6883 | 28.8522 | 0 | 0 | 0 | 0 | 0 | 0 | 0 | 0 | 0 | 0 | 0 | 0 | 0 | 0 | 0 | -50 | 0 | 0 | 9.2486 | 0 | -208.064 | 15.926 | 0 | 73.4131 | 69.0439 | 62.4672 | 1266.631 | 31.307 | 57.1729 | 0 | 0.5292 | 0 | 8.626 | 3.074 | 0 | 1236.008 | 276.6003 | -279.484 | 9.0008 | 6.38 | -1.72 | 14.7797 | 5.0876 | 2025-11-15 | 2025_11_15 Hr 20 | 82.4734 | 0.000285 | -1236.008 | -285.8035 | 449.9632 | 926.4411 | 132.3198 | 13.0877 | 0 | 101.9346 | 238.2553 | 109.7732 | 22.0972 | 182.7729 | 281.7479 | 0 | 7.2612 | 46.06 | 244.0449 | 0 | 142.457 | 0
2025_11_15 Hr 21 | 0 | 0 | 0 | 3.5474 | 3.5621 | 3.5609 | 3.8089 | 3.8089 | 3.8089 | 91.2435 | -14.5 | 0.1104 | 64 | 0 | 91.3864 | 91.3864 | 281.7479 | 0 | 0.00615 | 0.074 | 0.02596 | 0 | 0 | 0 | 0 | 0 | 0 | 0.0705 | 0.2574 | 46.06 | 7.2612 | 244.0449 | 0 | 0 | 0 | 0 | 16.5305 | 40.0147 | 0 | 0 | -25.6005 | 0.8541 | 12.5842 | 0 | -1 | -4.2 | 13.664 | 0 | 0 | 25.5429 | 25.5429 | 25.5429 | 25.5429 | 29.7011 | 27.7992 | 0 | 0 | 0 | 0 | 0 | 0 | 0 | 0 | 0 | 0 | 0 | 0 | 0 | 0 | 0 | -50 | 0 | 0 | 9.2486 | 0 | -252.658 | 15.926 | 0 | 73.4131 | 69.0439 | 73.4568 | 1250.6 | 31.0565 | 56.7154 | 0 | 0.5292 | 0 | 8.626 | 3.074 | 0 | 1209.592 | 308.67 | -324.078 | 9.0008 | 6.38 | -1.72 | 14.6614 | 5.0469 | 2025-11-15 | 2025_11_15 Hr 21 | 78.0945 | -0.000351 | -1209.592 | -328.2585 | 433.0654 | 926.4411 | 165.256 | 13.0877 | 0 | 101.0428 | 223.1163 | 108.9063 | 22.0972 | 182.7729 | 281.7479 | 0 | 7.2612 | 46.06 | 244.0449 | 0 | 142.457 | 0
2025_11_15 Hr 22 | 0 | 0 | 0 | 3.5474 | 3.5621 | 3.5609 | 3.8089 | 3.8089 | 3.8089 | 76.2096 | -14.5 | 0.1104 | 73 | 0 | 91.3864 | 91.3864 | 281.7479 | 0 | 0.00615 | 0.074 | 0.02596 | 0 | 0 | 0 | 0 | 0 | 0 | 0.0705 | 0.2574 | 46.06 | 7.2612 | 244.0449 | 0 | 0 | 0 | 0 | 15.9099 | 38.5124 | 0 | 0 | -22.582 | 0.8541 | 12.5842 | 0 | -1 | -4.2 | 13.664 | 0 | 0 | 21.4748 | 21.4748 | 21.4748 | 21.4748 | 24.9707 | 27.7992 | 0 | 0 | 0 | 0 | 0 | 0 | 0 | 0 | 0 | 0 | 0 | 0 | 0 | 0 | 0 | -50 | 0 | 0 | 9.2486 | 0 | -272.1644 | 15.926 | 0 | 73.4131 | 69.0439 | 80.976 | 1212.441 | 30.4602 | 55.6265 | 0 | 0.5292 | 0 | 8.626 | 3.074 | 0 | 1169.4 | 323.1256 | -343.5844 | 9.0008 | 6.38 | -1.72 | 14.3799 | 4.95 | 2025-11-15 | 2025_11_15 Hr 22 | 73.331 | -3.1e-05 | -1169.4 | -344.7464 | 392.8423 | 926.4411 | 181.7752 | 13.0877 | 0 | 98.9199 | 187.0797 | 106.8427 | 22.0972 | 182.7729 | 281.7479 | 0 | 7.2612 | 46.06 | 244.0449 | 0 | 142.457 | 0
2025_11_15 Hr 23 | 0 | 0 | 0 | 3.5474 | 3.5621 | 3.5609 | 3.8089 | 3.8089 | 3.8089 | 50.5202 | 0 | 0.1104 | 80 | 0 | 91.3864 | 91.3864 | 283.5925 | 0 | 0.00615 | 0.074 | 0.02596 | 0 | 0 | 0 | 0 | 0 | 0 | 0.0705 | 0.2574 | 46.06 | 7.2612 | 245.025 | 0 | 0 | 0 | 0 | 14.8495 | 35.9455 | 0 | 1.1368 | -1.0602 | 0.8541 | 12.5842 | 0 | -1 | -4.2 | 13.664 | 0 | 0 | 14.5235 | 14.5235 | 14.5235 | 14.5235 | 16.8877 | 27.7992 | 0 | 0 | 0 | 0 | 0 | 0 | 0 | 0 | 0 | 0 | 0 | 0 | 0 | 0 | 0 | 0 | -50 | 0 | 9.2486 | 0 | -281.3297 | 15.926 | 0 | 74.1091 | 69.6985 | 75.0474 | 1151.411 | 29.4413 | 53.7658 | 0 | 0.5292 | 0 | 8.626 | 3.074 | 0 | 1133.908 | 320.6708 | -338.2497 | 9.0008 | 6.38 | -1.72 | 13.8989 | 4.7844 | 2025-11-15 | 2025_11_15 Hr 23 | 112.671 | 0.000337 | -1133.908 | -331.2531 | 338.6107 | 930.6164 | 182.8466 | 13.0877 | 0 | 95.2925 | 125.5017 | 117.8165 | 22.0972 | 182.7729 | 283.5925 | 0 | 7.2612 | 46.06 | 245.025 | 0 | 143.8077 | 0
2025_11_15 Hr 24 | 0 | 0 | 0 | 3.5474 | 3.5621 | 3.5609 | 3.8089 | 3.8089 | 3.8089 | 36.6934 | 0 | 0.1104 | 89 | 0 | 91.3864 | 91.3864 | 283.5925 | 0 | 0.00615 | 0.074 | 0.02596 | 0 | 0 | 0 | 0 | 0 | 0 | 0.0705 | 0.2574 | 46.06 | 7.2612 | 245.025 | 0 | 0 | 0 | 0 | 13.8962 | 33.6379 | 0 | 17.1819 | 0 | 0.8541 | 12.5842 | 0 | -1 | -4.2 | 13.664 | 0 | 0 | 8.2746 | 8.2746 | 8.2746 | 8.2746 | 9.6216 | 27.7992 | 0 | 0 | 0 | 0 | 0 | 0 | 0 | 0 | 0 | 0 | 0 | 0 | 0 | 0 | 0 | 0 | -50 | 0 | 9.2486 | 0 | -301.7426 | 15.926 | 0 | 74.1091 | 69.6985 | 68.9742 | 1102.061 | 28.5254 | 52.0931 | 0 | 0.5292 | 0 | 8.626 | 3.074 | 0 | 1081.008 | 320.4277 | -358.6626 | 9.0008 | 6.38 | -1.72 | 13.4665 | 4.6356 | 2025-11-15 | 2025_11_15 Hr 24 | 101.2833 | 0.000318 | -1081.008 | -334.5607 | 286.0915 | 930.6164 | 185.7734 | 13.0877 | 0 | 92.0317 | 79.4132 | 114.6466 | 22.0972 | 182.7729 | 283.5925 | 0 | 7.2612 | 46.06 | 245.025 | 0 | 143.8077 | 0
2025_11_16 Hr 01 | 0 | 0 | 0 | 3.5474 | 3.5621 | 3.5609 | 3.8089 | 3.8089 | 3.8089 | 36.6934 | 0 | 0.1104 | 89 | 0 | 91.3864 | 91.3864 | 283.5925 | 0 | 0.00615 | 0.074 | 0.02596 | 0 | 0 | 0 | 0 | 0 | 0 | 0.0705 | 0.2574 | 46.06 | 7.2612 | 245.025 | 0 | 0 | 0 | 0 | 13.9286 | 33.7053 | 0 | 28.4411 | 0 | 0.8541 | 12.5912 | 0 | -1 | -4.2 | 13.6858 | 0 | 0 | 8.0607 | 8.0607 | 8.0607 | 8.0607 | 9.3729 | 24.8508 | 0 | 0 | 0 | 0 | 0 | 0 | 0 | 0 | 0 | 0 | 0 | 0 | 0 | 0 | 0 | 0 | -50 | 0 | 9.2637 | 0 | -307.1277 | 15.7792 | 0 | 74.1091 | 69.6985 | 64.4916 | 1101.097 | 28.2117 | 51.5391 | 0 | 0.5292 | 0 | 8.626 | 3.074 | 0 | 1077.3 | 311.8094 | -364.0477 | 8.9971 | 6.38 | -1.72 | 13.3424 | 4.5868 | 2025-11-16 | 2025_11_16 Hr 01 | 84.5587 | -3e-06 | -1077.3 | -328.6866 | 283.94 | 930.6164 | 178.3424 | 13.0877 | 0 | 92.1717 | 78.3091 | 113.4592 | 22.0972 | 182.7729 | 283.5925 | 0 | 7.2612 | 46.06 | 245.025 | 0 | 143.8077 | 0
2025_11_16 Hr 02 | 0 | 0 | 0 | 3.5474 | 3.5621 | 3.5609 | 3.8089 | 3.8089 | 3.8089 | 36.6934 | 0 | 0.1104 | 90 | 0 | 91.3864 | 91.3864 | 283.5925 | 0 | 0.00615 | 0.074 | 0.02596 | 0 | 0 | 0 | 0 | 0 | 0 | 0.0705 | 0.2574 | 46.06 | 7.2612 | 245.025 | 0 | 0 | 0 | 0 | 13.3681 | 32.349 | 0 | 21.3643 | 0 | 0.8541 | 12.5912 | 0 | -1 | -4.2 | 13.6858 | 0 | 0 | 4.4373 | 4.4373 | 4.4373 | 4.4373 | 5.1597 | 25.7985 | 0 | 0 | 0 | 0 | 0 | 0 | 0 | 0 | 0 | 0 | 0 | 0 | 0 | 0 | 0 | 0 | -50 | 0 | 9.2637 | 0 | -296.1561 | 15.7792 | 0 | 74.1091 | 69.6985 | 72.0108 | 1080.474 | 27.6808 | 50.5692 | 0 | 0.5292 | 0 | 8.626 | 3.074 | 0 | 1068.2 | 319.438 | -353.0761 | 8.9971 | 6.38 | -1.72 | 13.0913 | 4.5005 | 2025-11-16 | 2025_11_16 Hr 02 | 84.2308 | 2e-06 | -1068.2 | -324.7918 | 261.4783 | 930.6164 | 187.8093 | 13.0877 | 0 | 90.255 | 59.6024 | 111.621 | 22.0972 | 182.7729 | 283.5925 | 0 | 7.2612 | 46.06 | 245.025 | 0 | 143.8077 | 0
2025_11_16 Hr 03 | 0 | 0 | 0 | 3.5474 | 3.5621 | 3.5609 | 3.8089 | 3.8089 | 3.8089 | 36.6934 | 0 | 0.1104 | 91 | 0 | 91.3864 | 91.3864 | 283.5925 | 0 | 0.00615 | 0.074 | 0.02596 | 0 | 0 | 0 | 0 | 0 | 0 | 0.0705 | 0.2574 | 46.06 | 7.2612 | 245.025 | 0 | 0 | 0 | 0 | 13.2187 | 31.9874 | 0 | 21.1817 | 0 | 0.8541 | 12.5912 | 0 | -1 | -4.2 | 13.6858 | 0 | 0 | 3.4711 | 3.4711 | 3.4711 | 3.4711 | 4.0362 | 33.8013 | 0 | 0 | 0 | 0 | 0 | 0 | 0 | 0 | 0 | 0 | 0 | 0 | 0 | 0 | 0 | 0 | -50 | 0 | 9.2637 | 0 | -282.9247 | 15.7792 | 0 | 74.1091 | 69.6985 | 71.4324 | 1074.974 | 27.5392 | 50.3105 | 0 | 0.5292 | 0 | 8.626 | 3.074 | 0 | 1083.683 | 327.3722 | -339.8447 | 8.9971 | 6.38 | -1.72 | 13.0243 | 4.4775 | 2025-11-16 | 2025_11_16 Hr 03 | 82.4175 | 0.00034 | -1083.683 | -311.743 | 255.4886 | 930.6164 | 196.2337 | 13.0877 | 0 | 89.7439 | 54.6139 | 111.1307 | 22.0972 | 182.7729 | 283.5925 | 0 | 7.2612 | 46.06 | 245.025 | 0 | 143.8077 | 0
2025_11_16 Hr 04 | 0 | 0 | 0 | 3.5474 | 3.5621 | 3.5609 | 3.8089 | 3.8089 | 3.8089 | 36.6934 | 0 | 0.1104 | 93 | 0 | 91.3864 | 91.3864 | 283.5925 | 0 | 0.00615 | 0.074 | 0.02596 | 0 | 0 | 0 | 0 | 0 | 0 | 0.0705 | 0.2574 | 46.06 | 7.2612 | 245.025 | 0 | 0 | 0 | 0 | 13.2658 | 32.1014 | 0 | 22.9853 | 0 | 0.8541 | 12.5912 | 0 | -1 | -4.2 | 13.6858 | 0 | 0 | 3.7757 | 3.7757 | 3.7757 | 3.7757 | 4.3903 | 42.7518 | 0 | 0 | 0 | 0 | 0 | 0 | 0 | 0 | 0 | 0 | 0 | 0 | 0 | 0 | 0 | 0 | -50 | 0 | 9.2637 | 0 | -294.8993 | 15.7792 | 0 | 74.1091 | 69.6985 | 70.5648 | 1076.708 | 27.5838 | 50.3921 | 0 | 0.5292 | 0 | 8.626 | 3.074 | 0 | 1085.483 | 337.6096 | -351.8193 | 8.9971 | 6.38 | -1.72 | 13.0454 | 4.4847 | 2025-11-16 | 2025_11_16 Hr 04 | 81.961 | 0.000323 | -1085.483 | -321.914 | 257.3766 | 930.6164 | 206.3166 | 13.0877 | 0 | 89.905 | 56.1864 | 111.2853 | 22.0972 | 182.7729 | 283.5925 | 0 | 7.2612 | 46.06 | 245.025 | 0 | 143.8077 | 0
2025_11_16 Hr 05 | 0 | 0 | 0 | 3.5474 | 3.5621 | 3.5609 | 3.8089 | 3.8089 | 3.8089 | 36.6934 | 0 | 0.1104 | 89 | 0 | 91.3864 | 91.3864 | 283.5925 | 0 | 0.00615 | 0.074 | 0.02596 | 0 | 0 | 0 | 0 | 0 | 0 | 0.0705 | 0.2574 | 46.06 | 7.2612 | 245.025 | 0 | 0 | 0 | 0 | 13.6021 | 32.9151 | 0 | 19.7838 | -0.042426 | 0.8541 | 12.5912 | 0 | -1 | -4.2 | 13.6858 | 0 | 0 | 5.9497 | 5.9497 | 5.9497 | 5.9497 | 6.9182 | 38.7504 | 0 | 0 | 0 | 0 | 0 | 0 | 0 | 0 | 0 | 0 | 0 | 0 | 0 | 0 | 0 | 0 | -50 | 0 | 9.2637 | 0 | -282.1604 | 15.7792 | 0 | 74.1091 | 69.6985 | 72.0108 | 1089.082 | 27.9024 | 50.974 | 0 | 0.5292 | 0 | 8.626 | 3.074 | 0 | 1101.9 | 332.1572 | -339.0804 | 8.9971 | 6.38 | -1.72 | 13.1961 | 4.5365 | 2025-11-16 | 2025_11_16 Hr 05 | 81.7038 | 1.3e-06 | -1101.9 | -312.419 | 270.8537 | 930.6164 | 199.7612 | 13.0877 | 0 | 91.055 | 67.4104 | 112.3882 | 22.0972 | 182.7729 | 283.5925 | 0 | 7.2612 | 46.06 | 245.025 | 0 | 143.8077 | 0
2025_11_16 Hr 06 | 0 | 0 | 0 | 3.5474 | 3.5621 | 3.5609 | 3.8089 | 3.8089 | 3.8089 | 36.6934 | 0 | 0.1104 | 88 | 0 | 91.3864 | 91.3864 | 283.5925 | 0 | 0.00615 | 0.074 | 0.02596 | 0 | 0 | 0 | 0 | 0 | 0 | 0.0705 | 0.2574 | 46.06 | 7.2612 | 245.025 | 0 | 0 | 0 | 0 | 14.0537 | 34.008 | 0 | 23.4497 | -1.8802 | 0.8541 | 12.5912 | 0 | -1 | -4.2 | 13.6858 | 0 | 0 | 8.8694 | 8.8694 | 8.8694 | 8.8694 | 10.3133 | 45.7002 | 0 | 0 | 0 | 0 | 0 | 0 | 0 | 0 | 0 | 0 | 0 | 0 | 0 | 0 | 0 | 0 | -50 | 0 | 9.2637 | 0 | -281.434 | 15.7792 | 0 | 74.1091 | 69.6985 | 70.9986 | 1105.7 | 28.3302 | 51.7556 | 0 | 0.5292 | 0 | 8.626 | 3.074 | 0 | 1127.492 | 338.576 | -338.354 | 8.9971 | 6.38 | -1.72 | 13.3984 | 4.6061 | 2025-11-16 | 2025_11_16 Hr 06 | 83.935 | -0.000325 | -1127.492 | -309.8645 | 288.9532 | 930.6164 | 204.6988 | 13.0877 | 0 | 92.5995 | 82.4842 | 113.8695 | 22.0972 | 182.7729 | 283.5925 | 0 | 7.2612 | 46.06 | 245.025 | 0 | 143.8077 | 0
2025_11_16 Hr 07 | 0 | 0 | 0 | 3.5474 | 3.5621 | 3.5609 | 3.8089 | 3.8089 | 3.8089 | 48.9266 | 0 | 0.1104 | 93 | 0 | 91.3864 | 91.3864 | 281.7479 | 0 | 0.00615 | 0.074 | 0.02596 | 0 | 0 | 0 | 0 | 0 | 0 | 0.0705 | 0.2574 | 45.9947 | 7.2612 | 244.0449 | 0 | 0 | 0 | 0 | 14.9732 | 36.233 | 0 | 7.1102 | -2.6589 | 0.8541 | 12.5912 | 0 | -1 | -4.2 | 13.6858 | 0 | 0 | 14.8138 | 14.8138 | 14.8138 | 14.8138 | 17.2254 | 47.7009 | 0 | 0 | 0 | 0 | 0 | 0 | 0 | 0 | 0 | 0 | 0 | 0 | 0 | 0 | 0 | 0 | -50 | 0 | 9.2637 | 0 | -266.4848 | 15.7792 | 0 | 73.4131 | 69.0439 | 71.4324 | 1147.527 | 29.2012 | 53.3469 | 0 | 0.5292 | 0 | 8.626 | 3.074 | 0 | 1177.6 | 349.0264 | -323.4048 | 8.9971 | 6.38 | -1.72 | 13.8103 | 4.7477 | 2025-11-16 | 2025_11_16 Hr 07 | 86.7561 | -3.5e-05 | -1177.6 | -312.0335 | 338.0367 | 926.3758 | 212.1333 | 13.0877 | 0 | 95.744 | 125.4073 | 116.8854 | 22.0972 | 182.7729 | 281.7479 | 0 | 7.2612 | 45.9947 | 244.0449 | 0 | 142.457 | 0
2025_11_16 Hr 08 | 0 | 0 | 0 | 3.5474 | 3.5621 | 3.5609 | 3.8089 | 3.8089 | 3.8089 | 64.1874 | 0 | 0.1104 | 93 | 0 | 91.3864 | 91.3864 | 281.7479 | 0 | 0.00615 | 0.074 | 0.02596 | 0 | 0 | 0 | 0 | 0 | 0 | 0.0705 | 0.2574 | 45.8642 | 7.2612 | 244.0449 | 0 | 0 | 0 | 0 | 15.6116 | 37.7779 | 0 | 1.7522 | -1.2549 | 0.8541 | 12.5912 | 0 | -1 | -4.2 | 13.6858 | 0 | 0 | 18.9413 | 18.9413 | 18.9413 | 18.9413 | 22.0248 | 47.7009 | 0 | 0 | 0 | 0 | 0 | 0 | 0 | 0 | 0 | 0 | 0 | 0 | 0 | 0 | 0 | 0 | -50 | 0 | 9.2637 | 0 | -251.0493 | 15.7792 | 0 | 73.4131 | 69.0439 | 64.9254 | 1186.15 | 29.806 | 54.4517 | 0 | 0.5292 | 0 | 8.626 | 3.074 | 0 | 1223.292 | 344.6134 | -307.9693 | 8.9971 | 6.38 | -1.72 | 14.0964 | 4.846 | 2025-11-16 | 2025_11_16 Hr 08 | 81.5542 | -0.000366 | -1223.292 | -300.5519 | 378.8843 | 926.2453 | 205.6263 | 13.0877 | 0 | 97.9273 | 161.9776 | 118.9794 | 22.0972 | 182.7729 | 281.7479 | 0 | 7.2612 | 45.8642 | 244.0449 | 0 | 142.457 | 0
2025_11_16 Hr 09 | 1.0298 | 0.00015 | 0.00423 | 3.5474 | 3.5621 | 3.5609 | 3.8089 | 3.8089 | 3.8089 | 81.3898 | 0 | 0.1104 | 91 | 0 | 91.3864 | 91.3864 | 281.7479 | 0 | 0.00615 | 0.074 | 0.02596 | 0 | 0 | 0 | 0 | 0 | 0 | 0.0705 | 0.2574 | 46.06 | 7.2612 | 244.0449 | 0 | 0 | 0 | 0 | 16.3312 | 39.5194 | 0 | 0 | -34.644 | 0.8541 | 12.5912 | 0 | -1 | -4.2 | 13.6858 | 0 | 0 | 23.594 | 23.594 | 23.594 | 23.594 | 27.4348 | 47.7009 | 0 | 0 | 0 | 0 | 0 | 0 | 0 | 0 | 0 | 0 | 0 | 0 | 0 | 0 | 0 | 0 | -50 | 0 | 9.2637 | 0 | -259.8054 | 15.7792 | 0 | 73.4131 | 69.0439 | 69.9864 | 1230.034 | 30.4878 | 55.6972 | 0 | 0.5292 | -1.0298 | 8.626 | 3.074 | 0 | 1228.7 | 351.0648 | -317.7552 | 8.9971 | 6.38 | -1.72 | 14.4188 | 4.9569 | 2025-11-16 | 2025_11_16 Hr 09 | 79.5352 | -3.5e-05 | -1228.7 | -344.4494 | 424.9289 | 926.4411 | 208.6917 | 13.0877 | 0 | 100.3885 | 203.2005 | 121.3399 | 22.0972 | 182.7729 | 281.7479 | 0 | 7.2612 | 46.06 | 244.0449 | 0 | 142.457 | 0
2025_11_16 Hr 10 | 2.0713 | 0.00267 | 0.075294 | 3.5474 | 3.5621 | 3.5609 | 3.8089 | 3.8089 | 3.8089 | 103.9122 | 0 | 0.1104 | 88 | 0 | 91.3864 | 91.3864 | 281.7479 | 0 | 0.00615 | 0.074 | 0.02596 | 0 | 0 | 0 | 0 | 0 | 0 | 0.0705 | 0.2574 | 43.7108 | 7.2612 | 244.0449 | 0 | 0 | 0 | 0 | 17.2735 | 41.7994 | 0 | 0 | -46.7798 | 0.8541 | 12.5912 | 0 | -1 | -4.2 | 13.6858 | 0 | 0 | 29.6854 | 29.6854 | 29.6854 | 29.6854 | 34.5179 | 41.6988 | 0 | 0 | 0 | 0 | 0 | 0 | 0 | 0 | 0 | 0 | 0 | 0 | 0 | 0 | 0 | 0 | -50 | 0 | 9.2637 | 0 | -268.8442 | 15.7792 | 0 | 73.4131 | 69.0439 | 58.563 | 1284.95 | 31.3803 | 57.3278 | 0 | 0.5292 | -2.0713 | 8.626 | 3.074 | 0 | 1245.108 | 334.7737 | -327.8354 | 8.9971 | 6.38 | -1.72 | 14.8409 | 5.102 | 2025-11-16 | 2025_11_16 Hr 10 | 76.3587 | 0.000269 | -1245.108 | -365.624 | 485.2129 | 924.0919 | 188.3398 | 13.0877 | 0 | 103.6107 | 257.1719 | 124.4303 | 22.0972 | 182.7729 | 281.7479 | 0 | 7.2612 | 43.7108 | 244.0449 | 0 | 142.457 | 0
2025_11_16 Hr 11 | 4.1375 | 0.006315 | 0.17808 | 3.5474 | 3.5621 | 3.5609 | 3.8089 | 3.8089 | 3.8089 | 101.7765 | 0 | 0.1104 | 91 | 0 | 91.3864 | 91.3864 | 281.7479 | 0 | 0.00615 | 0.074 | 0.02596 | 0 | 0 | 0 | 0 | 0 | 0 | 0.0705 | 0.2574 | 46.06 | 7.2612 | 244.0449 | 0 | 0 | 0 | 0 | 17.1841 | 41.5832 | 0 | 0 | -36.9726 | 0.8541 | 12.5912 | 0 | -1 | -4.2 | 13.6858 | 0 | 0 | 29.1078 | 29.1078 | 29.1078 | 29.1078 | 33.8463 | 39.6981 | 0 | 0 | 0 | 0 | 0 | 0 | 0 | 0 | 0 | 0 | 0 | 0 | 0 | 0 | 0 | 0 | -50 | 0 | 9.2637 | 0 | -308.4908 | 15.7792 | 0 | 73.4131 | 69.0439 | 56.9724 | 1281.978 | 31.2957 | 57.1732 | 0 | 0.5292 | -4.1375 | 8.626 | 3.074 | 0 | 1211.417 | 335.9593 | -369.5483 | 8.9971 | 6.38 | -1.72 | 14.8009 | 5.0882 | 2025-11-16 | 2025_11_16 Hr 11 | 77.111 | -0.000349 | -1211.417 | -395.4634 | 479.4963 | 926.4411 | 187.8549 | 13.0877 | 0 | 103.3052 | 252.0539 | 124.1372 | 22.0972 | 182.7729 | 281.7479 | 0 | 7.2612 | 46.06 | 244.0449 | 0 | 142.457 | 0
2025_11_16 Hr 12 | 4.1392 | 0.008955 | 0.25253 | 3.5474 | 3.5621 | 3.5609 | 3.8089 | 3.8089 | 3.8089 | 98.0875 | 0 | 0.1104 | 91 | 0 | 91.3864 | 91.3864 | 281.7479 | 0 | 0.00615 | 0.074 | 0.02596 | 0 | 0 | 0 | 0 | 0 | 0 | 0.0705 | 0.2574 | 45.6688 | 7.2612 | 244.0449 | 0 | 0 | 0 | 0 | 17.0298 | 41.2098 | 0 | 0 | -32.6146 | 0.8541 | 12.5912 | 0 | -1 | -4.2 | 13.6858 | 0 | 0 | 28.1101 | 28.1101 | 28.1101 | 28.1101 | 32.6861 | 34.749 | 0 | 0 | 0 | 0 | 0 | 0 | 0 | 0 | 0 | 0 | 0 | 0 | 0 | 0 | 0 | 0 | -50 | 0 | 9.2637 | 0 | -320.3301 | 15.7792 | 0 | 73.4131 | 69.0439 | 64.0578 | 1272.294 | 31.1495 | 56.9061 | 0 | 0.5292 | -4.1392 | 8.626 | 3.074 | 0 | 1195.883 | 337.5937 | -381.3893 | 8.9971 | 6.38 | -1.72 | 14.7318 | 5.0645 | 2025-11-16 | 2025_11_16 Hr 12 | 75.8379 | 0.0003 | -1195.883 | -402.9447 | 469.6222 | 926.0498 | 190.0683 | 13.0877 | 0 | 102.7774 | 243.2138 | 123.6311 | 22.0972 | 182.7729 | 281.7479 | 0 | 7.2612 | 45.6688 | 244.0449 | 0 | 142.457 | 0
2025_11_16 Hr 13 | 3.6185 | 0.010425 | 0.29398 | 3.5474 | 3.5621 | 3.5609 | 3.8089 | 3.8089 | 3.8089 | 96.1847 | 0 | 0.1104 | 90 | 0 | 91.3864 | 91.3864 | 281.7479 | 0 | 0.00615 | 0.074 | 0.02596 | 0 | 0 | 0 | 0 | 0 | 0 | 0.0705 | 0.2574 | 45.9947 | 7.2612 | 244.0449 | 0 | 0 | 0 | 0 | 16.9502 | 41.0171 | 0 | 0 | -39.577 | 0.8541 | 12.5912 | 0 | -1 | -4.2 | 13.6858 | 0 | 0 | 27.5954 | 27.5954 | 27.5954 | 27.5954 | 32.0877 | 27.7992 | 0 | 0 | 0 | 0 | 0 | 0 | 0 | 0 | 0 | 0 | 0 | 0 | 0 | 0 | 0 | 0 | -50 | 0 | 9.2637 | 0 | -335.4435 | 15.7792 | 0 | 73.4131 | 69.0439 | 71.4324 | 1267.829 | 31.0741 | 56.7683 | 0 | 0.5292 | -3.6185 | 8.626 | 3.074 | 0 | 1168.508 | 336.2382 | -395.982 | 8.9971 | 6.38 | -1.72 | 14.6961 | 5.0522 | 2025-11-16 | 2025_11_16 Hr 13 | 69.9176 | 0.000274 | -1168.508 | -425.0205 | 464.5292 | 926.3758 | 189.536 | 13.0877 | 0 | 102.5051 | 238.6541 | 123.37 | 22.0972 | 182.7729 | 281.7479 | 0 | 7.2612 | 45.9947 | 244.0449 | 0 | 142.457 | 0
2025_11_16 Hr 14 | 2.0729 | 0.01089 | 0.3071 | 3.5474 | 3.5621 | 3.5609 | 3.8089 | 3.8089 | 3.8089 | 94.2043 | 0 | 0.1104 | 76 | 0 | 91.3864 | 91.3864 | 281.7479 | 0 | 0.00615 | 0.074 | 0.02596 | 0 | 0 | 0 | 0 | 0 | 0 | 0.0705 | 0.2574 | 44.2335 | 7.2612 | 244.0449 | 0 | 0 | 0 | 0 | 16.8673 | 40.8167 | 0 | 0 | -32.7555 | 0.8541 | 12.5912 | 0 | -1 | -4.2 | 13.6858 | 0 | 0 | 27.0598 | 27.0598 | 27.0598 | 27.0598 | 31.4649 | 25.7985 | 0 | 0 | 0 | 0 | 0 | 0 | 0 | 0 | 0 | 0 | 0 | 0 | 0 | 0 | 0 | 0 | -50 | 0 | 9.2637 | 0 | -313.9769 | 15.7792 | 0 | 72.8564 | 68.4873 | 70.9986 | 1259.938 | 30.9956 | 56.625 | 0 | 0.5292 | -2.0729 | 8.626 | 3.074 | 0 | 1172.2 | 317.9868 | -372.9698 | 8.9971 | 6.38 | -1.72 | 14.659 | 5.0394 | 2025-11-16 | 2025_11_16 Hr 14 | 73.7114 | 1e-06 | -1172.2 | -396.7324 | 459.2284 | 923.5012 | 173.1151 | 13.0877 | 0 | 102.2218 | 233.9084 | 123.0982 | 22.0972 | 182.7729 | 281.7479 | 0 | 7.2612 | 44.2335 | 244.0449 | 0 | 141.3437 | 0
2025_11_16 Hr 15 | 1.5505 | 0.010605 | 0.29906 | 3.5474 | 3.5621 | 3.5609 | 3.8089 | 3.8089 | 3.8089 | 93.1558 | 0 | 0.1104 | 76 | 0 | 91.3864 | 91.3864 | 281.7479 | 0 | 0.00615 | 0.074 | 0.02596 | 0 | 0 | 0 | 0 | 0 | 0 | 0.0705 | 0.2574 | 42.4718 | 7.2612 | 244.0449 | 0 | 0 | 0 | 0 | 16.8235 | 40.7105 | 0 | 0.64164 | -27.2351 | 0.8541 | 12.5912 | 0 | -1 | -4.2 | 13.6858 | 0 | 0 | 26.7762 | 26.7762 | 26.7762 | 26.7762 | 31.1351 | 22.8501 | 0 | 0 | 0 | 0 | 0 | 0 | 0 | 0 | 0 | 0 | 0 | 0 | 0 | 0 | 0 | 0 | -50 | 0 | 9.2637 | 0 | -321.2745 | 15.7792 | 0 | 70.5293 | 66.2324 | 71.4324 | 1250.924 | 30.9541 | 56.5491 | 0 | 0.5292 | -1.5505 | 8.626 | 3.074 | 0 | 1159.392 | 314.8057 | -379.7451 | 8.9971 | 6.38 | -1.72 | 14.6393 | 5.0327 | 2025-11-16 | 2025_11_16 Hr 15 | 73.0619 | -0.0003534 | -1159.392 | -397.8679 | 456.4221 | 917.1576 | 170.5922 | 13.0877 | 0 | 102.0718 | 231.3959 | 122.9544 | 22.0972 | 182.7729 | 281.7479 | 0 | 7.2612 | 42.4718 | 244.0449 | 0 | 136.7617 | 0
2025_11_16 Hr 16 | 0.52072 | 0.00951 | 0.26818 | 3.5474 | 3.5621 | 3.5609 | 3.8089 | 3.8089 | 3.8089 | 97.0002 | 0 | 0.1104 | 87 | 0 | 91.3864 | 91.3864 | 281.7479 | 0 | 0.00615 | 0.074 | 0.02596 | 0 | 0 | 0 | 0 | 0 | 0 | 0.0705 | 0.2574 | 44.2335 | 7.2612 | 244.0449 | 0 | 0 | 0 | 0 | 16.9843 | 41.0997 | 0 | 0 | -68.4419 | 0.8541 | 12.5912 | 0 | -1 | -4.2 | 13.6858 | 0 | 0 | 27.816 | 27.816 | 27.816 | 27.816 | 32.3442 | 22.8501 | 0 | 0 | 0 | 0 | 0 | 0 | 0 | 0 | 0 | 0 | 0 | 0 | 0 | 0 | 0 | 0 | -50 | 0 | 9.2637 | 0 | -293.9987 | 15.7792 | 0 | 73.4131 | 69.0439 | 70.9986 | 1268.113 | 31.1064 | 56.8274 | 0 | 0.5292 | -0.52072 | 8.626 | 3.074 | 0 | 1173.1 | 324.8685 | -351.4394 | 8.9971 | 6.38 | -1.72 | 14.7114 | 5.0575 | 2025-11-16 | 2025_11_16 Hr 16 | 73.9236 | -2e-05 | -1173.1 | -412.4406 | 466.712 | 924.6146 | 181.1264 | 13.0877 | 0 | 102.6218 | 240.6083 | 123.4819 | 22.0972 | 182.7729 | 281.7479 | 0 | 7.2612 | 44.2335 | 244.0449 | 0 | 142.457 | 0
2025_11_16 Hr 17 | 0 | 0.007605 | 0.21446 | 3.5474 | 3.5621 | 3.5609 | 3.8089 | 3.8089 | 3.8089 | 107.6012 | 0 | 0.1104 | 86 | 0 | 91.3864 | 91.3864 | 281.7479 | 0 | 0.00615 | 0.074 | 0.02596 | 0 | 0 | 0 | 0 | 0 | 0 | 0.0705 | 0.2574 | 45.8646 | 7.2612 | 244.0449 | 0 | 0 | 0 | 0 | 17.4278 | 42.1729 | 0 | 0 | -89.8286 | 0.8541 | 12.5912 | 0 | -1 | -4.2 | 13.6858 | 0 | 0 | 30.6832 | 30.6832 | 30.6832 | 30.6832 | 35.6781 | 18.8487 | 0 | 0 | 0 | 0 | 0 | 0 | 0 | 0 | 0 | 0 | 0 | 0 | 0 | 0 | 0 | 0 | -50 | 0 | 9.2637 | 0 | -183.6251 | 15.7792 | 0 | 73.4131 | 69.0439 | 40.0542 | 1296.611 | 31.5265 | 57.5949 | 0 | 0.5292 | 0 | 8.626 | 3.074 | 0 | 1256.092 | 289.8547 | -240.5451 | 8.9971 | 6.38 | -1.72 | 14.9101 | 5.1258 | 2025-11-16 | 2025_11_16 Hr 17 | 75.2278 | -0.00039 | -1256.092 | -323.4537 | 495.087 | 926.2457 | 145.125 | 13.0877 | 0 | 104.1385 | 266.012 | 124.9365 | 22.0972 | 182.7729 | 281.7479 | 0 | 7.2612 | 45.8646 | 244.0449 | 0 | 142.457 | 0
2025_11_16 Hr 18 | 0 | 0.00486 | 0.13705 | 3.5474 | 3.5621 | 3.5609 | 3.8089 | 3.8089 | 3.8089 | 129.0751 | 0 | 0.1104 | 85 | 0 | 91.3864 | 91.3864 | 281.7479 | 0 | 0.00615 | 0.074 | 0.02596 | 0 | 0 | 0 | 0 | 0 | 0 | 0.0705 | 0.2574 | 46.06 | 7.2612 | 244.0449 | 0 | 0 | 0 | 0 | 18.3261 | 44.3468 | 0 | 0 | -70.7917 | 0.8541 | 12.5912 | 0 | -1 | -4.2 | 13.6858 | 0 | 0 | 36.4911 | 36.4911 | 36.4911 | 36.4911 | 42.4315 | 22.8501 | 0 | 0 | 0 | 0 | 0 | 0 | 0 | 0 | 0 | 0 | 0 | 0 | 0 | 0 | 0 | 0 | -50 | 0 | 9.2637 | 0 | -176.3315 | 15.7792 | 0 | 73.4131 | 69.0439 | 1.446 | 1351.26 | 32.3776 | 59.1496 | 0 | 0.5292 | 0 | 8.626 | 3.074 | 0 | 1304.408 | 257.1918 | -233.2515 | 8.9971 | 6.38 | -1.72 | 15.3125 | 5.2641 | 2025-11-16 | 2025_11_16 Hr 18 | 76.5588 | 0.000311 | -1304.408 | -297.1232 | 552.5648 | 926.4411 | 109.438 | 13.0877 | 0 | 107.2108 | 317.4709 | 127.8831 | 22.0972 | 182.7729 | 281.7479 | 0 | 7.2612 | 46.06 | 244.0449 | 0 | 142.457 | 0
2025_11_16 Hr 19 | 0 | 0.001575 | 0.044415 | 3.5474 | 3.5621 | 3.5609 | 3.8089 | 3.8089 | 3.8089 | 119.8332 | 0 | 0.1104 | 81 | 0 | 91.3864 | 91.3864 | 281.7479 | 0 | 0.00615 | 0.074 | 0.02596 | 0 | 0 | 0 | 0 | 0 | 0 | 0.0705 | 0.2574 | 46.06 | 7.2612 | 244.0449 | 0 | 0 | 0 | 0 | 17.9395 | 43.4112 | 0 | 0 | -57.0147 | 0.8541 | 12.5912 | 0 | -1 | -4.2 | 13.6858 | 0 | 0 | 33.9915 | 33.9915 | 33.9915 | 33.9915 | 39.525 | 28.8522 | 0 | 0 | 0 | 0 | 0 | 0 | 0 | 0 | 0 | 0 | 0 | 0 | 0 | 0 | 0 | 0 | -50 | 0 | 9.2637 | 0 | -189.4057 | 15.7792 | 0 | 73.4131 | 69.0439 | 4.4826 | 1327.698 | 32.0113 | 58.4805 | 0 | 0.5292 | 0 | 8.626 | 3.074 | 0 | 1285.317 | 260.959 | -246.3257 | 8.9971 | 6.38 | -1.72 | 15.1393 | 5.2046 | 2025-11-16 | 2025_11_16 Hr 19 | 77.4654 | -0.00036 | -1285.317 | -296.4204 | 527.8275 | 926.4411 | 114.3808 | 13.0877 | 0 | 105.8885 | 295.324 | 126.6149 | 22.0972 | 182.7729 | 281.7479 | 0 | 7.2612 | 46.06 | 244.0449 | 0 | 142.457 | 0
2025_11_16 Hr 20 | 0 | 1.5e-05 | 0.000423 | 3.5474 | 3.5621 | 3.5609 | 3.8089 | 3.8089 | 3.8089 | 107.64 | 0 | 0.1104 | 70 | 0 | 91.3864 | 91.3864 | 281.7479 | 0 | 0.00615 | 0.074 | 0.02596 | 0 | 0 | 0 | 0 | 0 | 0 | 0.0705 | 0.2574 | 46.06 | 7.2612 | 244.0449 | 0 | 0 | 0 | 0 | 17.4294 | 42.1768 | 0 | 0 | -45.2405 | 0.8541 | 12.5912 | 0 | -1 | -4.2 | 13.6858 | 0 | 0 | 30.6937 | 30.6937 | 30.6937 | 30.6937 | 35.6903 | 28.8522 | 0 | 0 | 0 | 0 | 0 | 0 | 0 | 0 | 0 | 0 | 0 | 0 | 0 | 0 | 0 | 0 | -50 | 0 | 9.2637 | 0 | -179.5215 | 15.7792 | 0 | 73.4131 | 69.0439 | 10.9896 | 1296.691 | 31.5281 | 57.5977 | 0 | 0.5292 | 0 | 8.626 | 3.074 | 0 | 1269.8 | 254.7914 | -236.4415 | 8.9971 | 6.38 | -1.72 | 14.9108 | 5.126 | 2025-11-16 | 2025_11_16 Hr 20 | 77.4847 | -5.7e-05 | -1269.8 | -274.762 | 495.1909 | 926.4411 | 109.8422 | 13.0877 | 0 | 104.1441 | 266.105 | 124.9418 | 22.0972 | 182.7729 | 281.7479 | 0 | 7.2612 | 46.06 | 244.0449 | 0 | 142.457 | 0
2025_11_16 Hr 21 | 0 | 0 | 0 | 3.5474 | 3.5621 | 3.5609 | 3.8089 | 3.8089 | 3.8089 | 95.6411 | 0 | 0.1104 | 61 | 0 | 91.3864 | 91.3864 | 281.7479 | 0 | 0.00615 | 0.074 | 0.02596 | 0 | 0 | 0 | 0 | 0 | 0 | 0.0705 | 0.2574 | 46.06 | 7.2612 | 244.0449 | 0 | 0 | 0 | 0 | 16.9274 | 40.9621 | 0 | 0 | -36.6073 | 0.8541 | 12.5912 | 0 | -1 | -4.2 | 13.6858 | 0 | 0 | 27.4484 | 27.4484 | 27.4484 | 27.4484 | 31.9167 | 31.8006 | 0 | 0 | 0 | 0 | 0 | 0 | 0 | 0 | 0 | 0 | 0 | 0 | 0 | 0 | 0 | 0 | -50 | 0 | 9.2637 | 0 | -176.0468 | 15.7792 | 0 | 73.4131 | 69.0439 | 16.0506 | 1266.22 | 31.0526 | 56.729 | 0 | 0.5292 | 0 | 8.626 | 3.074 | 0 | 1248.8 | 252.1543 | -232.9668 | 8.9971 | 6.38 | -1.72 | 14.6859 | 5.0487 | 2025-11-16 | 2025_11_16 Hr 21 | 74.9127 | -1.9e-05 | -1248.8 | -262.6541 | 463.0741 | 926.4411 | 108.8512 | 13.0877 | 0 | 102.4274 | 237.3514 | 123.2954 | 22.0972 | 182.7729 | 281.7479 | 0 | 7.2612 | 46.06 | 244.0449 | 0 | 142.457 | 0
2025_11_16 Hr 22 | 0 | 0 | 0 | 3.5474 | 3.5621 | 3.5609 | 3.8089 | 3.8089 | 3.8089 | 74.7496 | 0 | 0.1104 | 53 | 0 | 91.3864 | 91.3864 | 281.7479 | 0 | 0.00615 | 0.074 | 0.02596 | 0 | 0 | 0 | 0 | 0 | 0 | 0.0705 | 0.2574 | 46.06 | 7.2612 | 244.0449 | 0 | 0 | 0 | 0 | 16.0535 | 38.8472 | 0 | 0 | -17.5318 | 0.8541 | 12.5912 | 0 | -1 | -4.2 | 13.6858 | 0 | 0 | 21.798 | 21.798 | 21.798 | 21.798 | 25.3465 | 28.8522 | 0 | 0 | 0 | 0 | 0 | 0 | 0 | 0 | 0 | 0 | 0 | 0 | 0 | 0 | 0 | 0 | -50 | 0 | 9.2637 | 0 | -205.8591 | 15.7792 | 0 | 73.4131 | 69.0439 | 17.0628 | 1213.168 | 30.2246 | 55.2165 | 0 | 0.5292 | 0 | 8.626 | 3.074 | 0 | 1172.208 | 239.3514 | -262.7791 | 8.9971 | 6.38 | -1.72 | 14.2943 | 4.9141 | 2025-11-16 | 2025_11_16 Hr 22 | 74.0061 | 0.00028 | -1172.208 | -273.3909 | 407.1554 | 926.4411 | 98.915 | 13.0877 | 0 | 99.4384 | 187.2883 | 120.4287 | 22.0972 | 182.7729 | 281.7479 | 0 | 7.2612 | 46.06 | 244.0449 | 0 | 142.457 | 0
2025_11_16 Hr 23 | 0 | 0 | 0 | 3.5474 | 3.5621 | 3.5609 | 3.8089 | 3.8089 | 3.8089 | 48.6159 | 0 | 0.1104 | 58 | 0 | 91.3864 | 91.3864 | 283.5925 | 0 | 0.00615 | 0.074 | 0.02596 | 0 | 0 | 0 | 0 | 0 | 0 | 0.0705 | 0.2574 | 46.06 | 7.2612 | 245.025 | 0 | 0 | 0 | 0 | 14.9602 | 36.2015 | 0 | 1.9431 | -0.86602 | 0.8541 | 12.5912 | 0 | -1 | -4.2 | 13.6858 | 0 | 0 | 14.7298 | 14.7298 | 14.7298 | 14.7298 | 17.1277 | 25.7985 | 0 | 0 | 0 | 0 | 0 | 0 | 0 | 0 | 0 | 0 | 0 | 0 | 0 | 0 | 0 | 0 | -50 | 0 | 9.2637 | 0 | -209.7316 | 15.7792 | 0 | 74.1091 | 69.6985 | 15.0384 | 1150.979 | 29.1889 | 53.3244 | 0 | 0.5292 | 0 | 8.626 | 3.074 | 0 | 1121.092 | 235.6873 | -266.6516 | 8.9971 | 6.38 | -1.72 | 13.8045 | 4.7457 | 2025-11-16 | 2025_11_16 Hr 23 | 81.5302 | -0.0003414 | -1121.092 | -258.6545 | 337.2051 | 930.6164 | 98.8369 | 13.0877 | 0 | 95.6995 | 124.6629 | 116.8428 | 22.0972 | 182.7729 | 283.5925 | 0 | 7.2612 | 46.06 | 245.025 | 0 | 143.8077 | 0
2025_11_16 Hr 24 | 0 | 0 | 0 | 3.5474 | 3.5621 | 3.5609 | 3.8089 | 3.8089 | 3.8089 | 36.6934 | 0 | 0.1104 | 62 | 0 | 91.3864 | 91.3864 | 283.5925 | 0 | 0.00615 | 0.074 | 0.02596 | 0 | 0 | 0 | 0 | 0 | 0 | 0.0705 | 0.2574 | 46.06 | 7.2612 | 245.025 | 0 | 0 | 0 | 0 | 13.9237 | 33.6935 | 0 | 17.0354 | 0 | 0.8541 | 12.5912 | 0 | -1 | -4.2 | 13.6858 | 0 | 0 | 8.0292 | 8.0292 | 8.0292 | 8.0292 | 9.3363 | 31.8006 | 0 | 0 | 0 | 0 | 0 | 0 | 0 | 0 | 0 | 0 | 0 | 0 | 0 | 0 | 0 | 0 | -50 | 0 | 9.2637 | 0 | -233.2079 | 15.7792 | 0 | 74.1091 | 69.6985 | 8.5314 | 1100.918 | 28.2071 | 51.5307 | 0 | 0.5292 | 0 | 8.626 | 3.074 | 0 | 1063.608 | 235.783 | -290.1279 | 8.9971 | 6.38 | -1.72 | 13.3402 | 4.5861 | 2025-11-16 | 2025_11_16 Hr 24 | 80.3278 | 0.000337 | -1063.608 | -266.1725 | 283.7447 | 930.6164 | 102.332 | 13.0877 | 0 | 92.155 | 78.1464 | 113.4433 | 22.0972 | 182.7729 | 283.5925 | 0 | 7.2612 | 46.06 | 245.025 | 0 | 143.8077 | 0
2025_11_17 Hr 01 | 0 | 0 | 0 | 3.5474 | 3.5621 | 3.5609 | 3.8089 | 3.8089 | 3.8089 | 36.6934 | 0 | 0.1104 | 63 | 0 | 91.3864 | 91.3864 | 283.5925 | 0 | 0.00615 | 0.074 | 0.02596 | 0 | 0 | 0 | 0 | 0 | 0 | 0.0705 | 0.2574 | 46.06 | 7.2612 | 245.025 | 0 | 0 | 0 | 0 | 13.1484 | 31.807 | 0 | 24.4137 | 0 | 0.8541 | 12.5982 | 0 | -1 | -4.2 | 13.7076 | 0 | 0 | 2.8013 | 2.8013 | 2.8013 | 2.8013 | 3.2573 | 38.7504 | 0 | 0 | 0 | 0 | 0 | 0 | 0 | 0 | 0 | 0 | 0 | 0 | 0 | 0 | 0 | 0 | -50 | 0 | 9.2789 | 0 | -246.7396 | 16.4242 | 0 | 74.1091 | 69.6985 | 4.4826 | 1071.306 | 28.5149 | 52.1121 | 0 | 0.5292 | 0 | 8.626 | 3.074 | 0 | 1033.5 | 241.4402 | -303.6596 | 8.9934 | 6.38 | -1.72 | 13.5099 | 4.6383 | 2025-11-17 | 2025_11_17 Hr 01 | 75.4011 | 1e-05 | -1033.5 | -272.3259 | 255.8888 | 930.6164 | 106.233 | 13.0877 | 0 | 89.5335 | 51.1558 | 115.1995 | 22.0972 | 182.7729 | 283.5925 | 0 | 7.2612 | 46.06 | 245.025 | 0 | 143.8077 | 0
2025_11_17 Hr 02 | 0 | 0 | 0 | 3.5474 | 3.5621 | 3.5609 | 3.8089 | 3.8089 | 3.8089 | 36.6934 | 0 | 0.1104 | 70 | 0 | 91.3864 | 91.3864 | 283.5925 | 0 | 0.00615 | 0.074 | 0.02596 | 0 | 0 | 0 | 0 | 0 | 0 | 0.0705 | 0.2574 | 46.06 | 7.2612 | 245.025 | 0 | 0 | 0 | 0 | 12.8108 | 30.9902 | 0 | 29.0231 | 0 | 0.8541 | 12.5982 | 0.675 | -1 | -4.2 | 13.7076 | 0 | 0 | 0.57408 | 0.57408 | 0.57408 | 0.57408 | 0.66754 | 39.6981 | 0 | 0 | 0 | 0 | 0 | 0 | 0 | 0 | 0 | 0 | 0 | 0 | 0 | 0 | 0 | 0 | -50 | 0 | 9.2789 | 0 | -240.6788 | 16.4242 | 0 | 74.1091 | 69.6985 | 4.0488 | 1058.653 | 28.1836 | 51.5066 | 0 | 0.5292 | 0 | 8.626 | 3.074 | 0 | 1037.883 | 247.8064 | -297.5988 | 8.9934 | 6.38 | -1.72 | 13.3529 | 4.5844 | 2025-11-17 | 2025_11_17 Hr 02 | 75.6004 | 0.0003492 | -1037.883 | -261.6557 | 242.088 | 930.6164 | 113.7469 | 13.0877 | 0 | 88.379 | 39.6573 | 114.0517 | 22.0972 | 182.7729 | 283.5925 | 0 | 7.2612 | 46.06 | 245.025 | 0 | 143.8077 | 0
2025_11_17 Hr 03 | 0 | 0 | 0 | 3.5474 | 3.5621 | 3.5609 | 3.8089 | 3.8089 | 3.8089 | 36.6934 | 0 | 0.1104 | 72 | 0 | 91.3864 | 91.3864 | 283.5925 | 0 | 0.00615 | 0.074 | 0.02596 | 0 | 0 | 0 | 0 | 0 | 0 | 0.0705 | 0.2574 | 46.06 | 7.2612 | 245.025 | 0 | 0 | 0 | 0 | 12.7511 | 30.8458 | 0 | 30.0196 | 0 | 0.8541 | 12.5982 | 1.125 | -1 | -4.2 | 13.7076 | 0 | 0 | 0.19614 | 0.19614 | 0.19614 | 0.19614 | 0.22807 | 39.6981 | 0 | 0 | 0 | 0 | 0 | 0 | 0 | 0 | 0 | 0 | 0 | 0 | 0 | 0 | 0 | 0 | -50 | 0 | 9.2789 | 0 | -268.4592 | 16.4242 | 0 | 74.1091 | 69.6985 | 6.9408 | 1056.497 | 28.1251 | 51.3996 | 0 | 0.5292 | 0 | 8.626 | 3.074 | 0 | 1013.633 | 252.4955 | -325.3792 | 8.9934 | 6.38 | -1.72 | 13.3252 | 4.5749 | 2025-11-17 | 2025_11_17 Hr 03 | 77.9859 | 0.0003608 | -1013.633 | -288.4396 | 239.7299 | 930.6164 | 118.6389 | 13.0877 | 0 | 88.175 | 37.706 | 113.8489 | 22.0972 | 182.7729 | 283.5925 | 0 | 7.2612 | 46.06 | 245.025 | 0 | 143.8077 | 0
2025_11_17 Hr 04 | 0 | 0 | 0 | 3.5474 | 3.5621 | 3.5609 | 3.8089 | 3.8089 | 3.8089 | 36.6934 | 0 | 0.1104 | 73 | 0 | 91.3864 | 91.3864 | 283.5925 | 0 | 0.00615 | 0.074 | 0.02596 | 0 | 0 | 0 | 0 | 0 | 0 | 0.0705 | 0.2574 | 46.06 | 7.2612 | 245.025 | 0 | 0 | 0 | 0 | 12.9929 | 31.4309 | 0 | 29.9429 | 0 | 0.8541 | 12.5982 | 0 | -1 | -4.2 | 13.7076 | 0 | 0 | 1.7598 | 1.7598 | 1.7598 | 1.7598 | 2.0462 | 42.7518 | 0 | 0 | 0 | 0 | 0 | 0 | 0 | 0 | 0 | 0 | 0 | 0 | 0 | 0 | 0 | 0 | -50 | 0 | 9.2789 | 0 | -285.0312 | 16.4242 | 0 | 74.1091 | 69.6985 | 10.5558 | 1065.397 | 28.3624 | 51.8333 | 0 | 0.5292 | 0 | 8.626 | 3.074 | 0 | 1014.375 | 260.9863 | -341.9512 | 8.9934 | 6.38 | -1.72 | 13.4376 | 4.6135 | 2025-11-17 | 2025_11_17 Hr 04 | 81.3553 | 1.5e-05 | -1014.375 | -305.0883 | 249.4516 | 930.6164 | 126.3076 | 13.0877 | 0 | 89.0019 | 45.7787 | 114.671 | 22.0972 | 182.7729 | 283.5925 | 0 | 7.2612 | 46.06 | 245.025 | 0 | 143.8077 | 0
2025_11_17 Hr 05 | 0 | 0 | 0 | 3.5474 | 3.5621 | 3.5609 | 3.8089 | 3.8089 | 3.8089 | 36.6934 | 0 | 0.1104 | 80 | 0 | 91.3864 | 91.3864 | 283.5925 | 0 | 0.00615 | 0.074 | 0.02596 | 0 | 0 | 0 | 0 | 0 | 0 | 0.0705 | 0.2574 | 46.06 | 7.2612 | 245.025 | 0 | 0 | 0 | 0 | 13.351 | 32.2971 | 0 | 24.7801 | 0 | 0.8541 | 12.5982 | 0 | -1 | -4.2 | 13.7076 | 0 | 0 | 4.1584 | 4.1584 | 4.1584 | 4.1584 | 4.8353 | 42.7518 | 0 | 0 | 0 | 0 | 0 | 0 | 0 | 0 | 0 | 0 | 0 | 0 | 0 | 0 | 0 | 0 | -50 | 0 | 9.2789 | 0 | -282.7893 | 16.4242 | 0 | 74.1091 | 69.6985 | 14.46 | 1079.005 | 28.7137 | 52.4754 | 0 | 0.5292 | 0 | 8.626 | 3.074 | 0 | 1037.183 | 273.1076 | -339.7093 | 8.9934 | 6.38 | -1.72 | 13.6041 | 4.6707 | 2025-11-17 | 2025_11_17 Hr 05 | 83.3486 | 0.000345 | -1037.183 | -308.0092 | 264.2766 | 930.6164 | 137.2118 | 13.0877 | 0 | 90.2262 | 58.1623 | 115.8881 | 22.0972 | 182.7729 | 283.5925 | 0 | 7.2612 | 46.06 | 245.025 | 0 | 143.8077 | 0
2025_11_17 Hr 06 | 0 | 0 | 0 | 3.5474 | 3.5621 | 3.5609 | 3.8089 | 3.8089 | 3.8089 | 48.994 | 0 | 0.1104 | 74 | 0 | 91.3864 | 91.3864 | 283.5925 | 0 | 0.00615 | 0.074 | 0.02596 | 0 | 0 | 0 | 0 | 0 | 0 | 0.0705 | 0.2574 | 46.06 | 7.2612 | 245.025 | 0 | 0 | 0 | 0 | 14.9812 | 36.2407 | 0 | 6.5895 | -3.5208 | 0.8541 | 12.5982 | 0 | -1 | -4.2 | 13.7076 | 0 | 0 | 15.0785 | 15.0785 | 15.0785 | 15.0785 | 17.5332 | 44.6472 | 0 | 0 | 0 | 0 | 0 | 0 | 0 | 0 | 0 | 0 | 0 | 0 | 0 | 0 | 0 | 0 | -50 | 0 | 9.2789 | 0 | -247.3587 | 16.4242 | 0 | 74.1091 | 69.6985 | 14.46 | 1153.258 | 30.3133 | 55.3988 | 0 | 0.5292 | 0 | 8.626 | 3.074 | 0 | 1126.592 | 274.544 | -304.2787 | 8.9934 | 6.38 | -1.72 | 14.3619 | 4.9309 | 2025-11-17 | 2025_11_17 Hr 06 | 91.3026 | -0.000293 | -1126.592 | -294.29 | 344.0703 | 930.6164 | 133.1072 | 13.0877 | 0 | 95.8 | 126.8413 | 121.4291 | 22.0972 | 182.7729 | 283.5925 | 0 | 7.2612 | 46.06 | 245.025 | 0 | 143.8077 | 0
2025_11_17 Hr 07 | 0 | 0 | 0 | 3.5474 | 3.5621 | 3.5609 | 3.8089 | 3.8089 | 3.8089 | 93.6947 | -14.5 | 0.1104 | 76 | 0 | 91.3864 | 91.3864 | 281.7479 | 0 | 0.00615 | 0.074 | 0.02596 | 0 | 0 | 0 | 0 | 0 | 0 | 0.0705 | 0.2574 | 46.06 | 7.2612 | 244.0449 | 0 | 0 | 0 | 0 | 16.8815 | 40.8378 | 0 | 0 | -33.262 | 0.8541 | 12.5982 | 0 | -1 | -4.2 | 13.7076 | 0 | 0 | 27.8081 | 27.8081 | 27.8081 | 27.8081 | 32.335 | 41.6988 | 0 | 0 | 0 | 0 | 0 | 0 | 0 | 0 | 0 | 0 | 0 | 0 | 0 | 0 | 0 | -50 | 0 | 0 | 9.2789 | 0 | -227.9542 | 16.4242 | 0 | 73.4131 | 69.0439 | 6.9408 | 1266.001 | 32.178 | 58.8065 | 0 | 0.5292 | 0 | 8.626 | 3.074 | 0 | 1205.9 | 272.5355 | -299.3742 | 8.9934 | 6.38 | -1.72 | 15.2454 | 5.2342 | 2025-11-17 | 2025_11_17 Hr 07 | 74.518 | -2.2e-05 | -1205.9 | -311.2162 | 452.9478 | 926.4411 | 124.6396 | 13.0877 | 0 | 102.2974 | 237.2622 | 113.3882 | 22.0972 | 182.7729 | 281.7479 | 0 | 7.2612 | 46.06 | 244.0449 | 0 | 142.457 | 0
2025_11_17 Hr 08 | 0 | 0 | 0 | 3.5474 | 3.5621 | 3.5609 | 3.8089 | 3.8089 | 3.8089 | 110.7788 | -14.5 | 0.1104 | 74 | 0 | 91.3864 | 91.3864 | 281.7479 | 0 | 0.00615 | 0.074 | 0.02596 | 0 | 0 | 0 | 0 | 0 | 0 | 0.0705 | 0.2574 | 45.8642 | 7.2612 | 244.0449 | 0 | 0 | 0 | 0 | 17.571 | 42.5056 | 0 | 0 | -43.0317 | 0.8541 | 12.5982 | 0 | -1 | -4.2 | 13.7076 | 0 | 0 | 32.4266 | 32.4266 | 32.4266 | 32.4266 | 37.7053 | 39.6981 | 0 | 0 | 0 | 0 | 0 | 0 | 0 | 0 | 0 | 0 | 0 | 0 | 0 | 0 | 0 | -50 | 0 | 0 | 9.2789 | 0 | -220.8831 | 16.4242 | 0 | 73.4131 | 69.0439 | 6.507 | 1309.09 | 32.8545 | 60.0429 | 0 | 0.5292 | 0 | 8.626 | 3.074 | 0 | 1244.2 | 270.4445 | -292.3031 | 8.9934 | 6.38 | -1.72 | 15.5659 | 5.3442 | 2025-11-17 | 2025_11_17 Hr 08 | 75.3367 | -4.7e-05 | -1244.2 | -313.9148 | 498.5767 | 926.2453 | 120.2051 | 13.0877 | 0 | 104.6547 | 278.1904 | 115.7316 | 22.0972 | 182.7729 | 281.7479 | 0 | 7.2612 | 45.8642 | 244.0449 | 0 | 142.457 | 0
2025_11_17 Hr 09 | 0 | 0.00015 | 0.00423 | 3.5474 | 3.5621 | 3.5609 | 3.8089 | 3.8089 | 3.8089 | 107.6266 | -14.5 | 0.1104 | 76 | 0 | 91.3864 | 91.3864 | 281.7479 | 0 | 0.00615 | 0.074 | 0.02596 | 0 | 0 | 0 | 0 | 0 | 0 | 0.0705 | 0.2574 | 46.06 | 7.2612 | 244.0449 | 0 | 0 | 0 | 0 | 17.4438 | 42.1979 | 0 | 0 | -11.6608 | 0.8541 | 12.5982 | 0 | -1 | -4.2 | 13.7076 | 0 | 0 | 31.5744 | 31.5744 | 31.5744 | 31.5744 | 36.7144 | 36.7497 | 0 | 0 | 0 | 0 | 0 | 0 | 0 | 0 | 0 | 0 | 0 | 0 | 0 | 0 | 0 | -50 | 0 | 0 | 9.2789 | 0 | -242.406 | 16.4242 | 0 | 73.4131 | 69.0439 | 14.0262 | 1301.304 | 32.7297 | 59.8147 | 0 | 0.5292 | 0 | 8.626 | 3.074 | 0 | 1252.4 | 276.583 | -313.826 | 8.9934 | 6.38 | -1.72 | 15.5068 | 5.3239 | 2025-11-17 | 2025_11_17 Hr 09 | 74.4994 | -2e-06 | -1252.4 | -304.0668 | 490.1577 | 926.4411 | 126.7803 | 13.0877 | 0 | 104.2197 | 270.6387 | 115.2993 | 22.0972 | 182.7729 | 281.7479 | 0 | 7.2612 | 46.06 | 244.0449 | 0 | 142.457 | 0
2025_11_17 Hr 10 | 1.0315 | 0.002895 | 0.081639 | 3.5474 | 3.5621 | 3.5609 | 3.8089 | 3.8089 | 3.8089 | 101.5168 | -14.5 | 0.1104 | 66 | 0 | 91.3864 | 91.3864 | 281.7479 | 0 | 0.00615 | 0.074 | 0.02596 | 0 | 0 | 0 | 0 | 0 | 0 | 0.0705 | 0.2574 | 46.06 | 7.2612 | 244.0449 | 0 | 0 | 0 | 0 | 17.1972 | 41.6014 | 0 | 0 | -20.666 | 0.8541 | 12.5982 | 0 | -1 | -4.2 | 13.7076 | 0 | 0 | 29.9227 | 29.9227 | 29.9227 | 29.9227 | 34.7939 | 34.749 | 0 | 0 | 0 | 0 | 0 | 0 | 0 | 0 | 0 | 0 | 0 | 0 | 0 | 0 | 0 | -50 | 0 | 0 | 9.2789 | 0 | -230.159 | 16.4242 | 0 | 73.4131 | 69.0439 | 50.0316 | 1285.901 | 32.4877 | 59.3726 | 0 | 0.5292 | -1.0315 | 8.626 | 3.074 | 0 | 1263.408 | 300.7838 | -302.6105 | 8.9934 | 6.38 | -1.72 | 15.3921 | 5.2846 | 2025-11-17 | 2025_11_17 Hr 10 | 72.5704 | 0.000307 | -1263.408 | -300.825 | 473.8394 | 926.4411 | 150.8651 | 13.0877 | 0 | 103.3767 | 256.0015 | 114.4612 | 22.0972 | 182.7729 | 281.7479 | 0 | 7.2612 | 46.06 | 244.0449 | 0 | 142.457 | 0
2025_11_17 Hr 11 | 1.5489 | 0.00651 | 0.18358 | 3.5474 | 3.5621 | 3.5609 | 3.8089 | 3.8089 | 3.8089 | 104.0074 | -14.5 | 0.1104 | 75 | 0 | 91.3864 | 91.3864 | 281.7479 | 0 | 0.00615 | 0.074 | 0.02596 | 0 | 0 | 0 | 0 | 0 | 0 | 0.0705 | 0.2574 | 46.06 | 7.2612 | 244.0449 | 0 | 0 | 0 | 0 | 17.2977 | 41.8445 | 0 | 0 | -34.1 | 0.8541 | 12.5982 | 0 | -1 | -4.2 | 13.7076 | 0 | 0 | 30.596 | 30.596 | 30.596 | 30.596 | 35.5768 | 28.8522 | 0 | 0 | 0 | 0 | 0 | 0 | 0 | 0 | 0 | 0 | 0 | 0 | 0 | 0 | 0 | -50 | 0 | 0 | 9.2789 | 0 | -293.0656 | 16.4242 | 0 | 73.4131 | 69.0439 | 69.9864 | 1292.313 | 32.5864 | 59.5528 | 0 | 0.5292 | -1.5489 | 8.626 | 3.074 | 0 | 1216.883 | 324.7045 | -366.0345 | 8.9934 | 6.38 | -1.72 | 15.4389 | 5.3006 | 2025-11-17 | 2025_11_17 Hr 11 | 70.933 | 0.000268 | -1216.883 | -377.1656 | 480.4914 | 926.4411 | 174.0287 | 13.0877 | 0 | 103.7204 | 261.9683 | 114.8028 | 22.0972 | 182.7729 | 281.7479 | 0 | 7.2612 | 46.06 | 244.0449 | 0 | 142.457 | 0
2025_11_17 Hr 12 | 5.6897 | 0.00912 | 0.25718 | 3.5474 | 3.5621 | 3.5609 | 3.8089 | 3.8089 | 3.8089 | 100.3493 | -14.5 | 0.1104 | 60 | 0 | 91.3864 | 91.3864 | 281.7479 | 0 | 0.00615 | 0.074 | 0.02596 | 0 | 0 | 0 | 0 | 0 | 0 | 0.0705 | 0.2574 | 45.0808 | 7.2612 | 244.0449 | 0 | 0 | 0 | 0 | 17.1501 | 41.4874 | 0 | 0 | -33.307 | 0.8541 | 12.5982 | 0 | -1 | -4.2 | 13.7076 | 0 | 0 | 29.6071 | 29.6071 | 29.6071 | 29.6071 | 34.4269 | 14.8473 | 0 | 0 | 0 | 0 | 0 | 0 | 0 | 0 | 0 | 0 | 0 | 0 | 0 | 0 | 0 | -50 | 0 | 0 | 9.2789 | 0 | -300.6496 | 16.4242 | 0 | 73.4131 | 69.0439 | 79.9638 | 1282.139 | 32.4415 | 59.2881 | 0 | 0.5292 | -5.6897 | 8.626 | 3.074 | 0 | 1180.392 | 309.3187 | -377.7593 | 8.9934 | 6.38 | -1.72 | 15.3702 | 5.277 | 2025-11-17 | 2025_11_17 Hr 12 | 68.3776 | -0.000373 | -1180.392 | -383.9567 | 470.7212 | 925.4619 | 155.0774 | 13.0877 | 0 | 103.2156 | 253.2046 | 114.301 | 22.0972 | 182.7729 | 281.7479 | 0 | 7.2612 | 45.0808 | 244.0449 | 0 | 142.457 | 0
2025_11_17 Hr 13 | 6.7511 | 0.006615 | 0.18654 | 0 | 0 | 0 | 0 | 0 | 0 | 89.842 | -14.5 | 0.1104 | 66 | 0 | 91.3864 | 91.3864 | 281.7479 | 0 | 0.00615 | 0.074 | 0.02596 | 0 | 0 | 0 | 0 | 0 | 0 | 0.0705 | 0.2574 | 42.471 | 7.2612 | 244.0449 | 0 | 0 | 0 | 0 | 16.7261 | 40.4616 | 0 | 0 | -21.8305 | 0.8541 | 12.5982 | 0.06 | -1 | -4.2 | 13.7076 | 0 | 0 | 26.7666 | 26.7666 | 26.7666 | 26.7666 | 31.124 | 11.8989 | 0 | 0 | 0 | 0 | 0 | 0 | 0 | 0 | 0 | 0 | 0 | 0 | 0 | 0 | 0 | -50 | 0 | 0 | 9.2789 | 0 | -291.0269 | 16.4242 | 0 | 73.4131 | 69.0439 | 85.0248 | 1230.74 | 32.0254 | 58.5277 | 0 | 0.5292 | -6.7511 | 8.626 | 3.074 | 0 | 1156.76 | 317.0488 | -369.198 | 8.9934 | 6.38 | -1.72 | 15.1731 | 5.2094 | 2025-11-17 | 2025_11_17 Hr 13 | 66.5921 | -2.2e-05 | -1156.76 | -362.8574 | 442.6579 | 900.7549 | 163.1169 | 13.0877 | 0 | 101.7658 | 228.0325 | 112.8597 | 0 | 182.7729 | 281.7479 | 0 | 7.2612 | 42.471 | 244.0449 | 0 | 142.457 | 0
2025_11_17 Hr 14 | 7.7826 | 0.00906 | 0.25549 | 0 | 0 | 0 | 0 | 0 | 0 | 89.2583 | -14.5 | 0.1104 | 65 | 0 | 91.3864 | 91.3864 | 281.7479 | 0 | 0.00615 | 0.074 | 0.02596 | 0 | 0 | 0 | 0 | 0 | 0 | 0.0705 | 0.2574 | 16.5682 | 7.2612 | 244.0449 | 0 | 0 | 0 | 0 | 16.7025 | 40.4046 | 0 | 0 | -24.5813 | 0.8541 | 12.5982 | 0.06 | -1 | -4.2 | 13.7076 | 0 | 0 | 26.6088 | 26.6088 | 26.6088 | 26.6088 | 30.9405 | 8.9505 | 0 | 0 | 0 | 0 | 0 | 0 | 0 | 0 | 0 | 0 | 0 | 0 | 0 | 0 | 0 | -50 | 0 | 0 | 9.2789 | 0 | -286.0077 | 16.4242 | 0 | 73.4131 | 69.0439 | 88.4952 | 1203.427 | 32.0023 | 58.4854 | 0 | 0.5292 | -7.7826 | 8.626 | 3.074 | 0 | 1131.16 | 317.5247 | -365.2103 | 8.9934 | 6.38 | -1.72 | 15.1622 | 5.2056 | 2025-11-17 | 2025_11_17 Hr 14 | 64.3468 | -2.8e-05 | -1131.16 | -360.589 | 441.0989 | 874.8521 | 162.7103 | 13.0877 | 0 | 101.6852 | 226.634 | 112.7797 | 0 | 182.7729 | 281.7479 | 0 | 7.2612 | 16.5682 | 244.0449 | 0 | 142.457 | 0
2025_11_17 Hr 15 | 7.2585 | 0.00954 | 0.26903 | 0 | 0 | 0 | 0 | 0 | 0 | 84.1603 | -14.5 | 0.1104 | 69 | 0 | 91.3864 | 91.3864 | 281.7479 | 0 | 0.00615 | 0.074 | 0.02596 | 0 | 0 | 0 | 0 | 0 | 0 | 0.0705 | 0.2574 | 19.8321 | 7.2612 | 244.0449 | 0 | 0 | 0 | 0 | 16.4968 | 39.907 | 0 | 4.4517 | -11.2404 | 0.8541 | 12.5982 | 0.06 | -1 | -4.2 | 13.7076 | 0 | 0 | 25.2307 | 25.2307 | 25.2307 | 25.2307 | 29.338 | 10.9512 | 0 | 0 | 0 | 0 | 0 | 0 | 0 | 0 | 0 | 0 | 0 | 0 | 0 | 0 | 0 | -50 | 0 | 0 | 9.2789 | 0 | -317.4898 | 16.4242 | 0 | 68.1018 | 63.9493 | 90.5196 | 1183.382 | 31.8004 | 58.1165 | 0 | 0.5292 | -7.2585 | 8.626 | 3.074 | 0 | 1104.752 | 324.3269 | -396.1683 | 8.9934 | 6.38 | -1.72 | 15.0665 | 5.1728 | 2025-11-17 | 2025_11_17 Hr 15 | 59.112 | -0.000321 | -1104.752 | -374.2785 | 427.483 | 867.7102 | 170.7494 | 13.0877 | 0 | 100.9818 | 214.4208 | 112.0804 | 0 | 182.7729 | 281.7479 | 0 | 7.2612 | 19.8321 | 244.0449 | 0 | 132.0512 | 0
2025_11_17 Hr 16 | 2.0696 | 0.006345 | 0.17893 | 0 | 0 | 0 | 0 | 0 | 0 | 87.4292 | -14.5 | 0.1104 | 74 | 0 | 91.3864 | 91.3864 | 281.7479 | 0 | 0.00615 | 0.074 | 0.02596 | 0 | 0 | 0 | 0 | 0 | 0 | 0.0705 | 0.2574 | 29.2329 | 7.2612 | 244.0449 | 0 | 0 | 0 | 0 | 16.6287 | 40.2261 | 0 | 0 | -26.7136 | 0.8541 | 12.5982 | 0.06 | -1 | -4.2 | 13.7076 | 0 | 0 | 26.1144 | 26.1144 | 26.1144 | 26.1144 | 30.3655 | 13.8996 | 0 | 0 | 0 | 0 | 0 | 0 | 0 | 0 | 0 | 0 | 0 | 0 | 0 | 0 | 0 | -50 | 0 | 0 | 9.2789 | 0 | -314.167 | 16.4242 | 0 | 73.4131 | 69.0439 | 88.929 | 1211.381 | 31.9299 | 58.3531 | 0 | 0.5292 | -2.0696 | 8.626 | 3.074 | 0 | 1122.952 | 325.941 | -387.6566 | 8.9934 | 6.38 | -1.72 | 15.1278 | 5.1938 | 2025-11-17 | 2025_11_17 Hr 16 | 65.6183 | -0.000338 | -1122.952 | -390.8806 | 436.2138 | 887.5168 | 177.0139 | 13.0877 | 0 | 101.4329 | 222.2522 | 112.5288 | 0 | 182.7729 | 281.7479 | 0 | 7.2612 | 29.2329 | 244.0449 | 0 | 142.457 | 0
2025_11_17 Hr 17 | 0 | 0.00702 | 0.19796 | 3.5474 | 3.5621 | 3.5609 | 3.8089 | 3.8089 | 3.8089 | 113.6197 | -14.5 | 0.1104 | 83 | 0 | 91.3864 | 91.3864 | 281.7479 | 0 | 0.00615 | 0.074 | 0.02596 | 0 | 0 | 0 | 0 | 0 | 0 | 0.0705 | 0.2574 | 38.6405 | 7.2612 | 244.0449 | 0 | 0 | 0 | 0 | 17.6856 | 42.783 | 0 | 0 | -29.903 | 0.8541 | 12.5982 | 0 | -1 | -4.2 | 13.7076 | 0 | 0 | 33.1945 | 33.1945 | 33.1945 | 33.1945 | 38.5983 | 30.7476 | 0 | 0 | 0 | 0 | 0 | 0 | 0 | 0 | 0 | 0 | 0 | 0 | 0 | 0 | 0 | -50 | 0 | 0 | 9.2789 | 0 | -339.7691 | 16.4242 | 0 | 73.4131 | 69.0439 | 81.5544 | 1309.262 | 32.967 | 60.2484 | 0 | 0.5292 | 0 | 8.626 | 3.074 | 0 | 1214.108 | 345.938 | -411.1891 | 8.9934 | 6.38 | -1.72 | 15.6192 | 5.3625 | 2025-11-17 | 2025_11_17 Hr 17 | 76.196 | 0.000345 | -1214.108 | -419.6721 | 506.1642 | 919.0215 | 195.507 | 13.0877 | 0 | 105.0467 | 284.9962 | 116.1213 | 22.0972 | 182.7729 | 281.7479 | 0 | 7.2612 | 38.6405 | 244.0449 | 0 | 142.457 | 0
2025_11_17 Hr 18 | 0 | 0.004665 | 0.13155 | 3.5474 | 3.5621 | 3.5609 | 3.8089 | 3.8089 | 3.8089 | 126.423 | -14.5 | 0.1104 | 84 | 0 | 91.3864 | 91.3864 | 281.7479 | 0 | 0.00615 | 0.074 | 0.02596 | 0 | 0 | 0 | 0 | 0 | 0 | 0.0705 | 0.2574 | 45.674 | 7.2612 | 244.0449 | 0 | 0 | 0 | 0 | 18.2023 | 44.0329 | 0 | 0 | -28.913 | 0.8541 | 12.5982 | 0 | -1 | -4.2 | 13.7076 | 0 | 0 | 36.6557 | 36.6557 | 36.6557 | 36.6557 | 42.623 | 42.7518 | 0 | 0 | 0 | 0 | 0 | 0 | 0 | 0 | 0 | 0 | 0 | 0 | 0 | 0 | 0 | -50 | 0 | 0 | 9.2789 | 0 | -377.1503 | 16.4242 | 0 | 73.4131 | 69.0439 | 98.4726 | 1348.669 | 33.474 | 61.175 | 0 | 0.5292 | 0 | 8.626 | 3.074 | 0 | 1248.8 | 377.6143 | -448.5703 | 8.9934 | 6.38 | -1.72 | 15.8594 | 5.445 | 2025-11-17 | 2025_11_17 Hr 18 | 81.3131 | -6e-05 | -1248.8 | -456.0633 | 540.3598 | 926.0551 | 225.3606 | 13.0877 | 0 | 106.8133 | 315.6689 | 117.8776 | 22.0972 | 182.7729 | 281.7479 | 0 | 7.2612 | 45.674 | 244.0449 | 0 | 142.457 | 0
2025_11_17 Hr 19 | 0 | 0.00135 | 0.03807 | 3.5474 | 3.5621 | 3.5609 | 3.8089 | 3.8089 | 3.8089 | 114.9817 | -14.5 | 0.1104 | 91 | 0 | 91.3864 | 91.3864 | 281.7479 | 0 | 0.00615 | 0.074 | 0.02596 | 0 | 0 | 0 | 0 | 0 | 0 | 0.0705 | 0.2574 | 46.06 | 7.2612 | 244.0449 | 0 | 0 | 0 | 0 | 17.7406 | 42.9159 | 0 | 0 | -49.8989 | 0.8541 | 12.5982 | 0 | -1 | -4.2 | 13.7076 | 0 | 0 | 33.5628 | 33.5628 | 33.5628 | 33.5628 | 39.0265 | 50.6493 | 0 | 0 | 0 | 0 | 0 | 0 | 0 | 0 | 0 | 0 | 0 | 0 | 0 | 0 | 0 | -50 | 0 | 0 | 9.2789 | 0 | -405.7569 | 16.4242 | 0 | 73.4131 | 69.0439 | 136.9362 | 1319.973 | 33.0209 | 60.347 | 0 | 0.5292 | 0 | 8.626 | 3.074 | 0 | 1222.3 | 429.4027 | -477.1769 | 8.9934 | 6.38 | -1.72 | 15.6448 | 5.3713 | 2025-11-17 | 2025_11_17 Hr 19 | 74.6764 | -4.5e-05 | -1222.3 | -505.6558 | 509.802 | 926.4411 | 278.6249 | 13.0877 | 0 | 105.2346 | 288.2592 | 116.3082 | 22.0972 | 182.7729 | 281.7479 | 0 | 7.2612 | 46.06 | 244.0449 | 0 | 142.457 | 0
2025_11_17 Hr 20 | 0 | 0 | 0 | 3.5474 | 3.5621 | 3.5609 | 3.8089 | 3.8089 | 3.8089 | 105.9921 | -14.5 | 0.1104 | 92 | 0 | 91.3864 | 91.3864 | 281.7479 | 0 | 0.00615 | 0.074 | 0.02596 | 0 | 0 | 0 | 0 | 0 | 0 | 0.0705 | 0.2574 | 46.06 | 7.2612 | 244.0449 | 0 | 0 | 0 | 0 | 17.3778 | 42.0383 | 0 | 0 | -44.913 | 0.8541 | 12.5982 | 0 | -1 | -4.2 | 13.7076 | 0 | 0 | 31.1326 | 31.1326 | 31.1326 | 31.1326 | 36.2007 | 51.7023 | 0 | 0 | 0 | 0 | 0 | 0 | 0 | 0 | 0 | 0 | 0 | 0 | 0 | 0 | 0 | -50 | 0 | 0 | 9.2789 | 0 | -424.8076 | 16.4242 | 0 | 73.4131 | 69.0439 | 141.9972 | 1297.158 | 32.665 | 59.6964 | 0 | 0.5292 | 0 | 8.626 | 3.074 | 0 | 1191.3 | 435.2823 | -496.2276 | 8.9934 | 6.38 | -1.72 | 15.4761 | 5.3134 | 2025-11-17 | 2025_11_17 Hr 20 | 73.5538 | -7e-05 | -1191.3 | -519.7206 | 485.7923 | 926.4411 | 285.6995 | 13.0877 | 0 | 103.9942 | 266.723 | 115.0751 | 22.0972 | 182.7729 | 281.7479 | 0 | 7.2612 | 46.06 | 244.0449 | 0 | 142.457 | 0
2025_11_17 Hr 21 | 0 | 0 | 0 | 3.5474 | 3.5621 | 3.5609 | 3.8089 | 3.8089 | 3.8089 | 93.6947 | -14.5 | 0.1104 | 91 | 0 | 91.3864 | 91.3864 | 281.7479 | 0 | 0.00615 | 0.074 | 0.02596 | 0 | 0 | 0 | 0 | 0 | 0 | 0.0705 | 0.2574 | 45.9947 | 7.2612 | 244.0449 | 0 | 0 | 0 | 0 | 16.8815 | 40.8378 | 0 | 0 | -43.5436 | 0.8541 | 12.5982 | 0 | -1 | -4.2 | 13.7076 | 0 | 0 | 27.8081 | 27.8081 | 27.8081 | 27.8081 | 32.335 | 47.7009 | 0 | 0 | 0 | 0 | 0 | 0 | 0 | 0 | 0 | 0 | 0 | 0 | 0 | 0 | 0 | -50 | 0 | 0 | 9.2789 | 0 | -428.4781 | 16.4242 | 0 | 73.4131 | 69.0439 | 143.0094 | 1265.935 | 32.178 | 58.8065 | 0 | 0.5292 | 0 | 8.626 | 3.074 | 0 | 1152.1 | 429.6062 | -499.8981 | 8.9934 | 6.38 | -1.72 | 15.2454 | 5.2342 | 2025-11-17 | 2025_11_17 Hr 21 | 70.068 | -2.2e-05 | -1152.1 | -522.0217 | 452.9478 | 926.3758 | 281.7103 | 13.0877 | 0 | 102.2974 | 237.2622 | 113.3882 | 22.0972 | 182.7729 | 281.7479 | 0 | 7.2612 | 45.9947 | 244.0449 | 0 | 142.457 | 0
2025_11_17 Hr 22 | 0 | 0 | 0 | 3.5474 | 3.5621 | 3.5609 | 3.8089 | 3.8089 | 3.8089 | 61.4722 | -14.5 | 0.1104 | 92 | 0 | 91.3864 | 91.3864 | 281.7479 | 0 | 0.00615 | 0.074 | 0.02596 | 0 | 0 | 0 | 0 | 0 | 0 | 0.0705 | 0.2574 | 44.6892 | 7.2612 | 244.0449 | 0 | 0 | 0 | 0 | 15.5811 | 37.692 | 0 | 0.71165 | -14.7742 | 0.8541 | 12.5982 | 0 | -1 | -4.2 | 13.7076 | 0 | 0 | 19.0973 | 19.0973 | 19.0973 | 19.0973 | 22.2062 | 39.6981 | 0 | 0 | 0 | 0 | 0 | 0 | 0 | 0 | 0 | 0 | 0 | 0 | 0 | 0 | 0 | -50 | 0 | 0 | 9.2789 | 0 | -426.9424 | 16.4242 | 0 | 73.4131 | 69.0439 | 132.4536 | 1182.989 | 30.902 | 56.4746 | 0 | 0.5292 | 0 | 8.626 | 3.074 | 0 | 1078.192 | 407.6276 | -498.3624 | 8.9934 | 6.38 | -1.72 | 14.6409 | 5.0266 | 2025-11-17 | 2025_11_17 Hr 22 | 66.5699 | -0.0003399 | -1078.192 | -491.005 | 366.887 | 925.0703 | 264.1517 | 13.0877 | 0 | 97.8512 | 160.0675 | 108.9682 | 22.0972 | 182.7729 | 281.7479 | 0 | 7.2612 | 44.6892 | 244.0449 | 0 | 142.457 | 0
2025_11_17 Hr 23 | 0 | 0 | 0 | 3.5474 | 3.5621 | 3.5609 | 3.8089 | 3.8089 | 3.8089 | 38.5703 | 0 | 0.1104 | 94 | 0 | 91.3864 | 91.3864 | 283.5925 | 0 | 0.00615 | 0.074 | 0.02596 | 0 | 0 | 0 | 0 | 0 | 0 | 0.0705 | 0.2574 | 46.06 | 7.2612 | 245.025 | 0 | 0 | 0 | 0 | 14.5226 | 35.1313 | 0 | 5.1658 | 0 | 0.8541 | 12.5982 | 0 | -1 | -4.2 | 13.7076 | 0 | 0 | 12.0066 | 12.0066 | 12.0066 | 12.0066 | 13.9611 | 38.7504 | 0 | 0 | 0 | 0 | 0 | 0 | 0 | 0 | 0 | 0 | 0 | 0 | 0 | 0 | 0 | 0 | -50 | 0 | 9.2789 | 0 | -447.4241 | 16.4242 | 0 | 74.1091 | 69.6985 | 115.5354 | 1125.406 | 29.8634 | 54.5764 | 0 | 0.5292 | 0 | 8.626 | 3.074 | 0 | 1014.392 | 388.1638 | -504.3441 | 8.9934 | 6.38 | -1.72 | 14.1487 | 4.8577 | 2025-11-17 | 2025_11_17 Hr 23 | 74.8931 | -0.000308 | -1014.392 | -492.2583 | 314.6601 | 930.6164 | 248.2858 | 13.0877 | 0 | 94.232 | 100.5577 | 119.8703 | 22.0972 | 182.7729 | 283.5925 | 0 | 7.2612 | 46.06 | 245.025 | 0 | 143.8077 | 0
2025_11_17 Hr 24 | 0 | 0 | 0 | 3.5474 | 3.5621 | 3.5609 | 3.8089 | 3.8089 | 3.8089 | 36.6934 | 0 | 0.1104 | 95 | 0 | 91.3864 | 91.3864 | 283.5925 | 0 | 0.00615 | 0.074 | 0.02596 | 0 | 0 | 0 | 0 | 0 | 0 | 0.0705 | 0.2574 | 46.06 | 7.2612 | 245.025 | 0 | 0 | 0 | 0 | 13.7672 | 33.3039 | 0 | 5.5902 | 0 | 0.8541 | 12.5982 | 0 | -1 | -4.2 | 13.7076 | 0 | 0 | 6.9463 | 6.9463 | 6.9463 | 6.9463 | 8.0771 | 42.7518 | 0 | 0 | 0 | 0 | 0 | 0 | 0 | 0 | 0 | 0 | 0 | 0 | 0 | 0 | 0 | 0 | -50 | 0 | 9.2789 | 0 | -463.5252 | 16.4242 | 0 | 74.1091 | 69.6985 | 100.0632 | 1094.821 | 29.1221 | 53.2218 | 0 | 0.5292 | 0 | 8.626 | 3.074 | 0 | 955.0917 | 375.1254 | -520.4452 | 8.9934 | 6.38 | -1.72 | 13.7976 | 4.7371 | 2025-11-17 | 2025_11_17 Hr 24 | 73.2791 | -1.8e-05 | -955.0917 | -507.935 | 281.5075 | 930.6164 | 237.815 | 13.0877 | 0 | 91.6492 | 72.5556 | 117.3027 | 22.0972 | 182.7729 | 283.5925 | 0 | 7.2612 | 46.06 | 245.025 | 0 | 143.8077 | 0
2025_11_18 Hr 01 | 0 | 0 | 0 | 0 | 0 | 0 | 0 | 0 | 0 | 36.6934 | 0 | 0.1104 | 95 | 0 | 91.3864 | 91.3864 | 283.5925 | 0 | 0.00615 | 0.074 | 0.02596 | 0 | 0 | 0 | 0 | 0 | 0 | 0.0705 | 0.2574 | 46.06 | 7.2612 | 245.025 | 0 | 0 | 0 | 0 | 13.1781 | 31.8685 | 0 | 10.5494 | 0 | 0.8541 | 12.6053 | 0.06 | -1 | -4.2 | 13.7294 | 0 | 0 | 2.5871 | 2.5871 | 2.5871 | 2.5871 | 3.0083 | 44.6472 | 0 | 0 | 0 | 0 | 0 | 0 | 0 | 0 | 0 | 0 | 0 | 0 | 0 | 0 | 0 | 0 | -50 | 0 | 9.294 | 0 | -449.2538 | 16.73 | 0 | 74.1091 | 69.6985 | 80.976 | 1048.234 | 28.9941 | 53.007 | 0 | 0.5292 | 0 | 8.626 | 3.074 | 0 | 910.4517 | 357.8418 | -506.1738 | 8.9897 | 6.38 | -1.72 | 13.7614 | 4.7185 | 2025-11-18 | 2025_11_18 Hr 01 | 73.3627 | -2.9e-05 | -910.4517 | -488.7044 | 256.9259 | 908.5192 | 220.6232 | 13.0877 | 0 | 89.6649 | 50.0501 | 117.2109 | 0 | 182.7729 | 283.5925 | 0 | 7.2612 | 46.06 | 245.025 | 0 | 143.8077 | 0
2025_11_18 Hr 02 | 0 | 0 | 0 | 0 | 0 | 0 | 0 | 0 | 0 | 36.6934 | 0 | 0.1104 | 94 | 0 | 91.3864 | 91.3864 | 283.5925 | 0 | 0.00615 | 0.074 | 0.02596 | 0 | 0 | 0 | 0 | 0 | 0 | 0.0705 | 0.2574 | 46.06 | 7.2612 | 245.025 | 0 | 0 | 0 | 0 | 12.7452 | 30.8217 | 0 | 0 | -10.7993 | 0.8541 | 12.6053 | 1.86 | -1 | -4.2 | 13.7294 | 0 | 0 | 0.19794 | 0.19794 | 0.19794 | 0.19794 | 0.23016 | 48.6486 | 0 | 0 | 0 | 0 | 0 | 0 | 0 | 0 | 0 | 0 | 0 | 0 | 0 | 0 | 0 | 0 | -50 | 0 | 9.294 | 0 | -394.6073 | 16.73 | 0 | 74.1091 | 69.6985 | 64.4916 | 1034.42 | 28.5635 | 52.2199 | 0 | 0.5292 | 0 | 8.626 | 3.074 | 0 | 914.96 | 342.8668 | -451.5273 | 8.9897 | 6.38 | -1.72 | 13.557 | 4.6484 | 2025-11-18 | 2025_11_18 Hr 02 | 73.2406 | 2.6e-06 | -914.96 | -455.4066 | 241.6194 | 908.5192 | 207.1402 | 13.0877 | 0 | 88.1853 | 37.7153 | 115.7189 | 0 | 182.7729 | 283.5925 | 0 | 7.2612 | 46.06 | 245.025 | 0 | 143.8077 | 0
2025_11_18 Hr 03 | 0 | 0 | 0 | 0 | 0 | 0 | 0 | 0 | 0 | 36.6934 | 0 | 0.1104 | 94 | 0 | 91.3864 | 91.3864 | 283.5925 | 0 | 0.00615 | 0.074 | 0.02596 | 0 | 0 | 0 | 0 | 0 | 0 | 0.0705 | 0.2574 | 46.06 | 7.2612 | 245.025 | 0 | 0 | 0 | 0 | 12.4892 | 30.2027 | 0 | 4.8297 | 0 | 0.8541 | 12.6053 | 2.76 | -1 | -4.2 | 13.7294 | 0 | 0 | 0 | 0 | 0 | 0 | 0 | 50.6493 | 0 | 0 | 0 | 0 | 0 | 0 | 0 | 0 | 0 | 0 | 0 | 0 | 0 | 0 | 0 | 0 | -50 | 0 | 9.294 | 0 | -385.1278 | 16.73 | 0 | 74.1091 | 69.6985 | 26.4618 | 1032.523 | 28.3089 | 51.7544 | 0 | 0.5292 | 0 | 8.626 | 3.074 | 0 | 901.26 | 305.9553 | -442.0478 | 8.9897 | 6.38 | -1.72 | 13.4361 | 4.607 | 2025-11-18 | 2025_11_18 Hr 03 | 74.3594 | -2e-06 | -901.26 | -430.2981 | 238.8401 | 908.5192 | 171.1111 | 13.0877 | 0 | 87.3102 | 36.6934 | 114.8365 | 0 | 182.7729 | 283.5925 | 0 | 7.2612 | 46.06 | 245.025 | 0 | 143.8077 | 0
2025_11_18 Hr 04 | 0 | 0 | 0 | 0 | 0 | 0 | 0 | 0 | 0 | 36.6934 | 0 | 0.1104 | 94 | 0 | 91.3864 | 91.3864 | 283.5925 | 0 | 0.00615 | 0.074 | 0.02596 | 0 | 0 | 0 | 0 | 0 | 0 | 0.0705 | 0.2574 | 46.06 | 7.2612 | 245.025 | 0 | 0 | 0 | 0 | 12.7794 | 30.9043 | 0 | 26.9126 | 0 | 0.8541 | 12.6053 | 1.635 | -1 | -4.2 | 13.7294 | 0 | 0 | 0.43975 | 0.43975 | 0.43975 | 0.43975 | 0.51134 | 51.7023 | 0 | 0 | 0 | 0 | 0 | 0 | 0 | 0 | 0 | 0 | 0 | 0 | 0 | 0 | 0 | 0 | -50 | 0 | 9.294 | 0 | -387.1703 | 16.73 | 0 | 74.1091 | 69.6985 | 10.9896 | 1035.785 | 28.5975 | 52.282 | 0 | 0.5292 | 0 | 8.626 | 3.074 | 0 | 911.1433 | 292.5361 | -444.0903 | 8.9897 | 6.38 | -1.72 | 13.5731 | 4.654 | 2025-11-18 | 2025_11_18 Hr 04 | 74.3594 | 3.52e-05 | -911.1433 | -410.2577 | 243.1022 | 908.5192 | 156.6919 | 13.0877 | 0 | 88.3019 | 38.9637 | 115.8365 | 0 | 182.7729 | 283.5925 | 0 | 7.2612 | 46.06 | 245.025 | 0 | 143.8077 | 0
2025_11_18 Hr 05 | 0 | 0 | 0 | 3.5474 | 3.5621 | 3.5609 | 3.8089 | 3.8089 | 3.8089 | 36.6934 | 0 | 0.1104 | 90 | 0 | 91.3864 | 91.3864 | 283.5925 | 0 | 0.00615 | 0.074 | 0.02596 | 0 | 0 | 0 | 0 | 0 | 0 | 0.0705 | 0.2574 | 46.06 | 7.2612 | 245.025 | 0 | 0 | 0 | 0 | 13.5691 | 32.814 | 0 | 23.9969 | 0 | 0.8541 | 12.6053 | 0 | -1 | -4.2 | 13.7294 | 0 | 0 | 5.2427 | 5.2427 | 5.2427 | 5.2427 | 6.0962 | 58.6521 | 0 | 0 | 0 | 0 | 0 | 0 | 0 | 0 | 0 | 0 | 0 | 0 | 0 | 0 | 0 | 0 | -50 | 0 | 9.294 | 0 | -415.6548 | 16.73 | 0 | 74.1091 | 69.6985 | 10.9896 | 1085.378 | 29.3829 | 53.718 | 0 | 0.5292 | 0 | 8.626 | 3.074 | 0 | 935.0084 | 298.208 | -472.5748 | 8.9897 | 6.38 | -1.72 | 13.9459 | 4.7818 | 2025-11-18 | 2025_11_18 Hr 05 | 75.7483 | -6.7e-05 | -935.0084 | -441.6579 | 273.3204 | 930.6164 | 159.6417 | 13.0877 | 0 | 91.0013 | 63.7605 | 118.5586 | 22.0972 | 182.7729 | 283.5925 | 0 | 7.2612 | 46.06 | 245.025 | 0 | 143.8077 | 0
2025_11_18 Hr 06 | 0 | 0 | 0 | 3.5474 | 3.5621 | 3.5609 | 3.8089 | 3.8089 | 3.8089 | 40.4394 | 0 | 0.1104 | 90 | 0 | 91.3864 | 91.3864 | 283.5925 | 0 | 0.00615 | 0.074 | 0.02596 | 0 | 0 | 0 | 0 | 0 | 0 | 0.0705 | 0.2574 | 46.06 | 7.2612 | 245.025 | 0 | 0 | 0 | 0 | 14.5791 | 35.2565 | 0 | 15.7988 | -0.78695 | 0.8541 | 12.6053 | 0 | -1 | -4.2 | 13.7294 | 0 | 0 | 12.1031 | 12.1031 | 12.1031 | 12.1031 | 14.0733 | 50.6493 | 0 | 0 | 0 | 0 | 0 | 0 | 0 | 0 | 0 | 0 | 0 | 0 | 0 | 0 | 0 | 0 | -50 | 0 | 9.294 | 0 | -357.5406 | 16.73 | 0 | 74.1091 | 69.6985 | 8.5314 | 1127.995 | 30.3875 | 55.5546 | 0 | 0.5292 | 0 | 8.626 | 3.074 | 0 | 1019.775 | 291.2285 | -414.4606 | 8.9897 | 6.38 | -1.72 | 14.4227 | 4.9453 | 2025-11-18 | 2025_11_18 Hr 06 | 80.8345 | 3.33e-05 | -1019.775 | -392.5287 | 319.4189 | 930.6164 | 149.1807 | 13.0877 | 0 | 94.4538 | 102.925 | 122.0401 | 22.0972 | 182.7729 | 283.5925 | 0 | 7.2612 | 46.06 | 245.025 | 0 | 143.8077 | 0
2025_11_18 Hr 07 | 0 | 0 | 0 | 3.5474 | 3.5621 | 3.5609 | 3.8089 | 3.8089 | 3.8089 | 83.0768 | -14.5 | 0.1104 | 88 | 0 | 91.3864 | 91.3864 | 281.7479 | 0 | 0.00615 | 0.074 | 0.02596 | 0 | 0 | 0 | 0 | 0 | 0 | 0.0705 | 0.2574 | 46.06 | 7.2612 | 244.0449 | 0 | 0 | 0 | 0 | 16.4656 | 39.8188 | 0 | 2.1072 | -22.716 | 0.8541 | 12.6053 | 0 | -1 | -4.2 | 13.7294 | 0 | 0 | 24.9174 | 24.9174 | 24.9174 | 24.9174 | 28.9738 | 59.5998 | 0 | 0 | 0 | 0 | 0 | 0 | 0 | 0 | 0 | 0 | 0 | 0 | 0 | 0 | 0 | -50 | 0 | 0 | 9.294 | 0 | -329.5937 | 16.73 | 0 | 73.4131 | 69.0439 | 2.0244 | 1239.064 | 32.264 | 58.9852 | 0 | 0.5292 | 0 | 8.626 | 3.074 | 0 | 1115.617 | 298.1751 | -401.0137 | 8.9897 | 6.38 | -1.72 | 15.3133 | 5.2507 | 2025-11-18 | 2025_11_18 Hr 07 | 76.7757 | -0.000359 | -1115.617 | -400.2025 | 426.6662 | 926.4411 | 149.6242 | 13.0877 | 0 | 100.9027 | 211.7203 | 114.0432 | 22.0972 | 182.7729 | 281.7479 | 0 | 7.2612 | 46.06 | 244.0449 | 0 | 142.457 | 0
2025_11_18 Hr 08 | 0 | 0 | 0 | 3.5474 | 3.5621 | 3.5609 | 3.8089 | 3.8089 | 3.8089 | 111.2741 | -14.5 | 0.1104 | 90 | 0 | 91.3864 | 91.3864 | 281.7479 | 0 | 0.00615 | 0.074 | 0.02596 | 0 | 0 | 0 | 0 | 0 | 0 | 0.0705 | 0.2574 | 45.9947 | 7.2612 | 244.0449 | 0 | 0 | 0 | 0 | 17.5873 | 42.5314 | 0 | 0 | -50.1258 | 0.8541 | 12.6053 | 0 | -1 | -4.2 | 13.7294 | 0 | 0 | 32.5365 | 32.5365 | 32.5365 | 32.5365 | 37.8332 | 61.6005 | 0 | 0 | 0 | 0 | 0 | 0 | 0 | 0 | 0 | 0 | 0 | 0 | 0 | 0 | 0 | -50 | 0 | 0 | 9.294 | 0 | -332.6505 | 16.73 | 0 | 73.4131 | 69.0439 | 1.0122 | 1310.366 | 33.3797 | 61.0249 | 0 | 0.5292 | 0 | 8.626 | 3.074 | 0 | 1161.2 | 305.0301 | -404.0705 | 8.9897 | 6.38 | -1.72 | 15.8429 | 5.4322 | 2025-11-18 | 2025_11_18 Hr 08 | 76.1741 | 1.5e-05 | -1161.2 | -432.7763 | 501.9001 | 926.3758 | 152.6127 | 13.0877 | 0 | 104.737 | 279.2533 | 117.9097 | 22.0972 | 182.7729 | 281.7479 | 0 | 7.2612 | 45.9947 | 244.0449 | 0 | 142.457 | 0
2025_11_18 Hr 09 | 2.0729 | 0.000135 | 0.003807 | 3.5474 | 3.5621 | 3.5609 | 3.8089 | 3.8089 | 3.8089 | 98.1699 | -14.5 | 0.1104 | 84 | 0 | 91.3864 | 91.3864 | 281.7479 | 0 | 0.00615 | 0.074 | 0.02596 | 0 | 0 | 0 | 0 | 0 | 0 | 0.0705 | 0.2574 | 46.06 | 7.2612 | 244.0449 | 0 | 0 | 0 | 0 | 17.066 | 41.2707 | 0 | 0 | -27.9788 | 0.8541 | 12.6053 | 0 | -1 | -4.2 | 13.7294 | 0 | 0 | 28.9957 | 28.9957 | 28.9957 | 28.9957 | 33.7159 | 53.5977 | 0 | 0 | 0 | 0 | 0 | 0 | 0 | 0 | 0 | 0 | 0 | 0 | 0 | 0 | 0 | -50 | 0 | 0 | 9.294 | 0 | -297.1137 | 16.73 | 0 | 73.4131 | 69.0439 | 0.4338 | 1277.269 | 32.8612 | 60.077 | 0 | 0.5292 | -2.0729 | 8.626 | 3.074 | 0 | 1169.408 | 290.7251 | -370.6066 | 8.9897 | 6.38 | -1.72 | 15.5968 | 5.3479 | 2025-11-18 | 2025_11_18 Hr 09 | 79.2319 | 0.000276 | -1169.408 | -375.0925 | 466.9365 | 926.4411 | 138.0354 | 13.0877 | 0 | 102.9551 | 247.8687 | 116.1128 | 22.0972 | 182.7729 | 281.7479 | 0 | 7.2612 | 46.06 | 244.0449 | 0 | 142.457 | 0
2025_11_18 Hr 10 | 2.0713 | 0.002835 | 0.079947 | 0 | 0 | 0 | 0 | 0 | 0 | 106.048 | -14.5 | 0.1104 | 73 | 0 | 91.3864 | 91.3864 | 281.7479 | 0 | 0.00615 | 0.074 | 0.02596 | 0 | 0 | 0 | 0 | 0 | 0 | 0.0705 | 0.2574 | 45.0808 | 7.2612 | 244.0449 | 0 | 0 | 0 | 0 | 17.3794 | 42.0286 | 0 | 0 | -36.0872 | 0.8541 | 12.6053 | 0.06 | -1 | -4.2 | 13.7294 | 0 | 0 | 31.1244 | 31.1244 | 31.1244 | 31.1244 | 36.1912 | 48.6486 | 0 | 0 | 0 | 0 | 0 | 0 | 0 | 0 | 0 | 0 | 0 | 0 | 0 | 0 | 0 | -50 | 0 | 0 | 9.294 | 0 | -260.7038 | 16.73 | 0 | 73.4131 | 69.0439 | 7.5192 | 1274.208 | 33.1729 | 60.6469 | 0 | 0.5292 | -2.0713 | 8.626 | 3.074 | 0 | 1186.868 | 282.9427 | -334.1951 | 8.9897 | 6.38 | -1.72 | 15.7447 | 5.3986 | 2025-11-18 | 2025_11_18 Hr 10 | 66.6285 | 0.000313 | -1186.868 | -346.791 | 487.9563 | 903.3647 | 129.2506 | 13.0877 | 0 | 104.0264 | 266.7368 | 117.1931 | 0 | 182.7729 | 281.7479 | 0 | 7.2612 | 45.0808 | 244.0449 | 0 | 142.457 | 0
2025_11_18 Hr 11 | 3.0994 | 0.006345 | 0.17893 | 0 | 0 | 0 | 0 | 0 | 0 | 99.3399 | -14.5 | 0.1104 | 69 | 0 | 91.3864 | 91.3864 | 281.7479 | 0 | 0.00615 | 0.074 | 0.02596 | 0 | 0 | 0 | 0 | 0 | 0 | 0.0705 | 0.2574 | 43.7104 | 7.2612 | 244.0449 | 0 | 0 | 0 | 0 | 17.1126 | 41.3833 | 0 | 0 | -47.5143 | 0.8541 | 12.6053 | 0.06 | -1 | -4.2 | 13.7294 | 0 | 0 | 29.3118 | 29.3118 | 29.3118 | 29.3118 | 34.0836 | 45.7002 | 0 | 0 | 0 | 0 | 0 | 0 | 0 | 0 | 0 | 0 | 0 | 0 | 0 | 0 | 0 | -50 | 0 | 0 | 9.294 | 0 | -240.6694 | 16.73 | 0 | 73.4131 | 69.0439 | 14.0262 | 1255.958 | 32.9075 | 60.1616 | 0 | 0.5292 | -3.0994 | 8.626 | 3.074 | 0 | 1175.868 | 282.6131 | -315.1888 | 8.9897 | 6.38 | -1.72 | 15.6188 | 5.3554 | 2025-11-18 | 2025_11_18 Hr 11 | 66.6099 | 0.0003 | -1175.868 | -338.1837 | 470.0583 | 901.9943 | 128.9117 | 13.0877 | 0 | 103.1142 | 250.6709 | 116.2732 | 0 | 182.7729 | 281.7479 | 0 | 7.2612 | 43.7104 | 244.0449 | 0 | 142.457 | 0
2025_11_18 Hr 12 | 2.5903 | 0.008655 | 0.24407 | 0 | 0 | 0 | 0 | 0 | 0 | 102.928 | -14.5 | 0.1104 | 73 | 0 | 91.3864 | 91.3864 | 281.7479 | 0 | 0.00615 | 0.074 | 0.02596 | 0 | 0 | 0 | 0 | 0 | 0 | 0.0705 | 0.2574 | 45.0817 | 7.2612 | 244.0449 | 0 | 0 | 0 | 0 | 17.2553 | 41.7285 | 0 | 0 | -37.8118 | 0.8541 | 12.6053 | 0.06 | -1 | -4.2 | 13.7294 | 0 | 0 | 30.2814 | 30.2814 | 30.2814 | 30.2814 | 35.2109 | 48.6486 | 0 | 0 | 0 | 0 | 0 | 0 | 0 | 0 | 0 | 0 | 0 | 0 | 0 | 0 | 0 | -50 | 0 | 0 | 9.294 | 0 | -275.7483 | 16.73 | 0 | 73.4131 | 69.0439 | 0.4338 | 1266.476 | 33.0495 | 60.4211 | 0 | 0.5292 | -2.5903 | 8.626 | 3.074 | 0 | 1154.86 | 275.9543 | -349.7586 | 8.9897 | 6.38 | -1.72 | 15.6862 | 5.3785 | 2025-11-18 | 2025_11_18 Hr 12 | 69.6801 | 6e-06 | -1154.86 | -363.5601 | 479.6317 | 903.3656 | 122.3351 | 13.0877 | 0 | 103.6021 | 259.2643 | 116.7653 | 0 | 182.7729 | 281.7479 | 0 | 7.2612 | 45.0817 | 244.0449 | 0 | 142.457 | 0
2025_11_18 Hr 13 | 4.1392 | 0.01011 | 0.2851 | 0 | 0 | 0 | 0 | 0 | 0 | 106.009 | -14.5 | 0.1104 | 76 | 0 | 91.3864 | 91.3864 | 281.7479 | 0 | 0.00615 | 0.074 | 0.02596 | 0 | 0 | 0 | 0 | 0 | 0 | 0.0705 | 0.2574 | 43.1238 | 7.2612 | 244.0449 | 0 | 0 | 0 | 0 | 17.3779 | 42.0249 | 0 | 0 | -31.6261 | 0.8541 | 12.6053 | 0.06 | -1 | -4.2 | 13.7294 | 0 | 0 | 31.1139 | 31.1139 | 31.1139 | 31.1139 | 36.1789 | 42.7518 | 0 | 0 | 0 | 0 | 0 | 0 | 0 | 0 | 0 | 0 | 0 | 0 | 0 | 0 | 0 | -50 | 0 | 0 | 9.294 | 0 | -274.1079 | 16.73 | 0 | 73.4131 | 69.0439 | 2.0244 | 1272.357 | 33.1714 | 60.644 | 0 | 0.5292 | -4.1392 | 8.626 | 3.074 | 0 | 1167.685 | 276.621 | -349.6671 | 8.9897 | 6.38 | -1.72 | 15.744 | 5.3983 | 2025-11-18 | 2025_11_18 Hr 13 | 67.8264 | -3.8e-05 | -1167.685 | -355.734 | 487.8522 | 901.4076 | 121.0714 | 13.0877 | 0 | 104.0211 | 266.6434 | 117.1877 | 0 | 182.7729 | 281.7479 | 0 | 7.2612 | 43.1238 | 244.0449 | 0 | 142.457 | 0
2025_11_18 Hr 14 | 2.0729 | 0.010755 | 0.30329 | 0 | 0 | 0 | 0 | 0 | 0 | 88.4588 | -14.5 | 0.1104 | 70 | 0 | 91.3864 | 91.3864 | 281.7479 | 0 | 0.00615 | 0.074 | 0.02596 | 0 | 0 | 0 | 0 | 0 | 0 | 0.0705 | 0.2574 | 41.7533 | 7.2612 | 244.0449 | 0 | 0 | 0 | 0 | 16.6797 | 40.3365 | 0 | 0 | -16.5318 | 0.8541 | 12.6053 | 0.06 | -1 | -4.2 | 13.7294 | 0 | 0 | 26.3717 | 26.3717 | 26.3717 | 26.3717 | 30.6648 | 30.7476 | 0 | 0 | 0 | 0 | 0 | 0 | 0 | 0 | 0 | 0 | 0 | 0 | 0 | 0 | 0 | -50 | 0 | 0 | 9.294 | 0 | -234.236 | 16.73 | 0 | 73.4131 | 69.0439 | 11.4234 | 1226.586 | 32.477 | 59.3745 | 0 | 0.5292 | -2.0729 | 8.626 | 3.074 | 0 | 1165.868 | 263.5436 | -307.7289 | 8.9897 | 6.38 | -1.72 | 15.4144 | 5.2853 | 2025-11-18 | 2025_11_18 Hr 14 | 66.406 | 0.000305 | -1165.868 | -300.7678 | 441.0262 | 900.0372 | 112.485 | 13.0877 | 0 | 101.6345 | 224.6104 | 114.7812 | 0 | 182.7729 | 281.7479 | 0 | 7.2612 | 41.7533 | 244.0449 | 0 | 142.457 | 0
2025_11_18 Hr 15 | 3.0978 | 0.01029 | 0.29018 | 0 | 0 | 0 | 0 | 0 | 0 | 88.9658 | -14.5 | 0.1104 | 66 | 0 | 91.3864 | 91.3864 | 281.7479 | 0 | 0.00615 | 0.074 | 0.02596 | 0 | 0 | 0 | 0 | 0 | 0 | 0.0705 | 0.2574 | 32.3537 | 7.2612 | 244.0449 | 0 | 0 | 0 | 0 | 16.6999 | 40.3853 | 0 | 13.6219 | -1.068 | 0.8541 | 12.6053 | 0.06 | -1 | -4.2 | 13.7294 | 0 | 0 | 26.5087 | 26.5087 | 26.5087 | 26.5087 | 30.8241 | 28.8522 | 0 | 0 | 0 | 0 | 0 | 0 | 0 | 0 | 0 | 0 | 0 | 0 | 0 | 0 | 0 | -50 | 0 | 0 | 9.294 | 0 | -241.4675 | 16.73 | 0 | 69.3156 | 65.0909 | 16.0506 | 1210.406 | 32.497 | 59.4112 | 0 | 0.5292 | -3.0978 | 8.626 | 3.074 | 0 | 1170.343 | 263.3693 | -315.9853 | 8.9897 | 6.38 | -1.72 | 15.4239 | 5.2886 | 2025-11-18 | 2025_11_18 Hr 15 | 66.1765 | 0.000312 | -1170.343 | -278.9136 | 442.3789 | 882.5871 | 111.2033 | 13.0877 | 0 | 101.7035 | 225.8247 | 114.8507 | 0 | 182.7729 | 281.7479 | 0 | 7.2612 | 32.3537 | 244.0449 | 0 | 134.4065 | 0
2025_11_18 Hr 16 | 0.52072 | 0.009315 | 0.26268 | 3.5474 | 3.5621 | 3.5609 | 3.8089 | 3.8089 | 3.8089 | 92.8659 | -14.5 | 0.1104 | 56 | 0 | 91.3864 | 91.3864 | 281.7479 | 0 | 0.00615 | 0.074 | 0.02596 | 0 | 0 | 0 | 0 | 0 | 0 | 0.0705 | 0.2574 | 41.7592 | 7.2612 | 244.0449 | 0 | 0 | 0 | 0 | 16.855 | 40.7605 | 0 | 0 | -42.1454 | 0.8541 | 12.6053 | 0 | -1 | -4.2 | 13.7294 | 0 | 0 | 27.5625 | 27.5625 | 27.5625 | 27.5625 | 32.0494 | 31.8006 | 0 | 0 | 0 | 0 | 0 | 0 | 0 | 0 | 0 | 0 | 0 | 0 | 0 | 0 | 0 | -50 | 0 | 0 | 9.294 | 0 | -270.3003 | 16.73 | 0 | 73.4131 | 69.0439 | 32.9688 | 1259.802 | 32.6513 | 59.6933 | 0 | 0.5292 | -0.52072 | 8.626 | 3.074 | 0 | 1146.608 | 271.1926 | -342.241 | 8.9897 | 6.38 | -1.72 | 15.4972 | 5.3137 | 2025-11-18 | 2025_11_18 Hr 16 | 72.4596 | 0.000327 | -1146.608 | -362.4457 | 452.7847 | 922.1403 | 121.0414 | 13.0877 | 0 | 102.2338 | 235.1654 | 115.3855 | 22.0972 | 182.7729 | 281.7479 | 0 | 7.2612 | 41.7592 | 244.0449 | 0 | 142.457 | 0
2025_11_18 Hr 17 | 0 | 0.007515 | 0.21192 | 3.5474 | 3.5621 | 3.5609 | 3.8089 | 3.8089 | 3.8089 | 117.7091 | -14.5 | 0.1104 | 59 | 0 | 91.3864 | 91.3864 | 281.7479 | 0 | 0.00615 | 0.074 | 0.02596 | 0 | 0 | 0 | 0 | 0 | 0 | 0.0705 | 0.2574 | 46.06 | 7.2612 | 244.0449 | 0 | 0 | 0 | 0 | 17.8433 | 43.1504 | 0 | 0 | -28.4845 | 0.8541 | 12.6053 | 0 | -1 | -4.2 | 13.7294 | 0 | 0 | 34.2753 | 34.2753 | 34.2753 | 34.2753 | 39.855 | 42.7518 | 0 | 0 | 0 | 0 | 0 | 0 | 0 | 0 | 0 | 0 | 0 | 0 | 0 | 0 | 0 | -50 | 0 | 0 | 9.294 | 0 | -302.6529 | 16.73 | 0 | 73.4131 | 69.0439 | 16.4844 | 1326.931 | 33.6343 | 61.4904 | 0 | 0.5292 | 0 | 8.626 | 3.074 | 0 | 1195.917 | 271.5435 | -374.0729 | 8.9897 | 6.38 | -1.72 | 15.9637 | 5.4737 | 2025-11-18 | 2025_11_18 Hr 17 | 85.0345 | -0.0004 | -1195.917 | -381.1374 | 519.0695 | 926.4411 | 118.4556 | 13.0877 | 0 | 105.6121 | 294.6654 | 118.7921 | 22.0972 | 182.7729 | 281.7479 | 0 | 7.2612 | 46.06 | 244.0449 | 0 | 142.457 | 0
2025_11_18 Hr 18 | 0 | 0.00489 | 0.1379 | 3.5474 | 3.5621 | 3.5609 | 3.8089 | 3.8089 | 3.8089 | 131.4763 | -14.5 | 0.1104 | 64 | 0 | 91.3864 | 91.3864 | 281.7479 | 0 | 0.00615 | 0.074 | 0.02596 | 0 | 0 | 0 | 0 | 0 | 0 | 0.0705 | 0.2574 | 46.06 | 7.2612 | 244.0449 | 0 | 0 | 0 | 0 | 18.391 | 44.4749 | 0 | 0 | -91.2957 | 0.8541 | 12.6053 | 0 | -1 | -4.2 | 13.7294 | 0 | 0 | 37.9953 | 37.9953 | 37.9953 | 37.9953 | 44.1806 | 48.6486 | 0 | 0 | 0 | 0 | 0 | 0 | 0 | 0 | 0 | 0 | 0 | 0 | 0 | 0 | 0 | -50 | 0 | 0 | 9.294 | 0 | -303.0849 | 16.73 | 0 | 73.4131 | 69.0439 | 43.9584 | 1361.701 | 34.179 | 62.4863 | 0 | 0.5292 | 0 | 8.626 | 3.074 | 0 | 1207.7 | 311.7995 | -374.5049 | 8.9897 | 6.38 | -1.72 | 16.2223 | 5.5623 | 2025-11-18 | 2025_11_18 Hr 18 | 81.7596 | 1e-06 | -1207.7 | -444.3806 | 555.802 | 926.4411 | 156.7498 | 13.0877 | 0 | 107.4841 | 327.638 | 120.6799 | 22.0972 | 182.7729 | 281.7479 | 0 | 7.2612 | 46.06 | 244.0449 | 0 | 142.457 | 0
2025_11_18 Hr 19 | 0 | 0.001425 | 0.040185 | 3.5474 | 3.5621 | 3.5609 | 3.8089 | 3.8089 | 3.8089 | 125.2362 | -14.5 | 0.1104 | 62 | 0 | 91.3864 | 91.3864 | 281.7479 | 0 | 0.00615 | 0.074 | 0.02596 | 0 | 0 | 0 | 0 | 0 | 0 | 0.0705 | 0.2574 | 46.06 | 7.2612 | 244.0449 | 0 | 0 | 0 | 0 | 18.1427 | 43.8745 | 0 | 0 | -66.1557 | 0.8541 | 12.6053 | 0 | -1 | -4.2 | 13.7294 | 0 | 0 | 36.3092 | 36.3092 | 36.3092 | 36.3092 | 42.22 | 48.6486 | 0 | 0 | 0 | 0 | 0 | 0 | 0 | 0 | 0 | 0 | 0 | 0 | 0 | 0 | 0 | -50 | 0 | 0 | 9.294 | 0 | -295.2737 | 16.73 | 0 | 73.4131 | 69.0439 | 22.5576 | 1345.81 | 33.9322 | 62.0349 | 0 | 0.5292 | 0 | 8.626 | 3.074 | 0 | 1200.5 | 287.5396 | -366.6937 | 8.9897 | 6.38 | -1.72 | 16.1051 | 5.5221 | 2025-11-18 | 2025_11_18 Hr 19 | 81.2758 | -2.9e-05 | -1200.5 | -411.4294 | 539.1528 | 926.4411 | 133.2478 | 13.0877 | 0 | 106.6356 | 312.6929 | 119.8243 | 22.0972 | 182.7729 | 281.7479 | 0 | 7.2612 | 46.06 | 244.0449 | 0 | 142.457 | 0
2025_11_18 Hr 20 | 0 | 1.5e-05 | 0.000423 | 3.5474 | 3.5621 | 3.5609 | 3.8089 | 3.8089 | 3.8089 | 107.335 | -14.5 | 0.1104 | 48 | 0 | 91.3864 | 91.3864 | 281.7479 | 0 | 0.00615 | 0.074 | 0.02596 | 0 | 0 | 0 | 0 | 0 | 0 | 0.0705 | 0.2574 | 46.06 | 7.2612 | 244.0449 | 0 | 0 | 0 | 0 | 17.4306 | 42.1524 | 0 | 0 | -63.018 | 0.8541 | 12.6053 | 0 | -1 | -4.2 | 13.7294 | 0 | 0 | 31.4722 | 31.4722 | 31.4722 | 31.4722 | 36.5956 | 42.7518 | 0 | 0 | 0 | 0 | 0 | 0 | 0 | 0 | 0 | 0 | 0 | 0 | 0 | 0 | 0 | -50 | 0 | 0 | 9.294 | 0 | -273.8164 | 16.73 | 0 | 73.4131 | 69.0439 | 19.9548 | 1300.462 | 33.2238 | 60.7399 | 0 | 0.5292 | 0 | 8.626 | 3.074 | 0 | 1154.792 | 262.5839 | -345.2364 | 8.9897 | 6.38 | -1.72 | 15.7689 | 5.4069 | 2025-11-18 | 2025_11_18 Hr 20 | 80.3889 | -0.000362 | -1154.792 | -386.8344 | 491.3902 | 926.4411 | 110.707 | 13.0877 | 0 | 104.2014 | 269.8192 | 117.3696 | 22.0972 | 182.7729 | 281.7479 | 0 | 7.2612 | 46.06 | 244.0449 | 0 | 142.457 | 0
2025_11_18 Hr 21 | 0 | 0 | 0 | 3.5474 | 3.5621 | 3.5609 | 3.8089 | 3.8089 | 3.8089 | 92.0079 | -14.5 | 0.1104 | 31 | 0 | 91.3864 | 91.3864 | 281.7479 | 0 | 0.00615 | 0.074 | 0.02596 | 0 | 0 | 0 | 0 | 0 | 0 | 0.0705 | 0.2574 | 46.06 | 7.2612 | 244.0449 | 0 | 0 | 0 | 0 | 16.8209 | 40.6779 | 0 | 0 | -27.9666 | 0.8541 | 12.6053 | 0 | -1 | -4.2 | 13.7294 | 0 | 0 | 27.3307 | 27.3307 | 27.3307 | 27.3307 | 31.7799 | 48.6486 | 0 | 0 | 0 | 0 | 0 | 0 | 0 | 0 | 0 | 0 | 0 | 0 | 0 | 0 | 0 | -50 | 0 | 0 | 9.294 | 0 | -263.5223 | 16.73 | 0 | 73.4131 | 69.0439 | 2.0244 | 1261.669 | 32.6174 | 59.6312 | 0 | 0.5292 | 0 | 8.626 | 3.074 | 0 | 1130.208 | 231.4485 | -334.9423 | 8.9897 | 6.38 | -1.72 | 15.4811 | 5.3082 | 2025-11-18 | 2025_11_18 Hr 21 | 77.7094 | 0.000315 | -1130.208 | -341.4889 | 450.4954 | 926.4411 | 81.673 | 13.0877 | 0 | 102.1171 | 233.1104 | 115.2678 | 22.0972 | 182.7729 | 281.7479 | 0 | 7.2612 | 46.06 | 244.0449 | 0 | 142.457 | 0
2025_11_18 Hr 22 | 0 | 0 | 0 | 3.5474 | 3.5621 | 3.5609 | 3.8089 | 3.8089 | 3.8089 | 72.9757 | -14.5 | 0.1104 | 15 | 0 | 91.3864 | 91.3864 | 281.7479 | 0 | 0.00615 | 0.074 | 0.02596 | 0 | 0 | 0 | 0 | 0 | 0 | 0.0705 | 0.2574 | 46.06 | 7.2612 | 244.0449 | 0 | 0 | 0 | 0 | 16.0638 | 38.847 | 0 | 1.5402 | -4.4743 | 0.8541 | 12.6053 | 0 | -1 | -4.2 | 13.7294 | 0 | 0 | 22.1881 | 22.1881 | 22.1881 | 22.1881 | 25.8001 | 47.7009 | 0 | 0 | 0 | 0 | 0 | 0 | 0 | 0 | 0 | 0 | 0 | 0 | 0 | 0 | 0 | -50 | 0 | 0 | 9.294 | 0 | -282.9474 | 16.73 | 0 | 73.4131 | 69.0439 | 3.0366 | 1213.498 | 31.8643 | 58.2545 | 0 | 0.5292 | 0 | 8.626 | 3.074 | 0 | 1069.1 | 212.9033 | -354.3674 | 8.9897 | 6.38 | -1.72 | 15.1237 | 5.1856 | 2025-11-18 | 2025_11_18 Hr 22 | 72.6917 | -4.7e-05 | -1069.1 | -335.8815 | 399.7151 | 926.4411 | 65.7375 | 13.0877 | 0 | 99.5291 | 187.528 | 112.6581 | 22.0972 | 182.7729 | 281.7479 | 0 | 7.2612 | 46.06 | 244.0449 | 0 | 142.457 | 0
2025_11_18 Hr 23 | 0 | 0 | 0 | 3.5474 | 3.5621 | 3.5609 | 3.8089 | 3.8089 | 3.8089 | 42.7286 | 0 | 0.1104 | 6 | 0 | 91.3864 | 91.3864 | 283.5925 | 0 | 0.00615 | 0.074 | 0.02596 | 0 | 0 | 0 | 0 | 0 | 0 | 0.0705 | 0.2574 | 46.06 | 7.2612 | 245.025 | 0 | 0 | 0 | 0 | 14.7869 | 35.7592 | 0 | 29.3417 | 0 | 0.8541 | 12.6053 | 0 | -1 | -4.2 | 13.7294 | 0 | 0 | 13.5152 | 13.5152 | 13.5152 | 13.5152 | 15.7153 | 48.6486 | 0 | 0 | 0 | 0 | 0 | 0 | 0 | 0 | 0 | 0 | 0 | 0 | 0 | 0 | 0 | 0 | -50 | 0 | 9.294 | 0 | -309.9938 | 16.73 | 0 | 74.1091 | 69.6985 | 8.9652 | 1138.286 | 30.5943 | 55.9326 | 0 | 0.5292 | 0 | 8.626 | 3.074 | 0 | 1007.092 | 206.3782 | -366.9138 | 8.9897 | 6.38 | -1.72 | 14.5209 | 4.9789 | 2025-11-18 | 2025_11_18 Hr 23 | 81.156 | -0.000333 | -1007.092 | -330.6521 | 330.4258 | 930.6164 | 63.6138 | 13.0877 | 0 | 95.1645 | 112.5046 | 122.7567 | 22.0972 | 182.7729 | 283.5925 | 0 | 7.2612 | 46.06 | 245.025 | 0 | 143.8077 | 0
2025_11_18 Hr 24 | 0 | 0 | 0 | 3.5474 | 3.5621 | 3.5609 | 3.8089 | 3.8089 | 3.8089 | 36.6934 | 0 | 0.1104 | 2 | 0 | 91.3864 | 91.3864 | 283.5925 | 0 | 0.00615 | 0.074 | 0.02596 | 0 | 0 | 0 | 0 | 0 | 0 | 0.0705 | 0.2574 | 46.06 | 7.2612 | 245.025 | 0 | 0 | 0 | 0 | 14.0283 | 33.9246 | 0 | 19.3679 | 0 | 0.8541 | 12.6053 | 0 | -1 | -4.2 | 13.7294 | 0 | 0 | 8.362 | 8.362 | 8.362 | 8.362 | 9.7233 | 38.7504 | 0 | 0 | 0 | 0 | 0 | 0 | 0 | 0 | 0 | 0 | 0 | 0 | 0 | 0 | 0 | 0 | -50 | 0 | 9.294 | 0 | -316.6341 | 16.73 | 0 | 74.1091 | 69.6985 | 18.9426 | 1103.052 | 29.8397 | 54.553 | 0 | 0.5292 | 0 | 8.626 | 3.074 | 0 | 948.7083 | 199.8423 | -373.5541 | 8.9897 | 6.38 | -1.72 | 14.1627 | 4.8561 | 2025-11-18 | 2025_11_18 Hr 24 | 77.8573 | 3.5e-05 | -948.7083 | -347.2663 | 292.5775 | 930.6164 | 59.693 | 13.0877 | 0 | 92.5711 | 79.8647 | 120.1416 | 22.0972 | 182.7729 | 283.5925 | 0 | 7.2612 | 46.06 | 245.025 | 0 | 143.8077 | 0
2025_11_19 Hr 01 | 0 | 0 | 0 | 3.5474 | 3.5621 | 3.5609 | 3.8089 | 3.8089 | 3.8089 | 36.6934 | 0 | 0.1104 | 1 | 0 | 91.3864 | 91.3864 | 283.5925 | 0 | 0.00615 | 0.074 | 0.02596 | 0 | 0 | 0 | 0 | 0 | 0 | 0.0705 | 0.2574 | 46.06 | 7.2612 | 245.025 | 0 | 0 | 0 | 0 | 13.24 | 32.0079 | 0 | 26.0054 | 0 | 0.8541 | 12.6123 | 0 | -1 | -4.2 | 13.7512 | 0 | 0 | 2.8726 | 2.8726 | 2.8726 | 2.8726 | 3.3403 | 36.7497 | 0 | 0 | 0 | 0 | 0 | 0 | 0 | 0 | 0 | 0 | 0 | 0 | 0 | 0 | 0 | 0 | -50 | 0 | 9.3091 | 0 | -306.4214 | 17.1462 | 0 | 74.1091 | 69.6985 | 12.4356 | 1072.047 | 29.6953 | 54.3087 | 0 | 0.5292 | 0 | 8.626 | 3.074 | 0 | 925.0084 | 190.2973 | -363.3414 | 8.986 | 6.38 | -1.72 | 14.1191 | 4.8349 | 2025-11-19 | 2025_11_19 Hr 01 | 75.8062 | -6.4e-05 | -925.0084 | -330.416 | 261.5349 | 930.6164 | 50.1853 | 13.0877 | 0 | 89.9064 | 51.5242 | 120.1043 | 22.0972 | 182.7729 | 283.5925 | 0 | 7.2612 | 46.06 | 245.025 | 0 | 143.8077 | 0
2025_11_19 Hr 02 | 0 | 0 | 0 | 3.5474 | 3.5621 | 3.5609 | 3.8089 | 3.8089 | 3.8089 | 36.6934 | 0 | 0.1104 | 1 | 0 | 91.3864 | 91.3864 | 283.5925 | 0 | 0.00615 | 0.074 | 0.02596 | 0 | 0 | 0 | 0 | 0 | 0 | 0.0705 | 0.2574 | 46.06 | 7.2612 | 245.025 | 0 | 0 | 0 | 0 | 13.1943 | 31.8974 | 0 | 25.0367 | 0 | 0.8541 | 12.6123 | 0 | -1 | -4.2 | 13.7512 | 0 | 0 | 2.5559 | 2.5559 | 2.5559 | 2.5559 | 2.972 | 41.6988 | 0 | 0 | 0 | 0 | 0 | 0 | 0 | 0 | 0 | 0 | 0 | 0 | 0 | 0 | 0 | 0 | -50 | 0 | 9.3091 | 0 | -334.3001 | 17.1462 | 0 | 74.1091 | 69.6985 | 9.9774 | 1070.256 | 29.6489 | 54.2239 | 0 | 0.5292 | 0 | 8.626 | 3.074 | 0 | 896.7 | 192.6275 | -391.2201 | 8.986 | 6.38 | -1.72 | 14.0971 | 4.8274 | 2025-11-19 | 2025_11_19 Hr 02 | 75.5875 | 2e-06 | -896.7 | -359.2634 | 259.583 | 930.6164 | 52.6762 | 13.0877 | 0 | 89.7502 | 49.8892 | 119.9436 | 22.0972 | 182.7729 | 283.5925 | 0 | 7.2612 | 46.06 | 245.025 | 0 | 143.8077 | 0
2025_11_19 Hr 03 | 0 | 0 | 0 | 3.5474 | 3.5621 | 3.5609 | 3.8089 | 3.8089 | 3.8089 | 36.6934 | 0 | 0.1104 | 3 | 0 | 91.3864 | 91.3864 | 283.5925 | 0 | 0.00615 | 0.074 | 0.02596 | 0 | 0 | 0 | 0 | 0 | 0 | 0.0705 | 0.2574 | 46.06 | 7.2612 | 245.025 | 0 | 0 | 0 | 0 | 13.3466 | 32.2657 | 0 | 23.965 | 0 | 0.8541 | 12.6123 | 0 | -1 | -4.2 | 13.7512 | 0 | 0 | 3.6115 | 3.6115 | 3.6115 | 3.6115 | 4.1995 | 38.7504 | 0 | 0 | 0 | 0 | 0 | 0 | 0 | 0 | 0 | 0 | 0 | 0 | 0 | 0 | 0 | 0 | -50 | 0 | 9.3091 | 0 | -335.299 | 17.1462 | 0 | 74.1091 | 69.6985 | 6.507 | 1076.226 | 29.8034 | 54.5065 | 0 | 0.5292 | 0 | 8.626 | 3.074 | 0 | 896.7167 | 188.7445 | -392.219 | 8.986 | 6.38 | -1.72 | 14.1706 | 4.8525 | 2025-11-19 | 2025_11_19 Hr 03 | 75.729 | -3.2e-05 | -896.7167 | -361.334 | 266.0892 | 930.6164 | 48.2574 | 13.0877 | 0 | 90.2708 | 55.339 | 120.4794 | 22.0972 | 182.7729 | 283.5925 | 0 | 7.2612 | 46.06 | 245.025 | 0 | 143.8077 | 0
2025_11_19 Hr 04 | 0 | 0 | 0 | 3.5474 | 3.5621 | 3.5609 | 3.8089 | 3.8089 | 3.8089 | 36.6934 | 0 | 0.1104 | 8 | 0 | 91.3864 | 91.3864 | 283.5925 | 0 | 0.00615 | 0.074 | 0.02596 | 0 | 0 | 0 | 0 | 0 | 0 | 0.0705 | 0.2574 | 46.06 | 7.2612 | 245.025 | 0 | 0 | 0 | 0 | 13.1958 | 31.9011 | 0 | 26.8835 | 0 | 0.8541 | 12.6123 | 0 | -1 | -4.2 | 13.7512 | 0 | 0 | 2.5665 | 2.5665 | 2.5665 | 2.5665 | 2.9843 | 36.7497 | 0 | 0 | 0 | 0 | 0 | 0 | 0 | 0 | 0 | 0 | 0 | 0 | 0 | 0 | 0 | 0 | -50 | 0 | 9.3091 | 0 | -335.8265 | 17.1462 | 0 | 74.1091 | 69.6985 | 2.0244 | 1070.316 | 29.6505 | 54.2268 | 0 | 0.5292 | 0 | 8.626 | 3.074 | 0 | 891.1833 | 186.7308 | -392.7465 | 8.986 | 6.38 | -1.72 | 14.0978 | 4.8276 | 2025-11-19 | 2025_11_19 Hr 04 | 76.8414 | 3.2e-05 | -891.1833 | -358.943 | 259.6481 | 930.6164 | 46.7741 | 13.0877 | 0 | 89.7554 | 49.9437 | 119.9489 | 22.0972 | 182.7729 | 283.5925 | 0 | 7.2612 | 46.06 | 245.025 | 0 | 143.8077 | 0
2025_11_19 Hr 05 | 0 | 0 | 0 | 3.5474 | 3.5621 | 3.5609 | 3.8089 | 3.8089 | 3.8089 | 36.6934 | 0 | 0.1104 | 19 | 0 | 91.3864 | 91.3864 | 283.5925 | 0 | 0.00615 | 0.074 | 0.02596 | 0 | 0 | 0 | 0 | 0 | 0 | 0.0705 | 0.2574 | 46.06 | 7.2612 | 245.025 | 0 | 0 | 0 | 0 | 13.6436 | 32.9838 | 0 | 30.059 | 0 | 0.8541 | 12.6123 | 0 | -1 | -4.2 | 13.7512 | 0 | 0 | 5.67 | 5.67 | 5.67 | 5.67 | 6.593 | 34.749 | 0 | 0 | 0 | 0 | 0 | 0 | 0 | 0 | 0 | 0 | 0 | 0 | 0 | 0 | 0 | 0 | -50 | 0 | 9.3091 | 0 | -326.3138 | 17.1462 | 0 | 74.1091 | 69.6985 | 0.4338 | 1087.869 | 30.1048 | 55.0576 | 0 | 0.5292 | 0 | 8.626 | 3.074 | 0 | 930.4083 | 195.7146 | -383.2338 | 8.986 | 6.38 | -1.72 | 14.3139 | 4.9016 | 2025-11-19 | 2025_11_19 Hr 05 | 81.5482 | 3e-05 | -930.4083 | -346.2548 | 278.7762 | 930.6164 | 54.1828 | 13.0877 | 0 | 91.2859 | 65.9662 | 121.5241 | 22.0972 | 182.7729 | 283.5925 | 0 | 7.2612 | 46.06 | 245.025 | 0 | 143.8077 | 0
2025_11_19 Hr 06 | 0 | 0 | 0 | 3.5474 | 3.5621 | 3.5609 | 3.8089 | 3.8089 | 3.8089 | 62.3869 | 0 | 0.1104 | 33 | 0 | 91.3864 | 91.3864 | 283.5925 | 0 | 0.00615 | 0.074 | 0.02596 | 0 | 0 | 0 | 0 | 0 | 0 | 0.0705 | 0.2574 | 46.06 | 7.2612 | 245.025 | 0 | 0 | 0 | 0 | 15.5004 | 37.4727 | 0 | 13.8443 | -12.6442 | 0.8541 | 12.6123 | 0 | -1 | -4.2 | 13.7512 | 0 | 0 | 18.5376 | 18.5376 | 18.5376 | 18.5376 | 21.5554 | 39.6981 | 0 | 0 | 0 | 0 | 0 | 0 | 0 | 0 | 0 | 0 | 0 | 0 | 0 | 0 | 0 | 0 | -50 | 0 | 9.3091 | 0 | -346.6364 | 17.1462 | 0 | 74.1091 | 69.6985 | 1.446 | 1186.341 | 31.9885 | 58.5027 | 0 | 0.5292 | 0 | 8.626 | 3.074 | 0 | 1006.192 | 222.207 | -403.5564 | 8.986 | 6.38 | -1.72 | 15.2095 | 5.2083 | 2025-11-19 | 2025_11_19 Hr 06 | 99.771 | -0.000338 | -1006.192 | -395.4363 | 383.7797 | 930.6164 | 74.1441 | 13.0877 | 0 | 97.6316 | 158.0929 | 128.0552 | 22.0972 | 182.7729 | 283.5925 | 0 | 7.2612 | 46.06 | 245.025 | 0 | 143.8077 | 0
2025_11_19 Hr 07 | 0 | 0 | 0 | 3.5474 | 3.5621 | 3.5609 | 3.8089 | 3.8089 | 3.8089 | 108.2321 | -14.5 | 0.1104 | 46 | 0 | 91.3864 | 91.3864 | 281.7479 | 0 | 0.00615 | 0.074 | 0.02596 | 0 | 0 | 0 | 0 | 0 | 0 | 0.0705 | 0.2574 | 46.06 | 7.2612 | 244.0449 | 0 | 0 | 0 | 0 | 17.2887 | 41.7959 | 0 | 0 | -43.576 | 0.8541 | 12.6123 | 0 | -1 | -4.2 | 13.7512 | 0 | 0 | 30.9303 | 30.9303 | 30.9303 | 30.9303 | 35.9655 | 53.5977 | 0 | 0 | 0 | 0 | 0 | 0 | 0 | 0 | 0 | 0 | 0 | 0 | 0 | 0 | 0 | -50 | 0 | 0 | 9.3091 | 0 | -355.511 | 17.1462 | 0 | 73.4131 | 69.0439 | 3.0366 | 1298.103 | 33.8026 | 61.8205 | 0 | 0.5292 | 0 | 8.626 | 3.074 | 0 | 1084.583 | 256.9871 | -426.931 | 8.986 | 6.38 | -1.72 | 16.0721 | 5.5037 | 2025-11-19 | 2025_11_19 Hr 07 | 88.3184 | 0.000298 | -1084.583 | -449.087 | 491.5072 | 926.4411 | 102.6343 | 13.0877 | 0 | 103.7431 | 267.919 | 119.8451 | 22.0972 | 182.7729 | 281.7479 | 0 | 7.2612 | 46.06 | 244.0449 | 0 | 142.457 | 0
2025_11_19 Hr 08 | 0.51906 | 0 | 0 | 3.5474 | 3.5621 | 3.5609 | 3.8089 | 3.8089 | 3.8089 | 130.0805 | -14.5 | 0.1104 | 72 | 0 | 91.3864 | 91.3864 | 281.7479 | 0 | 0.00615 | 0.074 | 0.02596 | 0 | 0 | 0 | 0 | 0 | 0 | 0.0705 | 0.2574 | 46.06 | 7.2612 | 244.0449 | 0 | 0 | 0 | 0 | 18.1402 | 43.8543 | 0 | 0 | -63.5352 | 0.8541 | 12.6123 | 0 | -1 | -4.2 | 13.7512 | 0 | 0 | 36.8311 | 36.8311 | 36.8311 | 36.8311 | 42.8269 | 51.7023 | 0 | 0 | 0 | 0 | 0 | 0 | 0 | 0 | 0 | 0 | 0 | 0 | 0 | 0 | 0 | -50 | 0 | 0 | 9.3091 | 0 | -365.0697 | 17.1462 | 0 | 73.4131 | 69.0439 | 4.0488 | 1353.326 | 34.6664 | 63.4003 | 0 | 0.5292 | -0.51906 | 8.626 | 3.074 | 0 | 1138.4 | 285.6179 | -437.0088 | 8.986 | 6.38 | -1.72 | 16.4828 | 5.6443 | 2025-11-19 | 2025_11_19 Hr 08 | 84.1008 | -1.8e-05 | -1138.4 | -478.6049 | 549.725 | 926.4411 | 127.7511 | 13.0877 | 0 | 106.6531 | 320.2319 | 122.84 | 22.0972 | 182.7729 | 281.7479 | 0 | 7.2612 | 46.06 | 244.0449 | 0 | 142.457 | 0
2025_11_19 Hr 09 | 4.1392 | 0.00012 | 0.003384 | 3.5474 | 3.5621 | 3.5609 | 3.8089 | 3.8089 | 3.8089 | 118.9023 | -14.5 | 0.1104 | 73 | 0 | 91.3864 | 91.3864 | 281.7479 | 0 | 0.00615 | 0.074 | 0.02596 | 0 | 0 | 0 | 0 | 0 | 0 | 0.0705 | 0.2574 | 46.06 | 7.2612 | 244.0449 | 0 | 0 | 0 | 0 | 17.7046 | 42.8012 | 0 | 0 | -53.225 | 0.8541 | 12.6123 | 0 | -1 | -4.2 | 13.7512 | 0 | 0 | 33.8121 | 33.8121 | 33.8121 | 33.8121 | 39.3164 | 50.6493 | 0 | 0 | 0 | 0 | 0 | 0 | 0 | 0 | 0 | 0 | 0 | 0 | 0 | 0 | 0 | -50 | 0 | 0 | 9.3091 | 0 | -326.215 | 17.1462 | 0 | 73.4131 | 69.0439 | 7.5192 | 1325.076 | 34.2245 | 62.592 | 0 | 0.5292 | -4.1392 | 8.626 | 3.074 | 0 | 1161.2 | 291.1233 | -401.7742 | 8.986 | 6.38 | -1.72 | 16.2726 | 5.5724 | 2025-11-19 | 2025_11_19 Hr 09 | 76.937 | -1e-06 | -1161.2 | -429.44 | 519.9392 | 926.4411 | 131.172 | 13.0877 | 0 | 105.1643 | 293.4672 | 121.3077 | 22.0972 | 182.7729 | 281.7479 | 0 | 7.2612 | 46.06 | 244.0449 | 0 | 142.457 | 0
2025_11_19 Hr 10 | 4.6599 | 0.002775 | 0.078255 | 3.5474 | 3.5621 | 3.5609 | 3.8089 | 3.8089 | 3.8089 | 111.3589 | -14.5 | 0.1104 | 46 | 0 | 91.3864 | 91.3864 | 281.7479 | 0 | 0.00615 | 0.074 | 0.02596 | 0 | 0 | 0 | 0 | 0 | 0 | 0.0705 | 0.2574 | 46.06 | 7.2612 | 244.0449 | 0 | 0 | 0 | 0 | 17.4106 | 42.0905 | 0 | 0 | -46.9614 | 0.8541 | 12.6123 | 0 | -1 | -4.2 | 13.7512 | 0 | 0 | 31.7748 | 31.7748 | 31.7748 | 31.7748 | 36.9475 | 48.6486 | 0 | 0 | 0 | 0 | 0 | 0 | 0 | 0 | 0 | 0 | 0 | 0 | 0 | 0 | 0 | -50 | 0 | 0 | 9.3091 | 0 | -242.1217 | 17.1462 | 0 | 73.4131 | 69.0439 | 9.9774 | 1306.085 | 33.9262 | 62.0466 | 0 | 0.5292 | -4.6599 | 8.626 | 3.074 | 0 | 1204.992 | 264.0701 | -318.2016 | 8.986 | 6.38 | -1.72 | 16.1308 | 5.5238 | 2025-11-19 | 2025_11_19 Hr 10 | 75.0204 | -0.000344 | -1204.992 | -339.0831 | 499.8389 | 926.4411 | 104.707 | 13.0877 | 0 | 104.1596 | 275.4056 | 120.2737 | 22.0972 | 182.7729 | 281.7479 | 0 | 7.2612 | 46.06 | 244.0449 | 0 | 142.457 | 0
2025_11_19 Hr 11 | 8.3 | 0.00642 | 0.18104 | 3.5474 | 3.5621 | 3.5609 | 3.8089 | 3.8089 | 3.8089 | 95.9204 | -14.5 | 0.1104 | 33 | 0 | 91.3864 | 91.3864 | 281.7479 | 0 | 0.00615 | 0.074 | 0.02596 | 0 | 0 | 0 | 0 | 0 | 0 | 0.0705 | 0.2574 | 46.06 | 7.2612 | 244.0449 | 0 | 0 | 0 | 0 | 16.8089 | 40.6359 | 0 | 0 | -30.6542 | 0.8541 | 12.6123 | 0 | -1 | -4.2 | 13.7512 | 0 | 0 | 27.6052 | 27.6052 | 27.6052 | 27.6052 | 32.0991 | 41.6988 | 0 | 0 | 0 | 0 | 0 | 0 | 0 | 0 | 0 | 0 | 0 | 0 | 0 | 0 | 0 | -50 | 0 | 0 | 9.3091 | 0 | -211.1394 | 17.1462 | 0 | 73.4131 | 69.0439 | 9.9774 | 1267.166 | 33.3158 | 60.9303 | 0 | 0.5292 | -8.3 | 8.626 | 3.074 | 0 | 1191.3 | 245.6477 | -290.8593 | 8.986 | 6.38 | -1.72 | 15.8406 | 5.4244 | 2025-11-19 | 2025_11_19 Hr 11 | 75.9756 | -1.1e-05 | -1191.3 | -291.7936 | 458.7011 | 926.4411 | 84.8637 | 13.0877 | 0 | 102.1033 | 238.4404 | 118.1574 | 22.0972 | 182.7729 | 281.7479 | 0 | 7.2612 | 46.06 | 244.0449 | 0 | 142.457 | 0
2025_11_19 Hr 12 | 12.4408 | 0.008775 | 0.24746 | 3.5474 | 3.5621 | 3.5609 | 3.8089 | 3.8089 | 3.8089 | 82.5925 | -14.5 | 0.1104 | 39 | 0 | 91.3864 | 91.3864 | 281.7479 | 0 | 0.00615 | 0.074 | 0.02596 | 0 | 0 | 0 | 0 | 0 | 0 | 0.0705 | 0.2574 | 46.06 | 7.2612 | 244.0449 | 0 | 0 | 0 | 0 | 16.2895 | 39.3802 | 0 | 0 | -15.2505 | 0.8541 | 12.6123 | 0 | -1 | -4.2 | 13.7512 | 0 | 0 | 24.0056 | 24.0056 | 24.0056 | 24.0056 | 27.9135 | 38.7504 | 0 | 0 | 0 | 0 | 0 | 0 | 0 | 0 | 0 | 0 | 0 | 0 | 0 | 0 | 0 | -50 | 0 | 0 | 9.3091 | 0 | -214.6956 | 17.1462 | 0 | 73.4131 | 69.0439 | 11.4234 | 1233.545 | 32.7889 | 59.9666 | 0 | 0.5292 | -12.4408 | 8.626 | 3.074 | 0 | 1172.2 | 252.4615 | -298.5564 | 8.986 | 6.38 | -1.72 | 15.5901 | 5.3386 | 2025-11-19 | 2025_11_19 Hr 12 | 76.5772 | -1e-05 | -1172.2 | -279.9461 | 423.1872 | 926.4411 | 89.43 | 13.0877 | 0 | 100.3282 | 206.5286 | 116.3304 | 22.0972 | 182.7729 | 281.7479 | 0 | 7.2612 | 46.06 | 244.0449 | 0 | 142.457 | 0
2025_11_19 Hr 13 | 9.8488 | 0.00996 | 0.28087 | 3.5474 | 3.5621 | 3.5609 | 3.8089 | 3.8089 | 3.8089 | 84.2731 | -14.5 | 0.1104 | 46 | 0 | 91.3864 | 91.3864 | 281.7479 | 0 | 0.00615 | 0.074 | 0.02596 | 0 | 0 | 0 | 0 | 0 | 0 | 0.0705 | 0.2574 | 46.06 | 7.2612 | 244.0449 | 0 | 0 | 0 | 0 | 16.355 | 39.5385 | 0 | 0 | -20.1234 | 0.8541 | 12.6123 | 0 | -1 | -4.2 | 13.7512 | 0 | 0 | 24.4595 | 24.4595 | 24.4595 | 24.4595 | 28.4413 | 30.7476 | 0 | 0 | 0 | 0 | 0 | 0 | 0 | 0 | 0 | 0 | 0 | 0 | 0 | 0 | 0 | -50 | 0 | 0 | 9.3091 | 0 | -217.8355 | 17.1462 | 0 | 73.4131 | 69.0439 | 14.0262 | 1237.827 | 32.8554 | 60.0881 | 0 | 0.5292 | -9.8488 | 8.626 | 3.074 | 0 | 1170.3 | 251.7011 | -299.1043 | 8.986 | 6.38 | -1.72 | 15.6217 | 5.3494 | 2025-11-19 | 2025_11_19 Hr 13 | 72.4472 | -3.9e-05 | -1170.3 | -287.959 | 427.6655 | 926.4411 | 91.0646 | 13.0877 | 0 | 100.552 | 210.5526 | 116.5608 | 22.0972 | 182.7729 | 281.7479 | 0 | 7.2612 | 46.06 | 244.0449 | 0 | 142.457 | 0
2025_11_19 Hr 14 | 10.8886 | 0.010575 | 0.29822 | 3.5474 | 3.5621 | 3.5609 | 3.8089 | 3.8089 | 3.8089 | 72.8213 | -14.5 | 0.1104 | 53 | 0 | 91.3864 | 91.3864 | 281.7479 | 0 | 0.00615 | 0.074 | 0.02596 | 0 | 0 | 0 | 0 | 0 | 0 | 0.0705 | 0.2574 | 45.6688 | 7.2612 | 244.0449 | 0 | 0 | 0 | 0 | 15.9087 | 38.4596 | 0 | 0 | -12.1306 | 0.8541 | 12.6123 | 0 | -1 | -4.2 | 13.7512 | 0 | 0 | 21.3666 | 21.3666 | 21.3666 | 21.3666 | 24.8449 | 31.8006 | 0 | 0 | 0 | 0 | 0 | 0 | 0 | 0 | 0 | 0 | 0 | 0 | 0 | 0 | 0 | -50 | 0 | 0 | 9.3091 | 0 | -214.2064 | 17.1462 | 0 | 73.4131 | 69.0439 | 13.4478 | 1208.508 | 32.4026 | 59.26 | 0 | 0.5292 | -10.8886 | 8.626 | 3.074 | 0 | 1158.508 | 258.6463 | -296.515 | 8.986 | 6.38 | -1.72 | 15.4064 | 5.2757 | 2025-11-19 | 2025_11_19 Hr 14 | 72.7821 | 0.000291 | -1158.508 | -276.337 | 397.1506 | 926.0498 | 98.5572 | 13.0877 | 0 | 99.0268 | 183.1328 | 114.991 | 22.0972 | 182.7729 | 281.7479 | 0 | 7.2612 | 45.6688 | 244.0449 | 0 | 142.457 | 0
2025_11_19 Hr 15 | 11.401 | 0.010305 | 0.2906 | 3.5474 | 3.5621 | 3.5609 | 3.8089 | 3.8089 | 3.8089 | 72.0787 | -14.5 | 0.1104 | 56 | 0 | 91.3864 | 91.3864 | 281.7479 | 0 | 0.00615 | 0.074 | 0.02596 | 0 | 0 | 0 | 0 | 0 | 0 | 0.0705 | 0.2574 | 45.0812 | 7.2612 | 244.0449 | 0 | 0 | 0 | 0 | 15.8797 | 38.3896 | 0 | 0.30166 | -3.676 | 0.8541 | 12.6123 | 0 | -1 | -4.2 | 13.7512 | 0 | 0 | 21.1661 | 21.1661 | 21.1661 | 21.1661 | 24.6117 | 36.7497 | 0 | 0 | 0 | 0 | 0 | 0 | 0 | 0 | 0 | 0 | 0 | 0 | 0 | 0 | 0 | -50 | 0 | 0 | 9.3091 | 0 | -225.5428 | 17.1462 | 0 | 73.4131 | 69.0439 | 7.953 | 1206.036 | 32.3732 | 59.2064 | 0 | 0.5292 | -11.401 | 8.626 | 3.074 | 0 | 1155.808 | 261.511 | -308.3638 | 8.986 | 6.38 | -1.72 | 15.3924 | 5.2709 | 2025-11-19 | 2025_11_19 Hr 15 | 75.0708 | 0.0003226 | -1155.808 | -278.9172 | 395.1719 | 925.4623 | 101.0036 | 13.0877 | 0 | 98.9279 | 181.3548 | 114.8892 | 22.0972 | 182.7729 | 281.7479 | 0 | 7.2612 | 45.0812 | 244.0449 | 0 | 142.457 | 0
2025_11_19 Hr 16 | 3.6185 | 0.009315 | 0.26268 | 3.5474 | 3.5621 | 3.5609 | 3.8089 | 3.8089 | 3.8089 | 80.7946 | -14.5 | 0.1104 | 55 | 0 | 91.3864 | 91.3864 | 281.7479 | 0 | 0.00615 | 0.074 | 0.02596 | 0 | 0 | 0 | 0 | 0 | 0 | 0.0705 | 0.2574 | 46.06 | 7.2612 | 244.0449 | 0 | 0 | 0 | 0 | 16.2194 | 39.2108 | 0 | 0 | -13.4874 | 0.8541 | 12.6123 | 0 | -1 | -4.2 | 13.7512 | 0 | 0 | 23.5201 | 23.5201 | 23.5201 | 23.5201 | 27.3489 | 30.7476 | 0 | 0 | 0 | 0 | 0 | 0 | 0 | 0 | 0 | 0 | 0 | 0 | 0 | 0 | 0 | -50 | 0 | 0 | 9.3091 | 0 | -242.9349 | 17.1462 | 0 | 73.4131 | 69.0439 | 9.9774 | 1229.016 | 32.7178 | 59.8366 | 0 | 0.5292 | -3.6185 | 8.626 | 3.074 | 0 | 1147.5 | 249.9445 | -317.9734 | 8.986 | 6.38 | -1.72 | 15.5563 | 5.327 | 2025-11-19 | 2025_11_19 Hr 16 | 84.0396 | -5.6e-05 | -1147.5 | -306.4223 | 418.3964 | 926.4411 | 95.997 | 13.0877 | 0 | 100.0887 | 202.2237 | 116.084 | 22.0972 | 182.7729 | 281.7479 | 0 | 7.2612 | 46.06 | 244.0449 | 0 | 142.457 | 0
2025_11_19 Hr 17 | 0 | 0.00753 | 0.21235 | 3.5474 | 3.5621 | 3.5609 | 3.8089 | 3.8089 | 3.8089 | 100.3761 | -14.5 | 0.1104 | 53 | 0 | 91.3864 | 91.3864 | 281.7479 | 0 | 0.00615 | 0.074 | 0.02596 | 0 | 0 | 0 | 0 | 0 | 0 | 0.0705 | 0.2574 | 46.06 | 7.2612 | 244.0449 | 0 | 0 | 0 | 0 | 16.9825 | 41.0557 | 0 | 0 | -29.2006 | 0.8541 | 12.6123 | 0 | -1 | -4.2 | 13.7512 | 0 | 0 | 28.8086 | 28.8086 | 28.8086 | 28.8086 | 33.4984 | 34.749 | 0 | 0 | 0 | 0 | 0 | 0 | 0 | 0 | 0 | 0 | 0 | 0 | 0 | 0 | 0 | -50 | 0 | 0 | 9.3091 | 0 | -249.1065 | 17.1462 | 0 | 73.4131 | 69.0439 | 12.4356 | 1278.459 | 33.492 | 61.2525 | 0 | 0.5292 | 0 | 8.626 | 3.074 | 0 | 1182.2 | 253.468 | -320.5265 | 8.986 | 6.38 | -1.72 | 15.9244 | 5.4531 | 2025-11-19 | 2025_11_19 Hr 17 | 89.4507 | -2.7e-05 | -1182.2 | -328.3071 | 470.5738 | 926.4411 | 100.4045 | 13.0877 | 0 | 102.6968 | 249.1088 | 118.7682 | 22.0972 | 182.7729 | 281.7479 | 0 | 7.2612 | 46.06 | 244.0449 | 0 | 142.457 | 0
2025_11_19 Hr 18 | 0 | 0.0048 | 0.13536 | 3.5474 | 3.5621 | 3.5609 | 3.8089 | 3.8089 | 3.8089 | 129.7678 | -14.5 | 0.1104 | 56 | 0 | 91.3864 | 91.3864 | 281.7479 | 0 | 0.00615 | 0.074 | 0.02596 | 0 | 0 | 0 | 0 | 0 | 0 | 0.0705 | 0.2574 | 46.06 | 7.2612 | 244.0449 | 0 | 0 | 0 | 0 | 18.128 | 43.8249 | 0 | 0 | -70.893 | 0.8541 | 12.6123 | 0 | -1 | -4.2 | 13.7512 | 0 | 0 | 36.7467 | 36.7467 | 36.7467 | 36.7467 | 42.7287 | 38.7504 | 0 | 0 | 0 | 0 | 0 | 0 | 0 | 0 | 0 | 0 | 0 | 0 | 0 | 0 | 0 | -50 | 0 | 0 | 9.3091 | 0 | -277.8392 | 17.1462 | 0 | 73.4131 | 69.0439 | 19.521 | 1352.671 | 34.6541 | 63.3777 | 0 | 0.5292 | 0 | 8.626 | 3.074 | 0 | 1204.1 | 271.5811 | -349.2592 | 8.986 | 6.38 | -1.72 | 16.4769 | 5.6423 | 2025-11-19 | 2025_11_19 Hr 18 | 81.648 | -6.1e-05 | -1204.1 | -398.7322 | 548.8918 | 926.4411 | 114.4116 | 13.0877 | 0 | 106.6115 | 319.4832 | 122.7972 | 22.0972 | 182.7729 | 281.7479 | 0 | 7.2612 | 46.06 | 244.0449 | 0 | 142.457 | 0
2025_11_19 Hr 19 | 0 | 0.001365 | 0.038493 | 3.5474 | 3.5621 | 3.5609 | 3.8089 | 3.8089 | 3.8089 | 120.7002 | -14.5 | 0.1104 | 66 | 0 | 91.3864 | 91.3864 | 281.7479 | 0 | 0.00615 | 0.074 | 0.02596 | 0 | 0 | 0 | 0 | 0 | 0 | 0.0705 | 0.2574 | 46.06 | 7.2612 | 244.0449 | 0 | 0 | 0 | 0 | 17.7746 | 42.9706 | 0 | 0 | -60.3802 | 0.8541 | 12.6123 | 0 | -1 | -4.2 | 13.7512 | 0 | 0 | 34.2977 | 34.2977 | 34.2977 | 34.2977 | 39.881 | 34.749 | 0 | 0 | 0 | 0 | 0 | 0 | 0 | 0 | 0 | 0 | 0 | 0 | 0 | 0 | 0 | -50 | 0 | 0 | 9.3091 | 0 | -300.4179 | 17.1462 | 0 | 73.4131 | 69.0439 | 16.0506 | 1329.655 | 34.2956 | 62.722 | 0 | 0.5292 | 0 | 8.626 | 3.074 | 0 | 1170.3 | 272.8629 | -371.8379 | 8.986 | 6.38 | -1.72 | 16.3064 | 5.5839 | 2025-11-19 | 2025_11_19 Hr 19 | 69.2307 | 4.6e-05 | -1170.3 | -410.7982 | 524.7299 | 926.4411 | 116.8395 | 13.0877 | 0 | 105.4037 | 297.772 | 121.5542 | 22.0972 | 182.7729 | 281.7479 | 0 | 7.2612 | 46.06 | 244.0449 | 0 | 142.457 | 0
2025_11_19 Hr 20 | 0 | 0 | 0 | 3.5474 | 3.5621 | 3.5609 | 3.8089 | 3.8089 | 3.8089 | 116.9871 | -14.5 | 0.1104 | 71 | 0 | 91.3864 | 91.3864 | 281.7479 | 0 | 0.00615 | 0.074 | 0.02596 | 0 | 0 | 0 | 0 | 0 | 0 | 0.0705 | 0.2574 | 46.06 | 7.2612 | 244.0449 | 0 | 0 | 0 | 0 | 17.6299 | 42.6207 | 0 | 0 | -50.9439 | 0.8541 | 12.6123 | 0 | -1 | -4.2 | 13.7512 | 0 | 0 | 33.2949 | 33.2949 | 33.2949 | 33.2949 | 38.715 | 28.8522 | 0 | 0 | 0 | 0 | 0 | 0 | 0 | 0 | 0 | 0 | 0 | 0 | 0 | 0 | 0 | -50 | 0 | 0 | 9.3091 | 0 | -365.2871 | 17.1462 | 0 | 73.4131 | 69.0439 | 13.014 | 1320.232 | 34.1487 | 62.4535 | 0 | 0.5292 | 0 | 8.626 | 3.074 | 0 | 1101 | 268.4191 | -436.7071 | 8.986 | 6.38 | -1.72 | 16.2366 | 5.56 | 2025-11-19 | 2025_11_19 Hr 20 | 75.7991 | -4.3e-05 | -1101 | -466.231 | 514.836 | 926.4411 | 112.8662 | 13.0877 | 0 | 104.9092 | 288.8816 | 121.0452 | 22.0972 | 182.7729 | 281.7479 | 0 | 7.2612 | 46.06 | 244.0449 | 0 | 142.457 | 0
2025_11_19 Hr 21 | 0 | 0 | 0 | 0 | 0 | 0 | 0 | 0 | 0 | 104.0891 | -14.5 | 0.1104 | 53 | 0 | 91.3864 | 91.3864 | 281.7479 | 0 | 0.00615 | 0.074 | 0.02596 | 0 | 0 | 0 | 0 | 0 | 0 | 0.0705 | 0.2574 | 45.4072 | 0 | 244.0449 | 0 | 0 | 0 | 0 | 17.1273 | 41.4055 | 0 | 0 | -35.7584 | 0.8541 | 12.6123 | 0.16 | -1 | -4.2 | 13.7512 | 0 | 0 | 29.8114 | 29.8114 | 29.8114 | 29.8114 | 34.6644 | 33.8013 | 0 | 0 | 0 | 0 | 0 | 0 | 0 | 0 | 0 | 0 | 0 | 0 | 0 | 0 | 0 | -50 | 0 | 0 | 9.3091 | 0 | -78.975 | 17.1462 | 0 | 0 | 0 | 15.4722 | 1115.163 | 33.6388 | 61.5209 | 0 | 0.5292 | 0 | 8.626 | 3.074 | 0 | 1185.068 | 256.0584 | -150.395 | 8.986 | 6.38 | -1.72 | 15.9942 | 5.477 | 2025-11-19 | 2025_11_19 Hr 21 | 67.3079 | 0.000285 | -1185.068 | -164.7335 | 480.4677 | 753.9729 | 102.2735 | 13.0877 | 0 | 103.1913 | 257.9992 | 119.2772 | 0 | 182.7729 | 281.7479 | 0 | 0 | 45.4072 | 244.0449 | 0 | 0 | 0
2025_11_19 Hr 22 | 0 | 0 | 0 | 0 | 0 | 0 | 0 | 0 | 0 | 89.2369 | -14.5 | 0.1104 | 36 | 0 | 91.3864 | 91.3864 | 281.7479 | 0 | 0.00615 | 0.074 | 0.02596 | 0 | 0 | 0 | 0 | 0 | 0 | 0.0705 | 0.2574 | 22.5694 | 0 | 244.0449 | 0 | 0 | 0 | 0 | 16.5484 | 40.0062 | 0 | 0 | -30.6366 | 0.8541 | 12.6123 | 0.16 | -1 | -4.2 | 13.7512 | 0 | 0 | 25.8001 | 25.8001 | 25.8001 | 25.8001 | 30.0002 | 36.7497 | 0 | 0 | 0 | 0 | 0 | 0 | 0 | 0 | 0 | 0 | 0 | 0 | 0 | 0 | 0 | -50 | 0 | 0 | 9.3091 | 0 | -115.7147 | 17.1462 | 0 | 0 | 0 | 15.0384 | 1054.786 | 33.0516 | 60.447 | 0 | 0.5292 | 0 | 8.626 | 3.074 | 0 | 1076.552 | 239.537 | -187.1347 | 8.986 | 6.38 | -1.72 | 15.715 | 5.3814 | 2025-11-19 | 2025_11_19 Hr 22 | 62.836 | -0.000353 | -1076.552 | -196.3513 | 440.8921 | 731.1351 | 87.7881 | 13.0877 | 0 | 101.2132 | 222.4377 | 117.2412 | 0 | 182.7729 | 281.7479 | 0 | 0 | 22.5694 | 244.0449 | 0 | 0 | 0
2025_11_19 Hr 23 | 0 | 0 | 0 | 0 | 0 | 0 | 0 | 0 | 0 | 61.2913 | 0 | 0.1104 | 14 | 0 | 91.3864 | 91.3864 | 283.5925 | 0 | 0.00615 | 0.074 | 0.02596 | 0 | 0 | 0 | 0 | 0 | 0 | 0.0705 | 0.2574 | 19.8338 | 0 | 245.025 | 0 | 0 | 0 | 0 | 15.4593 | 37.3732 | 0 | 1.7385 | -1.1566 | 0.8541 | 12.6123 | 0.16 | -1 | -4.2 | 13.7512 | 0 | 0 | 18.2526 | 18.2526 | 18.2526 | 18.2526 | 21.224 | 44.6472 | 0 | 0 | 0 | 0 | 0 | 0 | 0 | 0 | 0 | 0 | 0 | 0 | 0 | 0 | 0 | 0 | -50 | 0 | 9.3091 | 0 | -125.044 | 17.1462 | 0 | 0 | 0 | 12.4356 | 984.2411 | 31.9467 | 58.4263 | 0 | 0.5292 | 0 | 8.626 | 3.074 | 0 | 1021.86 | 219.001 | -181.964 | 8.986 | 6.38 | -1.72 | 15.1897 | 5.2015 | 2025-11-19 | 2025_11_19 Hr 23 | 67.8586 | -1.9e-05 | -1021.86 | -174.4621 | 380.9274 | 731.2241 | 71.0828 | 13.0877 | 0 | 97.4911 | 155.5258 | 127.9105 | 0 | 182.7729 | 283.5925 | 0 | 0 | 19.8338 | 245.025 | 0 | 0 | 0
2025_11_19 Hr 24 | 0 | 0 | 0 | 0 | 0 | 0 | 0 | 0 | 0 | 49.175 | 0 | 0.1104 | 13 | 0 | 91.3864 | 91.3864 | 283.5925 | 0 | 0.00615 | 0.074 | 0.02596 | 0 | 0 | 0 | 0 | 0 | 0 | 0.0705 | 0.2574 | 20.8125 | 0 | 245.025 | 0 | 0 | 0 | 0 | 14.9871 | 36.2317 | 0 | 11.1395 | 0 | 0.8541 | 12.6123 | 0.16 | -1 | -4.2 | 13.7512 | 0 | 0 | 14.9803 | 14.9803 | 14.9803 | 14.9803 | 17.4189 | 55.5984 | 0 | 0 | 0 | 0 | 0 | 0 | 0 | 0 | 0 | 0 | 0 | 0 | 0 | 0 | 0 | 0 | -50 | 0 | 9.3091 | 0 | -160.7423 | 17.1462 | 0 | 0 | 0 | 11.4234 | 954.5954 | 31.4677 | 57.5503 | 0 | 0.5292 | 0 | 8.626 | 3.074 | 0 | 974.3517 | 226.2791 | -217.6623 | 8.986 | 6.38 | -1.72 | 14.9619 | 5.1235 | 2025-11-19 | 2025_11_19 Hr 24 | 66.3218 | -4e-05 | -974.3517 | -199.6028 | 348.6421 | 732.2029 | 80.0218 | 13.0877 | 0 | 95.8773 | 126.5152 | 126.2496 | 0 | 182.7729 | 283.5925 | 0 | 0 | 20.8125 | 245.025 | 0 | 0 | 0
2025_11_20 Hr 01 | 0 | 0 | 0 | 0 | 0 | 0 | 0 | 0 | 0 | 36.6934 | 0 | 0.1104 | 26 | 0 | 91.3864 | 91.3864 | 283.5925 | 0 | 0.00615 | 0.074 | 0.02596 | 0 | 0 | 0 | 0 | 0 | 0 | 0.0705 | 0.2574 | 14.7392 | 0 | 245.025 | 0 | 0 | 0 | 0 | 13.9809 | 33.7883 | 0 | 39.3424 | 0 | 0.8541 | 12.6193 | 0.16 | -1 | -4.2 | 13.773 | 0 | 0 | 8.0547 | 8.0547 | 8.0547 | 8.0547 | 9.366 | 53.5977 | 0 | 0 | 0 | 0 | 0 | 0 | 0 | 0 | 0 | 0 | 0 | 0 | 0 | 0 | 0 | 0 | -50 | 0 | 9.3242 | 0 | -169.9042 | 18.0754 | 0 | 0 | 0 | 8.9652 | 896.8758 | 32.0059 | 58.5558 | 0 | 0.5292 | 0 | 8.626 | 3.074 | 0 | 947.06 | 237.666 | -226.8242 | 8.9823 | 6.38 | -1.72 | 15.2446 | 5.2136 | 2025-11-20 | 2025_11_20 Hr 01 | 61.3128 | 1e-05 | -947.06 | -180.5618 | 299.8416 | 726.1296 | 88.5629 | 13.0877 | 0 | 92.468 | 78.2783 | 129.0953 | 0 | 182.7729 | 283.5925 | 0 | 0 | 14.7392 | 245.025 | 0 | 0 | 0
2025_11_20 Hr 02 | 0 | 0 | 0 | 0 | 0 | 0 | 0 | 0 | 0 | 36.6934 | 0 | 0.1104 | 50 | 0 | 91.3864 | 91.3864 | 283.5925 | 0 | 0.00615 | 0.074 | 0.02596 | 0 | 0 | 0 | 0 | 0 | 0 | 0.0705 | 0.2574 | 14.7392 | 0 | 245.025 | 0 | 0 | 0 | 0 | 13.8049 | 33.3631 | 0 | 34.9472 | 0 | 0.8541 | 12.6193 | 0.16 | -1 | -4.2 | 13.773 | 0 | 0 | 6.7753 | 6.7753 | 6.7753 | 6.7753 | 7.8783 | 47.7009 | 0 | 0 | 0 | 0 | 0 | 0 | 0 | 0 | 0 | 0 | 0 | 0 | 0 | 0 | 0 | 0 | -50 | 0 | 9.3242 | 0 | -191.8513 | 18.0754 | 0 | 0 | 0 | 9.5436 | 889.6693 | 31.8187 | 58.2132 | 0 | 0.5292 | 0 | 8.626 | 3.074 | 0 | 931.5433 | 255.6981 | -248.7713 | 8.9823 | 6.38 | -1.72 | 15.1555 | 5.1831 | 2025-11-20 | 2025_11_20 Hr 02 | 60.4255 | 4.2e-05 | -931.5433 | -206.9041 | 291.9857 | 726.1296 | 107.2445 | 13.0877 | 0 | 91.8669 | 71.6729 | 128.4459 | 0 | 182.7729 | 283.5925 | 0 | 0 | 14.7392 | 245.025 | 0 | 0 | 0
2025_11_20 Hr 03 | 0 | 0 | 0 | 0 | 0 | 0 | 0 | 0 | 0 | 36.6934 | 0 | 0.1104 | 58 | 0 | 91.3864 | 91.3864 | 283.5925 | 0 | 0.00615 | 0.074 | 0.02596 | 0 | 0 | 0 | 0 | 0 | 0 | 0.0705 | 0.2574 | 14.7392 | 0 | 245.025 | 0 | 0 | 0 | 0 | 13.773 | 33.2859 | 0 | 39.5287 | 0 | 0.8541 | 12.6193 | 0.16 | -1 | -4.2 | 13.773 | 0 | 0 | 6.5427 | 6.5427 | 6.5427 | 6.5427 | 7.6078 | 45.7002 | 0 | 0 | 0 | 0 | 0 | 0 | 0 | 0 | 0 | 0 | 0 | 0 | 0 | 0 | 0 | 0 | -50 | 0 | 9.3242 | 0 | -222.6421 | 18.0754 | 0 | 0 | 0 | 6.507 | 888.3591 | 31.7846 | 58.151 | 0 | 0.5292 | 0 | 8.626 | 3.074 | 0 | 906.8683 | 258.5427 | -279.5621 | 8.9823 | 6.38 | -1.72 | 15.1393 | 5.1776 | 2025-11-20 | 2025_11_20 Hr 03 | 61.4093 | 6.7e-05 | -906.8683 | -233.1134 | 290.5573 | 726.1296 | 110.2072 | 13.0877 | 0 | 91.7576 | 70.4719 | 128.3278 | 0 | 182.7729 | 283.5925 | 0 | 0 | 14.7392 | 245.025 | 0 | 0 | 0
2025_11_20 Hr 04 | 0 | 0 | 0 | 0 | 0 | 0 | 0 | 0 | 0 | 36.6934 | 0 | 0.1104 | 63 | 0 | 91.3864 | 91.3864 | 283.5925 | 0 | 0.00615 | 0.074 | 0.02596 | 0 | 0 | 0 | 0 | 0 | 0 | 0.0705 | 0.2574 | 19.8309 | 0 | 245.025 | 0 | 0 | 0 | 0 | 13.991 | 33.8129 | 0 | 35.3831 | 0 | 0.8541 | 12.6193 | 0.16 | -1 | -4.2 | 13.773 | 0 | 0 | 8.1287 | 8.1287 | 8.1287 | 8.1287 | 9.452 | 48.6486 | 0 | 0 | 0 | 0 | 0 | 0 | 0 | 0 | 0 | 0 | 0 | 0 | 0 | 0 | 0 | 0 | -50 | 0 | 9.3242 | 0 | -236.2175 | 18.0754 | 0 | 0 | 0 | 6.9408 | 902.3844 | 32.0168 | 58.5756 | 0 | 0.5292 | 0 | 8.626 | 3.074 | 0 | 912.36 | 267.73 | -293.1375 | 8.9823 | 6.38 | -1.72 | 15.2498 | 5.2154 | 2025-11-20 | 2025_11_20 Hr 04 | 61.5057 | 7e-06 | -912.36 | -250.8344 | 300.2961 | 731.2212 | 118.5894 | 13.0877 | 0 | 92.5027 | 78.6604 | 129.1329 | 0 | 182.7729 | 283.5925 | 0 | 0 | 19.8309 | 245.025 | 0 | 0 | 0
2025_11_20 Hr 05 | 0 | 0 | 0 | 0 | 0 | 0 | 0 | 0 | 0 | 49.2438 | 0 | 0.1104 | 75 | 0 | 91.3864 | 91.3864 | 283.5925 | 0 | 0.00615 | 0.074 | 0.02596 | 0 | 0 | 0 | 0 | 0 | 0 | 0.0705 | 0.2574 | 29.2338 | 0 | 245.025 | 0 | 0 | 0 | 0 | 14.7703 | 35.6963 | 0 | 18.5487 | -0.0046252 | 0.8541 | 12.6193 | 0.06 | -1 | -4.2 | 13.773 | 0 | 0 | 13.7963 | 13.7963 | 13.7963 | 13.7963 | 16.0422 | 50.6493 | 0 | 0 | 0 | 0 | 0 | 0 | 0 | 0 | 0 | 0 | 0 | 0 | 0 | 0 | 0 | 0 | -50 | 0 | 9.3242 | 0 | -418.4188 | 18.0754 | 0 | 72.26 | 68.0441 | 8.5314 | 1096.565 | 32.8462 | 60.093 | 0 | 0.5292 | 0 | 8.626 | 3.074 | 0 | 925.9683 | 286.1983 | -475.3388 | 8.9823 | 6.38 | -1.72 | 15.6448 | 5.3505 | 2025-11-20 | 2025_11_20 Hr 05 | 68.3409 | 4.881e-05 | -925.9683 | -449.8747 | 347.6464 | 880.9282 | 134.1807 | 13.0877 | 0 | 95.1654 | 120.4711 | 132.0099 | 0 | 182.7729 | 283.5925 | 0 | 0 | 29.2338 | 245.025 | 0 | 140.304 | 0
2025_11_20 Hr 06 | 0 | 0 | 0 | 0 | 0 | 0 | 0 | 0 | 0 | 85.0322 | 0 | 0.1104 | 84 | 0 | 91.3864 | 91.3864 | 283.5925 | 0 | 0.00615 | 0.074 | 0.02596 | 0 | 0 | 0 | 0 | 0 | 0 | 0.0705 | 0.2574 | 38.6392 | 0 | 245.025 | 0 | 0 | 0 | 0 | 16.0992 | 38.9079 | 0 | 0 | -40.0207 | 0.8541 | 12.6193 | 0.06 | -1 | -4.2 | 13.773 | 0 | 0 | 23.4607 | 23.4607 | 23.4607 | 23.4607 | 27.2799 | 48.6486 | 0 | 0 | 0 | 0 | 0 | 0 | 0 | 0 | 0 | 0 | 0 | 0 | 0 | 0 | 0 | 0 | -50 | 0 | 9.3242 | 0 | -463.4202 | 18.0754 | 0 | 74.1091 | 69.6985 | 18.9426 | 1199.698 | 34.2605 | 62.6805 | 0 | 0.5292 | 0 | 8.626 | 3.074 | 0 | 947.8517 | 308.5147 | -520.3402 | 8.9823 | 6.38 | -1.72 | 16.3185 | 5.5809 | 2025-11-20 | 2025_11_20 Hr 06 | 71.9996 | -1.2e-05 | -947.8517 | -553.4409 | 442.7764 | 893.8372 | 151.5912 | 13.0877 | 0 | 99.7059 | 206.1548 | 136.9158 | 0 | 182.7729 | 283.5925 | 0 | 0 | 38.6392 | 245.025 | 0 | 143.8077 | 0
2025_11_20 Hr 07 | 0 | 0 | 0 | 0 | 0 | 0 | 0 | 0 | 0 | 123.3004 | -14.5 | 0.1104 | 88 | 0 | 91.3864 | 91.3864 | 281.7479 | 0 | 0.00615 | 0.074 | 0.02596 | 0 | 0 | 0 | 0 | 0 | 0 | 0.0705 | 0.2574 | 45.0212 | 0 | 244.0449 | 0 | 0 | 0 | 0 | 17.5197 | 42.3408 | 0 | 0 | -75.7492 | 0.8541 | 12.6193 | 0.06 | -1 | -4.2 | 13.773 | 0 | 0 | 33.7912 | 33.7912 | 33.7912 | 33.7912 | 39.2921 | 50.6493 | 0 | 0 | 0 | 0 | 0 | 0 | 0 | 0 | 0 | 0 | 0 | 0 | 0 | 0 | 0 | -50 | 0 | 0 | 9.3242 | 0 | -483.4738 | 18.0754 | 0 | 73.4131 | 69.0439 | 18.5088 | 1298.361 | 35.7723 | 65.4464 | 0 | 0.5292 | 0 | 8.626 | 3.074 | 0 | 987.0433 | 319.3256 | -554.8938 | 8.9823 | 6.38 | -1.72 | 17.0386 | 5.8271 | 2025-11-20 | 2025_11_20 Hr 07 | 66.6099 | -5.7e-05 | -987.0433 | -609.223 | 529.9766 | 896.0439 | 157.1581 | 13.0877 | 0 | 104.5593 | 297.7575 | 127.6598 | 0 | 182.7729 | 281.7479 | 0 | 0 | 45.0212 | 244.0449 | 0 | 142.457 | 0
2025_11_20 Hr 08 | 2.0696 | 0 | 0 | 0 | 0 | 0 | 0 | 0 | 0 | 134.3853 | -14.5 | 0.1104 | 88 | 0 | 91.3864 | 91.3864 | 281.7479 | 0 | 0.00615 | 0.074 | 0.02596 | 0 | 0 | 0 | 0 | 0 | 0 | 0.0705 | 0.2574 | 39.2058 | 0 | 244.0449 | 0 | 0 | 0 | 0 | 17.9312 | 43.3352 | 0 | 0 | -80.7528 | 0.8541 | 12.6193 | 0.06 | -1 | -4.2 | 13.773 | 0 | 0 | 36.7836 | 36.7836 | 36.7836 | 36.7836 | 42.7717 | 55.5984 | 0 | 0 | 0 | 0 | 0 | 0 | 0 | 0 | 0 | 0 | 0 | 0 | 0 | 0 | 0 | -50 | 0 | 0 | 9.3242 | 0 | -453.4878 | 18.0754 | 0 | 73.4131 | 69.0439 | 16.0506 | 1320.485 | 36.2102 | 66.2476 | 0 | 0.5292 | -2.0696 | 8.626 | 3.074 | 0 | 1038.16 | 325.4051 | -526.9774 | 8.9823 | 6.38 | -1.72 | 17.2472 | 5.8985 | 2025-11-20 | 2025_11_20 Hr 08 | 65.9586 | -1.3e-05 | -1038.16 | -584.2406 | 559.4354 | 890.2285 | 159.649 | 13.0877 | 0 | 105.9652 | 324.2914 | 129.1788 | 0 | 182.7729 | 281.7479 | 0 | 0 | 39.2058 | 244.0449 | 0 | 142.457 | 0
2025_11_20 Hr 09 | 12.2766 | 0.000105 | 0.002961 | 3.5474 | 3.5621 | 3.5609 | 3.8089 | 3.8089 | 3.8089 | 122.9087 | -14.5 | 0.1104 | 85 | 0 | 91.3864 | 91.3864 | 281.7479 | 0 | 0.00615 | 0.074 | 0.02596 | 0 | 0 | 0 | 0 | 0 | 0 | 0.0705 | 0.2574 | 41.7563 | 7.2612 | 244.0449 | 0 | 0 | 0 | 0 | 17.5052 | 42.3057 | 0 | 0 | -50.874 | 0.8541 | 12.6193 | 0 | -1 | -4.2 | 13.773 | 0 | 0 | 33.6855 | 33.6855 | 33.6855 | 33.6855 | 39.1692 | 55.5984 | 0 | 0 | 0 | 0 | 0 | 0 | 0 | 0 | 0 | 0 | 0 | 0 | 0 | 0 | 0 | -50 | 0 | 0 | 9.3242 | 0 | -391.9997 | 18.0754 | 0 | 73.4131 | 69.0439 | 5.4948 | 1323.47 | 35.7568 | 65.4181 | 0 | 0.5292 | -12.2766 | 8.626 | 3.074 | 0 | 1117.383 | 320.4838 | -475.6964 | 8.9823 | 6.38 | -1.72 | 17.0312 | 5.8246 | 2025-11-20 | 2025_11_20 Hr 09 | 74.9956 | 0.000273 | -1117.383 | -492.8737 | 528.9357 | 922.1373 | 146.0963 | 13.0877 | 0 | 104.5096 | 296.8199 | 127.6061 | 22.0972 | 182.7729 | 281.7479 | 0 | 7.2612 | 41.7563 | 244.0449 | 0 | 142.457 | 0
2025_11_20 Hr 10 | 13.4624 | 0.001875 | 0.052875 | 3.5474 | 3.5621 | 3.5609 | 3.8089 | 3.8089 | 3.8089 | 114.9966 | -14.5 | 0.1104 | 76 | 0 | 91.3864 | 91.3864 | 281.7479 | 0 | 0.00615 | 0.074 | 0.02596 | 0 | 0 | 0 | 0 | 0 | 0 | 0.0705 | 0.2574 | 32.3517 | 7.2612 | 244.0449 | 0 | 0 | 0 | 0 | 17.2115 | 41.5959 | 0 | 0 | -45.8024 | 0.8541 | 12.6193 | 0 | -1 | -4.2 | 13.773 | 0 | 0 | 31.5496 | 31.5496 | 31.5496 | 31.5496 | 36.6856 | 50.6493 | 0 | 0 | 0 | 0 | 0 | 0 | 0 | 0 | 0 | 0 | 0 | 0 | 0 | 0 | 0 | -50 | 0 | 0 | 9.3242 | 0 | -286.5677 | 18.0754 | 0 | 73.4131 | 69.0439 | 5.9286 | 1294.172 | 35.4442 | 64.8463 | 0 | 0.5292 | -13.4624 | 8.626 | 3.074 | 0 | 1183.992 | 307.0717 | -371.45 | 8.9823 | 6.38 | -1.72 | 16.8823 | 5.7737 | 2025-11-20 | 2025_11_20 Hr 10 | 61.3812 | -0.00033 | -1183.992 | -382.3701 | 507.9087 | 912.7328 | 132.6327 | 13.0877 | 0 | 103.5062 | 277.8806 | 126.5219 | 22.0972 | 182.7729 | 281.7479 | 0 | 7.2612 | 32.3517 | 244.0449 | 0 | 142.457 | 0
2025_11_20 Hr 11 | 12.4392 | 0.00537 | 0.15143 | 3.5474 | 3.5621 | 3.5609 | 3.8089 | 3.8089 | 3.8089 | 97.6446 | -14.5 | 0.1104 | 71 | 0 | 91.3864 | 91.3864 | 281.7479 | 0 | 0.00615 | 0.074 | 0.02596 | 0 | 0 | 0 | 0 | 0 | 0 | 0.0705 | 0.2574 | 41.7563 | 7.2612 | 244.0449 | 0 | 0 | 0 | 0 | 16.5674 | 40.0393 | 0 | 0 | -25.9234 | 0.8541 | 12.6193 | 0 | -1 | -4.2 | 13.773 | 0 | 0 | 26.8654 | 26.8654 | 26.8654 | 26.8654 | 31.2389 | 50.6493 | 0 | 0 | 0 | 0 | 0 | 0 | 0 | 0 | 0 | 0 | 0 | 0 | 0 | 0 | 0 | -50 | 0 | 0 | 9.3242 | 0 | -265.8608 | 18.0754 | 0 | 73.4131 | 69.0439 | 2.4582 | 1259.94 | 34.7587 | 63.5921 | 0 | 0.5292 | -12.4392 | 8.626 | 3.074 | 0 | 1179.5 | 295.2038 | -349.72 | 8.9823 | 6.38 | -1.72 | 16.5558 | 5.662 | 2025-11-20 | 2025_11_20 Hr 11 | 73.7861 | -9e-06 | -1179.5 | -341.7842 | 461.7948 | 922.1373 | 124.2643 | 13.0877 | 0 | 101.3055 | 236.3453 | 124.1441 | 22.0972 | 182.7729 | 281.7479 | 0 | 7.2612 | 41.7563 | 244.0449 | 0 | 142.457 | 0
2025_11_20 Hr 12 | 11.3977 | 0.008595 | 0.24238 | 3.5474 | 3.5621 | 3.5609 | 3.8089 | 3.8089 | 3.8089 | 87.5782 | -14.5 | 0.1104 | 61 | 0 | 91.3864 | 91.3864 | 281.7479 | 0 | 0.00615 | 0.074 | 0.02596 | 0 | 0 | 0 | 0 | 0 | 0 | 0.0705 | 0.2574 | 46.06 | 7.2612 | 244.0449 | 0 | 0 | 0 | 0 | 16.1937 | 39.1363 | 0 | 0 | -16.7197 | 0.8541 | 12.6193 | 0 | -1 | -4.2 | 13.773 | 0 | 0 | 24.148 | 24.148 | 24.148 | 24.148 | 28.079 | 55.5984 | 0 | 0 | 0 | 0 | 0 | 0 | 0 | 0 | 0 | 0 | 0 | 0 | 0 | 0 | 0 | -50 | 0 | 0 | 9.3242 | 0 | -241.1432 | 18.0754 | 0 | 73.4131 | 69.0439 | 0.4338 | 1238.961 | 34.361 | 62.8646 | 0 | 0.5292 | -11.3977 | 8.626 | 3.074 | 0 | 1183.992 | 285.7109 | -323.9609 | 8.9823 | 6.38 | -1.72 | 16.3664 | 5.5972 | 2025-11-20 | 2025_11_20 Hr 12 | 75.622 | -0.00037 | -1183.992 | -307.8629 | 435.0426 | 926.4411 | 117.2832 | 13.0877 | 0 | 100.0288 | 212.2491 | 122.7646 | 22.0972 | 182.7729 | 281.7479 | 0 | 7.2612 | 46.06 | 244.0449 | 0 | 142.457 | 0
2025_11_20 Hr 13 | 11.9201 | 0.01002 | 0.28256 | 3.5474 | 3.5621 | 3.5609 | 3.8089 | 3.8089 | 3.8089 | 77.4334 | -14.5 | 0.1104 | 48 | 0 | 91.3864 | 91.3864 | 281.7479 | 0 | 0.00615 | 0.074 | 0.02596 | 0 | 0 | 0 | 0 | 0 | 0 | 0.0705 | 0.2574 | 46.06 | 7.2612 | 244.0449 | 0 | 0 | 0 | 0 | 15.8172 | 38.2262 | 0 | 1.6008 | -7.8078 | 0.8541 | 12.6193 | 0 | -1 | -4.2 | 13.773 | 0 | 0 | 21.4094 | 21.4094 | 21.4094 | 21.4094 | 24.8946 | 45.7002 | 0 | 0 | 0 | 0 | 0 | 0 | 0 | 0 | 0 | 0 | 0 | 0 | 0 | 0 | 0 | -50 | 0 | 0 | 9.3242 | 0 | -248.4343 | 18.0754 | 0 | 73.4131 | 69.0439 | 1.446 | 1213.431 | 33.9603 | 62.1313 | 0 | 0.5292 | -11.9201 | 8.626 | 3.074 | 0 | 1138.408 | 262.9585 | -331.7744 | 8.9823 | 6.38 | -1.72 | 16.1755 | 5.532 | 2025-11-20 | 2025_11_20 Hr 13 | 71.8208 | 0.000313 | -1138.408 | -304.6414 | 408.0821 | 926.4411 | 95.4388 | 13.0877 | 0 | 98.7422 | 187.9655 | 121.3745 | 22.0972 | 182.7729 | 281.7479 | 0 | 7.2612 | 46.06 | 244.0449 | 0 | 142.457 | 0
2025_11_20 Hr 14 | 13.4706 | 0.0105 | 0.2961 | 3.5474 | 3.5621 | 3.5609 | 3.8089 | 3.8089 | 3.8089 | 61.6482 | -14.5 | 0.1104 | 41 | 0 | 91.3864 | 91.3864 | 281.7479 | 0 | 0.00615 | 0.074 | 0.02596 | 0 | 0 | 0 | 0 | 0 | 0 | 0.0705 | 0.2574 | 44.69 | 7.2612 | 244.0449 | 0 | 0 | 0 | 0 | 15.2312 | 36.8102 | 0 | 11.6495 | -0.051854 | 0.8541 | 12.6193 | 0 | -1 | -4.2 | 13.773 | 0 | 0 | 17.1482 | 17.1482 | 17.1482 | 17.1482 | 19.9397 | 47.7009 | 0 | 0 | 0 | 0 | 0 | 0 | 0 | 0 | 0 | 0 | 0 | 0 | 0 | 0 | 0 | -50 | 0 | 0 | 9.3242 | 0 | -254.1288 | 18.0754 | 0 | 73.4131 | 69.0439 | 2.0244 | 1172.288 | 33.3367 | 60.9904 | 0 | 0.5292 | -13.4706 | 8.626 | 3.074 | 0 | 1102.792 | 257.9255 | -339.0194 | 8.9823 | 6.38 | -1.72 | 15.8785 | 5.4304 | 2025-11-20 | 2025_11_20 Hr 14 | 70.909 | -0.00035229 | -1102.792 | -292.5311 | 366.1321 | 925.0711 | 91.0319 | 13.0877 | 0 | 96.7402 | 150.1805 | 119.2114 | 22.0972 | 182.7729 | 281.7479 | 0 | 7.2612 | 44.69 | 244.0449 | 0 | 142.457 | 0
2025_11_20 Hr 15 | 12.4375 | 0.010245 | 0.28891 | 3.5474 | 3.5621 | 3.5609 | 3.8089 | 3.8089 | 3.8089 | 61.6873 | -14.5 | 0.1104 | 43 | 0 | 91.3864 | 91.3864 | 281.7479 | 0 | 0.00615 | 0.074 | 0.02596 | 0 | 0 | 0 | 0 | 0 | 0 | 0.0705 | 0.2574 | 32.3537 | 7.2612 | 244.0449 | 0 | 0 | 0 | 0 | 15.2327 | 36.8137 | 0 | 21.0099 | 0 | 0.8541 | 12.6193 | 0 | -1 | -4.2 | 13.773 | 0 | 0 | 17.1587 | 17.1587 | 17.1587 | 17.1587 | 19.952 | 50.6493 | 0 | 0 | 0 | 0 | 0 | 0 | 0 | 0 | 0 | 0 | 0 | 0 | 0 | 0 | 0 | -50 | 0 | 0 | 9.3242 | 0 | -317.7586 | 18.0754 | 0 | 73.4131 | 69.0439 | 2.4582 | 1160.043 | 33.3382 | 60.9933 | 0 | 0.5292 | -12.4375 | 8.626 | 3.074 | 0 | 1041.717 | 262.2797 | -401.6161 | 8.9823 | 6.38 | -1.72 | 15.8792 | 5.4306 | 2025-11-20 | 2025_11_20 Hr 15 | 66.251 | -0.000382 | -1041.717 | -346.7487 | 366.2362 | 912.7348 | 96.4067 | 13.0877 | 0 | 96.7451 | 150.2743 | 119.2167 | 22.0972 | 182.7729 | 281.7479 | 0 | 7.2612 | 32.3537 | 244.0449 | 0 | 142.457 | 0
2025_11_20 Hr 16 | 3.6185 | 0.00915 | 0.25803 | 3.5474 | 3.5621 | 3.5609 | 3.8089 | 3.8089 | 3.8089 | 67.6411 | -14.5 | 0.1104 | 48 | 0 | 91.3864 | 91.3864 | 281.7479 | 0 | 0.00615 | 0.074 | 0.02596 | 0 | 0 | 0 | 0 | 0 | 0 | 0.0705 | 0.2574 | 41.7587 | 7.2612 | 244.0449 | 0 | 0 | 0 | 0 | 15.4537 | 37.3478 | 0 | 10.6023 | -2.5582 | 0.8541 | 12.6193 | 0 | -1 | -4.2 | 13.773 | 0 | 0 | 18.7659 | 18.7659 | 18.7659 | 18.7659 | 21.8209 | 48.6486 | 0 | 0 | 0 | 0 | 0 | 0 | 0 | 0 | 0 | 0 | 0 | 0 | 0 | 0 | 0 | -50 | 0 | 0 | 9.3242 | 0 | -319.9798 | 18.0754 | 0 | 73.4131 | 69.0439 | 0.4338 | 1184.424 | 33.5734 | 61.4236 | 0 | 0.5292 | -3.6185 | 8.626 | 3.074 | 0 | 1052.7 | 255.2504 | -395.0183 | 8.9823 | 6.38 | -1.72 | 15.9913 | 5.4689 | 2025-11-20 | 2025_11_20 Hr 16 | 70.6919 | -4.9e-05 | -1052.7 | -361.9357 | 382.0585 | 922.1398 | 97.3496 | 13.0877 | 0 | 97.5002 | 164.5257 | 120.0326 | 22.0972 | 182.7729 | 281.7479 | 0 | 7.2612 | 41.7587 | 244.0449 | 0 | 142.457 | 0
2025_11_20 Hr 17 | 0 | 0.00723 | 0.20389 | 3.5474 | 3.5621 | 3.5609 | 3.8089 | 3.8089 | 3.8089 | 102.5408 | -14.5 | 0.1104 | 45 | 0 | 91.3864 | 91.3864 | 281.7479 | 0 | 0.00615 | 0.074 | 0.02596 | 0 | 0 | 0 | 0 | 0 | 0 | 0.0705 | 0.2574 | 46.06 | 7.2612 | 244.0449 | 0 | 0 | 0 | 0 | 16.7491 | 40.4785 | 0 | 0.18755 | -33.9337 | 0.8541 | 12.6193 | 0 | -1 | -4.2 | 13.773 | 0 | 0 | 28.1872 | 28.1872 | 28.1872 | 28.1872 | 32.7758 | 55.5984 | 0 | 0 | 0 | 0 | 0 | 0 | 0 | 0 | 0 | 0 | 0 | 0 | 0 | 0 | 0 | -50 | 0 | 0 | 9.3242 | 0 | -359.5988 | 18.0754 | 0 | 73.4131 | 69.0439 | 0 | 1276.637 | 34.9522 | 63.946 | 0 | 0.5292 | 0 | 8.626 | 3.074 | 0 | 1071.8 | 259.9284 | -431.0188 | 8.9823 | 6.38 | -1.72 | 16.648 | 5.6935 | 2025-11-20 | 2025_11_20 Hr 17 | 86.3122 | 4.3e-06 | -1071.8 | -443.345 | 474.8067 | 926.4411 | 100.8095 | 13.0877 | 0 | 101.9264 | 248.0652 | 124.815 | 22.0972 | 182.7729 | 281.7479 | 0 | 7.2612 | 46.06 | 244.0449 | 0 | 142.457 | 0
2025_11_20 Hr 18 | 0 | 0.004425 | 0.12478 | 3.5474 | 3.5621 | 3.5609 | 3.8089 | 3.8089 | 3.8089 | 132.0743 | -14.5 | 0.1104 | 28 | 0 | 91.3864 | 91.3864 | 281.7479 | 0 | 0.00615 | 0.074 | 0.02596 | 0 | 0 | 0 | 0 | 0 | 0 | 0.0705 | 0.2574 | 46.06 | 7.2612 | 244.0449 | 0 | 0 | 0 | 0 | 17.8454 | 43.1279 | 0 | 0 | -64.2702 | 0.8541 | 12.6193 | 0 | -1 | -4.2 | 13.773 | 0 | 0 | 36.1598 | 36.1598 | 36.1598 | 36.1598 | 42.0462 | 51.7023 | 0 | 0 | 0 | 0 | 0 | 0 | 0 | 0 | 0 | 0 | 0 | 0 | 0 | 0 | 0 | -50 | 0 | 0 | 9.3242 | 0 | -391.0839 | 18.0754 | 0 | 73.4131 | 69.0439 | 0 | 1350.998 | 36.1189 | 66.0806 | 0 | 0.5292 | 0 | 8.626 | 3.074 | 0 | 1067.3 | 243.0766 | -462.5039 | 8.9823 | 6.38 | -1.72 | 17.2037 | 5.8836 | 2025-11-20 | 2025_11_20 Hr 18 | 85.0655 | -3.1e-05 | -1067.3 | -505.3541 | 553.2938 | 926.4411 | 79.8315 | 13.0877 | 0 | 105.6721 | 318.7596 | 128.8621 | 22.0972 | 182.7729 | 281.7479 | 0 | 7.2612 | 46.06 | 244.0449 | 0 | 142.457 | 0
2025_11_20 Hr 19 | 0 | 0.00111 | 0.031302 | 3.5474 | 3.5621 | 3.5609 | 3.8089 | 3.8089 | 3.8089 | 132.5052 | -14.5 | 0.1104 | 17 | 0 | 91.3864 | 91.3864 | 281.7479 | 0 | 0.00615 | 0.074 | 0.02596 | 0 | 0 | 0 | 0 | 0 | 0 | 0.0705 | 0.2574 | 46.06 | 7.2612 | 244.0449 | 0 | 0 | 0 | 0 | 17.8614 | 43.1665 | 0 | 0 | -64.8118 | 0.8541 | 12.6193 | 0 | -1 | -4.2 | 13.773 | 0 | 0 | 36.2761 | 36.2761 | 36.2761 | 36.2761 | 42.1815 | 53.5977 | 0 | 0 | 0 | 0 | 0 | 0 | 0 | 0 | 0 | 0 | 0 | 0 | 0 | 0 | 0 | -50 | 0 | 0 | 9.3242 | 0 | -408.086 | 18.0754 | 0 | 73.4131 | 69.0439 | 0 | 1351.99 | 36.1359 | 66.1117 | 0 | 0.5292 | 0 | 8.626 | 3.074 | 0 | 1041.7 | 234.0277 | -479.506 | 8.9823 | 6.38 | -1.72 | 17.2118 | 5.8864 | 2025-11-20 | 2025_11_20 Hr 19 | 85.2702 | -1.6e-05 | -1041.7 | -522.8978 | 554.4389 | 926.4411 | 70.6301 | 13.0877 | 0 | 105.7267 | 319.791 | 128.9212 | 22.0972 | 182.7729 | 281.7479 | 0 | 7.2612 | 46.06 | 244.0449 | 0 | 142.457 | 0
2025_11_20 Hr 20 | 0 | 0 | 0 | 3.5474 | 3.5621 | 3.5609 | 3.8089 | 3.8089 | 3.8089 | 130.3509 | -14.5 | 0.1104 | 24 | 0 | 91.3864 | 91.3864 | 281.7479 | 0 | 0.00615 | 0.074 | 0.02596 | 0 | 0 | 0 | 0 | 0 | 0 | 0.0705 | 0.2574 | 46.06 | 7.2612 | 244.0449 | 0 | 0 | 0 | 0 | 17.7814 | 42.9733 | 0 | 0 | -62.5274 | 0.8541 | 12.6193 | 0 | -1 | -4.2 | 13.773 | 0 | 0 | 35.6945 | 35.6945 | 35.6945 | 35.6945 | 41.5053 | 61.6005 | 0 | 0 | 0 | 0 | 0 | 0 | 0 | 0 | 0 | 0 | 0 | 0 | 0 | 0 | 0 | -50 | 0 | 0 | 9.3242 | 0 | -398.6072 | 18.0754 | 0 | 73.4131 | 69.0439 | 0 | 1346.529 | 36.0508 | 65.956 | 0 | 0.5292 | 0 | 8.626 | 3.074 | 0 | 1062.708 | 248.7342 | -470.0272 | 8.9823 | 6.38 | -1.72 | 17.1713 | 5.8725 | 2025-11-20 | 2025_11_20 Hr 20 | 81.7658 | 0.000328 | -1062.708 | -511.1346 | 548.7137 | 926.4411 | 85.6005 | 13.0877 | 0 | 105.4535 | 314.6342 | 128.6259 | 22.0972 | 182.7729 | 281.7479 | 0 | 7.2612 | 46.06 | 244.0449 | 0 | 142.457 | 0
2025_11_20 Hr 21 | 0 | 0 | 0 | 3.5474 | 3.5621 | 3.5609 | 3.8089 | 3.8089 | 3.8089 | 123.0654 | -14.5 | 0.1104 | 23 | 0 | 91.3864 | 91.3864 | 281.7479 | 0 | 0.00615 | 0.074 | 0.02596 | 0 | 0 | 0 | 0 | 0 | 0 | 0.0705 | 0.2574 | 46.06 | 7.2612 | 244.0449 | 0 | 0 | 0 | 0 | 17.511 | 42.3197 | 0 | 0 | -54.911 | 0.8541 | 12.6193 | 0 | -1 | -4.2 | 13.773 | 0 | 0 | 33.7278 | 33.7278 | 33.7278 | 33.7278 | 39.2184 | 70.551 | 0 | 0 | 0 | 0 | 0 | 0 | 0 | 0 | 0 | 0 | 0 | 0 | 0 | 0 | 0 | -50 | 0 | 0 | 9.3242 | 0 | -401.6547 | 18.0754 | 0 | 73.4131 | 69.0439 | 0.4338 | 1328.166 | 35.763 | 65.4294 | 0 | 0.5292 | 0 | 8.626 | 3.074 | 0 | 1056.3 | 256.1201 | -473.0747 | 8.9823 | 6.38 | -1.72 | 17.0342 | 5.8256 | 2025-11-20 | 2025_11_20 Hr 21 | 79.4275 | -4.5e-05 | -1056.3 | -506.5657 | 529.3521 | 926.4411 | 93.9848 | 13.0877 | 0 | 104.5295 | 297.195 | 127.6276 | 22.0972 | 182.7729 | 281.7479 | 0 | 7.2612 | 46.06 | 244.0449 | 0 | 142.457 | 0
2025_11_20 Hr 22 | 0 | 0 | 0 | 3.5474 | 3.5621 | 3.5609 | 3.8089 | 3.8089 | 3.8089 | 100.6215 | -14.5 | 0.1104 | 11 | 0 | 91.3864 | 91.3864 | 281.7479 | 0 | 0.00615 | 0.074 | 0.02596 | 0 | 0 | 0 | 0 | 0 | 0 | 0.0705 | 0.2574 | 36.66 | 7.2612 | 244.0449 | 0 | 0 | 0 | 0 | 16.6779 | 40.3063 | 0 | 0 | -54.2784 | 0.8541 | 12.6193 | 0 | -1 | -4.2 | 13.773 | 0 | 0 | 27.669 | 27.669 | 27.669 | 27.669 | 32.1733 | 67.4973 | 0 | 0 | 0 | 0 | 0 | 0 | 0 | 0 | 0 | 0 | 0 | 0 | 0 | 0 | 0 | -50 | 0 | 0 | 9.3242 | 0 | -353.3659 | 18.0754 | 0 | 73.4131 | 69.0439 | 1.0122 | 1262.195 | 34.8763 | 63.8073 | 0 | 0.5292 | 0 | 8.626 | 3.074 | 0 | 1021.7 | 238.5692 | -424.7859 | 8.9823 | 6.38 | -1.72 | 16.6118 | 5.6812 | 2025-11-20 | 2025_11_20 Hr 22 | 64.2067 | -1.7e-05 | -1021.7 | -457.6443 | 469.706 | 917.0411 | 79.5095 | 13.0877 | 0 | 101.683 | 243.471 | 124.552 | 22.0972 | 182.7729 | 281.7479 | 0 | 7.2612 | 36.66 | 244.0449 | 0 | 142.457 | 0
2025_11_20 Hr 23 | 0 | 0 | 0 | 3.5474 | 3.5621 | 3.5609 | 3.8089 | 3.8089 | 3.8089 | 76.4933 | 0 | 0.1104 | 6 | 0 | 91.3864 | 91.3864 | 283.5925 | 0 | 0.00615 | 0.074 | 0.02596 | 0 | 0 | 0 | 0 | 0 | 0 | 0.0705 | 0.2574 | 41.7563 | 7.2612 | 245.025 | 0 | 0 | 0 | 0 | 15.7823 | 38.1419 | 0 | 0 | -27.5284 | 0.8541 | 12.6193 | 0 | -1 | -4.2 | 13.773 | 0 | 0 | 21.1556 | 21.1556 | 21.1556 | 21.1556 | 24.5996 | 65.6019 | 0 | 0 | 0 | 0 | 0 | 0 | 0 | 0 | 0 | 0 | 0 | 0 | 0 | 0 | 0 | 0 | -50 | 0 | 9.3242 | 0 | -373.8494 | 18.0754 | 0 | 74.1091 | 69.6985 | 0 | 1210.651 | 33.9231 | 62.0634 | 0 | 0.5292 | 0 | 8.626 | 3.074 | 0 | 979.7083 | 227.3553 | -430.7694 | 8.9823 | 6.38 | -1.72 | 16.1578 | 5.5259 | 2025-11-20 | 2025_11_20 Hr 23 | 74.1858 | 4.3e-05 | -979.7083 | -451.3778 | 420.0839 | 926.3127 | 71.6019 | 13.0877 | 0 | 98.6229 | 185.7153 | 135.7457 | 22.0972 | 182.7729 | 283.5925 | 0 | 7.2612 | 41.7563 | 245.025 | 0 | 143.8077 | 0
2025_11_20 Hr 24 | 0 | 0 | 0 | 3.5474 | 3.5621 | 3.5609 | 3.8089 | 3.8089 | 3.8089 | 52.9526 | 0 | 0.1104 | 4 | 0 | 91.3864 | 91.3864 | 283.5925 | 0 | 0.00615 | 0.074 | 0.02596 | 0 | 0 | 0 | 0 | 0 | 0 | 0.0705 | 0.2574 | 46.06 | 7.2612 | 245.025 | 0 | 0 | 0 | 0 | 14.9085 | 36.0301 | 0 | 0 | -14.6567 | 0.8541 | 12.6193 | 0 | -1 | -4.2 | 13.773 | 0 | 0 | 14.8008 | 14.8008 | 14.8008 | 14.8008 | 17.2102 | 70.551 | 0 | 0 | 0 | 0 | 0 | 0 | 0 | 0 | 0 | 0 | 0 | 0 | 0 | 0 | 0 | 0 | -50 | 0 | 9.3242 | 0 | -360.6216 | 18.0754 | 0 | 74.1091 | 69.6985 | 0 | 1155.62 | 32.9932 | 60.362 | 0 | 0.5292 | 0 | 8.626 | 3.074 | 0 | 950.5 | 227.0785 | -417.5416 | 8.9823 | 6.38 | -1.72 | 15.7149 | 5.3744 | 2025-11-20 | 2025_11_20 Hr 24 | 72.6876 | 4.3e-05 | -950.5 | -425.2783 | 357.5232 | 930.6164 | 74.551 | 13.0877 | 0 | 95.6374 | 129.366 | 132.5198 | 22.0972 | 182.7729 | 283.5925 | 0 | 7.2612 | 46.06 | 245.025 | 0 | 143.8077 | 0
2025_11_21 Hr 01 | 0 | 0 | 0 | 3.5474 | 3.5621 | 3.5609 | 3.8089 | 3.8089 | 3.8089 | 36.6934 | 0 | 0.1104 | 1 | 0 | 91.3864 | 91.3864 | 283.5925 | 0 | 0.00615 | 0.074 | 0.02596 | 0 | 0 | 0 | 0 | 0 | 0 | 0.0705 | 0.2574 | 46.06 | 7.2612 | 245.025 | 0 | 0 | 0 | 0 | 14.0578 | 33.9635 | 0 | 15.0156 | 0 | 0.8541 | 12.6263 | 0 | -1 | -4.2 | 13.7948 | 0 | 0 | 8.6575 | 8.6575 | 8.6575 | 8.6575 | 10.0669 | 73.4994 | 0 | 0 | 0 | 0 | 0 | 0 | 0 | 0 | 0 | 0 | 0 | 0 | 0 | 0 | 0 | 0 | -50 | 0 | 9.3393 | 0 | -374.2582 | 19.0171 | 0 | 74.1091 | 69.6985 | 1.446 | 1104.767 | 33.6642 | 61.612 | 0 | 0.5292 | 0 | 8.626 | 3.074 | 0 | 920.4 | 231.7954 | -431.1782 | 8.9786 | 6.38 | -1.72 | 16.0627 | 5.4863 | 2025-11-21 | 2025_11_21 Hr 01 | 76.6421 | 3e-06 | -920.4 | -409.2426 | 309.993 | 930.6164 | 75.9454 | 13.0877 | 0 | 92.7603 | 81.3904 | 135.8423 | 22.0972 | 182.7729 | 283.5925 | 0 | 7.2612 | 46.06 | 245.025 | 0 | 143.8077 | 0
2025_11_21 Hr 02 | 0 | 0 | 0 | 3.5474 | 3.5621 | 3.5609 | 3.8089 | 3.8089 | 3.8089 | 36.6934 | 0 | 0.1104 | 3 | 0 | 91.3864 | 91.3864 | 283.5925 | 0 | 0.00615 | 0.074 | 0.02596 | 0 | 0 | 0 | 0 | 0 | 0 | 0.0705 | 0.2574 | 46.06 | 7.2612 | 245.025 | 0 | 0 | 0 | 0 | 13.7992 | 33.3387 | 0 | 25.8717 | 0 | 0.8541 | 12.6263 | 0 | -1 | -4.2 | 13.7948 | 0 | 0 | 6.6875 | 6.6875 | 6.6875 | 6.6875 | 7.7762 | 73.4994 | 0 | 0 | 0 | 0 | 0 | 0 | 0 | 0 | 0 | 0 | 0 | 0 | 0 | 0 | 0 | 0 | -50 | 0 | 9.3393 | 0 | -382.3598 | 19.0171 | 0 | 74.1091 | 69.6985 | 1.446 | 1093.713 | 33.376 | 61.0845 | 0 | 0.5292 | 0 | 8.626 | 3.074 | 0 | 913.1 | 232.7952 | -439.2798 | 8.9786 | 6.38 | -1.72 | 15.9252 | 5.4393 | 2025-11-21 | 2025_11_21 Hr 02 | 77.1886 | 8e-06 | -913.1 | -406.4881 | 297.9386 | 930.6164 | 77.9454 | 13.0877 | 0 | 91.8768 | 71.2196 | 134.8421 | 22.0972 | 182.7729 | 283.5925 | 0 | 7.2612 | 46.06 | 245.025 | 0 | 143.8077 | 0
2025_11_21 Hr 03 | 0 | 0 | 0 | 3.5474 | 3.5621 | 3.5609 | 3.8089 | 3.8089 | 3.8089 | 36.6934 | 0 | 0.1104 | 3 | 0 | 91.3864 | 91.3864 | 283.5925 | 0 | 0.00615 | 0.074 | 0.02596 | 0 | 0 | 0 | 0 | 0 | 0 | 0.0705 | 0.2574 | 46.06 | 7.2612 | 245.025 | 0 | 0 | 0 | 0 | 13.6685 | 33.0229 | 0 | 33.0008 | 0 | 0.8541 | 12.6263 | 0 | -1 | -4.2 | 13.7948 | 0 | 0 | 5.6919 | 5.6919 | 5.6919 | 5.6919 | 6.6185 | 76.4478 | 0 | 0 | 0 | 0 | 0 | 0 | 0 | 0 | 0 | 0 | 0 | 0 | 0 | 0 | 0 | 0 | -50 | 0 | 9.3393 | 0 | -413.332 | 19.0171 | 0 | 74.1091 | 69.6985 | 2.0244 | 1088.126 | 33.2304 | 60.8179 | 0 | 0.5292 | 0 | 8.626 | 3.074 | 0 | 886.6917 | 235.8166 | -470.252 | 8.9786 | 6.38 | -1.72 | 15.8557 | 5.4156 | 2025-11-21 | 2025_11_21 Hr 03 | 76.6871 | -1.4e-05 | -886.6917 | -430.3312 | 291.8465 | 930.6164 | 81.4722 | 13.0877 | 0 | 91.4304 | 66.0795 | 134.3367 | 22.0972 | 182.7729 | 283.5925 | 0 | 7.2612 | 46.06 | 245.025 | 0 | 143.8077 | 0
2025_11_21 Hr 04 | 0 | 0 | 0 | 3.5474 | 3.5621 | 3.5609 | 3.8089 | 3.8089 | 3.8089 | 36.6934 | 0 | 0.1104 | 6 | 0 | 91.3864 | 91.3864 | 283.5925 | 0 | 0.00615 | 0.074 | 0.02596 | 0 | 0 | 0 | 0 | 0 | 0 | 0.0705 | 0.2574 | 46.06 | 7.2612 | 245.025 | 0 | 0 | 0 | 0 | 13.8284 | 33.4092 | 0 | 38.3463 | 0 | 0.8541 | 12.6263 | 0 | -1 | -4.2 | 13.7948 | 0 | 0 | 6.9099 | 6.9099 | 6.9099 | 6.9099 | 8.0348 | 68.5503 | 0 | 0 | 0 | 0 | 0 | 0 | 0 | 0 | 0 | 0 | 0 | 0 | 0 | 0 | 0 | 0 | -50 | 0 | 9.3393 | 0 | -409.6507 | 19.0171 | 0 | 74.1091 | 69.6985 | 0.4338 | 1094.961 | 33.4086 | 61.144 | 0 | 0.5292 | 0 | 8.626 | 3.074 | 0 | 896.6833 | 229.9469 | -466.5707 | 8.9786 | 6.38 | -1.72 | 15.9407 | 5.4447 | 2025-11-21 | 2025_11_21 Hr 04 | 76.2305 | 3.5e-05 | -896.6833 | -421.3044 | 299.2995 | 930.6164 | 74.9841 | 13.0877 | 0 | 91.9766 | 72.3679 | 134.955 | 22.0972 | 182.7729 | 283.5925 | 0 | 7.2612 | 46.06 | 245.025 | 0 | 143.8077 | 0
2025_11_21 Hr 05 | 0 | 0 | 0 | 3.5474 | 3.5621 | 3.5609 | 3.8089 | 3.8089 | 3.8089 | 42.4434 | 0 | 0.1104 | 7 | 0 | 91.3864 | 91.3864 | 283.5925 | 0 | 0.00615 | 0.074 | 0.02596 | 0 | 0 | 0 | 0 | 0 | 0 | 0.0705 | 0.2574 | 46.06 | 7.2612 | 245.025 | 0 | 0 | 0 | 0 | 14.4541 | 34.9209 | 0 | 30.1519 | 0 | 0.8541 | 12.6263 | 0 | -1 | -4.2 | 13.7948 | 0 | 0 | 11.6761 | 11.6761 | 11.6761 | 11.6761 | 13.5769 | 70.551 | 0 | 0 | 0 | 0 | 0 | 0 | 0 | 0 | 0 | 0 | 0 | 0 | 0 | 0 | 0 | 0 | -50 | 0 | 9.3393 | 0 | -407.4545 | 19.0171 | 0 | 74.1091 | 69.6985 | 0.4338 | 1127.455 | 34.1058 | 62.4202 | 0 | 0.5292 | 0 | 8.626 | 3.074 | 0 | 928.6 | 235.3673 | -464.3745 | 8.9786 | 6.38 | -1.72 | 16.2734 | 5.5583 | 2025-11-21 | 2025_11_21 Hr 05 | 77.15 | 2.4e-05 | -928.6 | -427.3025 | 334.2136 | 930.6164 | 77.9848 | 13.0877 | 0 | 94.114 | 102.7248 | 137.3748 | 22.0972 | 182.7729 | 283.5925 | 0 | 7.2612 | 46.06 | 245.025 | 0 | 143.8077 | 0
2025_11_21 Hr 06 | 0 | 0 | 0 | 3.5474 | 3.5621 | 3.5609 | 3.8089 | 3.8089 | 3.8089 | 77.5975 | 0 | 0.1104 | 7 | 0 | 91.3864 | 91.3864 | 283.5925 | 0 | 0.00615 | 0.074 | 0.02596 | 0 | 0 | 0 | 0 | 0 | 0 | 0.0705 | 0.2574 | 46.06 | 7.2612 | 245.025 | 0 | 0 | 0 | 0 | 15.7514 | 38.0552 | 0 | 2.8095 | -9.2711 | 0.8541 | 12.6263 | 0 | -1 | -4.2 | 13.7948 | 0 | 0 | 21.5581 | 21.5581 | 21.5581 | 21.5581 | 25.0675 | 73.4994 | 0 | 0 | 0 | 0 | 0 | 0 | 0 | 0 | 0 | 0 | 0 | 0 | 0 | 0 | 0 | 0 | -50 | 0 | 9.3393 | 0 | -439.7849 | 19.0171 | 0 | 74.1091 | 69.6985 | 0 | 1218.059 | 35.5515 | 65.0661 | 0 | 0.5292 | 0 | 8.626 | 3.074 | 0 | 957.7917 | 242.8989 | -496.7049 | 8.9786 | 6.38 | -1.72 | 16.9632 | 5.7939 | 2025-11-21 | 2025_11_21 Hr 06 | 90.1645 | -4e-05 | -957.7917 | -496.2465 | 429.8347 | 930.6164 | 80.4994 | 13.0877 | 0 | 98.5457 | 188.8972 | 142.3918 | 22.0972 | 182.7729 | 283.5925 | 0 | 7.2612 | 46.06 | 245.025 | 0 | 143.8077 | 0
2025_11_21 Hr 07 | 0 | 0 | 0 | 3.5474 | 3.5621 | 3.5609 | 3.8089 | 3.8089 | 3.8089 | 122.268 | -14.5 | 0.1104 | 7 | 0 | 91.3864 | 91.3864 | 281.7479 | 0 | 0.00615 | 0.074 | 0.02596 | 0 | 0 | 0 | 0 | 0 | 0 | 0.0705 | 0.2574 | 46.06 | 7.2612 | 244.0449 | 0 | 0 | 0 | 0 | 17.3338 | 41.8782 | 0 | 0 | -49.3051 | 0.8541 | 12.6263 | 0 | -1 | -4.2 | 13.7948 | 0 | 0 | 33.6112 | 33.6112 | 33.6112 | 33.6112 | 39.0828 | 70.551 | 0 | 0 | 0 | 0 | 0 | 0 | 0 | 0 | 0 | 0 | 0 | 0 | 0 | 0 | 0 | -50 | 0 | 0 | 9.3393 | 0 | -448.1327 | 19.0171 | 0 | 73.4131 | 69.0439 | 0 | 1326.188 | 37.3149 | 68.2933 | 0 | 0.5292 | 0 | 8.626 | 3.074 | 0 | 1003.4 | 246.0698 | -519.5527 | 8.9786 | 6.38 | -1.72 | 17.8046 | 6.0813 | 2025-11-21 | 2025_11_21 Hr 07 | 90.235 | -6.4e-05 | -1003.4 | -547.4378 | 533.758 | 926.4411 | 77.551 | 13.0877 | 0 | 103.951 | 295.7958 | 134.0111 | 22.0972 | 182.7729 | 281.7479 | 0 | 7.2612 | 46.06 | 244.0449 | 0 | 142.457 | 0
2025_11_21 Hr 08 | 1.5489 | 0 | 0 | 3.5474 | 3.5621 | 3.5609 | 3.8089 | 3.8089 | 3.8089 | 142.4836 | -14.5 | 0.1104 | 9 | 0 | 91.3864 | 91.3864 | 281.7479 | 0 | 0.00615 | 0.074 | 0.02596 | 0 | 0 | 0 | 0 | 0 | 0 | 0.0705 | 0.2574 | 46.06 | 7.2612 | 244.0449 | 0 | 0 | 0 | 0 | 18.0499 | 43.6083 | 0 | 0 | -70.9119 | 0.8541 | 12.6263 | 0 | -1 | -4.2 | 13.7948 | 0 | 0 | 39.0659 | 39.0659 | 39.0659 | 39.0659 | 45.4255 | 70.551 | 0 | 0 | 0 | 0 | 0 | 0 | 0 | 0 | 0 | 0 | 0 | 0 | 0 | 0 | 0 | -50 | 0 | 0 | 9.3393 | 0 | -424.6265 | 19.0171 | 0 | 73.4131 | 69.0439 | 0 | 1377.011 | 38.1129 | 69.7538 | 0 | 0.5292 | -1.5489 | 8.626 | 3.074 | 0 | 1060.892 | 252.388 | -497.5954 | 8.9786 | 6.38 | -1.72 | 18.1853 | 6.2113 | 2025-11-21 | 2025_11_21 Hr 08 | 90.9173 | -0.000374 | -1060.892 | -545.5384 | 587.3503 | 926.4411 | 79.551 | 13.0877 | 0 | 106.3972 | 344.1726 | 136.7804 | 22.0972 | 182.7729 | 281.7479 | 0 | 7.2612 | 46.06 | 244.0449 | 0 | 142.457 | 0
2025_11_21 Hr 09 | 12.2766 | 6e-05 | 0.001692 | 3.5474 | 3.5621 | 3.5609 | 3.8089 | 3.8089 | 3.8089 | 140.5602 | -14.5 | 0.1104 | 11 | 0 | 91.3864 | 91.3864 | 281.7479 | 0 | 0.00615 | 0.074 | 0.02596 | 0 | 0 | 0 | 0 | 0 | 0 | 0.0705 | 0.2574 | 46.06 | 7.2612 | 244.0449 | 0 | 0 | 0 | 0 | 17.9817 | 43.4437 | 0 | 0 | -69.3795 | 0.8541 | 12.6263 | 0 | -1 | -4.2 | 13.7948 | 0 | 0 | 38.5469 | 38.5469 | 38.5469 | 38.5469 | 44.822 | 70.551 | 0 | 0 | 0 | 0 | 0 | 0 | 0 | 0 | 0 | 0 | 0 | 0 | 0 | 0 | 0 | -50 | 0 | 0 | 9.3393 | 0 | -398.8788 | 19.0171 | 0 | 73.4131 | 69.0439 | 0.4338 | 1372.177 | 38.037 | 69.6149 | 0 | 0.5292 | -12.2766 | 8.626 | 3.074 | 0 | 1085.508 | 265.2862 | -482.5754 | 8.9786 | 6.38 | -1.72 | 18.1491 | 6.1989 | 2025-11-21 | 2025_11_21 Hr 09 | 87.8222 | 0.000335 | -1085.508 | -518.2582 | 582.2512 | 926.4411 | 81.9866 | 13.0877 | 0 | 106.1645 | 339.5698 | 136.5169 | 22.0972 | 182.7729 | 281.7479 | 0 | 7.2612 | 46.06 | 244.0449 | 0 | 142.457 | 0
2025_11_21 Hr 10 | 14.8172 | 0.002445 | 0.068949 | 3.5474 | 3.5621 | 3.5609 | 3.8089 | 3.8089 | 3.8089 | 129.8832 | -14.5 | 0.1104 | 17 | 0 | 91.3864 | 91.3864 | 281.7479 | 0 | 0.00615 | 0.074 | 0.02596 | 0 | 0 | 0 | 0 | 0 | 0 | 0.0705 | 0.2574 | 46.06 | 7.2612 | 244.0449 | 0 | 0 | 0 | 0 | 17.6035 | 42.53 | 0 | 0 | -56.7706 | 0.8541 | 12.6263 | 0 | -1 | -4.2 | 13.7948 | 0 | 0 | 35.666 | 35.666 | 35.666 | 35.666 | 41.4721 | 70.551 | 0 | 0 | 0 | 0 | 0 | 0 | 0 | 0 | 0 | 0 | 0 | 0 | 0 | 0 | 0 | -50 | 0 | 0 | 9.3393 | 0 | -316.7351 | 19.0171 | 0 | 73.4131 | 69.0439 | 0 | 1345.402 | 37.6155 | 68.8435 | 0 | 0.5292 | -14.8172 | 8.626 | 3.074 | 0 | 1157.592 | 271.9327 | -402.9723 | 8.9786 | 6.38 | -1.72 | 17.948 | 6.1303 | 2025-11-21 | 2025_11_21 Hr 10 | 73.0542 | -0.00039 | -1157.592 | -423.5057 | 553.9461 | 926.4411 | 87.6224 | 13.0877 | 0 | 104.8725 | 314.0193 | 135.0543 | 22.0972 | 182.7729 | 281.7479 | 0 | 7.2612 | 46.06 | 244.0449 | 0 | 142.457 | 0
2025_11_21 Hr 11 | 12.9483 | 0.00612 | 0.17258 | 3.5474 | 3.5621 | 3.5609 | 3.8089 | 3.8089 | 3.8089 | 115.0061 | -14.5 | 0.1104 | 17 | 0 | 91.3864 | 91.3864 | 281.7479 | 0 | 0.00615 | 0.074 | 0.02596 | 0 | 0 | 0 | 0 | 0 | 0 | 0.0705 | 0.2574 | 46.06 | 7.2612 | 244.0449 | 0 | 0 | 0 | 0 | 17.0765 | 41.2567 | 0 | 0 | -41.4767 | 0.8541 | 12.6263 | 0 | -1 | -4.2 | 13.7948 | 0 | 0 | 31.6518 | 31.6518 | 31.6518 | 31.6518 | 36.8044 | 68.5503 | 0 | 0 | 0 | 0 | 0 | 0 | 0 | 0 | 0 | 0 | 0 | 0 | 0 | 0 | 0 | -50 | 0 | 0 | 9.3393 | 0 | -289.313 | 19.0171 | 0 | 73.4131 | 69.0439 | 0.4338 | 1308.104 | 37.0282 | 67.7687 | 0 | 0.5292 | -12.9483 | 8.626 | 3.074 | 0 | 1159.408 | 266.4625 | -373.6813 | 8.9786 | 6.38 | -1.72 | 17.6678 | 6.0346 | 2025-11-21 | 2025_11_21 Hr 11 | 71.5719 | 0.000243 | -1159.408 | -380.7897 | 514.5063 | 926.4411 | 86.1628 | 13.0877 | 0 | 103.0723 | 278.4177 | 133.0163 | 22.0972 | 182.7729 | 281.7479 | 0 | 7.2612 | 46.06 | 244.0449 | 0 | 142.457 | 0
2025_11_21 Hr 12 | 11.3977 | 0.00867 | 0.24449 | 0 | 0 | 0 | 0 | 0 | 0 | 112.3761 | -14.5 | 0.1104 | 17 | 0 | 91.3864 | 91.3864 | 281.7479 | 0 | 0.00615 | 0.074 | 0.02596 | 0 | 0 | 0 | 0 | 0 | 0 | 0.0705 | 0.2574 | 45.6688 | 7.2612 | 244.0449 | 0 | 0 | 0 | 0 | 16.9834 | 41.0317 | 0 | 0 | -39.3236 | 0.8541 | 12.6263 | 0.06 | -1 | -4.2 | 13.7948 | 0 | 0 | 30.9422 | 30.9422 | 30.9422 | 30.9422 | 35.9793 | 61.6005 | 0 | 0 | 0 | 0 | 0 | 0 | 0 | 0 | 0 | 0 | 0 | 0 | 0 | 0 | 0 | -50 | 0 | 0 | 9.3393 | 0 | -260.1363 | 19.0171 | 0 | 73.4131 | 69.0439 | 0 | 1279.075 | 36.9244 | 67.5787 | 0 | 0.5292 | -11.3977 | 8.626 | 3.074 | 0 | 1153.968 | 257.1707 | -342.954 | 8.9786 | 6.38 | -1.72 | 17.6182 | 6.0176 | 2025-11-21 | 2025_11_21 Hr 12 | 69.8662 | 0.000281 | -1153.968 | -349.4599 | 507.5342 | 903.9526 | 78.8537 | 13.0877 | 0 | 102.7541 | 272.1241 | 132.6561 | 0 | 182.7729 | 281.7479 | 0 | 7.2612 | 45.6688 | 244.0449 | 0 | 142.457 | 0
2025_11_21 Hr 13 | 11.9201 | 0.010275 | 0.28975 | 0 | 0 | 0 | 0 | 0 | 0 | 99.7758 | -14.5 | 0.1104 | 17 | 0 | 91.3864 | 91.3864 | 281.7479 | 0 | 0.00615 | 0.074 | 0.02596 | 0 | 0 | 0 | 0 | 0 | 0 | 0.0705 | 0.2574 | 42.4706 | 7.2612 | 244.0449 | 0 | 0 | 0 | 0 | 16.537 | 39.9533 | 0 | 0 | -22.3107 | 0.8541 | 12.6263 | 0.06 | -1 | -4.2 | 13.7948 | 0 | 0 | 27.5423 | 27.5423 | 27.5423 | 27.5423 | 32.0259 | 61.6005 | 0 | 0 | 0 | 0 | 0 | 0 | 0 | 0 | 0 | 0 | 0 | 0 | 0 | 0 | 0 | -50 | 0 | 0 | 9.3393 | 0 | -252.4104 | 19.0171 | 0 | 73.4131 | 69.0439 | 0 | 1244.244 | 36.427 | 66.6684 | 0 | 0.5292 | -11.9201 | 8.626 | 3.074 | 0 | 1142.152 | 255.9686 | -335.7505 | 8.9786 | 6.38 | -1.72 | 17.3809 | 5.9366 | 2025-11-21 | 2025_11_21 Hr 13 | 66.344 | -0.000364 | -1142.152 | -324.7211 | 474.1301 | 900.7544 | 78.9005 | 13.0877 | 0 | 101.2293 | 241.9708 | 130.93 | 0 | 182.7729 | 281.7479 | 0 | 7.2612 | 42.4706 | 244.0449 | 0 | 142.457 | 0
2025_11_21 Hr 14 | 12.9499 | 0.01092 | 0.30794 | 0 | 0 | 0 | 0 | 0 | 0 | 92.7494 | -14.5 | 0.1104 | 15 | 0 | 91.3864 | 91.3864 | 281.7479 | 0 | 0.00615 | 0.074 | 0.02596 | 0 | 0 | 0 | 0 | 0 | 0 | 0.0705 | 0.2574 | 22.9537 | 7.2612 | 244.0449 | 0 | 0 | 0 | 0 | 16.2881 | 39.352 | 0 | 5.6546 | -0.93684 | 0.8541 | 12.6263 | 0.06 | -1 | -4.2 | 13.7948 | 0 | 0 | 25.6464 | 25.6464 | 25.6464 | 25.6464 | 29.8214 | 59.5998 | 0 | 0 | 0 | 0 | 0 | 0 | 0 | 0 | 0 | 0 | 0 | 0 | 0 | 0 | 0 | -50 | 0 | 0 | 9.3393 | 0 | -239.1963 | 19.0171 | 0 | 73.4131 | 69.0439 | 0 | 1207.081 | 36.1497 | 66.1607 | 0 | 0.5292 | -12.9499 | 8.626 | 3.074 | 0 | 1140.268 | 252.0358 | -323.5662 | 8.9786 | 6.38 | -1.72 | 17.2486 | 5.8914 | 2025-11-21 | 2025_11_21 Hr 14 | 65.8292 | 0.0003057 | -1140.268 | -284.4786 | 455.5029 | 881.2376 | 74.9187 | 13.0877 | 0 | 100.3791 | 225.1563 | 129.9674 | 0 | 182.7729 | 281.7479 | 0 | 7.2612 | 22.9537 | 244.0449 | 0 | 142.457 | 0
2025_11_21 Hr 15 | 12.9499 | 0.01074 | 0.30287 | 0 | 0 | 0 | 0 | 0 | 0 | 90.5119 | -14.5 | 0.1104 | 9 | 0 | 91.3864 | 91.3864 | 281.7479 | 0 | 0.00615 | 0.074 | 0.02596 | 0 | 0 | 0 | 0 | 0 | 0 | 0.0705 | 0.2574 | 32.3533 | 7.2612 | 244.0449 | 0 | 0 | 0 | 0 | 16.2089 | 39.1605 | 0 | 5.9205 | -9.8469 | 0.8541 | 12.6263 | 0.06 | -1 | -4.2 | 13.7948 | 0 | 0 | 25.0427 | 25.0427 | 25.0427 | 25.0427 | 29.1194 | 53.5977 | 0 | 0 | 0 | 0 | 0 | 0 | 0 | 0 | 0 | 0 | 0 | 0 | 0 | 0 | 0 | -50 | 0 | 0 | 9.3393 | 0 | -215.7622 | 19.0171 | 0 | 69.3156 | 65.0909 | 0 | 1202.8 | 36.0613 | 65.9991 | 0 | 0.5292 | -12.9499 | 8.626 | 3.074 | 0 | 1138.468 | 239.727 | -300.1321 | 8.9786 | 6.38 | -1.72 | 17.2064 | 5.877 | 2025-11-21 | 2025_11_21 Hr 15 | 64.9857 | 0.0003 | -1138.468 | -269.6887 | 449.5713 | 882.5867 | 62.9113 | 13.0877 | 0 | 100.1084 | 219.802 | 129.6609 | 0 | 182.7729 | 281.7479 | 0 | 7.2612 | 32.3533 | 244.0449 | 0 | 134.4065 | 0
2025_11_21 Hr 16 | 3.6185 | 0.009585 | 0.2703 | 3.5474 | 3.5621 | 3.5609 | 3.8089 | 3.8089 | 3.8089 | 90.7474 | -14.5 | 0.1104 | 16 | 0 | 91.3864 | 91.3864 | 281.7479 | 0 | 0.00615 | 0.074 | 0.02596 | 0 | 0 | 0 | 0 | 0 | 0 | 0.0705 | 0.2574 | 41.7608 | 7.2612 | 244.0449 | 0 | 0 | 0 | 0 | 16.2172 | 39.1806 | 0 | 0 | -12.593 | 0.8541 | 12.6263 | 0 | -1 | -4.2 | 13.7948 | 0 | 0 | 25.1062 | 25.1062 | 25.1062 | 25.1062 | 29.1933 | 55.5984 | 0 | 0 | 0 | 0 | 0 | 0 | 0 | 0 | 0 | 0 | 0 | 0 | 0 | 0 | 0 | -50 | 0 | 0 | 9.3393 | 0 | -245.3106 | 19.0171 | 0 | 73.4131 | 69.0439 | 0 | 1242.915 | 36.0706 | 66.0161 | 0 | 0.5292 | -3.6185 | 8.626 | 3.074 | 0 | 1149.4 | 239.4274 | -320.3491 | 8.9786 | 6.38 | -1.72 | 17.2109 | 5.8785 | 2025-11-21 | 2025_11_21 Hr 16 | 81.4594 | -4.1e-05 | -1149.4 | -307.9036 | 450.1957 | 922.1419 | 71.8783 | 13.0877 | 0 | 100.1369 | 220.3656 | 129.6932 | 22.0972 | 182.7729 | 281.7479 | 0 | 7.2612 | 41.7608 | 244.0449 | 0 | 142.457 | 0
2025_11_21 Hr 17 | 0 | 0.00747 | 0.21065 | 3.5474 | 3.5621 | 3.5609 | 3.8089 | 3.8089 | 3.8089 | 122.5821 | -14.5 | 0.1104 | 26 | 0 | 91.3864 | 91.3864 | 281.7479 | 0 | 0.00615 | 0.074 | 0.02596 | 0 | 0 | 0 | 0 | 0 | 0 | 0.0705 | 0.2574 | 46.06 | 7.2612 | 244.0449 | 0 | 0 | 0 | 0 | 17.3449 | 41.9051 | 0 | 0 | -49.4167 | 0.8541 | 12.6263 | 0 | -1 | -4.2 | 13.7948 | 0 | 0 | 33.696 | 33.696 | 33.696 | 33.696 | 39.1814 | 56.6514 | 0 | 0 | 0 | 0 | 0 | 0 | 0 | 0 | 0 | 0 | 0 | 0 | 0 | 0 | 0 | -50 | 0 | 0 | 9.3393 | 0 | -299.9555 | 19.0171 | 0 | 73.4131 | 69.0439 | 0 | 1327.188 | 37.3273 | 68.316 | 0 | 0.5292 | 0 | 8.626 | 3.074 | 0 | 1157.617 | 251.2207 | -371.3755 | 8.9786 | 6.38 | -1.72 | 17.8105 | 6.0833 | 2025-11-21 | 2025_11_21 Hr 17 | 83.5211 | -0.00034 | -1157.617 | -399.3722 | 534.5905 | 926.4411 | 82.8695 | 13.0877 | 0 | 103.989 | 296.5473 | 134.0541 | 22.0972 | 182.7729 | 281.7479 | 0 | 7.2612 | 46.06 | 244.0449 | 0 | 142.457 | 0
2025_11_21 Hr 18 | 0 | 0.0045 | 0.1269 | 3.5474 | 3.5621 | 3.5609 | 3.8089 | 3.8089 | 3.8089 | 137.9695 | -14.5 | 0.1104 | 39 | 0 | 91.3864 | 91.3864 | 281.7479 | 0 | 0.00615 | 0.074 | 0.02596 | 0 | 0 | 0 | 0 | 0 | 0 | 0.0705 | 0.2574 | 46.06 | 7.2612 | 244.0449 | 0 | 0 | 0 | 0 | 17.89 | 43.222 | 0 | 0 | -64.6951 | 0.8541 | 12.6263 | 0 | -1 | -4.2 | 13.7948 | 0 | 0 | 37.8479 | 37.8479 | 37.8479 | 37.8479 | 44.0091 | 55.5984 | 0 | 0 | 0 | 0 | 0 | 0 | 0 | 0 | 0 | 0 | 0 | 0 | 0 | 0 | 0 | -50 | 0 | 0 | 9.3393 | 0 | -361.4637 | 19.0171 | 0 | 73.4131 | 69.0439 | 0.4338 | 1365.789 | 37.9347 | 69.4277 | 0 | 0.5292 | 0 | 8.626 | 3.074 | 0 | 1133.917 | 265.7065 | -432.8837 | 8.9786 | 6.38 | -1.72 | 18.1003 | 6.1823 | 2025-11-21 | 2025_11_21 Hr 18 | 81.8899 | -0.000334 | -1133.917 | -476.1588 | 575.3831 | 926.4411 | 95.1636 | 13.0877 | 0 | 105.851 | 333.3701 | 136.162 | 22.0972 | 182.7729 | 281.7479 | 0 | 7.2612 | 46.06 | 244.0449 | 0 | 142.457 | 0
2025_11_21 Hr 19 | 0 | 0.00108 | 0.030456 | 3.5474 | 3.5621 | 3.5609 | 3.8089 | 3.8089 | 3.8089 | 122.8176 | -14.5 | 0.1104 | 56 | 0 | 91.3864 | 91.3864 | 281.7479 | 0 | 0.00615 | 0.074 | 0.02596 | 0 | 0 | 0 | 0 | 0 | 0 | 0.0705 | 0.2574 | 46.06 | 7.2612 | 244.0449 | 0 | 0 | 0 | 0 | 17.3532 | 41.9253 | 0 | 0 | -52.2001 | 0.8541 | 12.6263 | 0 | -1 | -4.2 | 13.7948 | 0 | 0 | 33.7595 | 33.7595 | 33.7595 | 33.7595 | 39.2553 | 48.6486 | 0 | 0 | 0 | 0 | 0 | 0 | 0 | 0 | 0 | 0 | 0 | 0 | 0 | 0 | 0 | -50 | 0 | 0 | 9.3393 | 0 | -370.4736 | 19.0171 | 0 | 73.4131 | 69.0439 | 2.4582 | 1327.6 | 37.3366 | 68.333 | 0 | 0.5292 | 0 | 8.626 | 3.074 | 0 | 1109.208 | 275.702 | -441.8936 | 8.9786 | 6.38 | -1.72 | 17.8149 | 6.0848 | 2025-11-21 | 2025_11_21 Hr 19 | 81.8899 | 0.000367 | -1109.208 | -472.6737 | 535.2149 | 926.4411 | 107.1383 | 13.0877 | 0 | 104.0175 | 297.111 | 134.0864 | 22.0972 | 182.7729 | 281.7479 | 0 | 7.2612 | 46.06 | 244.0449 | 0 | 142.457 | 0
2025_11_21 Hr 20 | 0 | 0 | 0 | 3.5474 | 3.5621 | 3.5609 | 3.8089 | 3.8089 | 3.8089 | 112.9649 | -14.5 | 0.1104 | 61 | 0 | 91.3864 | 91.3864 | 281.7479 | 0 | 0.00615 | 0.074 | 0.02596 | 0 | 0 | 0 | 0 | 0 | 0 | 0.0705 | 0.2574 | 46.06 | 7.2612 | 244.0449 | 0 | 0 | 0 | 0 | 17.0042 | 41.0821 | 0 | 0 | -36.951 | 0.8541 | 12.6263 | 0 | -1 | -4.2 | 13.7948 | 0 | 0 | 31.101 | 31.101 | 31.101 | 31.101 | 36.164 | 45.7002 | 0 | 0 | 0 | 0 | 0 | 0 | 0 | 0 | 0 | 0 | 0 | 0 | 0 | 0 | 0 | -50 | 0 | 0 | 9.3393 | 0 | -391.0732 | 19.0171 | 0 | 73.4131 | 69.0439 | 0 | 1302.8 | 36.9477 | 67.6212 | 0 | 0.5292 | 0 | 8.626 | 3.074 | 0 | 1077.3 | 273.9446 | -462.4932 | 8.9786 | 6.38 | -1.72 | 17.6293 | 6.0214 | 2025-11-21 | 2025_11_21 Hr 20 | 78.584 | -7.3e-05 | -1077.3 | -478.0242 | 509.0951 | 926.4411 | 106.7002 | 13.0877 | 0 | 102.8253 | 273.5331 | 132.7367 | 22.0972 | 182.7729 | 281.7479 | 0 | 7.2612 | 46.06 | 244.0449 | 0 | 142.457 | 0
2025_11_21 Hr 21 | 0 | 0 | 0 | 3.5474 | 3.5621 | 3.5609 | 3.8089 | 3.8089 | 3.8089 | 104.5254 | -14.5 | 0.1104 | 73 | 0 | 91.3864 | 91.3864 | 281.7479 | 0 | 0.00615 | 0.074 | 0.02596 | 0 | 0 | 0 | 0 | 0 | 0 | 0.0705 | 0.2574 | 46.06 | 7.2612 | 244.0449 | 0 | 0 | 0 | 0 | 16.7053 | 40.3598 | 0 | 0 | -32.0308 | 0.8541 | 12.6263 | 0 | -1 | -4.2 | 13.7948 | 0 | 0 | 28.8239 | 28.8239 | 28.8239 | 28.8239 | 33.5161 | 41.6988 | 0 | 0 | 0 | 0 | 0 | 0 | 0 | 0 | 0 | 0 | 0 | 0 | 0 | 0 | 0 | -50 | 0 | 0 | 9.3393 | 0 | -405.9767 | 19.0171 | 0 | 73.4131 | 69.0439 | 2.4582 | 1281.582 | 36.6145 | 67.0115 | 0 | 0.5292 | 0 | 8.626 | 3.074 | 0 | 1055.4 | 283.2453 | -477.3967 | 8.9786 | 6.38 | -1.72 | 17.4704 | 5.9671 | 2025-11-21 | 2025_11_21 Hr 21 | 75.6688 | -5.6e-05 | -1055.4 | -488.0075 | 486.7217 | 926.4411 | 117.157 | 13.0877 | 0 | 101.8041 | 253.337 | 131.5806 | 22.0972 | 182.7729 | 281.7479 | 0 | 7.2612 | 46.06 | 244.0449 | 0 | 142.457 | 0
2025_11_21 Hr 22 | 0 | 0 | 0 | 3.5474 | 3.5621 | 3.5609 | 3.8089 | 3.8089 | 3.8089 | 82.3472 | -14.5 | 0.1104 | 76 | 0 | 91.3864 | 91.3864 | 281.7479 | 0 | 0.00615 | 0.074 | 0.02596 | 0 | 0 | 0 | 0 | 0 | 0 | 0.0705 | 0.2574 | 46.06 | 7.2612 | 244.0449 | 0 | 0 | 0 | 0 | 15.9197 | 38.4617 | 0 | 0 | -9.1306 | 0.8541 | 12.6263 | 0 | -1 | -4.2 | 13.7948 | 0 | 0 | 22.8396 | 22.8396 | 22.8396 | 22.8396 | 26.5577 | 41.6988 | 0 | 0 | 0 | 0 | 0 | 0 | 0 | 0 | 0 | 0 | 0 | 0 | 0 | 0 | 0 | -50 | 0 | 0 | 9.3393 | 0 | -403.9526 | 19.0171 | 0 | 73.4131 | 69.0439 | 1.446 | 1225.825 | 35.739 | 65.4092 | 0 | 0.5292 | 0 | 8.626 | 3.074 | 0 | 1023.517 | 282.195 | -475.3726 | 8.9786 | 6.38 | -1.72 | 17.0526 | 5.8244 | 2025-11-21 | 2025_11_21 Hr 22 | 78.8135 | -0.000361 | -1023.517 | -463.0832 | 427.9263 | 926.4411 | 119.1448 | 13.0877 | 0 | 99.1204 | 200.2634 | 128.5425 | 22.0972 | 182.7729 | 281.7479 | 0 | 7.2612 | 46.06 | 244.0449 | 0 | 142.457 | 0
2025_11_21 Hr 23 | 0 | 0 | 0 | 3.5474 | 3.5621 | 3.5609 | 3.8089 | 3.8089 | 3.8089 | 61.2288 | 0 | 0.1104 | 77 | 0 | 91.3864 | 91.3864 | 283.5925 | 0 | 0.00615 | 0.074 | 0.02596 | 0 | 0 | 0 | 0 | 0 | 0 | 0.0705 | 0.2574 | 46.06 | 7.2612 | 245.025 | 0 | 0 | 0 | 0 | 15.1716 | 36.6544 | 0 | 11.2192 | 0 | 0.8541 | 12.6263 | 0 | -1 | -4.2 | 13.7948 | 0 | 0 | 17.1414 | 17.1414 | 17.1414 | 17.1414 | 19.9318 | 44.6472 | 0 | 0 | 0 | 0 | 0 | 0 | 0 | 0 | 0 | 0 | 0 | 0 | 0 | 0 | 0 | 0 | -50 | 0 | 9.3393 | 0 | -447.9111 | 19.0171 | 0 | 74.1091 | 69.6985 | 0 | 1176.907 | 34.9054 | 63.8835 | 0 | 0.5292 | 0 | 8.626 | 3.074 | 0 | 965.1 | 281.8044 | -504.8311 | 8.9786 | 6.38 | -1.72 | 16.6549 | 5.6886 | 2025-11-21 | 2025_11_21 Hr 23 | 80.9373 | 8e-06 | -965.1 | -486.6919 | 386.4405 | 930.6164 | 121.6472 | 13.0877 | 0 | 96.565 | 149.7261 | 140.1495 | 22.0972 | 182.7729 | 283.5925 | 0 | 7.2612 | 46.06 | 245.025 | 0 | 143.8077 | 0
2025_11_21 Hr 24 | 0 | 0 | 0 | 3.5474 | 3.5621 | 3.5609 | 3.8089 | 3.8089 | 3.8089 | 40.9931 | 0 | 0.1104 | 77 | 0 | 91.3864 | 91.3864 | 283.5925 | 0 | 0.00615 | 0.074 | 0.02596 | 0 | 0 | 0 | 0 | 0 | 0 | 0.0705 | 0.2574 | 46.06 | 7.2612 | 245.025 | 0 | 0 | 0 | 0 | 14.4082 | 34.8101 | 0 | 32.031 | 0 | 0.8541 | 12.6263 | 0 | -1 | -4.2 | 13.7948 | 0 | 0 | 11.3266 | 11.3266 | 11.3266 | 11.3266 | 13.1705 | 50.6493 | 0 | 0 | 0 | 0 | 0 | 0 | 0 | 0 | 0 | 0 | 0 | 0 | 0 | 0 | 0 | 0 | -50 | 0 | 9.3393 | 0 | -457.6429 | 19.0171 | 0 | 74.1091 | 69.6985 | 0.4338 | 1124.044 | 34.0547 | 62.3266 | 0 | 0.5292 | 0 | 8.626 | 3.074 | 0 | 926.8 | 285.2882 | -514.5629 | 8.9786 | 6.38 | -1.72 | 16.249 | 5.55 | 2025-11-21 | 2025_11_21 Hr 24 | 78.2432 | 1.1e-05 | -926.8 | -475.6119 | 330.6247 | 930.6164 | 128.0831 | 13.0877 | 0 | 93.9573 | 99.47 | 137.1974 | 22.0972 | 182.7729 | 283.5925 | 0 | 7.2612 | 46.06 | 245.025 | 0 | 143.8077 | 0
2025_11_22 Hr 01 | 0 | 0 | 0 | 3.5474 | 3.5621 | 3.5609 | 3.8089 | 3.8089 | 3.8089 | 44.8743 | 0 | 0.1104 | 70 | 0 | 91.3864 | 91.3864 | 283.5925 | 0 | 0.00615 | 0.074 | 0.02596 | 0 | 0 | 0 | 0 | 0 | 0 | 0.0705 | 0.2574 | 46.06 | 7.2612 | 245.025 | 0 | 0 | 0 | 0 | 14.9235 | 36.054 | 0 | 22.3098 | 0 | 0.8541 | 12.6334 | 0 | -1 | -4.2 | 13.8166 | 0 | 0 | 12.2093 | 12.2093 | 12.2093 | 12.2093 | 14.1968 | 47.7009 | 0 | 0 | 0 | 0 | 0 | 0 | 0 | 0 | 0 | 0 | 0 | 0 | 0 | 0 | 0 | 0 | -50 | 0 | 9.3545 | 0 | -471.7194 | 17.9409 | 0 | 74.1091 | 69.6985 | 0 | 1134.281 | 32.3165 | 59.1666 | 0 | 0.5292 | 0 | 8.626 | 3.074 | 0 | 895.8 | 267.8483 | -528.6394 | 8.9749 | 6.38 | -1.72 | 15.4466 | 5.2691 | 2025-11-22 | 2025_11_22 Hr 01 | 79.987 | 1.2e-05 | -895.8 | -499.4096 | 333.8046 | 930.6164 | 117.7009 | 13.0877 | 0 | 95.7568 | 107.9081 | 130.1397 | 22.0972 | 182.7729 | 283.5925 | 0 | 7.2612 | 46.06 | 245.025 | 0 | 143.8077 | 0
2025_11_22 Hr 02 | 0 | 0 | 0 | 3.5474 | 3.5621 | 3.5609 | 3.8089 | 3.8089 | 3.8089 | 42.3173 | 0 | 0.1104 | 72 | 0 | 91.3864 | 91.3864 | 283.5925 | 0 | 0.00615 | 0.074 | 0.02596 | 0 | 0 | 0 | 0 | 0 | 0 | 0.0705 | 0.2574 | 46.06 | 7.2612 | 245.025 | 0 | 0 | 0 | 0 | 14.8255 | 35.8172 | 0 | 24.8524 | 0 | 0.8541 | 12.6334 | 0 | -1 | -4.2 | 13.8166 | 0 | 0 | 11.5196 | 11.5196 | 11.5196 | 11.5196 | 13.3949 | 47.7009 | 0 | 0 | 0 | 0 | 0 | 0 | 0 | 0 | 0 | 0 | 0 | 0 | 0 | 0 | 0 | 0 | -50 | 0 | 9.3545 | 0 | -492.2598 | 17.9409 | 0 | 74.1091 | 69.6985 | 0 | 1127.829 | 32.2156 | 58.9819 | 0 | 0.5292 | 0 | 8.626 | 3.074 | 0 | 873 | 269.4982 | -549.1798 | 8.9749 | 6.38 | -1.72 | 15.3984 | 5.2527 | 2025-11-22 | 2025_11_22 Hr 02 | 79.1768 | -2e-06 | -873 | -517.4074 | 327.0023 | 930.6164 | 119.7009 | 13.0877 | 0 | 95.4219 | 101.7908 | 129.7896 | 22.0972 | 182.7729 | 283.5925 | 0 | 7.2612 | 46.06 | 245.025 | 0 | 143.8077 | 0
2025_11_22 Hr 03 | 0 | 0 | 0 | 3.5474 | 3.5621 | 3.5609 | 3.8089 | 3.8089 | 3.8089 | 36.6934 | 0 | 0.1104 | 70 | 0 | 91.3864 | 91.3864 | 283.5925 | 0 | 0.00615 | 0.074 | 0.02596 | 0 | 0 | 0 | 0 | 0 | 0 | 0.0705 | 0.2574 | 46.06 | 7.2612 | 245.025 | 0 | 0 | 0 | 0 | 14.2464 | 34.4182 | 0 | 31.7098 | 0 | 0.8541 | 12.6334 | 0 | -1 | -4.2 | 13.8166 | 0 | 0 | 7.4456 | 7.4456 | 7.4456 | 7.4456 | 8.6577 | 41.6988 | 0 | 0 | 0 | 0 | 0 | 0 | 0 | 0 | 0 | 0 | 0 | 0 | 0 | 0 | 0 | 0 | -50 | 0 | 9.3545 | 0 | -462.3029 | 17.9409 | 0 | 74.1091 | 69.6985 | 0 | 1099.194 | 31.6198 | 57.8911 | 0 | 0.5292 | 0 | 8.626 | 3.074 | 0 | 871.1083 | 259.4275 | -519.2229 | 8.9749 | 6.38 | -1.72 | 15.1136 | 5.1556 | 2025-11-22 | 2025_11_22 Hr 03 | 79.1703 | 4.2e-05 | -871.1083 | -480.5931 | 296.2985 | 930.6164 | 111.6988 | 13.0877 | 0 | 93.4438 | 75.1337 | 127.7209 | 22.0972 | 182.7729 | 283.5925 | 0 | 7.2612 | 46.06 | 245.025 | 0 | 143.8077 | 0
2025_11_22 Hr 04 | 0 | 0 | 0 | 3.5474 | 3.5621 | 3.5609 | 3.8089 | 3.8089 | 3.8089 | 52.5621 | 0 | 0.1104 | 64 | 0 | 91.3864 | 91.3864 | 283.5925 | 0 | 0.00615 | 0.074 | 0.02596 | 0 | 0 | 0 | 0 | 0 | 0 | 0.0705 | 0.2574 | 46.06 | 7.2612 | 245.025 | 0 | 0 | 0 | 0 | 15.2176 | 36.7645 | 0 | 14.7733 | -0.11391 | 0.8541 | 12.6334 | 0 | -1 | -4.2 | 13.8166 | 0 | 0 | 14.2781 | 14.2781 | 14.2781 | 14.2781 | 16.6024 | 42.7518 | 0 | 0 | 0 | 0 | 0 | 0 | 0 | 0 | 0 | 0 | 0 | 0 | 0 | 0 | 0 | 0 | -50 | 0 | 9.3545 | 0 | -497.2352 | 17.9409 | 0 | 74.1091 | 69.6985 | 0 | 1153.654 | 32.6191 | 59.7206 | 0 | 0.5292 | 0 | 8.626 | 3.074 | 0 | 872.1083 | 257.9497 | -554.1552 | 8.9749 | 6.38 | -1.72 | 15.5912 | 5.3185 | 2025-11-22 | 2025_11_22 Hr 04 | 78.7781 | 2.05e-05 | -872.1083 | -532.5759 | 354.2282 | 930.6164 | 106.7518 | 13.0877 | 0 | 96.7613 | 126.2768 | 131.1902 | 22.0972 | 182.7729 | 283.5925 | 0 | 7.2612 | 46.06 | 245.025 | 0 | 143.8077 | 0
2025_11_22 Hr 05 | 0 | 0 | 0 | 3.5474 | 3.5621 | 3.5609 | 3.8089 | 3.8089 | 3.8089 | 41.5306 | 0 | 0.1104 | 58 | 0 | 91.3864 | 91.3864 | 283.5925 | 0 | 0.00615 | 0.074 | 0.02596 | 0 | 0 | 0 | 0 | 0 | 0 | 0.0705 | 0.2574 | 46.06 | 7.2612 | 245.025 | 0 | 0 | 0 | 0 | 14.7953 | 35.7443 | 0 | 28.1257 | -2.5918 | 0.8541 | 12.6334 | 0 | -1 | -4.2 | 13.8166 | 0 | 0 | 11.3074 | 11.3074 | 11.3074 | 11.3074 | 13.1482 | 44.6472 | 0 | 0 | 0 | 0 | 0 | 0 | 0 | 0 | 0 | 0 | 0 | 0 | 0 | 0 | 0 | 0 | -50 | 0 | 9.3545 | 0 | -458.2946 | 17.9409 | 0 | 74.1091 | 69.6985 | 0 | 1125.844 | 32.1846 | 58.9251 | 0 | 0.5292 | 0 | 8.626 | 3.074 | 0 | 888.5 | 252.3367 | -515.2146 | 8.9749 | 6.38 | -1.72 | 15.3835 | 5.2476 | 2025-11-22 | 2025_11_22 Hr 05 | 80.1541 | 3e-06 | -888.5 | -482.7607 | 324.9093 | 930.6164 | 102.6472 | 13.0877 | 0 | 95.3189 | 99.9086 | 129.6818 | 22.0972 | 182.7729 | 283.5925 | 0 | 7.2612 | 46.06 | 245.025 | 0 | 143.8077 | 0
2025_11_22 Hr 06 | 0 | 0 | 0 | 3.5474 | 3.5621 | 3.5609 | 3.8089 | 3.8089 | 3.8089 | 63.2451 | 0 | 0.1104 | 76 | 0 | 91.3864 | 91.3864 | 283.5925 | 0 | 0.00615 | 0.074 | 0.02596 | 0 | 0 | 0 | 0 | 0 | 0 | 0.0705 | 0.2574 | 46.06 | 7.2612 | 245.025 | 0 | 0 | 0 | 0 | 15.6277 | 37.7554 | 0 | 5.1075 | -1.2284 | 0.8541 | 12.6334 | 0 | -1 | -4.2 | 13.8166 | 0 | 0 | 17.1638 | 17.1638 | 17.1638 | 17.1638 | 19.9579 | 45.7002 | 0 | 0 | 0 | 0 | 0 | 0 | 0 | 0 | 0 | 0 | 0 | 0 | 0 | 0 | 0 | 0 | -50 | 0 | 9.3545 | 0 | -471.5597 | 17.9409 | 0 | 74.1091 | 69.6985 | 0 | 1180.637 | 33.0411 | 60.4933 | 0 | 0.5292 | 0 | 8.626 | 3.074 | 0 | 930.4 | 274.3634 | -528.4797 | 8.9749 | 6.38 | -1.72 | 15.7929 | 5.3873 | 2025-11-22 | 2025_11_22 Hr 06 | 83.382 | -5e-06 | -930.4 | -517.6806 | 382.6762 | 930.6164 | 121.7002 | 13.0877 | 0 | 98.1624 | 151.8583 | 132.6555 | 22.0972 | 182.7729 | 283.5925 | 0 | 7.2612 | 46.06 | 245.025 | 0 | 143.8077 | 0
2025_11_22 Hr 07 | 0 | 0 | 0 | 3.5474 | 3.5621 | 3.5609 | 3.8089 | 3.8089 | 3.8089 | 81.7733 | -14.5 | 0.1104 | 81 | 0 | 91.3864 | 91.3864 | 281.7479 | 0 | 0.00615 | 0.074 | 0.02596 | 0 | 0 | 0 | 0 | 0 | 0 | 0.0705 | 0.2574 | 45.6683 | 7.2612 | 244.0449 | 0 | 0 | 0 | 0 | 16.338 | 39.4714 | 0 | 0 | -11.622 | 0.8541 | 12.6334 | 0 | -1 | -4.2 | 13.8166 | 0 | 0 | 22.1608 | 22.1608 | 22.1608 | 22.1608 | 25.7684 | 51.7023 | 0 | 0 | 0 | 0 | 0 | 0 | 0 | 0 | 0 | 0 | 0 | 0 | 0 | 0 | 0 | -50 | 0 | 0 | 9.3545 | 0 | -451.5839 | 17.9409 | 0 | 73.4131 | 69.0439 | 0 | 1222.823 | 33.7719 | 61.8313 | 0 | 0.5292 | 0 | 8.626 | 3.074 | 0 | 976.1 | 287.9028 | -523.0039 | 8.9749 | 6.38 | -1.72 | 16.1422 | 5.5065 | 2025-11-22 | 2025_11_22 Hr 07 | 76.249 | -2.3e-05 | -976.1 | -513.2059 | 417.4665 | 926.0494 | 132.7023 | 13.0877 | 0 | 100.5887 | 196.185 | 120.6928 | 22.0972 | 182.7729 | 281.7479 | 0 | 7.2612 | 45.6683 | 244.0449 | 0 | 142.457 | 0
2025_11_22 Hr 08 | 1.5489 | 0 | 0 | 3.5474 | 3.5621 | 3.5609 | 3.8089 | 3.8089 | 3.8089 | 103.1731 | -14.5 | 0.1104 | 83 | 0 | 91.3864 | 91.3864 | 281.7479 | 0 | 0.00615 | 0.074 | 0.02596 | 0 | 0 | 0 | 0 | 0 | 0 | 0.0705 | 0.2574 | 45.4072 | 7.2612 | 244.0449 | 0 | 0 | 0 | 0 | 17.1584 | 41.4534 | 0 | 0 | -34.8501 | 0.8541 | 12.6334 | 0 | -1 | -4.2 | 13.8166 | 0 | 0 | 27.9323 | 27.9323 | 27.9323 | 27.9323 | 32.4794 | 55.5984 | 0 | 0 | 0 | 0 | 0 | 0 | 0 | 0 | 0 | 0 | 0 | 0 | 0 | 0 | 0 | -50 | 0 | 0 | 9.3545 | 0 | -446.3039 | 17.9409 | 0 | 73.4131 | 69.0439 | 0 | 1276.561 | 34.616 | 63.3767 | 0 | 0.5292 | -1.5489 | 8.626 | 3.074 | 0 | 1020.717 | 298.2783 | -519.2728 | 8.9749 | 6.38 | -1.72 | 16.5457 | 5.6441 | 2025-11-22 | 2025_11_22 Hr 08 | 73.0113 | -0.000367 | -1020.717 | -531.154 | 474.3962 | 925.7883 | 138.5984 | 13.0877 | 0 | 103.391 | 247.3818 | 123.6233 | 22.0972 | 182.7729 | 281.7479 | 0 | 7.2612 | 45.4072 | 244.0449 | 0 | 142.457 | 0
2025_11_22 Hr 09 | 9.3298 | 1.5e-05 | 0.000423 | 0 | 0 | 0 | 0 | 0 | 0 | 111.6308 | -14.5 | 0.1104 | 81 | 0 | 91.3864 | 91.3864 | 281.7479 | 0 | 0.00615 | 0.074 | 0.02596 | 0 | 0 | 0 | 0 | 0 | 0 | 0.0705 | 0.2574 | 45.6683 | 0 | 244.0449 | 0 | 0 | 0 | 0 | 17.4826 | 42.2367 | 0 | 0 | -75.2328 | 0.8541 | 12.6334 | 0.06 | -1 | -4.2 | 13.8166 | 0 | 0 | 30.2133 | 30.2133 | 30.2133 | 30.2133 | 35.1318 | 47.7009 | 0 | 0 | 0 | 0 | 0 | 0 | 0 | 0 | 0 | 0 | 0 | 0 | 0 | 0 | 0 | -50 | 0 | 0 | 9.3545 | 0 | -345.5833 | 17.9409 | 0 | 73.4131 | 69.0439 | 0 | 1268.806 | 34.9496 | 63.9874 | 0 | 0.5292 | -9.3298 | 8.626 | 3.074 | 0 | 1064.56 | 297.32 | -426.3331 | 8.9749 | 6.38 | -1.72 | 16.7051 | 5.6985 | 2025-11-22 | 2025_11_22 Hr 09 | 66.9267 | 6.9278e-14 | -1064.56 | -470.8161 | 496.896 | 896.691 | 128.7013 | 13.0877 | 0 | 104.4986 | 267.6159 | 124.7816 | 0 | 182.7729 | 281.7479 | 0 | 0 | 45.6683 | 244.0449 | 0 | 142.457 | 0
2025_11_22 Hr 10 | 11.3994 | 0.00075 | 0.02115 | 0 | 0 | 0 | 0 | 0 | 0 | 124.3369 | -14.5 | 0.1104 | 75 | 0 | 91.3864 | 91.3864 | 281.7479 | 0 | 0.00615 | 0.074 | 0.02596 | 0 | 0 | 0 | 0 | 0 | 0 | 0.0705 | 0.2574 | 22.6351 | 0 | 244.0449 | 0 | 0 | 0 | 0 | 17.9697 | 43.4135 | 0 | 0 | -51.3064 | 0.8541 | 12.6334 | 0.06 | -1 | -4.2 | 13.8166 | 0 | 0 | 33.6401 | 33.6401 | 33.6401 | 33.6401 | 39.1165 | 53.5977 | 0 | 0 | 0 | 0 | 0 | 0 | 0 | 0 | 0 | 0 | 0 | 0 | 0 | 0 | 0 | -50 | 0 | 0 | 9.3545 | 0 | -309.5418 | 17.9409 | 0 | 66.5872 | 62.7232 | 0 | 1264.709 | 35.4508 | 64.905 | 0 | 0.5292 | -11.3994 | 8.626 | 3.074 | 0 | 1122.068 | 301.0271 | -392.3612 | 8.9749 | 6.38 | -1.72 | 16.9447 | 5.7802 | 2025-11-22 | 2025_11_22 Hr 10 | 64.6194 | 0.000298 | -1122.068 | -410.8482 | 530.698 | 860.5112 | 128.6196 | 13.0877 | 0 | 106.1624 | 298.014 | 126.5216 | 0 | 182.7729 | 281.7479 | 0 | 0 | 22.6351 | 244.0449 | 0 | 129.3104 | 0
2025_11_22 Hr 11 | 11.3994 | 0.005595 | 0.15778 | 0 | 0 | 0 | 0 | 0 | 0 | 111.3161 | -14.5 | 0.1104 | 74 | 0 | 91.3864 | 91.3864 | 281.7479 | 0 | 0.00615 | 0.074 | 0.02596 | 0 | 0 | 0 | 0 | 0 | 0 | 0.0705 | 0.2574 | 16.3075 | 0 | 244.0449 | 0 | 0 | 0 | 0 | 17.4705 | 42.2075 | 0 | 0 | -45.2063 | 0.8541 | 12.6334 | 0.06 | -1 | -4.2 | 13.8166 | 0 | 0 | 30.1285 | 30.1285 | 30.1285 | 30.1285 | 35.0331 | 55.5984 | 0 | 0 | 0 | 0 | 0 | 0 | 0 | 0 | 0 | 0 | 0 | 0 | 0 | 0 | 0 | -50 | 0 | 0 | 9.3545 | 0 | -280.8761 | 17.9409 | 0 | 73.4131 | 69.0439 | 1.0122 | 1238.808 | 34.9372 | 63.9647 | 0 | 0.5292 | -11.3994 | 8.626 | 3.074 | 0 | 1131.168 | 301.2617 | -363.6955 | 8.9749 | 6.38 | -1.72 | 16.6992 | 5.6964 | 2025-11-22 | 2025_11_22 Hr 11 | 65.0039 | 0.000342 | -1131.168 | -376.0824 | 496.0588 | 867.3302 | 130.774 | 13.0877 | 0 | 104.4573 | 266.863 | 124.7384 | 0 | 182.7729 | 281.7479 | 0 | 0 | 16.3075 | 244.0449 | 0 | 142.457 | 0
2025_11_22 Hr 12 | 9.8488 | 0.008655 | 0.24407 | 0 | 0 | 0 | 0 | 0 | 0 | 105.7301 | -14.5 | 0.1104 | 75 | 0 | 91.3864 | 91.3864 | 281.7479 | 0 | 0.00615 | 0.074 | 0.02596 | 0 | 0 | 0 | 0 | 0 | 0 | 0.0705 | 0.2574 | 15.5899 | 0 | 244.0449 | 0 | 0 | 0 | 0 | 17.2564 | 41.6902 | 0 | 0 | -35.1833 | 0.8541 | 12.6334 | 0.06 | -1 | -4.2 | 13.8166 | 0 | 0 | 28.6219 | 28.6219 | 28.6219 | 28.6219 | 33.2813 | 55.5984 | 0 | 0 | 0 | 0 | 0 | 0 | 0 | 0 | 0 | 0 | 0 | 0 | 0 | 0 | 0 | -50 | 0 | 0 | 9.3545 | 0 | -256.217 | 17.9409 | 0 | 70.986 | 66.7609 | 1.0122 | 1219.371 | 34.7169 | 63.5613 | 0 | 0.5292 | -9.8488 | 8.626 | 3.074 | 0 | 1146.652 | 299.9493 | -337.4858 | 8.9749 | 6.38 | -1.72 | 16.5939 | 5.6605 | 2025-11-22 | 2025_11_22 Hr 12 | 63.8441 | -0.000331 | -1146.652 | -341.4003 | 481.1985 | 861.9024 | 131.8633 | 13.0877 | 0 | 103.7259 | 253.4991 | 123.9735 | 0 | 182.7729 | 281.7479 | 0 | 0 | 15.5899 | 244.0449 | 0 | 137.7469 | 0
2025_11_22 Hr 13 | 9.3298 | 0.010095 | 0.28468 | 0 | 0 | 0 | 0 | 0 | 0 | 95.0302 | -14.5 | 0.1104 | 65 | 0 | 91.3864 | 91.3864 | 281.7479 | 0 | 0.00615 | 0.074 | 0.02596 | 0 | 0 | 0 | 0 | 0 | 0 | 0.0705 | 0.2574 | 14.8049 | 0 | 244.0449 | 0 | 0 | 0 | 0 | 16.8462 | 40.6992 | 0 | 0 | -25.4908 | 0.8541 | 12.6334 | 0.06 | -1 | -4.2 | 13.8166 | 0 | 0 | 25.7362 | 25.7362 | 25.7362 | 25.7362 | 29.9258 | 55.5984 | 0 | 0 | 0 | 0 | 0 | 0 | 0 | 0 | 0 | 0 | 0 | 0 | 0 | 0 | 0 | -50 | 0 | 0 | 9.3545 | 0 | -247.6996 | 17.9409 | 0 | 73.4131 | 69.0439 | 0 | 1196.338 | 34.2948 | 62.7886 | 0 | 0.5292 | -9.3298 | 8.626 | 3.074 | 0 | 1129.352 | 286.9542 | -328.4494 | 8.9749 | 6.38 | -1.72 | 16.3922 | 5.5917 | 2025-11-22 | 2025_11_22 Hr 13 | 62.4059 | -0.000385 | -1129.352 | -323.1904 | 452.7336 | 865.8276 | 120.8932 | 13.0877 | 0 | 102.3247 | 227.9007 | 122.5082 | 0 | 182.7729 | 281.7479 | 0 | 0 | 14.8049 | 244.0449 | 0 | 142.457 | 0
2025_11_22 Hr 14 | 8.8223 | 0 | 0 | 0 | 0 | 0 | 0 | 0 | 0 | 88.146 | -14.5 | 0.1104 | 48 | 0 | 91.3864 | 91.3864 | 281.7479 | 0 | 0.00615 | 0.074 | 0.02596 | 0 | 0 | 0 | 0 | 0 | 0 | 0.0705 | 0.2574 | 16.3718 | 0 | 244.0449 | 0 | 0 | 0 | 0 | 16.5823 | 40.0616 | 0 | 15.6544 | -0.42143 | 0.8541 | 12.6334 | 0.06 | -1 | -4.2 | 13.8166 | 0 | 0 | 23.8795 | 23.8795 | 23.8795 | 23.8795 | 27.7669 | 53.5977 | 0 | 0 | 0 | 0 | 0 | 0 | 0 | 0 | 0 | 0 | 0 | 0 | 0 | 0 | 0 | -50 | 0 | 0 | 9.3545 | 0 | -244.844 | 17.9409 | 0 | 67.8009 | 63.8648 | 1.446 | 1169.458 | 34.0233 | 62.2915 | 0 | 0.5292 | -8.8223 | 8.626 | 3.074 | 0 | 1127.543 | 267.9392 | -325.0863 | 8.9749 | 6.38 | -1.72 | 16.2624 | 5.5474 | 2025-11-22 | 2025_11_22 Hr 14 | 61.5562 | 0.0002796 | -1127.543 | -279.611 | 434.4198 | 856.6031 | 103.0437 | 13.0877 | 0 | 101.4232 | 211.4311 | 121.5655 | 0 | 182.7729 | 281.7479 | 0 | 0 | 16.3718 | 244.0449 | 0 | 131.6657 | 0
2025_11_22 Hr 15 | 7.7792 | 0 | 0 | 3.5474 | 3.5621 | 3.5609 | 3.8089 | 3.8089 | 3.8089 | 98.9639 | -14.5 | 0.1104 | 62 | 0 | 91.3864 | 91.3864 | 281.7479 | 0 | 0.00615 | 0.074 | 0.02596 | 0 | 0 | 0 | 0 | 0 | 0 | 0.0705 | 0.2574 | 22.9537 | 0 | 244.0449 | 0 | 0 | 0 | 0 | 16.997 | 41.0635 | 0 | 0.37122 | -38.3884 | 0.8541 | 12.6334 | 0 | -1 | -4.2 | 13.8166 | 0 | 0 | 26.7971 | 26.7971 | 26.7971 | 26.7971 | 31.1594 | 55.5984 | 0 | 0 | 0 | 0 | 0 | 0 | 0 | 0 | 0 | 0 | 0 | 0 | 0 | 0 | 0 | -50 | 0 | 0 | 9.3545 | 0 | -297.11 | 17.9409 | 0 | 68.1018 | 63.9493 | 22.9914 | 1225.819 | 34.45 | 63.0727 | 0 | 0.5292 | -7.7792 | 8.626 | 3.074 | 0 | 1117.417 | 305.9237 | -376.3092 | 8.9749 | 6.38 | -1.72 | 16.4663 | 5.617 | 2025-11-22 | 2025_11_22 Hr 15 | 64.7504 | -0.0003535 | -1117.417 | -385.1272 | 463.1986 | 885.6678 | 140.5898 | 13.0877 | 0 | 102.8398 | 237.3119 | 123.0469 | 22.0972 | 182.7729 | 281.7479 | 0 | 0 | 22.9537 | 244.0449 | 0 | 132.0512 | 0
2025_11_22 Hr 16 | 2.0696 | 0 | 0 | 3.5474 | 3.5621 | 3.5609 | 3.8089 | 3.8089 | 3.8089 | 103.1338 | -14.5 | 0.1104 | 77 | 0 | 91.3864 | 91.3864 | 281.7479 | 0 | 0.00615 | 0.074 | 0.02596 | 0 | 0 | 0 | 0 | 0 | 0 | 0.0705 | 0.2574 | 32.3592 | 0 | 244.0449 | 0 | 0 | 0 | 0 | 17.1569 | 41.4497 | 0 | 0 | -28.1996 | 0.8541 | 12.6334 | 0 | -1 | -4.2 | 13.8166 | 0 | 0 | 27.9217 | 27.9217 | 27.9217 | 27.9217 | 32.4671 | 59.5998 | 0 | 0 | 0 | 0 | 0 | 0 | 0 | 0 | 0 | 0 | 0 | 0 | 0 | 0 | 0 | -50 | 0 | 0 | 9.3545 | 0 | -312.7728 | 17.9409 | 0 | 71.7431 | 67.3739 | 1.446 | 1252.813 | 34.6145 | 63.3738 | 0 | 0.5292 | -2.0696 | 8.626 | 3.074 | 0 | 1136.592 | 298.2411 | -386.2624 | 8.9749 | 6.38 | -1.72 | 16.545 | 5.6438 | 2025-11-22 | 2025_11_22 Hr 16 | 68.9309 | -0.000312 | -1136.592 | -390.9724 | 474.2916 | 902.1391 | 138.0458 | 13.0877 | 0 | 103.3859 | 247.2877 | 123.618 | 22.0972 | 182.7729 | 281.7479 | 0 | 0 | 32.3592 | 244.0449 | 0 | 139.117 | 0
2025_11_22 Hr 17 | 0 | 0 | 0 | 3.5474 | 3.5621 | 3.5609 | 3.8089 | 3.8089 | 3.8089 | 119.223 | -14.5 | 0.1104 | 91 | 0 | 91.3864 | 91.3864 | 281.7479 | 0 | 0.00615 | 0.074 | 0.02596 | 0 | 0 | 0 | 0 | 0 | 0 | 0.0705 | 0.2574 | 41.7608 | 0 | 244.0449 | 0 | 0 | 0 | 0 | 17.7737 | 42.9398 | 0 | 0 | -41.3698 | 0.8541 | 12.6334 | 0 | -1 | -4.2 | 13.8166 | 0 | 0 | 32.2609 | 32.2609 | 32.2609 | 32.2609 | 37.5127 | 64.5489 | 0 | 0 | 0 | 0 | 0 | 0 | 0 | 0 | 0 | 0 | 0 | 0 | 0 | 0 | 0 | -50 | 0 | 0 | 9.3545 | 0 | -343.4493 | 17.9409 | 0 | 73.4131 | 69.0439 | 0 | 1306.153 | 35.2491 | 64.5357 | 0 | 0.5292 | 0 | 8.626 | 3.074 | 0 | 1165.792 | 315.8779 | -414.8693 | 8.9749 | 6.38 | -1.72 | 16.8483 | 5.7473 | 2025-11-22 | 2025_11_22 Hr 17 | 77.3316 | -0.000329 | -1165.792 | -434.8191 | 517.0935 | 914.8807 | 155.5489 | 13.0877 | 0 | 105.4928 | 285.7795 | 125.8212 | 22.0972 | 182.7729 | 281.7479 | 0 | 0 | 41.7608 | 244.0449 | 0 | 142.457 | 0
2025_11_22 Hr 18 | 0 | 0 | 0 | 3.5474 | 3.5621 | 3.5609 | 3.8089 | 3.8089 | 3.8089 | 129.8442 | -14.5 | 0.1104 | 92 | 0 | 91.3864 | 91.3864 | 281.7479 | 0 | 0.00615 | 0.074 | 0.02596 | 0 | 0 | 0 | 0 | 0 | 0 | 0.0705 | 0.2574 | 46.06 | 0 | 244.0449 | 0 | 0 | 0 | 0 | 18.1808 | 43.9235 | 0 | 0 | -35.2978 | 0.8541 | 12.6334 | 0 | -1 | -4.2 | 13.8166 | 0 | 0 | 35.1255 | 35.1255 | 35.1255 | 35.1255 | 40.8436 | 59.5998 | 0 | 0 | 0 | 0 | 0 | 0 | 0 | 0 | 0 | 0 | 0 | 0 | 0 | 0 | 0 | -50 | 0 | 0 | 9.3545 | 0 | -379.1256 | 17.9409 | 0 | 73.4131 | 69.0439 | 6.507 | 1337.253 | 35.668 | 65.3027 | 0 | 0.5292 | 0 | 8.626 | 3.074 | 0 | 1171.3 | 319.8903 | -450.5456 | 8.9749 | 6.38 | -1.72 | 17.0485 | 5.8156 | 2025-11-22 | 2025_11_22 Hr 18 | 78.3488 | -1.2e-05 | -1171.3 | -464.4234 | 545.349 | 919.1799 | 158.1068 | 13.0877 | 0 | 106.8836 | 311.1896 | 127.2758 | 22.0972 | 182.7729 | 281.7479 | 0 | 0 | 46.06 | 244.0449 | 0 | 142.457 | 0
2025_11_22 Hr 19 | 0 | 0 | 0 | 0 | 0 | 0 | 0 | 0 | 0 | 117.2561 | -14.5 | 0.1104 | 94 | 0 | 91.3864 | 91.3864 | 281.7479 | 0 | 0.00615 | 0.074 | 0.02596 | 0 | 0 | 0 | 0 | 0 | 0 | 0.0705 | 0.2574 | 46.06 | 0 | 244.0449 | 0 | 0 | 0 | 0 | 17.6983 | 42.7577 | 0 | 0 | -20.1026 | 0.8541 | 12.6334 | 0.06 | -1 | -4.2 | 13.8166 | 0 | 0 | 31.7305 | 31.7305 | 31.7305 | 31.7305 | 36.8959 | 61.6005 | 0 | 0 | 0 | 0 | 0 | 0 | 0 | 0 | 0 | 0 | 0 | 0 | 0 | 0 | 0 | -50 | 0 | 0 | 9.3545 | 0 | -407.1081 | 17.9409 | 0 | 73.4131 | 69.0439 | 33.5472 | 1283.392 | 35.1715 | 64.3937 | 0 | 0.5292 | 0 | 8.626 | 3.074 | 0 | 1133.968 | 349.2073 | -478.5281 | 8.9749 | 6.38 | -1.72 | 16.8112 | 5.7346 | 2025-11-22 | 2025_11_22 Hr 19 | 73.4674 | 0.00032 | -1133.968 | -477.2107 | 511.861 | 897.0827 | 189.1477 | 13.0877 | 0 | 105.2352 | 281.0739 | 125.5519 | 0 | 182.7729 | 281.7479 | 0 | 0 | 46.06 | 244.0449 | 0 | 142.457 | 0
2025_11_22 Hr 20 | 0 | 0 | 0 | 0 | 0 | 0 | 0 | 0 | 0 | 111.8668 | -14.5 | 0.1104 | 95 | 0 | 91.3864 | 91.3864 | 281.7479 | 0 | 0.00615 | 0.074 | 0.02596 | 0 | 0 | 0 | 0 | 0 | 0 | 0.0705 | 0.2574 | 15.3878 | 0 | 244.0449 | 0 | 0 | 0 | 0 | 17.4917 | 42.2585 | 0 | 0 | -61.0037 | 0.8541 | 12.6334 | 0.06 | -1 | -4.2 | 13.8166 | 0 | 0 | 30.277 | 30.277 | 30.277 | 30.277 | 35.2058 | 68.5503 | 0 | 0 | 0 | 0 | 0 | 0 | 0 | 0 | 0 | 0 | 0 | 0 | 0 | 0 | 0 | -50 | 0 | 0 | 9.3545 | 0 | -370.5543 | 17.9409 | 0 | 73.4131 | 69.0439 | 63.0456 | 1239.12 | 34.9589 | 64.0045 | 0 | 0.5292 | 0 | 8.626 | 3.074 | 0 | 1122.06 | 385.9175 | -441.9743 | 8.9749 | 6.38 | -1.72 | 16.7096 | 5.7 | 2025-11-22 | 2025_11_22 Hr 20 | 57.4341 | -1e-05 | -1122.06 | -481.558 | 497.5239 | 866.4105 | 226.5959 | 13.0877 | 0 | 104.5295 | 268.1806 | 124.8139 | 0 | 182.7729 | 281.7479 | 0 | 0 | 15.3878 | 244.0449 | 0 | 142.457 | 0
2025_11_22 Hr 21 | 0 | 0 | 0 | 0 | 0 | 0 | 0 | 0 | 0 | 100.2621 | -14.5 | 0.1104 | 95 | 0 | 91.3864 | 91.3864 | 281.7479 | 0 | 0.00615 | 0.074 | 0.02596 | 0 | 0 | 0 | 0 | 0 | 0 | 0.0705 | 0.2574 | 22.955 | 0 | 244.0449 | 0 | 0 | 0 | 0 | 17.0468 | 41.1838 | 0 | 0 | -48.1322 | 0.8541 | 12.6334 | 0.06 | -1 | -4.2 | 13.8166 | 0 | 0 | 27.1472 | 27.1472 | 27.1472 | 27.1472 | 31.5665 | 78.4485 | 0 | 0 | 0 | 0 | 0 | 0 | 0 | 0 | 0 | 0 | 0 | 0 | 0 | 0 | 0 | -50 | 0 | 0 | 9.3545 | 0 | -383.6517 | 17.9409 | 0 | 73.4131 | 69.0439 | 46.5612 | 1217.405 | 34.5012 | 63.1664 | 0 | 0.5292 | 0 | 8.626 | 3.074 | 0 | 1091.943 | 377.7421 | -455.0717 | 8.9749 | 6.38 | -1.72 | 16.4908 | 5.6254 | 2025-11-22 | 2025_11_22 Hr 21 | 68.4435 | 0.000318 | -1091.943 | -481.7839 | 466.6521 | 873.9777 | 220.0097 | 13.0877 | 0 | 103.0098 | 240.4176 | 123.2247 | 0 | 182.7729 | 281.7479 | 0 | 0 | 22.955 | 244.0449 | 0 | 142.457 | 0
2025_11_22 Hr 22 | 0 | 0 | 0 | 0 | 0 | 0 | 0 | 0 | 0 | 79.177 | -14.5 | 0.1104 | 92 | 0 | 91.3864 | 91.3864 | 281.7479 | 0 | 0.00615 | 0.074 | 0.02596 | 0 | 0 | 0 | 0 | 0 | 0 | 0.0705 | 0.2574 | 32.3533 | 0 | 244.0449 | 0 | 0 | 0 | 0 | 16.2385 | 39.231 | 0 | 0 | -22.3637 | 0.8541 | 12.6334 | 0.06 | -1 | -4.2 | 13.8166 | 0 | 0 | 21.4606 | 21.4606 | 21.4606 | 21.4606 | 24.9542 | 76.4478 | 0 | 0 | 0 | 0 | 0 | 0 | 0 | 0 | 0 | 0 | 0 | 0 | 0 | 0 | 0 | -50 | 0 | 0 | 9.3545 | 0 | -383.5458 | 17.9409 | 0 | 73.4131 | 69.0439 | 29.4984 | 1173.598 | 33.6695 | 61.6438 | 0 | 0.5292 | 0 | 8.626 | 3.074 | 0 | 1049.06 | 352.7911 | -454.9658 | 8.9749 | 6.38 | -1.72 | 16.0933 | 5.4898 | 2025-11-22 | 2025_11_22 Hr 22 | 63.3202 | -3.5e-05 | -1049.06 | -455.9095 | 410.5596 | 883.376 | 197.9462 | 13.0877 | 0 | 100.2487 | 189.9736 | 120.3372 | 0 | 182.7729 | 281.7479 | 0 | 0 | 32.3533 | 244.0449 | 0 | 142.457 | 0
2025_11_22 Hr 23 | 0 | 0 | 0 | 3.5474 | 3.5621 | 3.5609 | 3.8089 | 3.8089 | 3.8089 | 57.7771 | 0 | 0.1104 | 75 | 0 | 91.3864 | 91.3864 | 283.5925 | 0 | 0.00615 | 0.074 | 0.02596 | 0 | 0 | 0 | 0 | 0 | 0 | 0.0705 | 0.2574 | 41.7563 | 7.2612 | 245.025 | 0 | 0 | 0 | 0 | 15.4181 | 37.249 | 0 | 1.6932 | -3.9636 | 0.8541 | 12.6334 | 0 | -1 | -4.2 | 13.8166 | 0 | 0 | 15.6891 | 15.6891 | 15.6891 | 15.6891 | 18.2432 | 73.4994 | 0 | 0 | 0 | 0 | 0 | 0 | 0 | 0 | 0 | 0 | 0 | 0 | 0 | 0 | 0 | 0 | -50 | 0 | 9.3545 | 0 | -414.4893 | 17.9409 | 0 | 74.1091 | 69.6985 | 15.0384 | 1162.536 | 32.8254 | 60.0984 | 0 | 0.5292 | 0 | 8.626 | 3.074 | 0 | 1004.308 | 315.4522 | -471.4093 | 8.9749 | 6.38 | -1.72 | 15.6898 | 5.3521 | 2025-11-22 | 2025_11_22 Hr 23 | 85.3561 | 0.000339 | -1004.308 | -466.7597 | 368.1299 | 926.3127 | 163.5378 | 13.0877 | 0 | 97.4464 | 138.7768 | 131.9067 | 22.0972 | 182.7729 | 283.5925 | 0 | 7.2612 | 41.7563 | 245.025 | 0 | 143.8077 | 0
2025_11_22 Hr 24 | 0 | 0 | 0 | 3.5474 | 3.5621 | 3.5609 | 3.8089 | 3.8089 | 3.8089 | 44.2449 | 0 | 0.1104 | 80 | 0 | 91.3864 | 91.3864 | 283.5925 | 0 | 0.00615 | 0.074 | 0.02596 | 0 | 0 | 0 | 0 | 0 | 0 | 0.0705 | 0.2574 | 46.06 | 7.2612 | 245.025 | 0 | 0 | 0 | 0 | 14.8994 | 35.9957 | 0 | 21.1987 | 0 | 0.8541 | 12.6334 | 0 | -1 | -4.2 | 13.8166 | 0 | 0 | 12.0395 | 12.0395 | 12.0395 | 12.0395 | 13.9994 | 76.4478 | 0 | 0 | 0 | 0 | 0 | 0 | 0 | 0 | 0 | 0 | 0 | 0 | 0 | 0 | 0 | 0 | -50 | 0 | 9.3545 | 0 | -446.339 | 17.9409 | 0 | 74.1091 | 69.6985 | 2.4582 | 1132.693 | 32.2917 | 59.1212 | 0 | 0.5292 | 0 | 8.626 | 3.074 | 0 | 959.6 | 308.9673 | -503.259 | 8.9749 | 6.38 | -1.72 | 15.4347 | 5.2651 | 2025-11-22 | 2025_11_22 Hr 24 | 84.9445 | 5e-06 | -959.6 | -475.1403 | 332.1302 | 930.6164 | 158.906 | 13.0877 | 0 | 95.6743 | 106.4023 | 130.0535 | 22.0972 | 182.7729 | 283.5925 | 0 | 7.2612 | 46.06 | 245.025 | 0 | 143.8077 | 0
2025_11_23 Hr 01 | 0 | 0 | 0 | 3.5474 | 3.5621 | 3.5609 | 3.8089 | 3.8089 | 3.8089 | 40.3314 | 0 | 0.1104 | 80 | 0 | 91.3864 | 91.3864 | 283.5925 | 0 | 0.00615 | 0.074 | 0.02596 | 0 | 0 | 0 | 0 | 0 | 0 | 0.0705 | 0.2574 | 46.06 | 7.2612 | 245.025 | 0 | 0 | 0 | 0 | 15.0898 | 36.4549 | 0 | 15.2543 | 0 | 0.8541 | 12.6404 | 0 | -1 | -4.2 | 13.8384 | 0 | 0 | 10.782 | 10.782 | 10.782 | 10.782 | 12.5372 | 85.3983 | 0 | 0 | 0 | 0 | 0 | 0 | 0 | 0 | 0 | 0 | 0 | 0 | 0 | 0 | 0 | 0 | -50 | 0 | 9.3696 | 0 | -467.6417 | 17.171 | 0 | 74.1091 | 69.6985 | 0 | 1122.977 | 30.7654 | 56.3469 | 0 | 0.5292 | 0 | 8.626 | 3.074 | 0 | 923.1083 | 309.4387 | -524.5617 | 8.9711 | 6.38 | -1.72 | 14.7308 | 5.0186 | 2025-11-23 | 2025_11_23 Hr 01 | 75.2287 | 3.1e-05 | -923.1083 | -502.3874 | 316.3933 | 930.6164 | 165.3983 | 13.0877 | 0 | 96.3642 | 95.9964 | 124.0327 | 22.0972 | 182.7729 | 283.5925 | 0 | 7.2612 | 46.06 | 245.025 | 0 | 143.8077 | 0
2025_11_23 Hr 02 | 0 | 0 | 0 | 3.5474 | 3.5621 | 3.5609 | 3.8089 | 3.8089 | 3.8089 | 38.1231 | 0 | 0.1104 | 75 | 0 | 91.3864 | 91.3864 | 283.5925 | 0 | 0.00615 | 0.074 | 0.02596 | 0 | 0 | 0 | 0 | 0 | 0 | 0.0705 | 0.2574 | 46.06 | 7.2612 | 245.025 | 0 | 0 | 0 | 0 | 15.0205 | 36.2875 | 0 | 26.4675 | 0 | 0.8541 | 12.6404 | 0 | -1 | -4.2 | 13.8384 | 0 | 0 | 10.325 | 10.325 | 10.325 | 10.325 | 12.0058 | 82.4499 | 0 | 0 | 0 | 0 | 0 | 0 | 0 | 0 | 0 | 0 | 0 | 0 | 0 | 0 | 0 | 0 | -50 | 0 | 9.3696 | 0 | -473.6123 | 17.171 | 0 | 74.1091 | 69.6985 | 0.4338 | 1118.173 | 30.6986 | 56.2245 | 0 | 0.5292 | 0 | 8.626 | 3.074 | 0 | 915.8 | 301.692 | -530.5323 | 8.9711 | 6.38 | -1.72 | 14.6988 | 5.0077 | 2025-11-23 | 2025_11_23 Hr 02 | 81.871 | 3.2e-05 | -915.8 | -497.1448 | 311.357 | 930.6164 | 157.8837 | 13.0877 | 0 | 96.1275 | 91.4289 | 123.8006 | 22.0972 | 182.7729 | 283.5925 | 0 | 7.2612 | 46.06 | 245.025 | 0 | 143.8077 | 0
2025_11_23 Hr 03 | 0 | 0 | 0 | 3.5474 | 3.5621 | 3.5609 | 3.8089 | 3.8089 | 3.8089 | 36.6934 | 0 | 0.1104 | 90 | 0 | 91.3864 | 91.3864 | 283.5925 | 0 | 0.00615 | 0.074 | 0.02596 | 0 | 0 | 0 | 0 | 0 | 0 | 0.0705 | 0.2574 | 46.06 | 7.2612 | 245.025 | 0 | 0 | 0 | 0 | 14.811 | 35.7814 | 0 | 28.5536 | 0 | 0.8541 | 12.6404 | 0 | -1 | -4.2 | 13.8384 | 0 | 0 | 8.9435 | 8.9435 | 8.9435 | 8.9435 | 10.3994 | 81.5022 | 0 | 0 | 0 | 0 | 0 | 0 | 0 | 0 | 0 | 0 | 0 | 0 | 0 | 0 | 0 | 0 | -50 | 0 | 9.3696 | 0 | -486.6458 | 17.171 | 0 | 74.1091 | 69.6985 | 0 | 1108.895 | 30.4966 | 55.8546 | 0 | 0.5292 | 0 | 8.626 | 3.074 | 0 | 908.4916 | 314.6089 | -543.5658 | 8.9711 | 6.38 | -1.72 | 14.6021 | 4.9747 | 2025-11-23 | 2025_11_23 Hr 03 | 79.9034 | 5.9e-05 | -908.4916 | -508.0922 | 301.3776 | 930.6164 | 171.5022 | 13.0877 | 0 | 95.4119 | 82.8666 | 123.099 | 22.0972 | 182.7729 | 283.5925 | 0 | 7.2612 | 46.06 | 245.025 | 0 | 143.8077 | 0
2025_11_23 Hr 04 | 0 | 0 | 0 | 3.5474 | 3.5621 | 3.5609 | 3.8089 | 3.8089 | 3.8089 | 36.9057 | 0 | 0.1104 | 91 | 0 | 91.3864 | 91.3864 | 283.5925 | 0 | 0.00615 | 0.074 | 0.02596 | 0 | 0 | 0 | 0 | 0 | 0 | 0.0705 | 0.2574 | 46.06 | 7.2612 | 245.025 | 0 | 0 | 0 | 0 | 14.9287 | 36.0656 | 0 | 33.4327 | 0 | 0.8541 | 12.6404 | 0 | -1 | -4.2 | 13.8384 | 0 | 0 | 9.7192 | 9.7192 | 9.7192 | 9.7192 | 11.3015 | 78.4485 | 0 | 0 | 0 | 0 | 0 | 0 | 0 | 0 | 0 | 0 | 0 | 0 | 0 | 0 | 0 | 0 | -50 | 0 | 9.3696 | 0 | -498.1885 | 17.171 | 0 | 74.1091 | 69.6985 | 1.0122 | 1113.514 | 30.61 | 56.0623 | 0 | 0.5292 | 0 | 8.626 | 3.074 | 0 | 905.8 | 313.9614 | -555.1085 | 8.9711 | 6.38 | -1.72 | 14.6564 | 4.9932 | 2025-11-23 | 2025_11_23 Hr 04 | 82.9641 | -3e-06 | -905.8 | -514.7558 | 306.3909 | 930.6164 | 170.4607 | 13.0877 | 0 | 95.8138 | 87.0842 | 123.493 | 22.0972 | 182.7729 | 283.5925 | 0 | 7.2612 | 46.06 | 245.025 | 0 | 143.8077 | 0
2025_11_23 Hr 05 | 0 | 0 | 0 | 3.5474 | 3.5621 | 3.5609 | 3.8089 | 3.8089 | 3.8089 | 36.8183 | 0 | 0.1104 | 91 | 0 | 91.3864 | 91.3864 | 283.5925 | 0 | 0.00615 | 0.074 | 0.02596 | 0 | 0 | 0 | 0 | 0 | 0 | 0.0705 | 0.2574 | 46.06 | 7.2612 | 245.025 | 0 | 0 | 0 | 0 | 14.9287 | 36.0656 | 0 | 36.9381 | 0 | 0.8541 | 12.6404 | 0 | -1 | -4.2 | 13.8384 | 0 | 0 | 9.7192 | 9.7192 | 9.7192 | 9.7192 | 11.3015 | 76.4478 | 0 | 0 | 0 | 0 | 0 | 0 | 0 | 0 | 0 | 0 | 0 | 0 | 0 | 0 | 0 | 0 | -50 | 0 | 9.3696 | 0 | -494.5426 | 17.171 | 0 | 74.1091 | 69.6985 | 6.9408 | 1113.427 | 30.61 | 56.0623 | 0 | 0.5292 | 0 | 8.626 | 3.074 | 0 | 916.7917 | 317.8893 | -551.4626 | 8.9711 | 6.38 | -1.72 | 14.6564 | 4.9932 | 2025-11-23 | 2025_11_23 Hr 05 | 79.1253 | -3.3e-05 | -916.7917 | -507.6045 | 306.3035 | 930.6164 | 174.3886 | 13.0877 | 0 | 95.8138 | 86.9967 | 123.493 | 22.0972 | 182.7729 | 283.5925 | 0 | 7.2612 | 46.06 | 245.025 | 0 | 143.8077 | 0
2025_11_23 Hr 06 | 0 | 0 | 0 | 3.5474 | 3.5621 | 3.5609 | 3.8089 | 3.8089 | 3.8089 | 47.0902 | 0 | 0.1104 | 95 | 0 | 91.3864 | 91.3864 | 283.5925 | 0 | 0.00615 | 0.074 | 0.02596 | 0 | 0 | 0 | 0 | 0 | 0 | 0.0705 | 0.2574 | 46.06 | 7.2612 | 245.025 | 0 | 0 | 0 | 0 | 15.3912 | 37.1829 | 0 | 18.4026 | 0 | 0.8541 | 12.6404 | 0 | -1 | -4.2 | 13.8384 | 0 | 0 | 12.7692 | 12.7692 | 12.7692 | 12.7692 | 14.848 | 78.4485 | 0 | 0 | 0 | 0 | 0 | 0 | 0 | 0 | 0 | 0 | 0 | 0 | 0 | 0 | 0 | 0 | -50 | 0 | 9.3696 | 0 | -493.3902 | 17.171 | 0 | 74.1091 | 69.6985 | 16.4844 | 1141.025 | 31.0559 | 56.879 | 0 | 0.5292 | 0 | 8.626 | 3.074 | 0 | 944.1 | 334.9825 | -550.3102 | 8.9711 | 6.38 | -1.72 | 14.8699 | 5.066 | 2025-11-23 | 2025_11_23 Hr 06 | 88.1274 | -1.4e-05 | -944.1 | -524.9876 | 335.4505 | 930.6164 | 189.9329 | 13.0877 | 0 | 97.3936 | 113.0151 | 125.0419 | 22.0972 | 182.7729 | 283.5925 | 0 | 7.2612 | 46.06 | 245.025 | 0 | 143.8077 | 0
2025_11_23 Hr 07 | 0 | 0 | 0 | 3.5474 | 3.5621 | 3.5609 | 3.8089 | 3.8089 | 3.8089 | 71.6108 | 0 | 0.1104 | 95 | 0 | 91.3864 | 91.3864 | 281.7479 | 0 | 0.00615 | 0.074 | 0.02596 | 0 | 0 | 0 | 0 | 0 | 0 | 0.0705 | 0.2574 | 45.4072 | 7.2612 | 244.0449 | 0 | 0 | 0 | 0 | 16.3935 | 39.6044 | 0 | 0.26339 | -10.4021 | 0.8541 | 12.6404 | 0 | -1 | -4.2 | 13.8384 | 0 | 0 | 19.3793 | 19.3793 | 19.3793 | 19.3793 | 22.5341 | 79.5015 | 0 | 0 | 0 | 0 | 0 | 0 | 0 | 0 | 0 | 0 | 0 | 0 | 0 | 0 | 0 | 0 | -50 | 0 | 9.3696 | 0 | -491.796 | 17.171 | 0 | 72.8564 | 68.4873 | 18.5088 | 1197.155 | 32.0223 | 58.6491 | 0 | 0.5292 | 0 | 8.626 | 3.074 | 0 | 979.7167 | 341.4167 | -548.716 | 8.9711 | 6.38 | -1.72 | 15.3326 | 5.2236 | 2025-11-23 | 2025_11_23 Hr 07 | 72.3978 | -3.71e-05 | -979.7167 | -551.9348 | 400.8784 | 924.675 | 193.0103 | 13.0877 | 0 | 100.8174 | 171.6623 | 128.3987 | 22.0972 | 182.7729 | 281.7479 | 0 | 7.2612 | 45.4072 | 244.0449 | 0 | 141.3437 | 0
2025_11_23 Hr 08 | 0.51906 | 0 | 0 | 3.5474 | 3.5621 | 3.5609 | 3.8089 | 3.8089 | 3.8089 | 84.0683 | 0 | 0.1104 | 95 | 0 | 91.3864 | 91.3864 | 281.7479 | 0 | 0.00615 | 0.074 | 0.02596 | 0 | 0 | 0 | 0 | 0 | 0 | 0.0705 | 0.2574 | 45.8642 | 7.2612 | 244.0449 | 0 | 0 | 0 | 0 | 16.9027 | 40.8346 | 0 | 0 | -14.0706 | 0.8541 | 12.6404 | 0 | -1 | -4.2 | 13.8384 | 0 | 0 | 22.7375 | 22.7375 | 22.7375 | 22.7375 | 26.439 | 73.4994 | 0 | 0 | 0 | 0 | 0 | 0 | 0 | 0 | 0 | 0 | 0 | 0 | 0 | 0 | 0 | 0 | -50 | 0 | 9.3696 | 0 | -473.1035 | 17.171 | 0 | 73.4131 | 69.0439 | 11.4234 | 1230.26 | 32.5133 | 59.5483 | 0 | 0.5292 | -0.51906 | 8.626 | 3.074 | 0 | 1016.2 | 330.5536 | -530.5425 | 8.9711 | 6.38 | -1.72 | 15.5677 | 5.3037 | 2025-11-23 | 2025_11_23 Hr 08 | 81.3099 | -3.4e-05 | -1016.2 | -537.1741 | 434.1183 | 926.2453 | 179.9228 | 13.0877 | 0 | 102.5569 | 201.4573 | 130.1041 | 22.0972 | 182.7729 | 281.7479 | 0 | 7.2612 | 45.8642 | 244.0449 | 0 | 142.457 | 0
2025_11_23 Hr 09 | 0.52238 | 0 | 0 | 3.5474 | 3.5621 | 3.5609 | 3.8089 | 3.8089 | 3.8089 | 99.0488 | 0 | 0.1104 | 95 | 0 | 91.3864 | 91.3864 | 281.7479 | 0 | 0.00615 | 0.074 | 0.02596 | 0 | 0 | 0 | 0 | 0 | 0 | 0.0705 | 0.2574 | 46.06 | 7.2612 | 244.0449 | 0 | 0 | 0 | 0 | 17.5151 | 42.314 | 0 | 0 | -22.0641 | 0.8541 | 12.6404 | 0 | -1 | -4.2 | 13.8384 | 0 | 0 | 26.7758 | 26.7758 | 26.7758 | 26.7758 | 31.1347 | 81.5022 | 0 | 0 | 0 | 0 | 0 | 0 | 0 | 0 | 0 | 0 | 0 | 0 | 0 | 0 | 0 | 0 | -50 | 0 | 9.3696 | 0 | -485.4128 | 17.171 | 0 | 73.4131 | 69.0439 | 15.4722 | 1268.377 | 33.1037 | 60.6297 | 0 | 0.5292 | -0.52238 | 8.626 | 3.074 | 0 | 1048.117 | 344.6594 | -542.8552 | 8.9711 | 6.38 | -1.72 | 15.8504 | 5.4 | 2025-11-23 | 2025_11_23 Hr 09 | 96.3176 | -0.000372 | -1048.117 | -557.4769 | 474.0903 | 926.4411 | 191.9744 | 13.0877 | 0 | 104.6486 | 237.2868 | 132.1549 | 22.0972 | 182.7729 | 281.7479 | 0 | 7.2612 | 46.06 | 244.0449 | 0 | 142.457 | 0
2025_11_23 Hr 10 | 3.0978 | 0 | 0 | 3.5474 | 3.5621 | 3.5609 | 3.8089 | 3.8089 | 3.8089 | 108.0765 | 0 | 0.1104 | 93 | 0 | 91.3864 | 91.3864 | 281.7479 | 0 | 0.00615 | 0.074 | 0.02596 | 0 | 0 | 0 | 0 | 0 | 0 | 0.0705 | 0.2574 | 44.6896 | 7.2612 | 244.0449 | 0 | 0 | 0 | 0 | 17.8841 | 43.2055 | 0 | 0 | -33.1546 | 0.8541 | 12.6404 | 0 | -1 | -4.2 | 13.8384 | 0 | 0 | 29.2095 | 29.2095 | 29.2095 | 29.2095 | 33.9645 | 85.3983 | 0 | 0 | 0 | 0 | 0 | 0 | 0 | 0 | 0 | 0 | 0 | 0 | 0 | 0 | 0 | 0 | -50 | 0 | 9.3696 | 0 | -481.4416 | 17.171 | 0 | 73.4131 | 69.0439 | 28.0524 | 1289.859 | 33.4596 | 61.2813 | 0 | 0.5292 | -3.0978 | 8.626 | 3.074 | 0 | 1078.192 | 362.9469 | -541.4594 | 8.9711 | 6.38 | -1.72 | 16.0208 | 5.4581 | 2025-11-23 | 2025_11_23 Hr 10 | 77.7862 | -0.00034 | -1078.192 | -564.5961 | 498.1787 | 925.0707 | 206.4507 | 13.0877 | 0 | 105.9091 | 258.8788 | 133.3908 | 22.0972 | 182.7729 | 281.7479 | 0 | 7.2612 | 44.6896 | 244.0449 | 0 | 142.457 | 0
2025_11_23 Hr 11 | 4.1375 | 0 | 0 | 3.5474 | 3.5621 | 3.5609 | 3.8089 | 3.8089 | 3.8089 | 93.1354 | 0 | 0.1104 | 91 | 0 | 91.3864 | 91.3864 | 281.7479 | 0 | 0.00615 | 0.074 | 0.02596 | 0 | 0 | 0 | 0 | 0 | 0 | 0.0705 | 0.2574 | 46.06 | 7.2612 | 244.0449 | 0 | 0 | 0 | 0 | 17.2734 | 41.73 | 0 | 0.81481 | -17.6508 | 0.8541 | 12.6404 | 0 | -1 | -4.2 | 13.8384 | 0 | 0 | 25.1818 | 25.1818 | 25.1818 | 25.1818 | 29.2811 | 81.5022 | 0 | 0 | 0 | 0 | 0 | 0 | 0 | 0 | 0 | 0 | 0 | 0 | 0 | 0 | 0 | 0 | -50 | 0 | 9.3696 | 0 | -466.2378 | 17.171 | 0 | 73.4131 | 69.0439 | 36.4392 | 1253.408 | 32.8707 | 60.2028 | 0 | 0.5292 | -4.1375 | 8.626 | 3.074 | 0 | 1073.708 | 364.432 | -527.2953 | 8.9711 | 6.38 | -1.72 | 15.7388 | 5.362 | 2025-11-23 | 2025_11_23 Hr 11 | 81.0334 | 0.0003122 | -1073.708 | -533.0738 | 458.3119 | 926.4411 | 208.9414 | 13.0877 | 0 | 103.8229 | 223.1436 | 131.3454 | 22.0972 | 182.7729 | 281.7479 | 0 | 7.2612 | 46.06 | 244.0449 | 0 | 142.457 | 0
2025_11_23 Hr 12 | 4.1392 | 0 | 0 | 3.5474 | 3.5621 | 3.5609 | 3.8089 | 3.8089 | 3.8089 | 82.452 | 0 | 0.1104 | 90 | 0 | 91.3864 | 91.3864 | 281.7479 | 0 | 0.00615 | 0.074 | 0.02596 | 0 | 0 | 0 | 0 | 0 | 0 | 0.0705 | 0.2574 | 45.6688 | 7.2612 | 244.0449 | 0 | 0 | 0 | 0 | 16.8367 | 40.675 | 0 | 0.03918 | -5.3124 | 0.8541 | 12.6404 | 0 | -1 | -4.2 | 13.8384 | 0 | 0 | 22.3018 | 22.3018 | 22.3018 | 22.3018 | 25.9323 | 76.4478 | 0 | 0 | 0 | 0 | 0 | 0 | 0 | 0 | 0 | 0 | 0 | 0 | 0 | 0 | 0 | 0 | -50 | 0 | 9.3696 | 0 | -473.6332 | 17.171 | 0 | 73.4131 | 69.0439 | 48.0072 | 1225.973 | 32.4496 | 59.4316 | 0 | 0.5292 | -4.1392 | 8.626 | 3.074 | 0 | 1054.492 | 368.4847 | -534.6924 | 8.9711 | 6.38 | -1.72 | 15.5372 | 5.2933 | 2025-11-23 | 2025_11_23 Hr 12 | 74.9955 | -0.00034787 | -1054.492 | -528.9064 | 429.8055 | 926.0498 | 214.455 | 13.0877 | 0 | 102.3312 | 197.5915 | 129.8828 | 22.0972 | 182.7729 | 281.7479 | 0 | 7.2612 | 45.6688 | 244.0449 | 0 | 142.457 | 0
2025_11_23 Hr 13 | 3.0978 | 0 | 0 | 3.5474 | 3.5621 | 3.5609 | 3.8089 | 3.8089 | 3.8089 | 82.6491 | 0 | 0.1104 | 90 | 0 | 91.3864 | 91.3864 | 281.7479 | 0 | 0.00615 | 0.074 | 0.02596 | 0 | 0 | 0 | 0 | 0 | 0 | 0.0705 | 0.2574 | 46.06 | 7.2612 | 244.0449 | 0 | 0 | 0 | 0 | 16.8447 | 40.6945 | 0 | 0 | -20.9176 | 0.8541 | 12.6404 | 0 | -1 | -4.2 | 13.8384 | 0 | 0 | 22.3549 | 22.3549 | 22.3549 | 22.3549 | 25.9941 | 75.5001 | 0 | 0 | 0 | 0 | 0 | 0 | 0 | 0 | 0 | 0 | 0 | 0 | 0 | 0 | 0 | 0 | -50 | 0 | 9.3696 | 0 | -485.8225 | 17.171 | 0 | 73.4131 | 69.0439 | 58.563 | 1226.863 | 32.4574 | 59.4459 | 0 | 0.5292 | -3.0978 | 8.626 | 3.074 | 0 | 1037.183 | 377.0784 | -545.8403 | 8.9711 | 6.38 | -1.72 | 15.5409 | 5.2946 | 2025-11-23 | 2025_11_23 Hr 13 | 75.3768 | 0.000302 | -1037.183 | -556.7401 | 430.3315 | 926.4411 | 224.0631 | 13.0877 | 0 | 102.3587 | 198.063 | 129.9098 | 22.0972 | 182.7729 | 281.7479 | 0 | 7.2612 | 46.06 | 244.0449 | 0 | 142.457 | 0
2025_11_23 Hr 14 | 2.0729 | 0 | 0 | 3.5474 | 3.5621 | 3.5609 | 3.8089 | 3.8089 | 3.8089 | 78.7463 | 0 | 0.1104 | 91 | 0 | 91.3864 | 91.3864 | 281.7479 | 0 | 0.00615 | 0.074 | 0.02596 | 0 | 0 | 0 | 0 | 0 | 0 | 0.0705 | 0.2574 | 44.6904 | 7.2612 | 244.0449 | 0 | 0 | 0 | 0 | 16.6852 | 40.3091 | 0 | 0.59057 | -12.5062 | 0.8541 | 12.6404 | 0 | -1 | -4.2 | 13.8384 | 0 | 0 | 21.3028 | 21.3028 | 21.3028 | 21.3028 | 24.7708 | 75.5001 | 0 | 0 | 0 | 0 | 0 | 0 | 0 | 0 | 0 | 0 | 0 | 0 | 0 | 0 | 0 | 0 | -50 | 0 | 9.3696 | 0 | -469.7623 | 17.171 | 0 | 72.8564 | 68.4873 | 54.5142 | 1214.5 | 32.3036 | 59.1641 | 0 | 0.5292 | -2.0729 | 8.626 | 3.074 | 0 | 1046.3 | 372.4704 | -528.7552 | 8.9711 | 6.38 | -1.72 | 15.4673 | 5.2695 | 2025-11-23 | 2025_11_23 Hr 14 | 75.1324 | -3.65e-05 | -1046.3 | -531.6779 | 419.9177 | 923.9582 | 221.0143 | 13.0877 | 0 | 101.8137 | 188.7284 | 129.3755 | 22.0972 | 182.7729 | 281.7479 | 0 | 7.2612 | 44.6904 | 244.0449 | 0 | 141.3437 | 0
2025_11_23 Hr 15 | 1.5505 | 0 | 0 | 3.5474 | 3.5621 | 3.5609 | 3.8089 | 3.8089 | 3.8089 | 77.4848 | 0 | 0.1104 | 92 | 0 | 91.3864 | 91.3864 | 281.7479 | 0 | 0.00615 | 0.074 | 0.02596 | 0 | 0 | 0 | 0 | 0 | 0 | 0.0705 | 0.2574 | 43.1242 | 7.2612 | 244.0449 | 0 | 0 | 0 | 0 | 16.6336 | 40.1845 | 0 | 4.2677 | -19.0727 | 0.8541 | 12.6404 | 0 | -1 | -4.2 | 13.8384 | 0 | 0 | 20.9628 | 20.9628 | 20.9628 | 20.9628 | 24.3753 | 78.4485 | 0 | 0 | 0 | 0 | 0 | 0 | 0 | 0 | 0 | 0 | 0 | 0 | 0 | 0 | 0 | 0 | -50 | 0 | 9.3696 | 0 | -451.5164 | 17.171 | 0 | 70.5293 | 66.2324 | 52.9236 | 1205.159 | 32.2538 | 59.0731 | 0 | 0.5292 | -1.5505 | 8.626 | 3.074 | 0 | 1054.5 | 374.1332 | -509.9869 | 8.9711 | 6.38 | -1.72 | 15.4435 | 5.2614 | 2025-11-23 | 2025_11_23 Hr 15 | 74.348 | -4.7e-05 | -1054.5 | -516.3214 | 416.5516 | 917.81 | 223.3721 | 13.0877 | 0 | 101.6376 | 185.7112 | 129.2028 | 22.0972 | 182.7729 | 281.7479 | 0 | 7.2612 | 43.1242 | 244.0449 | 0 | 136.7617 | 0
2025_11_23 Hr 16 | 0.52072 | 0 | 0 | 3.5474 | 3.5621 | 3.5609 | 3.8089 | 3.8089 | 3.8089 | 85.8029 | 0 | 0.1104 | 90 | 0 | 91.3864 | 91.3864 | 281.7479 | 0 | 0.00615 | 0.074 | 0.02596 | 0 | 0 | 0 | 0 | 0 | 0 | 0.0705 | 0.2574 | 45.6688 | 7.2612 | 244.0449 | 0 | 0 | 0 | 0 | 16.9736 | 41.0059 | 0 | 0 | -43.796 | 0.8541 | 12.6404 | 0 | -1 | -4.2 | 13.8384 | 0 | 0 | 23.2051 | 23.2051 | 23.2051 | 23.2051 | 26.9827 | 73.4994 | 0 | 0 | 0 | 0 | 0 | 0 | 0 | 0 | 0 | 0 | 0 | 0 | 0 | 0 | 0 | 0 | -50 | 0 | 9.3696 | 0 | -393.9011 | 17.171 | 0 | 73.4131 | 69.0439 | 40.9218 | 1234.455 | 32.5817 | 59.6735 | 0 | 0.5292 | -0.52072 | 8.626 | 3.074 | 0 | 1094.608 | 355.2912 | -451.3418 | 8.9711 | 6.38 | -1.72 | 15.6004 | 5.3149 | 2025-11-23 | 2025_11_23 Hr 16 | 81.6654 | 0.000268 | -1094.608 | -487.6971 | 438.7466 | 926.0498 | 204.4212 | 13.0877 | 0 | 102.7991 | 205.606 | 130.3415 | 22.0972 | 182.7729 | 281.7479 | 0 | 7.2612 | 45.6688 | 244.0449 | 0 | 142.457 | 0
2025_11_23 Hr 17 | 0 | 0 | 0 | 3.5474 | 3.5621 | 3.5609 | 3.8089 | 3.8089 | 3.8089 | 118.484 | 0 | 0.1104 | 91 | 0 | 91.3864 | 91.3864 | 281.7479 | 0 | 0.00615 | 0.074 | 0.02596 | 0 | 0 | 0 | 0 | 0 | 0 | 0.0705 | 0.2574 | 46.06 | 7.2612 | 244.0449 | 0 | 0 | 0 | 0 | 18.3096 | 44.2333 | 0 | 0 | -55.986 | 0.8541 | 12.6404 | 0 | -1 | -4.2 | 13.8384 | 0 | 0 | 32.015 | 32.015 | 32.015 | 32.015 | 37.2268 | 73.4994 | 0 | 0 | 0 | 0 | 0 | 0 | 0 | 0 | 0 | 0 | 0 | 0 | 0 | 0 | 0 | 0 | -50 | 0 | 9.3696 | 0 | -370.167 | 17.171 | 0 | 73.4131 | 69.0439 | 16.4844 | 1317.574 | 33.8697 | 62.0326 | 0 | 0.5292 | 0 | 8.626 | 3.074 | 0 | 1170.308 | 335.807 | -427.087 | 8.9711 | 6.38 | -1.72 | 16.2172 | 5.525 | 2025-11-23 | 2025_11_23 Hr 17 | 91.7402 | 0.000331 | -1170.308 | -476.153 | 525.9488 | 926.4411 | 180.9838 | 13.0877 | 0 | 107.3623 | 283.7709 | 134.8155 | 22.0972 | 182.7729 | 281.7479 | 0 | 7.2612 | 46.06 | 244.0449 | 0 | 142.457 | 0
2025_11_23 Hr 18 | 0 | 0 | 0 | 3.5474 | 3.5621 | 3.5609 | 3.8089 | 3.8089 | 3.8089 | 141.7037 | 0 | 0.1104 | 91 | 0 | 91.3864 | 91.3864 | 281.7479 | 0 | 0.00615 | 0.074 | 0.02596 | 0 | 0 | 0 | 0 | 0 | 0 | 0.0705 | 0.2574 | 46.06 | 7.2612 | 244.0449 | 0 | 0 | 0 | 0 | 19.2587 | 46.5263 | 0 | 0 | -71.8023 | 0.8541 | 12.6404 | 0 | -1 | -4.2 | 13.8384 | 0 | 0 | 38.2744 | 38.2744 | 38.2744 | 38.2744 | 44.5052 | 76.4478 | 0 | 0 | 0 | 0 | 0 | 0 | 0 | 0 | 0 | 0 | 0 | 0 | 0 | 0 | 0 | 0 | -50 | 0 | 9.3696 | 0 | -375.3602 | 17.171 | 0 | 73.4131 | 69.0439 | 15.4722 | 1376.352 | 34.7849 | 63.7087 | 0 | 0.5292 | 0 | 8.626 | 3.074 | 0 | 1213.192 | 340.922 | -432.2802 | 8.9711 | 6.38 | -1.72 | 16.6554 | 5.6743 | 2025-11-23 | 2025_11_23 Hr 18 | 91.7145 | -0.000354 | -1213.192 | -497.1625 | 587.9054 | 926.4411 | 182.92 | 13.0877 | 0 | 110.6045 | 339.3066 | 137.9943 | 22.0972 | 182.7729 | 281.7479 | 0 | 7.2612 | 46.06 | 244.0449 | 0 | 142.457 | 0
2025_11_23 Hr 19 | 0 | 0 | 0 | 3.5474 | 3.5621 | 3.5609 | 3.8089 | 3.8089 | 3.8089 | 134.3711 | 0 | 0.1104 | 90 | 0 | 91.3864 | 91.3864 | 281.7479 | 0 | 0.00615 | 0.074 | 0.02596 | 0 | 0 | 0 | 0 | 0 | 0 | 0.0705 | 0.2574 | 46.06 | 7.2612 | 244.0449 | 0 | 0 | 0 | 0 | 18.959 | 45.8022 | 0 | 0 | -67.2039 | 0.8541 | 12.6404 | 0 | -1 | -4.2 | 13.8384 | 0 | 0 | 36.2978 | 36.2978 | 36.2978 | 36.2978 | 42.2067 | 79.5015 | 0 | 0 | 0 | 0 | 0 | 0 | 0 | 0 | 0 | 0 | 0 | 0 | 0 | 0 | 0 | 0 | -50 | 0 | 9.3696 | 0 | -389.0496 | 17.171 | 0 | 73.4131 | 69.0439 | 22.9914 | 1357.791 | 34.4959 | 63.1794 | 0 | 0.5292 | 0 | 8.626 | 3.074 | 0 | 1194.108 | 349.4911 | -445.9696 | 8.9711 | 6.38 | -1.72 | 16.517 | 5.6271 | 2025-11-23 | 2025_11_23 Hr 19 | 93.6821 | 0.000273 | -1194.108 | -506.2535 | 568.3401 | 926.4411 | 192.4929 | 13.0877 | 0 | 109.5807 | 321.7689 | 136.9905 | 22.0972 | 182.7729 | 281.7479 | 0 | 7.2612 | 46.06 | 244.0449 | 0 | 142.457 | 0
2025_11_23 Hr 20 | 0 | 0 | 0 | 3.5474 | 3.5621 | 3.5609 | 3.8089 | 3.8089 | 3.8089 | 134.6077 | 0 | 0.1104 | 89 | 0 | 91.3864 | 91.3864 | 281.7479 | 0 | 0.00615 | 0.074 | 0.02596 | 0 | 0 | 0 | 0 | 0 | 0 | 0.0705 | 0.2574 | 46.06 | 7.2612 | 244.0449 | 0 | 0 | 0 | 0 | 18.9686 | 45.8256 | 0 | 0 | -78.2551 | 0.8541 | 12.6404 | 0 | -1 | -4.2 | 13.8384 | 0 | 0 | 36.3615 | 36.3615 | 36.3615 | 36.3615 | 42.2809 | 79.5015 | 0 | 0 | 0 | 0 | 0 | 0 | 0 | 0 | 0 | 0 | 0 | 0 | 0 | 0 | 0 | 0 | -50 | 0 | 9.3696 | 0 | -388.5038 | 17.171 | 0 | 73.4131 | 69.0439 | 27.474 | 1358.39 | 34.5052 | 63.1965 | 0 | 0.5292 | 0 | 8.626 | 3.074 | 0 | 1187.717 | 353.006 | -445.4238 | 8.9711 | 6.38 | -1.72 | 16.5215 | 5.6286 | 2025-11-23 | 2025_11_23 Hr 20 | 79.2594 | -0.000336 | -1187.717 | -516.7589 | 568.9713 | 926.4411 | 195.9755 | 13.0877 | 0 | 109.6137 | 322.3347 | 137.0228 | 22.0972 | 182.7729 | 281.7479 | 0 | 7.2612 | 46.06 | 244.0449 | 0 | 142.457 | 0
2025_11_23 Hr 21 | 0 | 0 | 0 | 3.5474 | 3.5621 | 3.5609 | 3.8089 | 3.8089 | 3.8089 | 117.6167 | 0 | 0.1104 | 82 | 0 | 91.3864 | 91.3864 | 281.7479 | 0 | 0.00615 | 0.074 | 0.02596 | 0 | 0 | 0 | 0 | 0 | 0 | 0.0705 | 0.2574 | 46.06 | 7.2612 | 244.0449 | 0 | 0 | 0 | 0 | 18.2741 | 44.1477 | 0 | 0 | -51.3833 | 0.8541 | 12.6404 | 0 | -1 | -4.2 | 13.8384 | 0 | 0 | 31.7812 | 31.7812 | 31.7812 | 31.7812 | 36.9549 | 78.4485 | 0 | 0 | 0 | 0 | 0 | 0 | 0 | 0 | 0 | 0 | 0 | 0 | 0 | 0 | 0 | 0 | -50 | 0 | 9.3696 | 0 | -384.7039 | 17.171 | 0 | 73.4131 | 69.0439 | 20.967 | 1315.379 | 33.8355 | 61.97 | 0 | 0.5292 | 0 | 8.626 | 3.074 | 0 | 1158.492 | 336.12 | -441.6239 | 8.9711 | 6.38 | -1.72 | 16.2008 | 5.5194 | 2025-11-23 | 2025_11_23 Hr 21 | 76.9189 | -0.000335 | -1158.492 | -486.0872 | 523.6346 | 926.4411 | 181.4155 | 13.0877 | 0 | 107.2413 | 281.6966 | 134.6968 | 22.0972 | 182.7729 | 281.7479 | 0 | 7.2612 | 46.06 | 244.0449 | 0 | 142.457 | 0
2025_11_23 Hr 22 | 0 | 0 | 0 | 3.5474 | 3.5621 | 3.5609 | 3.8089 | 3.8089 | 3.8089 | 100.6257 | 0 | 0.1104 | 82 | 0 | 91.3864 | 91.3864 | 281.7479 | 0 | 0.00615 | 0.074 | 0.02596 | 0 | 0 | 0 | 0 | 0 | 0 | 0.0705 | 0.2574 | 46.06 | 7.2612 | 244.0449 | 0 | 0 | 0 | 0 | 17.5796 | 42.4697 | 0 | 0 | -12.3008 | 0.8541 | 12.6404 | 0 | -1 | -4.2 | 13.8384 | 0 | 0 | 27.2009 | 27.2009 | 27.2009 | 27.2009 | 31.629 | 79.5015 | 0 | 0 | 0 | 0 | 0 | 0 | 0 | 0 | 0 | 0 | 0 | 0 | 0 | 0 | 0 | 0 | -50 | 0 | 9.3696 | 0 | -439.131 | 17.171 | 0 | 73.4131 | 69.0439 | 24.0036 | 1272.368 | 33.1659 | 60.7435 | 0 | 0.5292 | 0 | 8.626 | 3.074 | 0 | 1101.9 | 337.8836 | -496.051 | 8.9711 | 6.38 | -1.72 | 15.8802 | 5.4102 | 2025-11-23 | 2025_11_23 Hr 22 | 71.1704 | 2.7e-05 | -1101.9 | -501.4318 | 478.2979 | 926.4411 | 185.5051 | 13.0877 | 0 | 104.8688 | 241.0584 | 132.3708 | 22.0972 | 182.7729 | 281.7479 | 0 | 7.2612 | 46.06 | 244.0449 | 0 | 142.457 | 0
2025_11_23 Hr 23 | 0 | 0 | 0 | 3.5474 | 3.5621 | 3.5609 | 3.8089 | 3.8089 | 3.8089 | 69.8763 | 0 | 0.1104 | 81 | 0 | 91.3864 | 91.3864 | 283.5925 | 0 | 0.00615 | 0.074 | 0.02596 | 0 | 0 | 0 | 0 | 0 | 0 | 0.0705 | 0.2574 | 46.06 | 7.2612 | 245.025 | 0 | 0 | 0 | 0 | 16.3226 | 39.4331 | 0 | 6.9123 | -1.1435 | 0.8541 | 12.6404 | 0 | -1 | -4.2 | 13.8384 | 0 | 0 | 18.9117 | 18.9117 | 18.9117 | 18.9117 | 21.9904 | 79.5015 | 0 | 0 | 0 | 0 | 0 | 0 | 0 | 0 | 0 | 0 | 0 | 0 | 0 | 0 | 0 | 0 | -50 | 0 | 9.3696 | 0 | -456.47 | 17.171 | 0 | 74.1091 | 69.6985 | 47.4288 | 1198.705 | 31.954 | 58.5239 | 0 | 0.5292 | 0 | 8.626 | 3.074 | 0 | 1047.183 | 356.0992 | -513.39 | 8.9711 | 6.38 | -1.72 | 15.2999 | 5.2125 | 2025-11-23 | 2025_11_23 Hr 23 | 77.9936 | 0.000327 | -1047.183 | -500.7012 | 396.2501 | 930.6164 | 207.9303 | 13.0877 | 0 | 100.5752 | 167.5136 | 128.1612 | 22.0972 | 182.7729 | 283.5925 | 0 | 7.2612 | 46.06 | 245.025 | 0 | 143.8077 | 0
2025_11_23 Hr 24 | 0 | 0 | 0 | 3.5474 | 3.5621 | 3.5609 | 3.8089 | 3.8089 | 3.8089 | 58.6015 | 0 | 0.1104 | 85 | 0 | 91.3864 | 91.3864 | 283.5925 | 0 | 0.00615 | 0.074 | 0.02596 | 0 | 0 | 0 | 0 | 0 | 0 | 0.0705 | 0.2574 | 46.06 | 7.2612 | 245.025 | 0 | 0 | 0 | 0 | 15.8617 | 38.3197 | 0 | 0 | -17.6096 | 0.8541 | 12.6404 | 0 | -1 | -4.2 | 13.8384 | 0 | 0 | 15.8724 | 15.8724 | 15.8724 | 15.8724 | 18.4563 | 84.4506 | 0 | 0 | 0 | 0 | 0 | 0 | 0 | 0 | 0 | 0 | 0 | 0 | 0 | 0 | 0 | 0 | -50 | 0 | 9.3696 | 0 | -477.8538 | 17.171 | 0 | 74.1091 | 69.6985 | 60.4428 | 1170.165 | 31.5096 | 57.71 | 0 | 0.5292 | 0 | 8.626 | 3.074 | 0 | 994.3 | 376.5188 | -534.7738 | 8.9711 | 6.38 | -1.72 | 15.0871 | 5.14 | 2025-11-23 | 2025_11_23 Hr 24 | 83.2663 | -5e-06 | -994.3 | -545.4634 | 366.1659 | 930.6164 | 229.8934 | 13.0877 | 0 | 99.0009 | 140.5472 | 126.6177 | 22.0972 | 182.7729 | 283.5925 | 0 | 7.2612 | 46.06 | 245.025 | 0 | 143.8077 | 0
2025_11_24 Hr 01 | 0 | 0 | 0 | 3.5474 | 3.5621 | 3.5609 | 3.8089 | 3.8089 | 3.8089 | 36.6934 | 0 | 0.1104 | 88 | 0 | 91.3864 | 91.3864 | 283.5925 | 0 | 0.00615 | 0.074 | 0.02596 | 0 | 0 | 0 | 0 | 0 | 0 | 0.0705 | 0.2574 | 46.06 | 7.2612 | 245.025 | 0 | 0 | 0 | 0 | 14.1138 | 34.0962 | 0 | 27.3886 | 0 | 0.8541 | 12.6474 | 0 | -1 | -4.2 | 13.8602 | 0 | 0 | 2.7986 | 2.7986 | 2.7986 | 2.7986 | 3.2541 | 84.4506 | 0 | 0 | 0 | 0 | 0 | 0 | 0 | 0 | 0 | 0 | 0 | 0 | 0 | 0 | 0 | 0 | -50 | 0 | 9.3847 | 0 | -453.4165 | 18.9668 | 0 | 74.1091 | 69.6985 | 38.4636 | 1074.828 | 32.6157 | 59.7572 | 0 | 0.5292 | 0 | 8.626 | 3.074 | 0 | 955.1083 | 363.2284 | -510.3365 | 8.9674 | 6.38 | -1.72 | 15.6438 | 5.3229 | 2025-11-24 | 2025_11_24 Hr 01 | 75.819 | 2.6e-05 | -955.1083 | -476.0279 | 276.5179 | 930.6164 | 210.9142 | 13.0877 | 0 | 93.0697 | 51.1418 | 132.3064 | 22.0972 | 182.7729 | 283.5925 | 0 | 7.2612 | 46.06 | 245.025 | 0 | 143.8077 | 0
2025_11_24 Hr 02 | 0 | 0 | 0 | 0 | 0 | 0 | 0 | 0 | 0 | 36.6934 | 0 | 0.1104 | 91 | 0 | 91.3864 | 91.3864 | 283.5925 | 0 | 0.00615 | 0.074 | 0.02596 | 0 | 0 | 0 | 0 | 0 | 0 | 0.0705 | 0.2574 | 45.8642 | 0 | 245.025 | 0 | 0 | 0 | 0 | 14.1988 | 34.3015 | 0 | 11.8501 | 0 | 0.8541 | 12.6474 | 0.16 | -1 | -4.2 | 13.8602 | 0 | 0 | 3.4053 | 3.4053 | 3.4053 | 3.4053 | 3.9597 | 79.5015 | 0 | 0 | 0 | 0 | 0 | 0 | 0 | 0 | 0 | 0 | 0 | 0 | 0 | 0 | 0 | 0 | -50 | 0 | 9.3847 | 0 | -246.5315 | 18.9668 | 0 | 0 | 0 | 27.0402 | 904.889 | 32.7044 | 59.9197 | 0 | 0.5292 | 0 | 8.626 | 3.074 | 0 | 963.4517 | 350.164 | -303.4515 | 8.9674 | 6.38 | -1.72 | 15.6863 | 5.3374 | 2025-11-24 | 2025_11_24 Hr 02 | 67.3892 | -1.4e-05 | -963.4517 | -284.6814 | 280.2491 | 757.2545 | 197.5417 | 13.0877 | 0 | 93.3601 | 54.2744 | 132.6146 | 0 | 182.7729 | 283.5925 | 0 | 0 | 45.8642 | 245.025 | 0 | 0 | 0
2025_11_24 Hr 03 | 0 | 0 | 0 | 0 | 0 | 0 | 0 | 0 | 0 | 36.6934 | 0 | 0.1104 | 90 | 0 | 91.3864 | 91.3864 | 283.5925 | 0 | 0.00615 | 0.074 | 0.02596 | 0 | 0 | 0 | 0 | 0 | 0 | 0.0705 | 0.2574 | 44.2335 | 0 | 245.025 | 0 | 0 | 0 | 0 | 14.0616 | 33.97 | 0 | 23.1483 | 0 | 0.8541 | 12.6474 | 0.16 | -1 | -4.2 | 13.8602 | 0 | 0 | 2.426 | 2.426 | 2.426 | 2.426 | 2.8209 | 81.5022 | 0 | 0 | 0 | 0 | 0 | 0 | 0 | 0 | 0 | 0 | 0 | 0 | 0 | 0 | 0 | 0 | -50 | 0 | 9.3847 | 0 | -244.0785 | 18.9668 | 0 | 0 | 0 | 25.4496 | 897.7335 | 32.5613 | 59.6574 | 0 | 0.5292 | 0 | 8.626 | 3.074 | 0 | 968.96 | 349.0767 | -300.9985 | 8.9674 | 6.38 | -1.72 | 15.6177 | 5.314 | 2025-11-24 | 2025_11_24 Hr 03 | 66.534 | 5e-06 | -968.96 | -270.9302 | 274.2269 | 755.6238 | 196.9518 | 13.0877 | 0 | 92.8914 | 49.2183 | 132.1172 | 0 | 182.7729 | 283.5925 | 0 | 0 | 44.2335 | 245.025 | 0 | 0 | 0
2025_11_24 Hr 04 | 0 | 0 | 0 | 0 | 0 | 0 | 0 | 0 | 0 | 36.6934 | 0 | 0.1104 | 92 | 0 | 91.3864 | 91.3864 | 283.5925 | 0 | 0.00615 | 0.074 | 0.02596 | 0 | 0 | 0 | 0 | 0 | 0 | 0.0705 | 0.2574 | 22.9542 | 0 | 245.025 | 0 | 0 | 0 | 0 | 14.2898 | 34.5213 | 0 | 43.2019 | 0 | 0.8541 | 12.6474 | 0.16 | -1 | -4.2 | 13.8602 | 0 | 0 | 4.0547 | 4.0547 | 4.0547 | 4.0547 | 4.7147 | 82.4499 | 0 | 0 | 0 | 0 | 0 | 0 | 0 | 0 | 0 | 0 | 0 | 0 | 0 | 0 | 0 | 0 | -50 | 0 | 9.3847 | 0 | -250.6266 | 18.9668 | 0 | 0 | 0 | 32.9688 | 885.6422 | 32.7993 | 60.0936 | 0 | 0.5292 | 0 | 8.626 | 3.074 | 0 | 981.6683 | 360.3708 | -307.5466 | 8.9674 | 6.38 | -1.72 | 15.7319 | 5.3529 | 2025-11-24 | 2025_11_24 Hr 04 | 66.2961 | 4.7e-05 | -981.6683 | -257.4247 | 284.2421 | 734.3445 | 207.4187 | 13.0877 | 0 | 93.6709 | 57.6268 | 132.9444 | 0 | 182.7729 | 283.5925 | 0 | 0 | 22.9542 | 245.025 | 0 | 0 | 0
2025_11_24 Hr 05 | 0 | 0 | 0 | 0 | 0 | 0 | 0 | 0 | 0 | 36.9056 | 0 | 0.1104 | 92 | 0 | 91.3864 | 91.3864 | 283.5925 | 0 | 0.00615 | 0.074 | 0.02596 | 0 | 0 | 0 | 0 | 0 | 0 | 0.0705 | 0.2574 | 32.3537 | 0 | 245.025 | 0 | 0 | 0 | 0 | 14.864 | 35.9085 | 0 | 30.4092 | 0 | 0.8541 | 12.6474 | 0.16 | -1 | -4.2 | 13.8602 | 0 | 0 | 8.153 | 8.153 | 8.153 | 8.153 | 9.4802 | 79.5015 | 0 | 0 | 0 | 0 | 0 | 0 | 0 | 0 | 0 | 0 | 0 | 0 | 0 | 0 | 0 | 0 | -50 | 0 | 9.3847 | 0 | -252.5143 | 18.9668 | 0 | 0 | 0 | 39.4758 | 918.3741 | 33.3983 | 61.191 | 0 | 0.5292 | 0 | 8.626 | 3.074 | 0 | 1005.36 | 366.011 | -309.4343 | 8.9674 | 6.38 | -1.72 | 16.0192 | 5.4506 | 2025-11-24 | 2025_11_24 Hr 05 | 66.2189 | 7e-06 | -1005.36 | -272.1051 | 309.656 | 743.7441 | 210.9773 | 13.0877 | 0 | 95.6323 | 78.9977 | 135.026 | 0 | 182.7729 | 283.5925 | 0 | 0 | 32.3537 | 245.025 | 0 | 0 | 0
2025_11_24 Hr 06 | 0 | 0 | 0 | 0 | 0 | 0 | 0 | 0 | 0 | 67.9475 | 0 | 0.1104 | 92 | 0 | 91.3864 | 91.3864 | 283.5925 | 0 | 0.00615 | 0.074 | 0.02596 | 0 | 0 | 0 | 0 | 0 | 0 | 0.0705 | 0.2574 | 41.7587 | 0 | 245.025 | 0 | 0 | 0 | 0 | 16.4435 | 39.7242 | 0 | 9.5933 | -14.2352 | 0.8541 | 12.6474 | 0.16 | -1 | -4.2 | 13.8602 | 0 | 0 | 19.426 | 19.426 | 19.426 | 19.426 | 22.5884 | 76.4478 | 0 | 0 | 0 | 0 | 0 | 0 | 0 | 0 | 0 | 0 | 0 | 0 | 0 | 0 | 0 | 0 | -50 | 0 | 9.3847 | 0 | -240.6178 | 18.9668 | 0 | 0 | 0 | 43.5246 | 1022.416 | 35.046 | 64.2098 | 0 | 0.5292 | 0 | 8.626 | 3.074 | 0 | 1092.968 | 372.7317 | -297.5378 | 8.9674 | 6.38 | -1.72 | 16.8094 | 5.7195 | 2025-11-24 | 2025_11_24 Hr 06 | 68.0386 | 0.000346 | -1092.968 | -295.2597 | 410.0188 | 753.1491 | 211.9724 | 13.0877 | 0 | 101.0274 | 168.2398 | 140.7516 | 0 | 182.7729 | 283.5925 | 0 | 0 | 41.7587 | 245.025 | 0 | 0 | 0
2025_11_24 Hr 07 | 0 | 0 | 0 | 0 | 0 | 0 | 0 | 0 | 0 | 119.8403 | -14.5 | 0.1104 | 94 | 0 | 91.3864 | 91.3864 | 281.7479 | 0 | 0.00615 | 0.074 | 0.02596 | 0 | 0 | 0 | 0 | 0 | 0 | 0.0705 | 0.2574 | 14.7392 | 0 | 244.0449 | 0 | 0 | 0 | 0 | 18.366 | 44.3686 | 0 | 0 | -40.0473 | 0.8541 | 12.6474 | 0.16 | -1 | -4.2 | 13.8602 | 0 | 0 | 33.1474 | 33.1474 | 33.1474 | 33.1474 | 38.5434 | 78.4485 | 0 | 0 | 0 | 0 | 0 | 0 | 0 | 0 | 0 | 0 | 0 | 0 | 0 | 0 | 0 | -50 | 0 | 0 | 9.3847 | 0 | -206.3362 | 18.9668 | 0 | 0 | 0 | 54.5142 | 1121.872 | 37.0515 | 67.8842 | 0 | 0.5292 | 0 | 8.626 | 3.074 | 0 | 1198.76 | 394.6911 | -277.7562 | 8.9674 | 6.38 | -1.72 | 17.7714 | 6.0468 | 2025-11-24 | 2025_11_24 Hr 07 | 60.2524 | -3.3e-05 | -1198.76 | -296.3835 | 531.7882 | 723.3049 | 226.9627 | 13.0877 | 0 | 107.5944 | 290.9731 | 133.2207 | 0 | 182.7729 | 281.7479 | 0 | 0 | 14.7392 | 244.0449 | 0 | 0 | 0
2025_11_24 Hr 08 | 0.51906 | 0 | 0 | 0 | 0 | 0 | 0 | 0 | 0 | 137.1111 | -14.5 | 0.1104 | 94 | 0 | 91.3864 | 91.3864 | 281.7479 | 0 | 0.00615 | 0.074 | 0.02596 | 0 | 0 | 0 | 0 | 0 | 0 | 0.0705 | 0.2574 | 15.3936 | 0 | 244.0449 | 0 | 0 | 0 | 0 | 19.0059 | 45.9143 | 0 | 0 | -66.0663 | 0.8541 | 12.6474 | 0.16 | -1 | -4.2 | 13.8602 | 0 | 0 | 37.714 | 37.714 | 37.714 | 37.714 | 43.8535 | 67.4973 | 0 | 0 | 0 | 0 | 0 | 0 | 0 | 0 | 0 | 0 | 0 | 0 | 0 | 0 | 0 | -50 | 0 | 0 | 9.3847 | 0 | -131.4936 | 18.9668 | 0 | 0 | 0 | 55.5264 | 1165.56 | 37.7189 | 69.1071 | 0 | 0.5292 | -0.51906 | 8.626 | 3.074 | 0 | 1283.652 | 387.5906 | -203.4327 | 8.9674 | 6.38 | -1.72 | 18.0915 | 6.1558 | 2025-11-24 | 2025_11_24 Hr 08 | 62.0511 | -0.000333 | -1283.652 | -247.5599 | 577.1409 | 723.9593 | 217.0237 | 13.0877 | 0 | 109.7799 | 331.8208 | 135.5401 | 0 | 182.7729 | 281.7479 | 0 | 0 | 15.3936 | 244.0449 | 0 | 0 | 0
2025_11_24 Hr 09 | 8.819 | 1.5e-05 | 0.000423 | 0 | 0 | 0 | 0 | 0 | 0 | 130.3074 | -14.5 | 0.1104 | 93 | 0 | 91.3864 | 91.3864 | 281.7479 | 0 | 0.00615 | 0.074 | 0.02596 | 0 | 0 | 0 | 0 | 0 | 0 | 0.0705 | 0.2574 | 14.9359 | 0 | 244.0449 | 0 | 0 | 0 | 0 | 18.7538 | 45.3054 | 0 | 0 | -51.9312 | 0.8541 | 12.6474 | 0.16 | -1 | -4.2 | 13.8602 | 0 | 0 | 35.9151 | 35.9151 | 35.9151 | 35.9151 | 41.7617 | 55.5984 | 0 | 0 | 0 | 0 | 0 | 0 | 0 | 0 | 0 | 0 | 0 | 0 | 0 | 0 | 0 | -50 | 0 | 0 | 9.3847 | 0 | -98.3247 | 18.9668 | 0 | 0 | 0 | 49.4532 | 1148.15 | 37.456 | 68.6254 | 0 | 0.5292 | -8.819 | 8.626 | 3.074 | 0 | 1293.66 | 376.0048 | -178.5638 | 8.9674 | 6.38 | -1.72 | 17.9654 | 6.1128 | 2025-11-24 | 2025_11_24 Hr 09 | 62.355 | -1.7e-05 | -1293.66 | -200.2559 | 559.2746 | 723.5015 | 198.052 | 13.0877 | 0 | 108.9189 | 315.7293 | 134.6264 | 0 | 182.7729 | 281.7479 | 0 | 0 | 14.9359 | 244.0449 | 0 | 0 | 0
2025_11_24 Hr 10 | 9.8488 | 0.00051 | 0.014382 | 0 | 0 | 0 | 0 | 0 | 0 | 124.1077 | -14.5 | 0.1104 | 92 | 0 | 91.3864 | 91.3864 | 281.7479 | 0 | 0.00615 | 0.074 | 0.02596 | 0 | 0 | 0 | 0 | 0 | 0 | 0.0705 | 0.2574 | 14.8049 | 0 | 244.0449 | 0 | 0 | 0 | 0 | 18.5241 | 44.7505 | 0 | 0 | -49.9105 | 0.8541 | 12.6474 | 0.16 | -1 | -4.2 | 13.8602 | 0 | 0 | 34.2757 | 34.2757 | 34.2757 | 34.2757 | 39.8555 | 51.7023 | 0 | 0 | 0 | 0 | 0 | 0 | 0 | 0 | 0 | 0 | 0 | 0 | 0 | 0 | 0 | -50 | 0 | 0 | 9.3847 | 0 | -62.6524 | 18.9668 | 0 | 0 | 0 | 49.4532 | 1132.585 | 37.2164 | 68.1864 | 0 | 0.5292 | -9.8488 | 8.626 | 3.074 | 0 | 1310.06 | 371.3064 | -143.9213 | 8.9674 | 6.38 | -1.72 | 17.8505 | 6.0737 | 2025-11-24 | 2025_11_24 Hr 10 | 61.741 | -6e-06 | -1310.06 | -162.5629 | 542.9942 | 723.3705 | 193.1704 | 13.0877 | 0 | 108.1344 | 301.0661 | 133.7938 | 0 | 182.7729 | 281.7479 | 0 | 0 | 14.8049 | 244.0449 | 0 | 0 | 0
2025_11_24 Hr 11 | 8.3 | 0.001245 | 0.035109 | 0 | 0 | 0 | 0 | 0 | 0 | 115.9755 | -14.5 | 0.1104 | 92 | 0 | 91.3864 | 91.3864 | 281.7479 | 0 | 0.00615 | 0.074 | 0.02596 | 0 | 0 | 0 | 0 | 0 | 0 | 0.0705 | 0.2574 | 14.7392 | 0 | 244.0449 | 0 | 0 | 0 | 0 | 18.2228 | 44.0227 | 0 | 0 | -43.9814 | 0.8541 | 12.6474 | 0.16 | -1 | -4.2 | 13.8602 | 0 | 0 | 32.1254 | 32.1254 | 32.1254 | 32.1254 | 37.3552 | 48.6486 | 0 | 0 | 0 | 0 | 0 | 0 | 0 | 0 | 0 | 0 | 0 | 0 | 0 | 0 | 0 | -50 | 0 | 0 | 9.3847 | 0 | -58.7628 | 18.9668 | 0 | 0 | 0 | 44.9706 | 1112.278 | 36.9021 | 67.6106 | 0 | 0.5292 | -8.3 | 8.626 | 3.074 | 0 | 1290.943 | 361.1298 | -138.4828 | 8.9674 | 6.38 | -1.72 | 17.6997 | 6.0225 | 2025-11-24 | 2025_11_24 Hr 11 | 53.715 | 0.000324 | -1290.943 | -152.7442 | 521.6394 | 723.3049 | 185.6556 | 13.0877 | 0 | 107.1053 | 281.8324 | 132.7017 | 0 | 182.7729 | 281.7479 | 0 | 0 | 14.7392 | 244.0449 | 0 | 0 | 0
2025_11_24 Hr 12 | 8.3 | 0.003465 | 0.097713 | 0 | 0 | 0 | 0 | 0 | 0 | 109.6147 | -14.5 | 0.1104 | 91 | 0 | 91.3864 | 91.3864 | 281.7479 | 0 | 0.00615 | 0.074 | 0.02596 | 0 | 0 | 0 | 0 | 0 | 0 | 0.0705 | 0.2574 | 14.7392 | 0 | 244.0449 | 0 | 0 | 0 | 0 | 17.9872 | 43.4534 | 0 | 0 | -37.8783 | 0.8541 | 12.6474 | 0.16 | -1 | -4.2 | 13.8602 | 0 | 0 | 30.4435 | 30.4435 | 30.4435 | 30.4435 | 35.3995 | 44.6472 | 0 | 0 | 0 | 0 | 0 | 0 | 0 | 0 | 0 | 0 | 0 | 0 | 0 | 0 | 0 | -50 | 0 | 0 | 9.3847 | 0 | -32.0818 | 18.9668 | 0 | 0 | 0 | 37.4514 | 1096.491 | 36.6563 | 67.1602 | 0 | 0.5292 | -8.3 | 8.626 | 3.074 | 0 | 1294.568 | 347.7572 | -111.8018 | 8.9674 | 6.38 | -1.72 | 17.5818 | 5.9823 | 2025-11-24 | 2025_11_24 Hr 12 | 51.8295 | 0.00028 | -1294.568 | -119.9601 | 504.936 | 723.3049 | 173.1998 | 13.0877 | 0 | 106.3003 | 266.7883 | 131.8474 | 0 | 182.7729 | 281.7479 | 0 | 0 | 14.7392 | 244.0449 | 0 | 0 | 0
2025_11_24 Hr 13 | 10.3662 | 0.00282 | 0.079524 | 0 | 0 | 0 | 0 | 0 | 0 | 100.9995 | -14.5 | 0.1104 | 91 | 0 | 91.3864 | 91.3864 | 281.7479 | 0 | 0.00615 | 0.074 | 0.02596 | 0 | 0 | 0 | 0 | 0 | 0 | 0.0705 | 0.2574 | 14.7392 | 0 | 244.0449 | 0 | 0 | 0 | 0 | 17.668 | 42.6823 | 0 | 0 | -32.8055 | 0.8541 | 12.6474 | 0.16 | -1 | -4.2 | 13.8602 | 0 | 0 | 28.1655 | 28.1655 | 28.1655 | 28.1655 | 32.7506 | 38.7504 | 0 | 0 | 0 | 0 | 0 | 0 | 0 | 0 | 0 | 0 | 0 | 0 | 0 | 0 | 0 | -50 | 0 | 0 | 9.3847 | 4.8291 | 0 | 18.9668 | 0 | 0 | 0 | 29.4984 | 1075.007 | 36.3233 | 66.5502 | 0 | 0.5292 | -10.3662 | 8.626 | 3.074 | 0 | 1300.06 | 339.6451 | -81.7862 | 8.9674 | 6.38 | -1.72 | 17.4221 | 5.928 | 2025-11-24 | 2025_11_24 Hr 13 | 50.9123 | 2e-05 | -1300.06 | -77.9763 | 482.3126 | 723.3049 | 159.3311 | 13.0877 | 0 | 105.2101 | 246.4121 | 130.6904 | 0 | 182.7729 | 281.7479 | 0 | 0 | 14.7392 | 244.0449 | 0 | 0 | 0
2025_11_24 Hr 14 | 10.3679 | 0.00249 | 0.070218 | 0 | 0 | 0 | 0 | 0 | 0 | 96.6516 | -14.5 | 0.1104 | 90 | 0 | 91.3864 | 91.3864 | 281.7479 | 0 | 0.00615 | 0.074 | 0.02596 | 0 | 0 | 0 | 0 | 0 | 0 | 0.0705 | 0.2574 | 14.7392 | 0 | 244.0449 | 0 | 0 | 0 | 0 | 17.5069 | 42.2932 | 0 | 0 | -17.2283 | 0.8541 | 12.6474 | 0.16 | -1 | -4.2 | 13.8602 | 0 | 0 | 27.0159 | 27.0159 | 27.0159 | 27.0159 | 31.4138 | 36.7497 | 0 | 0 | 0 | 0 | 0 | 0 | 0 | 0 | 0 | 0 | 0 | 0 | 0 | 0 | 0 | -50 | 0 | 0 | 9.3847 | 1.5561 | 0 | 18.9668 | 0 | 0 | 0 | 17.9304 | 1064.164 | 36.1553 | 66.2423 | 0 | 0.5292 | -10.3679 | 8.626 | 3.074 | 0 | 1286.368 | 321.2208 | -81.7879 | 8.9674 | 6.38 | -1.72 | 17.3415 | 5.9006 | 2025-11-24 | 2025_11_24 Hr 14 | 51.2659 | 0.00029 | -1286.368 | -65.6722 | 470.8951 | 723.3049 | 144.7528 | 13.0877 | 0 | 104.6599 | 236.1287 | 130.1065 | 0 | 182.7729 | 281.7479 | 0 | 0 | 14.7392 | 244.0449 | 0 | 0 | 0
2025_11_24 Hr 15 | 9.8505 | 0.00228 | 0.064296 | 0 | 0 | 0 | 0 | 0 | 0 | 88.4389 | -14.5 | 0.1104 | 90 | 0 | 91.3864 | 91.3864 | 281.7479 | 0 | 0.00615 | 0.074 | 0.02596 | 0 | 0 | 0 | 0 | 0 | 0 | 0.0705 | 0.2574 | 14.7392 | 0 | 244.0449 | 0 | 0 | 0 | 0 | 17.2027 | 41.5582 | 0 | 0 | -12.2172 | 0.8541 | 12.6474 | 0.16 | -1 | -4.2 | 13.8602 | 0 | 0 | 24.8443 | 24.8443 | 24.8443 | 24.8443 | 28.8887 | 38.7504 | 0 | 0 | 0 | 0 | 0 | 0 | 0 | 0 | 0 | 0 | 0 | 0 | 0 | 0 | 0 | -50 | 0 | 0 | 9.3847 | 21.1338 | 0 | 18.9668 | 0 | 0 | 0 | 17.4966 | 1043.694 | 35.8379 | 65.6608 | 0 | 0.5292 | -9.8505 | 8.626 | 3.074 | 0 | 1290.952 | 340.7449 | -81.2705 | 8.9674 | 6.38 | -1.72 | 17.1893 | 5.8488 | 2025-11-24 | 2025_11_24 Hr 15 | 49.7711 | -0.000383 | -1290.952 | -41.0834 | 449.3288 | 723.3049 | 146.3136 | 13.0877 | 0 | 103.6206 | 216.7047 | 129.0035 | 0 | 182.7729 | 281.7479 | 0 | 0 | 14.7392 | 244.0449 | 0 | 0 | 0
2025_11_24 Hr 16 | 2.5887 | 0.001575 | 0.044415 | 0 | 0 | 0 | 0 | 0 | 0 | 94.1153 | -14.5 | 0.1104 | 91 | 0 | 91.3864 | 91.3864 | 281.7479 | 0 | 0.00615 | 0.074 | 0.02596 | 0 | 0 | 0 | 0 | 0 | 0 | 0.0705 | 0.2574 | 14.7392 | 0 | 244.0449 | 0 | 0 | 0 | 0 | 17.413 | 42.0662 | 0 | 0 | -19.8246 | 0.8541 | 12.6474 | 0.16 | -1 | -4.2 | 13.8602 | 0 | 0 | 26.3452 | 26.3452 | 26.3452 | 26.3452 | 30.634 | 36.7497 | 0 | 0 | 0 | 0 | 0 | 0 | 0 | 0 | 0 | 0 | 0 | 0 | 0 | 0 | 0 | -50 | 0 | 0 | 9.3847 | 15.5351 | 0 | 18.9668 | 0 | 0 | 0 | 14.0262 | 1057.818 | 36.0573 | 66.0627 | 0 | 0.5292 | -2.5887 | 8.626 | 3.074 | 0 | 1288.16 | 324.1749 | -74.0087 | 8.9674 | 6.38 | -1.72 | 17.2945 | 5.8846 | 2025-11-24 | 2025_11_24 Hr 16 | 53.3933 | -1.7e-05 | -1288.16 | -54.2895 | 464.235 | 723.3049 | 141.8219 | 13.0877 | 0 | 104.3389 | 230.1302 | 129.7659 | 0 | 182.7729 | 281.7479 | 0 | 0 | 14.7392 | 244.0449 | 0 | 0 | 0
2025_11_24 Hr 17 | 0 | 0.00072 | 0.020304 | 0 | 0 | 0 | 0 | 0 | 0 | 124.3895 | -14.5 | 0.1104 | 93 | 0 | 91.3864 | 91.3864 | 281.7479 | 0 | 0.00615 | 0.074 | 0.02596 | 0 | 0 | 0 | 0 | 0 | 0 | 0.0705 | 0.2574 | 19.8313 | 0 | 244.0449 | 0 | 0 | 0 | 0 | 18.5346 | 44.7758 | 0 | 0 | -41.0691 | 0.8541 | 12.6474 | 0.16 | -1 | -4.2 | 13.8602 | 0 | 0 | 34.3502 | 34.3502 | 34.3502 | 34.3502 | 39.9421 | 34.749 | 0 | 0 | 0 | 0 | 0 | 0 | 0 | 0 | 0 | 0 | 0 | 0 | 0 | 0 | 0 | -50 | 0 | 0 | 9.3847 | 9.7171 | 0 | 18.9668 | 0 | 0 | 0 | 8.5314 | 1138.32 | 37.2273 | 68.2063 | 0 | 0.5292 | 0 | 8.626 | 3.074 | 0 | 1340.168 | 314.3376 | -71.42 | 8.9674 | 6.38 | -1.72 | 17.8557 | 6.0755 | 2025-11-24 | 2025_11_24 Hr 17 | 59.2696 | 0.000326 | -1340.168 | -81.352 | 543.7342 | 728.3969 | 136.3014 | 13.0877 | 0 | 108.17 | 301.7326 | 133.8317 | 0 | 182.7729 | 281.7479 | 0 | 0 | 19.8313 | 244.0449 | 0 | 0 | 0
2025_11_24 Hr 18 | 0 | 0.000255 | 0.007191 | 3.5474 | 3.5621 | 3.5609 | 3.8089 | 3.8089 | 3.8089 | 146.6522 | -14.5 | 0.1104 | 93 | 0 | 91.3864 | 91.3864 | 281.7479 | 0 | 0.00615 | 0.074 | 0.02596 | 0 | 0 | 0 | 0 | 0 | 0 | 0.0705 | 0.2574 | 29.2359 | 0 | 244.0449 | 0 | 0 | 0 | 0 | 19.3593 | 46.7683 | 0 | 0 | -69.2351 | 0.8541 | 12.6474 | 0 | -1 | -4.2 | 13.8602 | 0 | 0 | 40.2369 | 40.2369 | 40.2369 | 40.2369 | 46.7871 | 38.7504 | 0 | 0 | 0 | 0 | 0 | 0 | 0 | 0 | 0 | 0 | 0 | 0 | 0 | 0 | 0 | -50 | 0 | 0 | 9.3847 | 0 | -176.0808 | 18.9668 | 0 | 71.4418 | 67.2893 | 7.953 | 1364.011 | 38.0877 | 69.7827 | 0 | 0.5292 | 0 | 8.626 | 3.074 | 0 | 1358.308 | 311.0329 | -247.5008 | 8.9674 | 6.38 | -1.72 | 18.2684 | 6.2159 | 2025-11-24 | 2025_11_24 Hr 18 | 70.1239 | 0.000274 | -1358.308 | -295.3159 | 602.1957 | 898.6299 | 139.7108 | 13.0877 | 0 | 110.9873 | 354.3869 | 136.8215 | 22.0972 | 182.7729 | 281.7479 | 0 | 0 | 29.2359 | 244.0449 | 0 | 138.7312 | 0
2025_11_24 Hr 19 | 0 | 3e-05 | 0.000846 | 3.5474 | 3.5621 | 3.5609 | 3.8089 | 3.8089 | 3.8089 | 140.0901 | -14.5 | 0.1104 | 92 | 0 | 91.3864 | 91.3864 | 281.7479 | 0 | 0.00615 | 0.074 | 0.02596 | 0 | 0 | 0 | 0 | 0 | 0 | 0.0705 | 0.2574 | 38.6405 | 0 | 244.0449 | 0 | 0 | 0 | 0 | 19.1162 | 46.181 | 0 | 0 | -59.0983 | 0.8541 | 12.6474 | 0 | -1 | -4.2 | 13.8602 | 0 | 0 | 38.5018 | 38.5018 | 38.5018 | 38.5018 | 44.7695 | 44.6472 | 0 | 0 | 0 | 0 | 0 | 0 | 0 | 0 | 0 | 0 | 0 | 0 | 0 | 0 | 0 | -50 | 0 | 0 | 9.3847 | 0 | -200.036 | 18.9668 | 0 | 73.4131 | 69.0439 | 4.4826 | 1360.785 | 37.8341 | 69.3181 | 0 | 0.5292 | 0 | 8.626 | 3.074 | 0 | 1341.808 | 311.5778 | -271.456 | 8.9674 | 6.38 | -1.72 | 18.1467 | 6.1745 | 2025-11-24 | 2025_11_24 Hr 19 | 73.0328 | 0.000236 | -1341.808 | -309.1343 | 584.9638 | 911.7603 | 141.1307 | 13.0877 | 0 | 110.1569 | 338.8667 | 135.9402 | 22.0972 | 182.7729 | 281.7479 | 0 | 0 | 38.6405 | 244.0449 | 0 | 142.457 | 0
2025_11_24 Hr 20 | 0 | 0 | 0 | 3.5474 | 3.5621 | 3.5609 | 3.8089 | 3.8089 | 3.8089 | 123.4233 | -14.5 | 0.1104 | 92 | 0 | 91.3864 | 91.3864 | 281.7479 | 0 | 0.00615 | 0.074 | 0.02596 | 0 | 0 | 0 | 0 | 0 | 0 | 0.0705 | 0.2574 | 36.274 | 0 | 244.0449 | 0 | 0 | 0 | 0 | 18.4988 | 44.6893 | 0 | 0 | -37.0906 | 0.8541 | 12.6474 | 0 | -1 | -4.2 | 13.8602 | 0 | 0 | 34.0948 | 34.0948 | 34.0948 | 34.0948 | 39.6451 | 42.7518 | 0 | 0 | 0 | 0 | 0 | 0 | 0 | 0 | 0 | 0 | 0 | 0 | 0 | 0 | 0 | -50 | 0 | 0 | 9.3847 | 0 | -207.1673 | 18.9668 | 0 | 73.4131 | 69.0439 | 7.5192 | 1316.889 | 37.19 | 68.1379 | 0 | 0.5292 | 0 | 8.626 | 3.074 | 0 | 1311.692 | 310.4806 | -278.5873 | 8.9674 | 6.38 | -1.72 | 17.8378 | 6.0694 | 2025-11-24 | 2025_11_24 Hr 20 | 65.3604 | -0.000302 | -1311.692 | -294.2579 | 541.1971 | 909.3938 | 142.271 | 13.0877 | 0 | 108.0478 | 299.4474 | 133.7019 | 22.0972 | 182.7729 | 281.7479 | 0 | 0 | 36.274 | 244.0449 | 0 | 142.457 | 0
2025_11_24 Hr 21 | 0 | 0 | 0 | 3.5474 | 3.5621 | 3.5609 | 3.8089 | 3.8089 | 3.8089 | 115.8145 | -14.5 | 0.1104 | 93 | 0 | 91.3864 | 91.3864 | 281.7479 | 0 | 0.00615 | 0.074 | 0.02596 | 0 | 0 | 0 | 0 | 0 | 0 | 0.0705 | 0.2574 | 41.755 | 0 | 244.0449 | 0 | 0 | 0 | 0 | 18.2169 | 44.0083 | 0 | 0 | -42.4581 | 0.8541 | 12.6474 | 0 | -1 | -4.2 | 13.8602 | 0 | 0 | 32.0829 | 32.0829 | 32.0829 | 32.0829 | 37.3056 | 44.6472 | 0 | 0 | 0 | 0 | 0 | 0 | 0 | 0 | 0 | 0 | 0 | 0 | 0 | 0 | 0 | -50 | 0 | 0 | 9.3847 | 0 | -258.1191 | 18.9668 | 0 | 73.4131 | 69.0439 | 18.9426 | 1303.411 | 36.8959 | 67.5992 | 0 | 0.5292 | 0 | 8.626 | 3.074 | 0 | 1255.192 | 323.7776 | -329.5391 | 8.9674 | 6.38 | -1.72 | 17.6967 | 6.0214 | 2025-11-24 | 2025_11_24 Hr 21 | 68.4616 | -0.000323 | -1255.192 | -350.5772 | 521.2165 | 914.8749 | 156.5898 | 13.0877 | 0 | 107.0849 | 281.4516 | 132.68 | 22.0972 | 182.7729 | 281.7479 | 0 | 0 | 41.755 | 244.0449 | 0 | 142.457 | 0
2025_11_24 Hr 22 | 0 | 0 | 0 | 3.5474 | 3.5621 | 3.5609 | 3.8089 | 3.8089 | 3.8089 | 92.4245 | -14.5 | 0.1104 | 90 | 0 | 91.3864 | 91.3864 | 281.7479 | 0 | 0.00615 | 0.074 | 0.02596 | 0 | 0 | 0 | 0 | 0 | 0 | 0.0705 | 0.2574 | 45.6683 | 0 | 244.0449 | 0 | 0 | 0 | 0 | 17.3503 | 41.9149 | 0 | 0 | -23.1173 | 0.8541 | 12.6474 | 0 | -1 | -4.2 | 13.8602 | 0 | 0 | 25.8981 | 25.8981 | 25.8981 | 25.8981 | 30.1141 | 53.5977 | 0 | 0 | 0 | 0 | 0 | 0 | 0 | 0 | 0 | 0 | 0 | 0 | 0 | 0 | 0 | -50 | 0 | 0 | 9.3847 | 0 | -273.8857 | 18.9668 | 0 | 73.4131 | 69.0439 | 14.0262 | 1249.044 | 35.9919 | 65.943 | 0 | 0.5292 | 0 | 8.626 | 3.074 | 0 | 1202.292 | 321.6704 | -345.3057 | 8.9674 | 6.38 | -1.72 | 17.2632 | 5.8739 | 2025-11-24 | 2025_11_24 Hr 22 | 68.9268 | -0.000389 | -1202.292 | -347.003 | 459.7948 | 918.7882 | 157.6239 | 13.0877 | 0 | 104.1249 | 226.1311 | 129.5388 | 22.0972 | 182.7729 | 281.7479 | 0 | 0 | 45.6683 | 244.0449 | 0 | 142.457 | 0
2025_11_24 Hr 23 | 0 | 0 | 0 | 0 | 0 | 0 | 0 | 0 | 0 | 65.3307 | 0 | 0.1104 | 92 | 0 | 91.3864 | 91.3864 | 283.5925 | 0 | 0.00615 | 0.074 | 0.02596 | 0 | 0 | 0 | 0 | 0 | 0 | 0.0705 | 0.2574 | 45.6683 | 0 | 245.025 | 0 | 0 | 0 | 0 | 16.3466 | 39.49 | 0 | 0 | -27.3536 | 0.8541 | 12.6474 | 0.06 | -1 | -4.2 | 13.8602 | 0 | 0 | 18.7341 | 18.7341 | 18.7341 | 18.7341 | 21.7838 | 58.6521 | 0 | 0 | 0 | 0 | 0 | 0 | 0 | 0 | 0 | 0 | 0 | 0 | 0 | 0 | 0 | 0 | -50 | 0 | 9.3847 | 0 | -258.8806 | 18.9668 | 0 | 74.1091 | 69.6985 | 6.9408 | 1163.613 | 34.9448 | 64.0245 | 0 | 0.5292 | 0 | 8.626 | 3.074 | 0 | 1138.46 | 318.0008 | -315.8006 | 8.9674 | 6.38 | -1.72 | 16.7609 | 5.703 | 2025-11-24 | 2025_11_24 Hr 23 | 69.2732 | -1.8e-05 | -1138.46 | -336.2342 | 403.1472 | 900.8664 | 157.5929 | 13.0877 | 0 | 100.6963 | 162.0508 | 140.4002 | 0 | 182.7729 | 283.5925 | 0 | 0 | 45.6683 | 245.025 | 0 | 143.8077 | 0
2025_11_24 Hr 24 | 0 | 0 | 0 | 0 | 0 | 0 | 0 | 0 | 0 | 45.3626 | 0 | 0.1104 | 93 | 0 | 91.3864 | 91.3864 | 283.5925 | 0 | 0.00615 | 0.074 | 0.02596 | 0 | 0 | 0 | 0 | 0 | 0 | 0.0705 | 0.2574 | 46.06 | 0 | 245.025 | 0 | 0 | 0 | 0 | 15.6068 | 37.7029 | 0 | 7.9225 | 0 | 0.8541 | 12.6474 | 0.06 | -1 | -4.2 | 13.8602 | 0 | 0 | 13.4542 | 13.4542 | 13.4542 | 13.4542 | 15.6444 | 55.5984 | 0 | 0 | 0 | 0 | 0 | 0 | 0 | 0 | 0 | 0 | 0 | 0 | 0 | 0 | 0 | 0 | -50 | 0 | 9.3847 | 0 | -294.5548 | 18.9668 | 0 | 74.1091 | 69.6985 | 3.0366 | 1114.251 | 34.1731 | 62.6106 | 0 | 0.5292 | 0 | 8.626 | 3.074 | 0 | 1080.06 | 309.3612 | -351.4748 | 8.9674 | 6.38 | -1.72 | 16.3908 | 5.5771 | 2025-11-24 | 2025_11_24 Hr 24 | 74.7388 | -1.3e-05 | -1080.06 | -336.6323 | 350.7115 | 901.258 | 151.635 | 13.0877 | 0 | 98.1694 | 114.8237 | 137.7185 | 0 | 182.7729 | 283.5925 | 0 | 0 | 46.06 | 245.025 | 0 | 143.8077 | 0
2025_11_25 Hr 01 | 0 | 0 | 0 | 0 | 0 | 0 | 0 | 0 | 0 | 36.6934 | 0 | 0.1104 | 94 | 0 | 91.3864 | 91.3864 | 283.5925 | 0 | 0.00615 | 0.074 | 0.02596 | 0 | 0 | 0 | 0 | 0 | 0 | 0.0705 | 0.2574 | 46.06 | 0 | 245.025 | 0 | 0 | 0 | 0 | 14.7209 | 35.5618 | 0 | 34.0571 | 0 | 0.8541 | 12.6545 | 0.06 | -1 | -4.2 | 13.882 | 0 | 0 | 5.5299 | 5.5299 | 5.5299 | 5.5299 | 6.4302 | 53.5977 | 0 | 0 | 0 | 0 | 0 | 0 | 0 | 0 | 0 | 0 | 0 | 0 | 0 | 0 | 0 | 0 | -50 | 0 | 9.3998 | 0 | -284.8557 | 19.9288 | 0 | 74.1091 | 69.6985 | 4.4826 | 1061.684 | 34.8216 | 63.3973 | 0 | 0.5292 | 0 | 8.626 | 3.074 | 0 | 1066.468 | 312.503 | -341.7757 | 8.9637 | 6.38 | -1.72 | 16.6195 | 5.6478 | 2025-11-25 | 2025_11_25 Hr 01 | 77.0279 | 0.000329 | -1066.468 | -300.7986 | 300.8409 | 901.258 | 152.0803 | 13.0877 | 0 | 95.1826 | 65.2433 | 140.415 | 0 | 182.7729 | 283.5925 | 0 | 0 | 46.06 | 245.025 | 0 | 143.8077 | 0
2025_11_25 Hr 02 | 0 | 0 | 0 | 0 | 0 | 0 | 0 | 0 | 0 | 36.6934 | 0 | 0.1104 | 94 | 0 | 91.3864 | 91.3864 | 283.5925 | 0 | 0.00615 | 0.074 | 0.02596 | 0 | 0 | 0 | 0 | 0 | 0 | 0.0705 | 0.2574 | 46.06 | 0 | 245.025 | 0 | 0 | 0 | 0 | 14.8166 | 35.7931 | 0 | 20.2783 | 0 | 0.8541 | 12.6545 | 0.06 | -1 | -4.2 | 13.882 | 0 | 0 | 6.2529 | 6.2529 | 6.2529 | 6.2529 | 7.2708 | 50.6493 | 0 | 0 | 0 | 0 | 0 | 0 | 0 | 0 | 0 | 0 | 0 | 0 | 0 | 0 | 0 | 0 | -50 | 0 | 9.3998 | 0 | -289.5345 | 19.9288 | 0 | 74.1091 | 69.6985 | 5.061 | 1065.743 | 34.835 | 63.5858 | 0 | 0.5292 | 0 | 8.626 | 3.074 | 0 | 1049.968 | 310.401 | -346.4545 | 8.9637 | 6.38 | -1.72 | 16.6689 | 5.6646 | 2025-11-25 | 2025_11_25 Hr 02 | 68.8038 | 0.000334 | -1049.968 | -319.2562 | 305.1685 | 901.258 | 149.7103 | 13.0877 | 0 | 95.5096 | 68.9758 | 140.683 | 0 | 182.7729 | 283.5925 | 0 | 0 | 46.06 | 245.025 | 0 | 143.8077 | 0
2025_11_25 Hr 03 | 0 | 0 | 0 | 0 | 0 | 0 | 0 | 0 | 0 | 36.6934 | 0 | 0.1104 | 93 | 0 | 91.3864 | 91.3864 | 283.5925 | 0 | 0.00615 | 0.074 | 0.02596 | 0 | 0 | 0 | 0 | 0 | 0 | 0.0705 | 0.2574 | 46.06 | 0 | 245.025 | 0 | 0 | 0 | 0 | 14.5555 | 35.1623 | 0 | 11.54 | 0 | 0.8541 | 12.6545 | 0.06 | -1 | -4.2 | 13.882 | 0 | 0 | 4.2812 | 4.2812 | 4.2812 | 4.2812 | 4.9781 | 41.6988 | 0 | 0 | 0 | 0 | 0 | 0 | 0 | 0 | 0 | 0 | 0 | 0 | 0 | 0 | 0 | 0 | -50 | 0 | 9.3998 | 0 | -267.0931 | 19.9288 | 0 | 74.1091 | 69.6985 | 11.4234 | 1054.672 | 34.686 | 63.0718 | 0 | 0.5292 | 0 | 8.626 | 3.074 | 0 | 1048.168 | 305.9694 | -324.0131 | 8.9637 | 6.38 | -1.72 | 16.5341 | 5.6188 | 2025-11-25 | 2025_11_25 Hr 03 | 69.4533 | 0.00034 | -1048.168 | -305.5531 | 293.2535 | 901.258 | 146.1222 | 13.0877 | 0 | 94.6178 | 58.7962 | 139.8395 | 0 | 182.7729 | 283.5925 | 0 | 0 | 46.06 | 245.025 | 0 | 143.8077 | 0
2025_11_25 Hr 04 | 0 | 0 | 0 | 0 | 0 | 0 | 0 | 0 | 0 | 36.6934 | 0 | 0.1104 | 92 | 0 | 91.3864 | 91.3864 | 283.5925 | 0 | 0.00615 | 0.074 | 0.02596 | 0 | 0 | 0 | 0 | 0 | 0 | 0.0705 | 0.2574 | 46.06 | 0 | 245.025 | 0 | 0 | 0 | 0 | 14.7325 | 35.5898 | 0 | 13.5371 | -0.46747 | 0.8541 | 12.6545 | 0.06 | -1 | -4.2 | 13.882 | 0 | 0 | 5.6176 | 5.6176 | 5.6176 | 5.6176 | 6.5321 | 45.7002 | 0 | 0 | 0 | 0 | 0 | 0 | 0 | 0 | 0 | 0 | 0 | 0 | 0 | 0 | 0 | 0 | -50 | 0 | 9.3998 | 0 | -251.2174 | 19.9288 | 0 | 74.1091 | 69.6985 | 8.5314 | 1062.176 | 34.7882 | 63.4202 | 0 | 0.5292 | 0 | 8.626 | 3.074 | 0 | 1073.76 | 306.6518 | -308.1374 | 8.9637 | 6.38 | -1.72 | 16.6255 | 5.6498 | 2025-11-25 | 2025_11_25 Hr 04 | 69.0032 | 1.22e-05 | -1073.76 | -288.1478 | 301.3304 | 901.258 | 146.2316 | 13.0877 | 0 | 95.2223 | 65.6957 | 140.4125 | 0 | 182.7729 | 283.5925 | 0 | 0 | 46.06 | 245.025 | 0 | 143.8077 | 0
2025_11_25 Hr 05 | 0 | 0 | 0 | 0 | 0 | 0 | 0 | 0 | 0 | 39.5695 | 0 | 0.1104 | 91 | 0 | 91.3864 | 91.3864 | 283.5925 | 0 | 0.00615 | 0.074 | 0.02596 | 0 | 0 | 0 | 0 | 0 | 0 | 0.0705 | 0.2574 | 45.4081 | 0 | 245.025 | 0 | 0 | 0 | 0 | 15.3664 | 37.1212 | 0 | 23.7549 | 0 | 0.8541 | 12.6545 | 0.06 | -1 | -4.2 | 13.882 | 0 | 0 | 10.4045 | 10.4045 | 10.4045 | 10.4045 | 12.0982 | 56.6514 | 0 | 0 | 0 | 0 | 0 | 0 | 0 | 0 | 0 | 0 | 0 | 0 | 0 | 0 | 0 | 0 | -50 | 0 | 9.3998 | 0 | -264.1228 | 19.9288 | 0 | 74.1091 | 69.6985 | 6.9408 | 1091.279 | 35.2419 | 64.668 | 0 | 0.5292 | 0 | 8.626 | 3.074 | 0 | 1111.143 | 317.1521 | -321.0428 | 8.9637 | 6.38 | -1.72 | 16.9526 | 5.761 | 2025-11-25 | 2025_11_25 Hr 05 | 71.7102 | 0.000337 | -1111.143 | -290.368 | 333.2253 | 900.6061 | 154.5922 | 13.0877 | 0 | 97.3876 | 93.2855 | 142.5522 | 0 | 182.7729 | 283.5925 | 0 | 0 | 45.4081 | 245.025 | 0 | 143.8077 | 0
2025_11_25 Hr 06 | 0 | 0 | 0 | 0 | 0 | 0 | 0 | 0 | 0 | 74.9284 | 0 | 0.1104 | 89 | 0 | 91.3864 | 91.3864 | 283.5925 | 0 | 0.00615 | 0.074 | 0.02596 | 0 | 0 | 0 | 0 | 0 | 0 | 0.0705 | 0.2574 | 43.7112 | 0 | 245.025 | 0 | 0 | 0 | 0 | 16.7561 | 40.4783 | 0 | 7.1314 | -13.8874 | 0.8541 | 12.6545 | 0.06 | -1 | -4.2 | 13.882 | 0 | 0 | 20.8984 | 20.8984 | 20.8984 | 20.8984 | 24.3004 | 55.5984 | 0 | 0 | 0 | 0 | 0 | 0 | 0 | 0 | 0 | 0 | 0 | 0 | 0 | 0 | 0 | 0 | -50 | 0 | 9.3998 | 0 | -234.333 | 19.9288 | 0 | 74.1091 | 69.6985 | 10.5558 | 1183.866 | 36.7344 | 67.4036 | 0 | 0.5292 | 0 | 8.626 | 3.074 | 0 | 1208.76 | 322.903 | -291.253 | 8.9637 | 6.38 | -1.72 | 17.6697 | 6.0047 | 2025-11-25 | 2025_11_25 Hr 06 | 69.4726 | -1e-06 | -1208.76 | -291.089 | 432.6978 | 898.9093 | 155.1542 | 13.0877 | 0 | 102.1344 | 182.8223 | 147.7411 | 0 | 182.7729 | 283.5925 | 0 | 0 | 43.7112 | 245.025 | 0 | 143.8077 | 0
2025_11_25 Hr 07 | 0 | 0 | 0 | 3.5474 | 3.5621 | 3.5609 | 3.8089 | 3.8089 | 3.8089 | 109.4474 | -14.5 | 0.1104 | 86 | 0 | 91.3864 | 91.3864 | 281.7479 | 0 | 0.00615 | 0.074 | 0.02596 | 0 | 0 | 0 | 0 | 0 | 0 | 0.0705 | 0.2574 | 46.06 | 0 | 244.0449 | 0 | 0 | 0 | 0 | 17.9746 | 43.422 | 0 | 0 | -34.8963 | 0.8541 | 12.6545 | 0 | -1 | -4.2 | 13.882 | 0 | 0 | 30.0997 | 30.0997 | 30.0997 | 30.0997 | 34.9997 | 56.6514 | 0 | 0 | 0 | 0 | 0 | 0 | 0 | 0 | 0 | 0 | 0 | 0 | 0 | 0 | 0 | -50 | 0 | 0 | 9.3998 | 0 | -204.9997 | 19.9288 | 0 | 73.4131 | 69.0439 | 9.5436 | 1290.322 | 38.0431 | 69.8022 | 0 | 0.5292 | 0 | 8.626 | 3.074 | 0 | 1303.5 | 324.4936 | -276.4197 | 8.9637 | 6.38 | -1.72 | 18.2985 | 6.2183 | 2025-11-25 | 2025_11_25 Hr 07 | 73.7861 | -8.3e-05 | -1303.5 | -289.896 | 508.9333 | 919.1799 | 152.195 | 13.0877 | 0 | 106.2965 | 264.8458 | 137.7909 | 22.0972 | 182.7729 | 281.7479 | 0 | 0 | 46.06 | 244.0449 | 0 | 142.457 | 0
2025_11_25 Hr 08 | 0.51906 | 0 | 0 | 3.5474 | 3.5621 | 3.5609 | 3.8089 | 3.8089 | 3.8089 | 133.5286 | -14.5 | 0.1104 | 75 | 0 | 91.3864 | 91.3864 | 281.7479 | 0 | 0.00615 | 0.074 | 0.02596 | 0 | 0 | 0 | 0 | 0 | 0 | 0.0705 | 0.2574 | 45.8642 | 0 | 244.0449 | 0 | 0 | 0 | 0 | 18.8247 | 45.4755 | 0 | 0 | -47.4238 | 0.8541 | 12.6545 | 0 | -1 | -4.2 | 13.882 | 0 | 0 | 36.5187 | 36.5187 | 36.5187 | 36.5187 | 42.4636 | 58.6521 | 0 | 0 | 0 | 0 | 0 | 0 | 0 | 0 | 0 | 0 | 0 | 0 | 0 | 0 | 0 | -50 | 0 | 0 | 9.3998 | 0 | -182.3271 | 19.9288 | 0 | 73.4131 | 69.0439 | 5.4948 | 1350.251 | 38.9561 | 71.4755 | 0 | 0.5292 | -0.51906 | 8.626 | 3.074 | 0 | 1363.7 | 315.1386 | -254.2662 | 8.9637 | 6.38 | -1.72 | 18.7371 | 6.3674 | 2025-11-25 | 2025_11_25 Hr 08 | 73.7861 | -5e-06 | -1363.7 | -279.7509 | 572.2322 | 918.984 | 139.1469 | 13.0877 | 0 | 109.2001 | 322.0672 | 140.9649 | 22.0972 | 182.7729 | 281.7479 | 0 | 0 | 45.8642 | 244.0449 | 0 | 142.457 | 0
2025_11_25 Hr 09 | 1.5472 | 0 | 0 | 3.5474 | 3.5621 | 3.5609 | 3.8089 | 3.8089 | 3.8089 | 127.8987 | -14.5 | 0.1104 | 67 | 0 | 91.3864 | 91.3864 | 281.7479 | 0 | 0.00615 | 0.074 | 0.02596 | 0 | 0 | 0 | 0 | 0 | 0 | 0.0705 | 0.2574 | 45.8642 | 0 | 244.0449 | 0 | 0 | 0 | 0 | 18.6259 | 44.9954 | 0 | 0 | -34.5899 | 0.8541 | 12.6545 | 0 | -1 | -4.2 | 13.882 | 0 | 0 | 35.018 | 35.018 | 35.018 | 35.018 | 40.7186 | 56.6514 | 0 | 0 | 0 | 0 | 0 | 0 | 0 | 0 | 0 | 0 | 0 | 0 | 0 | 0 | 0 | -50 | 0 | 0 | 9.3998 | 0 | -186.7649 | 19.9288 | 0 | 73.4131 | 69.0439 | 10.9896 | 1336.195 | 38.7426 | 71.0843 | 0 | 0.5292 | -1.5472 | 8.626 | 3.074 | 0 | 1352.792 | 310.9188 | -259.7321 | 8.9637 | 6.38 | -1.72 | 18.6346 | 6.3326 | 2025-11-25 | 2025_11_25 Hr 09 | 70.1949 | -0.000326 | -1352.792 | -271.3548 | 557.4337 | 918.984 | 134.641 | 13.0877 | 0 | 108.5213 | 308.6895 | 140.2229 | 22.0972 | 182.7729 | 281.7479 | 0 | 0 | 45.8642 | 244.0449 | 0 | 142.457 | 0
2025_11_25 Hr 10 | 1.5489 | 7.5e-05 | 0.002115 | 3.5474 | 3.5621 | 3.5609 | 3.8089 | 3.8089 | 3.8089 | 128.8438 | -14.5 | 0.1104 | 30 | 0 | 91.3864 | 91.3864 | 281.7479 | 0 | 0.00615 | 0.074 | 0.02596 | 0 | 0 | 0 | 0 | 0 | 0 | 0.0705 | 0.2574 | 45.4072 | 0 | 244.0449 | 0 | 0 | 0 | 0 | 18.6593 | 45.076 | 0 | 0 | -56.1777 | 0.8541 | 12.6545 | 0 | -1 | -4.2 | 13.882 | 0 | 0 | 35.27 | 35.27 | 35.27 | 35.27 | 41.0116 | 50.6493 | 0 | 0 | 0 | 0 | 0 | 0 | 0 | 0 | 0 | 0 | 0 | 0 | 0 | 0 | 0 | -50 | 0 | 0 | 9.3998 | 0 | -117.0898 | 19.9288 | 0 | 73.4131 | 69.0439 | 22.9914 | 1338.1 | 38.7785 | 71.15 | 0 | 0.5292 | -1.5489 | 8.626 | 3.074 | 0 | 1371.908 | 280.0448 | -190.0587 | 8.9637 | 6.38 | -1.72 | 18.6518 | 6.3384 | 2025-11-25 | 2025_11_25 Hr 10 | 67.9558 | 0.000265 | -1371.908 | -223.2675 | 559.918 | 918.5271 | 103.6429 | 13.0877 | 0 | 108.6353 | 310.9353 | 140.3475 | 22.0972 | 182.7729 | 281.7479 | 0 | 0 | 45.4072 | 244.0449 | 0 | 142.457 | 0
2025_11_25 Hr 11 | 4.1375 | 0.000375 | 0.010575 | 3.5474 | 3.5621 | 3.5609 | 3.8089 | 3.8089 | 3.8089 | 129.0493 | -14.5 | 0.1104 | 28 | 0 | 91.3864 | 91.3864 | 281.7479 | 0 | 0.00615 | 0.074 | 0.02596 | 0 | 0 | 0 | 0 | 0 | 0 | 0.0705 | 0.2574 | 46.06 | 0 | 244.0449 | 0 | 0 | 0 | 0 | 18.6666 | 45.0935 | 0 | 0 | -51.1053 | 0.8541 | 12.6545 | 0 | -1 | -4.2 | 13.882 | 0 | 0 | 35.3248 | 35.3248 | 35.3248 | 35.3248 | 41.0753 | 51.7023 | 0 | 0 | 0 | 0 | 0 | 0 | 0 | 0 | 0 | 0 | 0 | 0 | 0 | 0 | 0 | -50 | 0 | 0 | 9.3998 | 0 | -159.5104 | 19.9288 | 0 | 73.4131 | 69.0439 | 14.46 | 1339.274 | 38.7863 | 71.1642 | 0 | 0.5292 | -4.1375 | 8.626 | 3.074 | 0 | 1326.283 | 273.1825 | -235.0679 | 8.9637 | 6.38 | -1.72 | 18.6555 | 6.3397 | 2025-11-25 | 2025_11_25 Hr 11 | 72.5829 | 0.000287 | -1326.283 | -260.6157 | 560.4582 | 919.1799 | 94.1732 | 13.0877 | 0 | 108.66 | 311.4236 | 140.3745 | 22.0972 | 182.7729 | 281.7479 | 0 | 0 | 46.06 | 244.0449 | 0 | 142.457 | 0
2025_11_25 Hr 12 | 3.6185 | 0.000735 | 0.020727 | 3.5474 | 3.5621 | 3.5609 | 3.8089 | 3.8089 | 3.8089 | 124.4057 | -14.5 | 0.1104 | 30 | 0 | 91.3864 | 91.3864 | 281.7479 | 0 | 0.00615 | 0.074 | 0.02596 | 0 | 0 | 0 | 0 | 0 | 0 | 0.0705 | 0.2574 | 45.0808 | 0 | 244.0449 | 0 | 0 | 0 | 0 | 18.5026 | 44.6975 | 0 | 0 | -40.3333 | 0.8541 | 12.6545 | 0 | -1 | -4.2 | 13.882 | 0 | 0 | 34.087 | 34.087 | 34.087 | 34.087 | 39.636 | 36.7497 | 0 | 0 | 0 | 0 | 0 | 0 | 0 | 0 | 0 | 0 | 0 | 0 | 0 | 0 | 0 | -50 | 0 | 0 | 9.3998 | 0 | -138.2935 | 19.9288 | 0 | 73.4131 | 69.0439 | 11.4234 | 1326.711 | 38.6102 | 70.8416 | 0 | 0.5292 | -3.6185 | 8.626 | 3.074 | 0 | 1329.108 | 256.0625 | -213.332 | 8.9637 | 6.38 | -1.72 | 18.5709 | 6.3109 | 2025-11-25 | 2025_11_25 Hr 12 | 69.2769 | 0.000304 | -1329.108 | -228.6268 | 548.2521 | 918.2007 | 78.1946 | 13.0877 | 0 | 108.1001 | 300.3895 | 139.7625 | 22.0972 | 182.7729 | 281.7479 | 0 | 0 | 45.0808 | 244.0449 | 0 | 142.457 | 0
2025_11_25 Hr 13 | 4.1392 | 0.0021 | 0.05922 | 3.5474 | 3.5621 | 3.5609 | 3.8089 | 3.8089 | 3.8089 | 117.6663 | -14.5 | 0.1104 | 31 | 0 | 91.3864 | 91.3864 | 281.7479 | 0 | 0.00615 | 0.074 | 0.02596 | 0 | 0 | 0 | 0 | 0 | 0 | 0.0705 | 0.2574 | 46.06 | 7.2612 | 244.0449 | 0 | 0 | 0 | 0 | 18.2647 | 44.1228 | 0 | 0 | -29.6298 | 0.8541 | 12.6545 | 0 | -1 | -4.2 | 13.882 | 0 | 0 | 32.2905 | 32.2905 | 32.2905 | 32.2905 | 37.5471 | 31.8006 | 0 | 0 | 0 | 0 | 0 | 0 | 0 | 0 | 0 | 0 | 0 | 0 | 0 | 0 | 0 | -50 | 0 | 0 | 9.3998 | 0 | -149.5291 | 19.9288 | 0 | 73.4131 | 69.0439 | 13.4478 | 1318.163 | 38.3547 | 70.3733 | 0 | 0.5292 | -4.1392 | 8.626 | 3.074 | 0 | 1317.217 | 253.7716 | -225.0883 | 8.9637 | 6.38 | -1.72 | 18.4482 | 6.2692 | 2025-11-25 | 2025_11_25 Hr 13 | 71.6099 | -0.000315 | -1317.217 | -229.1589 | 530.5371 | 926.4411 | 76.3097 | 13.0877 | 0 | 107.2875 | 284.3754 | 138.8742 | 22.0972 | 182.7729 | 281.7479 | 0 | 7.2612 | 46.06 | 244.0449 | 0 | 142.457 | 0
2025_11_25 Hr 14 | 2.0729 | 0.00165 | 0.04653 | 3.5474 | 3.5621 | 3.5609 | 3.8089 | 3.8089 | 3.8089 | 102.2971 | -14.5 | 0.1104 | 29 | 0 | 91.3864 | 91.3864 | 281.7479 | 0 | 0.00615 | 0.074 | 0.02596 | 0 | 0 | 0 | 0 | 0 | 0 | 0.0705 | 0.2574 | 45.8642 | 7.2612 | 244.0449 | 0 | 0 | 0 | 0 | 17.7222 | 42.8122 | 0 | 0 | -28.9052 | 0.8541 | 12.6545 | 0 | -1 | -4.2 | 13.882 | 0 | 0 | 28.1937 | 28.1937 | 28.1937 | 28.1937 | 32.7834 | 33.8013 | 0 | 0 | 0 | 0 | 0 | 0 | 0 | 0 | 0 | 0 | 0 | 0 | 0 | 0 | 0 | -50 | 0 | 0 | 9.3998 | 0 | -96.5448 | 19.9288 | 0 | 73.4131 | 69.0439 | 19.521 | 1279.582 | 37.772 | 69.3053 | 0 | 0.5292 | -2.0729 | 8.626 | 3.074 | 0 | 1336.392 | 255.753 | -170.0377 | 8.9637 | 6.38 | -1.72 | 18.1682 | 6.1741 | 2025-11-25 | 2025_11_25 Hr 14 | 73.024 | -0.000353 | -1336.392 | -175.4499 | 490.1381 | 926.2453 | 82.3705 | 13.0877 | 0 | 105.4344 | 247.8553 | 136.8484 | 22.0972 | 182.7729 | 281.7479 | 0 | 7.2612 | 45.8642 | 244.0449 | 0 | 142.457 | 0
2025_11_25 Hr 15 | 6.7478 | 0.00216 | 0.060912 | 3.5474 | 3.5621 | 3.5609 | 3.8089 | 3.8089 | 3.8089 | 103.2011 | -14.5 | 0.1104 | 27 | 0 | 91.3864 | 91.3864 | 281.7479 | 0 | 0.00615 | 0.074 | 0.02596 | 0 | 0 | 0 | 0 | 0 | 0 | 0.0705 | 0.2574 | 42.4718 | 7.2612 | 244.0449 | 0 | 0 | 0 | 0 | 17.7541 | 42.8893 | 0 | 5.4793 | -15.1011 | 0.8541 | 12.6545 | 0 | -1 | -4.2 | 13.882 | 0 | 0 | 28.4347 | 28.4347 | 28.4347 | 28.4347 | 33.0636 | 25.7985 | 0 | 0 | 0 | 0 | 0 | 0 | 0 | 0 | 0 | 0 | 0 | 0 | 0 | 0 | 0 | -50 | 0 | 0 | 9.3998 | 0 | -81.8257 | 19.9288 | 0 | 69.3156 | 65.0909 | 10.9896 | 1270.41 | 37.8063 | 69.3681 | 0 | 0.5292 | -6.7478 | 8.626 | 3.074 | 0 | 1342.808 | 242.0133 | -159.9934 | 8.9637 | 6.38 | -1.72 | 18.1847 | 6.1797 | 2025-11-25 | 2025_11_25 Hr 15 | 69.3646 | 0.000264 | -1342.808 | -141.4474 | 492.5145 | 914.8023 | 63.8512 | 13.0877 | 0 | 105.5434 | 250.0035 | 136.9676 | 22.0972 | 182.7729 | 281.7479 | 0 | 7.2612 | 42.4718 | 244.0449 | 0 | 134.4065 | 0
2025_11_25 Hr 16 | 2.0696 | 0.001845 | 0.052029 | 3.5474 | 3.5621 | 3.5609 | 3.8089 | 3.8089 | 3.8089 | 111.42 | -14.5 | 0.1104 | 22 | 0 | 91.3864 | 91.3864 | 281.7479 | 0 | 0.00615 | 0.074 | 0.02596 | 0 | 0 | 0 | 0 | 0 | 0 | 0.0705 | 0.2574 | 46.06 | 7.2612 | 244.0449 | 0 | 0 | 0 | 0 | 18.0442 | 43.5902 | 0 | 0 | -31.5208 | 0.8541 | 12.6545 | 0 | -1 | -4.2 | 13.882 | 0 | 0 | 30.6255 | 30.6255 | 30.6255 | 30.6255 | 35.611 | 31.8006 | 0 | 0 | 0 | 0 | 0 | 0 | 0 | 0 | 0 | 0 | 0 | 0 | 0 | 0 | 0 | -50 | 0 | 0 | 9.3998 | 0 | -82.8448 | 19.9288 | 0 | 73.4131 | 69.0439 | 10.5558 | 1302.561 | 38.1179 | 69.9392 | 0 | 0.5292 | -2.0696 | 8.626 | 3.074 | 0 | 1353.692 | 238.9865 | -156.3344 | 8.9637 | 6.38 | -1.72 | 18.3344 | 6.2306 | 2025-11-25 | 2025_11_25 Hr 16 | 83.3077 | -0.000347 | -1353.692 | -164.3657 | 514.1183 | 926.4411 | 64.4103 | 13.0877 | 0 | 106.5344 | 269.533 | 138.0509 | 22.0972 | 182.7729 | 281.7479 | 0 | 7.2612 | 46.06 | 244.0449 | 0 | 142.457 | 0
2025_11_25 Hr 17 | 0 | 0.00063 | 0.017766 | 3.5474 | 3.5621 | 3.5609 | 3.8089 | 3.8089 | 3.8089 | 135.4189 | -14.5 | 0.1104 | 32 | 0 | 91.3864 | 91.3864 | 281.7479 | 0 | 0.00615 | 0.074 | 0.02596 | 0 | 0 | 0 | 0 | 0 | 0 | 0.0705 | 0.2574 | 46.06 | 7.2612 | 244.0449 | 0 | 0 | 0 | 0 | 18.8914 | 45.6367 | 0 | 0 | -43.7717 | 0.8541 | 12.6545 | 0 | -1 | -4.2 | 13.882 | 0 | 0 | 37.0226 | 37.0226 | 37.0226 | 37.0226 | 43.0496 | 41.6988 | 0 | 0 | 0 | 0 | 0 | 0 | 0 | 0 | 0 | 0 | 0 | 0 | 0 | 0 | 0 | -50 | 0 | 0 | 9.3998 | 0 | -97.6901 | 19.9288 | 0 | 73.4131 | 69.0439 | 8.5314 | 1362.446 | 39.0277 | 71.6068 | 0 | 0.5292 | 0 | 8.626 | 3.074 | 0 | 1407.517 | 257.9526 | -169.1101 | 8.9637 | 6.38 | -1.72 | 18.7716 | 6.3791 | 2025-11-25 | 2025_11_25 Hr 17 | 85.9153 | -0.000396 | -1407.517 | -191.4618 | 577.201 | 926.4411 | 82.2486 | 13.0877 | 0 | 109.428 | 326.5589 | 141.2141 | 22.0972 | 182.7729 | 281.7479 | 0 | 7.2612 | 46.06 | 244.0449 | 0 | 142.457 | 0
2025_11_25 Hr 18 | 0 | 0.00012 | 0.003384 | 3.5474 | 3.5621 | 3.5609 | 3.8089 | 3.8089 | 3.8089 | 155.9659 | -14.5 | 0.1104 | 33 | 0 | 91.3864 | 91.3864 | 281.7479 | 0 | 0.00615 | 0.074 | 0.02596 | 0 | 0 | 0 | 0 | 0 | 0 | 0.0705 | 0.2574 | 46.06 | 7.2612 | 244.0449 | 0 | 0 | 0 | 0 | 19.6167 | 47.3888 | 0 | 0 | -48.1786 | 0.8541 | 12.6545 | 0 | -1 | -4.2 | 13.882 | 0 | 0 | 42.4996 | 42.4996 | 42.4996 | 42.4996 | 49.4181 | 42.7518 | 0 | 0 | 0 | 0 | 0 | 0 | 0 | 0 | 0 | 0 | 0 | 0 | 0 | 0 | 0 | -50 | 0 | 0 | 9.3998 | 0 | -138.5323 | 19.9288 | 0 | 73.4131 | 69.0439 | 20.5332 | 1413.733 | 39.8067 | 73.0346 | 0 | 0.5292 | 0 | 8.626 | 3.074 | 0 | 1430.317 | 274.7151 | -209.9523 | 8.9637 | 6.38 | -1.72 | 19.1458 | 6.5063 | 2025-11-25 | 2025_11_25 Hr 18 | 109.7202 | -0.000407 | -1430.317 | -236.7109 | 631.2102 | 926.4411 | 96.2885 | 13.0877 | 0 | 111.9055 | 375.3824 | 143.9223 | 22.0972 | 182.7729 | 281.7479 | 0 | 7.2612 | 46.06 | 244.0449 | 0 | 142.457 | 0
2025_11_25 Hr 19 | 0 | 4.5e-05 | 0.001269 | 3.5474 | 3.5621 | 3.5609 | 3.8089 | 3.8089 | 3.8089 | 147.9937 | -14.5 | 0.1104 | 34 | 0 | 91.3864 | 91.3864 | 281.7479 | 0 | 0.00615 | 0.074 | 0.02596 | 0 | 0 | 0 | 0 | 0 | 0 | 0.0705 | 0.2574 | 46.06 | 7.2612 | 244.0449 | 0 | 0 | 0 | 0 | 19.3353 | 46.709 | 0 | 0 | -47.2663 | 0.8541 | 12.6545 | 0 | -1 | -4.2 | 13.882 | 0 | 0 | 40.3745 | 40.3745 | 40.3745 | 40.3745 | 46.9471 | 45.7002 | 0 | 0 | 0 | 0 | 0 | 0 | 0 | 0 | 0 | 0 | 0 | 0 | 0 | 0 | 0 | -50 | 0 | 0 | 9.3998 | 0 | -178.6514 | 19.9288 | 0 | 73.4131 | 69.0439 | 48.441 | 1393.826 | 39.5045 | 72.4806 | 0 | 0.5292 | 0 | 8.626 | 3.074 | 0 | 1402.008 | 305.5204 | -250.0714 | 8.9637 | 6.38 | -1.72 | 19.0006 | 6.457 | 2025-11-25 | 2025_11_25 Hr 19 | 96.7075 | 0.000313 | -1402.008 | -275.9177 | 610.2547 | 926.4411 | 128.1425 | 13.0877 | 0 | 110.9443 | 356.4389 | 142.8715 | 22.0972 | 182.7729 | 281.7479 | 0 | 7.2612 | 46.06 | 244.0449 | 0 | 142.457 | 0
2025_11_25 Hr 20 | 0 | 0 | 0 | 3.5474 | 3.5621 | 3.5609 | 3.8089 | 3.8089 | 3.8089 | 140.6789 | -14.5 | 0.1104 | 29 | 0 | 91.3864 | 91.3864 | 281.7479 | 0 | 0.00615 | 0.074 | 0.02596 | 0 | 0 | 0 | 0 | 0 | 0 | 0.0705 | 0.2574 | 46.06 | 7.2612 | 244.0449 | 0 | 0 | 0 | 0 | 19.0771 | 46.0852 | 0 | 0 | -58.7081 | 0.8541 | 12.6545 | 0 | -1 | -4.2 | 13.882 | 0 | 0 | 38.4247 | 38.4247 | 38.4247 | 38.4247 | 44.6799 | 51.7023 | 0 | 0 | 0 | 0 | 0 | 0 | 0 | 0 | 0 | 0 | 0 | 0 | 0 | 0 | 0 | -50 | 0 | 0 | 9.3998 | 0 | -205.0163 | 19.9288 | 0 | 73.4131 | 69.0439 | 68.9742 | 1375.561 | 39.2272 | 71.9723 | 0 | 0.5292 | 0 | 8.626 | 3.074 | 0 | 1366.508 | 326.0916 | -276.4363 | 8.9637 | 6.38 | -1.72 | 18.8674 | 6.4117 | 2025-11-25 | 2025_11_25 Hr 20 | 100.367 | 0.000249 | -1366.508 | -313.7244 | 591.0273 | 926.4411 | 149.6765 | 13.0877 | 0 | 110.0623 | 339.0577 | 141.9074 | 22.0972 | 182.7729 | 281.7479 | 0 | 7.2612 | 46.06 | 244.0449 | 0 | 142.457 | 0
2025_11_25 Hr 21 | 0 | 0 | 0 | 3.5474 | 3.5621 | 3.5609 | 3.8089 | 3.8089 | 3.8089 | 125.5152 | -14.5 | 0.1104 | 30 | 0 | 91.3864 | 91.3864 | 281.7479 | 0 | 0.00615 | 0.074 | 0.02596 | 0 | 0 | 0 | 0 | 0 | 0 | 0.0705 | 0.2574 | 46.06 | 7.2612 | 244.0449 | 0 | 0 | 0 | 0 | 18.5418 | 44.7921 | 0 | 0 | -42.8827 | 0.8541 | 12.6545 | 0 | -1 | -4.2 | 13.882 | 0 | 0 | 34.3827 | 34.3827 | 34.3827 | 34.3827 | 39.9799 | 56.6514 | 0 | 0 | 0 | 0 | 0 | 0 | 0 | 0 | 0 | 0 | 0 | 0 | 0 | 0 | 0 | -50 | 0 | 0 | 9.3998 | 0 | -227.2442 | 19.9288 | 0 | 73.4131 | 69.0439 | 69.9864 | 1337.701 | 38.6523 | 70.9187 | 0 | 0.5292 | 0 | 8.626 | 3.074 | 0 | 1327.208 | 331.0542 | -298.6642 | 8.9637 | 6.38 | -1.72 | 18.5912 | 6.3178 | 2025-11-25 | 2025_11_25 Hr 21 | 104.473 | 0.000272 | -1327.208 | -320.1269 | 551.1685 | 926.4411 | 156.6378 | 13.0877 | 0 | 108.2339 | 303.0259 | 139.9087 | 22.0972 | 182.7729 | 281.7479 | 0 | 7.2612 | 46.06 | 244.0449 | 0 | 142.457 | 0
2025_11_25 Hr 22 | 0 | 0 | 0 | 3.5474 | 3.5621 | 3.5609 | 3.8089 | 3.8089 | 3.8089 | 103.119 | -14.5 | 0.1104 | 26 | 0 | 91.3864 | 91.3864 | 281.7479 | 0 | 0.00615 | 0.074 | 0.02596 | 0 | 0 | 0 | 0 | 0 | 0 | 0.0705 | 0.2574 | 46.06 | 7.2612 | 244.0449 | 0 | 0 | 0 | 0 | 17.7512 | 42.8823 | 0 | 0 | -18.5122 | 0.8541 | 12.6545 | 0 | -1 | -4.2 | 13.882 | 0 | 0 | 28.4128 | 28.4128 | 28.4128 | 28.4128 | 33.0381 | 56.6514 | 0 | 0 | 0 | 0 | 0 | 0 | 0 | 0 | 0 | 0 | 0 | 0 | 0 | 0 | 0 | -50 | 0 | 0 | 9.3998 | 0 | -256.369 | 19.9288 | 0 | 73.4131 | 69.0439 | 72.0108 | 1281.783 | 37.8032 | 69.3624 | 0 | 0.5292 | 0 | 8.626 | 3.074 | 0 | 1261.608 | 326.1267 | -327.789 | 8.9637 | 6.38 | -1.72 | 18.1832 | 6.1792 | 2025-11-25 | 2025_11_25 Hr 22 | 113.9627 | 0.000344 | -1261.608 | -324.8812 | 492.2985 | 926.4411 | 154.6622 | 13.0877 | 0 | 105.5335 | 249.8083 | 136.9568 | 22.0972 | 182.7729 | 281.7479 | 0 | 7.2612 | 46.06 | 244.0449 | 0 | 142.457 | 0
2025_11_25 Hr 23 | 0 | 0 | 0 | 3.5474 | 3.5621 | 3.5609 | 3.8089 | 3.8089 | 3.8089 | 70.8601 | 0 | 0.1104 | 22 | 0 | 91.3864 | 91.3864 | 283.5925 | 0 | 0.00615 | 0.074 | 0.02596 | 0 | 0 | 0 | 0 | 0 | 0 | 0.0705 | 0.2574 | 46.06 | 7.2612 | 245.025 | 0 | 0 | 0 | 0 | 16.6125 | 40.1314 | 0 | 10.6087 | -1.0662 | 0.8541 | 12.6545 | 0 | -1 | -4.2 | 13.882 | 0 | 0 | 19.8139 | 19.8139 | 19.8139 | 19.8139 | 23.0394 | 58.6521 | 0 | 0 | 0 | 0 | 0 | 0 | 0 | 0 | 0 | 0 | 0 | 0 | 0 | 0 | 0 | 0 | -50 | 0 | 9.3998 | 0 | -293.5633 | 19.9288 | 0 | 74.1091 | 69.6985 | 74.469 | 1205.416 | 36.5802 | 67.1209 | 0 | 0.5292 | 0 | 8.626 | 3.074 | 0 | 1186.808 | 322.3337 | -350.4833 | 8.9637 | 6.38 | -1.72 | 17.5956 | 5.9795 | 2025-11-25 | 2025_11_25 Hr 23 | 122.0126 | 0.000344 | -1186.808 | -334.0209 | 422.004 | 930.6164 | 155.1211 | 13.0877 | 0 | 101.6439 | 173.1552 | 147.2049 | 22.0972 | 182.7729 | 283.5925 | 0 | 7.2612 | 46.06 | 245.025 | 0 | 143.8077 | 0
2025_11_25 Hr 24 | 0 | 0 | 0 | 3.5474 | 3.5621 | 3.5609 | 3.8089 | 3.8089 | 3.8089 | 49.0803 | 0 | 0.1104 | 23 | 0 | 91.3864 | 91.3864 | 283.5925 | 0 | 0.00615 | 0.074 | 0.02596 | 0 | 0 | 0 | 0 | 0 | 0 | 0.0705 | 0.2574 | 46.06 | 7.2612 | 245.025 | 0 | 0 | 0 | 0 | 15.8437 | 38.2741 | 0 | 29.3568 | 0 | 0.8541 | 12.6545 | 0 | -1 | -4.2 | 13.882 | 0 | 0 | 14.0083 | 14.0083 | 14.0083 | 14.0083 | 16.2887 | 58.6521 | 0 | 0 | 0 | 0 | 0 | 0 | 0 | 0 | 0 | 0 | 0 | 0 | 0 | 0 | 0 | 0 | -50 | 0 | 9.3998 | 0 | -323.8567 | 19.9288 | 0 | 74.1091 | 69.6985 | 75.4812 | 1151.036 | 35.7544 | 65.6075 | 0 | 0.5292 | 0 | 8.626 | 3.074 | 0 | 1121.092 | 321.4752 | -380.7767 | 8.9637 | 6.38 | -1.72 | 17.1988 | 5.8447 | 2025-11-25 | 2025_11_25 Hr 24 | 116.0005 | -0.000328 | -1121.092 | -344.5 | 364.7542 | 930.6164 | 157.1333 | 13.0877 | 0 | 99.0177 | 121.4022 | 144.3342 | 22.0972 | 182.7729 | 283.5925 | 0 | 7.2612 | 46.06 | 245.025 | 0 | 143.8077 | 0
2025_11_26 Hr 01 | 0 | 0 | 0 | 3.5474 | 3.5621 | 3.5609 | 3.8089 | 3.8089 | 3.8089 | 36.7153 | 0 | 0.1104 | 23 | 0 | 91.3864 | 91.3864 | 283.5925 | 0 | 0.00615 | 0.074 | 0.02596 | 0 | 0 | 0 | 0 | 0 | 0 | 0.0705 | 0.2574 | 46.06 | 7.2612 | 245.025 | 0 | 0 | 0 | 0 | 15.356 | 37.0951 | 0 | 45.7484 | 0 | 0.8541 | 12.6615 | 0 | -1 | -4.2 | 13.9038 | 0 | 0 | 8.4356 | 8.4356 | 8.4356 | 8.4356 | 9.8088 | 55.5984 | 0 | 0 | 0 | 0 | 0 | 0 | 0 | 0 | 0 | 0 | 0 | 0 | 0 | 0 | 0 | 0 | -50 | 0 | 9.4149 | 0 | -328.6466 | 20.0973 | 0 | 74.1091 | 69.6985 | 74.0352 | 1108.274 | 35.2234 | 64.5768 | 0 | 0.5292 | 0 | 8.626 | 3.074 | 0 | 1083.7 | 315.2439 | -385.5666 | 8.96 | 6.38 | -1.72 | 16.9517 | 5.7535 | 2025-11-26 | 2025_11_26 Hr 01 | 98.8129 | 9e-06 | -1083.7 | -332.8982 | 320.2604 | 930.6164 | 152.6336 | 13.0877 | 0 | 97.3913 | 80.2665 | 142.6026 | 22.0972 | 182.7729 | 283.5925 | 0 | 7.2612 | 46.06 | 245.025 | 0 | 143.8077 | 0
2025_11_26 Hr 02 | 0 | 0 | 0 | 3.5474 | 3.5621 | 3.5609 | 3.8089 | 3.8089 | 3.8089 | 36.6934 | 0 | 0.1104 | 25 | 0 | 91.3864 | 91.3864 | 283.5925 | 0 | 0.00615 | 0.074 | 0.02596 | 0 | 0 | 0 | 0 | 0 | 0 | 0.0705 | 0.2574 | 46.06 | 7.2612 | 245.025 | 0 | 0 | 0 | 0 | 15.237 | 36.8076 | 0 | 47.6015 | 0 | 0.8541 | 12.6615 | 0 | -1 | -4.2 | 13.9038 | 0 | 0 | 7.5233 | 7.5233 | 7.5233 | 7.5233 | 8.748 | 59.5998 | 0 | 0 | 0 | 0 | 0 | 0 | 0 | 0 | 0 | 0 | 0 | 0 | 0 | 0 | 0 | 0 | -50 | 0 | 9.4149 | 0 | -354.9837 | 20.0973 | 0 | 74.1091 | 69.6985 | 72.4446 | 1103.136 | 35.1482 | 64.3451 | 0 | 0.5292 | 0 | 8.626 | 3.074 | 0 | 1058.1 | 319.2664 | -411.9037 | 8.96 | 6.38 | -1.72 | 16.8909 | 5.7328 | 2025-11-26 | 2025_11_26 Hr 02 | 99.996 | 2.3e-05 | -1058.1 | -357.3822 | 314.7337 | 930.6164 | 157.0444 | 13.0877 | 0 | 96.9848 | 75.5346 | 142.2143 | 22.0972 | 182.7729 | 283.5925 | 0 | 7.2612 | 46.06 | 245.025 | 0 | 143.8077 | 0
2025_11_26 Hr 03 | 0 | 0 | 0 | 3.5474 | 3.5621 | 3.5609 | 3.8089 | 3.8089 | 3.8089 | 36.6934 | 0 | 0.1104 | 19 | 0 | 91.3864 | 91.3864 | 283.5925 | 0 | 0.00615 | 0.074 | 0.02596 | 0 | 0 | 0 | 0 | 0 | 0 | 0.0705 | 0.2574 | 46.06 | 7.2612 | 245.025 | 0 | 0 | 0 | 0 | 15.1958 | 36.7082 | 0 | 48.0841 | 0 | 0.8541 | 12.6615 | 0 | -1 | -4.2 | 13.9038 | 0 | 0 | 7.2079 | 7.2079 | 7.2079 | 7.2079 | 8.3813 | 59.5998 | 0 | 0 | 0 | 0 | 0 | 0 | 0 | 0 | 0 | 0 | 0 | 0 | 0 | 0 | 0 | 0 | -50 | 0 | 9.4149 | 0 | -351.9772 | 20.0973 | 0 | 74.1091 | 69.6985 | 71.4324 | 1101.367 | 35.1482 | 64.265 | 0 | 0.5292 | 0 | 8.626 | 3.074 | 0 | 1052.7 | 312.146 | -408.8972 | 8.96 | 6.38 | -1.72 | 16.8699 | 5.7257 | 2025-11-26 | 2025_11_26 Hr 03 | 99.0958 | 2.3e-05 | -1052.7 | -353.8931 | 312.8568 | 930.6164 | 150.0322 | 13.0877 | 0 | 96.8442 | 73.9065 | 142.1061 | 22.0972 | 182.7729 | 283.5925 | 0 | 7.2612 | 46.06 | 245.025 | 0 | 143.8077 | 0
2025_11_26 Hr 04 | 0 | 0 | 0 | 3.5474 | 3.5621 | 3.5609 | 3.8089 | 3.8089 | 3.8089 | 36.6934 | 0 | 0.1104 | 17 | 0 | 91.3864 | 91.3864 | 283.5925 | 0 | 0.00615 | 0.074 | 0.02596 | 0 | 0 | 0 | 0 | 0 | 0 | 0.0705 | 0.2574 | 46.06 | 7.2612 | 245.025 | 0 | 0 | 0 | 0 | 14.8211 | 35.803 | 0 | 48.6429 | 0 | 0.8541 | 12.6615 | 0 | -1 | -4.2 | 13.9038 | 0 | 0 | 4.3359 | 4.3359 | 4.3359 | 4.3359 | 5.0417 | 59.5998 | 0 | 0 | 0 | 0 | 0 | 0 | 0 | 0 | 0 | 0 | 0 | 0 | 0 | 0 | 0 | 0 | -50 | 0 | 9.4149 | 0 | -324.8086 | 20.0973 | 0 | 74.1091 | 69.6985 | 70.9986 | 1085.259 | 35.1482 | 63.5356 | 0 | 0.5292 | 0 | 8.626 | 3.074 | 0 | 1060.9 | 308.7263 | -381.7286 | 8.96 | 6.38 | -1.72 | 16.6784 | 5.6607 | 2025-11-26 | 2025_11_26 Hr 04 | 99.0958 | 9e-06 | -1060.9 | -326.1657 | 295.7631 | 930.6164 | 147.5984 | 13.0877 | 0 | 95.5643 | 59.0786 | 141.1202 | 22.0972 | 182.7729 | 283.5925 | 0 | 7.2612 | 46.06 | 245.025 | 0 | 143.8077 | 0
2025_11_26 Hr 05 | 0 | 0 | 0 | 3.5474 | 3.5621 | 3.5609 | 3.8089 | 3.8089 | 3.8089 | 37.5126 | 0 | 0.1104 | 10 | 0 | 91.3864 | 91.3864 | 283.5925 | 0 | 0.00615 | 0.074 | 0.02596 | 0 | 0 | 0 | 0 | 0 | 0 | 0.0705 | 0.2574 | 46.06 | 7.2612 | 245.025 | 0 | 0 | 0 | 0 | 15.3339 | 37.0419 | 0 | 48.1875 | 0 | 0.8541 | 12.6615 | 0 | -1 | -4.2 | 13.9038 | 0 | 0 | 8.2667 | 8.2667 | 8.2667 | 8.2667 | 9.6124 | 59.5998 | 0 | 0 | 0 | 0 | 0 | 0 | 0 | 0 | 0 | 0 | 0 | 0 | 0 | 0 | 0 | 0 | -50 | 0 | 9.4149 | 0 | -316.1865 | 20.0973 | 0 | 74.1091 | 69.6985 | 70.9986 | 1108.124 | 35.2842 | 64.5339 | 0 | 0.5292 | 0 | 8.626 | 3.074 | 0 | 1086.417 | 303.2115 | -373.1065 | 8.96 | 6.38 | -1.72 | 16.9404 | 5.7496 | 2025-11-26 | 2025_11_26 Hr 05 | 100.7098 | -0.000338 | -1086.417 | -317.999 | 320.1131 | 930.6164 | 140.5984 | 13.0877 | 0 | 97.316 | 80.1916 | 142.6054 | 22.0972 | 182.7729 | 283.5925 | 0 | 7.2612 | 46.06 | 245.025 | 0 | 143.8077 | 0
2025_11_26 Hr 06 | 0 | 0 | 0 | 3.5474 | 3.5621 | 3.5609 | 3.8089 | 3.8089 | 3.8089 | 66.7427 | 0 | 0.1104 | 9 | 0 | 91.3864 | 91.3864 | 283.5925 | 0 | 0.00615 | 0.074 | 0.02596 | 0 | 0 | 0 | 0 | 0 | 0 | 0.0705 | 0.2574 | 46.06 | 7.2612 | 245.025 | 0 | 0 | 0 | 0 | 16.6888 | 40.3148 | 0 | 17.9378 | -3.236 | 0.8541 | 12.6615 | 0 | -1 | -4.2 | 13.9038 | 0 | 0 | 18.6511 | 18.6511 | 18.6511 | 18.6511 | 21.6874 | 58.6521 | 0 | 0 | 0 | 0 | 0 | 0 | 0 | 0 | 0 | 0 | 0 | 0 | 0 | 0 | 0 | 0 | -50 | 0 | 9.4149 | 0 | -319.7474 | 20.0973 | 0 | 74.1091 | 69.6985 | 71.4324 | 1195.595 | 36.5844 | 67.1711 | 0 | 0.5292 | 0 | 8.626 | 3.074 | 0 | 1140.192 | 306.5624 | -376.6674 | 8.96 | 6.38 | -1.72 | 17.6327 | 5.9846 | 2025-11-26 | 2025_11_26 Hr 06 | 114.1615 | -0.000348 | -1140.192 | -355.0455 | 412.4485 | 930.6164 | 139.0845 | 13.0877 | 0 | 101.9438 | 163.0346 | 147.4702 | 22.0972 | 182.7729 | 283.5925 | 0 | 7.2612 | 46.06 | 245.025 | 0 | 143.8077 | 0
2025_11_26 Hr 07 | 0 | 0 | 0 | 3.5474 | 3.5621 | 3.5609 | 3.8089 | 3.8089 | 3.8089 | 110.9369 | -14.5 | 0.1104 | 8 | 0 | 91.3864 | 91.3864 | 281.7479 | 0 | 0.00615 | 0.074 | 0.02596 | 0 | 0 | 0 | 0 | 0 | 0 | 0.0705 | 0.2574 | 46.06 | 7.2612 | 244.0449 | 0 | 0 | 0 | 0 | 18.2376 | 44.0562 | 0 | 0 | -25.446 | 0.8541 | 12.6615 | 0 | -1 | -4.2 | 13.9038 | 0 | 0 | 30.5223 | 30.5223 | 30.5223 | 30.5223 | 35.4911 | 59.5998 | 0 | 0 | 0 | 0 | 0 | 0 | 0 | 0 | 0 | 0 | 0 | 0 | 0 | 0 | 0 | -50 | 0 | 0 | 9.4149 | 0 | -282.0414 | 20.0973 | 0 | 73.4131 | 69.0439 | 70.9986 | 1302.192 | 38.2399 | 70.186 | 0 | 0.5292 | 0 | 8.626 | 3.074 | 0 | 1235.092 | 311.8066 | -353.4614 | 8.96 | 6.38 | -1.72 | 18.4242 | 6.2532 | 2025-11-26 | 2025_11_26 Hr 07 | 125.1733 | -0.000372 | -1235.092 | -357.4874 | 514.4518 | 926.4411 | 138.5984 | 13.0877 | 0 | 107.2341 | 268.5172 | 138.7005 | 22.0972 | 182.7729 | 281.7479 | 0 | 7.2612 | 46.06 | 244.0449 | 0 | 142.457 | 0
2025_11_26 Hr 08 | 0.51906 | 0 | 0 | 3.5474 | 3.5621 | 3.5609 | 3.8089 | 3.8089 | 3.8089 | 127.7927 | -14.5 | 0.1104 | 7 | 0 | 91.3864 | 91.3864 | 281.7479 | 0 | 0.00615 | 0.074 | 0.02596 | 0 | 0 | 0 | 0 | 0 | 0 | 0.0705 | 0.2574 | 46.06 | 7.2612 | 244.0449 | 0 | 0 | 0 | 0 | 18.8283 | 45.4833 | 0 | 0 | -44.4998 | 0.8541 | 12.6615 | 0 | -1 | -4.2 | 13.9038 | 0 | 0 | 35.05 | 35.05 | 35.05 | 35.05 | 40.7559 | 59.5998 | 0 | 0 | 0 | 0 | 0 | 0 | 0 | 0 | 0 | 0 | 0 | 0 | 0 | 0 | 0 | -50 | 0 | 0 | 9.4149 | 0 | -259.4479 | 20.0973 | 0 | 73.4131 | 69.0439 | 71.4324 | 1344.442 | 38.8713 | 71.3359 | 0 | 0.5292 | -0.51906 | 8.626 | 3.074 | 0 | 1282.5 | 313.9451 | -331.387 | 8.96 | 6.38 | -1.72 | 18.726 | 6.3557 | 2025-11-26 | 2025_11_26 Hr 08 | 123.3498 | -2.4e-05 | -1282.5 | -353.9477 | 558.8867 | 926.4411 | 138.0322 | 13.0877 | 0 | 109.2518 | 308.7488 | 140.8861 | 22.0972 | 182.7729 | 281.7479 | 0 | 7.2612 | 46.06 | 244.0449 | 0 | 142.457 | 0
2025_11_26 Hr 09 | 4.1392 | 1.5e-05 | 0.000423 | 3.5474 | 3.5621 | 3.5609 | 3.8089 | 3.8089 | 3.8089 | 129.3022 | -14.5 | 0.1104 | 4 | 0 | 91.3864 | 91.3864 | 281.7479 | 0 | 0.00615 | 0.074 | 0.02596 | 0 | 0 | 0 | 0 | 0 | 0 | 0.0705 | 0.2574 | 46.06 | 7.2612 | 244.0449 | 0 | 0 | 0 | 0 | 18.8812 | 45.611 | 0 | 0 | -45.8721 | 0.8541 | 12.6615 | 0 | -1 | -4.2 | 13.9038 | 0 | 0 | 35.4555 | 35.4555 | 35.4555 | 35.4555 | 41.2273 | 62.5482 | 0 | 0 | 0 | 0 | 0 | 0 | 0 | 0 | 0 | 0 | 0 | 0 | 0 | 0 | 0 | -50 | 0 | 0 | 9.4149 | 0 | -250.9954 | 20.0973 | 0 | 73.4131 | 69.0439 | 71.4324 | 1348.226 | 38.9279 | 71.4388 | 0 | 0.5292 | -4.1392 | 8.626 | 3.074 | 0 | 1293.508 | 317.7094 | -326.5546 | 8.96 | 6.38 | -1.72 | 18.753 | 6.3648 | 2025-11-26 | 2025_11_26 Hr 09 | 118.791 | 0.000298 | -1293.508 | -346.8675 | 562.8659 | 926.4411 | 137.981 | 13.0877 | 0 | 109.4325 | 312.3516 | 141.0819 | 22.0972 | 182.7729 | 281.7479 | 0 | 7.2612 | 46.06 | 244.0449 | 0 | 142.457 | 0
2025_11_26 Hr 10 | 6.2088 | 0.002295 | 0.064719 | 3.5474 | 3.5621 | 3.5609 | 3.8089 | 3.8089 | 3.8089 | 132.2792 | -14.5 | 0.1104 | 0 | 0 | 91.3864 | 91.3864 | 281.7479 | 0 | 0.00615 | 0.074 | 0.02596 | 0 | 0 | 0 | 0 | 0 | 0 | 0.0705 | 0.2574 | 46.06 | 7.2612 | 244.0449 | 0 | 0 | 0 | 0 | 18.9856 | 45.8631 | 0 | 0 | -48.1586 | 0.8541 | 12.6615 | 0 | -1 | -4.2 | 13.9038 | 0 | 0 | 36.2552 | 36.2552 | 36.2552 | 36.2552 | 42.1572 | 70.551 | 0 | 0 | 0 | 0 | 0 | 0 | 0 | 0 | 0 | 0 | 0 | 0 | 0 | 0 | 0 | -50 | 0 | 0 | 9.4149 | 0 | -227.4007 | 20.0973 | 0 | 73.4131 | 69.0439 | 70.9986 | 1355.752 | 39.0394 | 71.6419 | 0 | 0.5292 | -6.2088 | 8.626 | 3.074 | 0 | 1326.3 | 323.7363 | -305.0295 | 8.96 | 6.38 | -1.72 | 18.8063 | 6.3829 | 2025-11-26 | 2025_11_26 Hr 10 | 107.8995 | -7.2e-05 | -1326.3 | -325.5593 | 570.7138 | 926.4411 | 141.6166 | 13.0877 | 0 | 109.7889 | 319.4571 | 141.4679 | 22.0972 | 182.7729 | 281.7479 | 0 | 7.2612 | 46.06 | 244.0449 | 0 | 142.457 | 0
2025_11_26 Hr 11 | 4.6583 | 0.00618 | 0.17428 | 3.5474 | 3.5621 | 3.5609 | 3.8089 | 3.8089 | 3.8089 | 137.8559 | -14.5 | 0.1104 | 0 | 0 | 91.3864 | 91.3864 | 281.7479 | 0 | 0.00615 | 0.074 | 0.02596 | 0 | 0 | 0 | 0 | 0 | 0 | 0.0705 | 0.2574 | 46.06 | 7.2612 | 244.0449 | 0 | 0 | 0 | 0 | 19.181 | 46.3352 | 0 | 0 | -55.108 | 0.8541 | 12.6615 | 0 | -1 | -4.2 | 13.9038 | 0 | 0 | 37.7532 | 37.7532 | 37.7532 | 37.7532 | 43.899 | 70.551 | 0 | 0 | 0 | 0 | 0 | 0 | 0 | 0 | 0 | 0 | 0 | 0 | 0 | 0 | 0 | -50 | 0 | 0 | 9.4149 | 0 | -234.7996 | 20.0973 | 0 | 73.4131 | 69.0439 | 71.4324 | 1369.839 | 39.2483 | 72.0224 | 0 | 0.5292 | -4.6583 | 8.626 | 3.074 | 0 | 1327.2 | 323.3465 | -310.8779 | 8.96 | 6.38 | -1.72 | 18.9062 | 6.4168 | 2025-11-26 | 2025_11_26 Hr 11 | 103.471 | -3.5e-05 | -1327.2 | -339.9076 | 585.415 | 926.4411 | 142.1639 | 13.0877 | 0 | 110.4564 | 332.7676 | 142.191 | 22.0972 | 182.7729 | 281.7479 | 0 | 7.2612 | 46.06 | 244.0449 | 0 | 142.457 | 0
2025_11_26 Hr 12 | 7.7759 | 0.008745 | 0.24661 | 3.5474 | 3.5621 | 3.5609 | 3.8089 | 3.8089 | 3.8089 | 134.5015 | -14.5 | 0.1104 | 0 | 0 | 91.3864 | 91.3864 | 281.7479 | 0 | 0.00615 | 0.074 | 0.02596 | 0 | 0 | 0 | 0 | 0 | 0 | 0.0705 | 0.2574 | 46.06 | 7.2612 | 244.0449 | 0 | 0 | 0 | 0 | 19.0634 | 46.0512 | 0 | 0 | -47.2141 | 0.8541 | 12.6615 | 0 | -1 | -4.2 | 13.9038 | 0 | 0 | 36.8521 | 36.8521 | 36.8521 | 36.8521 | 42.8513 | 70.551 | 0 | 0 | 0 | 0 | 0 | 0 | 0 | 0 | 0 | 0 | 0 | 0 | 0 | 0 | 0 | -50 | 0 | 0 | 9.4149 | 0 | -230.7085 | 20.0973 | 0 | 73.4131 | 69.0439 | 70.9986 | 1361.504 | 39.1227 | 71.7935 | 0 | 0.5292 | -7.7759 | 8.626 | 3.074 | 0 | 1329.983 | 325.598 | -309.9044 | 8.96 | 6.38 | -1.72 | 18.8461 | 6.3964 | 2025-11-26 | 2025_11_26 Hr 12 | 113.2088 | 0.000285 | -1329.983 | -327.9226 | 576.5722 | 926.4411 | 141.805 | 13.0877 | 0 | 110.0549 | 324.7613 | 141.756 | 22.0972 | 182.7729 | 281.7479 | 0 | 7.2612 | 46.06 | 244.0449 | 0 | 142.457 | 0
2025_11_26 Hr 13 | 10.3662 | 0.00957 | 0.26987 | 3.5474 | 3.5621 | 3.5609 | 3.8089 | 3.8089 | 3.8089 | 130.3085 | -14.5 | 0.1104 | 0 | 0 | 91.3864 | 91.3864 | 281.7479 | 0 | 0.00615 | 0.074 | 0.02596 | 0 | 0 | 0 | 0 | 0 | 0 | 0.0705 | 0.2574 | 46.06 | 7.2612 | 244.0449 | 0 | 0 | 0 | 0 | 18.9165 | 45.6962 | 0 | 0 | -34.3799 | 0.8541 | 12.6615 | 0 | -1 | -4.2 | 13.9038 | 0 | 0 | 35.7258 | 35.7258 | 35.7258 | 35.7258 | 41.5417 | 67.4973 | 0 | 0 | 0 | 0 | 0 | 0 | 0 | 0 | 0 | 0 | 0 | 0 | 0 | 0 | 0 | -50 | 0 | 0 | 9.4149 | 0 | -233.4835 | 20.0973 | 0 | 73.4131 | 69.0439 | 75.0474 | 1351.017 | 38.9656 | 71.5075 | 0 | 0.5292 | -10.3662 | 8.626 | 3.074 | 0 | 1330.008 | 328.6406 | -315.2697 | 8.96 | 6.38 | -1.72 | 18.771 | 6.371 | 2025-11-26 | 2025_11_26 Hr 13 | 111.4171 | 0.000301 | -1330.008 | -317.8634 | 565.5188 | 926.4411 | 142.8241 | 13.0877 | 0 | 109.5529 | 314.7535 | 141.2123 | 22.0972 | 182.7729 | 281.7479 | 0 | 7.2612 | 46.06 | 244.0449 | 0 | 142.457 | 0
2025_11_26 Hr 14 | 12.4392 | 0.010395 | 0.29314 | 3.5474 | 3.5621 | 3.5609 | 3.8089 | 3.8089 | 3.8089 | 124.7738 | -14.5 | 0.1104 | 0 | 0 | 91.3864 | 91.3864 | 281.7479 | 0 | 0.00615 | 0.074 | 0.02596 | 0 | 0 | 0 | 0 | 0 | 0 | 0.0705 | 0.2574 | 46.06 | 7.2612 | 244.0449 | 0 | 0 | 0 | 0 | 18.7225 | 45.2277 | 0 | 0 | -33.7296 | 0.8541 | 12.6615 | 0 | -1 | -4.2 | 13.9038 | 0 | 0 | 34.2391 | 34.2391 | 34.2391 | 34.2391 | 39.8129 | 65.6019 | 0 | 0 | 0 | 0 | 0 | 0 | 0 | 0 | 0 | 0 | 0 | 0 | 0 | 0 | 0 | -50 | 0 | 0 | 9.4149 | 0 | -243.8159 | 20.0973 | 0 | 73.4131 | 69.0439 | 87.483 | 1337.168 | 38.7582 | 71.1299 | 0 | 0.5292 | -12.4392 | 8.626 | 3.074 | 0 | 1316.3 | 340.5368 | -327.675 | 8.96 | 6.38 | -1.72 | 18.6719 | 6.3373 | 2025-11-26 | 2025_11_26 Hr 14 | 111.9878 | 1e-06 | -1316.3 | -327.5455 | 550.9283 | 926.4411 | 153.3884 | 13.0877 | 0 | 108.8904 | 301.5432 | 140.4947 | 22.0972 | 182.7729 | 281.7479 | 0 | 7.2612 | 46.06 | 244.0449 | 0 | 142.457 | 0
2025_11_26 Hr 15 | 8.8207 | 0.01071 | 0.30202 | 3.5474 | 3.5621 | 3.5609 | 3.8089 | 3.8089 | 3.8089 | 123.3062 | -14.5 | 0.1104 | 1 | 0 | 91.3864 | 91.3864 | 281.7479 | 0 | 0.00615 | 0.074 | 0.02596 | 0 | 0 | 0 | 0 | 0 | 0 | 0.0705 | 0.2574 | 46.06 | 7.2612 | 244.0449 | 0 | 0 | 0 | 0 | 18.6711 | 45.1034 | 0 | 0 | -47.072 | 0.8541 | 12.6615 | 0 | -1 | -4.2 | 13.9038 | 0 | 0 | 33.8449 | 33.8449 | 33.8449 | 33.8449 | 39.3545 | 58.6521 | 0 | 0 | 0 | 0 | 0 | 0 | 0 | 0 | 0 | 0 | 0 | 0 | 0 | 0 | 0 | -50 | 0 | 0 | 9.4149 | 0 | -239.4966 | 20.0973 | 0 | 73.4131 | 69.0439 | 94.4238 | 1333.498 | 38.7033 | 71.0298 | 0 | 0.5292 | -8.8207 | 8.626 | 3.074 | 0 | 1304.408 | 337.7194 | -319.7373 | 8.96 | 6.38 | -1.72 | 18.6457 | 6.3284 | 2025-11-26 | 2025_11_26 Hr 15 | 124.0639 | 0.000309 | -1304.408 | -336.5686 | 547.0595 | 926.4411 | 154.3886 | 13.0877 | 0 | 108.7147 | 298.0404 | 140.3044 | 22.0972 | 182.7729 | 281.7479 | 0 | 7.2612 | 46.06 | 244.0449 | 0 | 142.457 | 0
2025_11_26 Hr 16 | 2.5887 | 0.009585 | 0.2703 | 3.5474 | 3.5621 | 3.5609 | 3.8089 | 3.8089 | 3.8089 | 129.5119 | -14.5 | 0.1104 | 2 | 0 | 91.3864 | 91.3864 | 281.7479 | 0 | 0.00615 | 0.074 | 0.02596 | 0 | 0 | 0 | 0 | 0 | 0 | 0.0705 | 0.2574 | 46.06 | 7.2612 | 244.0449 | 0 | 0 | 0 | 0 | 18.8886 | 45.6288 | 0 | 0 | -35.7907 | 0.8541 | 12.6615 | 0 | -1 | -4.2 | 13.9038 | 0 | 0 | 35.5118 | 35.5118 | 35.5118 | 35.5118 | 41.2928 | 58.6521 | 0 | 0 | 0 | 0 | 0 | 0 | 0 | 0 | 0 | 0 | 0 | 0 | 0 | 0 | 0 | -50 | 0 | 0 | 9.4149 | 0 | -282.0634 | 20.0973 | 0 | 73.4131 | 69.0439 | 87.483 | 1349.021 | 38.9357 | 71.4531 | 0 | 0.5292 | -2.5887 | 8.626 | 3.074 | 0 | 1283.508 | 326.3501 | -356.0721 | 8.96 | 6.38 | -1.72 | 18.7568 | 6.3661 | 2025-11-26 | 2025_11_26 Hr 16 | 164.7829 | 0.000367 | -1283.508 | -367.8541 | 563.4187 | 926.4411 | 148.415 | 13.0877 | 0 | 109.4576 | 312.852 | 141.109 | 22.0972 | 182.7729 | 281.7479 | 0 | 7.2612 | 46.06 | 244.0449 | 0 | 142.457 | 0
2025_11_26 Hr 17 | 0 | 0.006855 | 0.19331 | 3.5474 | 3.5621 | 3.5609 | 3.8089 | 3.8089 | 3.8089 | 152.6152 | -14.5 | 0.1104 | 3 | 0 | 91.3864 | 91.3864 | 281.7479 | 0 | 0.00615 | 0.074 | 0.02596 | 0 | 0 | 0 | 0 | 0 | 0 | 0.0705 | 0.2574 | 46.06 | 7.2612 | 244.0449 | 0 | 0 | 0 | 0 | 19.6983 | 47.5847 | 0 | 0 | -73.9095 | 0.8541 | 12.6615 | 0 | -1 | -4.2 | 13.9038 | 0 | 0 | 41.7177 | 41.7177 | 41.7177 | 41.7177 | 48.509 | 59.5998 | 0 | 0 | 0 | 0 | 0 | 0 | 0 | 0 | 0 | 0 | 0 | 0 | 0 | 0 | 0 | -50 | 0 | 0 | 9.4149 | 0 | -287.1812 | 20.0973 | 0 | 73.4131 | 69.0439 | 98.0388 | 1406.853 | 39.8012 | 73.0292 | 0 | 0.5292 | 0 | 8.626 | 3.074 | 0 | 1313.6 | 339.2579 | -358.6012 | 8.96 | 6.38 | -1.72 | 19.1705 | 6.5065 | 2025-11-26 | 2025_11_26 Hr 17 | 166.8385 | -5e-05 | -1313.6 | -411.0907 | 624.3231 | 926.4411 | 160.8388 | 13.0877 | 0 | 112.2232 | 367.9952 | 144.1047 | 22.0972 | 182.7729 | 281.7479 | 0 | 7.2612 | 46.06 | 244.0449 | 0 | 142.457 | 0
2025_11_26 Hr 18 | 0 | 0.003075 | 0.086715 | 3.5474 | 3.5621 | 3.5609 | 3.8089 | 3.8089 | 3.8089 | 153.2442 | -14.5 | 0.1104 | 3 | 0 | 91.3864 | 91.3864 | 281.7479 | 0 | 0.00615 | 0.074 | 0.02596 | 0 | 0 | 0 | 0 | 0 | 0 | 0.0705 | 0.2574 | 46.06 | 7.2612 | 244.0449 | 0 | 0 | 0 | 0 | 19.7203 | 47.638 | 0 | 0 | -72.548 | 0.8541 | 12.6615 | 0 | -1 | -4.2 | 13.9038 | 0 | 0 | 41.8867 | 41.8867 | 41.8867 | 41.8867 | 48.7054 | 68.5503 | 0 | 0 | 0 | 0 | 0 | 0 | 0 | 0 | 0 | 0 | 0 | 0 | 0 | 0 | 0 | -50 | 0 | 0 | 9.4149 | 0 | -292.2837 | 20.0973 | 0 | 73.4131 | 69.0439 | 93.99 | 1408.323 | 39.8248 | 73.0721 | 0 | 0.5292 | 0 | 8.626 | 3.074 | 0 | 1316.308 | 344.2373 | -363.7037 | 8.96 | 6.38 | -1.72 | 19.1818 | 6.5104 | 2025-11-26 | 2025_11_26 Hr 18 | 179.7582 | 0.000297 | -1316.308 | -414.8317 | 625.9811 | 926.4411 | 165.6301 | 13.0877 | 0 | 112.2985 | 369.4964 | 144.1863 | 22.0972 | 182.7729 | 281.7479 | 0 | 7.2612 | 46.06 | 244.0449 | 0 | 142.457 | 0
2025_11_26 Hr 19 | 0 | 0.00027 | 0.007614 | 3.5474 | 3.5621 | 3.5609 | 3.8089 | 3.8089 | 3.8089 | 152.6572 | -14.5 | 0.1104 | 4 | 0 | 91.3864 | 91.3864 | 281.7479 | 0 | 0.00615 | 0.074 | 0.02596 | 0 | 0 | 0 | 0 | 0 | 0 | 0.0705 | 0.2574 | 46.06 | 7.2612 | 244.0449 | 0 | 0 | 0 | 0 | 19.6997 | 47.5883 | 0 | 0 | -89.5994 | 0.8541 | 12.6615 | 0 | -1 | -4.2 | 13.9038 | 0 | 0 | 41.729 | 41.729 | 41.729 | 41.729 | 48.5221 | 70.551 | 0 | 0 | 0 | 0 | 0 | 0 | 0 | 0 | 0 | 0 | 0 | 0 | 0 | 0 | 0 | -50 | 0 | 0 | 9.4149 | 0 | -306.9704 | 20.0973 | 0 | 73.4131 | 69.0439 | 91.5318 | 1406.772 | 39.8028 | 73.0321 | 0 | 0.5292 | 0 | 8.626 | 3.074 | 0 | 1283.483 | 344.7009 | -378.3904 | 8.96 | 6.38 | -1.72 | 19.1713 | 6.5068 | 2025-11-26 | 2025_11_26 Hr 19 | 178.865 | 0.000333 | -1283.483 | -446.5698 | 624.4336 | 926.4411 | 166.0907 | 13.0877 | 0 | 112.2282 | 368.0953 | 144.1101 | 22.0972 | 182.7729 | 281.7479 | 0 | 7.2612 | 46.06 | 244.0449 | 0 | 142.457 | 0
2025_11_26 Hr 20 | 0 | 0 | 0 | 3.5474 | 3.5621 | 3.5609 | 3.8089 | 3.8089 | 3.8089 | 128.5055 | -14.5 | 0.1104 | 6 | 0 | 91.3864 | 91.3864 | 281.7479 | 0 | 0.00615 | 0.074 | 0.02596 | 0 | 0 | 0 | 0 | 0 | 0 | 0.0705 | 0.2574 | 46.06 | 7.2612 | 244.0449 | 0 | 0 | 0 | 0 | 18.8533 | 45.5436 | 0 | 0 | -53.2626 | 0.8541 | 12.6615 | 0 | -1 | -4.2 | 13.9038 | 0 | 0 | 35.2415 | 35.2415 | 35.2415 | 35.2415 | 40.9785 | 64.5489 | 0 | 0 | 0 | 0 | 0 | 0 | 0 | 0 | 0 | 0 | 0 | 0 | 0 | 0 | 0 | -50 | 0 | 0 | 9.4149 | 0 | -314.0338 | 20.0973 | 0 | 73.4131 | 69.0439 | 72.4446 | 1346.228 | 38.898 | 71.3845 | 0 | 0.5292 | 0 | 8.626 | 3.074 | 0 | 1225.992 | 318.4798 | -385.4538 | 8.96 | 6.38 | -1.72 | 18.7388 | 6.36 | 2025-11-26 | 2025_11_26 Hr 20 | 180.0683 | -0.000382 | -1225.992 | -417.2964 | 560.7658 | 926.4411 | 142.9935 | 13.0877 | 0 | 109.3371 | 310.4501 | 140.9786 | 22.0972 | 182.7729 | 281.7479 | 0 | 7.2612 | 46.06 | 244.0449 | 0 | 142.457 | 0
2025_11_26 Hr 21 | 0 | 0 | 0 | 3.5474 | 3.5621 | 3.5609 | 3.8089 | 3.8089 | 3.8089 | 119.7422 | -14.5 | 0.1104 | 10 | 0 | 91.3864 | 91.3864 | 281.7479 | 0 | 0.00615 | 0.074 | 0.02596 | 0 | 0 | 0 | 0 | 0 | 0 | 0.0705 | 0.2574 | 46.06 | 7.2612 | 244.0449 | 0 | 0 | 0 | 0 | 18.5462 | 44.8017 | 0 | 0 | -34.7933 | 0.8541 | 12.6615 | 0 | -1 | -4.2 | 13.9038 | 0 | 0 | 32.8875 | 32.8875 | 32.8875 | 32.8875 | 38.2413 | 70.551 | 0 | 0 | 0 | 0 | 0 | 0 | 0 | 0 | 0 | 0 | 0 | 0 | 0 | 0 | 0 | -50 | 0 | 0 | 9.4149 | 0 | -339.3084 | 20.0973 | 0 | 73.4131 | 69.0439 | 64.0578 | 1324.263 | 38.5698 | 70.7867 | 0 | 0.5292 | 0 | 8.626 | 3.074 | 0 | 1197.7 | 318.9588 | -410.7284 | 8.96 | 6.38 | -1.72 | 18.5818 | 6.3067 | 2025-11-26 | 2025_11_26 Hr 21 | 169.6234 | -4e-06 | -1197.7 | -424.1017 | 537.6641 | 926.4411 | 144.6088 | 13.0877 | 0 | 108.2881 | 289.5337 | 139.8423 | 22.0972 | 182.7729 | 281.7479 | 0 | 7.2612 | 46.06 | 244.0449 | 0 | 142.457 | 0
2025_11_26 Hr 22 | 0 | 0 | 0 | 3.5474 | 3.5621 | 3.5609 | 3.8089 | 3.8089 | 3.8089 | 94.4584 | -14.5 | 0.1104 | 29 | 0 | 91.3864 | 91.3864 | 281.7479 | 0 | 0.00615 | 0.074 | 0.02596 | 0 | 0 | 0 | 0 | 0 | 0 | 0.0705 | 0.2574 | 46.06 | 7.2612 | 244.0449 | 0 | 0 | 0 | 0 | 17.6601 | 42.6612 | 0 | 2.8625 | -3.623 | 0.8541 | 12.6615 | 0 | -1 | -4.2 | 13.9038 | 0 | 0 | 26.096 | 26.096 | 26.096 | 26.096 | 30.3441 | 70.551 | 0 | 0 | 0 | 0 | 0 | 0 | 0 | 0 | 0 | 0 | 0 | 0 | 0 | 0 | 0 | -50 | 0 | 0 | 9.4149 | 0 | -381.8349 | 20.0973 | 0 | 73.4131 | 69.0439 | 65.5038 | 1260.889 | 37.6226 | 69.0619 | 0 | 0.5292 | 0 | 8.626 | 3.074 | 0 | 1143 | 336.1264 | -453.2549 | 8.96 | 6.38 | -1.72 | 18.1291 | 6.1531 | 2025-11-26 | 2025_11_26 Hr 22 | 150.8796 | -1.6e-05 | -1143 | -432.5955 | 471.0118 | 926.4411 | 165.0548 | 13.0877 | 0 | 105.2615 | 229.1865 | 136.5639 | 22.0972 | 182.7729 | 281.7479 | 0 | 7.2612 | 46.06 | 244.0449 | 0 | 142.457 | 0
2025_11_26 Hr 23 | 0 | 0 | 0 | 3.5474 | 3.5621 | 3.5609 | 3.8089 | 3.8089 | 3.8089 | 64.1011 | 0 | 0.1104 | 36 | 0 | 91.3864 | 91.3864 | 283.5925 | 0 | 0.00615 | 0.074 | 0.02596 | 0 | 0 | 0 | 0 | 0 | 0 | 0.0705 | 0.2574 | 46.06 | 7.2612 | 245.025 | 0 | 0 | 0 | 0 | 16.5962 | 40.0911 | 0 | 16.4911 | 0 | 0.8541 | 12.6615 | 0 | -1 | -4.2 | 13.9038 | 0 | 0 | 17.9416 | 17.9416 | 17.9416 | 17.9416 | 20.8623 | 75.5001 | 0 | 0 | 0 | 0 | 0 | 0 | 0 | 0 | 0 | 0 | 0 | 0 | 0 | 0 | 0 | 0 | -50 | 0 | 9.4149 | 0 | -431.2154 | 20.0973 | 0 | 74.1091 | 69.6985 | 74.0352 | 1188.974 | 36.4855 | 66.9909 | 0 | 0.5292 | 0 | 8.626 | 3.074 | 0 | 1070 | 352.6707 | -488.1354 | 8.96 | 6.38 | -1.72 | 17.5854 | 5.9686 | 2025-11-26 | 2025_11_26 Hr 23 | 154.7544 | 2.6e-05 | -1070 | -464.7243 | 405.4849 | 930.6164 | 185.5353 | 13.0877 | 0 | 101.6276 | 156.7297 | 147.1277 | 22.0972 | 182.7729 | 283.5925 | 0 | 7.2612 | 46.06 | 245.025 | 0 | 143.8077 | 0
2025_11_26 Hr 24 | 0 | 0 | 0 | 3.5474 | 3.5621 | 3.5609 | 3.8089 | 3.8089 | 3.8089 | 43.6393 | 0 | 0.1104 | 40 | 0 | 91.3864 | 91.3864 | 283.5925 | 0 | 0.00615 | 0.074 | 0.02596 | 0 | 0 | 0 | 0 | 0 | 0 | 0.0705 | 0.2574 | 46.06 | 7.2612 | 245.025 | 0 | 0 | 0 | 0 | 15.8791 | 38.3589 | 0 | 42.7615 | 0 | 0.8541 | 12.6615 | 0 | -1 | -4.2 | 13.9038 | 0 | 0 | 12.4452 | 12.4452 | 12.4452 | 12.4452 | 14.4712 | 76.4478 | 0 | 0 | 0 | 0 | 0 | 0 | 0 | 0 | 0 | 0 | 0 | 0 | 0 | 0 | 0 | 0 | -50 | 0 | 9.4149 | 0 | -456.66 | 20.0973 | 0 | 74.1091 | 69.6985 | 72.0108 | 1137.686 | 35.7189 | 65.5951 | 0 | 0.5292 | 0 | 8.626 | 3.074 | 0 | 1019.808 | 352.9408 | -513.58 | 8.96 | 6.38 | -1.72 | 17.219 | 5.8442 | 2025-11-26 | 2025_11_26 Hr 24 | 148.4401 | 0.000351 | -1019.808 | -463.8985 | 351.5441 | 930.6164 | 188.4586 | 13.0877 | 0 | 99.1782 | 107.8914 | 144.4745 | 22.0972 | 182.7729 | 283.5925 | 0 | 7.2612 | 46.06 | 245.025 | 0 | 143.8077 | 0
2025_11_27 Hr 01 | 0 | 0 | 0 | 3.5474 | 3.5621 | 3.5609 | 3.8089 | 3.8089 | 3.8089 | 65.0055 | 0 | 0.1104 | 42 | 0 | 91.3864 | 91.3864 | 283.5925 | 0 | 0.00615 | 0.074 | 0.02596 | 0 | 0 | 0 | 0 | 0 | 0 | 0.0705 | 0.2574 | 46.06 | 7.2612 | 245.025 | 0 | 0 | 0 | 0 | 16.9571 | 40.962 | 0 | 12.1834 | 0 | 0.8541 | 12.6685 | 0 | -1 | -4.2 | 13.9256 | 0 | 0 | 17.5898 | 17.5898 | 17.5898 | 17.5898 | 20.4533 | 78.4485 | 0 | 0 | 0 | 0 | 0 | 0 | 0 | 0 | 0 | 0 | 0 | 0 | 0 | 0 | 0 | 0 | -50 | 0 | 9.4301 | 0 | -516.4724 | 18.8273 | 0 | 74.1091 | 69.6985 | 74.0352 | 1189.334 | 34.2413 | 62.8025 | 0 | 0.5292 | 0 | 8.626 | 3.074 | 0 | 980.5917 | 352.4667 | -573.3924 | 8.9563 | 6.38 | -1.72 | 16.5083 | 5.596 | 2025-11-27 | 2025_11_27 Hr 01 | 107.3135 | -2e-06 | -980.5917 | -554.289 | 396.6929 | 930.6164 | 194.4837 | 13.0877 | 0 | 102.8995 | 155.8181 | 137.9753 | 22.0972 | 182.7729 | 283.5925 | 0 | 7.2612 | 46.06 | 245.025 | 0 | 143.8077 | 0
2025_11_27 Hr 02 | 0 | 0 | 0 | 3.5474 | 3.5621 | 3.5609 | 3.8089 | 3.8089 | 3.8089 | 54.8272 | 0 | 0.1104 | 42 | 0 | 91.3864 | 91.3864 | 283.5925 | 0 | 0.00615 | 0.074 | 0.02596 | 0 | 0 | 0 | 0 | 0 | 0 | 0.0705 | 0.2574 | 46.06 | 7.2612 | 245.025 | 0 | 0 | 0 | 0 | 16.5758 | 40.041 | 0 | 24.8916 | 0 | 0.8541 | 12.6685 | 0 | -1 | -4.2 | 13.9256 | 0 | 0 | 14.8357 | 14.8357 | 14.8357 | 14.8357 | 17.2508 | 73.4994 | 0 | 0 | 0 | 0 | 0 | 0 | 0 | 0 | 0 | 0 | 0 | 0 | 0 | 0 | 0 | 0 | -50 | 0 | 9.4301 | 0 | -516.7349 | 18.8273 | 0 | 74.1091 | 69.6985 | 73.4568 | 1163.635 | 33.8695 | 62.1205 | 0 | 0.5292 | 0 | 8.626 | 3.074 | 0 | 960.5167 | 345.6455 | -573.6549 | 8.9563 | 6.38 | -1.72 | 16.329 | 5.5352 | 2025-11-27 | 2025_11_27 Hr 02 | 105.1079 | -3.5e-05 | -960.5167 | -541.8433 | 369.6997 | 930.6164 | 188.9562 | 13.0877 | 0 | 101.5973 | 131.4208 | 136.6816 | 22.0972 | 182.7729 | 283.5925 | 0 | 7.2612 | 46.06 | 245.025 | 0 | 143.8077 | 0
2025_11_27 Hr 03 | 0 | 0 | 0 | 3.5474 | 3.5621 | 3.5609 | 3.8089 | 3.8089 | 3.8089 | 53.2876 | 0 | 0.1104 | 49 | 0 | 91.3864 | 91.3864 | 283.5925 | 0 | 0.00615 | 0.074 | 0.02596 | 0 | 0 | 0 | 0 | 0 | 0 | 0.0705 | 0.2574 | 46.06 | 7.2612 | 245.025 | 0 | 0 | 0 | 0 | 16.5182 | 39.9017 | 0 | 22.3482 | 0 | 0.8541 | 12.6685 | 0 | -1 | -4.2 | 13.9256 | 0 | 0 | 14.4191 | 14.4191 | 14.4191 | 14.4191 | 16.7664 | 62.5482 | 0 | 0 | 0 | 0 | 0 | 0 | 0 | 0 | 0 | 0 | 0 | 0 | 0 | 0 | 0 | 0 | -50 | 0 | 9.4301 | 0 | -518.0695 | 18.8273 | 0 | 74.1091 | 69.6985 | 74.469 | 1159.747 | 33.8133 | 62.0174 | 0 | 0.5292 | 0 | 8.626 | 3.074 | 0 | 949.6166 | 342.5108 | -574.9895 | 8.9563 | 6.38 | -1.72 | 16.3019 | 5.526 | 2025-11-27 | 2025_11_27 Hr 03 | 96.273 | 7.3e-05 | -949.6166 | -545.7213 | 365.6167 | 930.6164 | 186.0172 | 13.0877 | 0 | 101.4003 | 127.7304 | 136.4859 | 22.0972 | 182.7729 | 283.5925 | 0 | 7.2612 | 46.06 | 245.025 | 0 | 143.8077 | 0
2025_11_27 Hr 04 | 0 | 0 | 0 | 3.5474 | 3.5621 | 3.5609 | 3.8089 | 3.8089 | 3.8089 | 52.9455 | 0 | 0.1104 | 56 | 0 | 91.3864 | 91.3864 | 283.5925 | 0 | 0.00615 | 0.074 | 0.02596 | 0 | 0 | 0 | 0 | 0 | 0 | 0.0705 | 0.2574 | 46.06 | 7.2612 | 245.025 | 0 | 0 | 0 | 0 | 16.5053 | 39.8708 | 0 | 30.9339 | 0 | 0.8541 | 12.6685 | 0 | -1 | -4.2 | 13.9256 | 0 | 0 | 14.3265 | 14.3265 | 14.3265 | 14.3265 | 16.6588 | 59.5998 | 0 | 0 | 0 | 0 | 0 | 0 | 0 | 0 | 0 | 0 | 0 | 0 | 0 | 0 | 0 | 0 | -50 | 0 | 9.4301 | 0 | -524.9879 | 18.8273 | 0 | 74.1091 | 69.6985 | 71.4324 | 1158.883 | 33.8008 | 61.9945 | 0 | 0.5292 | 0 | 8.626 | 3.074 | 0 | 951.3917 | 343.4823 | -581.9079 | 8.9563 | 6.38 | -1.72 | 16.2959 | 5.524 | 2025-11-27 | 2025_11_27 Hr 04 | 93.4695 | -2.9e-05 | -951.3917 | -544.054 | 364.7093 | 930.6164 | 187.0322 | 13.0877 | 0 | 101.3566 | 126.9103 | 136.4424 | 22.0972 | 182.7729 | 283.5925 | 0 | 7.2612 | 46.06 | 245.025 | 0 | 143.8077 | 0
2025_11_27 Hr 05 | 0 | 0 | 0 | 3.5474 | 3.5621 | 3.5609 | 3.8089 | 3.8089 | 3.8089 | 57.2649 | 0 | 0.1104 | 62 | 0 | 91.3864 | 91.3864 | 283.5925 | 0 | 0.00615 | 0.074 | 0.02596 | 0 | 0 | 0 | 0 | 0 | 0 | 0.0705 | 0.2574 | 46.06 | 7.2612 | 245.025 | 0 | 0 | 0 | 0 | 16.6671 | 40.2616 | 0 | 20.879 | 0 | 0.8541 | 12.6685 | 0 | -1 | -4.2 | 13.9256 | 0 | 0 | 15.4953 | 15.4953 | 15.4953 | 15.4953 | 18.0178 | 61.6005 | 0 | 0 | 0 | 0 | 0 | 0 | 0 | 0 | 0 | 0 | 0 | 0 | 0 | 0 | 0 | 0 | -50 | 0 | 9.4301 | 0 | -501.6077 | 18.8273 | 0 | 74.1091 | 69.6985 | 76.0596 | 1169.789 | 33.9586 | 62.2838 | 0 | 0.5292 | 0 | 8.626 | 3.074 | 0 | 988.8 | 356.6592 | -558.5277 | 8.9563 | 6.38 | -1.72 | 16.372 | 5.5498 | 2025-11-27 | 2025_11_27 Hr 05 | 101.9701 | 3.7e-05 | -988.8 | -530.7287 | 376.1645 | 930.6164 | 199.6601 | 13.0877 | 0 | 101.9092 | 137.2639 | 136.9914 | 22.0972 | 182.7729 | 283.5925 | 0 | 7.2612 | 46.06 | 245.025 | 0 | 143.8077 | 0
2025_11_27 Hr 06 | 0 | 0 | 0 | 3.5474 | 3.5621 | 3.5609 | 3.8089 | 3.8089 | 3.8089 | 76.3812 | 0 | 0.1104 | 65 | 0 | 91.3864 | 91.3864 | 283.5925 | 0 | 0.00615 | 0.074 | 0.02596 | 0 | 0 | 0 | 0 | 0 | 0 | 0.0705 | 0.2574 | 46.06 | 7.2612 | 245.025 | 0 | 0 | 0 | 0 | 17.3832 | 41.9912 | 0 | 7.1535 | -1.1276 | 0.8541 | 12.6685 | 0 | -1 | -4.2 | 13.9256 | 0 | 0 | 20.668 | 20.668 | 20.668 | 20.668 | 24.0325 | 48.6486 | 0 | 0 | 0 | 0 | 0 | 0 | 0 | 0 | 0 | 0 | 0 | 0 | 0 | 0 | 0 | 0 | -50 | 0 | 9.4301 | 0 | -446.7172 | 18.8273 | 0 | 74.1091 | 69.6985 | 76.4934 | 1218.057 | 34.6569 | 63.5646 | 0 | 0.5292 | 0 | 8.626 | 3.074 | 0 | 1070.017 | 349.571 | -503.6372 | 8.9563 | 6.38 | -1.72 | 16.7086 | 5.6639 | 2025-11-27 | 2025_11_27 Hr 06 | 125.9671 | -0.000314 | -1070.017 | -490.6912 | 426.8618 | 930.6164 | 190.142 | 13.0877 | 0 | 104.3548 | 183.0857 | 139.4213 | 22.0972 | 182.7729 | 283.5925 | 0 | 7.2612 | 46.06 | 245.025 | 0 | 143.8077 | 0
2025_11_27 Hr 07 | 0 | 0 | 0 | 3.5474 | 3.5621 | 3.5609 | 3.8089 | 3.8089 | 3.8089 | 87.0726 | -14.5 | 0.1104 | 65 | 0 | 91.3864 | 91.3864 | 281.7479 | 0 | 0.00615 | 0.074 | 0.02596 | 0 | 0 | 0 | 0 | 0 | 0 | 0.0705 | 0.2574 | 46.06 | 7.2612 | 244.0449 | 0 | 0 | 0 | 0 | 17.7836 | 42.9586 | 0 | 0.13426 | -15.8298 | 0.8541 | 12.6685 | 0 | -1 | -4.2 | 13.9256 | 0 | 0 | 23.561 | 23.561 | 23.561 | 23.561 | 27.3965 | 48.6486 | 0 | 0 | 0 | 0 | 0 | 0 | 0 | 0 | 0 | 0 | 0 | 0 | 0 | 0 | 0 | -50 | 0 | 0 | 9.4301 | 0 | -335.1739 | 18.8273 | 0 | 73.4131 | 69.0439 | 80.976 | 1240.877 | 35.0474 | 64.2809 | 0 | 0.5292 | 0 | 8.626 | 3.074 | 0 | 1174 | 355.4126 | -406.5939 | 8.9563 | 6.38 | -1.72 | 16.8969 | 5.7277 | 2025-11-27 | 2025_11_27 Hr 07 | 132.945 | -3.46e-05 | -1174 | -400.8694 | 440.716 | 926.4411 | 194.6246 | 13.0877 | 0 | 105.7227 | 208.7131 | 126.2803 | 22.0972 | 182.7729 | 281.7479 | 0 | 7.2612 | 46.06 | 244.0449 | 0 | 142.457 | 0
2025_11_27 Hr 08 | 0 | 0 | 0 | 3.5474 | 3.5621 | 3.5609 | 3.8089 | 3.8089 | 3.8089 | 110.7222 | -14.5 | 0.1104 | 51 | 0 | 91.3864 | 91.3864 | 281.7479 | 0 | 0.00615 | 0.074 | 0.02596 | 0 | 0 | 0 | 0 | 0 | 0 | 0.0705 | 0.2574 | 46.06 | 7.2612 | 244.0449 | 0 | 0 | 0 | 0 | 18.6694 | 45.0984 | 0 | 0 | -73.736 | 0.8541 | 12.6685 | 0 | -1 | -4.2 | 13.9256 | 0 | 0 | 29.9603 | 29.9603 | 29.9603 | 29.9603 | 34.8376 | 45.7002 | 0 | 0 | 0 | 0 | 0 | 0 | 0 | 0 | 0 | 0 | 0 | 0 | 0 | 0 | 0 | -50 | 0 | 0 | 9.4301 | 0 | -257.3272 | 18.8273 | 0 | 73.4131 | 69.0439 | 70.9986 | 1300.59 | 35.9113 | 65.8654 | 0 | 0.5292 | 0 | 8.626 | 3.074 | 0 | 1229.6 | 331.4929 | -328.7472 | 8.9563 | 6.38 | -1.72 | 17.3134 | 5.8689 | 2025-11-27 | 2025_11_27 Hr 08 | 106.6529 | 3.4e-05 | -1229.6 | -381.0632 | 503.4356 | 926.4411 | 167.6988 | 13.0877 | 0 | 108.7483 | 265.401 | 129.2864 | 22.0972 | 182.7729 | 281.7479 | 0 | 7.2612 | 46.06 | 244.0449 | 0 | 142.457 | 0
2025_11_27 Hr 09 | 3.0994 | 0 | 0 | 3.5474 | 3.5621 | 3.5609 | 3.8089 | 3.8089 | 3.8089 | 133.388 | -14.5 | 0.1104 | 51 | 0 | 91.3864 | 91.3864 | 281.7479 | 0 | 0.00615 | 0.074 | 0.02596 | 0 | 0 | 0 | 0 | 0 | 0 | 0.0705 | 0.2574 | 46.06 | 7.2612 | 244.0449 | 0 | 0 | 0 | 0 | 19.5184 | 47.1492 | 0 | 0.16482 | -9.5386 | 0.8541 | 12.6685 | 0 | -1 | -4.2 | 13.9256 | 0 | 0 | 36.0935 | 36.0935 | 36.0935 | 36.0935 | 41.9691 | 53.5977 | 0 | 0 | 0 | 0 | 0 | 0 | 0 | 0 | 0 | 0 | 0 | 0 | 0 | 0 | 0 | -50 | 0 | 0 | 9.4301 | 0 | -366.2855 | 18.8273 | 0 | 73.4131 | 69.0439 | 28.4862 | 1357.82 | 36.7393 | 67.384 | 0 | 0.5292 | -3.0994 | 8.626 | 3.074 | 0 | 1210.5 | 302.8585 | -440.8049 | 8.9563 | 6.38 | -1.72 | 17.7126 | 6.0042 | 2025-11-27 | 2025_11_27 Hr 09 | 122.4071 | -4.75e-05 | -1210.5 | -425.6592 | 563.5465 | 926.4411 | 133.0839 | 13.0877 | 0 | 111.6481 | 319.731 | 132.1675 | 22.0972 | 182.7729 | 281.7479 | 0 | 7.2612 | 46.06 | 244.0449 | 0 | 142.457 | 0
2025_11_27 Hr 10 | 7.7842 | 1.5e-05 | 0.000423 | 3.5474 | 3.5621 | 3.5609 | 3.8089 | 3.8089 | 3.8089 | 142.5827 | -14.5 | 0.1104 | 63 | 0 | 91.3864 | 91.3864 | 281.7479 | 0 | 0.00615 | 0.074 | 0.02596 | 0 | 0 | 0 | 0 | 0 | 0 | 0.0705 | 0.2574 | 46.06 | 7.2612 | 244.0449 | 0 | 0 | 0 | 0 | 19.8628 | 47.9811 | 0 | 0 | -74.5153 | 0.8541 | 12.6685 | 0 | -1 | -4.2 | 13.9256 | 0 | 0 | 38.5814 | 38.5814 | 38.5814 | 38.5814 | 44.8621 | 50.6493 | 0 | 0 | 0 | 0 | 0 | 0 | 0 | 0 | 0 | 0 | 0 | 0 | 0 | 0 | 0 | -50 | 0 | 0 | 9.4301 | 0 | -369.2379 | 18.8273 | 0 | 73.4131 | 69.0439 | 74.0352 | 1381.036 | 37.0752 | 68.0001 | 0 | 0.5292 | -7.7842 | 8.626 | 3.074 | 0 | 1221.392 | 363.3126 | -448.4421 | 8.9563 | 6.38 | -1.72 | 17.8745 | 6.0591 | 2025-11-27 | 2025_11_27 Hr 10 | 95.9412 | -0.000333 | -1221.392 | -493.7532 | 587.9312 | 926.4411 | 187.6849 | 13.0877 | 0 | 112.8244 | 341.7706 | 133.3362 | 22.0972 | 182.7729 | 281.7479 | 0 | 7.2612 | 46.06 | 244.0449 | 0 | 142.457 | 0
2025_11_27 Hr 11 | 7.7776 | 6e-05 | 0.001692 | 3.5474 | 3.5621 | 3.5609 | 3.8089 | 3.8089 | 3.8089 | 151.7346 | -14.5 | 0.1104 | 70 | 0 | 91.3864 | 91.3864 | 281.7479 | 0 | 0.00615 | 0.074 | 0.02596 | 0 | 0 | 0 | 0 | 0 | 0 | 0.0705 | 0.2574 | 46.06 | 7.2612 | 244.0449 | 0 | 0 | 0 | 0 | 20.2056 | 48.8092 | 0 | 0 | -76.2079 | 0.8541 | 12.6685 | 0 | -1 | -4.2 | 13.9256 | 0 | 0 | 41.0579 | 41.0579 | 41.0579 | 41.0579 | 47.7417 | 44.6472 | 0 | 0 | 0 | 0 | 0 | 0 | 0 | 0 | 0 | 0 | 0 | 0 | 0 | 0 | 0 | -50 | 0 | 0 | 9.4301 | 0 | -404.1555 | 18.8273 | 0 | 73.4131 | 69.0439 | 64.4916 | 1404.146 | 37.4095 | 68.6132 | 0 | 0.5292 | -7.7776 | 8.626 | 3.074 | 0 | 1200.508 | 355.9236 | -483.3531 | 8.9563 | 6.38 | -1.72 | 18.0357 | 6.1138 | 2025-11-27 | 2025_11_27 Hr 11 | 104.9658 | 0.000347 | -1200.508 | -530.3634 | 612.2024 | 926.4411 | 179.1406 | 13.0877 | 0 | 113.9952 | 363.7077 | 134.4995 | 22.0972 | 182.7729 | 281.7479 | 0 | 7.2612 | 46.06 | 244.0449 | 0 | 142.457 | 0
2025_11_27 Hr 12 | 8.819 | 0.000225 | 0.006345 | 3.5474 | 3.5621 | 3.5609 | 3.8089 | 3.8089 | 3.8089 | 148.3988 | -14.5 | 0.1104 | 79 | 0 | 91.3864 | 91.3864 | 281.7479 | 0 | 0.00615 | 0.074 | 0.02596 | 0 | 0 | 0 | 0 | 0 | 0 | 0.0705 | 0.2574 | 46.06 | 7.2612 | 244.0449 | 0 | 0 | 0 | 0 | 20.0807 | 48.5074 | 0 | 0 | -77.2542 | 0.8541 | 12.6685 | 0 | -1 | -4.2 | 13.9256 | 0 | 0 | 40.1552 | 40.1552 | 40.1552 | 40.1552 | 46.6921 | 45.7002 | 0 | 0 | 0 | 0 | 0 | 0 | 0 | 0 | 0 | 0 | 0 | 0 | 0 | 0 | 0 | -50 | 0 | 0 | 9.4301 | 0 | -397.0166 | 18.8273 | 0 | 73.4131 | 69.0439 | 63.4794 | 1395.728 | 37.2876 | 68.3898 | 0 | 0.5292 | -8.819 | 8.626 | 3.074 | 0 | 1206.8 | 365.582 | -477.2556 | 8.9563 | 6.38 | -1.72 | 17.977 | 6.0938 | 2025-11-27 | 2025_11_27 Hr 12 | 100.6117 | -5.9e-05 | -1206.8 | -524.2708 | 603.3558 | 926.4411 | 188.1862 | 13.0877 | 0 | 113.5685 | 355.7119 | 134.0755 | 22.0972 | 182.7729 | 281.7479 | 0 | 7.2612 | 46.06 | 244.0449 | 0 | 142.457 | 0
2025_11_27 Hr 13 | 7.2618 | 0.000405 | 0.011421 | 3.5474 | 3.5621 | 3.5609 | 3.8089 | 3.8089 | 3.8089 | 124.2789 | -14.5 | 0.1104 | 86 | 0 | 91.3864 | 91.3864 | 281.7479 | 0 | 0.00615 | 0.074 | 0.02596 | 0 | 0 | 0 | 0 | 0 | 0 | 0.0705 | 0.2574 | 46.06 | 7.2612 | 244.0449 | 0 | 0 | 0 | 0 | 19.1772 | 46.325 | 0 | 0 | -68.9095 | 0.8541 | 12.6685 | 0 | -1 | -4.2 | 13.9256 | 0 | 0 | 33.6286 | 33.6286 | 33.6286 | 33.6286 | 39.1031 | 42.7518 | 0 | 0 | 0 | 0 | 0 | 0 | 0 | 0 | 0 | 0 | 0 | 0 | 0 | 0 | 0 | -50 | 0 | 0 | 9.4301 | 0 | -353.1225 | 18.8273 | 0 | 73.4131 | 69.0439 | 57.5508 | 1334.832 | 36.4065 | 66.7737 | 0 | 0.5292 | -7.2618 | 8.626 | 3.074 | 0 | 1193.2 | 359.0822 | -431.8044 | 8.9563 | 6.38 | -1.72 | 17.5522 | 5.9498 | 2025-11-27 | 2025_11_27 Hr 13 | 95.7002 | -3.8e-05 | -1193.2 | -472.032 | 539.3887 | 926.4411 | 186.3144 | 13.0877 | 0 | 110.4827 | 297.8964 | 131.0096 | 22.0972 | 182.7729 | 281.7479 | 0 | 7.2612 | 46.06 | 244.0449 | 0 | 142.457 | 0
2025_11_27 Hr 14 | 7.7826 | 0.000735 | 0.020727 | 3.5474 | 3.5621 | 3.5609 | 3.8089 | 3.8089 | 3.8089 | 102.8532 | -14.5 | 0.1104 | 91 | 0 | 91.3864 | 91.3864 | 281.7479 | 0 | 0.00615 | 0.074 | 0.02596 | 0 | 0 | 0 | 0 | 0 | 0 | 0.0705 | 0.2574 | 46.06 | 7.2612 | 244.0449 | 0 | 0 | 0 | 0 | 18.3747 | 44.3864 | 0 | 2.9345 | -8.0274 | 0.8541 | 12.6685 | 0 | -1 | -4.2 | 13.9256 | 0 | 0 | 27.8311 | 27.8311 | 27.8311 | 27.8311 | 32.3617 | 36.7497 | 0 | 0 | 0 | 0 | 0 | 0 | 0 | 0 | 0 | 0 | 0 | 0 | 0 | 0 | 0 | -50 | 0 | 0 | 9.4301 | 0 | -336.125 | 18.8273 | 0 | 73.4131 | 69.0439 | 34.5594 | 1280.743 | 35.6239 | 65.3382 | 0 | 0.5292 | -7.7826 | 8.626 | 3.074 | 0 | 1193.208 | 332.8863 | -415.3275 | 8.9563 | 6.38 | -1.72 | 17.1748 | 5.8219 | 2025-11-27 | 2025_11_27 Hr 14 | 100.4698 | 0.000264 | -1193.208 | -391.2179 | 482.5668 | 926.4411 | 162.3306 | 13.0877 | 0 | 107.7416 | 246.5391 | 128.2862 | 22.0972 | 182.7729 | 281.7479 | 0 | 7.2612 | 46.06 | 244.0449 | 0 | 142.457 | 0
2025_11_27 Hr 15 | 6.2088 | 0.00045 | 0.01269 | 3.5474 | 3.5621 | 3.5609 | 3.8089 | 3.8089 | 3.8089 | 79.2893 | -14.5 | 0.1104 | 93 | 0 | 91.3864 | 91.3864 | 281.7479 | 0 | 0.00615 | 0.074 | 0.02596 | 0 | 0 | 0 | 0 | 0 | 0 | 0.0705 | 0.2574 | 46.06 | 7.2612 | 244.0449 | 0 | 0 | 0 | 0 | 17.4921 | 42.2544 | 0 | 16.6759 | 0 | 0.8541 | 12.6685 | 0 | -1 | -4.2 | 13.9256 | 0 | 0 | 21.4549 | 21.4549 | 21.4549 | 21.4549 | 24.9475 | 31.8006 | 0 | 0 | 0 | 0 | 0 | 0 | 0 | 0 | 0 | 0 | 0 | 0 | 0 | 0 | 0 | -50 | 0 | 0 | 9.4301 | 0 | -320.0403 | 18.8273 | 0 | 73.4131 | 69.0439 | 52.056 | 1221.237 | 34.7631 | 63.7595 | 0 | 0.5292 | -6.2088 | 8.626 | 3.074 | 0 | 1183.108 | 342.8645 | -397.6691 | 8.9563 | 6.38 | -1.72 | 16.7599 | 5.6813 | 2025-11-27 | 2025_11_27 Hr 15 | 104.3278 | 0.000331 | -1183.108 | -353.3644 | 420.0742 | 926.4411 | 176.8697 | 13.0877 | 0 | 104.7269 | 190.0563 | 125.2909 | 22.0972 | 182.7729 | 281.7479 | 0 | 7.2612 | 46.06 | 244.0449 | 0 | 142.457 | 0
2025_11_27 Hr 16 | 1.0282 | 0.000975 | 0.027495 | 3.5474 | 3.5621 | 3.5609 | 3.8089 | 3.8089 | 3.8089 | 91.0926 | -14.5 | 0.1104 | 94 | 0 | 91.3864 | 91.3864 | 281.7479 | 0 | 0.00615 | 0.074 | 0.02596 | 0 | 0 | 0 | 0 | 0 | 0 | 0.0705 | 0.2574 | 46.06 | 7.2612 | 244.0449 | 0 | 0 | 0 | 0 | 17.9342 | 43.3223 | 0 | 7.6198 | -6.5893 | 0.8541 | 12.6685 | 0 | -1 | -4.2 | 13.9256 | 0 | 0 | 24.6487 | 24.6487 | 24.6487 | 24.6487 | 28.6613 | 30.7476 | 0 | 0 | 0 | 0 | 0 | 0 | 0 | 0 | 0 | 0 | 0 | 0 | 0 | 0 | 0 | -50 | 0 | 0 | 9.4301 | 0 | -330.9452 | 18.8273 | 0 | 73.4131 | 69.0439 | 66.516 | 1251.055 | 35.1943 | 64.5503 | 0 | 0.5292 | -1.0282 | 8.626 | 3.074 | 0 | 1202.283 | 353.5917 | -403.3934 | 8.9563 | 6.38 | -1.72 | 16.9677 | 5.7517 | 2025-11-27 | 2025_11_27 Hr 16 | 117.0924 | 0.000311 | -1202.283 | -379.9148 | 451.3772 | 926.4411 | 191.2921 | 13.0877 | 0 | 106.237 | 218.349 | 126.7913 | 22.0972 | 182.7729 | 281.7479 | 0 | 7.2612 | 46.06 | 244.0449 | 0 | 142.457 | 0
2025_11_27 Hr 17 | 0 | 0.00273 | 0.076986 | 3.5474 | 3.5621 | 3.5609 | 3.8089 | 3.8089 | 3.8089 | 107.3009 | -14.5 | 0.1104 | 93 | 0 | 91.3864 | 91.3864 | 281.7479 | 0 | 0.00615 | 0.074 | 0.02596 | 0 | 0 | 0 | 0 | 0 | 0 | 0.0705 | 0.2574 | 46.06 | 7.2612 | 244.0449 | 0 | 0 | 0 | 0 | 18.5413 | 44.7888 | 0 | 0 | -49.7468 | 0.8541 | 12.6685 | 0 | -1 | -4.2 | 13.9256 | 0 | 0 | 29.0345 | 29.0345 | 29.0345 | 29.0345 | 33.7611 | 30.7476 | 0 | 0 | 0 | 0 | 0 | 0 | 0 | 0 | 0 | 0 | 0 | 0 | 0 | 0 | 0 | -50 | 0 | 0 | 9.4301 | 0 | -247.9109 | 18.8273 | 0 | 73.4131 | 69.0439 | 77.9394 | 1292.029 | 35.7863 | 65.6362 | 0 | 0.5292 | 0 | 8.626 | 3.074 | 0 | 1288 | 365.049 | -319.3309 | 8.9563 | 6.38 | -1.72 | 17.2532 | 5.8485 | 2025-11-27 | 2025_11_27 Hr 17 | 141.4953 | 4e-06 | -1288 | -347.6577 | 494.3622 | 926.4411 | 201.7667 | 13.0877 | 0 | 108.3106 | 257.2002 | 128.8515 | 22.0972 | 182.7729 | 281.7479 | 0 | 7.2612 | 46.06 | 244.0449 | 0 | 142.457 | 0
2025_11_27 Hr 18 | 0 | 0.00234 | 0.065988 | 3.5474 | 3.5621 | 3.5609 | 3.8089 | 3.8089 | 3.8089 | 106.0607 | -14.5 | 0.1104 | 94 | 0 | 91.3864 | 91.3864 | 281.7479 | 0 | 0.00615 | 0.074 | 0.02596 | 0 | 0 | 0 | 0 | 0 | 0 | 0.0705 | 0.2574 | 46.06 | 7.2612 | 244.0449 | 0 | 0 | 0 | 0 | 18.4948 | 44.6766 | 0 | 0 | -40.2393 | 0.8541 | 12.6685 | 0 | -1 | -4.2 | 13.9256 | 0 | 0 | 28.6989 | 28.6989 | 28.6989 | 28.6989 | 33.3709 | 27.7992 | 0 | 0 | 0 | 0 | 0 | 0 | 0 | 0 | 0 | 0 | 0 | 0 | 0 | 0 | 0 | -50 | 0 | 0 | 9.4301 | 0 | -202.7737 | 18.8273 | 0 | 73.4131 | 69.0439 | 55.9602 | 1288.886 | 35.741 | 65.5531 | 0 | 0.5292 | 0 | 8.626 | 3.074 | 0 | 1315.417 | 340.9633 | -274.1937 | 8.9563 | 6.38 | -1.72 | 17.2313 | 5.8411 | 2025-11-27 | 2025_11_27 Hr 18 | 154.9608 | -0.000337 | -1315.417 | -293.013 | 491.0731 | 926.4411 | 177.8277 | 13.0877 | 0 | 108.1519 | 254.2274 | 128.6939 | 22.0972 | 182.7729 | 281.7479 | 0 | 7.2612 | 46.06 | 244.0449 | 0 | 142.457 | 0
2025_11_27 Hr 19 | 0 | 0.000465 | 0.013113 | 3.5474 | 3.5621 | 3.5609 | 3.8089 | 3.8089 | 3.8089 | 105.0343 | -14.5 | 0.1104 | 95 | 0 | 91.3864 | 91.3864 | 281.7479 | 0 | 0.00615 | 0.074 | 0.02596 | 0 | 0 | 0 | 0 | 0 | 0 | 0.0705 | 0.2574 | 46.06 | 7.2612 | 244.0449 | 0 | 0 | 0 | 0 | 18.4564 | 44.5838 | 0 | 0 | -25.9163 | 0.8541 | 12.6685 | 0 | -1 | -4.2 | 13.9256 | 0 | 0 | 28.4212 | 28.4212 | 28.4212 | 28.4212 | 33.0479 | 27.7992 | 0 | 0 | 0 | 0 | 0 | 0 | 0 | 0 | 0 | 0 | 0 | 0 | 0 | 0 | 0 | -50 | 0 | 0 | 9.4301 | 0 | -212.2937 | 18.8273 | 0 | 73.4131 | 69.0439 | 41.934 | 1286.242 | 35.7035 | 65.4844 | 0 | 0.5292 | 0 | 8.626 | 3.074 | 0 | 1304.417 | 327.8048 | -283.7137 | 8.9563 | 6.38 | -1.72 | 17.2132 | 5.835 | 2025-11-27 | 2025_11_27 Hr 19 | 141.4643 | -0.000364 | -1304.417 | -288.21 | 488.3511 | 926.4411 | 164.7468 | 13.0877 | 0 | 108.0206 | 251.7671 | 128.5634 | 22.0972 | 182.7729 | 281.7479 | 0 | 7.2612 | 46.06 | 244.0449 | 0 | 142.457 | 0
2025_11_27 Hr 20 | 0 | 0 | 0 | 3.5474 | 3.5621 | 3.5609 | 3.8089 | 3.8089 | 3.8089 | 114.229 | -14.5 | 0.1104 | 93 | 0 | 91.3864 | 91.3864 | 281.7479 | 0 | 0.00615 | 0.074 | 0.02596 | 0 | 0 | 0 | 0 | 0 | 0 | 0.0705 | 0.2574 | 46.06 | 7.2612 | 244.0449 | 0 | 0 | 0 | 0 | 18.8008 | 45.4157 | 0 | 4.4365 | -14.4095 | 0.8541 | 12.6685 | 0 | -1 | -4.2 | 13.9256 | 0 | 0 | 30.9092 | 30.9092 | 30.9092 | 30.9092 | 35.9409 | 25.7985 | 0 | 0 | 0 | 0 | 0 | 0 | 0 | 0 | 0 | 0 | 0 | 0 | 0 | 0 | 0 | -50 | 0 | 0 | 9.4301 | 0 | -265.0157 | 18.8273 | 0 | 73.4131 | 69.0439 | 41.934 | 1309.445 | 36.0394 | 66.1004 | 0 | 0.5292 | 0 | 8.626 | 3.074 | 0 | 1288.008 | 324.9724 | -336.4357 | 8.9563 | 6.38 | -1.72 | 17.3752 | 5.8898 | 2025-11-27 | 2025_11_27 Hr 20 | 142.2893 | 0.000373 | -1288.008 | -324.9887 | 512.7358 | 926.4411 | 160.7325 | 13.0877 | 0 | 109.1969 | 273.8067 | 129.7321 | 22.0972 | 182.7729 | 281.7479 | 0 | 7.2612 | 46.06 | 244.0449 | 0 | 142.457 | 0
2025_11_27 Hr 21 | 0 | 0 | 0 | 3.5474 | 3.5621 | 3.5609 | 3.8089 | 3.8089 | 3.8089 | 113.9724 | -14.5 | 0.1104 | 89 | 0 | 91.3864 | 91.3864 | 281.7479 | 0 | 0.00615 | 0.074 | 0.02596 | 0 | 0 | 0 | 0 | 0 | 0 | 0.0705 | 0.2574 | 46.06 | 7.2612 | 244.0449 | 0 | 0 | 0 | 0 | 18.7912 | 45.3925 | 0 | 0 | -28.1323 | 0.8541 | 12.6685 | 0 | -1 | -4.2 | 13.9256 | 0 | 0 | 30.8398 | 30.8398 | 30.8398 | 30.8398 | 35.8602 | 25.7985 | 0 | 0 | 0 | 0 | 0 | 0 | 0 | 0 | 0 | 0 | 0 | 0 | 0 | 0 | 0 | -50 | 0 | 0 | 9.4301 | 0 | -308.2001 | 18.8273 | 0 | 73.4131 | 69.0439 | 66.9498 | 1308.797 | 36.03 | 66.0832 | 0 | 0.5292 | 0 | 8.626 | 3.074 | 0 | 1247 | 345.9555 | -379.6201 | 8.9563 | 6.38 | -1.72 | 17.3707 | 5.8883 | 2025-11-27 | 2025_11_27 Hr 21 | 128.7245 | 2.7e-05 | -1247 | -386.3324 | 512.0553 | 926.4411 | 181.7483 | 13.0877 | 0 | 109.1641 | 273.1917 | 129.6995 | 22.0972 | 182.7729 | 281.7479 | 0 | 7.2612 | 46.06 | 244.0449 | 0 | 142.457 | 0
2025_11_27 Hr 22 | 0 | 0 | 0 | 3.5474 | 3.5621 | 3.5609 | 3.8089 | 3.8089 | 3.8089 | 98.6194 | -14.5 | 0.1104 | 87 | 0 | 91.3864 | 91.3864 | 281.7479 | 0 | 0.00615 | 0.074 | 0.02596 | 0 | 0 | 0 | 0 | 0 | 0 | 0.0705 | 0.2574 | 46.06 | 7.2612 | 244.0449 | 0 | 0 | 0 | 0 | 18.2161 | 44.0033 | 0 | 0 | -16.985 | 0.8541 | 12.6685 | 0 | -1 | -4.2 | 13.9256 | 0 | 0 | 26.6854 | 26.6854 | 26.6854 | 26.6854 | 31.0296 | 27.7992 | 0 | 0 | 0 | 0 | 0 | 0 | 0 | 0 | 0 | 0 | 0 | 0 | 0 | 0 | 0 | -50 | 0 | 0 | 9.4301 | 0 | -334.9046 | 18.8273 | 0 | 73.4131 | 69.0439 | 73.023 | 1270.032 | 35.4692 | 65.0546 | 0 | 0.5292 | 0 | 8.626 | 3.074 | 0 | 1196.8 | 350.0779 | -406.3246 | 8.9563 | 6.38 | -1.72 | 17.1003 | 5.7967 | 2025-11-27 | 2025_11_27 Hr 22 | 125.7101 | -1.9e-05 | -1196.8 | -401.8896 | 471.3386 | 926.4411 | 187.8222 | 13.0877 | 0 | 107.1999 | 236.3907 | 127.748 | 22.0972 | 182.7729 | 281.7479 | 0 | 7.2612 | 46.06 | 244.0449 | 0 | 142.457 | 0
2025_11_27 Hr 23 | 0 | 0 | 0 | 3.5474 | 3.5621 | 3.5609 | 3.8089 | 3.8089 | 3.8089 | 80.4867 | 0 | 0.1104 | 89 | 0 | 91.3864 | 91.3864 | 283.5925 | 0 | 0.00615 | 0.074 | 0.02596 | 0 | 0 | 0 | 0 | 0 | 0 | 0.0705 | 0.2574 | 46.06 | 7.2612 | 245.025 | 0 | 0 | 0 | 0 | 17.5369 | 42.3627 | 0 | 3.109 | -3.3765 | 0.8541 | 12.6685 | 0 | -1 | -4.2 | 13.9256 | 0 | 0 | 21.7789 | 21.7789 | 21.7789 | 21.7789 | 25.3243 | 28.8522 | 0 | 0 | 0 | 0 | 0 | 0 | 0 | 0 | 0 | 0 | 0 | 0 | 0 | 0 | 0 | 0 | -50 | 0 | 9.4301 | 0 | -397.7993 | 18.8273 | 0 | 74.1091 | 69.6985 | 74.469 | 1228.423 | 34.8068 | 63.8397 | 0 | 0.5292 | 0 | 8.626 | 3.074 | 0 | 1125.708 | 352.2721 | -454.7193 | 8.9563 | 6.38 | -1.72 | 16.7809 | 5.6884 | 2025-11-27 | 2025_11_27 Hr 23 | 121.4982 | 0.00034 | -1125.708 | -448.0668 | 437.7498 | 930.6164 | 192.3212 | 13.0877 | 0 | 104.8801 | 192.9266 | 139.9432 | 22.0972 | 182.7729 | 283.5925 | 0 | 7.2612 | 46.06 | 245.025 | 0 | 143.8077 | 0
2025_11_27 Hr 24 | 0 | 0 | 0 | 3.5474 | 3.5621 | 3.5609 | 3.8089 | 3.8089 | 3.8089 | 69.4531 | 0 | 0.1104 | 89 | 0 | 91.3864 | 91.3864 | 283.5925 | 0 | 0.00615 | 0.074 | 0.02596 | 0 | 0 | 0 | 0 | 0 | 0 | 0.0705 | 0.2574 | 46.06 | 7.2612 | 245.025 | 0 | 0 | 0 | 0 | 17.1237 | 41.3644 | 0 | 12.1892 | 0 | 0.8541 | 12.6685 | 0 | -1 | -4.2 | 13.9256 | 0 | 0 | 18.7933 | 18.7933 | 18.7933 | 18.7933 | 21.8527 | 27.7992 | 0 | 0 | 0 | 0 | 0 | 0 | 0 | 0 | 0 | 0 | 0 | 0 | 0 | 0 | 0 | 0 | -50 | 0 | 9.4301 | 0 | -438.2285 | 18.8273 | 0 | 74.1091 | 69.6985 | 77.9394 | 1200.564 | 34.4038 | 63.1005 | 0 | 0.5292 | 0 | 8.626 | 3.074 | 0 | 1070.892 | 353.287 | -495.1485 | 8.9563 | 6.38 | -1.72 | 16.5866 | 5.6225 | 2025-11-27 | 2025_11_27 Hr 24 | 121.8132 | -0.00031 | -1070.892 | -476.0393 | 408.4883 | 930.6164 | 194.7386 | 13.0877 | 0 | 103.4685 | 166.4791 | 138.5407 | 22.0972 | 182.7729 | 283.5925 | 0 | 7.2612 | 46.06 | 245.025 | 0 | 143.8077 | 0
2025_11_28 Hr 01 | 0 | 0 | 0 | 3.5474 | 3.5621 | 3.5609 | 3.8089 | 3.8089 | 3.8089 | 45.3472 | 0 | 0.1104 | 90 | 0 | 91.3864 | 91.3864 | 283.5925 | 0 | 0.00615 | 0.074 | 0.02596 | 0 | 0 | 0 | 0 | 0 | 0 | 0.0705 | 0.2574 | 46.06 | 7.2612 | 245.025 | 0 | 0 | 0 | 0 | 16.3961 | 39.606 | 0 | 34.628 | 0 | 0.8541 | 12.6755 | 0 | -1 | -4.2 | 13.9474 | 0 | 0 | 12.3567 | 12.3567 | 12.3567 | 12.3567 | 14.3682 | 34.749 | 0 | 0 | 0 | 0 | 0 | 0 | 0 | 0 | 0 | 0 | 0 | 0 | 0 | 0 | 0 | 0 | -50 | 0 | 9.4452 | 0 | -452.2285 | 19.9242 | 0 | 74.1091 | 69.6985 | 82.422 | 1140.781 | 35.3143 | 64.7933 | 0 | 0.5292 | 0 | 8.626 | 3.074 | 0 | 1036.3 | 370.0392 | -509.1485 | 8.9526 | 6.38 | -1.72 | 17.0546 | 5.774 | 2025-11-28 | 2025_11_28 Hr 01 | 107.6928 | 5e-06 | -1036.3 | -467.6005 | 353.0253 | 930.6164 | 207.171 | 13.0877 | 0 | 101.0228 | 109.142 | 142.8605 | 22.0972 | 182.7729 | 283.5925 | 0 | 7.2612 | 46.06 | 245.025 | 0 | 143.8077 | 0
2025_11_28 Hr 02 | 0 | 0 | 0 | 3.5474 | 3.5621 | 3.5609 | 3.8089 | 3.8089 | 3.8089 | 47.9197 | 0 | 0.1104 | 89 | 0 | 91.3864 | 91.3864 | 283.5925 | 0 | 0.00615 | 0.074 | 0.02596 | 0 | 0 | 0 | 0 | 0 | 0 | 0.0705 | 0.2574 | 46.06 | 7.2612 | 245.025 | 0 | 0 | 0 | 0 | 16.4873 | 39.8263 | 0 | 41.812 | 0 | 0.8541 | 12.6755 | 0 | -1 | -4.2 | 13.9474 | 0 | 0 | 13.0576 | 13.0576 | 13.0576 | 13.0576 | 15.1833 | 33.8013 | 0 | 0 | 0 | 0 | 0 | 0 | 0 | 0 | 0 | 0 | 0 | 0 | 0 | 0 | 0 | 0 | -50 | 0 | 9.4452 | 0 | -466.436 | 19.9242 | 0 | 74.1091 | 69.6985 | 74.469 | 1147.284 | 35.4066 | 64.9627 | 0 | 0.5292 | 0 | 8.626 | 3.074 | 0 | 1026.2 | 360.4598 | -523.356 | 8.9526 | 6.38 | -1.72 | 17.0992 | 5.7891 | 2025-11-28 | 2025_11_28 Hr 02 | 106.4454 | -4e-06 | -1026.2 | -474.624 | 359.8495 | 930.6164 | 197.2703 | 13.0877 | 0 | 101.3342 | 115.3335 | 143.1818 | 22.0972 | 182.7729 | 283.5925 | 0 | 7.2612 | 46.06 | 245.025 | 0 | 143.8077 | 0
2025_11_28 Hr 03 | 0 | 0 | 0 | 3.5474 | 3.5621 | 3.5609 | 3.8089 | 3.8089 | 3.8089 | 43.8648 | 0 | 0.1104 | 77 | 0 | 91.3864 | 91.3864 | 283.5925 | 0 | 0.00615 | 0.074 | 0.02596 | 0 | 0 | 0 | 0 | 0 | 0 | 0.0705 | 0.2574 | 46.06 | 7.2612 | 245.025 | 0 | 0 | 0 | 0 | 16.3436 | 39.4791 | 0 | 52.9538 | 0 | 0.8541 | 12.6755 | 0 | -1 | -4.2 | 13.9474 | 0 | 0 | 11.9527 | 11.9527 | 11.9527 | 11.9527 | 13.8985 | 33.8013 | 0 | 0 | 0 | 0 | 0 | 0 | 0 | 0 | 0 | 0 | 0 | 0 | 0 | 0 | 0 | 0 | -50 | 0 | 9.4452 | 0 | -463.3659 | 19.9242 | 0 | 74.1091 | 69.6985 | 77.5056 | 1137.034 | 35.2611 | 64.6958 | 0 | 0.5292 | 0 | 8.626 | 3.074 | 0 | 1020.692 | 350.9899 | -520.2859 | 8.9526 | 6.38 | -1.72 | 17.0289 | 5.7653 | 2025-11-28 | 2025_11_28 Hr 03 | 110.2198 | -0.000311 | -1020.692 | -460.4121 | 349.0928 | 930.6164 | 188.3069 | 13.0877 | 0 | 100.8434 | 105.574 | 142.6753 | 22.0972 | 182.7729 | 283.5925 | 0 | 7.2612 | 46.06 | 245.025 | 0 | 143.8077 | 0
2025_11_28 Hr 04 | 0 | 0 | 0 | 3.5474 | 3.5621 | 3.5609 | 3.8089 | 3.8089 | 3.8089 | 45.3472 | 0 | 0.1104 | 78 | 0 | 91.3864 | 91.3864 | 283.5925 | 0 | 0.00615 | 0.074 | 0.02596 | 0 | 0 | 0 | 0 | 0 | 0 | 0.0705 | 0.2574 | 46.06 | 7.2612 | 245.025 | 0 | 0 | 0 | 0 | 16.3961 | 39.606 | 0 | 29.1036 | 0 | 0.8541 | 12.6755 | 0 | -1 | -4.2 | 13.9474 | 0 | 0 | 12.3567 | 12.3567 | 12.3567 | 12.3567 | 14.3682 | 33.8013 | 0 | 0 | 0 | 0 | 0 | 0 | 0 | 0 | 0 | 0 | 0 | 0 | 0 | 0 | 0 | 0 | -50 | 0 | 9.4452 | 0 | -445.2174 | 19.9242 | 0 | 74.1091 | 69.6985 | 87.483 | 1140.781 | 35.3143 | 64.7933 | 0 | 0.5292 | 0 | 8.626 | 3.074 | 0 | 1029.9 | 362.1525 | -502.1374 | 8.9526 | 6.38 | -1.72 | 17.0546 | 5.774 | 2025-11-28 | 2025_11_28 Hr 04 | 109.8533 | -5e-06 | -1029.9 | -466.1138 | 353.0253 | 930.6164 | 199.2843 | 13.0877 | 0 | 101.0228 | 109.142 | 142.8605 | 22.0972 | 182.7729 | 283.5925 | 0 | 7.2612 | 46.06 | 245.025 | 0 | 143.8077 | 0
2025_11_28 Hr 05 | 0 | 0 | 0 | 3.5474 | 3.5621 | 3.5609 | 3.8089 | 3.8089 | 3.8089 | 70.0258 | 0 | 0.1104 | 75 | 0 | 91.3864 | 91.3864 | 283.5925 | 0 | 0.00615 | 0.074 | 0.02596 | 0 | 0 | 0 | 0 | 0 | 0 | 0.0705 | 0.2574 | 46.06 | 7.2612 | 245.025 | 0 | 0 | 0 | 0 | 17.2707 | 41.7186 | 0 | 16.455 | 0 | 0.8541 | 12.6755 | 0 | -1 | -4.2 | 13.9474 | 0 | 0 | 19.0813 | 19.0813 | 19.0813 | 19.0813 | 22.1876 | 33.8013 | 0 | 0 | 0 | 0 | 0 | 0 | 0 | 0 | 0 | 0 | 0 | 0 | 0 | 0 | 0 | 0 | -50 | 0 | 9.4452 | 0 | -441.5992 | 19.9242 | 0 | 74.1091 | 69.6985 | 75.0474 | 1203.165 | 36.1997 | 66.4179 | 0 | 0.5292 | 0 | 8.626 | 3.074 | 0 | 1070.9 | 349.7992 | -498.5192 | 8.9526 | 6.38 | -1.72 | 17.4822 | 5.9188 | 2025-11-28 | 2025_11_28 Hr 05 | 110.5285 | -1.7e-05 | -1070.9 | -475.1442 | 418.4914 | 930.6164 | 183.8487 | 13.0877 | 0 | 104.01 | 168.5386 | 145.9428 | 22.0972 | 182.7729 | 283.5925 | 0 | 7.2612 | 46.06 | 245.025 | 0 | 143.8077 | 0
2025_11_28 Hr 06 | 0 | 0 | 0 | 3.5474 | 3.5621 | 3.5609 | 3.8089 | 3.8089 | 3.8089 | 89.385 | 0 | 0.1104 | 82 | 0 | 91.3864 | 91.3864 | 283.5925 | 0 | 0.00615 | 0.074 | 0.02596 | 0 | 0 | 0 | 0 | 0 | 0 | 0.0705 | 0.2574 | 46.06 | 7.2612 | 245.025 | 0 | 0 | 0 | 0 | 17.9568 | 43.3759 | 0 | 3.1808 | -8.3176 | 0.8541 | 12.6755 | 0 | -1 | -4.2 | 13.9474 | 0 | 0 | 24.3565 | 24.3565 | 24.3565 | 24.3565 | 28.3215 | 33.8013 | 0 | 0 | 0 | 0 | 0 | 0 | 0 | 0 | 0 | 0 | 0 | 0 | 0 | 0 | 0 | 0 | -50 | 0 | 9.4452 | 0 | -392.6746 | 19.9242 | 0 | 74.1091 | 69.6985 | 76.0596 | 1252.102 | 36.8943 | 67.6922 | 0 | 0.5292 | 0 | 8.626 | 3.074 | 0 | 1157.6 | 360.2293 | -449.5946 | 8.9526 | 6.38 | -1.72 | 17.8176 | 6.0323 | 2025-11-28 | 2025_11_28 Hr 06 | 124.1281 | -8e-06 | -1157.6 | -447.8114 | 469.8464 | 930.6164 | 191.8609 | 13.0877 | 0 | 106.3533 | 215.1323 | 148.3607 | 22.0972 | 182.7729 | 283.5925 | 0 | 7.2612 | 46.06 | 245.025 | 0 | 143.8077 | 0
2025_11_28 Hr 07 | 0 | 0 | 0 | 3.5474 | 3.5621 | 3.5609 | 3.8089 | 3.8089 | 3.8089 | 116.5488 | -14.5 | 0.1104 | 82 | 0 | 91.3864 | 91.3864 | 281.7479 | 0 | 0.00615 | 0.074 | 0.02596 | 0 | 0 | 0 | 0 | 0 | 0 | 0.0705 | 0.2574 | 46.06 | 7.2612 | 244.0449 | 0 | 0 | 0 | 0 | 18.9194 | 45.7013 | 0 | 0 | -25.3681 | 0.8541 | 12.6755 | 0 | -1 | -4.2 | 13.9474 | 0 | 0 | 31.7583 | 31.7583 | 31.7583 | 31.7583 | 36.9283 | 36.7497 | 0 | 0 | 0 | 0 | 0 | 0 | 0 | 0 | 0 | 0 | 0 | 0 | 0 | 0 | 0 | -50 | 0 | 0 | 9.4452 | 0 | -313.4174 | 19.9242 | 0 | 73.4131 | 69.0439 | 76.4934 | 1316.593 | 37.8689 | 69.4803 | 0 | 0.5292 | 0 | 8.626 | 3.074 | 0 | 1273.392 | 367.0042 | -384.8374 | 8.9526 | 6.38 | -1.72 | 18.2883 | 6.1917 | 2025-11-28 | 2025_11_28 Hr 07 | 125.9859 | -0.000407 | -1273.392 | -388.7856 | 527.4052 | 926.4411 | 195.2431 | 13.0877 | 0 | 109.6414 | 280.5105 | 137.2534 | 22.0972 | 182.7729 | 281.7479 | 0 | 7.2612 | 46.06 | 244.0449 | 0 | 142.457 | 0
2025_11_28 Hr 08 | 0 | 0 | 0 | 3.5474 | 3.5621 | 3.5609 | 3.8089 | 3.8089 | 3.8089 | 133.6843 | -14.5 | 0.1104 | 84 | 0 | 91.3864 | 91.3864 | 281.7479 | 0 | 0.00615 | 0.074 | 0.02596 | 0 | 0 | 0 | 0 | 0 | 0 | 0.0705 | 0.2574 | 46.06 | 7.2612 | 244.0449 | 0 | 0 | 0 | 0 | 19.5267 | 47.1682 | 0 | 0 | -56.1686 | 0.8541 | 12.6755 | 0 | -1 | -4.2 | 13.9474 | 0 | 0 | 36.4276 | 36.4276 | 36.4276 | 36.4276 | 42.3576 | 28.8522 | 0 | 0 | 0 | 0 | 0 | 0 | 0 | 0 | 0 | 0 | 0 | 0 | 0 | 0 | 0 | -50 | 0 | 0 | 9.4452 | 0 | -272.8581 | 19.9242 | 0 | 73.4131 | 69.0439 | 80.976 | 1359.909 | 38.4836 | 70.6083 | 0 | 0.5292 | 0 | 8.626 | 3.074 | 0 | 1327.192 | 367.7295 | -344.2781 | 8.9526 | 6.38 | -1.72 | 18.5852 | 6.2922 | 2025-11-28 | 2025_11_28 Hr 08 | 122.5063 | -0.000378 | -1327.192 | -379.0267 | 572.8614 | 926.4411 | 193.8282 | 13.0877 | 0 | 111.7155 | 321.7523 | 139.3936 | 22.0972 | 182.7729 | 281.7479 | 0 | 7.2612 | 46.06 | 244.0449 | 0 | 142.457 | 0
2025_11_28 Hr 09 | 1.0298 | 0 | 0 | 3.5474 | 3.5621 | 3.5609 | 3.8089 | 3.8089 | 3.8089 | 146.852 | -14.5 | 0.1104 | 81 | 0 | 91.3864 | 91.3864 | 281.7479 | 0 | 0.00615 | 0.074 | 0.02596 | 0 | 0 | 0 | 0 | 0 | 0 | 0.0705 | 0.2574 | 46.06 | 7.2612 | 244.0449 | 0 | 0 | 0 | 0 | 19.9933 | 48.2954 | 0 | 0 | -64.0775 | 0.8541 | 12.6755 | 0 | -1 | -4.2 | 13.9474 | 0 | 0 | 40.0157 | 40.0157 | 40.0157 | 40.0157 | 46.5298 | 30.7476 | 0 | 0 | 0 | 0 | 0 | 0 | 0 | 0 | 0 | 0 | 0 | 0 | 0 | 0 | 0 | -50 | 0 | 0 | 9.4452 | 0 | -320.914 | 19.9242 | 0 | 73.4131 | 69.0439 | 73.023 | 1393.195 | 38.9561 | 71.4751 | 0 | 0.5292 | -1.0298 | 8.626 | 3.074 | 0 | 1297.1 | 361.3463 | -393.3638 | 8.9526 | 6.38 | -1.72 | 18.8133 | 6.3694 | 2025-11-28 | 2025_11_28 Hr 09 | 119.2376 | -5.5e-05 | -1297.1 | -434.9915 | 607.792 | 926.4411 | 184.7706 | 13.0877 | 0 | 113.3094 | 353.4444 | 141.0382 | 22.0972 | 182.7729 | 281.7479 | 0 | 7.2612 | 46.06 | 244.0449 | 0 | 142.457 | 0
2025_11_28 Hr 10 | 6.7494 | 9e-05 | 0.002538 | 3.5474 | 3.5621 | 3.5609 | 3.8089 | 3.8089 | 3.8089 | 148.7269 | -14.5 | 0.1104 | 79 | 0 | 91.3864 | 91.3864 | 281.7479 | 0 | 0.00615 | 0.074 | 0.02596 | 0 | 0 | 0 | 0 | 0 | 0 | 0.0705 | 0.2574 | 46.06 | 7.2612 | 244.0449 | 0 | 0 | 0 | 0 | 20.0598 | 48.4559 | 0 | 0 | -63.6118 | 0.8541 | 12.6755 | 0 | -1 | -4.2 | 13.9474 | 0 | 0 | 40.5265 | 40.5265 | 40.5265 | 40.5265 | 47.1239 | 39.6981 | 0 | 0 | 0 | 0 | 0 | 0 | 0 | 0 | 0 | 0 | 0 | 0 | 0 | 0 | 0 | -50 | 0 | 0 | 9.4452 | 0 | -309.8241 | 19.9242 | 0 | 73.4131 | 69.0439 | 71.4324 | 1397.937 | 39.0233 | 71.5985 | 0 | 0.5292 | -6.7494 | 8.626 | 3.074 | 0 | 1318.992 | 372.6601 | -387.9935 | 8.9526 | 6.38 | -1.72 | 18.8458 | 6.3804 | 2025-11-28 | 2025_11_28 Hr 10 | 118.9585 | -0.000368 | -1318.992 | -423.4359 | 612.7656 | 926.4411 | 190.1331 | 13.0877 | 0 | 113.5364 | 357.9569 | 141.2724 | 22.0972 | 182.7729 | 281.7479 | 0 | 7.2612 | 46.06 | 244.0449 | 0 | 142.457 | 0
2025_11_28 Hr 11 | 8.819 | 0.000405 | 0.011421 | 3.5474 | 3.5621 | 3.5609 | 3.8089 | 3.8089 | 3.8089 | 133.7715 | -14.5 | 0.1104 | 73 | 0 | 91.3864 | 91.3864 | 281.7479 | 0 | 0.00615 | 0.074 | 0.02596 | 0 | 0 | 0 | 0 | 0 | 0 | 0.0705 | 0.2574 | 46.06 | 7.2612 | 244.0449 | 0 | 0 | 0 | 0 | 19.5298 | 47.1756 | 0 | 0 | -46.3822 | 0.8541 | 12.6755 | 0 | -1 | -4.2 | 13.9474 | 0 | 0 | 36.4513 | 36.4513 | 36.4513 | 36.4513 | 42.3853 | 41.6988 | 0 | 0 | 0 | 0 | 0 | 0 | 0 | 0 | 0 | 0 | 0 | 0 | 0 | 0 | 0 | -50 | 0 | 0 | 9.4452 | 0 | -317.074 | 19.9242 | 0 | 73.4131 | 69.0439 | 71.4324 | 1360.141 | 38.4868 | 70.6141 | 0 | 0.5292 | -8.819 | 8.626 | 3.074 | 0 | 1285.308 | 368.8628 | -397.313 | 8.9526 | 6.38 | -1.72 | 18.5867 | 6.2927 | 2025-11-28 | 2025_11_28 Hr 11 | 106.5908 | 0.00028 | -1285.308 | -413.4562 | 573.0927 | 926.4411 | 186.143 | 13.0877 | 0 | 111.7261 | 321.9621 | 139.4045 | 22.0972 | 182.7729 | 281.7479 | 0 | 7.2612 | 46.06 | 244.0449 | 0 | 142.457 | 0
2025_11_28 Hr 12 | 7.7759 | 0.00126 | 0.035532 | 3.5474 | 3.5621 | 3.5609 | 3.8089 | 3.8089 | 3.8089 | 120.3858 | -14.5 | 0.1104 | 65 | 0 | 91.3864 | 91.3864 | 281.7479 | 0 | 0.00615 | 0.074 | 0.02596 | 0 | 0 | 0 | 0 | 0 | 0 | 0.0705 | 0.2574 | 46.06 | 7.2612 | 244.0449 | 0 | 0 | 0 | 0 | 19.0554 | 46.0297 | 0 | 0 | -20.9211 | 0.8541 | 12.6755 | 0 | -1 | -4.2 | 13.9474 | 0 | 0 | 32.8039 | 32.8039 | 32.8039 | 32.8039 | 38.144 | 33.8013 | 0 | 0 | 0 | 0 | 0 | 0 | 0 | 0 | 0 | 0 | 0 | 0 | 0 | 0 | 0 | -50 | 0 | 0 | 9.4452 | 0 | -291.8609 | 19.9242 | 0 | 73.4131 | 69.0439 | 73.023 | 1326.328 | 38.0065 | 69.7329 | 0 | 0.5292 | -7.7759 | 8.626 | 3.074 | 0 | 1286.192 | 351.8418 | -371.0568 | 8.9526 | 6.38 | -1.72 | 18.3548 | 6.2142 | 2025-11-28 | 2025_11_28 Hr 12 | 113.5562 | -0.000337 | -1286.192 | -362.782 | 537.5838 | 926.4411 | 171.8611 | 13.0877 | 0 | 110.1058 | 289.7453 | 137.7326 | 22.0972 | 182.7729 | 281.7479 | 0 | 7.2612 | 46.06 | 244.0449 | 0 | 142.457 | 0
2025_11_28 Hr 13 | 8.2983 | 0.00201 | 0.056682 | 3.5474 | 3.5621 | 3.5609 | 3.8089 | 3.8089 | 3.8089 | 116.6796 | -14.5 | 0.1104 | 51 | 0 | 91.3864 | 91.3864 | 281.7479 | 0 | 0.00615 | 0.074 | 0.02596 | 0 | 0 | 0 | 0 | 0 | 0 | 0.0705 | 0.2574 | 46.06 | 7.2612 | 244.0449 | 0 | 0 | 0 | 0 | 18.9241 | 45.7125 | 0 | 0 | -22.6601 | 0.8541 | 12.6755 | 0 | -1 | -4.2 | 13.9474 | 0 | 0 | 31.794 | 31.794 | 31.794 | 31.794 | 36.9697 | 31.8006 | 0 | 0 | 0 | 0 | 0 | 0 | 0 | 0 | 0 | 0 | 0 | 0 | 0 | 0 | 0 | -50 | 0 | 0 | 9.4452 | 0 | -289.6511 | 19.9242 | 0 | 73.4131 | 69.0439 | 86.4708 | 1316.98 | 37.8736 | 69.489 | 0 | 0.5292 | -8.2983 | 8.626 | 3.074 | 0 | 1274.3 | 349.3492 | -369.3694 | 8.9526 | 6.38 | -1.72 | 18.2905 | 6.1925 | 2025-11-28 | 2025_11_28 Hr 13 | 107.0568 | -5.7e-05 | -1274.3 | -362.3112 | 527.7523 | 926.4411 | 169.3301 | 13.0877 | 0 | 109.6572 | 280.8253 | 137.2697 | 22.0972 | 182.7729 | 281.7479 | 0 | 7.2612 | 46.06 | 244.0449 | 0 | 142.457 | 0
2025_11_28 Hr 14 | 10.8886 | 0.003 | 0.0846 | 3.5474 | 3.5621 | 3.5609 | 3.8089 | 3.8089 | 3.8089 | 109.8342 | -14.5 | 0.1104 | 40 | 0 | 91.3864 | 91.3864 | 281.7479 | 0 | 0.00615 | 0.074 | 0.02596 | 0 | 0 | 0 | 0 | 0 | 0 | 0.0705 | 0.2574 | 46.06 | 7.2612 | 244.0449 | 0 | 0 | 0 | 0 | 18.6815 | 45.1265 | 0 | 0 | -16.8243 | 0.8541 | 12.6755 | 0 | -1 | -4.2 | 13.9474 | 0 | 0 | 29.9287 | 29.9287 | 29.9287 | 29.9287 | 34.8008 | 28.8522 | 0 | 0 | 0 | 0 | 0 | 0 | 0 | 0 | 0 | 0 | 0 | 0 | 0 | 0 | 0 | -50 | 0 | 0 | 9.4452 | 0 | -265.8852 | 19.9242 | 0 | 73.4131 | 69.0439 | 93.5562 | 1299.704 | 37.628 | 69.0383 | 0 | 0.5292 | -10.8886 | 8.626 | 3.074 | 0 | 1278.908 | 344.2225 | -348.1938 | 8.9526 | 6.38 | -1.72 | 18.1719 | 6.1523 | 2025-11-28 | 2025_11_28 Hr 14 | 108.595 | 0.000354 | -1278.908 | -332.7095 | 509.593 | 926.4411 | 162.496 | 13.0877 | 0 | 108.8286 | 264.3497 | 136.4148 | 22.0972 | 182.7729 | 281.7479 | 0 | 7.2612 | 46.06 | 244.0449 | 0 | 142.457 | 0
2025_11_28 Hr 15 | 9.3314 | 0.00348 | 0.098136 | 3.5474 | 3.5621 | 3.5609 | 3.8089 | 3.8089 | 3.8089 | 117.5953 | -14.5 | 0.1104 | 32 | 0 | 91.3864 | 91.3864 | 281.7479 | 0 | 0.00615 | 0.074 | 0.02596 | 0 | 0 | 0 | 0 | 0 | 0 | 0.0705 | 0.2574 | 46.06 | 7.2612 | 244.0449 | 0 | 0 | 0 | 0 | 18.9565 | 45.7909 | 0 | 0 | -39.6322 | 0.8541 | 12.6755 | 0 | -1 | -4.2 | 13.9474 | 0 | 0 | 32.0435 | 32.0435 | 32.0435 | 32.0435 | 37.2599 | 25.7985 | 0 | 0 | 0 | 0 | 0 | 0 | 0 | 0 | 0 | 0 | 0 | 0 | 0 | 0 | 0 | -50 | 0 | 0 | 9.4452 | 0 | -290.4544 | 19.9242 | 0 | 73.4131 | 69.0439 | 99.4848 | 1319.336 | 37.9064 | 69.5492 | 0 | 0.5292 | -9.3314 | 8.626 | 3.074 | 0 | 1247.008 | 338.51 | -371.2058 | 8.9526 | 6.38 | -1.72 | 18.3064 | 6.1978 | 2025-11-28 | 2025_11_28 Hr 15 | 105.0658 | 0.000338 | -1247.008 | -380.0866 | 530.1813 | 926.4411 | 157.3849 | 13.0877 | 0 | 109.768 | 283.0291 | 137.3841 | 22.0972 | 182.7729 | 281.7479 | 0 | 7.2612 | 46.06 | 244.0449 | 0 | 142.457 | 0
2025_11_28 Hr 16 | 2.5887 | 0.00246 | 0.069372 | 3.5474 | 3.5621 | 3.5609 | 3.8089 | 3.8089 | 3.8089 | 127.3184 | -14.5 | 0.1104 | 27 | 0 | 91.3864 | 91.3864 | 281.7479 | 0 | 0.00615 | 0.074 | 0.02596 | 0 | 0 | 0 | 0 | 0 | 0 | 0.0705 | 0.2574 | 46.06 | 7.2612 | 244.0449 | 0 | 0 | 0 | 0 | 19.3011 | 46.6232 | 0 | 0 | -39.4459 | 0.8541 | 12.6755 | 0 | -1 | -4.2 | 13.9474 | 0 | 0 | 34.693 | 34.693 | 34.693 | 34.693 | 40.3406 | 24.8508 | 0 | 0 | 0 | 0 | 0 | 0 | 0 | 0 | 0 | 0 | 0 | 0 | 0 | 0 | 0 | -50 | 0 | 0 | 9.4452 | 0 | -299.225 | 19.9242 | 0 | 73.4131 | 69.0439 | 90.9534 | 1343.886 | 38.2553 | 70.1893 | 0 | 0.5292 | -2.5887 | 8.626 | 3.074 | 0 | 1249.708 | 318.5015 | -373.2337 | 8.9526 | 6.38 | -1.72 | 18.4749 | 6.2549 | 2025-11-28 | 2025_11_28 Hr 16 | 138.2303 | 0.000261 | -1249.708 | -388.6709 | 555.9744 | 926.4411 | 142.876 | 13.0877 | 0 | 110.945 | 306.4309 | 138.5985 | 22.0972 | 182.7729 | 281.7479 | 0 | 7.2612 | 46.06 | 244.0449 | 0 | 142.457 | 0
2025_11_28 Hr 17 | 0 | 0.00321 | 0.090522 | 3.5474 | 3.5621 | 3.5609 | 3.8089 | 3.8089 | 3.8089 | 143.2767 | -14.5 | 0.1104 | 18 | 0 | 91.3864 | 91.3864 | 281.7479 | 0 | 0.00615 | 0.074 | 0.02596 | 0 | 0 | 0 | 0 | 0 | 0 | 0.0705 | 0.2574 | 46.06 | 7.2612 | 244.0449 | 0 | 0 | 0 | 0 | 19.8666 | 47.9893 | 0 | 0 | -66.9939 | 0.8541 | 12.6755 | 0 | -1 | -4.2 | 13.9474 | 0 | 0 | 39.0414 | 39.0414 | 39.0414 | 39.0414 | 45.397 | 27.7992 | 0 | 0 | 0 | 0 | 0 | 0 | 0 | 0 | 0 | 0 | 0 | 0 | 0 | 0 | 0 | -50 | 0 | 0 | 9.4452 | 0 | -237.0132 | 19.9242 | 0 | 73.4131 | 69.0439 | 92.9778 | 1384.248 | 38.8278 | 71.2398 | 0 | 0.5292 | 0 | 8.626 | 3.074 | 0 | 1322.7 | 313.8795 | -308.4332 | 8.9526 | 6.38 | -1.72 | 18.7514 | 6.3485 | 2025-11-28 | 2025_11_28 Hr 17 | 148.6592 | -4.6e-05 | -1322.7 | -354.0071 | 598.3075 | 926.4411 | 138.8707 | 13.0877 | 0 | 112.8766 | 344.8393 | 140.5916 | 22.0972 | 182.7729 | 281.7479 | 0 | 7.2612 | 46.06 | 244.0449 | 0 | 142.457 | 0
2025_11_28 Hr 18 | 0 | 0.003405 | 0.096021 | 3.5474 | 3.5621 | 3.5609 | 3.8089 | 3.8089 | 3.8089 | 143.2331 | -14.5 | 0.1104 | 15 | 0 | 91.3864 | 91.3864 | 281.7479 | 0 | 0.00615 | 0.074 | 0.02596 | 0 | 0 | 0 | 0 | 0 | 0 | 0.0705 | 0.2574 | 46.06 | 7.2612 | 244.0449 | 0 | 0 | 0 | 0 | 19.8651 | 47.9856 | 0 | 0 | -55.3533 | 0.8541 | 12.6755 | 0 | -1 | -4.2 | 13.9474 | 0 | 0 | 39.0295 | 39.0295 | 39.0295 | 39.0295 | 45.3832 | 31.8006 | 0 | 0 | 0 | 0 | 0 | 0 | 0 | 0 | 0 | 0 | 0 | 0 | 0 | 0 | 0 | -50 | 0 | 0 | 9.4452 | 0 | -195.4055 | 19.9242 | 0 | 73.4131 | 69.0439 | 84.4464 | 1384.143 | 38.8262 | 71.2369 | 0 | 0.5292 | 0 | 8.626 | 3.074 | 0 | 1368.308 | 306.3443 | -266.8255 | 8.9526 | 6.38 | -1.72 | 18.7506 | 6.3482 | 2025-11-28 | 2025_11_28 Hr 18 | 136.98 | 0.000362 | -1368.308 | -300.7588 | 598.192 | 926.4411 | 131.3464 | 13.0877 | 0 | 112.8714 | 344.7344 | 140.5862 | 22.0972 | 182.7729 | 281.7479 | 0 | 7.2612 | 46.06 | 244.0449 | 0 | 142.457 | 0
2025_11_28 Hr 19 | 0 | 0.00081 | 0.022842 | 3.5474 | 3.5621 | 3.5609 | 3.8089 | 3.8089 | 3.8089 | 133.1611 | -14.5 | 0.1104 | 1 | 0 | 91.3864 | 91.3864 | 281.7479 | 0 | 0.00615 | 0.074 | 0.02596 | 0 | 0 | 0 | 0 | 0 | 0 | 0.0705 | 0.2574 | 46.06 | 7.2612 | 244.0449 | 0 | 0 | 0 | 0 | 19.5082 | 47.1234 | 0 | 0 | -43.9413 | 0.8541 | 12.6755 | 0 | -1 | -4.2 | 13.9474 | 0 | 0 | 36.285 | 36.285 | 36.285 | 36.285 | 42.1919 | 33.8013 | 0 | 0 | 0 | 0 | 0 | 0 | 0 | 0 | 0 | 0 | 0 | 0 | 0 | 0 | 0 | -50 | 0 | 0 | 9.4452 | 0 | -201.6434 | 19.9242 | 0 | 73.4131 | 69.0439 | 87.0492 | 1358.609 | 38.4649 | 70.5739 | 0 | 0.5292 | 0 | 8.626 | 3.074 | 0 | 1337.292 | 295.6873 | -273.0634 | 8.9526 | 6.38 | -1.72 | 18.5761 | 6.2891 | 2025-11-28 | 2025_11_28 Hr 19 | 137.2529 | -0.000345 | -1337.292 | -295.5847 | 571.4734 | 926.4411 | 121.8742 | 13.0877 | 0 | 111.6522 | 320.493 | 139.3282 | 22.0972 | 182.7729 | 281.7479 | 0 | 7.2612 | 46.06 | 244.0449 | 0 | 142.457 | 0
2025_11_28 Hr 20 | 0 | 0 | 0 | 3.5474 | 3.5621 | 3.5609 | 3.8089 | 3.8089 | 3.8089 | 124.0919 | -14.5 | 0.1104 | 7 | 0 | 91.3864 | 91.3864 | 281.7479 | 0 | 0.00615 | 0.074 | 0.02596 | 0 | 0 | 0 | 0 | 0 | 0 | 0.0705 | 0.2574 | 46.06 | 7.2612 | 244.0449 | 0 | 0 | 0 | 0 | 19.1867 | 46.347 | 0 | 0 | -39.3952 | 0.8541 | 12.6755 | 0 | -1 | -4.2 | 13.9474 | 0 | 0 | 33.8138 | 33.8138 | 33.8138 | 33.8138 | 39.3183 | 30.7476 | 0 | 0 | 0 | 0 | 0 | 0 | 0 | 0 | 0 | 0 | 0 | 0 | 0 | 0 | 0 | -50 | 0 | 0 | 9.4452 | 0 | -204.4499 | 19.9242 | 0 | 73.4131 | 69.0439 | 90.9534 | 1335.661 | 38.1395 | 69.9769 | 0 | 0.5292 | 0 | 8.626 | 3.074 | 0 | 1321.8 | 301.4042 | -275.8699 | 8.9526 | 6.38 | -1.72 | 18.419 | 6.2359 | 2025-11-28 | 2025_11_28 Hr 20 | 122.4042 | -3.8e-05 | -1321.8 | -293.8451 | 547.4152 | 926.4411 | 128.701 | 13.0877 | 0 | 110.5544 | 298.6653 | 138.1955 | 22.0972 | 182.7729 | 281.7479 | 0 | 7.2612 | 46.06 | 244.0449 | 0 | 142.457 | 0
2025_11_28 Hr 21 | 0 | 0 | 0 | 3.5474 | 3.5621 | 3.5609 | 3.8089 | 3.8089 | 3.8089 | 116.3744 | -14.5 | 0.1104 | 0 | 0 | 91.3864 | 91.3864 | 281.7479 | 0 | 0.00615 | 0.074 | 0.02596 | 0 | 0 | 0 | 0 | 0 | 0 | 0.0705 | 0.2574 | 46.06 | 7.2612 | 244.0449 | 0 | 0 | 0 | 0 | 18.9133 | 45.6863 | 0 | 0 | -39.2317 | 0.8541 | 12.6755 | 0 | -1 | -4.2 | 13.9474 | 0 | 0 | 31.7108 | 31.7108 | 31.7108 | 31.7108 | 36.873 | 34.749 | 0 | 0 | 0 | 0 | 0 | 0 | 0 | 0 | 0 | 0 | 0 | 0 | 0 | 0 | 0 | -50 | 0 | 0 | 9.4452 | 0 | -207.9962 | 19.9242 | 0 | 73.4131 | 69.0439 | 89.5074 | 1316.152 | 37.8626 | 69.4689 | 0 | 0.5292 | 0 | 8.626 | 3.074 | 0 | 1293.5 | 295.9957 | -279.4162 | 8.9526 | 6.38 | -1.72 | 18.2853 | 6.1907 | 2025-11-28 | 2025_11_28 Hr 21 | 113.8263 | -5e-05 | -1293.5 | -297.2279 | 526.9426 | 926.4411 | 124.2564 | 13.0877 | 0 | 109.6203 | 280.0907 | 137.2316 | 22.0972 | 182.7729 | 281.7479 | 0 | 7.2612 | 46.06 | 244.0449 | 0 | 142.457 | 0
2025_11_28 Hr 22 | 0 | 0 | 0 | 3.5474 | 3.5621 | 3.5609 | 3.8089 | 3.8089 | 3.8089 | 93.2219 | -14.5 | 0.1104 | 7 | 0 | 91.3864 | 91.3864 | 281.7479 | 0 | 0.00615 | 0.074 | 0.02596 | 0 | 0 | 0 | 0 | 0 | 0 | 0.0705 | 0.2574 | 46.06 | 7.2612 | 244.0449 | 0 | 0 | 0 | 0 | 18.0927 | 43.7044 | 0 | 0 | -12.3463 | 0.8541 | 12.6755 | 0 | -1 | -4.2 | 13.9474 | 0 | 0 | 25.402 | 25.402 | 25.402 | 25.402 | 29.5372 | 39.6981 | 0 | 0 | 0 | 0 | 0 | 0 | 0 | 0 | 0 | 0 | 0 | 0 | 0 | 0 | 0 | -50 | 0 | 0 | 9.4452 | 0 | -220.4571 | 19.9242 | 0 | 73.4131 | 69.0439 | 78.9516 | 1257.626 | 37.032 | 67.9448 | 0 | 0.5292 | 0 | 8.626 | 3.074 | 0 | 1247.9 | 294.4973 | -291.8771 | 8.9526 | 6.38 | -1.72 | 17.8841 | 6.0548 | 2025-11-28 | 2025_11_28 Hr 22 | 105.6576 | -4.6e-05 | -1247.9 | -282.8034 | 465.5248 | 926.4411 | 125.6497 | 13.0877 | 0 | 106.8178 | 224.3671 | 134.3399 | 22.0972 | 182.7729 | 281.7479 | 0 | 7.2612 | 46.06 | 244.0449 | 0 | 142.457 | 0
2025_11_28 Hr 23 | 0 | 0 | 0 | 3.5474 | 3.5621 | 3.5609 | 3.8089 | 3.8089 | 3.8089 | 77.6561 | 0 | 0.1104 | 7 | 0 | 91.3864 | 91.3864 | 283.5925 | 0 | 0.00615 | 0.074 | 0.02596 | 0 | 0 | 0 | 0 | 0 | 0 | 0.0705 | 0.2574 | 46.06 | 7.2612 | 245.025 | 0 | 0 | 0 | 0 | 17.5411 | 42.3719 | 0 | 10.4253 | 0 | 0.8541 | 12.6755 | 0 | -1 | -4.2 | 13.9474 | 0 | 0 | 21.1605 | 21.1605 | 21.1605 | 21.1605 | 24.6052 | 41.6988 | 0 | 0 | 0 | 0 | 0 | 0 | 0 | 0 | 0 | 0 | 0 | 0 | 0 | 0 | 0 | 0 | -50 | 0 | 9.4452 | 0 | -281.7016 | 19.9242 | 0 | 74.1091 | 69.6985 | 71.4324 | 1222.453 | 36.4735 | 66.9201 | 0 | 0.5292 | 0 | 8.626 | 3.074 | 0 | 1181.292 | 287.0347 | -338.6216 | 8.9526 | 6.38 | -1.72 | 17.6144 | 5.9635 | 2025-11-28 | 2025_11_28 Hr 23 | 130.8989 | -0.000337 | -1181.292 | -321.2763 | 438.7326 | 930.6164 | 120.1312 | 13.0877 | 0 | 104.9336 | 186.9032 | 146.8958 | 22.0972 | 182.7729 | 283.5925 | 0 | 7.2612 | 46.06 | 245.025 | 0 | 143.8077 | 0
2025_11_28 Hr 24 | 0 | 0 | 0 | 3.5474 | 3.5621 | 3.5609 | 3.8089 | 3.8089 | 3.8089 | 59.5614 | 0 | 0.1104 | 4 | 0 | 91.3864 | 91.3864 | 283.5925 | 0 | 0.00615 | 0.074 | 0.02596 | 0 | 0 | 0 | 0 | 0 | 0 | 0.0705 | 0.2574 | 46.06 | 7.2612 | 245.025 | 0 | 0 | 0 | 0 | 16.8999 | 40.8228 | 0 | 29.5831 | 0 | 0.8541 | 12.6755 | 0 | -1 | -4.2 | 13.9474 | 0 | 0 | 16.2299 | 16.2299 | 16.2299 | 16.2299 | 18.8719 | 42.7518 | 0 | 0 | 0 | 0 | 0 | 0 | 0 | 0 | 0 | 0 | 0 | 0 | 0 | 0 | 0 | 0 | -50 | 0 | 9.4452 | 0 | -312.0267 | 19.9242 | 0 | 74.1091 | 69.6985 | 75.0474 | 1176.713 | 35.8243 | 65.729 | 0 | 0.5292 | 0 | 8.626 | 3.074 | 0 | 1123.792 | 286.4427 | -368.9467 | 8.9526 | 6.38 | -1.72 | 17.3009 | 5.8574 | 2025-11-28 | 2025_11_28 Hr 24 | 124.3402 | -0.000322 | -1123.792 | -332.4436 | 390.7319 | 930.6164 | 121.7992 | 13.0877 | 0 | 102.7434 | 143.3528 | 144.6358 | 22.0972 | 182.7729 | 283.5925 | 0 | 7.2612 | 46.06 | 245.025 | 0 | 143.8077 | 0
2025_11_29 Hr 01 | 0 | 0 | 0 | 3.5474 | 3.5621 | 3.5609 | 3.8089 | 3.8089 | 3.8089 | 50.5833 | 0 | 0.1104 | 3 | 0 | 91.3864 | 91.3864 | 283.5925 | 0 | 0.00615 | 0.074 | 0.02596 | 0 | 0 | 0 | 0 | 0 | 0 | 0.0705 | 0.2574 | 46.06 | 7.2612 | 245.025 | 0 | 0 | 0 | 0 | 16.8893 | 40.7965 | 0 | 28.8815 | 0 | 0.8541 | 12.6826 | 0 | -1 | -4.2 | 13.9692 | 0 | 0 | 13.8759 | 13.8759 | 13.8759 | 13.8759 | 16.1348 | 41.6988 | 0 | 0 | 0 | 0 | 0 | 0 | 0 | 0 | 0 | 0 | 0 | 0 | 0 | 0 | 0 | 0 | -50 | 0 | 9.4603 | 0 | -311.443 | 19.5065 | 0 | 74.1091 | 69.6985 | 77.9394 | 1155.585 | 34.7291 | 63.7421 | 0 | 0.5292 | 0 | 8.626 | 3.074 | 0 | 1099.208 | 283.1051 | -368.363 | 8.9489 | 6.38 | -1.72 | 16.8004 | 5.6809 | 2025-11-29 | 2025_11_29 Hr 01 | 110.1246 | 0.000365 | -1099.208 | -332.5616 | 365.4276 | 930.6164 | 122.6382 | 13.0877 | 0 | 102.7467 | 122.2217 | 140.4592 | 22.0972 | 182.7729 | 283.5925 | 0 | 7.2612 | 46.06 | 245.025 | 0 | 143.8077 | 0
2025_11_29 Hr 02 | 0 | 0 | 0 | 3.5474 | 3.5621 | 3.5609 | 3.8089 | 3.8089 | 3.8089 | 50.8944 | 0 | 0.1104 | 8 | 0 | 91.3864 | 91.3864 | 283.5925 | 0 | 0.00615 | 0.074 | 0.02596 | 0 | 0 | 0 | 0 | 0 | 0 | 0.0705 | 0.2574 | 46.06 | 7.2612 | 245.025 | 0 | 0 | 0 | 0 | 16.9006 | 40.8237 | 0 | 12.9182 | 0 | 0.8541 | 12.6826 | 0 | -1 | -4.2 | 13.9692 | 0 | 0 | 13.9612 | 13.9612 | 13.9612 | 13.9612 | 16.234 | 39.6981 | 0 | 0 | 0 | 0 | 0 | 0 | 0 | 0 | 0 | 0 | 0 | 0 | 0 | 0 | 0 | 0 | -50 | 0 | 9.4603 | 0 | -298.3087 | 19.5065 | 0 | 74.1091 | 69.6985 | 71.4324 | 1156.375 | 34.7401 | 63.7623 | 0 | 0.5292 | 0 | 8.626 | 3.074 | 0 | 1093.7 | 279.6356 | -355.2287 | 8.9489 | 6.38 | -1.72 | 16.8057 | 5.6827 | 2025-11-29 | 2025_11_29 Hr 02 | 112.0087 | 1.9e-05 | -1093.7 | -335.3905 | 366.2559 | 930.6164 | 119.1305 | 13.0877 | 0 | 102.7852 | 122.9733 | 140.4973 | 22.0972 | 182.7729 | 283.5925 | 0 | 7.2612 | 46.06 | 245.025 | 0 | 143.8077 | 0
2025_11_29 Hr 03 | 0 | 0 | 0 | 3.5474 | 3.5621 | 3.5609 | 3.8089 | 3.8089 | 3.8089 | 48.9391 | 0 | 0.1104 | 8 | 0 | 91.3864 | 91.3864 | 283.5925 | 0 | 0.00615 | 0.074 | 0.02596 | 0 | 0 | 0 | 0 | 0 | 0 | 0.0705 | 0.2574 | 46.06 | 7.2612 | 245.025 | 0 | 0 | 0 | 0 | 16.8297 | 40.6525 | 0 | 49.3392 | 0 | 0.8541 | 12.6826 | 0 | -1 | -4.2 | 13.9692 | 0 | 0 | 13.4249 | 13.4249 | 13.4249 | 13.4249 | 15.6103 | 36.7497 | 0 | 0 | 0 | 0 | 0 | 0 | 0 | 0 | 0 | 0 | 0 | 0 | 0 | 0 | 0 | 0 | -50 | 0 | 9.4603 | 0 | -305.3918 | 19.5065 | 0 | 74.1091 | 69.6985 | 48.441 | 1151.409 | 34.6712 | 63.6358 | 0 | 0.5292 | 0 | 8.626 | 3.074 | 0 | 1091.892 | 253.4557 | -362.3118 | 8.9489 | 6.38 | -1.72 | 16.7724 | 5.6715 | 2025-11-29 | 2025_11_29 Hr 03 | 111.3013 | -0.000316 | -1091.892 | -306.0525 | 361.0494 | 930.6164 | 93.1907 | 13.0877 | 0 | 102.5431 | 118.249 | 140.2573 | 22.0972 | 182.7729 | 283.5925 | 0 | 7.2612 | 46.06 | 245.025 | 0 | 143.8077 | 0
2025_11_29 Hr 04 | 0 | 0 | 0 | 3.5474 | 3.5621 | 3.5609 | 3.8089 | 3.8089 | 3.8089 | 54.9826 | 0 | 0.1104 | 7 | 0 | 91.3864 | 91.3864 | 283.5925 | 0 | 0.00615 | 0.074 | 0.02596 | 0 | 0 | 0 | 0 | 0 | 0 | 0.0705 | 0.2574 | 46.06 | 7.2612 | 245.025 | 0 | 0 | 0 | 0 | 17.0487 | 41.1816 | 0 | 24.5973 | 0 | 0.8541 | 12.6826 | 0 | -1 | -4.2 | 13.9692 | 0 | 0 | 15.0827 | 15.0827 | 15.0827 | 15.0827 | 17.538 | 38.7504 | 0 | 0 | 0 | 0 | 0 | 0 | 0 | 0 | 0 | 0 | 0 | 0 | 0 | 0 | 0 | 0 | -50 | 0 | 9.4603 | 0 | -329.3863 | 19.5065 | 0 | 74.1091 | 69.6985 | 60.009 | 1166.759 | 34.8842 | 64.0268 | 0 | 0.5292 | 0 | 8.626 | 3.074 | 0 | 1071.817 | 266.7664 | -386.3063 | 8.9489 | 6.38 | -1.72 | 16.8754 | 5.7063 | 2025-11-29 | 2025_11_29 Hr 04 | 111.7515 | -0.000317 | -1071.817 | -354.789 | 377.1421 | 930.6164 | 105.7594 | 13.0877 | 0 | 103.2913 | 132.8516 | 140.9993 | 22.0972 | 182.7729 | 283.5925 | 0 | 7.2612 | 46.06 | 245.025 | 0 | 143.8077 | 0
2025_11_29 Hr 05 | 0 | 0 | 0 | 3.5474 | 3.5621 | 3.5609 | 3.8089 | 3.8089 | 3.8089 | 62.8925 | 0 | 0.1104 | 14 | 0 | 91.3864 | 91.3864 | 283.5925 | 0 | 0.00615 | 0.074 | 0.02596 | 0 | 0 | 0 | 0 | 0 | 0 | 0.0705 | 0.2574 | 46.06 | 7.2612 | 245.025 | 0 | 0 | 0 | 0 | 17.3355 | 41.8742 | 0 | 19.607 | 0 | 0.8541 | 12.6826 | 0 | -1 | -4.2 | 13.9692 | 0 | 0 | 17.2525 | 17.2525 | 17.2525 | 17.2525 | 20.0611 | 39.6981 | 0 | 0 | 0 | 0 | 0 | 0 | 0 | 0 | 0 | 0 | 0 | 0 | 0 | 0 | 0 | 0 | -50 | 0 | 9.4603 | 0 | -333.2159 | 19.5065 | 0 | 74.1091 | 69.6985 | 53.502 | 1186.851 | 35.163 | 64.5385 | 0 | 0.5292 | 0 | 8.626 | 3.074 | 0 | 1085.5 | 269.1781 | -390.1359 | 8.9489 | 6.38 | -1.72 | 17.0103 | 5.7519 | 2025-11-29 | 2025_11_29 Hr 05 | 120.1298 | -1.7e-05 | -1085.5 | -363.6089 | 398.2046 | 930.6164 | 107.2001 | 13.0877 | 0 | 104.2705 | 151.9638 | 141.9703 | 22.0972 | 182.7729 | 283.5925 | 0 | 7.2612 | 46.06 | 245.025 | 0 | 143.8077 | 0
2025_11_29 Hr 06 | 0 | 0 | 0 | 3.5474 | 3.5621 | 3.5609 | 3.8089 | 3.8089 | 3.8089 | 76.2682 | 0 | 0.1104 | 16 | 0 | 91.3864 | 91.3864 | 283.5925 | 0 | 0.00615 | 0.074 | 0.02596 | 0 | 0 | 0 | 0 | 0 | 0 | 0.0705 | 0.2574 | 46.06 | 7.2612 | 245.025 | 0 | 0 | 0 | 0 | 17.8203 | 43.0452 | 0 | 10.263 | -2.1578 | 0.8541 | 12.6826 | 0 | -1 | -4.2 | 13.9692 | 0 | 0 | 20.9217 | 20.9217 | 20.9217 | 20.9217 | 24.3276 | 45.7002 | 0 | 0 | 0 | 0 | 0 | 0 | 0 | 0 | 0 | 0 | 0 | 0 | 0 | 0 | 0 | 0 | -50 | 0 | 9.4603 | 0 | -317.5966 | 19.5065 | 0 | 74.1091 | 69.6985 | 50.4654 | 1220.826 | 35.6345 | 65.4039 | 0 | 0.5292 | 0 | 8.626 | 3.074 | 0 | 1130.2 | 275.7858 | -374.5166 | 8.9489 | 6.38 | -1.72 | 17.2384 | 5.829 | 2025-11-29 | 2025_11_29 Hr 06 | 157.1091 | 7e-06 | -1130.2 | -359.4914 | 433.8217 | 930.6164 | 112.1656 | 13.0877 | 0 | 105.9264 | 184.2828 | 143.6124 | 22.0972 | 182.7729 | 283.5925 | 0 | 7.2612 | 46.06 | 245.025 | 0 | 143.8077 | 0
2025_11_29 Hr 07 | 0 | 0 | 0 | 3.5474 | 3.5621 | 3.5609 | 3.8089 | 3.8089 | 3.8089 | 98.8425 | -14.5 | 0.1104 | 17 | 0 | 91.3864 | 91.3864 | 281.7479 | 0 | 0.00615 | 0.074 | 0.02596 | 0 | 0 | 0 | 0 | 0 | 0 | 0.0705 | 0.2574 | 46.06 | 7.2612 | 244.0449 | 0 | 0 | 0 | 0 | 18.6385 | 45.0216 | 0 | 1.2553 | -5.4462 | 0.8541 | 12.6826 | 0 | -1 | -4.2 | 13.9692 | 0 | 0 | 27.1143 | 27.1143 | 27.1143 | 27.1143 | 31.5282 | 42.7518 | 0 | 0 | 0 | 0 | 0 | 0 | 0 | 0 | 0 | 0 | 0 | 0 | 0 | 0 | 0 | -50 | 0 | 0 | 9.4603 | 0 | -281.354 | 19.5065 | 0 | 73.4131 | 69.0439 | 50.0316 | 1273.99 | 36.4303 | 66.8645 | 0 | 0.5292 | 0 | 8.626 | 3.074 | 0 | 1193.2 | 276.175 | -352.774 | 8.9489 | 6.38 | -1.72 | 17.6234 | 5.9592 | 2025-11-29 | 2025_11_29 Hr 07 | 136.3072 | -4e-05 | -1193.2 | -335.545 | 479.4327 | 926.4411 | 109.7834 | 13.0877 | 0 | 108.721 | 238.8278 | 131.8839 | 22.0972 | 182.7729 | 281.7479 | 0 | 7.2612 | 46.06 | 244.0449 | 0 | 142.457 | 0
2025_11_29 Hr 08 | 0 | 0 | 0 | 3.5474 | 3.5621 | 3.5609 | 3.8089 | 3.8089 | 3.8089 | 120.7947 | -14.5 | 0.1104 | 15 | 0 | 91.3864 | 91.3864 | 281.7479 | 0 | 0.00615 | 0.074 | 0.02596 | 0 | 0 | 0 | 0 | 0 | 0 | 0.0705 | 0.2574 | 46.06 | 7.2612 | 244.0449 | 0 | 0 | 0 | 0 | 19.4341 | 46.9436 | 0 | 0 | -25.3505 | 0.8541 | 12.6826 | 0 | -1 | -4.2 | 13.9692 | 0 | 0 | 33.1362 | 33.1362 | 33.1362 | 33.1362 | 38.5304 | 44.6472 | 0 | 0 | 0 | 0 | 0 | 0 | 0 | 0 | 0 | 0 | 0 | 0 | 0 | 0 | 0 | -50 | 0 | 0 | 9.4603 | 0 | -279.8935 | 19.5065 | 0 | 73.4131 | 69.0439 | 56.9724 | 1329.749 | 37.2041 | 68.2847 | 0 | 0.5292 | 0 | 8.626 | 3.074 | 0 | 1238.792 | 285.7062 | -351.3135 | 8.9489 | 6.38 | -1.72 | 17.9977 | 6.0858 | 2025-11-29 | 2025_11_29 Hr 08 | 146.4172 | -0.00035 | -1238.792 | -355.244 | 537.8872 | 926.4411 | 116.6196 | 13.0877 | 0 | 111.4386 | 291.8697 | 134.5789 | 22.0972 | 182.7729 | 281.7479 | 0 | 7.2612 | 46.06 | 244.0449 | 0 | 142.457 | 0
2025_11_29 Hr 09 | 10.3696 | 0 | 0 | 3.5474 | 3.5621 | 3.5609 | 3.8089 | 3.8089 | 3.8089 | 133.2372 | -14.5 | 0.1104 | 13 | 0 | 91.3864 | 91.3864 | 281.7479 | 0 | 0.00615 | 0.074 | 0.02596 | 0 | 0 | 0 | 0 | 0 | 0 | 0.0705 | 0.2574 | 46.06 | 7.2612 | 244.0449 | 0 | 0 | 0 | 0 | 19.8851 | 48.0329 | 0 | 0 | -55.0787 | 0.8541 | 12.6826 | 0 | -1 | -4.2 | 13.9692 | 0 | 0 | 36.5493 | 36.5493 | 36.5493 | 36.5493 | 42.4993 | 47.7009 | 0 | 0 | 0 | 0 | 0 | 0 | 0 | 0 | 0 | 0 | 0 | 0 | 0 | 0 | 0 | -50 | 0 | 0 | 9.4603 | 0 | -276.1285 | 19.5065 | 0 | 73.4131 | 69.0439 | 66.9498 | 1361.354 | 37.6427 | 69.0898 | 0 | 0.5292 | -10.3696 | 8.626 | 3.074 | 0 | 1256.992 | 308.6344 | -357.9181 | 8.9489 | 6.38 | -1.72 | 18.2099 | 6.1575 | 2025-11-29 | 2025_11_29 Hr 09 | 164.7206 | -0.000414 | -1256.992 | -381.2072 | 571.0193 | 926.4411 | 127.6507 | 13.0877 | 0 | 112.979 | 321.9339 | 136.1064 | 22.0972 | 182.7729 | 281.7479 | 0 | 7.2612 | 46.06 | 244.0449 | 0 | 142.457 | 0
2025_11_29 Hr 10 | 11.9201 | 0.00048 | 0.013536 | 3.5474 | 3.5621 | 3.5609 | 3.8089 | 3.8089 | 3.8089 | 138.3031 | -14.5 | 0.1104 | 13 | 0 | 91.3864 | 91.3864 | 281.7479 | 0 | 0.00615 | 0.074 | 0.02596 | 0 | 0 | 0 | 0 | 0 | 0 | 0.0705 | 0.2574 | 46.06 | 7.2612 | 244.0449 | 0 | 0 | 0 | 0 | 20.0687 | 48.4765 | 0 | 0 | -58.8116 | 0.8541 | 12.6826 | 0 | -1 | -4.2 | 13.9692 | 0 | 0 | 37.939 | 37.939 | 37.939 | 37.939 | 44.1151 | 33.8013 | 0 | 0 | 0 | 0 | 0 | 0 | 0 | 0 | 0 | 0 | 0 | 0 | 0 | 0 | 0 | -50 | 0 | 0 | 9.4603 | 0 | -260.4587 | 19.5065 | 0 | 73.4131 | 69.0439 | 60.009 | 1374.235 | 37.8213 | 69.4175 | 0 | 0.5292 | -11.9201 | 8.626 | 3.074 | 0 | 1261.592 | 289.967 | -343.7988 | 8.9489 | 6.38 | -1.72 | 18.2963 | 6.1867 | 2025-11-29 | 2025_11_29 Hr 10 | 170.2469 | -0.000357 | -1261.592 | -369.2703 | 584.5088 | 926.4411 | 106.8243 | 13.0877 | 0 | 113.6061 | 334.1743 | 136.7284 | 22.0972 | 182.7729 | 281.7479 | 0 | 7.2612 | 46.06 | 244.0449 | 0 | 142.457 | 0
2025_11_29 Hr 11 | 11.9184 | 0.001065 | 0.030033 | 3.5474 | 3.5621 | 3.5609 | 3.8089 | 3.8089 | 3.8089 | 131.3708 | -14.5 | 0.1104 | 14 | 0 | 91.3864 | 91.3864 | 281.7479 | 0 | 0.00615 | 0.074 | 0.02596 | 0 | 0 | 0 | 0 | 0 | 0 | 0.0705 | 0.2574 | 46.06 | 7.2612 | 244.0449 | 0 | 0 | 0 | 0 | 19.8175 | 47.8695 | 0 | 0 | -53.3456 | 0.8541 | 12.6826 | 0 | -1 | -4.2 | 13.9692 | 0 | 0 | 36.0374 | 36.0374 | 36.0374 | 36.0374 | 41.9039 | 25.7985 | 0 | 0 | 0 | 0 | 0 | 0 | 0 | 0 | 0 | 0 | 0 | 0 | 0 | 0 | 0 | -50 | 0 | 0 | 9.4603 | 0 | -246.402 | 19.5065 | 0 | 73.4131 | 69.0439 | 54.948 | 1356.643 | 37.5769 | 68.969 | 0 | 0.5292 | -11.9184 | 8.626 | 3.074 | 0 | 1250.608 | 277.051 | -329.7404 | 8.9489 | 6.38 | -1.72 | 18.1781 | 6.1468 | 2025-11-29 | 2025_11_29 Hr 11 | 153.6306 | 0.000222 | -1250.608 | -349.7476 | 566.0494 | 926.4411 | 94.7776 | 13.0877 | 0 | 112.7479 | 317.4242 | 135.8773 | 22.0972 | 182.7729 | 281.7479 | 0 | 7.2612 | 46.06 | 244.0449 | 0 | 142.457 | 0
2025_11_29 Hr 12 | 10.3696 | 0.00114 | 0.032148 | 3.5474 | 3.5621 | 3.5609 | 3.8089 | 3.8089 | 3.8089 | 117.6396 | -14.5 | 0.1104 | 16 | 0 | 91.3864 | 91.3864 | 281.7479 | 0 | 0.00615 | 0.074 | 0.02596 | 0 | 0 | 0 | 0 | 0 | 0 | 0.0705 | 0.2574 | 46.06 | 7.2612 | 244.0449 | 0 | 0 | 0 | 0 | 19.3198 | 46.6673 | 0 | 0 | -43.1874 | 0.8541 | 12.6826 | 0 | -1 | -4.2 | 13.9692 | 0 | 0 | 32.2707 | 32.2707 | 32.2707 | 32.2707 | 37.524 | 19.9017 | 0 | 0 | 0 | 0 | 0 | 0 | 0 | 0 | 0 | 0 | 0 | 0 | 0 | 0 | 0 | -50 | 0 | 0 | 9.4603 | 0 | -245.6695 | 19.5065 | 0 | 73.4131 | 69.0439 | 48.0072 | 1321.768 | 37.0929 | 68.0806 | 0 | 0.5292 | -10.3696 | 8.626 | 3.074 | 0 | 1214.1 | 262.9789 | -327.459 | 8.9489 | 6.38 | -1.72 | 17.9439 | 6.0676 | 2025-11-29 | 2025_11_29 Hr 12 | 152.2971 | -4.5e-05 | -1214.1 | -338.8569 | 529.4858 | 926.4411 | 83.9422 | 13.0877 | 0 | 111.048 | 284.2463 | 134.1915 | 22.0972 | 182.7729 | 281.7479 | 0 | 7.2612 | 46.06 | 244.0449 | 0 | 142.457 | 0
2025_11_29 Hr 13 | 9.3298 | 0.00201 | 0.056682 | 3.5474 | 3.5621 | 3.5609 | 3.8089 | 3.8089 | 3.8089 | 102.7975 | -14.5 | 0.1104 | 19 | 0 | 91.3864 | 91.3864 | 281.7479 | 0 | 0.00615 | 0.074 | 0.02596 | 0 | 0 | 0 | 0 | 0 | 0 | 0.0705 | 0.2574 | 46.06 | 7.2612 | 244.0449 | 0 | 0 | 0 | 0 | 18.7818 | 45.3679 | 0 | 1.3986 | -2.1936 | 0.8541 | 12.6826 | 0 | -1 | -4.2 | 13.9692 | 0 | 0 | 28.1992 | 28.1992 | 28.1992 | 28.1992 | 32.7897 | 11.8989 | 0 | 0 | 0 | 0 | 0 | 0 | 0 | 0 | 0 | 0 | 0 | 0 | 0 | 0 | 0 | -50 | 0 | 0 | 9.4603 | 0 | -246.5946 | 19.5065 | 0 | 73.4131 | 69.0439 | 36.4392 | 1284.092 | 36.5697 | 67.1203 | 0 | 0.5292 | -9.3298 | 8.626 | 3.074 | 0 | 1199.5 | 243.547 | -327.3444 | 8.9489 | 6.38 | -1.72 | 17.6908 | 5.982 | 2025-11-29 | 2025_11_29 Hr 13 | 151.0078 | 1.3e-05 | -1199.5 | -297.3896 | 489.964 | 926.4411 | 67.3968 | 13.0877 | 0 | 109.2106 | 248.384 | 132.3694 | 22.0972 | 182.7729 | 281.7479 | 0 | 7.2612 | 46.06 | 244.0449 | 0 | 142.457 | 0
2025_11_29 Hr 14 | 9.3298 | 0.002715 | 0.076563 | 3.5474 | 3.5621 | 3.5609 | 3.8089 | 3.8089 | 3.8089 | 86.8444 | -14.5 | 0.1104 | 23 | 0 | 91.3864 | 91.3864 | 281.7479 | 0 | 0.00615 | 0.074 | 0.02596 | 0 | 0 | 0 | 0 | 0 | 0 | 0.0705 | 0.2574 | 46.06 | 7.2612 | 244.0449 | 0 | 0 | 0 | 0 | 18.2036 | 43.9712 | 0 | 14.673 | 0 | 0.8541 | 12.6826 | 0 | -1 | -4.2 | 13.9692 | 0 | 0 | 23.823 | 23.823 | 23.823 | 23.823 | 27.7011 | 13.8996 | 0 | 0 | 0 | 0 | 0 | 0 | 0 | 0 | 0 | 0 | 0 | 0 | 0 | 0 | 0 | -50 | 0 | 0 | 9.4603 | 0 | -247.5001 | 19.5065 | 0 | 73.4131 | 69.0439 | 51.0438 | 1243.591 | 36.0074 | 66.0882 | 0 | 0.5292 | -9.3298 | 8.626 | 3.074 | 0 | 1192.208 | 262.1945 | -328.2499 | 8.9489 | 6.38 | -1.72 | 17.4188 | 5.89 | 2025-11-29 | 2025_11_29 Hr 14 | 151.4358 | 0.000303 | -1192.208 | -282.8271 | 447.4839 | 926.4411 | 88.0227 | 13.0877 | 0 | 107.2357 | 209.8374 | 130.4109 | 22.0972 | 182.7729 | 281.7479 | 0 | 7.2612 | 46.06 | 244.0449 | 0 | 142.457 | 0
2025_11_29 Hr 15 | 9.3314 | 0.007485 | 0.21108 | 3.5474 | 3.5621 | 3.5609 | 3.8089 | 3.8089 | 3.8089 | 81.7785 | -14.5 | 0.1104 | 6 | 0 | 91.3864 | 91.3864 | 281.7479 | 0 | 0.00615 | 0.074 | 0.02596 | 0 | 0 | 0 | 0 | 0 | 0 | 0.0705 | 0.2574 | 46.06 | 7.2612 | 244.0449 | 0 | 0 | 0 | 0 | 18.02 | 43.5277 | 0 | 8.6177 | -0.49344 | 0.8541 | 12.6826 | 0 | -1 | -4.2 | 13.9692 | 0 | 0 | 22.4333 | 22.4333 | 22.4333 | 22.4333 | 26.0852 | 11.8989 | 0 | 0 | 0 | 0 | 0 | 0 | 0 | 0 | 0 | 0 | 0 | 0 | 0 | 0 | 0 | -50 | 0 | 0 | 9.4603 | 0 | -229.7654 | 19.5065 | 0 | 73.4131 | 69.0439 | 64.9254 | 1230.858 | 35.8288 | 65.7604 | 0 | 0.5292 | -9.3314 | 8.626 | 3.074 | 0 | 1184.925 | 256.4599 | -310.5168 | 8.9489 | 6.38 | -1.72 | 17.3324 | 5.8608 | 2025-11-29 | 2025_11_29 Hr 15 | 151.3055 | -4.88e-05 | -1184.925 | -271.6411 | 433.9944 | 926.4411 | 83.0429 | 13.0877 | 0 | 106.6086 | 197.5969 | 129.7889 | 22.0972 | 182.7729 | 281.7479 | 0 | 7.2612 | 46.06 | 244.0449 | 0 | 142.457 | 0
2025_11_29 Hr 16 | 2.5887 | 0.00381 | 0.10744 | 3.5474 | 3.5621 | 3.5609 | 3.8089 | 3.8089 | 3.8089 | 97.065 | -14.5 | 0.1104 | 10 | 0 | 91.3864 | 91.3864 | 281.7479 | 0 | 0.00615 | 0.074 | 0.02596 | 0 | 0 | 0 | 0 | 0 | 0 | 0.0705 | 0.2574 | 46.06 | 7.2612 | 244.0449 | 0 | 0 | 0 | 0 | 18.574 | 44.866 | 0 | 0.84891 | -10.265 | 0.8541 | 12.6826 | 0 | -1 | -4.2 | 13.9692 | 0 | 0 | 26.6267 | 26.6267 | 26.6267 | 26.6267 | 30.9612 | 11.8989 | 0 | 0 | 0 | 0 | 0 | 0 | 0 | 0 | 0 | 0 | 0 | 0 | 0 | 0 | 0 | -50 | 0 | 0 | 9.4603 | 0 | -242.2601 | 19.5065 | 0 | 73.4131 | 69.0439 | 65.9376 | 1269.583 | 36.3676 | 66.7494 | 0 | 0.5292 | -2.5887 | 8.626 | 3.074 | 0 | 1200.5 | 256.6023 | -316.2688 | 8.9489 | 6.38 | -1.72 | 17.5931 | 5.949 | 2025-11-29 | 2025_11_29 Hr 16 | 161.5209 | -3.56e-05 | -1200.5 | -301.6762 | 474.6996 | 926.4411 | 87.9478 | 13.0877 | 0 | 108.501 | 234.533 | 131.6656 | 22.0972 | 182.7729 | 281.7479 | 0 | 7.2612 | 46.06 | 244.0449 | 0 | 142.457 | 0
2025_11_29 Hr 17 | 0 | 0.002985 | 0.084177 | 3.5474 | 3.5621 | 3.5609 | 3.8089 | 3.8089 | 3.8089 | 140.3917 | -14.5 | 0.1104 | 11 | 0 | 91.3864 | 91.3864 | 281.7479 | 0 | 0.00615 | 0.074 | 0.02596 | 0 | 0 | 0 | 0 | 0 | 0 | 0.0705 | 0.2574 | 46.06 | 7.2612 | 244.0449 | 0 | 0 | 0 | 0 | 20.1444 | 48.6593 | 0 | 0 | -67.0272 | 0.8541 | 12.6826 | 0 | -1 | -4.2 | 13.9692 | 0 | 0 | 38.5119 | 38.5119 | 38.5119 | 38.5119 | 44.7813 | 11.8989 | 0 | 0 | 0 | 0 | 0 | 0 | 0 | 0 | 0 | 0 | 0 | 0 | 0 | 0 | 0 | -50 | 0 | 0 | 9.4603 | 0 | -238.0955 | 19.5065 | 0 | 73.4131 | 69.0439 | 65.9376 | 1379.611 | 37.8949 | 69.5526 | 0 | 0.5292 | 0 | 8.626 | 3.074 | 0 | 1263.4 | 260.332 | -309.5155 | 8.9489 | 6.38 | -1.72 | 18.3319 | 6.1988 | 2025-11-29 | 2025_11_29 Hr 17 | 171.1001 | -7e-06 | -1263.4 | -355.1227 | 590.0703 | 926.4411 | 88.9237 | 13.0877 | 0 | 113.8647 | 339.2208 | 136.9848 | 22.0972 | 182.7729 | 281.7479 | 0 | 7.2612 | 46.06 | 244.0449 | 0 | 142.457 | 0
2025_11_29 Hr 18 | 0 | 0.003855 | 0.10871 | 3.5474 | 3.5621 | 3.5609 | 3.8089 | 3.8089 | 3.8089 | 158.8333 | -14.5 | 0.1104 | 13 | 0 | 91.3864 | 91.3864 | 281.7479 | 0 | 0.00615 | 0.074 | 0.02596 | 0 | 0 | 0 | 0 | 0 | 0 | 0.0705 | 0.2574 | 46.06 | 7.2612 | 244.0449 | 0 | 0 | 0 | 0 | 20.8129 | 50.2739 | 0 | 0 | -74.2112 | 0.8541 | 12.6826 | 0 | -1 | -4.2 | 13.9692 | 0 | 0 | 43.5708 | 43.5708 | 43.5708 | 43.5708 | 50.6637 | 18.8487 | 0 | 0 | 0 | 0 | 0 | 0 | 0 | 0 | 0 | 0 | 0 | 0 | 0 | 0 | 0 | -50 | 0 | 0 | 9.4603 | 0 | -250.1782 | 19.5065 | 0 | 73.4131 | 69.0439 | 54.5142 | 1426.478 | 38.545 | 70.7458 | 0 | 0.5292 | 0 | 8.626 | 3.074 | 0 | 1290.792 | 260.1233 | -321.5982 | 8.9489 | 6.38 | -1.72 | 18.6464 | 6.3051 | 2025-11-29 | 2025_11_29 Hr 18 | 183.598 | -0.000335 | -1290.792 | -374.3894 | 639.1768 | 926.4411 | 86.4755 | 13.0877 | 0 | 116.1477 | 383.7803 | 139.2488 | 22.0972 | 182.7729 | 281.7479 | 0 | 7.2612 | 46.06 | 244.0449 | 0 | 142.457 | 0
2025_11_29 Hr 19 | 0 | 0.00069 | 0.019458 | 3.5474 | 3.5621 | 3.5609 | 3.8089 | 3.8089 | 3.8089 | 155.2783 | -14.5 | 0.1104 | 20 | 0 | 91.3864 | 91.3864 | 281.7479 | 0 | 0.00615 | 0.074 | 0.02596 | 0 | 0 | 0 | 0 | 0 | 0 | 0.0705 | 0.2574 | 46.06 | 7.2612 | 244.0449 | 0 | 0 | 0 | 0 | 20.684 | 49.9626 | 0 | 0 | -56.2196 | 0.8541 | 12.6826 | 0 | -1 | -4.2 | 13.9692 | 0 | 0 | 42.5956 | 42.5956 | 42.5956 | 42.5956 | 49.5298 | 24.8508 | 0 | 0 | 0 | 0 | 0 | 0 | 0 | 0 | 0 | 0 | 0 | 0 | 0 | 0 | 0 | -50 | 0 | 0 | 9.4603 | 0 | -284.9341 | 19.5065 | 0 | 73.4131 | 69.0439 | 55.9602 | 1417.359 | 38.4197 | 70.5158 | 0 | 0.5292 | 0 | 8.626 | 3.074 | 0 | 1278.917 | 274.1318 | -356.3541 | 8.9489 | 6.38 | -1.72 | 18.5858 | 6.2846 | 2025-11-29 | 2025_11_29 Hr 19 | 174.0648 | -0.000322 | -1278.917 | -391.1537 | 629.7105 | 926.4411 | 100.8311 | 13.0877 | 0 | 115.7076 | 375.1905 | 138.8124 | 22.0972 | 182.7729 | 281.7479 | 0 | 7.2612 | 46.06 | 244.0449 | 0 | 142.457 | 0
2025_11_29 Hr 20 | 0 | 0 | 0 | 3.5474 | 3.5621 | 3.5609 | 3.8089 | 3.8089 | 3.8089 | 144.5688 | -14.5 | 0.1104 | 31 | 0 | 91.3864 | 91.3864 | 281.7479 | 0 | 0.00615 | 0.074 | 0.02596 | 0 | 0 | 0 | 0 | 0 | 0 | 0.0705 | 0.2574 | 46.06 | 7.2612 | 244.0449 | 0 | 0 | 0 | 0 | 20.2958 | 49.025 | 0 | 0 | -54.5633 | 0.8541 | 12.6826 | 0 | -1 | -4.2 | 13.9692 | 0 | 0 | 39.6578 | 39.6578 | 39.6578 | 39.6578 | 46.1137 | 24.8508 | 0 | 0 | 0 | 0 | 0 | 0 | 0 | 0 | 0 | 0 | 0 | 0 | 0 | 0 | 0 | -50 | 0 | 0 | 9.4603 | 0 | -297.037 | 19.5065 | 0 | 73.4131 | 69.0439 | 72.0108 | 1390.137 | 38.0422 | 69.8229 | 0 | 0.5292 | 0 | 8.626 | 3.074 | 0 | 1266.983 | 299.8669 | -368.457 | 8.9489 | 6.38 | -1.72 | 18.4031 | 6.2229 | 2025-11-29 | 2025_11_29 Hr 20 | 168.6935 | 0.000297 | -1266.983 | -401.6003 | 601.1932 | 926.4411 | 127.8616 | 13.0877 | 0 | 114.3818 | 349.3138 | 137.4976 | 22.0972 | 182.7729 | 281.7479 | 0 | 7.2612 | 46.06 | 244.0449 | 0 | 142.457 | 0
2025_11_29 Hr 21 | 0 | 0 | 0 | 3.5474 | 3.5621 | 3.5609 | 3.8089 | 3.8089 | 3.8089 | 138.7475 | -14.5 | 0.1104 | 32 | 0 | 91.3864 | 91.3864 | 281.7479 | 0 | 0.00615 | 0.074 | 0.02596 | 0 | 0 | 0 | 0 | 0 | 0 | 0.0705 | 0.2574 | 46.06 | 7.2612 | 244.0449 | 0 | 0 | 0 | 0 | 20.0848 | 48.5154 | 0 | 0 | -46.7276 | 0.8541 | 12.6826 | 0 | -1 | -4.2 | 13.9692 | 0 | 0 | 38.0609 | 38.0609 | 38.0609 | 38.0609 | 44.2569 | 24.8508 | 0 | 0 | 0 | 0 | 0 | 0 | 0 | 0 | 0 | 0 | 0 | 0 | 0 | 0 | 0 | -50 | 0 | 0 | 9.4603 | 0 | -314.4835 | 19.5065 | 0 | 73.4131 | 69.0439 | 77.9394 | 1375.35 | 37.837 | 69.4463 | 0 | 0.5292 | 0 | 8.626 | 3.074 | 0 | 1248.8 | 306.0808 | -385.9035 | 8.9489 | 6.38 | -1.72 | 18.3039 | 6.1893 | 2025-11-29 | 2025_11_29 Hr 21 | 144.0388 | -1e-05 | -1248.8 | -411.2111 | 585.6921 | 926.4411 | 134.7902 | 13.0877 | 0 | 113.6611 | 335.2481 | 136.7829 | 22.0972 | 182.7729 | 281.7479 | 0 | 7.2612 | 46.06 | 244.0449 | 0 | 142.457 | 0
2025_11_29 Hr 22 | 0 | 0 | 0 | 3.5474 | 3.5621 | 3.5609 | 3.8089 | 3.8089 | 3.8089 | 117.7285 | -14.5 | 0.1104 | 20 | 0 | 91.3864 | 91.3864 | 281.7479 | 0 | 0.00615 | 0.074 | 0.02596 | 0 | 0 | 0 | 0 | 0 | 0 | 0.0705 | 0.2574 | 46.06 | 7.2612 | 244.0449 | 0 | 0 | 0 | 0 | 19.323 | 46.6751 | 0 | 0 | -8.7287 | 0.8541 | 12.6826 | 0 | -1 | -4.2 | 13.9692 | 0 | 0 | 32.295 | 32.295 | 32.295 | 32.295 | 37.5524 | 24.8508 | 0 | 0 | 0 | 0 | 0 | 0 | 0 | 0 | 0 | 0 | 0 | 0 | 0 | 0 | 0 | -50 | 0 | 0 | 9.4603 | 0 | -338.532 | 19.5065 | 0 | 73.4131 | 69.0439 | 85.4586 | 1321.961 | 37.096 | 68.0864 | 0 | 0.5292 | 0 | 8.626 | 3.074 | 0 | 1202.3 | 299.0196 | -409.952 | 8.9489 | 6.38 | -1.72 | 17.9454 | 6.0681 | 2025-11-29 | 2025_11_29 Hr 22 | 117.4986 | -2e-05 | -1202.3 | -397.2607 | 529.7225 | 926.4411 | 130.3094 | 13.0877 | 0 | 111.059 | 284.461 | 134.2025 | 22.0972 | 182.7729 | 281.7479 | 0 | 7.2612 | 46.06 | 244.0449 | 0 | 142.457 | 0
2025_11_29 Hr 23 | 0 | 0 | 0 | 3.5474 | 3.5621 | 3.5609 | 3.8089 | 3.8089 | 3.8089 | 104.3528 | 0 | 0.1104 | 32 | 0 | 91.3864 | 91.3864 | 283.5925 | 0 | 0.00615 | 0.074 | 0.02596 | 0 | 0 | 0 | 0 | 0 | 0 | 0.0705 | 0.2574 | 46.06 | 7.2612 | 245.025 | 0 | 0 | 0 | 0 | 18.8382 | 45.5041 | 0 | 0 | -20.2016 | 0.8541 | 12.6826 | 0 | -1 | -4.2 | 13.9692 | 0 | 0 | 28.6258 | 28.6258 | 28.6258 | 28.6258 | 33.2859 | 25.7985 | 0 | 0 | 0 | 0 | 0 | 0 | 0 | 0 | 0 | 0 | 0 | 0 | 0 | 0 | 0 | 0 | -50 | 0 | 9.4603 | 0 | -378.9566 | 19.5065 | 0 | 74.1091 | 69.6985 | 108.45 | 1292.162 | 36.6245 | 67.221 | 0 | 0.5292 | 0 | 8.626 | 3.074 | 0 | 1169.4 | 333.3166 | -435.8766 | 8.9489 | 6.38 | -1.72 | 17.7173 | 5.991 | 2025-11-29 | 2025_11_29 Hr 23 | 152.2801 | 2.2e-05 | -1169.4 | -449.1581 | 508.6055 | 930.6164 | 166.2485 | 13.0877 | 0 | 109.4032 | 252.142 | 147.0603 | 22.0972 | 182.7729 | 283.5925 | 0 | 7.2612 | 46.06 | 245.025 | 0 | 143.8077 | 0
2025_11_29 Hr 24 | 0 | 0 | 0 | 3.5474 | 3.5621 | 3.5609 | 3.8089 | 3.8089 | 3.8089 | 79.2011 | 0 | 0.1104 | 28 | 0 | 91.3864 | 91.3864 | 283.5925 | 0 | 0.00615 | 0.074 | 0.02596 | 0 | 0 | 0 | 0 | 0 | 0 | 0.0705 | 0.2574 | 46.06 | 7.2612 | 245.025 | 0 | 0 | 0 | 0 | 17.9266 | 43.302 | 0 | 11.192 | -1.8165 | 0.8541 | 12.6826 | 0 | -1 | -4.2 | 13.9692 | 0 | 0 | 21.7263 | 21.7263 | 21.7263 | 21.7263 | 25.2631 | 30.7476 | 0 | 0 | 0 | 0 | 0 | 0 | 0 | 0 | 0 | 0 | 0 | 0 | 0 | 0 | 0 | 0 | -50 | 0 | 9.4603 | 0 | -378.1125 | 19.5065 | 0 | 74.1091 | 69.6985 | 109.4622 | 1228.275 | 35.7379 | 65.5937 | 0 | 0.5292 | 0 | 8.626 | 3.074 | 0 | 1134.808 | 332.19 | -435.0325 | 8.9489 | 6.38 | -1.72 | 17.2884 | 5.846 | 2025-11-29 | 2025_11_29 Hr 24 | 132.9899 | 0.000329 | -1134.808 | -418.737 | 441.6314 | 930.6164 | 168.2098 | 13.0877 | 0 | 106.2895 | 191.3694 | 143.9725 | 22.0972 | 182.7729 | 283.5925 | 0 | 7.2612 | 46.06 | 245.025 | 0 | 143.8077 | 0
2025_11_30 Hr 01 | 0 | 0 | 0 | 3.5474 | 3.5621 | 3.5609 | 3.8089 | 3.8089 | 3.8089 | 45.6219 | 0 | 0.1104 | 18 | 0 | 91.3864 | 91.3864 | 283.5925 | 0 | 0.00615 | 0.074 | 0.02596 | 0 | 0 | 0 | 0 | 0 | 0 | 0.0705 | 0.2574 | 46.06 | 7.2612 | 245.025 | 0 | 0 | 0 | 0 | 16.9641 | 40.9764 | 0 | 46.9268 | 0 | 0.8541 | 12.6896 | 0 | -1 | -4.2 | 13.991 | 0 | 0 | 12.6282 | 12.6282 | 12.6282 | 12.6282 | 14.6839 | 31.8006 | 0 | 0 | 0 | 0 | 0 | 0 | 0 | 0 | 0 | 0 | 0 | 0 | 0 | 0 | 0 | 0 | -50 | 0 | 9.4754 | 0 | -363.9602 | 19.7293 | 0 | 74.1091 | 69.6985 | 113.9448 | 1144.477 | 34.8717 | 64.0263 | 0 | 0.5292 | 0 | 8.626 | 3.074 | 0 | 1095.508 | 324.985 | -420.8802 | 8.9452 | 6.38 | -1.72 | 16.8979 | 5.7069 | 2025-11-30 | 2025_11_30 Hr 01 | 120.1813 | 0.000328 | -1095.508 | -367.0334 | 355.0922 | 930.6164 | 163.7454 | 13.0877 | 0 | 103.0417 | 110.8186 | 141.2319 | 22.0972 | 182.7729 | 283.5925 | 0 | 7.2612 | 46.06 | 245.025 | 0 | 143.8077 | 0
2025_11_30 Hr 02 | 0 | 0 | 0 | 3.5474 | 3.5621 | 3.5609 | 3.8089 | 3.8089 | 3.8089 | 49.6965 | 0 | 0.1104 | 22 | 0 | 91.3864 | 91.3864 | 283.5925 | 0 | 0.00615 | 0.074 | 0.02596 | 0 | 0 | 0 | 0 | 0 | 0 | 0.0705 | 0.2574 | 46.06 | 7.2612 | 245.025 | 0 | 0 | 0 | 0 | 17.1103 | 41.3296 | 0 | 45.0598 | 0 | 0.8541 | 12.6896 | 0 | -1 | -4.2 | 13.991 | 0 | 0 | 13.7531 | 13.7531 | 13.7531 | 13.7531 | 15.992 | 30.7476 | 0 | 0 | 0 | 0 | 0 | 0 | 0 | 0 | 0 | 0 | 0 | 0 | 0 | 0 | 0 | 0 | -50 | 0 | 9.4754 | 0 | -369.6549 | 19.7293 | 0 | 74.1091 | 69.6985 | 115.9692 | 1154.858 | 35.0129 | 64.2854 | 0 | 0.5292 | 0 | 8.626 | 3.074 | 0 | 1103.792 | 330.4483 | -426.5749 | 8.9452 | 6.38 | -1.72 | 16.9663 | 5.73 | 2025-11-30 | 2025_11_30 Hr 02 | 120.1813 | -0.000309 | -1103.792 | -374.5951 | 365.9658 | 930.6164 | 168.7168 | 13.0877 | 0 | 103.5411 | 120.701 | 141.7238 | 22.0972 | 182.7729 | 283.5925 | 0 | 7.2612 | 46.06 | 245.025 | 0 | 143.8077 | 0
2025_11_30 Hr 03 | 0 | 0 | 0 | 3.5474 | 3.5621 | 3.5609 | 3.8089 | 3.8089 | 3.8089 | 50.6473 | 0 | 0.1104 | 28 | 0 | 91.3864 | 91.3864 | 283.5925 | 0 | 0.00615 | 0.074 | 0.02596 | 0 | 0 | 0 | 0 | 0 | 0 | 0.0705 | 0.2574 | 46.06 | 7.2612 | 245.025 | 0 | 0 | 0 | 0 | 17.1444 | 41.412 | 0 | 29.3706 | 0 | 0.8541 | 12.6896 | 0 | -1 | -4.2 | 13.991 | 0 | 0 | 14.0156 | 14.0156 | 14.0156 | 14.0156 | 16.2972 | 24.8508 | 0 | 0 | 0 | 0 | 0 | 0 | 0 | 0 | 0 | 0 | 0 | 0 | 0 | 0 | 0 | 0 | -50 | 0 | 9.4754 | 0 | -385.442 | 19.7293 | 0 | 74.1091 | 69.6985 | 121.0302 | 1157.281 | 35.0458 | 64.3459 | 0 | 0.5292 | 0 | 8.626 | 3.074 | 0 | 1080.017 | 335.7273 | -442.362 | 8.9452 | 6.38 | -1.72 | 16.9822 | 5.7354 | 2025-11-30 | 2025_11_30 Hr 03 | 119.7569 | -0.000318 | -1080.017 | -406.0714 | 368.503 | 930.6164 | 173.881 | 13.0877 | 0 | 103.6576 | 123.0068 | 141.8386 | 22.0972 | 182.7729 | 283.5925 | 0 | 7.2612 | 46.06 | 245.025 | 0 | 143.8077 | 0
2025_11_30 Hr 04 | 0 | 0 | 0 | 3.5474 | 3.5621 | 3.5609 | 3.8089 | 3.8089 | 3.8089 | 54.7219 | 0 | 0.1104 | 46 | 0 | 91.3864 | 91.3864 | 283.5925 | 0 | 0.00615 | 0.074 | 0.02596 | 0 | 0 | 0 | 0 | 0 | 0 | 0.0705 | 0.2574 | 46.06 | 7.2612 | 245.025 | 0 | 0 | 0 | 0 | 17.2907 | 41.7651 | 0 | 42.196 | 0 | 0.8541 | 12.6896 | 0 | -1 | -4.2 | 13.991 | 0 | 0 | 15.1405 | 15.1405 | 15.1405 | 15.1405 | 17.6052 | 28.8522 | 0 | 0 | 0 | 0 | 0 | 0 | 0 | 0 | 0 | 0 | 0 | 0 | 0 | 0 | 0 | 0 | -50 | 0 | 9.4754 | 0 | -430.3939 | 19.7293 | 0 | 74.1091 | 69.6985 | 112.065 | 1167.662 | 35.187 | 64.6051 | 0 | 0.5292 | 0 | 8.626 | 3.074 | 0 | 1071.8 | 349.2554 | -487.3139 | 8.9452 | 6.38 | -1.72 | 17.0506 | 5.7585 | 2025-11-30 | 2025_11_30 Hr 04 | 118.2072 | -5e-06 | -1071.8 | -438.1979 | 379.3765 | 930.6164 | 186.9172 | 13.0877 | 0 | 104.157 | 132.8891 | 142.3305 | 22.0972 | 182.7729 | 283.5925 | 0 | 7.2612 | 46.06 | 245.025 | 0 | 143.8077 | 0
2025_11_30 Hr 05 | 0 | 0 | 0 | 3.5474 | 3.5621 | 3.5609 | 3.8089 | 3.8089 | 3.8089 | 60.3811 | 0 | 0.1104 | 59 | 0 | 91.3864 | 91.3864 | 283.5925 | 0 | 0.00615 | 0.074 | 0.02596 | 0 | 0 | 0 | 0 | 0 | 0 | 0.0705 | 0.2574 | 46.06 | 7.2612 | 245.025 | 0 | 0 | 0 | 0 | 17.4937 | 42.2557 | 0 | 29.4672 | 0 | 0.8541 | 12.6896 | 0 | -1 | -4.2 | 13.991 | 0 | 0 | 16.7029 | 16.7029 | 16.7029 | 16.7029 | 19.422 | 34.749 | 0 | 0 | 0 | 0 | 0 | 0 | 0 | 0 | 0 | 0 | 0 | 0 | 0 | 0 | 0 | 0 | -50 | 0 | 9.4754 | 0 | -428.4965 | 19.7293 | 0 | 74.1091 | 69.6985 | 119.0058 | 1182.082 | 35.383 | 64.9651 | 0 | 0.5292 | 0 | 8.626 | 3.074 | 0 | 1101.908 | 375.7761 | -485.4165 | 8.9452 | 6.38 | -1.72 | 17.1456 | 5.7906 | 2025-11-30 | 2025_11_30 Hr 05 | 118.5673 | 0.000342 | -1101.908 | -449.0293 | 394.4787 | 930.6164 | 212.7548 | 13.0877 | 0 | 104.8506 | 146.6145 | 143.0136 | 22.0972 | 182.7729 | 283.5925 | 0 | 7.2612 | 46.06 | 245.025 | 0 | 143.8077 | 0
2025_11_30 Hr 06 | 0 | 0 | 0 | 3.5474 | 3.5621 | 3.5609 | 3.8089 | 3.8089 | 3.8089 | 76.4079 | 0 | 0.1104 | 29 | 0 | 91.3864 | 91.3864 | 283.5925 | 0 | 0.00615 | 0.074 | 0.02596 | 0 | 0 | 0 | 0 | 0 | 0 | 0.0705 | 0.2574 | 46.06 | 7.2612 | 245.025 | 0 | 0 | 0 | 0 | 18.0689 | 43.6448 | 0 | 8.6804 | -0.89045 | 0.8541 | 12.6896 | 0 | -1 | -4.2 | 13.991 | 0 | 0 | 21.1275 | 21.1275 | 21.1275 | 21.1275 | 24.5669 | 33.8013 | 0 | 0 | 0 | 0 | 0 | 0 | 0 | 0 | 0 | 0 | 0 | 0 | 0 | 0 | 0 | 0 | -50 | 0 | 9.4754 | 0 | -391.6914 | 19.7293 | 0 | 74.1091 | 69.6985 | 119.4396 | 1222.916 | 35.9383 | 65.9846 | 0 | 0.5292 | 0 | 8.626 | 3.074 | 0 | 1129.292 | 347.197 | -448.6114 | 8.9452 | 6.38 | -1.72 | 17.4147 | 5.8814 | 2025-11-30 | 2025_11_30 Hr 06 | 119.011 | -0.0003415 | -1129.292 | -433.9015 | 437.2481 | 930.6164 | 182.2409 | 13.0877 | 0 | 106.8148 | 185.4849 | 144.9483 | 22.0972 | 182.7729 | 283.5925 | 0 | 7.2612 | 46.06 | 245.025 | 0 | 143.8077 | 0
2025_11_30 Hr 07 | 0 | 0 | 0 | 3.5474 | 3.5621 | 3.5609 | 3.8089 | 3.8089 | 3.8089 | 98.9088 | 0 | 0.1104 | 65 | 0 | 91.3864 | 91.3864 | 281.7479 | 0 | 0.00615 | 0.074 | 0.02596 | 0 | 0 | 0 | 0 | 0 | 0 | 0.0705 | 0.2574 | 46.06 | 7.2612 | 244.0449 | 0 | 0 | 0 | 0 | 18.8763 | 45.5951 | 0 | 3.1924 | -6.2744 | 0.8541 | 12.6896 | 0 | -1 | -4.2 | 13.991 | 0 | 0 | 27.3396 | 27.3396 | 27.3396 | 27.3396 | 31.7902 | 33.8013 | 0 | 0 | 0 | 0 | 0 | 0 | 0 | 0 | 0 | 0 | 0 | 0 | 0 | 0 | 0 | 0 | -50 | 0 | 9.4754 | 0 | -431.1729 | 19.7293 | 0 | 72.8564 | 68.4873 | 115.5354 | 1274.958 | 36.7179 | 67.416 | 0 | 0.5292 | 0 | 8.626 | 3.074 | 0 | 1165.792 | 382.009 | -488.0929 | 8.9452 | 6.38 | -1.72 | 17.7925 | 6.009 | 2025-11-30 | 2025_11_30 Hr 07 | 105.3583 | -0.000359 | -1165.792 | -484.2549 | 497.2944 | 925.3278 | 214.3367 | 13.0877 | 0 | 109.5726 | 240.0572 | 147.6646 | 22.0972 | 182.7729 | 281.7479 | 0 | 7.2612 | 46.06 | 244.0449 | 0 | 141.3437 | 0
2025_11_30 Hr 08 | 0.51906 | 0 | 0 | 3.5474 | 3.5621 | 3.5609 | 3.8089 | 3.8089 | 3.8089 | 115.8411 | 0 | 0.1104 | 72 | 0 | 91.3864 | 91.3864 | 281.7479 | 0 | 0.00615 | 0.074 | 0.02596 | 0 | 0 | 0 | 0 | 0 | 0 | 0.0705 | 0.2574 | 46.06 | 7.2612 | 244.0449 | 0 | 0 | 0 | 0 | 19.4839 | 47.0628 | 0 | 0 | -30.8255 | 0.8541 | 12.6896 | 0 | -1 | -4.2 | 13.991 | 0 | 0 | 32.0142 | 32.0142 | 32.0142 | 32.0142 | 37.2258 | 45.7002 | 0 | 0 | 0 | 0 | 0 | 0 | 0 | 0 | 0 | 0 | 0 | 0 | 0 | 0 | 0 | 0 | -50 | 0 | 9.4754 | 0 | -415.0316 | 19.7293 | 0 | 73.4131 | 69.0439 | 119.4396 | 1319.213 | 37.3045 | 68.4931 | 0 | 0.5292 | -0.51906 | 8.626 | 3.074 | 0 | 1223.292 | 407.3752 | -472.4707 | 8.9452 | 6.38 | -1.72 | 18.0768 | 6.105 | 2025-11-30 | 2025_11_30 Hr 08 | 121.0219 | -0.000329 | -1223.292 | -495.8571 | 542.4802 | 926.4411 | 237.1398 | 13.0877 | 0 | 111.6478 | 281.1237 | 149.7087 | 22.0972 | 182.7729 | 281.7479 | 0 | 7.2612 | 46.06 | 244.0449 | 0 | 142.457 | 0
2025_11_30 Hr 09 | 4.1392 | 0 | 0 | 3.5474 | 3.5621 | 3.5609 | 3.8089 | 3.8089 | 3.8089 | 124.6241 | 0 | 0.1104 | 80 | 0 | 91.3864 | 91.3864 | 281.7479 | 0 | 0.00615 | 0.074 | 0.02596 | 0 | 0 | 0 | 0 | 0 | 0 | 0.0705 | 0.2574 | 46.06 | 7.2612 | 244.0449 | 0 | 0 | 0 | 0 | 19.7991 | 47.8241 | 0 | 0 | -33.2398 | 0.8541 | 12.6896 | 0 | -1 | -4.2 | 13.991 | 0 | 0 | 34.439 | 34.439 | 34.439 | 34.439 | 40.0454 | 39.6981 | 0 | 0 | 0 | 0 | 0 | 0 | 0 | 0 | 0 | 0 | 0 | 0 | 0 | 0 | 0 | 0 | -50 | 0 | 9.4754 | 0 | -400.7712 | 19.7293 | 0 | 73.4131 | 69.0439 | 114.957 | 1341.591 | 37.6088 | 69.0518 | 0 | 0.5292 | -4.1392 | 8.626 | 3.074 | 0 | 1256.092 | 409.5709 | -461.8304 | 8.9452 | 6.38 | -1.72 | 18.2242 | 6.1548 | 2025-11-30 | 2025_11_30 Hr 09 | 117.4532 | -0.000349 | -1256.092 | -484.011 | 565.9188 | 926.4411 | 234.6551 | 13.0877 | 0 | 112.7243 | 302.4255 | 150.7689 | 22.0972 | 182.7729 | 281.7479 | 0 | 7.2612 | 46.06 | 244.0449 | 0 | 142.457 | 0
2025_11_30 Hr 10 | 8.819 | 1.5e-05 | 0.000423 | 3.5474 | 3.5621 | 3.5609 | 3.8089 | 3.8089 | 3.8089 | 134.041 | 0 | 0.1104 | 78 | 0 | 91.3864 | 91.3864 | 281.7479 | 0 | 0.00615 | 0.074 | 0.02596 | 0 | 0 | 0 | 0 | 0 | 0 | 0.0705 | 0.2574 | 46.06 | 7.2612 | 244.0449 | 0 | 0 | 0 | 0 | 20.137 | 48.6403 | 0 | 0 | -54.7761 | 0.8541 | 12.6896 | 0 | -1 | -4.2 | 13.991 | 0 | 0 | 37.0388 | 37.0388 | 37.0388 | 37.0388 | 43.0684 | 33.8013 | 0 | 0 | 0 | 0 | 0 | 0 | 0 | 0 | 0 | 0 | 0 | 0 | 0 | 0 | 0 | 0 | -50 | 0 | 9.4754 | 0 | -349.6497 | 19.7293 | 0 | 72.8564 | 68.4873 | 117.5598 | 1364.471 | 37.9351 | 69.6508 | 0 | 0.5292 | -8.819 | 8.626 | 3.074 | 0 | 1304.4 | 410.0935 | -415.3887 | 8.9452 | 6.38 | -1.72 | 18.3823 | 6.2082 | 2025-11-30 | 2025_11_30 Hr 10 | 108.5219 | -3.7e-05 | -1304.4 | -454.4258 | 591.0488 | 925.3278 | 229.3615 | 13.0877 | 0 | 113.8784 | 325.2646 | 151.9057 | 22.0972 | 182.7729 | 281.7479 | 0 | 7.2612 | 46.06 | 244.0449 | 0 | 141.3437 | 0
2025_11_30 Hr 11 | 7.7776 | 9e-05 | 0.002538 | 3.5474 | 3.5621 | 3.5609 | 3.8089 | 3.8089 | 3.8089 | 139.3833 | 0 | 0.1104 | 78 | 0 | 91.3864 | 91.3864 | 281.7479 | 0 | 0.00615 | 0.074 | 0.02596 | 0 | 0 | 0 | 0 | 0 | 0 | 0.0705 | 0.2574 | 46.06 | 7.2612 | 244.0449 | 0 | 0 | 0 | 0 | 20.3287 | 49.1034 | 0 | 0 | -57.3892 | 0.8541 | 12.6896 | 0 | -1 | -4.2 | 13.991 | 0 | 0 | 38.5137 | 38.5137 | 38.5137 | 38.5137 | 44.7834 | 30.7476 | 0 | 0 | 0 | 0 | 0 | 0 | 0 | 0 | 0 | 0 | 0 | 0 | 0 | 0 | 0 | 0 | -50 | 0 | 9.4754 | 0 | -342.8329 | 19.7293 | 0 | 73.4131 | 69.0439 | 107.4378 | 1379.198 | 38.1202 | 69.9907 | 0 | 0.5292 | -7.7776 | 8.626 | 3.074 | 0 | 1310.8 | 396.5214 | -407.5305 | 8.9452 | 6.38 | -1.72 | 18.472 | 6.2385 | 2025-11-30 | 2025_11_30 Hr 11 | 112.3606 | -7e-06 | -1310.8 | -450.2221 | 605.3053 | 926.4411 | 216.188 | 13.0877 | 0 | 114.5332 | 338.2215 | 152.5506 | 22.0972 | 182.7729 | 281.7479 | 0 | 7.2612 | 46.06 | 244.0449 | 0 | 142.457 | 0
2025_11_30 Hr 12 | 7.2585 | 0.00015 | 0.00423 | 3.5474 | 3.5621 | 3.5609 | 3.8089 | 3.8089 | 3.8089 | 130.2833 | 0 | 0.1104 | 78 | 0 | 91.3864 | 91.3864 | 281.7479 | 0 | 0.00615 | 0.074 | 0.02596 | 0 | 0 | 0 | 0 | 0 | 0 | 0.0705 | 0.2574 | 46.06 | 7.2612 | 244.0449 | 0 | 0 | 0 | 0 | 20.0021 | 48.3146 | 0 | 0 | -24.287 | 0.8541 | 12.6896 | 0 | -1 | -4.2 | 13.991 | 0 | 0 | 36.0014 | 36.0014 | 36.0014 | 36.0014 | 41.8621 | 21.9024 | 0 | 0 | 0 | 0 | 0 | 0 | 0 | 0 | 0 | 0 | 0 | 0 | 0 | 0 | 0 | 0 | -50 | 0 | 9.4754 | 0 | -347.3209 | 19.7293 | 0 | 73.4131 | 69.0439 | 101.943 | 1356.014 | 37.8049 | 69.4118 | 0 | 0.5292 | -7.2585 | 8.626 | 3.074 | 0 | 1300.792 | 380.5639 | -411.4994 | 8.9452 | 6.38 | -1.72 | 18.3192 | 6.1869 | 2025-11-30 | 2025_11_30 Hr 12 | 110.6631 | -0.000351 | -1300.792 | -421.6079 | 581.021 | 926.4411 | 201.8498 | 13.0877 | 0 | 113.4179 | 316.151 | 151.4521 | 22.0972 | 182.7729 | 281.7479 | 0 | 7.2612 | 46.06 | 244.0449 | 0 | 142.457 | 0
2025_11_30 Hr 13 | 10.3662 | 0.000375 | 0.010575 | 3.5474 | 3.5621 | 3.5609 | 3.8089 | 3.8089 | 3.8089 | 135.037 | 0 | 0.1104 | 77 | 0 | 91.3864 | 91.3864 | 281.7479 | 0 | 0.00615 | 0.074 | 0.02596 | 0 | 0 | 0 | 0 | 0 | 0 | 0.0705 | 0.2574 | 46.06 | 7.2612 | 244.0449 | 0 | 0 | 0 | 0 | 20.1727 | 48.7266 | 0 | 0 | -48.3992 | 0.8541 | 12.6896 | 0 | -1 | -4.2 | 13.991 | 0 | 0 | 37.3138 | 37.3138 | 37.3138 | 37.3138 | 43.3881 | 13.8996 | 0 | 0 | 0 | 0 | 0 | 0 | 0 | 0 | 0 | 0 | 0 | 0 | 0 | 0 | 0 | 0 | -50 | 0 | 9.4754 | 0 | -348.1071 | 19.7293 | 0 | 73.4131 | 69.0439 | 120.4518 | 1368.133 | 37.9696 | 69.7142 | 0 | 0.5292 | -10.3662 | 8.626 | 3.074 | 0 | 1298.092 | 393.7517 | -415.3933 | 8.9452 | 6.38 | -1.72 | 18.399 | 6.2139 | 2025-11-30 | 2025_11_30 Hr 13 | 108.5816 | -0.000348 | -1298.092 | -446.5063 | 593.7068 | 926.4411 | 211.3623 | 13.0877 | 0 | 114.0005 | 327.6803 | 152.0259 | 22.0972 | 182.7729 | 281.7479 | 0 | 7.2612 | 46.06 | 244.0449 | 0 | 142.457 | 0
2025_11_30 Hr 14 | 11.3977 | 0.000615 | 0.017343 | 3.5474 | 3.5621 | 3.5609 | 3.8089 | 3.8089 | 3.8089 | 134.7201 | 0 | 0.1104 | 81 | 0 | 91.3864 | 91.3864 | 281.7479 | 0 | 0.00615 | 0.074 | 0.02596 | 0 | 0 | 0 | 0 | 0 | 0 | 0.0705 | 0.2574 | 46.06 | 7.2612 | 244.0449 | 0 | 0 | 0 | 0 | 20.1613 | 48.6992 | 0 | 0 | -44.2144 | 0.8541 | 12.6896 | 0 | -1 | -4.2 | 13.991 | 0 | 0 | 37.2263 | 37.2263 | 37.2263 | 37.2263 | 43.2864 | 11.8989 | 0 | 0 | 0 | 0 | 0 | 0 | 0 | 0 | 0 | 0 | 0 | 0 | 0 | 0 | 0 | 0 | -50 | 0 | 9.4754 | 0 | -363.2186 | 19.7293 | 0 | 72.8564 | 68.4873 | 119.4396 | 1366.219 | 37.9586 | 69.694 | 0 | 0.5292 | -11.3977 | 8.626 | 3.074 | 0 | 1286.2 | 395.7322 | -431.5363 | 8.9452 | 6.38 | -1.72 | 18.3937 | 6.2121 | 2025-11-30 | 2025_11_30 Hr 14 | 107.0062 | -1.7e-05 | -1286.2 | -457.433 | 592.8611 | 925.3278 | 212.3565 | 13.0877 | 0 | 113.9617 | 326.9117 | 151.9877 | 22.0972 | 182.7729 | 281.7479 | 0 | 7.2612 | 46.06 | 244.0449 | 0 | 141.3437 | 0
2025_11_30 Hr 15 | 11.401 | 0.00051 | 0.014382 | 3.5474 | 3.5621 | 3.5609 | 3.8089 | 3.8089 | 3.8089 | 129.3326 | 0 | 0.1104 | 78 | 0 | 91.3864 | 91.3864 | 281.7479 | 0 | 0.00615 | 0.074 | 0.02596 | 0 | 0 | 0 | 0 | 0 | 0 | 0.0705 | 0.2574 | 46.06 | 7.2612 | 244.0449 | 0 | 0 | 0 | 0 | 19.968 | 48.2322 | 0 | 0 | -36.9851 | 0.8541 | 12.6896 | 0 | -1 | -4.2 | 13.991 | 0 | 0 | 35.7389 | 35.7389 | 35.7389 | 35.7389 | 41.5569 | 10.9512 | 0 | 0 | 0 | 0 | 0 | 0 | 0 | 0 | 0 | 0 | 0 | 0 | 0 | 0 | 0 | 0 | -50 | 0 | 9.4754 | 0 | -351.8373 | 19.7293 | 0 | 70.5298 | 66.2324 | 121.0302 | 1347.907 | 37.772 | 69.3513 | 0 | 0.5292 | -11.401 | 8.626 | 3.074 | 0 | 1283.492 | 392.728 | -420.1584 | 8.9452 | 6.38 | -1.72 | 18.3032 | 6.1815 | 2025-11-30 | 2025_11_30 Hr 15 | 111.4108 | -0.00034 | -1283.492 | -438.8224 | 578.4838 | 920.7462 | 209.9963 | 13.0877 | 0 | 113.3014 | 313.8451 | 151.3373 | 22.0972 | 182.7729 | 281.7479 | 0 | 7.2612 | 46.06 | 244.0449 | 0 | 136.7621 | 0
2025_11_30 Hr 16 | 2.5887 | 0.00042 | 0.011844 | 3.5474 | 3.5621 | 3.5609 | 3.8089 | 3.8089 | 3.8089 | 138.4325 | 0 | 0.1104 | 76 | 0 | 91.3864 | 91.3864 | 281.7479 | 0 | 0.00615 | 0.074 | 0.02596 | 0 | 0 | 0 | 0 | 0 | 0 | 0.0705 | 0.2574 | 46.06 | 7.2612 | 244.0449 | 0 | 0 | 0 | 0 | 20.2946 | 49.021 | 0 | 0 | -50.0909 | 0.8541 | 12.6896 | 0 | -1 | -4.2 | 13.991 | 0 | 0 | 38.2512 | 38.2512 | 38.2512 | 38.2512 | 44.4782 | 8.9505 | 0 | 0 | 0 | 0 | 0 | 0 | 0 | 0 | 0 | 0 | 0 | 0 | 0 | 0 | 0 | 0 | -50 | 0 | 9.4754 | 0 | -342.7951 | 19.7293 | 0 | 73.4131 | 69.0439 | 120.018 | 1376.785 | 38.0873 | 69.9302 | 0 | 0.5292 | -2.5887 | 8.626 | 3.074 | 0 | 1304.392 | 380.0011 | -402.3038 | 8.9452 | 6.38 | -1.72 | 18.456 | 6.2331 | 2025-11-30 | 2025_11_30 Hr 16 | 111.115 | -0.000401 | -1304.392 | -442.886 | 602.7681 | 926.4411 | 204.9808 | 13.0877 | 0 | 114.4167 | 335.9155 | 152.4358 | 22.0972 | 182.7729 | 281.7479 | 0 | 7.2612 | 46.06 | 244.0449 | 0 | 142.457 | 0
2025_11_30 Hr 17 | 0 | 0.00018 | 0.005076 | 3.5474 | 3.5621 | 3.5609 | 3.8089 | 3.8089 | 3.8089 | 160.7071 | 0 | 0.1104 | 66 | 0 | 91.3864 | 91.3864 | 281.7479 | 0 | 0.00615 | 0.074 | 0.02596 | 0 | 0 | 0 | 0 | 0 | 0 | 0.0705 | 0.2574 | 46.06 | 7.2612 | 244.0449 | 0 | 0 | 0 | 0 | 21.0939 | 50.9517 | 0 | 0 | -74.33 | 0.8541 | 12.6896 | 0 | -1 | -4.2 | 13.991 | 0 | 0 | 44.4008 | 44.4008 | 44.4008 | 44.4008 | 51.6288 | 11.8989 | 0 | 0 | 0 | 0 | 0 | 0 | 0 | 0 | 0 | 0 | 0 | 0 | 0 | 0 | 0 | 0 | -50 | 0 | 9.4754 | 0 | -320.2734 | 19.7293 | 0 | 73.4131 | 69.0439 | 120.4518 | 1433.532 | 38.859 | 71.3471 | 0 | 0.5292 | 0 | 8.626 | 3.074 | 0 | 1355.492 | 373.4834 | -377.1934 | 8.9452 | 6.38 | -1.72 | 18.83 | 6.3594 | 2025-11-30 | 2025_11_30 Hr 17 | 124.6557 | -0.000332 | -1355.492 | -444.6034 | 662.2103 | 926.4411 | 198.356 | 13.0877 | 0 | 117.1467 | 389.9389 | 155.1248 | 22.0972 | 182.7729 | 281.7479 | 0 | 7.2612 | 46.06 | 244.0449 | 0 | 142.457 | 0
2025_11_30 Hr 18 | 0 | 6e-05 | 0.001692 | 3.5474 | 3.5621 | 3.5609 | 3.8089 | 3.8089 | 3.8089 | 163.5593 | 0 | 0.1104 | 54 | 0 | 91.3864 | 91.3864 | 281.7479 | 0 | 0.00615 | 0.074 | 0.02596 | 0 | 0 | 0 | 0 | 0 | 0 | 0.0705 | 0.2574 | 46.06 | 7.2612 | 244.0449 | 0 | 0 | 0 | 0 | 21.1962 | 51.1989 | 0 | 0 | -77.0751 | 0.8541 | 12.6896 | 0 | -1 | -4.2 | 13.991 | 0 | 0 | 45.1882 | 45.1882 | 45.1882 | 45.1882 | 52.5444 | 21.9024 | 0 | 0 | 0 | 0 | 0 | 0 | 0 | 0 | 0 | 0 | 0 | 0 | 0 | 0 | 0 | 0 | -50 | 0 | 9.4754 | 0 | -313.5977 | 19.7293 | 0 | 73.4131 | 69.0439 | 120.018 | 1440.796 | 38.9578 | 71.5286 | 0 | 0.5292 | 0 | 8.626 | 3.074 | 0 | 1364.6 | 371.3972 | -370.5177 | 8.9452 | 6.38 | -1.72 | 18.8779 | 6.3756 | 2025-11-30 | 2025_11_30 Hr 18 | 115.9429 | -2.4e-05 | -1364.6 | -440.6728 | 669.8218 | 926.4411 | 195.9222 | 13.0877 | 0 | 117.4963 | 396.8565 | 155.4691 | 22.0972 | 182.7729 | 281.7479 | 0 | 7.2612 | 46.06 | 244.0449 | 0 | 142.457 | 0
2025_11_30 Hr 19 | 0 | 0 | 0 | 3.5474 | 3.5621 | 3.5609 | 3.8089 | 3.8089 | 3.8089 | 158.217 | 0 | 0.1104 | 44 | 0 | 91.3864 | 91.3864 | 281.7479 | 0 | 0.00615 | 0.074 | 0.02596 | 0 | 0 | 0 | 0 | 0 | 0 | 0.0705 | 0.2574 | 46.06 | 7.2612 | 244.0449 | 0 | 0 | 0 | 0 | 21.0045 | 50.7358 | 0 | 0 | -74.3424 | 0.8541 | 12.6896 | 0 | -1 | -4.2 | 13.991 | 0 | 0 | 43.7133 | 43.7133 | 43.7133 | 43.7133 | 50.8294 | 24.8508 | 0 | 0 | 0 | 0 | 0 | 0 | 0 | 0 | 0 | 0 | 0 | 0 | 0 | 0 | 0 | 0 | -50 | 0 | 9.4754 | 0 | -318.8411 | 19.7293 | 0 | 73.4131 | 69.0439 | 121.0302 | 1427.182 | 38.7727 | 71.1887 | 0 | 0.5292 | 0 | 8.626 | 3.074 | 0 | 1341.792 | 364.7129 | -375.7611 | 8.9452 | 6.38 | -1.72 | 18.7882 | 6.3453 | 2025-11-30 | 2025_11_30 Hr 19 | 129.6647 | -0.000397 | -1341.792 | -443.1835 | 655.5653 | 926.4411 | 189.881 | 13.0877 | 0 | 116.8415 | 383.8996 | 154.8242 | 22.0972 | 182.7729 | 281.7479 | 0 | 7.2612 | 46.06 | 244.0449 | 0 | 142.457 | 0
2025_11_30 Hr 20 | 0 | 0 | 0 | 3.5474 | 3.5621 | 3.5609 | 3.8089 | 3.8089 | 3.8089 | 150.6564 | 0 | 0.1104 | 36 | 0 | 91.3864 | 91.3864 | 281.7479 | 0 | 0.00615 | 0.074 | 0.02596 | 0 | 0 | 0 | 0 | 0 | 0 | 0.0705 | 0.2574 | 46.06 | 7.2612 | 244.0449 | 0 | 0 | 0 | 0 | 20.7332 | 50.0805 | 0 | 0 | -71.1536 | 0.8541 | 12.6896 | 0 | -1 | -4.2 | 13.991 | 0 | 0 | 41.626 | 41.626 | 41.626 | 41.626 | 48.4023 | 19.9017 | 0 | 0 | 0 | 0 | 0 | 0 | 0 | 0 | 0 | 0 | 0 | 0 | 0 | 0 | 0 | 0 | -50 | 0 | 9.4754 | 0 | -310.5715 | 19.7293 | 0 | 73.4131 | 69.0439 | 119.0058 | 1407.918 | 38.5108 | 70.7078 | 0 | 0.5292 | 0 | 8.626 | 3.074 | 0 | 1318.1 | 348.8267 | -367.4915 | 8.9452 | 6.38 | -1.72 | 18.6612 | 6.3024 | 2025-11-30 | 2025_11_30 Hr 20 | 119.2223 | 2.4e-05 | -1318.1 | -431.7251 | 635.3889 | 926.4411 | 174.9075 | 13.0877 | 0 | 115.9148 | 365.5626 | 153.9115 | 22.0972 | 182.7729 | 281.7479 | 0 | 7.2612 | 46.06 | 244.0449 | 0 | 142.457 | 0
2025_11_30 Hr 21 | 0 | 0 | 0 | 3.5474 | 3.5621 | 3.5609 | 3.8089 | 3.8089 | 3.8089 | 124.0356 | 0 | 0.1104 | 23 | 0 | 91.3864 | 91.3864 | 281.7479 | 0 | 0.00615 | 0.074 | 0.02596 | 0 | 0 | 0 | 0 | 0 | 0 | 0.0705 | 0.2574 | 46.06 | 7.2612 | 244.0449 | 0 | 0 | 0 | 0 | 19.7779 | 47.7731 | 0 | 0 | -34.318 | 0.8541 | 12.6896 | 0 | -1 | -4.2 | 13.991 | 0 | 0 | 34.2765 | 34.2765 | 34.2765 | 34.2765 | 39.8564 | 13.8996 | 0 | 0 | 0 | 0 | 0 | 0 | 0 | 0 | 0 | 0 | 0 | 0 | 0 | 0 | 0 | 0 | -50 | 0 | 9.4754 | 0 | -313.3319 | 19.7293 | 0 | 73.4131 | 69.0439 | 112.065 | 1340.091 | 37.5885 | 69.0144 | 0 | 0.5292 | 0 | 8.626 | 3.074 | 0 | 1255.192 | 319.6702 | -370.2519 | 8.9452 | 6.38 | -1.72 | 18.2143 | 6.1515 | 2025-11-30 | 2025_11_30 Hr 21 | 110.323 | -0.000306 | -1255.192 | -397.6499 | 564.3482 | 926.4411 | 148.9646 | 13.0877 | 0 | 112.6522 | 300.9982 | 150.6979 | 22.0972 | 182.7729 | 281.7479 | 0 | 7.2612 | 46.06 | 244.0449 | 0 | 142.457 | 0
2025_11_30 Hr 22 | 0 | 0 | 0 | 3.5474 | 3.5621 | 3.5609 | 3.8089 | 3.8089 | 3.8089 | 92.0272 | 0 | 0.1104 | 12 | 0 | 91.3864 | 91.3864 | 281.7479 | 0 | 0.00615 | 0.074 | 0.02596 | 0 | 0 | 0 | 0 | 0 | 0 | 0.0705 | 0.2574 | 46.06 | 7.2612 | 244.0449 | 0 | 0 | 0 | 0 | 18.6293 | 44.9987 | 0 | 5.9001 | -0.51266 | 0.8541 | 12.6896 | 0 | -1 | -4.2 | 13.991 | 0 | 0 | 25.4397 | 25.4397 | 25.4397 | 25.4397 | 29.5811 | 11.8989 | 0 | 0 | 0 | 0 | 0 | 0 | 0 | 0 | 0 | 0 | 0 | 0 | 0 | 0 | 0 | 0 | -50 | 0 | 9.4754 | 0 | -319.9563 | 19.7293 | 0 | 73.4131 | 69.0439 | 113.511 | 1258.537 | 36.4795 | 66.9782 | 0 | 0.5292 | 0 | 8.626 | 3.074 | 0 | 1191.3 | 304.2515 | -376.8763 | 8.9452 | 6.38 | -1.72 | 17.6769 | 5.97 | 2025-11-30 | 2025_11_30 Hr 22 | 103.1857 | -2.74e-05 | -1191.3 | -364.5689 | 478.9302 | 926.4411 | 137.4099 | 13.0877 | 0 | 108.7292 | 223.3671 | 146.8339 | 22.0972 | 182.7729 | 281.7479 | 0 | 7.2612 | 46.06 | 244.0449 | 0 | 142.457 | 0
2025_11_30 Hr 23 | 0 | 0 | 0 | 3.5474 | 3.5621 | 3.5609 | 3.8089 | 3.8089 | 3.8089 | 57.2119 | 0 | 0.1104 | 5 | 0 | 91.3864 | 91.3864 | 283.5925 | 0 | 0.00615 | 0.074 | 0.02596 | 0 | 0 | 0 | 0 | 0 | 0 | 0.0705 | 0.2574 | 46.06 | 7.2612 | 245.025 | 0 | 0 | 0 | 0 | 17.38 | 41.981 | 0 | 34.0375 | 0 | 0.8541 | 12.6896 | 0 | -1 | -4.2 | 13.991 | 0 | 0 | 15.8279 | 15.8279 | 15.8279 | 15.8279 | 18.4046 | 8.9505 | 0 | 0 | 0 | 0 | 0 | 0 | 0 | 0 | 0 | 0 | 0 | 0 | 0 | 0 | 0 | 0 | -50 | 0 | 9.4754 | 0 | -320.5616 | 19.7293 | 0 | 74.1091 | 69.6985 | 119.4396 | 1174.007 | 35.2732 | 64.7635 | 0 | 0.5292 | 0 | 8.626 | 3.074 | 0 | 1126.592 | 296.0289 | -377.4816 | 8.9452 | 6.38 | -1.72 | 17.0924 | 5.7726 | 2025-11-30 | 2025_11_30 Hr 23 | 107.7005 | -0.000327 | -1126.592 | -336.5241 | 386.0215 | 930.6164 | 133.3901 | 13.0877 | 0 | 104.4621 | 138.9283 | 142.6311 | 22.0972 | 182.7729 | 283.5925 | 0 | 7.2612 | 46.06 | 245.025 | 0 | 143.8077 | 0
2025_11_30 Hr 24 | 0 | 0 | 0 | 3.5474 | 3.5621 | 3.5609 | 3.8089 | 3.8089 | 3.8089 | 37.5311 | 0 | 0.1104 | 1 | 0 | 91.3864 | 91.3864 | 283.5925 | 0 | 0.00615 | 0.074 | 0.02596 | 0 | 0 | 0 | 0 | 0 | 0 | 0.0705 | 0.2574 | 46.06 | 7.2612 | 245.025 | 0 | 0 | 0 | 0 | 16.571 | 40.0267 | 0 | 52.4761 | 0 | 0.8541 | 12.6896 | 0 | -1 | -4.2 | 13.991 | 0 | 0 | 9.6034 | 9.6034 | 9.6034 | 9.6034 | 11.1668 | 10.9512 | 0 | 0 | 0 | 0 | 0 | 0 | 0 | 0 | 0 | 0 | 0 | 0 | 0 | 0 | 0 | 0 | -50 | 0 | 9.4754 | 0 | -341.4814 | 19.7293 | 0 | 74.1091 | 69.6985 | 121.0302 | 1119.427 | 34.4921 | 63.3293 | 0 | 0.5292 | 0 | 8.626 | 3.074 | 0 | 1066.4 | 292.8984 | -398.4014 | 8.9452 | 6.38 | -1.72 | 16.7139 | 5.6447 | 2025-11-30 | 2025_11_30 Hr 24 | 106.9289 | 1.8e-05 | -1066.4 | -339.0053 | 328.7198 | 930.6164 | 132.9814 | 13.0877 | 0 | 101.6988 | 87.1116 | 139.9093 | 22.0972 | 182.7729 | 283.5925 | 0 | 7.2612 | 46.06 | 245.025 | 0 | 143.8077 | 0
2025_12_01 Hr 01 | 0 | 0 | 0 | 0 | 0 | 0 | 0 | 0 | 0 | 57.6822 | 0 | 0.084 | 1 | 0 | 95.6014 | 95.6022 | 286.6375 | 0 | 0.00697 | 0.084 | 0.03454 | 0 | 0 | 0 | 0 | 0 | 0 | 0.29046 | 0.2376 | 0 | 7.2532 | 247.9653 | 0 | 0 | 0 | 0 | 16.3093 | 39.3946 | 0 | 0 | -29.4502 | 0.7527 | 12.6896 | 0.61 | -1 | -4.2 | 13.991 | 0 | 0 | 11.6582 | 11.6582 | 11.6582 | 11.6582 | 13.556 | 10.9512 | 0 | 0 | 0 | 0 | 0 | 0 | 0 | 0 | 0 | 0 | 0 | 0 | 0 | 0 | 0 | 0 | 0 | 0 | 9.4754 | 0 | -245.1256 | 19.2279 | 0 | 71.2258 | 77.5976 | 121.0302 | 1100.559 | 30.6766 | 56.336 | 0 | 0.5138 | 0 | 14.074 | 3.248 | 0 | 1101.135 | 282.1317 | -252.1056 | 8.9452 | 7.395 | -1.78 | 14.8787 | 1.31 | 2025-12-01 | 2025_12_01 Hr 01 | 59.7764 | 2.6e-05 | -1101.135 | -274.5758 | 341.1053 | 881.883 | 132.9814 | 19.7411 | 0 | 100.805 | 117.871 | 122.4292 | 0 | 191.2036 | 286.6375 | 0 | 7.2532 | 0 | 247.9653 | 0 | 148.8234 | 0
2025_12_01 Hr 02 | 0 | 0 | 0 | 0 | 0 | 0 | 0 | 0 | 0 | 53.7828 | 0 | 0.084 | 3 | 0 | 96.0814 | 96.0814 | 286.6375 | 0 | 0.00697 | 0.084 | 0.03454 | 0 | 0 | 0 | 0 | 0 | 0 | 0.29046 | 0.2376 | 0 | 7.2532 | 247.9653 | 0 | 0 | 0 | 0 | 16.0699 | 38.8165 | 0 | 0 | -29.9268 | 0.7527 | 12.6896 | 0.61 | -1 | -4.2 | 13.991 | 0 | 0 | 10.2231 | 10.2231 | 10.2231 | 10.2231 | 11.8873 | 11.8989 | 0 | 0 | 0 | 0 | 0 | 0 | 0 | 0 | 0 | 0 | 0 | 0 | 0 | 0 | 0 | 0 | 0 | 0 | 9.4754 | 0 | -244.6403 | 19.2279 | 0 | 71.2258 | 77.6894 | 121.0302 | 1089.484 | 30.2265 | 55.5093 | 0 | 0.5138 | 0 | 14.074 | 3.248 | 0 | 1091.502 | 283.5649 | -251.6203 | 8.9452 | 7.395 | -1.78 | 14.6603 | 1.2908 | 2025-12-01 | 2025_12_01 Hr 02 | 60.1416 | -0.000307 | -1091.502 | -274.5671 | 327.4647 | 882.9339 | 135.9291 | 19.7411 | 0 | 99.9876 | 106.5624 | 120.9148 | 0 | 192.1628 | 286.6375 | 0 | 7.2532 | 0 | 247.9653 | 0 | 148.9151 | 0
2025_12_01 Hr 03 | 0 | 0 | 0 | 0 | 0 | 0 | 0 | 0 | 0 | 51.9003 | 0 | 0.084 | 8 | 0 | 96.0814 | 96.0814 | 286.6375 | 0 | 0.00697 | 0.084 | 0.03454 | 0 | 0 | 0 | 0 | 0 | 0 | 0.29046 | 0.2376 | 0 | 7.2532 | 247.9653 | 0 | 0 | 0 | 0 | 15.9544 | 38.5374 | 0 | 0 | -38.593 | 0.7527 | 12.6896 | 0.61 | -1 | -4.2 | 13.991 | 0 | 0 | 9.5303 | 9.5303 | 9.5303 | 9.5303 | 11.0817 | 9.8982 | 0 | 0 | 0 | 0 | 0 | 0 | 0 | 0 | 0 | 0 | 0 | 0 | 0 | 0 | 0 | 0 | 0 | 0 | 9.4754 | 0 | -242.485 | 19.2279 | 0 | 71.2258 | 77.6894 | 120.4518 | 1083.63 | 30.0091 | 55.1102 | 0 | 0.5138 | 0 | 14.074 | 3.248 | 0 | 1080.827 | 285.2547 | -249.465 | 8.9452 | 7.395 | -1.78 | 14.5549 | 1.2815 | 2025-12-01 | 2025_12_01 Hr 03 | 58.4797 | -0.000299 | -1080.827 | -281.078 | 320.8797 | 882.9339 | 138.35 | 19.7411 | 0 | 99.593 | 101.103 | 120.1837 | 0 | 192.1628 | 286.6375 | 0 | 7.2532 | 0 | 247.9653 | 0 | 148.9151 | 0
2025_12_01 Hr 04 | 0 | 0 | 0 | 0 | 0 | 0 | 0 | 0 | 0 | 54.5089 | 0 | 0.084 | 22 | 0 | 96.0814 | 96.0814 | 286.6375 | 15.29 | 0.00697 | 0.084 | 0.03454 | 0 | 0 | 0 | 0 | 0 | 0 | 0.29046 | 0.2376 | 0 | 7.2532 | 247.9653 | 0 | 0 | 0 | 0 | 16.1145 | 38.9242 | 0 | 0 | -39.3341 | 0.7527 | 12.6896 | 0.61 | -1 | -4.2 | 13.991 | 0 | 0 | 10.4903 | 10.4903 | 10.4903 | 10.4903 | 12.198 | 9.8982 | 0 | 0 | 0 | 0 | 0 | 0 | 0 | 0 | 0 | 0 | 0 | 0 | 0 | 0 | 0 | 0 | 0 | 0 | 9.4754 | 0 | -278.9142 | 19.2279 | 0 | 71.2258 | 77.6894 | 112.4988 | 1107.032 | 30.3103 | 55.6633 | 0 | 0.5138 | 0 | 14.074 | 3.248 | 0 | 1074.118 | 292.3148 | -285.8942 | 8.9452 | 7.395 | -1.78 | 14.701 | 1.2943 | 2025-12-01 | 2025_12_01 Hr 04 | 58.6065 | 0.000363 | -1074.118 | -318.2483 | 330.0047 | 898.2239 | 144.397 | 19.7411 | 0 | 100.1398 | 108.6681 | 121.1968 | 0 | 192.1628 | 286.6375 | 15.29 | 7.2532 | 0 | 247.9653 | 0 | 148.9151 | 0
2025_12_01 Hr 05 | 0 | 0 | 0 | 0 | 0 | 0 | 0 | 0 | 0 | 67.74 | 0 | 0.084 | 29 | 0 | 96.0814 | 96.0814 | 286.6375 | 15.29 | 0.00697 | 0.084 | 0.03454 | 0 | 0 | 0 | 0 | 0 | 0 | 0.29046 | 0.2376 | 0 | 7.2532 | 247.9653 | 0 | 0 | 0 | 0 | 16.9266 | 40.8857 | 0 | 0 | -50.4079 | 0.7527 | 12.6896 | 0.61 | -1 | -4.2 | 13.991 | 0 | 0 | 15.3598 | 15.3598 | 15.3598 | 15.3598 | 17.8603 | 8.9505 | 0 | 0 | 0 | 0 | 0 | 0 | 0 | 0 | 0 | 0 | 0 | 0 | 0 | 0 | 0 | 0 | 0 | 0 | 9.4754 | 0 | -241.0373 | 19.2279 | 0 | 71.2258 | 77.6894 | 101.943 | 1148.177 | 31.8378 | 58.4684 | 0 | 0.5138 | 0 | 14.074 | 3.248 | 0 | 1142.702 | 292.95 | -248.0173 | 8.9452 | 7.395 | -1.78 | 15.4418 | 1.3596 | 2025-12-01 | 2025_12_01 Hr 05 | 58.3961 | -0.00028 | -1142.702 | -291.4452 | 376.2884 | 898.2239 | 139.8935 | 19.7411 | 0 | 102.9135 | 147.0395 | 126.3354 | 0 | 192.1628 | 286.6375 | 15.29 | 7.2532 | 0 | 247.9653 | 0 | 148.9151 | 0
2025_12_01 Hr 06 | 0 | 0 | 0 | 3.8622 | 3.8622 | 3.8116 | 3.8622 | 3.8622 | 3.8622 | 86.5379 | 0 | 0.084 | 37 | 0 | 96.0814 | 96.0814 | 286.6375 | 15.29 | 0.00697 | 0.084 | 0.03454 | 0 | 0 | 0 | 0 | 0 | 0 | 0.29046 | 0.2376 | 0 | 7.2532 | 247.9653 | 0 | 25.55 | 0 | 0 | 18.0803 | 43.6726 | 0 | 0 | -25.8884 | 0.7527 | 12.6896 | 0.55 | -1 | -4.2 | 13.991 | 0 | 0 | 22.2781 | 22.2781 | 22.2781 | 22.2781 | 25.9048 | 14.8473 | 0 | 0 | 0 | 0 | 0 | 0 | 0 | 0 | 0 | 0 | 0 | 0 | 0 | 0 | 0 | 0 | 0 | 0 | 9.4754 | 0 | -288.9676 | 19.2279 | 0 | 71.2258 | 77.6894 | 80.976 | 1255.306 | 34.0079 | 62.4537 | 0 | 0.5138 | 0 | 14.074 | 3.248 | 0 | 1226.65 | 293.1805 | -295.9476 | 8.9452 | 7.395 | -1.78 | 16.4944 | 1.4522 | 2025-12-01 | 2025_12_01 Hr 06 | 64.9106 | 3.5e-05 | -1226.65 | -314.856 | 442.0451 | 946.8965 | 132.8233 | 19.7411 | 0 | 106.8541 | 201.555 | 133.6361 | 23.1226 | 192.1628 | 286.6375 | 15.29 | 7.2532 | 0 | 247.9653 | 25.55 | 148.9151 | 0
2025_12_01 Hr 07 | 0 | 0 | 0 | 3.8622 | 3.8622 | 3.8116 | 3.8622 | 3.8622 | 3.8622 | 119.5081 | -14.3 | 0.084 | 43 | 0 | 96.0814 | 96.0814 | 285.811 | 15.21 | 0.00697 | 0.084 | 0.03454 | 0 | 0 | 0 | 0 | 0 | 0 | 0.29046 | 0.2376 | 0 | 7.2532 | 247.9653 | 0 | 25.55 | 0 | 0 | 20.1039 | 48.5605 | 0 | 0 | -28.447 | 0.7527 | 12.6896 | 0.55 | -1 | -4.2 | 13.991 | 0 | 0 | 34.4123 | 34.4123 | 34.4123 | 34.4123 | 40.0143 | 15.9003 | 0 | 0 | 0 | 0 | 0 | 0 | 0 | 0 | 0 | 0 | 0 | 0 | 0 | 0 | 0 | 0 | 0 | 0 | 9.4754 | 0 | -288.0243 | 19.2279 | 0 | 70.8723 | 77.3038 | 83.4342 | 1356.188 | 37.8141 | 69.4437 | 0 | 0.5138 | 0 | 14.074 | 3.248 | 0 | 1333.933 | 315.4965 | -309.3043 | 8.9452 | 7.395 | -1.78 | 18.3405 | 1.6148 | 2025-12-01 | 2025_12_01 Hr 07 | 63.747 | 0.000372 | -1333.933 | -316.4713 | 543.0781 | 945.251 | 142.3345 | 19.7411 | 0 | 113.7656 | 297.1716 | 132.1409 | 23.1226 | 192.1628 | 285.811 | 15.21 | 7.2532 | 0 | 247.9653 | 25.55 | 148.1762 | 0
2025_12_01 Hr 08 | 0.5174 | 0 | 0 | 3.8622 | 3.8622 | 3.8116 | 3.8622 | 3.8622 | 3.8622 | 137.3916 | -14.3 | 0.084 | 58 | 0 | 96.0814 | 96.0814 | 285.811 | 15.21 | 0.00697 | 0.084 | 0.03454 | 0 | 0 | 0 | 0 | 0 | 0 | 0.29046 | 0.2376 | 0 | 7.2532 | 247.9653 | 0 | 25.55 | 0 | 0 | 21.2016 | 51.2118 | 0 | 0 | -25.3405 | 0.7527 | 12.6896 | 0.55 | -1 | -4.2 | 13.991 | 0 | 0 | 40.9941 | 40.9941 | 40.9941 | 40.9941 | 47.6675 | 19.9017 | 0 | 0 | 0 | 0 | 0 | 0 | 0 | 0 | 0 | 0 | 0 | 0 | 0 | 0 | 0 | 0 | 0 | 0 | 9.4754 | 0 | -299.294 | 19.2279 | 0 | 70.8723 | 77.3038 | 81.5544 | 1411.801 | 39.8787 | 73.2352 | 0 | 0.5138 | -0.5174 | 14.074 | 3.248 | 0 | 1405.45 | 340.0811 | -321.0914 | 8.9452 | 7.395 | -1.78 | 19.3418 | 1.7029 | 2025-12-01 | 2025_12_01 Hr 08 | 69.2802 | 4e-06 | -1405.45 | -324.6345 | 605.6363 | 945.251 | 159.4561 | 19.7411 | 0 | 117.5145 | 349.0353 | 139.0865 | 23.1226 | 192.1628 | 285.811 | 15.21 | 7.2532 | 0 | 247.9653 | 25.55 | 148.1762 | 0
2025_12_01 Hr 09 | 5.6897 | 0 | 0 | 3.8622 | 3.8622 | 3.8116 | 3.8622 | 3.8622 | 3.8622 | 132.9274 | -14.3 | 0.084 | 64 | 0 | 96.0814 | 96.0814 | 285.811 | 15.21 | 0.00697 | 0.084 | 0.03454 | 0 | 0 | 0 | 0 | 0 | 0 | 0.29046 | 0.2376 | 0 | 7.2532 | 247.9653 | 0 | 25.55 | 0 | 0 | 20.9276 | 50.55 | 0 | 0 | -31.0704 | 0.7527 | 12.6896 | 0.55 | -1 | -4.2 | 13.991 | 0 | 0 | 39.3511 | 39.3511 | 39.3511 | 39.3511 | 45.7571 | 21.9024 | 0 | 0 | 0 | 0 | 0 | 0 | 0 | 0 | 0 | 0 | 0 | 0 | 0 | 0 | 0 | 0 | 0 | 0 | 9.4754 | 0 | -268.9864 | 19.2279 | 0 | 70.8723 | 77.3038 | 83.0004 | 1397.919 | 39.3633 | 72.2887 | 0 | 0.5138 | -5.6897 | 14.074 | 3.248 | 0 | 1423.858 | 352.9663 | -295.9561 | 8.9452 | 7.395 | -1.78 | 19.0919 | 1.6809 | 2025-12-01 | 2025_12_01 Hr 09 | 65.7728 | 0.000317 | -1423.858 | -300.0568 | 590.0202 | 945.251 | 168.9028 | 19.7411 | 0 | 116.5787 | 336.0888 | 137.3527 | 23.1226 | 192.1628 | 285.811 | 15.21 | 7.2532 | 0 | 247.9653 | 25.55 | 148.1762 | 0
2025_12_01 Hr 10 | 6.7478 | 0.000165 | 0.004653 | 3.8622 | 3.8622 | 3.8116 | 3.8622 | 3.8622 | 3.8622 | 131.4483 | -14.3 | 0.084 | 63 | 0 | 96.0814 | 96.0814 | 285.811 | 15.21 | 0.00697 | 0.084 | 0.03454 | 0 | 0 | 0 | 0 | 0 | 0 | 0.29046 | 0.2376 | 0 | 7.2532 | 247.9653 | 0 | 25.55 | 0 | 0 | 20.8368 | 50.3307 | 0 | 0 | -26.5347 | 0.7527 | 12.6896 | 0.55 | -1 | -4.2 | 13.991 | 0 | 0 | 38.8067 | 38.8067 | 38.8067 | 38.8067 | 45.1241 | 16.848 | 0 | 0 | 0 | 0 | 0 | 0 | 0 | 0 | 0 | 0 | 0 | 0 | 0 | 0 | 0 | 0 | 0 | 0 | 9.4754 | 0 | -251.5581 | 19.2279 | 0 | 70.8723 | 77.3038 | 78.9516 | 1393.324 | 39.1926 | 71.9751 | 0 | 0.5138 | -6.7478 | 14.074 | 3.248 | 0 | 1430.55 | 343.3469 | -279.5858 | 8.9452 | 7.395 | -1.78 | 19.009 | 1.6736 | 2025-12-01 | 2025_12_01 Hr 10 | 66.2678 | -3.7e-05 | -1430.55 | -278.0928 | 584.8462 | 945.251 | 158.8044 | 19.7411 | 0 | 116.2686 | 331.7993 | 136.7783 | 23.1226 | 192.1628 | 285.811 | 15.21 | 7.2532 | 0 | 247.9653 | 25.55 | 148.1762 | 0
2025_12_01 Hr 11 | 6.7494 | 0.000615 | 0.017343 | 3.8622 | 3.8622 | 3.8116 | 3.8622 | 3.8622 | 3.8622 | 129.4045 | -14.3 | 0.084 | 56 | 0 | 96.0814 | 96.0814 | 285.811 | 15.21 | 0.00697 | 0.084 | 0.03454 | 0 | 0 | 0 | 0 | 0 | 0 | 0.29046 | 0.2376 | 0 | 7.2532 | 247.9653 | 0 | 25.55 | 0 | 0 | 20.7113 | 50.0277 | 0 | 0 | -25.9363 | 0.7527 | 12.6896 | 0.55 | -1 | -4.2 | 13.991 | 0 | 0 | 38.0545 | 38.0545 | 38.0545 | 38.0545 | 44.2495 | 16.848 | 0 | 0 | 0 | 0 | 0 | 0 | 0 | 0 | 0 | 0 | 0 | 0 | 0 | 0 | 0 | 0 | 0 | 0 | 9.4754 | 0 | -249.6201 | 19.2279 | 0 | 70.8723 | 77.3038 | 78.9516 | 1386.981 | 38.9566 | 71.5418 | 0 | 0.5138 | -6.7494 | 14.074 | 3.248 | 0 | 1418.95 | 335.5552 | -277.6495 | 8.9452 | 7.395 | -1.78 | 18.8946 | 1.6636 | 2025-12-01 | 2025_12_01 Hr 11 | 63.2521 | -3e-06 | -1418.95 | -275.5564 | 577.6967 | 945.251 | 151.8176 | 19.7411 | 0 | 115.8402 | 325.8721 | 135.9845 | 23.1226 | 192.1628 | 285.811 | 15.21 | 7.2532 | 0 | 247.9653 | 25.55 | 148.1762 | 0
2025_12_01 Hr 12 | 6.2105 | 0.000945 | 0.026649 | 3.8622 | 3.8622 | 3.8116 | 3.8622 | 3.8622 | 3.8622 | 126.0429 | -14.3 | 0.084 | 51 | 0 | 96.0814 | 96.0814 | 285.811 | 15.21 | 0.00697 | 0.084 | 0.03454 | 0 | 0 | 0 | 0 | 0 | 0 | 0.29046 | 0.2376 | 0 | 7.2532 | 247.9653 | 0 | 25.55 | 0 | 0 | 20.505 | 49.5293 | 0 | 0 | -25.9246 | 0.7527 | 12.6896 | 0.55 | -1 | -4.2 | 13.991 | 0 | 0 | 36.8174 | 36.8174 | 36.8174 | 36.8174 | 42.8109 | 15.9003 | 0 | 0 | 0 | 0 | 0 | 0 | 0 | 0 | 0 | 0 | 0 | 0 | 0 | 0 | 0 | 0 | 0 | 0 | 9.4754 | 0 | -228.6131 | 19.2279 | 0 | 70.8723 | 77.3038 | 79.53 | 1376.536 | 38.5686 | 70.8291 | 0 | 0.5138 | -6.2105 | 14.074 | 3.248 | 0 | 1422.85 | 328.3417 | -256.1035 | 8.9452 | 7.395 | -1.78 | 18.7064 | 1.647 | 2025-12-01 | 2025_12_01 Hr 12 | 62.2884 | -1.8e-05 | -1422.85 | -254.5377 | 565.9377 | 945.251 | 146.4579 | 19.7411 | 0 | 115.1355 | 316.1232 | 134.6789 | 23.1226 | 192.1628 | 285.811 | 15.21 | 7.2532 | 0 | 247.9653 | 25.55 | 148.1762 | 0
2025_12_01 Hr 13 | 6.2088 | 0.001005 | 0.028341 | 3.8622 | 3.8622 | 3.8116 | 3.8622 | 3.8622 | 3.8622 | 121.5788 | -14.3 | 0.084 | 57 | 0 | 96.0814 | 96.0814 | 285.811 | 15.21 | 0.00697 | 0.084 | 0.03454 | 0 | 0 | 0 | 0 | 0 | 0 | 0.29046 | 0.2376 | 0 | 7.2532 | 247.9653 | 0 | 25.55 | 0 | 0 | 20.231 | 48.8675 | 0 | 0 | -21.3557 | 0.7527 | 12.6896 | 0.55 | -1 | -4.2 | 13.991 | 0 | 0 | 35.1744 | 35.1744 | 35.1744 | 35.1744 | 40.9004 | 10.9512 | 0 | 0 | 0 | 0 | 0 | 0 | 0 | 0 | 0 | 0 | 0 | 0 | 0 | 0 | 0 | 0 | 0 | 0 | 9.4754 | 0 | -235.5729 | 19.2279 | 0 | 70.8723 | 77.3038 | 80.976 | 1362.656 | 38.0532 | 69.8827 | 0 | 0.5138 | -6.2088 | 14.074 | 3.248 | 0 | 1407.342 | 329.1032 | -263.0617 | 8.9452 | 7.395 | -1.78 | 18.4564 | 1.625 | 2025-12-01 | 2025_12_01 Hr 13 | 61.6066 | -0.000314 | -1407.342 | -256.9286 | 550.3216 | 945.251 | 148.9565 | 19.7411 | 0 | 114.1997 | 303.1768 | 132.9452 | 23.1226 | 192.1628 | 285.811 | 15.21 | 7.2532 | 0 | 247.9653 | 25.55 | 148.1762 | 0
2025_12_01 Hr 14 | 6.2121 | 0.000945 | 0.026649 | 3.8622 | 3.8622 | 3.8116 | 3.8622 | 3.8622 | 3.8622 | 113.4035 | -14.3 | 0.084 | 66 | 0 | 96.0814 | 96.0814 | 285.811 | 15.21 | 0.00697 | 0.084 | 0.03454 | 0 | 0 | 0 | 0 | 0 | 0 | 0.29046 | 0.2376 | 0 | 7.2532 | 247.9653 | 0 | 25.55 | 0 | 0 | 19.7293 | 47.6555 | 0 | 0 | -39.603 | 0.7527 | 12.6896 | 0.55 | -1 | -4.2 | 13.991 | 0 | 0 | 32.1656 | 32.1656 | 32.1656 | 32.1656 | 37.4018 | 4.9491 | 0 | 0 | 0 | 0 | 0 | 0 | 0 | 0 | 0 | 0 | 0 | 0 | 0 | 0 | 0 | 0 | 0 | 0 | 9.4754 | 0 | -201.5886 | 19.2279 | 0 | 70.8723 | 77.3038 | 87.0492 | 1337.231 | 37.1094 | 68.1495 | 0 | 0.5138 | -6.2121 | 14.074 | 3.248 | 0 | 1403.55 | 335.0025 | -229.0807 | 8.9452 | 7.395 | -1.78 | 17.9987 | 1.5847 | 2025-12-01 | 2025_12_01 Hr 14 | 63.6717 | 2.1e-05 | -1403.55 | -241.1916 | 521.7236 | 945.251 | 158.0259 | 19.7411 | 0 | 112.4859 | 279.4677 | 129.7701 | 23.1226 | 192.1628 | 285.811 | 15.21 | 7.2532 | 0 | 247.9653 | 25.55 | 148.1762 | 0
2025_12_01 Hr 15 | 6.7494 | 0.000615 | 0.017343 | 3.8622 | 3.8622 | 3.8116 | 3.8622 | 3.8622 | 3.8622 | 107.6216 | -14.3 | 0.084 | 61 | 0 | 96.0814 | 96.0814 | 285.811 | 15.21 | 0.00697 | 0.084 | 0.03454 | 0 | 0 | 0 | 0 | 0 | 0 | 0.29046 | 0.2376 | 0 | 7.2532 | 247.9653 | 0 | 25.55 | 0 | 0 | 19.3744 | 46.7983 | 0 | 0 | -27.8138 | 0.7527 | 12.6896 | 0.55 | -1 | -4.2 | 13.991 | 0 | 0 | 30.0376 | 30.0376 | 30.0376 | 30.0376 | 34.9275 | 4.0014 | 0 | 0 | 0 | 0 | 0 | 0 | 0 | 0 | 0 | 0 | 0 | 0 | 0 | 0 | 0 | 0 | 0 | 0 | 9.4754 | 0 | -206.2014 | 19.2279 | 0 | 70.8723 | 77.3038 | 75.0474 | 1319.242 | 36.4419 | 66.9236 | 0 | 0.5138 | -6.7494 | 14.074 | 3.248 | 0 | 1372.542 | 315.3444 | -234.2308 | 8.9452 | 7.395 | -1.78 | 17.6749 | 1.5562 | 2025-12-01 | 2025_12_01 Hr 15 | 63.5143 | -0.000308 | -1372.542 | -234.0152 | 501.498 | 945.251 | 140.0668 | 19.7411 | 0 | 111.2738 | 262.6997 | 127.5245 | 23.1226 | 192.1628 | 285.811 | 15.21 | 7.2532 | 0 | 247.9653 | 25.55 | 148.1762 | 0
2025_12_01 Hr 16 | 1.5472 | 0.000465 | 0.013113 | 3.8622 | 3.8622 | 3.8116 | 3.8622 | 3.8622 | 3.8622 | 111.3327 | -14.3 | 0.084 | 60 | 0 | 96.0814 | 96.0814 | 285.811 | 15.21 | 0.00697 | 0.084 | 0.03454 | 0 | 0 | 0 | 0 | 0 | 0 | 0.29046 | 0.2376 | 0 | 7.2532 | 247.9653 | 0 | 25.55 | 0 | 0 | 19.6022 | 47.3485 | 0 | 0 | -27.6541 | 0.7527 | 12.6896 | 0.55 | -1 | -4.2 | 13.991 | 0 | 0 | 31.4035 | 31.4035 | 31.4035 | 31.4035 | 36.5157 | 2.9484 | 0 | 0 | 0 | 0 | 0 | 0 | 0 | 0 | 0 | 0 | 0 | 0 | 0 | 0 | 0 | 0 | 0 | 0 | 9.4754 | 0 | -191.4907 | 19.2279 | 0 | 70.8723 | 77.3038 | 74.469 | 1330.778 | 36.8703 | 67.7104 | 0 | 0.5138 | -1.5472 | 14.074 | 3.248 | 0 | 1397.758 | 308.952 | -214.3179 | 8.9452 | 7.395 | -1.78 | 17.8827 | 1.5745 | 2025-12-01 | 2025_12_01 Hr 16 | 64.9861 | 0.000277 | -1397.758 | -219.1448 | 514.4799 | 945.251 | 137.431 | 19.7411 | 0 | 112.0518 | 273.4623 | 128.9658 | 23.1226 | 192.1628 | 285.811 | 15.21 | 7.2532 | 0 | 247.9653 | 25.55 | 148.1762 | 0
2025_12_01 Hr 17 | 0 | 0.00021 | 0.005922 | 3.8622 | 3.8622 | 3.8116 | 3.8622 | 3.8622 | 3.8622 | 130.3457 | -14.3 | 0.084 | 70 | 0 | 96.0814 | 96.0814 | 285.811 | 15.21 | 0.00697 | 0.084 | 0.03454 | 0 | 0 | 0 | 0 | 0 | 0 | 0.29046 | 0.2376 | 0 | 7.2532 | 247.9653 | 0 | 25.55 | 0 | 0 | 20.7691 | 50.1672 | 0 | 0 | -27.3174 | 0.7527 | 12.6896 | 0.55 | -1 | -4.2 | 13.991 | 0 | 0 | 38.4009 | 38.4009 | 38.4009 | 38.4009 | 44.6523 | 0.9477 | 0 | 0 | 0 | 0 | 0 | 0 | 0 | 0 | 0 | 0 | 0 | 0 | 0 | 0 | 0 | 0 | 0 | 0 | 9.4754 | 0 | -240.2452 | 19.2279 | 0 | 70.8723 | 77.3038 | 74.469 | 1389.896 | 39.0653 | 71.7414 | 0 | 0.5138 | 0 | 14.074 | 3.248 | 0 | 1423.842 | 322.788 | -261.5252 | 8.9452 | 7.395 | -1.78 | 18.9473 | 1.6682 | 2025-12-01 | 2025_12_01 Hr 17 | 82.906 | -0.000388 | -1423.842 | -267.5626 | 580.9892 | 945.251 | 145.4228 | 19.7411 | 0 | 116.0375 | 328.6017 | 136.35 | 23.1226 | 192.1628 | 285.811 | 15.21 | 7.2532 | 0 | 247.9653 | 25.55 | 148.1762 | 0
2025_12_01 Hr 18 | 0 | 3e-05 | 0.000846 | 3.8622 | 3.8622 | 3.8116 | 3.8622 | 3.8622 | 3.8622 | 137.2302 | -14.3 | 0.084 | 73 | 0 | 96.0814 | 96.0814 | 285.811 | 15.21 | 0.00697 | 0.084 | 0.03454 | 0 | 0 | 0 | 0 | 0 | 0 | 0.29046 | 0.2376 | 0 | 7.2532 | 247.9653 | 0 | 25.55 | 0 | 0 | 21.1917 | 51.1879 | 0 | 0 | -29.6134 | 0.7527 | 12.6896 | 0.55 | -1 | -4.2 | 13.991 | 0 | 0 | 40.9347 | 40.9347 | 40.9347 | 40.9347 | 47.5984 | 6.0021 | 0 | 0 | 0 | 0 | 0 | 0 | 0 | 0 | 0 | 0 | 0 | 0 | 0 | 0 | 0 | 0 | 0 | 0 | 9.4754 | 0 | -242.6388 | 19.2279 | 0 | 70.8723 | 77.3038 | 74.0352 | 1411.3 | 39.8601 | 73.2009 | 0 | 0.5138 | 0 | 14.074 | 3.248 | 0 | 1450.85 | 333.0822 | -263.9188 | 8.9452 | 7.395 | -1.78 | 19.3328 | 1.7021 | 2025-12-01 | 2025_12_01 Hr 18 | 82.9257 | -1.5e-05 | -1450.85 | -272.2521 | 605.0718 | 945.251 | 153.0382 | 19.7411 | 0 | 117.4807 | 348.5673 | 139.0238 | 23.1226 | 192.1628 | 285.811 | 15.21 | 7.2532 | 0 | 247.9653 | 25.55 | 148.1762 | 0
2025_12_01 Hr 19 | 0 | 0 | 0 | 3.8622 | 3.8622 | 3.8116 | 3.8622 | 3.8622 | 3.8622 | 136.6655 | -14.3 | 0.084 | 74 | 0 | 96.0814 | 96.0814 | 285.811 | 15.21 | 0.00697 | 0.084 | 0.03454 | 0 | 0 | 0 | 0 | 0 | 0 | 0.29046 | 0.2376 | 0 | 7.2532 | 247.9653 | 0 | 25.55 | 0 | 0 | 21.157 | 51.1041 | 0 | 0 | -27.1971 | 0.7527 | 12.6896 | 0.55 | -1 | -4.2 | 13.991 | 0 | 0 | 40.7268 | 40.7268 | 40.7268 | 40.7268 | 47.3568 | 8.9505 | 0 | 0 | 0 | 0 | 0 | 0 | 0 | 0 | 0 | 0 | 0 | 0 | 0 | 0 | 0 | 0 | 0 | 0 | 9.4754 | 0 | -253.1243 | 19.2279 | 0 | 70.8723 | 77.3038 | 71.4324 | 1409.543 | 39.7949 | 73.0812 | 0 | 0.5138 | 0 | 14.074 | 3.248 | 0 | 1442.15 | 334.2085 | -274.4043 | 8.9452 | 7.395 | -1.78 | 19.3012 | 1.6993 | 2025-12-01 | 2025_12_01 Hr 19 | 84.6499 | 4.5e-05 | -1442.15 | -280.3213 | 603.0964 | 945.251 | 154.3829 | 19.7411 | 0 | 117.3623 | 346.9296 | 138.8045 | 23.1226 | 192.1628 | 285.811 | 15.21 | 7.2532 | 0 | 247.9653 | 25.55 | 148.1762 | 0
2025_12_01 Hr 20 | 0 | 0 | 0 | 3.8622 | 3.8622 | 3.8116 | 3.8622 | 3.8622 | 3.8622 | 127.7372 | -14.3 | 0.084 | 82 | 0 | 96.0814 | 96.0814 | 285.811 | 15.21 | 0.00697 | 0.084 | 0.03454 | 0 | 0 | 0 | 0 | 0 | 0 | 0.29046 | 0.2376 | 0 | 7.2532 | 247.9653 | 0 | 25.55 | 0 | 0 | 20.609 | 49.7805 | 0 | 0 | -28.2425 | 0.7527 | 12.6896 | 0.55 | -1 | -4.2 | 13.991 | 0 | 0 | 37.4409 | 37.4409 | 37.4409 | 37.4409 | 43.5359 | 8.9505 | 0 | 0 | 0 | 0 | 0 | 0 | 0 | 0 | 0 | 0 | 0 | 0 | 0 | 0 | 0 | 0 | 0 | 0 | 9.4754 | 0 | -266.5384 | 19.2279 | 0 | 70.8723 | 77.3038 | 71.4324 | 1381.778 | 38.7641 | 71.1883 | 0 | 0.5138 | 0 | 14.074 | 3.248 | 0 | 1404.458 | 338.7409 | -287.8184 | 8.9452 | 7.395 | -1.78 | 18.8012 | 1.6553 | 2025-12-01 | 2025_12_01 Hr 20 | 82.2439 | 0.00036 | -1404.458 | -294.7809 | 571.8643 | 945.251 | 162.3829 | 19.7411 | 0 | 115.4907 | 321.0367 | 135.3369 | 23.1226 | 192.1628 | 285.811 | 15.21 | 7.2532 | 0 | 247.9653 | 25.55 | 148.1762 | 0
2025_12_01 Hr 21 | 0 | 0 | 0 | 3.8622 | 3.8622 | 3.8116 | 3.8622 | 3.8622 | 3.8622 | 116.7381 | -14.3 | 0.084 | 81 | 0 | 96.0814 | 96.0814 | 285.811 | 15.21 | 0.00697 | 0.084 | 0.03454 | 0 | 0 | 0 | 0 | 0 | 0 | 0.29046 | 0.2376 | 0 | 7.2532 | 247.9653 | 0 | 25.55 | 0 | 0 | 19.9339 | 48.1499 | 0 | 0 | -30.1953 | 0.7527 | 12.6896 | 0.55 | -1 | -4.2 | 13.991 | 0 | 0 | 33.3929 | 33.3929 | 33.3929 | 33.3929 | 38.8289 | 13.8996 | 0 | 0 | 0 | 0 | 0 | 0 | 0 | 0 | 0 | 0 | 0 | 0 | 0 | 0 | 0 | 0 | 0 | 0 | 9.4754 | 0 | -283.7336 | 19.2279 | 0 | 70.8723 | 77.3038 | 70.9986 | 1347.574 | 37.4943 | 68.8564 | 0 | 0.5138 | 0 | 14.074 | 3.248 | 0 | 1350.35 | 337.9844 | -305.0136 | 8.9452 | 7.395 | -1.78 | 18.1854 | 1.6011 | 2025-12-01 | 2025_12_01 Hr 21 | 76.914 | -2.3e-05 | -1350.35 | -313.9289 | 533.3886 | 945.251 | 165.8982 | 19.7411 | 0 | 113.1849 | 289.1384 | 131.0652 | 23.1226 | 192.1628 | 285.811 | 15.21 | 7.2532 | 0 | 247.9653 | 25.55 | 148.1762 | 0
2025_12_01 Hr 22 | 0 | 0 | 0 | 3.8622 | 3.8622 | 3.8116 | 3.8622 | 3.8622 | 3.8622 | 103.507 | -14.3 | 0.084 | 76 | 0 | 96.0814 | 96.0814 | 285.811 | 15.21 | 0.00697 | 0.084 | 0.03454 | 0 | 0 | 0 | 0 | 0 | 0 | 0.29046 | 0.2376 | 0 | 7.2532 | 247.9653 | 0 | 25.55 | 0 | 0 | 19.1218 | 46.1883 | 0 | 0 | -30.2618 | 0.7527 | 12.6896 | 0.55 | -1 | -4.2 | 13.991 | 0 | 0 | 28.5233 | 28.5233 | 28.5233 | 28.5233 | 33.1667 | 11.8989 | 0 | 0 | 0 | 0 | 0 | 0 | 0 | 0 | 0 | 0 | 0 | 0 | 0 | 0 | 0 | 0 | 0 | 0 | 9.4754 | 0 | -296.5328 | 19.2279 | 0 | 70.8723 | 77.3038 | 68.5404 | 1306.429 | 35.9669 | 66.0513 | 0 | 0.5138 | 0 | 14.074 | 3.248 | 0 | 1281.742 | 323.3869 | -317.8128 | 8.9452 | 7.395 | -1.78 | 17.4445 | 1.5359 | 2025-12-01 | 2025_12_01 Hr 22 | 73.9573 | -0.00036 | -1281.742 | -326.7946 | 487.1049 | 945.251 | 156.4393 | 19.7411 | 0 | 110.4113 | 250.767 | 125.9265 | 23.1226 | 192.1628 | 285.811 | 15.21 | 7.2532 | 0 | 247.9653 | 25.55 | 148.1762 | 0
2025_12_01 Hr 23 | 0 | 0 | 0 | 3.8622 | 3.8622 | 3.8116 | 3.8622 | 3.8622 | 3.8622 | 80.4333 | 0 | 0.084 | 80 | 0 | 96.0814 | 96.0814 | 286.6375 | 15.29 | 0.00697 | 0.084 | 0.03454 | 0 | 0 | 0 | 0 | 0 | 0 | 0.29046 | 0.2376 | 0 | 7.2532 | 247.9653 | 0 | 0 | 0 | 0 | 17.7057 | 42.7675 | 0 | 0 | -36.5713 | 0.7527 | 12.6896 | 0.55 | -1 | -4.2 | 13.991 | 0 | 0 | 20.0314 | 20.0314 | 20.0314 | 20.0314 | 23.2923 | 14.8473 | 0 | 0 | 0 | 0 | 0 | 0 | 0 | 0 | 0 | 0 | 0 | 0 | 0 | 0 | 0 | 0 | 0 | 0 | 9.4754 | 0 | -289.6875 | 19.2279 | 0 | 71.2258 | 77.6894 | 64.4916 | 1210.772 | 33.3031 | 61.1595 | 0 | 0.5138 | 0 | 14.074 | 3.248 | 0 | 1194.858 | 317.3252 | -296.6675 | 8.9452 | 7.395 | -1.78 | 16.1526 | 1.4221 | 2025-12-01 | 2025_12_01 Hr 23 | 72.5826 | 0.0004 | -1194.858 | -326.2588 | 420.6907 | 921.3465 | 159.3389 | 19.7411 | 0 | 105.5744 | 183.8511 | 131.2652 | 23.1226 | 192.1628 | 286.6375 | 15.29 | 7.2532 | 0 | 247.9653 | 0 | 148.9151 | 0
2025_12_01 Hr 24 | 0 | 0 | 0 | 3.8622 | 3.8622 | 3.8116 | 3.8622 | 3.8622 | 3.8622 | 61.0438 | 0 | 0.084 | 84 | 0 | 96.0814 | 96.0814 | 286.6375 | 15.29 | 0.00697 | 0.084 | 0.03454 | 0 | 0 | 0 | 0 | 0 | 0 | 0.29046 | 0.2376 | 0 | 7.2532 | 247.9653 | 0 | 0 | 0 | 0 | 16.5156 | 39.893 | 0 | 0 | -22.4791 | 0.7527 | 12.6896 | 0.55 | -1 | -4.2 | 13.991 | 0 | 0 | 12.8954 | 12.8954 | 12.8954 | 12.8954 | 14.9946 | 15.9003 | 0 | 0 | 0 | 0 | 0 | 0 | 0 | 0 | 0 | 0 | 0 | 0 | 0 | 0 | 0 | 0 | 0 | 0 | 9.4754 | 0 | -279.4534 | 19.2279 | 0 | 71.2258 | 77.6894 | 56.5386 | 1150.476 | 31.0647 | 57.0487 | 0 | 0.5138 | 0 | 14.074 | 3.248 | 0 | 1148.458 | 306.8947 | -286.4334 | 8.9452 | 7.395 | -1.78 | 15.0669 | 1.3265 | 2025-12-01 | 2025_12_01 Hr 24 | 72.1184 | 0.000373 | -1148.458 | -301.9325 | 352.8643 | 921.3465 | 156.4389 | 19.7411 | 0 | 101.5097 | 127.6198 | 123.7348 | 23.1226 | 192.1628 | 286.6375 | 15.29 | 7.2532 | 0 | 247.9653 | 0 | 148.9151 | 0
2025_12_02 Hr 01 | 0 | 0 | 0 | 3.8622 | 3.8622 | 3.8116 | 3.8622 | 3.8622 | 3.8622 | 63.9644 | 0 | 0.084 | 86 | 0 | 96.0814 | 96.0814 | 286.6375 | 15.29 | 0.00697 | 0.084 | 0.03454 | 0 | 0 | 0 | 0 | 0 | 0 | 0.29046 | 0.2376 | 0 | 7.2532 | 247.9653 | 0 | 0 | 0 | 0 | 17.1321 | 41.5226 | 0 | 0 | -17.8445 | 0.7527 | 12.6991 | 0.55 | -1 | -4.2 | 14.0156 | 0 | 0 | 14.1889 | 14.1889 | 14.1889 | 14.1889 | 16.4987 | 18.8487 | 0 | 0 | 0 | 0 | 0 | 0 | 0 | 0 | 0 | 0 | 0 | 0 | 0 | 0 | 0 | 0 | 0 | 0 | 9.8397 | 0 | -345.7534 | 18.5131 | 0 | 71.2258 | 77.6894 | 62.4672 | 1162.718 | 30.3524 | 55.7635 | 0 | 0.5138 | 0 | 14.074 | 3.248 | 0 | 1106.85 | 314.7099 | -352.7334 | 8.944 | 7.395 | -1.78 | 14.7471 | 1.2969 | 2025-12-02 | 2025_12_02 Hr 01 | 69.2495 | 1.5e-05 | -1106.85 | -363.5979 | 362.0444 | 921.3465 | 167.3159 | 19.7411 | 0 | 104.153 | 137.2185 | 120.6729 | 23.1226 | 192.1628 | 286.6375 | 15.29 | 7.2532 | 0 | 247.9653 | 0 | 148.9151 | 0
2025_12_02 Hr 02 | 0 | 0 | 0 | 3.8622 | 3.8622 | 3.8116 | 3.8622 | 3.8622 | 3.8622 | 56.3714 | 0 | 0.084 | 88 | 0 | 96.0814 | 96.0814 | 286.6375 | 0 | 0.00697 | 0.084 | 0.03454 | 0 | 0 | 0 | 0 | 0 | 0 | 0.29046 | 0.2376 | 0 | 7.2532 | 247.9653 | 0 | 0 | 0 | 0 | 16.646 | 40.3447 | 0 | 0 | -33.3808 | 0.7527 | 12.6991 | 0.55 | -1 | -4.2 | 14.0156 | 0 | 0 | 11.3909 | 11.3909 | 11.3909 | 11.3909 | 13.2452 | 18.8487 | 0 | 0 | 0 | 0 | 0 | 0 | 0 | 0 | 0 | 0 | 0 | 0 | 0 | 0 | 0 | 0 | 0 | 0 | 9.8397 | 0 | -310.5861 | 18.5131 | 0 | 71.2258 | 77.6894 | 74.0352 | 1123.726 | 29.4913 | 54.1815 | 0 | 0.5138 | 0 | 14.074 | 3.248 | 0 | 1098.158 | 325.3796 | -317.5661 | 8.944 | 7.395 | -1.78 | 14.3287 | 1.2601 | 2025-12-02 | 2025_12_02 Hr 02 | 68.9462 | 0.000343 | -1098.158 | -343.9669 | 335.4437 | 906.0565 | 180.8839 | 19.7411 | 0 | 102.489 | 115.18 | 117.7747 | 23.1226 | 192.1628 | 286.6375 | 0 | 7.2532 | 0 | 247.9653 | 0 | 148.9151 | 0
2025_12_02 Hr 03 | 0 | 0 | 0 | 3.8622 | 3.8622 | 3.8116 | 3.8622 | 3.8622 | 3.8622 | 56.5633 | 0 | 0.084 | 89 | 0 | 96.0814 | 96.0814 | 286.6375 | 0 | 0.00697 | 0.084 | 0.03454 | 0 | 0 | 0 | 0 | 0 | 0 | 0.29046 | 0.2376 | 0 | 7.2532 | 247.9653 | 0 | 0 | 0 | 0 | 16.6583 | 40.3744 | 0 | 0 | -29.0849 | 0.7527 | 12.6991 | 0.55 | -1 | -4.2 | 14.0156 | 0 | 0 | 11.4616 | 11.4616 | 11.4616 | 11.4616 | 13.3274 | 21.9024 | 0 | 0 | 0 | 0 | 0 | 0 | 0 | 0 | 0 | 0 | 0 | 0 | 0 | 0 | 0 | 0 | 0 | 0 | 9.8397 | 0 | -328.1713 | 18.5131 | 0 | 71.2258 | 77.6894 | 70.9986 | 1124.325 | 29.5131 | 54.2215 | 0 | 0.5138 | 0 | 14.074 | 3.248 | 0 | 1086.558 | 326.47 | -335.1513 | 8.944 | 7.395 | -1.78 | 14.3393 | 1.261 | 2025-12-02 | 2025_12_02 Hr 03 | 68.8967 | 0.000363 | -1086.558 | -357.2562 | 336.116 | 906.0565 | 181.901 | 19.7411 | 0 | 102.531 | 115.737 | 117.8479 | 23.1226 | 192.1628 | 286.6375 | 0 | 7.2532 | 0 | 247.9653 | 0 | 148.9151 | 0
2025_12_02 Hr 04 | 0 | 0 | 0 | 3.8622 | 3.8622 | 3.8116 | 3.8622 | 3.8622 | 3.8622 | 55.4394 | 0 | 0.084 | 88 | 0 | 96.0814 | 96.0814 | 286.6375 | 0 | 0.00697 | 0.084 | 0.03454 | 0 | 0 | 0 | 0 | 0 | 0 | 0.29046 | 0.2376 | 0 | 7.2532 | 247.9653 | 0 | 0 | 0 | 0 | 16.5864 | 40.2001 | 0 | 0 | -41.835 | 0.7527 | 12.6991 | 0.55 | -1 | -4.2 | 14.0156 | 0 | 0 | 11.0474 | 11.0474 | 11.0474 | 11.0474 | 12.8459 | 22.8501 | 0 | 0 | 0 | 0 | 0 | 0 | 0 | 0 | 0 | 0 | 0 | 0 | 0 | 0 | 0 | 0 | 0 | 0 | 9.8397 | 0 | -295.9605 | 18.5131 | 0 | 71.2258 | 77.6894 | 72.0108 | 1120.816 | 29.3856 | 53.9873 | 0 | 0.5138 | 0 | 14.074 | 3.248 | 0 | 1103.042 | 327.0009 | -302.9405 | 8.944 | 7.395 | -1.78 | 14.2774 | 1.2556 | 2025-12-02 | 2025_12_02 Hr 04 | 68.6739 | -0.000273 | -1103.042 | -337.7955 | 332.1787 | 906.0565 | 182.8609 | 19.7411 | 0 | 102.2847 | 112.475 | 117.419 | 23.1226 | 192.1628 | 286.6375 | 0 | 7.2532 | 0 | 247.9653 | 0 | 148.9151 | 0
2025_12_02 Hr 05 | 0 | 0 | 0 | 3.8622 | 3.8622 | 3.8116 | 3.8622 | 3.8622 | 3.8622 | 73.0923 | 0 | 0.084 | 89 | 0 | 96.0814 | 96.0814 | 286.6375 | 0 | 0.00697 | 0.084 | 0.03454 | 0 | 0 | 0 | 0 | 0 | 0 | 0.29046 | 0.2376 | 0 | 7.2532 | 247.9653 | 0 | 0 | 0 | 0 | 17.7163 | 42.9387 | 0 | 0 | -27.3449 | 0.7527 | 12.6991 | 0.55 | -1 | -4.2 | 14.0156 | 0 | 0 | 17.5525 | 17.5525 | 17.5525 | 17.5525 | 20.4099 | 22.8501 | 0 | 0 | 0 | 0 | 0 | 0 | 0 | 0 | 0 | 0 | 0 | 0 | 0 | 0 | 0 | 0 | 0 | 0 | 9.8397 | 0 | -324.5929 | 18.5131 | 0 | 71.2258 | 77.6894 | 60.009 | 1175.922 | 31.3876 | 57.6653 | 0 | 0.5138 | 0 | 14.074 | 3.248 | 0 | 1139.742 | 322.7372 | -331.5729 | 8.944 | 7.395 | -1.78 | 15.25 | 1.3411 | 2025-12-02 | 2025_12_02 Hr 05 | 76.742 | -0.000314 | -1139.742 | -351.9378 | 394.0228 | 906.0565 | 171.8591 | 19.7411 | 0 | 106.1534 | 163.7123 | 124.1571 | 23.1226 | 192.1628 | 286.6375 | 0 | 7.2532 | 0 | 247.9653 | 0 | 148.9151 | 0
2025_12_02 Hr 06 | 0 | 0 | 0 | 3.8622 | 3.8622 | 3.8116 | 3.8622 | 3.8622 | 3.8622 | 92.4447 | 0 | 0.084 | 87 | 0 | 96.0814 | 96.0814 | 286.6375 | 0 | 0.00697 | 0.084 | 0.03454 | 0 | 0 | 0 | 0 | 0 | 0 | 0.29046 | 0.2376 | 0 | 7.2532 | 247.9653 | 0 | 0 | 0 | 0 | 18.9551 | 45.9411 | 0 | 0 | -24.8788 | 0.7527 | 12.6991 | 0.55 | -1 | -4.2 | 14.0156 | 0 | 0 | 24.6839 | 24.6839 | 24.6839 | 24.6839 | 28.7022 | 24.8508 | 0 | 0 | 0 | 0 | 0 | 0 | 0 | 0 | 0 | 0 | 0 | 0 | 0 | 0 | 0 | 0 | 0 | 0 | 9.8397 | 0 | -308.3993 | 18.5131 | 0 | 71.2258 | 77.6894 | 62.4672 | 1236.333 | 33.5822 | 61.6974 | 0 | 0.5138 | 0 | 14.074 | 3.248 | 0 | 1228.658 | 332.5829 | -315.3793 | 8.944 | 7.395 | -1.78 | 16.3163 | 1.4349 | 2025-12-02 | 2025_12_02 Hr 06 | 88.3258 | 0.000369 | -1228.658 | -333.2781 | 461.8209 | 906.0565 | 174.318 | 19.7411 | 0 | 110.3945 | 219.8825 | 131.5439 | 23.1226 | 192.1628 | 286.6375 | 0 | 7.2532 | 0 | 247.9653 | 0 | 148.9151 | 0
2025_12_02 Hr 07 | 0 | 0 | 0 | 3.8622 | 3.8622 | 3.8116 | 3.8622 | 3.8622 | 3.8622 | 126.0511 | -14.3 | 0.084 | 87 | 0 | 96.0814 | 96.0814 | 285.811 | 0 | 0.00697 | 0.084 | 0.03454 | 0 | 0 | 0 | 0 | 0 | 0 | 0.29046 | 0.2376 | 0 | 7.2532 | 247.9653 | 0 | 0 | 0 | 0 | 21.1063 | 51.1548 | 0 | 0 | -46.4309 | 0.7527 | 12.6991 | 0.55 | -1 | -4.2 | 14.0156 | 0 | 0 | 37.0678 | 37.0678 | 37.0678 | 37.0678 | 43.1021 | 25.7985 | 0 | 0 | 0 | 0 | 0 | 0 | 0 | 0 | 0 | 0 | 0 | 0 | 0 | 0 | 0 | 0 | 0 | 0 | 9.8397 | 0 | -305.3669 | 18.5131 | 0 | 70.8723 | 77.3038 | 67.962 | 1339.675 | 37.3934 | 68.6992 | 0 | 0.5138 | 0 | 14.074 | 3.248 | 0 | 1318.45 | 351.853 | -326.6469 | 8.944 | 7.395 | -1.78 | 18.168 | 1.5977 | 2025-12-02 | 2025_12_02 Hr 07 | 86.1319 | 7.1e-05 | -1318.45 | -351.7978 | 565.2553 | 904.491 | 180.7605 | 19.7411 | 0 | 117.7594 | 317.4245 | 130.0714 | 23.1226 | 192.1628 | 285.811 | 0 | 7.2532 | 0 | 247.9653 | 0 | 148.1762 | 0
2025_12_02 Hr 08 | 0 | 0 | 0 | 3.8622 | 3.8622 | 3.8116 | 3.8622 | 3.8622 | 3.8622 | 136.4948 | -14.3 | 0.084 | 91 | 0 | 96.0814 | 96.0814 | 285.811 | 0 | 0.00697 | 0.084 | 0.03454 | 0 | 0 | 0 | 0 | 0 | 0 | 0.29046 | 0.2376 | 0 | 7.2532 | 247.9653 | 0 | 0 | 0 | 0 | 21.7748 | 52.7751 | 0 | 0.40591 | -25.6849 | 0.7527 | 12.6991 | 0.55 | -1 | -4.2 | 14.0156 | 0 | 0 | 40.9163 | 40.9163 | 40.9163 | 40.9163 | 47.5771 | 27.7992 | 0 | 0 | 0 | 0 | 0 | 0 | 0 | 0 | 0 | 0 | 0 | 0 | 0 | 0 | 0 | 0 | 0 | 0 | 9.8397 | 0 | -295.0687 | 18.5131 | 0 | 70.8723 | 77.3038 | 50.0316 | 1372.276 | 38.5777 | 70.8752 | 0 | 0.5138 | 0 | 14.074 | 3.248 | 0 | 1374.558 | 343.9096 | -316.3487 | 8.944 | 7.395 | -1.78 | 18.7435 | 1.6483 | 2025-12-02 | 2025_12_02 Hr 08 | 86.7154 | 0.0003775 | -1374.558 | -320.3477 | 601.8432 | 904.491 | 168.8308 | 19.7411 | 0 | 120.0482 | 347.7373 | 134.0578 | 23.1226 | 192.1628 | 285.811 | 0 | 7.2532 | 0 | 247.9653 | 0 | 148.1762 | 0
2025_12_02 Hr 09 | 5.6897 | 0 | 0 | 3.8622 | 3.8622 | 3.8116 | 3.8622 | 3.8622 | 3.8622 | 130.2724 | -14.3 | 0.084 | 92 | 0 | 96.0814 | 96.0814 | 285.811 | 0 | 0.00697 | 0.084 | 0.03454 | 0 | 0 | 0 | 0 | 0 | 0 | 0.29046 | 0.2376 | 0 | 7.2532 | 247.9653 | 0 | 0 | 0 | 0 | 21.3765 | 51.8097 | 0 | 0 | -31.043 | 0.7527 | 12.6991 | 0.55 | -1 | -4.2 | 14.0156 | 0 | 0 | 38.6234 | 38.6234 | 38.6234 | 38.6234 | 44.9109 | 24.8508 | 0 | 0 | 0 | 0 | 0 | 0 | 0 | 0 | 0 | 0 | 0 | 0 | 0 | 0 | 0 | 0 | 0 | 0 | 9.8397 | 0 | -261.7659 | 18.5131 | 0 | 70.8723 | 77.3038 | 52.9236 | 1352.852 | 37.8721 | 69.5787 | 0 | 0.5138 | -5.6897 | 14.074 | 3.248 | 0 | 1381.242 | 348.1679 | -288.7357 | 8.944 | 7.395 | -1.78 | 18.4006 | 1.6182 | 2025-12-02 | 2025_12_02 Hr 09 | 78.4288 | -0.000324 | -1381.242 | -292.8089 | 580.044 | 904.491 | 169.7744 | 19.7411 | 0 | 118.6845 | 329.6768 | 131.6827 | 23.1226 | 192.1628 | 285.811 | 0 | 7.2532 | 0 | 247.9653 | 0 | 148.1762 | 0
2025_12_02 Hr 10 | 6.7478 | 6e-05 | 0.001692 | 3.8622 | 3.8622 | 3.8116 | 3.8622 | 3.8622 | 3.8622 | 124.1871 | -14.3 | 0.084 | 91 | 0 | 96.0814 | 96.0814 | 285.811 | 0 | 0.00697 | 0.084 | 0.03454 | 0 | 0 | 0 | 0 | 0 | 0 | 0.29046 | 0.2376 | 0 | 7.2532 | 247.9653 | 0 | 0 | 0 | 0 | 20.987 | 50.8656 | 0 | 0 | -35.0238 | 0.7527 | 12.6991 | 0.55 | -1 | -4.2 | 14.0156 | 0 | 0 | 36.3809 | 36.3809 | 36.3809 | 36.3809 | 42.3034 | 16.848 | 0 | 0 | 0 | 0 | 0 | 0 | 0 | 0 | 0 | 0 | 0 | 0 | 0 | 0 | 0 | 0 | 0 | 0 | 9.8397 | 0 | -182.4069 | 18.5131 | 0 | 70.8723 | 77.3038 | 50.4654 | 1333.858 | 37.182 | 68.3109 | 0 | 0.5138 | -6.7478 | 14.074 | 3.248 | 0 | 1423.842 | 335.4422 | -210.4347 | 8.944 | 7.395 | -1.78 | 18.0653 | 1.5887 | 2025-12-02 | 2025_12_02 Hr 10 | 81.4346 | -0.000319 | -1423.842 | -217.4307 | 558.7251 | 904.491 | 158.3152 | 19.7411 | 0 | 117.3509 | 312.0143 | 129.3599 | 23.1226 | 192.1628 | 285.811 | 0 | 7.2532 | 0 | 247.9653 | 0 | 148.1762 | 0
2025_12_02 Hr 11 | 5.6914 | 0.001185 | 0.033417 | 3.8622 | 3.8622 | 3.8116 | 3.8622 | 3.8622 | 3.8622 | 121.9119 | -14.3 | 0.084 | 90 | 0 | 96.0814 | 96.0814 | 285.811 | 0 | 0.00697 | 0.084 | 0.03454 | 0 | 0 | 0 | 0 | 0 | 0 | 0.29046 | 0.2376 | 0 | 7.2532 | 247.9653 | 0 | 0 | 0 | 0 | 20.8413 | 50.5127 | 0 | 0 | -44.2112 | 0.7527 | 12.6991 | 0.55 | -1 | -4.2 | 14.0156 | 0 | 0 | 35.5425 | 35.5425 | 35.5425 | 35.5425 | 41.3285 | 10.9512 | 0 | 0 | 0 | 0 | 0 | 0 | 0 | 0 | 0 | 0 | 0 | 0 | 0 | 0 | 0 | 0 | 0 | 0 | 9.8397 | 0 | -142.8442 | 18.5131 | 0 | 70.8723 | 77.3038 | 43.5246 | 1326.787 | 36.924 | 67.8368 | 0 | 0.5138 | -5.6914 | 14.074 | 3.248 | 0 | 1432.442 | 319.6809 | -169.8156 | 8.944 | 7.395 | -1.78 | 17.9399 | 1.5777 | 2025-12-02 | 2025_12_02 Hr 11 | 81.9886 | -0.000363 | -1432.442 | -187.0554 | 550.7545 | 904.491 | 144.5104 | 19.7411 | 0 | 116.8523 | 305.4106 | 128.4915 | 23.1226 | 192.1628 | 285.811 | 0 | 7.2532 | 0 | 247.9653 | 0 | 148.1762 | 0
2025_12_02 Hr 12 | 5.169 | 0.00162 | 0.045684 | 3.8622 | 3.8622 | 3.8116 | 3.8622 | 3.8622 | 3.8622 | 114.0997 | -14.3 | 0.084 | 88 | 0 | 96.0814 | 96.0814 | 285.811 | 0 | 0.00697 | 0.084 | 0.03454 | 0 | 0 | 0 | 0 | 0 | 0 | 0.29046 | 0.2376 | 0 | 7.2532 | 247.9653 | 0 | 0 | 0 | 0 | 20.3413 | 49.3007 | 0 | 0 | -18.8557 | 0.7527 | 12.6991 | 0.55 | -1 | -4.2 | 14.0156 | 0 | 0 | 32.6637 | 32.6637 | 32.6637 | 32.6637 | 37.9811 | 6.9498 | 0 | 0 | 0 | 0 | 0 | 0 | 0 | 0 | 0 | 0 | 0 | 0 | 0 | 0 | 0 | 0 | 0 | 0 | 9.8397 | 0 | -213.9615 | 18.5131 | 0 | 70.8723 | 77.3038 | 28.0524 | 1302.413 | 36.038 | 66.2092 | 0 | 0.5138 | -5.169 | 14.074 | 3.248 | 0 | 1337.85 | 294.7035 | -240.4105 | 8.944 | 7.395 | -1.78 | 17.5095 | 1.5398 | 2025-12-02 | 2025_12_02 Hr 12 | 77.747 | -6e-06 | -1337.85 | -232.8172 | 523.3856 | 904.491 | 123.0495 | 19.7411 | 0 | 115.1402 | 282.7358 | 125.5096 | 23.1226 | 192.1628 | 285.811 | 0 | 7.2532 | 0 | 247.9653 | 0 | 148.1762 | 0
2025_12_02 Hr 13 | 5.1707 | 0.00267 | 0.075294 | 3.8622 | 3.8622 | 3.8116 | 3.8622 | 3.8622 | 3.8622 | 108.2337 | -14.3 | 0.084 | 88 | 0 | 96.0814 | 96.0814 | 285.811 | 0 | 0.00697 | 0.084 | 0.03454 | 0 | 0 | 0 | 0 | 0 | 0 | 0.29046 | 0.2376 | 0 | 7.2532 | 247.9653 | 0 | 0 | 0 | 0 | 19.9658 | 48.3906 | 0 | 0 | -18.7349 | 0.7527 | 12.6991 | 0.55 | -1 | -4.2 | 14.0156 | 0 | 0 | 30.5021 | 30.5021 | 30.5021 | 30.5021 | 35.4676 | 6.9498 | 0 | 0 | 0 | 0 | 0 | 0 | 0 | 0 | 0 | 0 | 0 | 0 | 0 | 0 | 0 | 0 | 0 | 0 | 9.8397 | 0 | -269.6613 | 18.5131 | 0 | 70.8723 | 77.3038 | 37.4514 | 1284.131 | 35.3728 | 64.987 | 0 | 0.5138 | -5.1707 | 14.074 | 3.248 | 0 | 1271.15 | 301.8661 | -296.112 | 8.944 | 7.395 | -1.78 | 17.1863 | 1.5114 | 2025-12-02 | 2025_12_02 Hr 13 | 71.6239 | 2e-05 | -1271.15 | -288.3962 | 502.8349 | 904.491 | 132.4792 | 19.7411 | 0 | 113.8547 | 265.7097 | 123.2705 | 23.1226 | 192.1628 | 285.811 | 0 | 7.2532 | 0 | 247.9653 | 0 | 148.1762 | 0
2025_12_02 Hr 14 | 6.2121 | 0.003225 | 0.090945 | 3.8622 | 3.8622 | 3.8116 | 3.8622 | 3.8622 | 3.8622 | 108.4256 | -14.3 | 0.084 | 89 | 0 | 96.0814 | 96.0814 | 285.811 | 0 | 0.00697 | 0.084 | 0.03454 | 0 | 0 | 0 | 0 | 0 | 0 | 0.29046 | 0.2376 | 0 | 7.2532 | 247.9653 | 0 | 0 | 0 | 0 | 19.978 | 48.4204 | 0 | 0 | -33.5961 | 0.7527 | 12.6991 | 0.55 | -1 | -4.2 | 14.0156 | 0 | 0 | 30.5728 | 30.5728 | 30.5728 | 30.5728 | 35.5498 | 6.0021 | 0 | 0 | 0 | 0 | 0 | 0 | 0 | 0 | 0 | 0 | 0 | 0 | 0 | 0 | 0 | 0 | 0 | 0 | 9.8397 | 0 | -281.0589 | 18.5131 | 0 | 70.8723 | 77.3038 | 46.5612 | 1284.745 | 35.3945 | 65.0269 | 0 | 0.5138 | -6.2121 | 14.074 | 3.248 | 0 | 1254.742 | 312.1435 | -308.551 | 8.944 | 7.395 | -1.78 | 17.1969 | 1.5123 | 2025-12-02 | 2025_12_02 Hr 14 | 67.6117 | -0.000284 | -1254.742 | -314.655 | 503.5072 | 904.491 | 141.6575 | 19.7411 | 0 | 113.8967 | 266.2667 | 123.3438 | 23.1226 | 192.1628 | 285.811 | 0 | 7.2532 | 0 | 247.9653 | 0 | 148.1762 | 0
2025_12_02 Hr 15 | 5.6897 | 0.003135 | 0.088407 | 3.8622 | 3.8622 | 3.8116 | 3.8622 | 3.8622 | 3.8622 | 108.6174 | -14.3 | 0.084 | 88 | 0 | 96.0814 | 96.0814 | 285.811 | 0 | 0.00697 | 0.084 | 0.03454 | 0 | 0 | 0 | 0 | 0 | 0 | 0.29046 | 0.2376 | 0 | 7.2532 | 247.9653 | 0 | 0 | 0 | 0 | 19.9903 | 48.4502 | 0 | 0 | -25.2346 | 0.7527 | 12.6991 | 0.55 | -1 | -4.2 | 14.0156 | 0 | 0 | 30.6435 | 30.6435 | 30.6435 | 30.6435 | 35.632 | 9.8982 | 0 | 0 | 0 | 0 | 0 | 0 | 0 | 0 | 0 | 0 | 0 | 0 | 0 | 0 | 0 | 0 | 0 | 0 | 9.8397 | 168.6494 | 0 | 18.5131 | 0 | 70.8723 | 77.3038 | 41.934 | 1285.342 | 35.4163 | 65.0669 | 0 | 0.5138 | -5.6897 | 14.074 | 3.248 | 0 | 1711.75 | 478.6125 | -26.9697 | 8.944 | 7.395 | -1.78 | 17.2074 | 1.5133 | 2025-12-02 | 2025_12_02 Hr 15 | 66.3628 | -2.3e-05 | -1711.75 | 143.4148 | 504.1793 | 904.491 | 139.9237 | 19.7411 | 0 | 113.9388 | 266.8235 | 123.417 | 23.1226 | 192.1628 | 285.811 | 0 | 7.2532 | 0 | 247.9653 | 0 | 148.1762 | 0
2025_12_02 Hr 16 | 1.5472 | 0.00399 | 0.11252 | 3.8622 | 3.8622 | 3.8116 | 3.8622 | 3.8622 | 3.8622 | 112.0439 | -14.3 | 0.084 | 87 | 0 | 96.0814 | 96.0814 | 285.811 | 0 | 0.00697 | 0.084 | 0.03454 | 0 | 0 | 0 | 0 | 0 | 0 | 0.29046 | 0.2376 | 0 | 7.2532 | 247.9653 | 0 | 0 | 0 | 0 | 20.2097 | 48.9817 | 0 | 0 | -25.6461 | 0.7527 | 12.6991 | 0.55 | -1 | -4.2 | 14.0156 | 0 | 0 | 31.9062 | 31.9062 | 31.9062 | 31.9062 | 37.1002 | 19.9017 | 0 | 0 | 0 | 0 | 0 | 0 | 0 | 0 | 0 | 0 | 0 | 0 | 0 | 0 | 0 | 0 | 0 | 0 | 9.8397 | 0 | -180.6081 | 18.5131 | 0 | 70.8723 | 77.3038 | 44.9706 | 1296.062 | 35.8049 | 65.7808 | 0 | 0.5138 | -1.5472 | 14.074 | 3.248 | 0 | 1386.15 | 319.1694 | -203.4353 | 8.944 | 7.395 | -1.78 | 17.3962 | 1.5299 | 2025-12-02 | 2025_12_02 Hr 16 | 69.1589 | 3.6e-05 | -1386.15 | -206.2542 | 516.1833 | 904.491 | 151.9888 | 19.7411 | 0 | 114.6897 | 276.7687 | 124.7248 | 23.1226 | 192.1628 | 285.811 | 0 | 7.2532 | 0 | 247.9653 | 0 | 148.1762 | 0
2025_12_02 Hr 17 | 0 | 0.00558 | 0.15736 | 3.8622 | 3.8622 | 3.8116 | 3.8622 | 3.8622 | 3.8622 | 128.3536 | -14.3 | 0.084 | 91 | 0 | 96.0814 | 96.0814 | 285.811 | 0 | 0.00697 | 0.084 | 0.03454 | 0 | 0 | 0 | 0 | 0 | 0 | 0.29046 | 0.2376 | 0 | 7.2532 | 247.9653 | 0 | 0 | 0 | 0 | 21.2537 | 51.512 | 0 | 0 | -27.2808 | 0.7527 | 12.6991 | 0.55 | -1 | -4.2 | 14.0156 | 0 | 0 | 37.9163 | 37.9163 | 37.9163 | 37.9163 | 44.0887 | 16.848 | 0 | 0 | 0 | 0 | 0 | 0 | 0 | 0 | 0 | 0 | 0 | 0 | 0 | 0 | 0 | 0 | 0 | 0 | 9.8397 | 0 | -199.9834 | 18.5131 | 0 | 70.8723 | 77.3038 | 48.441 | 1347.02 | 37.6545 | 69.179 | 0 | 0.5138 | 0 | 14.074 | 3.248 | 0 | 1426.742 | 328.2659 | -221.2634 | 8.944 | 7.395 | -1.78 | 18.2949 | 1.6089 | 2025-12-02 | 2025_12_02 Hr 17 | 81.7129 | -0.000316 | -1426.742 | -227.2642 | 573.3219 | 904.491 | 156.4519 | 19.7411 | 0 | 118.264 | 324.1076 | 130.9503 | 23.1226 | 192.1628 | 285.811 | 0 | 7.2532 | 0 | 247.9653 | 0 | 148.1762 | 0
2025_12_02 Hr 18 | 0 | 0.00099 | 0.027918 | 3.8622 | 3.8622 | 3.8116 | 3.8622 | 3.8622 | 3.8622 | 134.7953 | -14.3 | 0.084 | 93 | 0 | 96.0814 | 96.0814 | 285.811 | 0 | 0.00697 | 0.084 | 0.03454 | 0 | 0 | 0 | 0 | 0 | 0 | 0.29046 | 0.2376 | 0 | 7.2532 | 247.9653 | 0 | 0 | 0 | 0 | 21.666 | 52.5114 | 0 | 0 | -24.3835 | 0.7527 | 12.6991 | 0.55 | -1 | -4.2 | 14.0156 | 0 | 0 | 40.2901 | 40.2901 | 40.2901 | 40.2901 | 46.8489 | 15.9003 | 0 | 0 | 0 | 0 | 0 | 0 | 0 | 0 | 0 | 0 | 0 | 0 | 0 | 0 | 0 | 0 | 0 | 0 | 9.8397 | 0 | -199.3619 | 18.5131 | 0 | 70.8723 | 77.3038 | 49.4532 | 1366.999 | 38.385 | 70.5211 | 0 | 0.5138 | 0 | 14.074 | 3.248 | 0 | 1454.758 | 332.7846 | -220.6419 | 8.944 | 7.395 | -1.78 | 18.6498 | 1.6401 | 2025-12-02 | 2025_12_02 Hr 18 | 79.6609 | 0.00037 | -1454.758 | -223.7454 | 595.8892 | 904.491 | 158.3824 | 19.7411 | 0 | 119.6757 | 342.8044 | 133.4091 | 23.1226 | 192.1628 | 285.811 | 0 | 7.2532 | 0 | 247.9653 | 0 | 148.1762 | 0
2025_12_02 Hr 19 | 0 | 0.00039 | 0.010998 | 3.8622 | 3.8622 | 3.8116 | 3.8622 | 3.8622 | 3.8622 | 126.8186 | -14.3 | 0.084 | 94 | 0 | 96.0814 | 96.0814 | 285.811 | 0 | 0.00697 | 0.084 | 0.03454 | 0 | 0 | 0 | 0 | 0 | 0 | 0.29046 | 0.2376 | 0 | 7.2532 | 247.9653 | 0 | 0 | 0 | 0 | 21.1554 | 51.2739 | 0 | 0 | -32.6175 | 0.7527 | 12.6991 | 0.55 | -1 | -4.2 | 14.0156 | 0 | 0 | 37.3507 | 37.3507 | 37.3507 | 37.3507 | 43.431 | 13.8996 | 0 | 0 | 0 | 0 | 0 | 0 | 0 | 0 | 0 | 0 | 0 | 0 | 0 | 0 | 0 | 0 | 0 | 0 | 9.8397 | 0 | -201.0217 | 18.5131 | 0 | 70.8723 | 77.3038 | 53.502 | 1342.082 | 37.4804 | 68.8591 | 0 | 0.5138 | 0 | 14.074 | 3.248 | 0 | 1419.95 | 332.7874 | -222.3017 | 8.944 | 7.395 | -1.78 | 18.2103 | 1.6015 | 2025-12-02 | 2025_12_02 Hr 19 | 78.3989 | 4.9e-05 | -1419.95 | -233.6392 | 567.9441 | 904.491 | 161.413 | 19.7411 | 0 | 117.9276 | 319.6522 | 130.3644 | 23.1226 | 192.1628 | 285.811 | 0 | 7.2532 | 0 | 247.9653 | 0 | 148.1762 | 0
2025_12_02 Hr 20 | 0 | 0 | 0 | 3.8622 | 3.8622 | 3.8116 | 3.8622 | 3.8622 | 3.8622 | 123.8033 | -14.3 | 0.084 | 94 | 0 | 96.0814 | 96.0814 | 285.811 | 0 | 0.00697 | 0.084 | 0.03454 | 0 | 0 | 0 | 0 | 0 | 0 | 0.29046 | 0.2376 | 0 | 7.2532 | 247.9653 | 0 | 0 | 0 | 0 | 20.9624 | 50.8061 | 0 | 0 | -45.3239 | 0.7527 | 12.6991 | 0.55 | -1 | -4.2 | 14.0156 | 0 | 0 | 36.2395 | 36.2395 | 36.2395 | 36.2395 | 42.139 | 14.8473 | 0 | 0 | 0 | 0 | 0 | 0 | 0 | 0 | 0 | 0 | 0 | 0 | 0 | 0 | 0 | 0 | 0 | 0 | 9.8397 | 0 | -194.5261 | 18.5131 | 0 | 70.8723 | 77.3038 | 50.0316 | 1332.658 | 37.1385 | 68.2309 | 0 | 0.5138 | 0 | 14.074 | 3.248 | 0 | 1400.642 | 329.1134 | -215.8061 | 8.944 | 7.395 | -1.78 | 18.0442 | 1.5868 | 2025-12-02 | 2025_12_02 Hr 20 | 73.0494 | -0.00034 | -1400.642 | -239.85 | 557.3806 | 904.491 | 158.8789 | 19.7411 | 0 | 117.2668 | 310.9004 | 129.2134 | 23.1226 | 192.1628 | 285.811 | 0 | 7.2532 | 0 | 247.9653 | 0 | 148.1762 | 0
2025_12_02 Hr 21 | 0 | 0 | 0 | 3.8622 | 3.8622 | 3.8116 | 3.8622 | 3.8622 | 3.8622 | 116.5941 | -14.3 | 0.084 | 94 | 0 | 96.0814 | 96.0814 | 285.811 | 0 | 0.00697 | 0.084 | 0.03454 | 0 | 0 | 0 | 0 | 0 | 0 | 0.29046 | 0.2376 | 0 | 7.2532 | 247.9653 | 0 | 0 | 0 | 0 | 20.5009 | 49.6877 | 0 | 0 | -42.6574 | 0.7527 | 12.6991 | 0.55 | -1 | -4.2 | 14.0156 | 0 | 0 | 33.5829 | 33.5829 | 33.5829 | 33.5829 | 39.0499 | 14.8473 | 0 | 0 | 0 | 0 | 0 | 0 | 0 | 0 | 0 | 0 | 0 | 0 | 0 | 0 | 0 | 0 | 0 | 0 | 9.8397 | 0 | -202.8437 | 18.5131 | 0 | 70.8723 | 77.3038 | 33.5472 | 1310.154 | 36.3209 | 66.7289 | 0 | 0.5138 | 0 | 14.074 | 3.248 | 0 | 1353.25 | 309.8773 | -224.1237 | 8.944 | 7.395 | -1.78 | 17.6469 | 1.5519 | 2025-12-02 | 2025_12_02 Hr 21 | 70.3123 | -5.3e-05 | -1353.25 | -245.501 | 532.1244 | 904.491 | 142.3945 | 19.7411 | 0 | 115.6869 | 289.9758 | 126.4617 | 23.1226 | 192.1628 | 285.811 | 0 | 7.2532 | 0 | 247.9653 | 0 | 148.1762 | 0
2025_12_02 Hr 22 | 0 | 0 | 0 | 3.8622 | 3.8622 | 3.8116 | 3.8622 | 3.8622 | 3.8622 | 94.7473 | -14.3 | 0.084 | 94 | 0 | 96.0814 | 96.0814 | 285.811 | 0 | 0.00697 | 0.084 | 0.03454 | 0 | 0 | 0 | 0 | 0 | 0 | 0.29046 | 0.2376 | 0 | 7.2532 | 247.9653 | 0 | 0 | 0 | 0 | 19.1025 | 46.2983 | 0 | 0 | -31.9908 | 0.7527 | 12.6991 | 0.55 | -1 | -4.2 | 14.0156 | 0 | 0 | 25.5324 | 25.5324 | 25.5324 | 25.5324 | 29.6888 | 18.8487 | 0 | 0 | 0 | 0 | 0 | 0 | 0 | 0 | 0 | 0 | 0 | 0 | 0 | 0 | 0 | 0 | 0 | 0 | 9.8397 | 0 | -194.5319 | 18.5131 | 0 | 70.8723 | 77.3038 | 19.521 | 1241.956 | 33.8433 | 62.1771 | 0 | 0.5138 | 0 | 14.074 | 3.248 | 0 | 1285.667 | 291.5135 | -215.8119 | 8.944 | 7.395 | -1.78 | 16.4432 | 1.4461 | 2025-12-02 | 2025_12_02 Hr 22 | 64.0679 | -0.000333 | -1285.667 | -226.5227 | 455.5875 | 904.491 | 132.3697 | 19.7411 | 0 | 110.8991 | 226.5656 | 118.1228 | 23.1226 | 192.1628 | 285.811 | 0 | 7.2532 | 0 | 247.9653 | 0 | 148.1762 | 0
2025_12_02 Hr 23 | 0 | 0 | 0 | 3.8622 | 3.8622 | 3.8116 | 3.8622 | 3.8622 | 3.8622 | 73.8599 | 0 | 0.084 | 94 | 0 | 96.0814 | 96.0814 | 286.6375 | 0 | 0.00697 | 0.084 | 0.03454 | 0 | 0 | 0 | 0 | 0 | 0 | 0.29046 | 0.2376 | 0 | 7.2532 | 247.9653 | 0 | 0 | 0 | 0 | 17.7655 | 43.0578 | 0 | 0 | -25.3862 | 0.7527 | 12.6991 | 0.55 | -1 | -4.2 | 14.0156 | 0 | 0 | 17.8354 | 17.8354 | 17.8354 | 17.8354 | 20.7388 | 18.8487 | 0 | 0 | 0 | 0 | 0 | 0 | 0 | 0 | 0 | 0 | 0 | 0 | 0 | 0 | 0 | 0 | 0 | 0 | 9.8397 | 0 | -227.3724 | 18.5131 | 0 | 71.2258 | 77.6894 | 16.0506 | 1178.318 | 31.4746 | 57.8252 | 0 | 0.5138 | 0 | 14.074 | 3.248 | 0 | 1198.65 | 280.0704 | -234.3524 | 8.944 | 7.395 | -1.78 | 15.2923 | 1.3448 | 2025-12-02 | 2025_12_02 Hr 23 | 69.5033 | 4.5e-05 | -1198.65 | -252.7586 | 396.7117 | 906.0565 | 128.8993 | 19.7411 | 0 | 106.3216 | 165.9401 | 124.45 | 23.1226 | 192.1628 | 286.6375 | 0 | 7.2532 | 0 | 247.9653 | 0 | 148.9151 | 0
2025_12_02 Hr 24 | 0 | 0 | 0 | 3.8622 | 3.8622 | 3.8116 | 3.8622 | 3.8622 | 3.8622 | 56.9745 | 0 | 0.084 | 95 | 0 | 96.0814 | 96.0814 | 286.6375 | 0 | 0.00697 | 0.084 | 0.03454 | 0 | 0 | 0 | 0 | 0 | 0 | 0.29046 | 0.2376 | 0 | 7.2532 | 247.9653 | 0 | 0 | 0 | 0 | 16.6846 | 40.4382 | 0 | 0 | -28.4595 | 0.7527 | 12.6991 | 0.55 | -1 | -4.2 | 14.0156 | 0 | 0 | 11.6131 | 11.6131 | 11.6131 | 11.6131 | 13.5036 | 16.848 | 0 | 0 | 0 | 0 | 0 | 0 | 0 | 0 | 0 | 0 | 0 | 0 | 0 | 0 | 0 | 0 | 0 | 0 | 9.8397 | 0 | -246.3595 | 18.5131 | 0 | 71.2258 | 77.6894 | 20.967 | 1125.608 | 29.5597 | 54.3072 | 0 | 0.5138 | 0 | 14.074 | 3.248 | 0 | 1121.35 | 277.5409 | -253.3395 | 8.944 | 7.395 | -1.78 | 14.3619 | 1.263 | 2025-12-02 | 2025_12_02 Hr 24 | 67.5814 | 4.6e-05 | -1121.35 | -274.819 | 337.5564 | 906.0565 | 132.815 | 19.7411 | 0 | 102.6212 | 116.9304 | 118.0049 | 23.1226 | 192.1628 | 286.6375 | 0 | 7.2532 | 0 | 247.9653 | 0 | 148.9151 | 0
2025_12_03 Hr 01 | 0 | 0 | 0 | 3.8622 | 3.8622 | 3.8116 | 3.8622 | 3.8622 | 3.8622 | 57.5936 | 0 | 0.084 | 95 | 0 | 96.0814 | 96.0814 | 286.6375 | 0 | 0.00697 | 0.084 | 0.03454 | 0 | 0 | 0 | 0 | 0 | 0 | 0.29046 | 0.2376 | 0 | 7.2532 | 247.9653 | 0 | 0 | 0 | 0 | 17.1477 | 41.6957 | 0 | 0 | -23.0579 | 0.7527 | 12.7086 | 0.55 | -1 | -4.2 | 14.0402 | 0 | 0 | 12.0482 | 12.0482 | 12.0482 | 12.0482 | 14.0096 | 18.8487 | 0 | 0 | 0 | 0 | 0 | 0 | 0 | 0 | 0 | 0 | 0 | 0 | 0 | 0 | 0 | 0 | 0 | 0 | 9.8381 | 0 | -295.8943 | 17.8396 | 0 | 71.2258 | 77.6894 | 22.5576 | 1130.226 | 28.6514 | 52.6601 | 0 | 0.5138 | 0 | 14.074 | 3.248 | 0 | 1081.742 | 277.4482 | -302.8743 | 8.9429 | 7.395 | -1.78 | 13.9448 | 1.2249 | 2025-12-03 | 2025_12_03 Hr 01 | 75.6001 | -0.000292 | -1081.742 | -318.9522 | 338.49 | 906.0565 | 136.4063 | 19.7411 | 0 | 104.3731 | 119.796 | 114.3208 | 23.1226 | 192.1628 | 286.6375 | 0 | 7.2532 | 0 | 247.9653 | 0 | 148.9151 | 0
2025_12_03 Hr 02 | 0 | 0 | 0 | 3.8622 | 3.8622 | 3.8116 | 3.8622 | 3.8622 | 3.8622 | 50.2479 | 0 | 0.084 | 94 | 0 | 96.0814 | 96.0814 | 286.6375 | 0 | 0.00697 | 0.084 | 0.03454 | 0 | 0 | 0 | 0 | 0 | 0 | 0.29046 | 0.2376 | 0 | 7.2532 | 247.9653 | 0 | 0 | 0 | 0 | 16.6578 | 40.5044 | 0 | 0 | -33.4891 | 0.7527 | 12.7086 | 0.55 | -1 | -4.2 | 14.0402 | 0 | 0 | 9.3381 | 9.3381 | 9.3381 | 9.3381 | 10.8582 | 13.8996 | 0 | 0 | 0 | 0 | 0 | 0 | 0 | 0 | 0 | 0 | 0 | 0 | 0 | 0 | 0 | 0 | 0 | 0 | 9.8381 | 0 | -274.2915 | 17.8396 | 0 | 71.2258 | 77.6894 | 30.5106 | 1107.207 | 27.8328 | 51.1555 | 0 | 0.5138 | 0 | 14.074 | 3.248 | 0 | 1069.142 | 276.6955 | -281.2715 | 8.9429 | 7.395 | -1.78 | 13.5464 | 1.1899 | 2025-12-03 | 2025_12_03 Hr 02 | 75.8817 | -0.000284 | -1069.142 | -307.7806 | 312.7145 | 906.0565 | 138.4102 | 19.7411 | 0 | 102.6919 | 98.4584 | 111.5642 | 23.1226 | 192.1628 | 286.6375 | 0 | 7.2532 | 0 | 247.9653 | 0 | 148.9151 | 0
2025_12_03 Hr 03 | 0 | 0 | 0 | 3.8622 | 3.8622 | 3.8116 | 3.8622 | 3.8622 | 3.8622 | 48.0973 | 0 | 0.084 | 93 | 0 | 96.0814 | 96.0814 | 286.6375 | 0 | 0.00697 | 0.084 | 0.03454 | 0 | 0 | 0 | 0 | 0 | 0 | 0.29046 | 0.2376 | 0 | 7.2532 | 247.9653 | 0 | 0 | 0 | 0 | 16.5144 | 40.1556 | 0 | 0 | -29.8656 | 0.7527 | 12.7086 | 0.55 | -1 | -4.2 | 14.0402 | 0 | 0 | 8.5446 | 8.5446 | 8.5446 | 8.5446 | 9.9356 | 15.9003 | 0 | 0 | 0 | 0 | 0 | 0 | 0 | 0 | 0 | 0 | 0 | 0 | 0 | 0 | 0 | 0 | 0 | 0 | 9.8381 | 0 | -280.3861 | 17.8396 | 0 | 71.2258 | 77.6894 | 28.0524 | 1100.467 | 27.5932 | 50.715 | 0 | 0.5138 | 0 | 14.074 | 3.248 | 0 | 1057.667 | 274.4309 | -287.3661 | 8.9429 | 7.395 | -1.78 | 13.4297 | 1.1797 | 2025-12-03 | 2025_12_03 Hr 03 | 77.2155 | -0.000305 | -1057.667 | -310.2517 | 305.1681 | 906.0565 | 136.9527 | 19.7411 | 0 | 102.1997 | 92.2113 | 110.7572 | 23.1226 | 192.1628 | 286.6375 | 0 | 7.2532 | 0 | 247.9653 | 0 | 148.9151 | 0
2025_12_03 Hr 04 | 0 | 0 | 0 | 3.8622 | 3.8622 | 3.8116 | 3.8622 | 3.8622 | 3.8622 | 48.2928 | 0 | 0.084 | 93 | 0 | 96.0814 | 96.0814 | 286.6375 | 0 | 0.00697 | 0.084 | 0.03454 | 0 | 0 | 0 | 0 | 0 | 0 | 0.29046 | 0.2376 | 0 | 7.2532 | 247.9653 | 0 | 0 | 0 | 0 | 16.5274 | 40.1873 | 0 | 0 | -20.8914 | 0.7527 | 12.7086 | 0.55 | -1 | -4.2 | 14.0402 | 0 | 0 | 8.6167 | 8.6167 | 8.6167 | 8.6167 | 10.0195 | 14.8473 | 0 | 0 | 0 | 0 | 0 | 0 | 0 | 0 | 0 | 0 | 0 | 0 | 0 | 0 | 0 | 0 | 0 | 0 | 9.8381 | 0 | -289.4521 | 17.8396 | 0 | 71.2258 | 77.6894 | 28.4862 | 1101.08 | 27.6149 | 50.755 | 0 | 0.5138 | 0 | 14.074 | 3.248 | 0 | 1057.642 | 273.8851 | -296.4321 | 8.9429 | 7.395 | -1.78 | 13.4403 | 1.1806 | 2025-12-03 | 2025_12_03 Hr 04 | 77.0175 | -0.000291 | -1057.642 | -310.3435 | 305.8541 | 906.0565 | 136.3335 | 19.7411 | 0 | 102.2444 | 92.7792 | 110.8305 | 23.1226 | 192.1628 | 286.6375 | 0 | 7.2532 | 0 | 247.9653 | 0 | 148.9151 | 0
2025_12_03 Hr 05 | 0 | 0 | 0 | 3.8622 | 3.8622 | 3.8116 | 3.8622 | 3.8622 | 3.8622 | 58.7387 | 0 | 0.084 | 92 | 0 | 96.0814 | 96.0814 | 286.6375 | 0 | 0.00697 | 0.084 | 0.03454 | 0 | 0 | 0 | 0 | 0 | 0 | 0.29046 | 0.2376 | 0 | 7.2532 | 247.9653 | 0 | 0 | 0 | 0 | 17.2241 | 41.8814 | 0 | 0 | -26.0794 | 0.7527 | 12.7086 | 0.55 | -1 | -4.2 | 14.0402 | 0 | 0 | 12.4707 | 12.4707 | 12.4707 | 12.4707 | 14.5008 | 19.9017 | 0 | 0 | 0 | 0 | 0 | 0 | 0 | 0 | 0 | 0 | 0 | 0 | 0 | 0 | 0 | 0 | 0 | 0 | 9.8381 | 0 | -287.2079 | 17.8396 | 0 | 71.2258 | 77.6894 | 38.0298 | 1133.814 | 28.7791 | 52.8946 | 0 | 0.5138 | 0 | 14.074 | 3.248 | 0 | 1104.95 | 291.4031 | -294.1879 | 8.9429 | 7.395 | -1.78 | 14.0069 | 1.2304 | 2025-12-03 | 2025_12_03 Hr 05 | 73.0995 | 4.4e-05 | -1104.95 | -313.2872 | 342.5082 | 906.0565 | 149.9315 | 19.7411 | 0 | 104.6352 | 123.1224 | 114.7506 | 23.1226 | 192.1628 | 286.6375 | 0 | 7.2532 | 0 | 247.9653 | 0 | 148.9151 | 0
2025_12_03 Hr 06 | 0 | 0 | 0 | 3.8622 | 3.8622 | 3.8116 | 3.8622 | 3.8622 | 3.8622 | 84.4624 | 0 | 0.084 | 89 | 0 | 96.0814 | 96.0814 | 286.6375 | 15.29 | 0.00697 | 0.084 | 0.03454 | 0 | 0 | 0 | 0 | 0 | 0 | 0.29046 | 0.2376 | 0 | 7.2532 | 247.9653 | 0 | 0 | 0 | 0 | 18.9398 | 46.0532 | 0 | 0 | -40.5978 | 0.7527 | 12.7086 | 0.55 | -1 | -4.2 | 14.0402 | 0 | 0 | 21.9614 | 21.9614 | 21.9614 | 21.9614 | 25.5365 | 15.9003 | 0 | 0 | 0 | 0 | 0 | 0 | 0 | 0 | 0 | 0 | 0 | 0 | 0 | 0 | 0 | 0 | 0 | 0 | 9.8381 | 0 | -286.8237 | 17.8396 | 0 | 71.2258 | 77.6894 | 42.5124 | 1229.714 | 31.6457 | 58.1635 | 0 | 0.5138 | 0 | 14.074 | 3.248 | 0 | 1193.85 | 298.5377 | -293.8037 | 8.9429 | 7.395 | -1.78 | 15.4022 | 1.3529 | 2025-12-03 | 2025_12_03 Hr 06 | 78.9115 | 2.4e-05 | -1193.85 | -327.4215 | 432.7713 | 921.3465 | 147.4127 | 19.7411 | 0 | 110.5228 | 197.8445 | 124.4039 | 23.1226 | 192.1628 | 286.6375 | 15.29 | 7.2532 | 0 | 247.9653 | 0 | 148.9151 | 0
2025_12_03 Hr 07 | 0 | 0 | 0 | 3.8622 | 3.8622 | 3.8116 | 3.8622 | 3.8622 | 3.8622 | 119.2913 | -14.3 | 0.084 | 92 | 0 | 96.0814 | 96.0814 | 285.811 | 15.21 | 0.00697 | 0.084 | 0.03454 | 0 | 0 | 0 | 0 | 0 | 0 | 0.29046 | 0.2376 | 0 | 7.2532 | 247.9653 | 0 | 0 | 0 | 0 | 21.2628 | 51.7017 | 0 | 0 | -34.6041 | 0.7527 | 12.7086 | 0.55 | -1 | -4.2 | 14.0402 | 0 | 0 | 34.8115 | 34.8115 | 34.8115 | 34.8115 | 40.4785 | 22.8501 | 0 | 0 | 0 | 0 | 0 | 0 | 0 | 0 | 0 | 0 | 0 | 0 | 0 | 0 | 0 | 0 | 0 | 0 | 9.8381 | 0 | -303.3246 | 17.8396 | 0 | 70.8723 | 77.3038 | 30.5106 | 1337.211 | 35.5271 | 65.2974 | 0 | 0.5138 | 0 | 14.074 | 3.248 | 0 | 1287.558 | 309.556 | -324.6046 | 8.9429 | 7.395 | -1.78 | 17.2913 | 1.5189 | 2025-12-03 | 2025_12_03 Hr 07 | 69.8571 | 0.000325 | -1287.558 | -337.9287 | 540.6842 | 919.7011 | 145.3607 | 19.7411 | 0 | 118.4943 | 299.0156 | 123.1742 | 23.1226 | 192.1628 | 285.811 | 15.21 | 7.2532 | 0 | 247.9653 | 0 | 148.1762 | 0
2025_12_03 Hr 08 | 0 | 0 | 0 | 3.8622 | 3.8622 | 3.8116 | 3.8622 | 3.8622 | 3.8622 | 130.7148 | -14.3 | 0.084 | 93 | 0 | 96.0814 | 96.0814 | 285.811 | 15.21 | 0.00697 | 0.084 | 0.03454 | 0 | 0 | 0 | 0 | 0 | 0 | 0.29046 | 0.2376 | 0 | 7.2532 | 247.9653 | 0 | 0 | 0 | 0 | 22.0248 | 53.5544 | 0 | 0.057353 | -32.7104 | 0.7527 | 12.7086 | 0.55 | -1 | -4.2 | 14.0402 | 0 | 0 | 39.0261 | 39.0261 | 39.0261 | 39.0261 | 45.3792 | 21.9024 | 0 | 0 | 0 | 0 | 0 | 0 | 0 | 0 | 0 | 0 | 0 | 0 | 0 | 0 | 0 | 0 | 0 | 0 | 9.8381 | 0 | -256.2758 | 17.8396 | 0 | 70.8723 | 77.3038 | 22.5576 | 1373.008 | 36.8002 | 67.6372 | 0 | 0.5138 | 0 | 14.074 | 3.248 | 0 | 1368.742 | 305.9422 | -277.5558 | 8.9429 | 7.395 | -1.78 | 17.9109 | 1.5733 | 2025-12-03 | 2025_12_03 Hr 08 | 64.9992 | -0.00028517 | -1368.742 | -288.9289 | 580.7685 | 919.7011 | 137.46 | 19.7411 | 0 | 121.1088 | 332.1985 | 127.4611 | 23.1226 | 192.1628 | 285.811 | 15.21 | 7.2532 | 0 | 247.9653 | 0 | 148.1762 | 0
2025_12_03 Hr 09 | 5.1723 | 0 | 0 | 3.8622 | 3.8622 | 3.8116 | 3.8622 | 3.8622 | 3.8622 | 119.2355 | -14.3 | 0.084 | 91 | 0 | 96.0814 | 96.0814 | 285.811 | 15.21 | 0.00697 | 0.084 | 0.03454 | 0 | 0 | 0 | 0 | 0 | 0 | 0.29046 | 0.2376 | 0 | 7.2532 | 247.9653 | 0 | 0 | 0 | 0 | 21.2591 | 51.6927 | 0 | 0.81629 | -27.9062 | 0.7527 | 12.7086 | 0.55 | -1 | -4.2 | 14.0402 | 0 | 0 | 34.7909 | 34.7909 | 34.7909 | 34.7909 | 40.4545 | 22.8501 | 0 | 0 | 0 | 0 | 0 | 0 | 0 | 0 | 0 | 0 | 0 | 0 | 0 | 0 | 0 | 0 | 0 | 0 | 9.8381 | 0 | -226.6116 | 17.8396 | 0 | 70.8723 | 77.3038 | 17.0628 | 1337.036 | 35.5209 | 65.2859 | 0 | 0.5138 | -5.1723 | 14.074 | 3.248 | 0 | 1357.142 | 300.2596 | -253.0639 | 8.9429 | 7.395 | -1.78 | 17.2882 | 1.5186 | 2025-12-03 | 2025_12_03 Hr 09 | 69.5063 | -0.0002754 | -1357.142 | -253.7015 | 540.4882 | 919.7011 | 130.9129 | 19.7411 | 0 | 118.4815 | 298.8534 | 123.1533 | 23.1226 | 192.1628 | 285.811 | 15.21 | 7.2532 | 0 | 247.9653 | 0 | 148.1762 | 0
2025_12_03 Hr 10 | 6.7478 | 0.00012 | 0.003384 | 3.8622 | 3.8622 | 3.8116 | 3.8622 | 3.8622 | 3.8622 | 108.0634 | -14.3 | 0.084 | 87 | 0 | 96.0814 | 96.0814 | 285.811 | 15.21 | 0.00697 | 0.084 | 0.03454 | 0 | 0 | 0 | 0 | 0 | 0 | 0.29046 | 0.2376 | 0 | 7.2532 | 247.9653 | 0 | 0 | 0 | 0 | 20.514 | 49.8808 | 0 | 0 | -29.3592 | 0.7527 | 12.7086 | 0.55 | -1 | -4.2 | 14.0402 | 0 | 0 | 30.6689 | 30.6689 | 30.6689 | 30.6689 | 35.6616 | 19.9017 | 0 | 0 | 0 | 0 | 0 | 0 | 0 | 0 | 0 | 0 | 0 | 0 | 0 | 0 | 0 | 0 | 0 | 0 | 9.8381 | 0 | -158.883 | 17.8396 | 0 | 70.8723 | 77.3038 | 16.0506 | 1302.03 | 34.2759 | 62.9976 | 0 | 0.5138 | -6.7478 | 14.074 | 3.248 | 0 | 1375.442 | 289.682 | -186.9108 | 8.9429 | 7.395 | -1.78 | 16.6823 | 1.4654 | 2025-12-03 | 2025_12_03 Hr 10 | 67.9395 | -0.000306 | -1375.442 | -188.2422 | 501.286 | 919.7011 | 122.9558 | 19.7411 | 0 | 115.9245 | 266.4008 | 118.9607 | 23.1226 | 192.1628 | 285.811 | 15.21 | 7.2532 | 0 | 247.9653 | 0 | 148.1762 | 0
2025_12_03 Hr 11 | 6.2105 | 0.001005 | 0.028341 | 3.8622 | 3.8622 | 3.8116 | 3.8622 | 3.8622 | 3.8622 | 111.7222 | -14.3 | 0.084 | 82 | 0 | 96.0814 | 96.0814 | 285.811 | 15.21 | 0.00697 | 0.084 | 0.03454 | 0 | 0 | 0 | 0 | 0 | 0 | 0.29046 | 0.2376 | 0 | 7.2532 | 247.9653 | 0 | 0 | 0 | 0 | 20.758 | 50.4742 | 0 | 0 | -33.5315 | 0.7527 | 12.7086 | 0.55 | -1 | -4.2 | 14.0402 | 0 | 0 | 32.0189 | 32.0189 | 32.0189 | 32.0189 | 37.2313 | 14.8473 | 0 | 0 | 0 | 0 | 0 | 0 | 0 | 0 | 0 | 0 | 0 | 0 | 0 | 0 | 0 | 0 | 0 | 0 | 9.8381 | 0 | -187.2715 | 17.8396 | 0 | 70.8723 | 77.3038 | 14.0262 | 1313.52 | 34.6836 | 63.747 | 0 | 0.5138 | -6.2105 | 14.074 | 3.248 | 0 | 1343.667 | 278.4398 | -214.762 | 8.9429 | 7.395 | -1.78 | 16.8807 | 1.4828 | 2025-12-03 | 2025_12_03 Hr 11 | 66.5726 | -0.000351 | -1343.667 | -220.803 | 514.1246 | 919.7011 | 110.9028 | 19.7411 | 0 | 116.7619 | 277.029 | 120.3338 | 23.1226 | 192.1628 | 285.811 | 15.21 | 7.2532 | 0 | 247.9653 | 0 | 148.1762 | 0
2025_12_03 Hr 12 | 4.6599 | 0.0027 | 0.07614 | 3.8622 | 3.8622 | 3.8116 | 3.8622 | 3.8622 | 3.8622 | 109.9347 | -14.3 | 0.084 | 90 | 0 | 96.0814 | 96.0814 | 285.811 | 15.21 | 0.00697 | 0.084 | 0.03454 | 0 | 0 | 0 | 0 | 0 | 0 | 0.29046 | 0.2376 | 0 | 7.2532 | 247.9653 | 0 | 0 | 0 | 0 | 20.6388 | 50.1843 | 0 | 0 | -25.9029 | 0.7527 | 12.7086 | 0.55 | -1 | -4.2 | 14.0402 | 0 | 0 | 31.3594 | 31.3594 | 31.3594 | 31.3594 | 36.4644 | 10.9512 | 0 | 0 | 0 | 0 | 0 | 0 | 0 | 0 | 0 | 0 | 0 | 0 | 0 | 0 | 0 | 0 | 0 | 0 | 9.8381 | 0 | -202.7991 | 17.8396 | 0 | 70.8723 | 77.3038 | 7.5192 | 1307.967 | 34.4844 | 63.3809 | 0 | 0.5138 | -4.6599 | 14.074 | 3.248 | 0 | 1327.142 | 273.817 | -228.739 | 8.9429 | 7.395 | -1.78 | 16.7838 | 1.4743 | 2025-12-03 | 2025_12_03 Hr 12 | 66.212 | -0.000324 | -1327.142 | -228.702 | 507.8523 | 919.7011 | 108.5492 | 19.7411 | 0 | 116.3528 | 271.8366 | 119.663 | 23.1226 | 192.1628 | 285.811 | 15.21 | 7.2532 | 0 | 247.9653 | 0 | 148.1762 | 0
2025_12_03 Hr 13 | 5.6914 | 0.00384 | 0.10829 | 3.8622 | 3.8622 | 3.8116 | 3.8622 | 3.8622 | 3.8622 | 109.6833 | -14.3 | 0.084 | 91 | 0 | 96.0814 | 96.0814 | 285.811 | 15.21 | 0.00697 | 0.084 | 0.03454 | 0 | 0 | 0 | 0 | 0 | 0 | 0.29046 | 0.2376 | 0 | 7.2532 | 247.9653 | 0 | 0 | 0 | 0 | 20.622 | 50.1435 | 0 | 0 | -25.9382 | 0.7527 | 12.7086 | 0.55 | -1 | -4.2 | 14.0402 | 0 | 0 | 31.2666 | 31.2666 | 31.2666 | 31.2666 | 36.3565 | 8.9505 | 0 | 0 | 0 | 0 | 0 | 0 | 0 | 0 | 0 | 0 | 0 | 0 | 0 | 0 | 0 | 0 | 0 | 0 | 9.8381 | 0 | -219.7437 | 17.8396 | 0 | 70.8723 | 77.3038 | 8.9652 | 1307.211 | 34.4564 | 63.3294 | 0 | 0.5138 | -5.6914 | 14.074 | 3.248 | 0 | 1309.758 | 275.2007 | -246.7151 | 8.9429 | 7.395 | -1.78 | 16.7701 | 1.4731 | 2025-12-03 | 2025_12_03 Hr 13 | 63.8585 | 0.000277 | -1309.758 | -245.6819 | 506.9702 | 919.7011 | 109.0278 | 19.7411 | 0 | 116.2952 | 271.1063 | 119.5686 | 23.1226 | 192.1628 | 285.811 | 15.21 | 7.2532 | 0 | 247.9653 | 0 | 148.1762 | 0
2025_12_03 Hr 14 | 5.6897 | 0.003885 | 0.10956 | 3.8622 | 3.8622 | 3.8116 | 3.8622 | 3.8622 | 3.8622 | 110.242 | -14.3 | 0.084 | 93 | 0 | 96.0814 | 96.0814 | 285.811 | 15.21 | 0.00697 | 0.084 | 0.03454 | 0 | 0 | 0 | 0 | 0 | 0 | 0.29046 | 0.2376 | 0 | 7.2532 | 247.9653 | 0 | 0 | 0 | 0 | 20.6593 | 50.2341 | 0 | 0 | -21.6491 | 0.7527 | 12.7086 | 0.55 | -1 | -4.2 | 14.0402 | 0 | 0 | 31.4727 | 31.4727 | 31.4727 | 31.4727 | 36.5962 | 6.0021 | 0 | 0 | 0 | 0 | 0 | 0 | 0 | 0 | 0 | 0 | 0 | 0 | 0 | 0 | 0 | 0 | 0 | 0 | 9.8381 | 0 | -222.7281 | 17.8396 | 0 | 70.8723 | 77.3038 | 10.5558 | 1308.963 | 34.5187 | 63.4438 | 0 | 0.5138 | -5.6897 | 14.074 | 3.248 | 0 | 1313.667 | 276.0509 | -249.6978 | 8.9429 | 7.395 | -1.78 | 16.8004 | 1.4758 | 2025-12-03 | 2025_12_03 Hr 14 | 64.2388 | -0.000268 | -1313.667 | -244.3772 | 508.9304 | 919.7011 | 109.6713 | 19.7411 | 0 | 116.4231 | 272.7291 | 119.7783 | 23.1226 | 192.1628 | 285.811 | 15.21 | 7.2532 | 0 | 247.9653 | 0 | 148.1762 | 0
2025_12_03 Hr 15 | 5.6897 | 0.003165 | 0.089253 | 3.8622 | 3.8622 | 3.8116 | 3.8622 | 3.8622 | 3.8622 | 112.5322 | -14.3 | 0.084 | 94 | 0 | 96.0814 | 96.0814 | 285.811 | 15.21 | 0.00697 | 0.084 | 0.03454 | 0 | 0 | 0 | 0 | 0 | 0 | 0.29046 | 0.2376 | 0 | 7.2532 | 247.9653 | 0 | 0 | 0 | 0 | 20.812 | 50.6055 | 0 | 0 | -23.2359 | 0.7527 | 12.7086 | 0.55 | -1 | -4.2 | 14.0402 | 0 | 0 | 32.3177 | 32.3177 | 32.3177 | 32.3177 | 37.5787 | 6.9498 | 0 | 0 | 0 | 0 | 0 | 0 | 0 | 0 | 0 | 0 | 0 | 0 | 0 | 0 | 0 | 0 | 0 | 0 | 9.8381 | 0 | -262.7075 | 17.8396 | 0 | 70.8723 | 77.3038 | 16.0506 | 1316.119 | 34.7739 | 63.9129 | 0 | 0.5138 | -5.6897 | 14.074 | 3.248 | 0 | 1287.558 | 284.3521 | -289.6772 | 8.9429 | 7.395 | -1.78 | 16.9246 | 1.4867 | 2025-12-03 | 2025_12_03 Hr 15 | 61.8819 | 0.00033 | -1287.558 | -285.9434 | 516.9668 | 919.7011 | 117.0928 | 19.7411 | 0 | 116.9473 | 279.3818 | 120.6377 | 23.1226 | 192.1628 | 285.811 | 15.21 | 7.2532 | 0 | 247.9653 | 0 | 148.1762 | 0
2025_12_03 Hr 16 | 1.5472 | 0.00276 | 0.077832 | 3.8622 | 3.8622 | 3.8116 | 3.8622 | 3.8622 | 3.8622 | 118.9003 | -14.3 | 0.084 | 93 | 0 | 96.0814 | 96.0814 | 285.811 | 15.21 | 0.00697 | 0.084 | 0.03454 | 0 | 0 | 0 | 0 | 0 | 0 | 0.29046 | 0.2376 | 0 | 7.2532 | 247.9653 | 0 | 0 | 0 | 0 | 21.2368 | 51.6383 | 0 | 0 | -19.6265 | 0.7527 | 12.7086 | 0.55 | -1 | -4.2 | 14.0402 | 0 | 0 | 34.6672 | 34.6672 | 34.6672 | 34.6672 | 40.3107 | 14.8473 | 0 | 0 | 0 | 0 | 0 | 0 | 0 | 0 | 0 | 0 | 0 | 0 | 0 | 0 | 0 | 0 | 0 | 0 | 9.8381 | 0 | -273.9349 | 17.8396 | 0 | 70.8723 | 77.3038 | 19.521 | 1336.063 | 35.4836 | 65.2173 | 0 | 0.5138 | -1.5472 | 14.074 | 3.248 | 0 | 1312.642 | 292.9669 | -296.7621 | 8.9429 | 7.395 | -1.78 | 17.2701 | 1.517 | 2025-12-03 | 2025_12_03 Hr 16 | 64.7763 | -0.000316 | -1312.642 | -293.5614 | 539.3121 | 919.7011 | 127.4489 | 19.7411 | 0 | 118.4048 | 297.8798 | 123.0275 | 23.1226 | 192.1628 | 285.811 | 15.21 | 7.2532 | 0 | 247.9653 | 0 | 148.1762 | 0
2025_12_03 Hr 17 | 0 | 0.003525 | 0.099405 | 3.8622 | 3.8622 | 3.8116 | 3.8622 | 3.8622 | 3.8622 | 135.9098 | -14.3 | 0.084 | 93 | 0 | 96.0814 | 96.0814 | 285.811 | 15.21 | 0.00697 | 0.084 | 0.03454 | 0 | 0 | 0 | 0 | 0 | 0 | 0.29046 | 0.2376 | 0 | 7.2532 | 247.9653 | 0 | 0 | 0 | 0 | 22.3712 | 54.3969 | 0 | 0 | -25.7538 | 0.7527 | 12.7086 | 0.55 | -1 | -4.2 | 14.0402 | 0 | 0 | 40.9428 | 40.9428 | 40.9428 | 40.9428 | 47.6079 | 19.9017 | 0 | 0 | 0 | 0 | 0 | 0 | 0 | 0 | 0 | 0 | 0 | 0 | 0 | 0 | 0 | 0 | 0 | 0 | 9.8381 | 0 | -281.5061 | 17.8396 | 0 | 70.8723 | 77.3038 | 27.474 | 1389.387 | 37.3792 | 68.7012 | 0 | 0.5138 | 0 | 14.074 | 3.248 | 0 | 1371.658 | 310.811 | -302.7861 | 8.9429 | 7.395 | -1.78 | 18.1926 | 1.5981 | 2025-12-03 | 2025_12_03 Hr 17 | 65.3037 | 0.000363 | -1371.658 | -307.2599 | 598.9975 | 919.7011 | 140.4786 | 19.7411 | 0 | 122.2978 | 347.289 | 129.4107 | 23.1226 | 192.1628 | 285.811 | 15.21 | 7.2532 | 0 | 247.9653 | 0 | 148.1762 | 0
2025_12_03 Hr 18 | 0 | 0.000705 | 0.019881 | 3.8622 | 3.8622 | 3.8116 | 3.8622 | 3.8622 | 3.8622 | 141.1327 | -14.3 | 0.084 | 91 | 0 | 96.0814 | 96.0814 | 285.811 | 15.21 | 0.00697 | 0.084 | 0.03454 | 0 | 0 | 0 | 0 | 0 | 0 | 0.29046 | 0.2376 | 0 | 7.2532 | 247.9653 | 0 | 0 | 0 | 0 | 22.7196 | 55.2439 | 0 | 0 | -17.3486 | 0.7527 | 12.7086 | 0.55 | -1 | -4.2 | 14.0402 | 0 | 0 | 42.8698 | 42.8698 | 42.8698 | 42.8698 | 49.8486 | 20.8494 | 0 | 0 | 0 | 0 | 0 | 0 | 0 | 0 | 0 | 0 | 0 | 0 | 0 | 0 | 0 | 0 | 0 | 0 | 9.8381 | 0 | -273.428 | 17.8396 | 0 | 70.8723 | 77.3038 | 29.4984 | 1405.675 | 37.9612 | 69.771 | 0 | 0.5138 | 0 | 14.074 | 3.248 | 0 | 1407.358 | 313.7403 | -294.708 | 8.9429 | 7.395 | -1.78 | 18.4759 | 1.623 | 2025-12-03 | 2025_12_03 Hr 18 | 69.6272 | 0.000294 | -1407.358 | -290.7767 | 617.3244 | 919.7011 | 141.3684 | 19.7411 | 0 | 123.4932 | 362.4605 | 131.3707 | 23.1226 | 192.1628 | 285.811 | 15.21 | 7.2532 | 0 | 247.9653 | 0 | 148.1762 | 0
2025_12_03 Hr 19 | 0 | 1.5e-05 | 0.000423 | 3.8622 | 3.8622 | 3.8116 | 3.8622 | 3.8622 | 3.8622 | 137.0828 | -14.3 | 0.084 | 89 | 0 | 96.0814 | 96.0814 | 285.811 | 15.21 | 0.00697 | 0.084 | 0.03454 | 0 | 0 | 0 | 0 | 0 | 0 | 0.29046 | 0.2376 | 0 | 7.2532 | 247.9653 | 0 | 0 | 0 | 0 | 22.4495 | 54.5871 | 0 | 7.7351 | 0 | 0.7527 | 12.7086 | 0.55 | -1 | -4.2 | 14.0402 | 0 | 0 | 41.3756 | 41.3756 | 41.3756 | 41.3756 | 48.1112 | 24.8508 | 0 | 0 | 0 | 0 | 0 | 0 | 0 | 0 | 0 | 0 | 0 | 0 | 0 | 0 | 0 | 0 | 0 | 0 | 9.8381 | 0 | -314.1258 | 17.8396 | 0 | 70.8723 | 77.3038 | 39.042 | 1392.964 | 37.5099 | 68.9415 | 0 | 0.5138 | 0 | 14.074 | 3.248 | 0 | 1389.058 | 323.7648 | -335.4058 | 8.9429 | 7.395 | -1.78 | 18.2563 | 1.6037 | 2025-12-03 | 2025_12_03 Hr 19 | 69.9583 | 0.000309 | -1389.058 | -306.3907 | 603.1137 | 919.7011 | 152.8932 | 19.7411 | 0 | 122.5663 | 350.6964 | 129.8509 | 23.1226 | 192.1628 | 285.811 | 15.21 | 7.2532 | 0 | 247.9653 | 0 | 148.1762 | 0
2025_12_03 Hr 20 | 0 | 0 | 0 | 3.8622 | 3.8622 | 3.8116 | 3.8622 | 3.8622 | 3.8622 | 127.81 | -14.3 | 0.084 | 89 | 0 | 96.0814 | 96.0814 | 285.811 | 15.21 | 0.00697 | 0.084 | 0.03454 | 0 | 0 | 0 | 0 | 0 | 0 | 0.29046 | 0.2376 | 0 | 7.2532 | 247.9653 | 0 | 0 | 0 | 0 | 21.831 | 53.0833 | 0 | 0 | -27.4605 | 0.7527 | 12.7086 | 0.55 | -1 | -4.2 | 14.0402 | 0 | 0 | 37.9544 | 37.9544 | 37.9544 | 37.9544 | 44.133 | 31.8006 | 0 | 0 | 0 | 0 | 0 | 0 | 0 | 0 | 0 | 0 | 0 | 0 | 0 | 0 | 0 | 0 | 0 | 0 | 9.8381 | 0 | -299.0516 | 17.8396 | 0 | 70.8723 | 77.3038 | 74.0352 | 1363.906 | 36.4765 | 67.0422 | 0 | 0.5138 | 0 | 14.074 | 3.248 | 0 | 1378.342 | 362.2279 | -320.3316 | 8.9429 | 7.395 | -1.78 | 17.7533 | 1.5595 | 2025-12-03 | 2025_12_03 Hr 20 | 68.3193 | -0.000328 | -1378.342 | -326.5121 | 570.5758 | 919.7011 | 194.8358 | 19.7411 | 0 | 120.444 | 323.7608 | 126.3711 | 23.1226 | 192.1628 | 285.811 | 15.21 | 7.2532 | 0 | 247.9653 | 0 | 148.1762 | 0
2025_12_03 Hr 21 | 0 | 0 | 0 | 3.8622 | 3.8622 | 3.8116 | 3.8622 | 3.8622 | 3.8622 | 117.3641 | -14.3 | 0.084 | 87 | 0 | 96.0814 | 96.0814 | 285.811 | 15.21 | 0.00697 | 0.084 | 0.03454 | 0 | 0 | 0 | 0 | 0 | 0 | 0.29046 | 0.2376 | 0 | 7.2532 | 247.9653 | 0 | 0 | 0 | 0 | 21.1343 | 51.3892 | 0 | 0 | -30.3631 | 0.7527 | 12.7086 | 0.55 | -1 | -4.2 | 14.0402 | 0 | 0 | 34.1004 | 34.1004 | 34.1004 | 34.1004 | 39.6517 | 34.749 | 0 | 0 | 0 | 0 | 0 | 0 | 0 | 0 | 0 | 0 | 0 | 0 | 0 | 0 | 0 | 0 | 0 | 0 | 9.8381 | 0 | -302.8228 | 17.8396 | 0 | 70.8723 | 77.3038 | 73.023 | 1331.172 | 35.3124 | 64.9026 | 0 | 0.5138 | 0 | 14.074 | 3.248 | 0 | 1334.95 | 358.2441 | -324.1028 | 8.9429 | 7.395 | -1.78 | 17.1867 | 1.5097 | 2025-12-03 | 2025_12_03 Hr 21 | 62.2126 | -1.7e-05 | -1334.95 | -333.1859 | 533.9218 | 919.7011 | 194.772 | 19.7411 | 0 | 118.0532 | 293.4175 | 122.451 | 23.1226 | 192.1628 | 285.811 | 15.21 | 7.2532 | 0 | 247.9653 | 0 | 148.1762 | 0
2025_12_03 Hr 22 | 0 | 0 | 0 | 3.8622 | 3.8622 | 3.8116 | 3.8622 | 3.8622 | 3.8622 | 98.7906 | -14.3 | 0.084 | 88 | 0 | 96.0814 | 96.0814 | 285.811 | 15.21 | 0.00697 | 0.084 | 0.03454 | 0 | 0 | 0 | 0 | 0 | 0 | 0.29046 | 0.2376 | 0 | 7.2532 | 247.9653 | 0 | 0 | 0 | 0 | 19.8955 | 48.3769 | 0 | 0 | -29.6877 | 0.7527 | 12.7086 | 0.55 | -1 | -4.2 | 14.0402 | 0 | 0 | 27.2478 | 27.2478 | 27.2478 | 27.2478 | 31.6834 | 32.7483 | 0 | 0 | 0 | 0 | 0 | 0 | 0 | 0 | 0 | 0 | 0 | 0 | 0 | 0 | 0 | 0 | 0 | 0 | 9.8381 | 0 | -298.0789 | 17.8396 | 0 | 70.8723 | 77.3038 | 69.9864 | 1272.968 | 33.2425 | 61.0983 | 0 | 0.5138 | 0 | 14.074 | 3.248 | 0 | 1271.158 | 347.2367 | -319.3589 | 8.9429 | 7.395 | -1.78 | 16.1793 | 1.4212 | 2025-12-03 | 2025_12_03 Hr 22 | 64.6284 | 0.00033 | -1271.158 | -327.7666 | 468.7481 | 919.7011 | 190.7347 | 19.7411 | 0 | 113.8021 | 239.4651 | 115.4809 | 23.1226 | 192.1628 | 285.811 | 15.21 | 7.2532 | 0 | 247.9653 | 0 | 148.1762 | 0
2025_12_03 Hr 23 | 0 | 0 | 0 | 3.8622 | 3.8622 | 3.8116 | 3.8622 | 3.8622 | 3.8622 | 75.9996 | 0 | 0.084 | 87 | 0 | 96.0814 | 96.0814 | 286.6375 | 15.29 | 0.00697 | 0.084 | 0.03454 | 0 | 0 | 0 | 0 | 0 | 0 | 0.29046 | 0.2376 | 0 | 7.2532 | 247.9653 | 0 | 0 | 0 | 0 | 18.3754 | 44.6807 | 0 | 0 | -27.8574 | 0.7527 | 12.7086 | 0.55 | -1 | -4.2 | 14.0402 | 0 | 0 | 18.8391 | 18.8391 | 18.8391 | 18.8391 | 21.9059 | 35.802 | 0 | 0 | 0 | 0 | 0 | 0 | 0 | 0 | 0 | 0 | 0 | 0 | 0 | 0 | 0 | 0 | 0 | 0 | 9.8381 | 0 | -324.8159 | 17.8396 | 0 | 71.2258 | 77.6894 | 66.9498 | 1203.194 | 30.7026 | 56.4301 | 0 | 0.5138 | 0 | 14.074 | 3.248 | 0 | 1181.242 | 337.701 | -331.7959 | 8.9429 | 7.395 | -1.78 | 14.9431 | 1.3126 | 2025-12-03 | 2025_12_03 Hr 23 | 68.188 | -0.000307 | -1181.242 | -352.6733 | 403.0756 | 921.3465 | 189.7518 | 19.7411 | 0 | 108.5858 | 173.2617 | 121.2281 | 23.1226 | 192.1628 | 286.6375 | 15.29 | 7.2532 | 0 | 247.9653 | 0 | 148.9151 | 0
2025_12_03 Hr 24 | 0 | 0 | 0 | 3.8622 | 3.8622 | 3.8116 | 3.8622 | 3.8622 | 3.8622 | 62.202 | 0 | 0.084 | 88 | 0 | 96.0814 | 96.0814 | 286.6375 | 0 | 0.00697 | 0.084 | 0.03454 | 0 | 0 | 0 | 0 | 0 | 0 | 0.29046 | 0.2376 | 0 | 7.2532 | 247.9653 | 0 | 0 | 0 | 0 | 17.4551 | 42.4431 | 0 | 0 | -29.2387 | 0.7527 | 12.7086 | 0.55 | -1 | -4.2 | 14.0402 | 0 | 0 | 13.7485 | 13.7485 | 13.7485 | 13.7485 | 15.9866 | 36.7497 | 0 | 0 | 0 | 0 | 0 | 0 | 0 | 0 | 0 | 0 | 0 | 0 | 0 | 0 | 0 | 0 | 0 | 0 | 9.8381 | 0 | -327.3731 | 17.8396 | 0 | 71.2258 | 77.6894 | 67.962 | 1144.667 | 29.165 | 53.604 | 0 | 0.5138 | 0 | 14.074 | 3.248 | 0 | 1116.558 | 335.483 | -334.3531 | 8.9429 | 7.395 | -1.78 | 14.1948 | 1.2469 | 2025-12-03 | 2025_12_03 Hr 24 | 66.3899 | 0.000365 | -1116.558 | -356.6118 | 354.6609 | 906.0565 | 192.7117 | 19.7411 | 0 | 105.4279 | 133.1827 | 116.0503 | 23.1226 | 192.1628 | 286.6375 | 0 | 7.2532 | 0 | 247.9653 | 0 | 148.9151 | 0
2025_12_04 Hr 01 | 0 | 0 | 0 | 3.8622 | 3.8622 | 3.8116 | 3.8622 | 3.8622 | 3.8622 | 48.6186 | 0 | 0.084 | 87 | 0 | 96.0814 | 96.0814 | 286.6375 | 0 | 0.00697 | 0.084 | 0.03454 | 0 | 0 | 0 | 0 | 0 | 0 | 0.29046 | 0.2376 | 0 | 7.2532 | 247.9653 | 0 | 0 | 0 | 0 | 16.8018 | 40.9814 | 0 | 0 | -36.8303 | 0.7527 | 12.7181 | 0.55 | -1 | -4.2 | 14.0647 | 0 | 0 | 8.5142 | 8.5142 | 8.5142 | 8.5142 | 9.9002 | 32.7483 | 0 | 0 | 0 | 0 | 0 | 0 | 0 | 0 | 0 | 0 | 0 | 0 | 0 | 0 | 0 | 0 | 0 | 0 | 9.8366 | 0 | -293.1646 | 18.0004 | 0 | 71.2258 | 77.6894 | 68.5404 | 1101.976 | 27.7345 | 50.9957 | 0 | 0.5138 | 0 | 14.074 | 3.248 | 0 | 1091.45 | 326.4487 | -300.1446 | 8.9417 | 7.395 | -1.78 | 13.5219 | 1.1864 | 2025-12-04 | 2025_12_04 Hr 01 | 66.0557 | 3.2e-05 | -1091.45 | -329.9949 | 307.3586 | 906.0565 | 188.2887 | 19.7411 | 0 | 103.3443 | 92.5754 | 111.4389 | 23.1226 | 192.1628 | 286.6375 | 0 | 7.2532 | 0 | 247.9653 | 0 | 148.9151 | 0
2025_12_04 Hr 02 | 0 | 0 | 0 | 3.8622 | 3.8622 | 3.8116 | 3.8622 | 3.8622 | 3.8622 | 47.822 | 0 | 0.084 | 77 | 0 | 96.0814 | 96.0814 | 286.6375 | 0 | 0.00697 | 0.084 | 0.03454 | 0 | 0 | 0 | 0 | 0 | 0 | 0.29046 | 0.2376 | 0 | 7.2532 | 247.9653 | 0 | 0 | 0 | 0 | 16.7489 | 40.8525 | 0 | 0 | -30.3296 | 0.7527 | 12.7181 | 0.55 | -1 | -4.2 | 14.0647 | 0 | 0 | 8.2199 | 8.2199 | 8.2199 | 8.2199 | 9.558 | 35.802 | 0 | 0 | 0 | 0 | 0 | 0 | 0 | 0 | 0 | 0 | 0 | 0 | 0 | 0 | 0 | 0 | 0 | 0 | 9.8366 | 0 | -296.4504 | 18.0004 | 0 | 71.2258 | 77.6894 | 61.455 | 1099.479 | 27.6472 | 50.8352 | 0 | 0.5138 | 0 | 14.074 | 3.248 | 0 | 1077.842 | 312.123 | -303.4304 | 8.9417 | 7.395 | -1.78 | 13.4793 | 1.1827 | 2025-12-04 | 2025_12_04 Hr 02 | 65.6596 | -0.000307 | -1077.842 | -326.78 | 304.5671 | 906.0565 | 174.257 | 19.7411 | 0 | 103.1625 | 90.2597 | 111.1449 | 23.1226 | 192.1628 | 286.6375 | 0 | 7.2532 | 0 | 247.9653 | 0 | 148.9151 | 0
2025_12_04 Hr 03 | 0 | 0 | 0 | 3.8622 | 3.8622 | 3.8116 | 3.8622 | 3.8622 | 3.8622 | 47.0254 | 0 | 0.084 | 84 | 0 | 96.0814 | 96.0814 | 286.6375 | 0 | 0.00697 | 0.084 | 0.03454 | 0 | 0 | 0 | 0 | 0 | 0 | 0.29046 | 0.2376 | 0 | 7.2532 | 247.9653 | 0 | 0 | 0 | 0 | 16.696 | 40.7235 | 0 | 0 | -23.8606 | 0.7527 | 12.7181 | 0.55 | -1 | -4.2 | 14.0647 | 0 | 0 | 7.9257 | 7.9257 | 7.9257 | 7.9257 | 9.2159 | 41.6988 | 0 | 0 | 0 | 0 | 0 | 0 | 0 | 0 | 0 | 0 | 0 | 0 | 0 | 0 | 0 | 0 | 0 | 0 | 9.8366 | 0 | -329.4248 | 18.0004 | 0 | 71.2258 | 77.6894 | 61.455 | 1096.981 | 27.56 | 50.6748 | 0 | 0.5138 | 0 | 14.074 | 3.248 | 0 | 1061.442 | 324.7258 | -336.4048 | 8.9417 | 7.395 | -1.78 | 13.4368 | 1.179 | 2025-12-04 | 2025_12_04 Hr 03 | 65.4863 | -0.000284 | -1061.442 | -353.2854 | 301.7757 | 906.0565 | 187.1538 | 19.7411 | 0 | 102.9807 | 87.9441 | 110.8509 | 23.1226 | 192.1628 | 286.6375 | 0 | 7.2532 | 0 | 247.9653 | 0 | 148.9151 | 0
2025_12_04 Hr 04 | 0 | 0 | 0 | 3.8622 | 3.8622 | 3.8116 | 3.8622 | 3.8622 | 3.8622 | 53.7109 | 0 | 0.084 | 83 | 0 | 96.0814 | 96.0814 | 286.6375 | 0 | 0.00697 | 0.084 | 0.03454 | 0 | 0 | 0 | 0 | 0 | 0 | 0.29046 | 0.2376 | 0 | 7.2532 | 247.9653 | 0 | 0 | 0 | 0 | 17.1397 | 41.8058 | 0 | 0 | -19.19 | 0.7527 | 12.7181 | 0.55 | -1 | -4.2 | 14.0647 | 0 | 0 | 10.3952 | 10.3952 | 10.3952 | 10.3952 | 12.0874 | 50.6493 | 0 | 0 | 0 | 0 | 0 | 0 | 0 | 0 | 0 | 0 | 0 | 0 | 0 | 0 | 0 | 0 | 0 | 0 | 9.8366 | 0 | -348.3474 | 18.0004 | 0 | 71.2258 | 77.6894 | 67.5282 | 1117.942 | 28.2924 | 52.0214 | 0 | 0.5138 | 0 | 14.074 | 3.248 | 0 | 1084.642 | 341.2169 | -355.3274 | 8.9417 | 7.395 | -1.78 | 13.7939 | 1.2103 | 2025-12-04 | 2025_12_04 Hr 04 | 65.4584 | -0.000301 | -1084.642 | -367.5374 | 325.204 | 906.0565 | 201.1775 | 19.7411 | 0 | 104.5066 | 107.3791 | 113.3184 | 23.1226 | 192.1628 | 286.6375 | 0 | 7.2532 | 0 | 247.9653 | 0 | 148.9151 | 0
2025_12_04 Hr 05 | 0 | 0 | 0 | 3.8622 | 3.8622 | 3.8116 | 3.8622 | 3.8622 | 3.8622 | 58.0352 | 0 | 0.084 | 85 | 0 | 96.0814 | 96.0814 | 286.6375 | 0 | 0.00697 | 0.084 | 0.03454 | 0 | 0 | 0 | 0 | 0 | 0 | 0.29046 | 0.2376 | 0 | 7.2532 | 247.9653 | 0 | 0 | 0 | 0 | 17.4267 | 42.5057 | 0 | 0 | -29.7496 | 0.7527 | 12.7181 | 0.55 | -1 | -4.2 | 14.0647 | 0 | 0 | 11.9925 | 11.9925 | 11.9925 | 11.9925 | 13.9447 | 58.6521 | 0 | 0 | 0 | 0 | 0 | 0 | 0 | 0 | 0 | 0 | 0 | 0 | 0 | 0 | 0 | 0 | 0 | 0 | 9.8366 | 0 | -344.9172 | 18.0004 | 0 | 71.2258 | 77.6894 | 78.5178 | 1131.5 | 28.7661 | 52.8925 | 0 | 0.5138 | 0 | 14.074 | 3.248 | 0 | 1113.658 | 363.8053 | -351.8972 | 8.9417 | 7.395 | -1.78 | 14.0248 | 1.2306 | 2025-12-04 | 2025_12_04 Hr 05 | 67.9497 | 0.000354 | -1113.658 | -374.6668 | 340.3577 | 906.0565 | 222.1699 | 19.7411 | 0 | 105.4936 | 119.9497 | 114.9144 | 23.1226 | 192.1628 | 286.6375 | 0 | 7.2532 | 0 | 247.9653 | 0 | 148.9151 | 0
2025_12_04 Hr 06 | 0 | 0 | 0 | 3.8622 | 3.8622 | 3.8116 | 3.8622 | 3.8622 | 3.8622 | 85.2324 | 0 | 0.084 | 79 | 0 | 96.0814 | 96.0814 | 286.6375 | 0 | 0.00697 | 0.084 | 0.03454 | 0 | 0 | 0 | 0 | 0 | 0 | 0.29046 | 0.2376 | 0 | 7.2532 | 247.9653 | 0 | 0 | 0 | 0 | 19.2317 | 46.9083 | 0 | 0 | -33.1069 | 0.7527 | 12.7181 | 0.55 | -1 | -4.2 | 14.0647 | 0 | 0 | 22.0386 | 22.0386 | 22.0386 | 22.0386 | 25.6262 | 52.65 | 0 | 0 | 0 | 0 | 0 | 0 | 0 | 0 | 0 | 0 | 0 | 0 | 0 | 0 | 0 | 0 | 0 | 0 | 9.8366 | 0 | -320.888 | 18.0004 | 0 | 71.2258 | 77.6894 | 77.9394 | 1216.771 | 31.7456 | 58.3708 | 0 | 0.5138 | 0 | 14.074 | 3.248 | 0 | 1217.058 | 361.2627 | -327.868 | 8.9417 | 7.395 | -1.78 | 15.4774 | 1.358 | 2025-12-04 | 2025_12_04 Hr 06 | 70.5865 | 0.000369 | -1217.058 | -353.9949 | 435.6662 | 906.0565 | 209.5894 | 19.7411 | 0 | 111.7011 | 199.0129 | 124.9522 | 23.1226 | 192.1628 | 286.6375 | 0 | 7.2532 | 0 | 247.9653 | 0 | 148.9151 | 0
2025_12_04 Hr 07 | 0 | 0 | 0 | 3.8622 | 3.8622 | 3.8116 | 3.8622 | 3.8622 | 3.8622 | 118.7454 | -14.3 | 0.084 | 91 | 0 | 96.0814 | 96.0814 | 285.811 | 0 | 0.00697 | 0.084 | 0.03454 | 0 | 0 | 0 | 0 | 0 | 0 | 0.29046 | 0.2376 | 0 | 7.2532 | 247.9653 | 0 | 0 | 0 | 0 | 21.4558 | 52.3332 | 0 | 0 | -33.7819 | 0.7527 | 12.7181 | 0.55 | -1 | -4.2 | 14.0647 | 0 | 0 | 34.4175 | 34.4175 | 34.4175 | 34.4175 | 40.0204 | 53.5977 | 0 | 0 | 0 | 0 | 0 | 0 | 0 | 0 | 0 | 0 | 0 | 0 | 0 | 0 | 0 | 0 | 0 | 0 | 9.8366 | 0 | -313.3824 | 18.0004 | 0 | 70.8723 | 77.3038 | 74.469 | 1320.277 | 35.4169 | 65.1213 | 0 | 0.5138 | 0 | 14.074 | 3.248 | 0 | 1334.942 | 383.1089 | -334.6624 | 8.9417 | 7.395 | -1.78 | 17.2674 | 1.5151 | 2025-12-04 | 2025_12_04 Hr 07 | 75.8327 | -0.000289 | -1334.942 | -347.1643 | 538.8072 | 904.491 | 219.0667 | 19.7411 | 0 | 119.3501 | 296.436 | 123.0211 | 23.1226 | 192.1628 | 285.811 | 0 | 7.2532 | 0 | 247.9653 | 0 | 148.1762 | 0
2025_12_04 Hr 08 | 0 | 0 | 0 | 3.8622 | 3.8622 | 3.8116 | 3.8622 | 3.8622 | 3.8622 | 126.7111 | -14.3 | 0.084 | 91 | 0 | 96.0814 | 96.0814 | 285.811 | 15.21 | 0.00697 | 0.084 | 0.03454 | 0 | 0 | 0 | 0 | 0 | 0 | 0.29046 | 0.2376 | 0 | 7.2532 | 247.9653 | 0 | 0 | 0 | 0 | 21.9845 | 53.6226 | 0 | 0 | -20.0045 | 0.7527 | 12.7181 | 0.55 | -1 | -4.2 | 14.0647 | 0 | 0 | 37.3599 | 37.3599 | 37.3599 | 37.3599 | 43.4418 | 52.65 | 0 | 0 | 0 | 0 | 0 | 0 | 0 | 0 | 0 | 0 | 0 | 0 | 0 | 0 | 0 | 0 | 0 | 0 | 9.8366 | 0 | -295.2419 | 18.0004 | 0 | 70.8723 | 77.3038 | 68.9742 | 1360.462 | 36.2895 | 66.7259 | 0 | 0.5138 | 0 | 14.074 | 3.248 | 0 | 1403.542 | 379.6064 | -316.5219 | 8.9417 | 7.395 | -1.78 | 17.6928 | 1.5524 | 2025-12-04 | 2025_12_04 Hr 08 | 75.8524 | -0.000319 | -1403.542 | -315.2464 | 566.7218 | 919.7011 | 212.6242 | 19.7411 | 0 | 121.1682 | 319.5925 | 125.9611 | 23.1226 | 192.1628 | 285.811 | 15.21 | 7.2532 | 0 | 247.9653 | 0 | 148.1762 | 0
2025_12_04 Hr 09 | 4.6599 | 4.5e-05 | 0.001269 | 3.8622 | 3.8622 | 3.8116 | 3.8622 | 3.8622 | 3.8622 | 127.024 | -14.3 | 0.084 | 92 | 0 | 96.0814 | 96.0814 | 285.811 | 15.21 | 0.00697 | 0.084 | 0.03454 | 0 | 0 | 0 | 0 | 0 | 0 | 0.29046 | 0.2376 | 0 | 7.2532 | 247.9653 | 0 | 0 | 0 | 0 | 22.0052 | 53.6733 | 0 | 0 | -30.0224 | 0.7527 | 12.7181 | 0.55 | -1 | -4.2 | 14.0647 | 0 | 0 | 37.4755 | 37.4755 | 37.4755 | 37.4755 | 43.5762 | 55.5984 | 0 | 0 | 0 | 0 | 0 | 0 | 0 | 0 | 0 | 0 | 0 | 0 | 0 | 0 | 0 | 0 | 0 | 0 | 9.8366 | 0 | -307.9352 | 18.0004 | 0 | 70.8723 | 77.3038 | 75.0474 | 1361.444 | 36.3238 | 66.7889 | 0 | 0.5138 | -4.6599 | 14.074 | 3.248 | 0 | 1391.95 | 394.4034 | -333.8751 | 8.9417 | 7.395 | -1.78 | 17.7096 | 1.5539 | 2025-12-04 | 2025_12_04 Hr 09 | 76.5079 | -9e-06 | -1391.95 | -337.9577 | 567.8184 | 919.7011 | 222.6471 | 19.7411 | 0 | 121.2396 | 320.5022 | 126.0766 | 23.1226 | 192.1628 | 285.811 | 15.21 | 7.2532 | 0 | 247.9653 | 0 | 148.1762 | 0
2025_12_04 Hr 10 | 6.2071 | 0.001395 | 0.039339 | 3.8622 | 3.8622 | 3.8116 | 3.8622 | 3.8622 | 3.8622 | 126.6257 | -14.3 | 0.084 | 82 | 0 | 96.0814 | 96.0814 | 285.811 | 15.21 | 0.00697 | 0.084 | 0.03454 | 0 | 0 | 0 | 0 | 0 | 0 | 0.29046 | 0.2376 | 0 | 7.2532 | 247.9653 | 0 | 0 | 0 | 0 | 21.9788 | 53.6088 | 0 | 0 | -47.0236 | 0.7527 | 12.7181 | 0.55 | -1 | -4.2 | 14.0647 | 0 | 0 | 37.3284 | 37.3284 | 37.3284 | 37.3284 | 43.4051 | 53.5977 | 0 | 0 | 0 | 0 | 0 | 0 | 0 | 0 | 0 | 0 | 0 | 0 | 0 | 0 | 0 | 0 | 0 | 0 | 9.8366 | 0 | -276.5321 | 18.0004 | 0 | 70.8723 | 77.3038 | 72.0108 | 1360.234 | 36.2802 | 66.7087 | 0 | 0.5138 | -6.2071 | 14.074 | 3.248 | 0 | 1389.958 | 380.7677 | -304.0193 | 8.9417 | 7.395 | -1.78 | 17.6883 | 1.552 | 2025-12-04 | 2025_12_04 Hr 10 | 72.3253 | 0.000315 | -1389.958 | -323.5557 | 566.4227 | 919.7011 | 207.6492 | 19.7411 | 0 | 121.1487 | 319.3444 | 125.9296 | 23.1226 | 192.1628 | 285.811 | 15.21 | 7.2532 | 0 | 247.9653 | 0 | 148.1762 | 0
2025_12_04 Hr 11 | 5.6914 | 0.005985 | 0.16878 | 3.8622 | 3.8622 | 3.8116 | 3.8622 | 3.8622 | 3.8622 | 125.8292 | -14.3 | 0.084 | 78 | 0 | 96.0814 | 96.0814 | 285.811 | 15.21 | 0.00697 | 0.084 | 0.03454 | 0 | 0 | 0 | 0 | 0 | 0 | 0.29046 | 0.2376 | 0 | 7.2532 | 247.9653 | 0 | 0 | 0 | 0 | 21.9259 | 53.4799 | 0 | 0 | -42.4833 | 0.7527 | 12.7181 | 0.55 | -1 | -4.2 | 14.0647 | 0 | 0 | 37.0341 | 37.0341 | 37.0341 | 37.0341 | 43.063 | 52.65 | 0 | 0 | 0 | 0 | 0 | 0 | 0 | 0 | 0 | 0 | 0 | 0 | 0 | 0 | 0 | 0 | 0 | 0 | 9.8366 | 0 | -284.8341 | 18.0004 | 0 | 70.8723 | 77.3038 | 51.4776 | 1357.865 | 36.1929 | 66.5482 | 0 | 0.5138 | -5.6914 | 14.074 | 3.248 | 0 | 1358.058 | 354.4816 | -311.8055 | 8.9417 | 7.395 | -1.78 | 17.6457 | 1.5483 | 2025-12-04 | 2025_12_04 Hr 11 | 73.6037 | 0.00038 | -1358.058 | -327.3174 | 563.6313 | 919.7011 | 182.3024 | 19.7411 | 0 | 120.9669 | 317.0288 | 125.6356 | 23.1226 | 192.1628 | 285.811 | 15.21 | 7.2532 | 0 | 247.9653 | 0 | 148.1762 | 0
2025_12_04 Hr 12 | 5.169 | 0.01044 | 0.29441 | 3.8622 | 3.8622 | 3.8116 | 3.8622 | 3.8622 | 3.8622 | 120.1394 | -14.3 | 0.084 | 70 | 0 | 96.0814 | 96.0814 | 285.811 | 15.21 | 0.00697 | 0.084 | 0.03454 | 0 | 0 | 0 | 0 | 0 | 0 | 0.29046 | 0.2376 | 0 | 7.2532 | 247.9653 | 0 | 0 | 0 | 0 | 21.5483 | 52.5588 | 0 | 0 | -45.5579 | 0.7527 | 12.7181 | 0.55 | -1 | -4.2 | 14.0647 | 0 | 0 | 34.9325 | 34.9325 | 34.9325 | 34.9325 | 40.6191 | 51.7023 | 0 | 0 | 0 | 0 | 0 | 0 | 0 | 0 | 0 | 0 | 0 | 0 | 0 | 0 | 0 | 0 | 0 | 0 | 9.8366 | 0 | -238.439 | 18.0004 | 0 | 70.8723 | 77.3038 | 36.0054 | 1340.152 | 35.5696 | 65.4021 | 0 | 0.5138 | -5.169 | 14.074 | 3.248 | 0 | 1357.15 | 327.4438 | -264.888 | 8.9417 | 7.395 | -1.78 | 17.3418 | 1.5216 | 2025-12-04 | 2025_12_04 Hr 12 | 72.7023 | 5.1e-05 | -1357.15 | -283.9969 | 543.6922 | 919.7011 | 158.0125 | 19.7411 | 0 | 119.6683 | 300.4884 | 123.5356 | 23.1226 | 192.1628 | 285.811 | 15.21 | 7.2532 | 0 | 247.9653 | 0 | 148.1762 | 0
2025_12_04 Hr 13 | 5.1707 | 0.002415 | 0.068103 | 3.8622 | 3.8622 | 3.8116 | 3.8622 | 3.8622 | 3.8622 | 119.9402 | -14.3 | 0.084 | 80 | 0 | 96.0814 | 96.0814 | 285.811 | 15.21 | 0.00697 | 0.084 | 0.03454 | 0 | 0 | 0 | 0 | 0 | 0 | 0.29046 | 0.2376 | 0 | 7.2532 | 247.9653 | 0 | 0 | 0 | 0 | 21.5351 | 52.5266 | 0 | 0 | -24.9973 | 0.7527 | 12.7181 | 0.55 | -1 | -4.2 | 14.0647 | 0 | 0 | 34.8589 | 34.8589 | 34.8589 | 34.8589 | 40.5336 | 46.6479 | 0 | 0 | 0 | 0 | 0 | 0 | 0 | 0 | 0 | 0 | 0 | 0 | 0 | 0 | 0 | 0 | 0 | 0 | 9.8366 | 0 | -247.9537 | 18.0004 | 0 | 70.8723 | 77.3038 | 17.0628 | 1339.301 | 35.5478 | 65.362 | 0 | 0.5138 | -5.1707 | 14.074 | 3.248 | 0 | 1353.267 | 313.367 | -274.4044 | 8.9417 | 7.395 | -1.78 | 17.3312 | 1.5207 | 2025-12-04 | 2025_12_04 Hr 13 | 79.2614 | -0.000342 | -1353.267 | -272.951 | 542.9943 | 919.7011 | 143.7812 | 19.7411 | 0 | 119.6228 | 299.9094 | 123.4621 | 23.1226 | 192.1628 | 285.811 | 15.21 | 7.2532 | 0 | 247.9653 | 0 | 148.1762 | 0
2025_12_04 Hr 14 | 5.6897 | 0 | 0 | 3.8622 | 3.8622 | 3.8116 | 3.8622 | 3.8622 | 3.8622 | 112.4297 | -14.3 | 0.084 | 79 | 0 | 96.0814 | 96.0814 | 285.811 | 15.21 | 0.00697 | 0.084 | 0.03454 | 0 | 0 | 0 | 0 | 0 | 0 | 0.29046 | 0.2376 | 0 | 7.2532 | 247.9653 | 0 | 0 | 0 | 0 | 21.0367 | 51.3108 | 0 | 0 | -22.6411 | 0.7527 | 12.7181 | 0.55 | -1 | -4.2 | 14.0647 | 0 | 0 | 32.0847 | 32.0847 | 32.0847 | 32.0847 | 37.3077 | 46.6479 | 0 | 0 | 0 | 0 | 0 | 0 | 0 | 0 | 0 | 0 | 0 | 0 | 0 | 0 | 0 | 0 | 0 | 0 | 9.8366 | 0 | -223.3825 | 18.0004 | 0 | 70.8723 | 77.3038 | 18.5088 | 1315.686 | 34.725 | 63.8492 | 0 | 0.5138 | -5.6897 | 14.074 | 3.248 | 0 | 1354.25 | 311.5576 | -250.3522 | 8.9417 | 7.395 | -1.78 | 16.9301 | 1.4855 | 2025-12-04 | 2025_12_04 Hr 14 | 72.6564 | 1.4e-05 | -1354.25 | -246.0236 | 516.6748 | 919.7011 | 144.1567 | 19.7411 | 0 | 117.9086 | 278.0761 | 120.6901 | 23.1226 | 192.1628 | 285.811 | 15.21 | 7.2532 | 0 | 247.9653 | 0 | 148.1762 | 0
2025_12_04 Hr 15 | 5.6897 | 0 | 0 | 3.8622 | 3.8622 | 3.8116 | 3.8622 | 3.8622 | 3.8622 | 111.0641 | -14.3 | 0.084 | 78 | 0 | 96.0814 | 96.0814 | 285.811 | 15.21 | 0.00697 | 0.084 | 0.03454 | 0 | 0 | 0 | 0 | 0 | 0 | 0.29046 | 0.2376 | 0 | 7.2532 | 247.9653 | 0 | 0 | 0 | 0 | 20.946 | 51.0898 | 0 | 0 | -18.1309 | 0.7527 | 12.7181 | 0.55 | -1 | -4.2 | 14.0647 | 0 | 0 | 31.5802 | 31.5802 | 31.5802 | 31.5802 | 36.7212 | 47.7009 | 0 | 0 | 0 | 0 | 0 | 0 | 0 | 0 | 0 | 0 | 0 | 0 | 0 | 0 | 0 | 0 | 0 | 0 | 9.8366 | 0 | -232.0175 | 18.0004 | 0 | 70.8723 | 77.3038 | 22.5576 | 1311.404 | 34.5754 | 63.5741 | 0 | 0.5138 | -5.6897 | 14.074 | 3.248 | 0 | 1349.442 | 315.1555 | -258.9872 | 8.9417 | 7.395 | -1.78 | 16.8571 | 1.4791 | 2025-12-04 | 2025_12_04 Hr 15 | 72.3385 | -0.000366 | -1349.442 | -250.1484 | 511.8894 | 919.7011 | 148.2585 | 19.7411 | 0 | 117.5969 | 274.1063 | 120.1861 | 23.1226 | 192.1628 | 285.811 | 15.21 | 7.2532 | 0 | 247.9653 | 0 | 148.1762 | 0
2025_12_04 Hr 16 | 1.5472 | 0 | 0 | 3.8622 | 3.8622 | 3.8116 | 3.8622 | 3.8622 | 3.8622 | 118.9445 | -14.3 | 0.084 | 72 | 0 | 96.0814 | 96.0814 | 285.811 | 15.21 | 0.00697 | 0.084 | 0.03454 | 0 | 0 | 0 | 0 | 0 | 0 | 0.29046 | 0.2376 | 0 | 7.2532 | 247.9653 | 0 | 0 | 0 | 0 | 21.469 | 52.3654 | 0 | 0 | -31.6669 | 0.7527 | 12.7181 | 0.55 | -1 | -4.2 | 14.0647 | 0 | 0 | 34.4911 | 34.4911 | 34.4911 | 34.4911 | 40.1059 | 53.5977 | 0 | 0 | 0 | 0 | 0 | 0 | 0 | 0 | 0 | 0 | 0 | 0 | 0 | 0 | 0 | 0 | 0 | 0 | 9.8366 | 0 | -245.764 | 18.0004 | 0 | 70.8723 | 77.3038 | 30.9444 | 1336.111 | 35.4387 | 65.1615 | 0 | 0.5138 | -1.5472 | 14.074 | 3.248 | 0 | 1358.058 | 322.205 | -268.5912 | 8.9417 | 7.395 | -1.78 | 17.278 | 1.516 | 2025-12-04 | 2025_12_04 Hr 16 | 86.7055 | 0.000344 | -1358.058 | -277.4309 | 539.505 | 919.7011 | 156.5421 | 19.7411 | 0 | 119.3956 | 297.0148 | 123.0946 | 23.1226 | 192.1628 | 285.811 | 15.21 | 7.2532 | 0 | 247.9653 | 0 | 148.1762 | 0
2025_12_04 Hr 17 | 0 | 0 | 0 | 3.8622 | 3.8622 | 3.8116 | 3.8622 | 3.8622 | 3.8622 | 135.9001 | -14.3 | 0.084 | 83 | 0 | 96.0814 | 96.0814 | 285.811 | 15.21 | 0.00697 | 0.084 | 0.03454 | 0 | 0 | 0 | 0 | 0 | 0 | 0.29046 | 0.2376 | 0 | 7.2532 | 247.9653 | 0 | 0 | 0 | 0 | 22.5943 | 55.1101 | 0 | 0 | -40.0133 | 0.7527 | 12.7181 | 0.55 | -1 | -4.2 | 14.0647 | 0 | 0 | 40.7542 | 40.7542 | 40.7542 | 40.7542 | 47.3886 | 57.5991 | 0 | 0 | 0 | 0 | 0 | 0 | 0 | 0 | 0 | 0 | 0 | 0 | 0 | 0 | 0 | 0 | 0 | 0 | 9.8366 | 0 | -255.6292 | 18.0004 | 0 | 70.8723 | 77.3038 | 26.028 | 1389.272 | 37.2962 | 68.5768 | 0 | 0.5138 | 0 | 14.074 | 3.248 | 0 | 1409.35 | 337.0007 | -276.9092 | 8.9417 | 7.395 | -1.78 | 18.1836 | 1.5955 | 2025-12-04 | 2025_12_04 Hr 17 | 93.3495 | 1.3e-05 | -1409.35 | -295.6425 | 598.9233 | 919.7011 | 166.6271 | 19.7411 | 0 | 123.2655 | 346.3053 | 129.3525 | 23.1226 | 192.1628 | 285.811 | 15.21 | 7.2532 | 0 | 247.9653 | 0 | 148.1762 | 0
2025_12_04 Hr 18 | 0 | 0 | 0 | 3.8622 | 3.8622 | 3.8116 | 3.8622 | 3.8622 | 3.8622 | 142.8132 | -14.3 | 0.084 | 88 | 0 | 96.0814 | 96.0814 | 285.811 | 15.21 | 0.00697 | 0.084 | 0.03454 | 0 | 0 | 0 | 0 | 0 | 0 | 0.29046 | 0.2376 | 0 | 7.2532 | 247.9653 | 0 | 0 | 0 | 0 | 23.0531 | 56.2291 | 0 | 0 | -32.7373 | 0.7527 | 12.7181 | 0.55 | -1 | -4.2 | 14.0647 | 0 | 0 | 43.3077 | 43.3077 | 43.3077 | 43.3077 | 50.3578 | 58.6521 | 0 | 0 | 0 | 0 | 0 | 0 | 0 | 0 | 0 | 0 | 0 | 0 | 0 | 0 | 0 | 0 | 0 | 0 | 9.8366 | 0 | -282.1702 | 18.0004 | 0 | 70.8723 | 77.3038 | 13.014 | 1410.946 | 38.0535 | 69.9693 | 0 | 0.5138 | 0 | 14.074 | 3.248 | 0 | 1407.35 | 332.5912 | -303.4502 | 8.9417 | 7.395 | -1.78 | 18.5529 | 1.6278 | 2025-12-04 | 2025_12_04 Hr 18 | 93.1036 | -1e-05 | -1407.35 | -314.9074 | 623.1492 | 919.7011 | 159.6661 | 19.7411 | 0 | 124.8434 | 366.4018 | 131.904 | 23.1226 | 192.1628 | 285.811 | 15.21 | 7.2532 | 0 | 247.9653 | 0 | 148.1762 | 0
2025_12_04 Hr 19 | 0 | 0 | 0 | 3.8622 | 3.8622 | 3.8116 | 3.8622 | 3.8622 | 3.8622 | 135.132 | -14.3 | 0.084 | 88 | 0 | 96.0814 | 96.0814 | 285.811 | 15.21 | 0.00697 | 0.084 | 0.03454 | 0 | 0 | 0 | 0 | 0 | 0 | 0.29046 | 0.2376 | 0 | 7.2532 | 247.9653 | 0 | 0 | 0 | 0 | 22.5433 | 54.9858 | 0 | 0 | -28.3367 | 0.7527 | 12.7181 | 0.55 | -1 | -4.2 | 14.0647 | 0 | 0 | 40.4704 | 40.4704 | 40.4704 | 40.4704 | 47.0586 | 51.7023 | 0 | 0 | 0 | 0 | 0 | 0 | 0 | 0 | 0 | 0 | 0 | 0 | 0 | 0 | 0 | 0 | 0 | 0 | 9.8366 | 0 | -277.5217 | 18.0004 | 0 | 70.8723 | 77.3038 | 6.9408 | 1386.864 | 37.2121 | 68.4221 | 0 | 0.5138 | 0 | 14.074 | 3.248 | 0 | 1376.458 | 316.7332 | -298.8017 | 8.9417 | 7.395 | -1.78 | 18.1426 | 1.5919 | 2025-12-04 | 2025_12_04 Hr 19 | 93.8346 | 0.000364 | -1376.458 | -305.8584 | 596.2316 | 919.7011 | 146.6431 | 19.7411 | 0 | 123.0902 | 344.0723 | 129.069 | 23.1226 | 192.1628 | 285.811 | 15.21 | 7.2532 | 0 | 247.9653 | 0 | 148.1762 | 0
2025_12_04 Hr 20 | 0 | 0 | 0 | 3.8622 | 3.8622 | 3.8116 | 3.8622 | 3.8622 | 3.8622 | 125.8576 | -14.3 | 0.084 | 89 | 0 | 96.0814 | 96.0814 | 285.811 | 15.21 | 0.00697 | 0.084 | 0.03454 | 0 | 0 | 0 | 0 | 0 | 0 | 0.29046 | 0.2376 | 0 | 7.2532 | 247.9653 | 0 | 0 | 0 | 0 | 21.9278 | 53.4845 | 0 | 0 | -25.7933 | 0.7527 | 12.7181 | 0.55 | -1 | -4.2 | 14.0647 | 0 | 0 | 37.0447 | 37.0447 | 37.0447 | 37.0447 | 43.0752 | 48.6486 | 0 | 0 | 0 | 0 | 0 | 0 | 0 | 0 | 0 | 0 | 0 | 0 | 0 | 0 | 0 | 0 | 0 | 0 | 9.8366 | 0 | -265.8477 | 18.0004 | 0 | 70.8723 | 77.3038 | 5.061 | 1357.786 | 36.196 | 66.554 | 0 | 0.5138 | 0 | 14.074 | 3.248 | 0 | 1354.242 | 309.3767 | -287.1277 | 8.9417 | 7.395 | -1.78 | 17.6473 | 1.5484 | 2025-12-04 | 2025_12_04 Hr 20 | 91.7957 | -0.000339 | -1354.242 | -291.641 | 563.7309 | 919.7011 | 142.7096 | 19.7411 | 0 | 120.9734 | 317.1114 | 125.6461 | 23.1226 | 192.1628 | 285.811 | 15.21 | 7.2532 | 0 | 247.9653 | 0 | 148.1762 | 0
2025_12_04 Hr 21 | 0 | 0 | 0 | 3.8622 | 3.8622 | 3.8116 | 3.8622 | 3.8622 | 3.8622 | 116.9815 | -14.3 | 0.084 | 88 | 0 | 96.0814 | 96.0814 | 285.811 | 15.21 | 0.00697 | 0.084 | 0.03454 | 0 | 0 | 0 | 0 | 0 | 0 | 0.29046 | 0.2376 | 0 | 7.2532 | 247.9653 | 0 | 0 | 0 | 0 | 21.3387 | 52.0477 | 0 | 0 | -25.763 | 0.7527 | 12.7181 | 0.55 | -1 | -4.2 | 14.0647 | 0 | 0 | 33.766 | 33.766 | 33.766 | 33.766 | 39.2628 | 51.7023 | 0 | 0 | 0 | 0 | 0 | 0 | 0 | 0 | 0 | 0 | 0 | 0 | 0 | 0 | 0 | 0 | 0 | 0 | 9.8366 | 0 | -274.9522 | 18.0004 | 0 | 70.8723 | 77.3038 | 5.4948 | 1329.957 | 35.2237 | 64.766 | 0 | 0.5138 | 0 | 14.074 | 3.248 | 0 | 1316.55 | 308.5883 | -296.2322 | 8.9417 | 7.395 | -1.78 | 17.1732 | 1.5068 | 2025-12-04 | 2025_12_04 Hr 21 | 96.2537 | -4.5e-05 | -1316.55 | -300.7153 | 532.626 | 919.7011 | 145.1971 | 19.7411 | 0 | 118.9475 | 291.3084 | 122.3701 | 23.1226 | 192.1628 | 285.811 | 15.21 | 7.2532 | 0 | 247.9653 | 0 | 148.1762 | 0
2025_12_04 Hr 22 | 0 | 0 | 0 | 3.8622 | 3.8622 | 3.8116 | 3.8622 | 3.8622 | 3.8622 | 100.0259 | -14.3 | 0.084 | 88 | 0 | 96.0814 | 96.0814 | 285.811 | 15.21 | 0.00697 | 0.084 | 0.03454 | 0 | 0 | 0 | 0 | 0 | 0 | 0.29046 | 0.2376 | 0 | 7.2532 | 247.9653 | 0 | 0 | 0 | 0 | 20.2135 | 49.303 | 0 | 0 | -15.1681 | 0.7527 | 12.7181 | 0.55 | -1 | -4.2 | 14.0647 | 0 | 0 | 27.503 | 27.503 | 27.503 | 27.503 | 31.9802 | 52.65 | 0 | 0 | 0 | 0 | 0 | 0 | 0 | 0 | 0 | 0 | 0 | 0 | 0 | 0 | 0 | 0 | 0 | 0 | 9.8366 | 0 | -293.7971 | 18.0004 | 0 | 70.8723 | 77.3038 | 6.507 | 1276.797 | 33.3662 | 61.3507 | 0 | 0.5138 | 0 | 14.074 | 3.248 | 0 | 1250.842 | 304.2903 | -315.0771 | 8.9417 | 7.395 | -1.78 | 16.2676 | 1.4273 | 2025-12-04 | 2025_12_04 Hr 22 | 82.1128 | -0.000344 | -1250.842 | -308.9652 | 473.2077 | 919.7011 | 147.157 | 19.7411 | 0 | 115.0776 | 242.018 | 116.1122 | 23.1226 | 192.1628 | 285.811 | 15.21 | 7.2532 | 0 | 247.9653 | 0 | 148.1762 | 0
2025_12_04 Hr 23 | 0 | 0 | 0 | 3.8622 | 3.8622 | 3.8116 | 3.8622 | 3.8622 | 3.8622 | 81.5056 | 0 | 0.084 | 90 | 0 | 96.0814 | 96.0814 | 286.6375 | 15.29 | 0.00697 | 0.084 | 0.03454 | 0 | 0 | 0 | 0 | 0 | 0 | 0.29046 | 0.2376 | 0 | 7.2532 | 247.9653 | 0 | 0 | 0 | 0 | 18.9843 | 46.305 | 0 | 0 | -16.3596 | 0.7527 | 12.7181 | 0.55 | -1 | -4.2 | 14.0647 | 0 | 0 | 20.662 | 20.662 | 20.662 | 20.662 | 24.0255 | 53.5977 | 0 | 0 | 0 | 0 | 0 | 0 | 0 | 0 | 0 | 0 | 0 | 0 | 0 | 0 | 0 | 0 | 0 | 0 | 9.8366 | 0 | -356.1618 | 18.0004 | 0 | 71.2258 | 77.6894 | 17.4966 | 1220.376 | 31.3373 | 57.6201 | 0 | 0.5138 | 0 | 14.074 | 3.248 | 0 | 1152.267 | 311.3921 | -363.1418 | 8.9417 | 7.395 | -1.78 | 15.2784 | 1.3405 | 2025-12-04 | 2025_12_04 Hr 23 | 90.8791 | -0.000306 | -1152.267 | -372.5214 | 422.6062 | 921.3465 | 161.0943 | 19.7411 | 0 | 110.8505 | 188.1789 | 123.5768 | 23.1226 | 192.1628 | 286.6375 | 15.29 | 7.2532 | 0 | 247.9653 | 0 | 148.9151 | 0
2025_12_04 Hr 24 | 0 | 0 | 0 | 3.8622 | 3.8622 | 3.8116 | 3.8622 | 3.8622 | 3.8622 | 68.476 | 0 | 0.084 | 90 | 0 | 96.0814 | 96.0814 | 286.6375 | 0 | 0.00697 | 0.084 | 0.03454 | 0 | 0 | 0 | 0 | 0 | 0 | 0.29046 | 0.2376 | 0 | 7.2532 | 247.9653 | 0 | 0 | 0 | 0 | 18.1196 | 44.1958 | 0 | 0 | -25.3506 | 0.7527 | 12.7181 | 0.55 | -1 | -4.2 | 14.0647 | 0 | 0 | 15.8491 | 15.8491 | 15.8491 | 15.8491 | 18.4292 | 47.7009 | 0 | 0 | 0 | 0 | 0 | 0 | 0 | 0 | 0 | 0 | 0 | 0 | 0 | 0 | 0 | 0 | 0 | 0 | 9.8366 | 0 | -361.4083 | 18.0004 | 0 | 71.2258 | 77.6894 | 29.0646 | 1164.234 | 29.9099 | 54.9956 | 0 | 0.5138 | 0 | 14.074 | 3.248 | 0 | 1082.75 | 312.2544 | -368.3883 | 8.9417 | 7.395 | -1.78 | 14.5825 | 1.2795 | 2025-12-04 | 2025_12_04 Hr 24 | 87.6728 | 4.3e-05 | -1082.75 | -386.7589 | 376.9458 | 906.0565 | 166.7655 | 19.7411 | 0 | 107.8766 | 150.3014 | 118.7678 | 23.1226 | 192.1628 | 286.6375 | 0 | 7.2532 | 0 | 247.9653 | 0 | 148.9151 | 0
2025_12_05 Hr 01 | 0 | 0 | 0 | 3.8622 | 3.8622 | 3.8116 | 3.8622 | 3.8622 | 3.8622 | 54.8216 | 0 | 0.084 | 91 | 0 | 96.0814 | 96.0814 | 286.6375 | 0 | 0.00697 | 0.084 | 0.03454 | 0 | 0 | 0 | 0 | 0 | 0 | 0.29046 | 0.2376 | 0 | 7.2532 | 247.9653 | 0 | 0 | 0 | 0 | 17.4415 | 42.6685 | 0 | 0 | -36.8904 | 0.7527 | 12.7276 | 0.55 | -1 | -4.2 | 14.0893 | 0 | 0 | 10.5213 | 10.5213 | 10.5213 | 10.5213 | 12.2341 | 37.6974 | 0 | 0 | 0 | 0 | 0 | 0 | 0 | 0 | 0 | 0 | 0 | 0 | 0 | 0 | 0 | 0 | 0 | 0 | 9.8351 | 0 | -331.2489 | 18.2757 | 0 | 71.2258 | 77.6894 | 32.9688 | 1120.9 | 28.6313 | 52.6661 | 0 | 0.5138 | 0 | 14.074 | 3.248 | 0 | 1048.95 | 303.1691 | -338.2289 | 8.9406 | 7.395 | -1.78 | 13.9831 | 1.2255 | 2025-12-05 | 2025_12_05 Hr 01 | 82.4643 | 2.6e-05 | -1048.95 | -368.1393 | 329.6255 | 906.0565 | 161.6662 | 19.7411 | 0 | 105.7025 | 109.1412 | 114.7818 | 23.1226 | 192.1628 | 286.6375 | 0 | 7.2532 | 0 | 247.9653 | 0 | 148.9151 | 0
2025_12_05 Hr 02 | 0 | 0 | 0 | 3.8622 | 3.8622 | 3.8116 | 3.8622 | 3.8622 | 3.8622 | 49.4046 | 0 | 0.084 | 85 | 0 | 96.0814 | 96.0814 | 286.6375 | 0 | 0.00697 | 0.084 | 0.03454 | 0 | 0 | 0 | 0 | 0 | 0 | 0.29046 | 0.2376 | 0 | 7.2532 | 247.9653 | 0 | 0 | 0 | 0 | 17.086 | 41.7989 | 0 | 0 | -25.3972 | 0.7527 | 12.7276 | 0.55 | -1 | -4.2 | 14.0893 | 0 | 0 | 8.5182 | 8.5182 | 8.5182 | 8.5182 | 9.9049 | 29.7999 | 0 | 0 | 0 | 0 | 0 | 0 | 0 | 0 | 0 | 0 | 0 | 0 | 0 | 0 | 0 | 0 | 0 | 0 | 9.8351 | 0 | -324.2444 | 18.2757 | 0 | 71.2258 | 77.6894 | 26.028 | 1103.916 | 28.0478 | 51.5927 | 0 | 0.5138 | 0 | 14.074 | 3.248 | 0 | 1027.658 | 280.3638 | -331.2244 | 8.9406 | 7.395 | -1.78 | 13.6981 | 1.2005 | 2025-12-05 | 2025_12_05 Hr 02 | 82.1301 | 0.000378 | -1027.658 | -349.6416 | 310.6745 | 906.0565 | 140.8279 | 19.7411 | 0 | 104.4774 | 93.3822 | 112.8149 | 23.1226 | 192.1628 | 286.6375 | 0 | 7.2532 | 0 | 247.9653 | 0 | 148.9151 | 0
2025_12_05 Hr 03 | 0 | 0 | 0 | 3.8622 | 3.8622 | 3.8116 | 3.8622 | 3.8622 | 3.8622 | 52.8229 | 0 | 0.084 | 84 | 0 | 96.0814 | 96.0814 | 286.6375 | 0 | 0.00697 | 0.084 | 0.03454 | 0 | 0 | 0 | 0 | 0 | 0 | 0.29046 | 0.2376 | 0 | 7.2532 | 247.9653 | 0 | 0 | 0 | 0 | 17.3103 | 42.3476 | 0 | 0 | -20.1586 | 0.7527 | 12.7276 | 0.55 | -1 | -4.2 | 14.0893 | 0 | 0 | 9.7822 | 9.7822 | 9.7822 | 9.7822 | 11.3747 | 30.7476 | 0 | 0 | 0 | 0 | 0 | 0 | 0 | 0 | 0 | 0 | 0 | 0 | 0 | 0 | 0 | 0 | 0 | 0 | 9.8351 | 0 | -348.2138 | 18.2757 | 0 | 71.2258 | 77.6894 | 30.9444 | 1114.633 | 28.416 | 52.27 | 0 | 0.5138 | 0 | 14.074 | 3.248 | 0 | 1025.75 | 286.4691 | -355.1938 | 8.9406 | 7.395 | -1.78 | 13.878 | 1.2163 | 2025-12-05 | 2025_12_05 Hr 03 | 85.1784 | 5e-05 | -1025.75 | -368.3724 | 322.6329 | 906.0565 | 145.692 | 19.7411 | 0 | 105.2505 | 103.3264 | 114.056 | 23.1226 | 192.1628 | 286.6375 | 0 | 7.2532 | 0 | 247.9653 | 0 | 148.9151 | 0
2025_12_05 Hr 04 | 0 | 0 | 0 | 3.8622 | 3.8622 | 3.8116 | 3.8622 | 3.8622 | 3.8622 | 57.4287 | 0 | 0.084 | 80 | 0 | 96.0814 | 96.0814 | 286.6375 | 0 | 0.00697 | 0.084 | 0.03454 | 0 | 0 | 0 | 0 | 0 | 0 | 0.29046 | 0.2376 | 0 | 7.2532 | 247.9653 | 0 | 0 | 0 | 0 | 17.6125 | 43.0871 | 0 | 0 | -39.9193 | 0.7527 | 12.7276 | 0.55 | -1 | -4.2 | 14.0893 | 0 | 0 | 11.4855 | 11.4855 | 11.4855 | 11.4855 | 13.3552 | 34.749 | 0 | 0 | 0 | 0 | 0 | 0 | 0 | 0 | 0 | 0 | 0 | 0 | 0 | 0 | 0 | 0 | 0 | 0 | 9.8351 | 0 | -351.6454 | 18.2757 | 0 | 71.2258 | 77.6894 | 40.9218 | 1129.074 | 28.9122 | 53.1827 | 0 | 0.5138 | 0 | 14.074 | 3.248 | 0 | 1028.65 | 298.1203 | -358.6254 | 8.9406 | 7.395 | -1.78 | 14.1203 | 1.2375 | 2025-12-05 | 2025_12_05 Hr 04 | 83.9931 | 5.7e-05 | -1028.65 | -391.5647 | 338.7463 | 906.0565 | 155.6708 | 19.7411 | 0 | 106.2922 | 116.7257 | 115.7285 | 23.1226 | 192.1628 | 286.6375 | 0 | 7.2532 | 0 | 247.9653 | 0 | 148.9151 | 0
2025_12_05 Hr 05 | 0 | 0 | 0 | 3.8622 | 3.8622 | 3.8116 | 3.8622 | 3.8622 | 3.8622 | 64.0334 | 0 | 0.084 | 85 | 0 | 96.0814 | 96.0814 | 286.6375 | 0 | 0.00697 | 0.084 | 0.03454 | 0 | 0 | 0 | 0 | 0 | 0 | 0.29046 | 0.2376 | 0 | 7.2532 | 247.9653 | 0 | 0 | 0 | 0 | 18.046 | 44.1474 | 0 | 0 | -40.6272 | 0.7527 | 12.7276 | 0.55 | -1 | -4.2 | 14.0893 | 0 | 0 | 13.9278 | 13.9278 | 13.9278 | 13.9278 | 16.1951 | 30.7476 | 0 | 0 | 0 | 0 | 0 | 0 | 0 | 0 | 0 | 0 | 0 | 0 | 0 | 0 | 0 | 0 | 0 | 0 | 9.8351 | 0 | -318.7647 | 18.2757 | 0 | 71.2258 | 77.6894 | 30.9444 | 1149.782 | 29.6237 | 54.4915 | 0 | 0.5138 | 0 | 14.074 | 3.248 | 0 | 1074.95 | 291.5397 | -325.7447 | 8.9406 | 7.395 | -1.78 | 14.4678 | 1.268 | 2025-12-05 | 2025_12_05 Hr 05 | 83.5289 | 2.1e-05 | -1074.95 | -359.3919 | 361.8524 | 906.0565 | 146.692 | 19.7411 | 0 | 107.7859 | 135.9398 | 118.1266 | 23.1226 | 192.1628 | 286.6375 | 0 | 7.2532 | 0 | 247.9653 | 0 | 148.9151 | 0
2025_12_05 Hr 06 | 0 | 0 | 0 | 3.8622 | 3.8622 | 3.8116 | 3.8622 | 3.8622 | 3.8622 | 89.3513 | 0 | 0.084 | 79 | 0 | 96.0814 | 96.0814 | 286.6375 | 0 | 0.00697 | 0.084 | 0.03454 | 0 | 0 | 0 | 0 | 0 | 0 | 0.29046 | 0.2376 | 0 | 7.2532 | 247.9653 | 0 | 0 | 0 | 0 | 19.7074 | 48.2119 | 0 | 0 | -27.7205 | 0.7527 | 12.7276 | 0.55 | -1 | -4.2 | 14.0893 | 0 | 0 | 23.2903 | 23.2903 | 23.2903 | 23.2903 | 27.0817 | 32.7483 | 0 | 0 | 0 | 0 | 0 | 0 | 0 | 0 | 0 | 0 | 0 | 0 | 0 | 0 | 0 | 0 | 0 | 0 | 9.8351 | 0 | -323.6342 | 18.2757 | 0 | 71.2258 | 77.6894 | 20.5332 | 1229.162 | 32.3511 | 59.5084 | 0 | 0.5138 | 0 | 14.074 | 3.248 | 0 | 1157.15 | 286.3223 | -330.6142 | 8.9406 | 7.395 | -1.78 | 15.7998 | 1.3847 | 2025-12-05 | 2025_12_05 Hr 06 | 93.327 | 3.1e-05 | -1157.15 | -351.3547 | 450.4256 | 906.0565 | 132.2815 | 19.7411 | 0 | 113.5119 | 209.594 | 127.3197 | 23.1226 | 192.1628 | 286.6375 | 0 | 7.2532 | 0 | 247.9653 | 0 | 148.9151 | 0
2025_12_05 Hr 07 | 0 | 0 | 0 | 3.8622 | 3.8622 | 3.8116 | 3.8622 | 3.8622 | 3.8622 | 118.8406 | -14.3 | 0.084 | 65 | 0 | 96.0814 | 96.0814 | 285.811 | 0 | 0.00697 | 0.084 | 0.03454 | 0 | 0 | 0 | 0 | 0 | 0 | 0.29046 | 0.2376 | 0 | 7.2532 | 247.9653 | 0 | 0 | 0 | 0 | 21.6426 | 52.9462 | 0 | 0 | -23.38 | 0.7527 | 12.7276 | 0.55 | -1 | -4.2 | 14.0893 | 0 | 0 | 34.1952 | 34.1952 | 34.1952 | 34.1952 | 39.7619 | 39.6981 | 0 | 0 | 0 | 0 | 0 | 0 | 0 | 0 | 0 | 0 | 0 | 0 | 0 | 0 | 0 | 0 | 0 | 0 | 9.8351 | 0 | -305.9583 | 18.2757 | 0 | 70.8723 | 77.3038 | 22.5576 | 1320.056 | 35.5278 | 65.3519 | 0 | 0.5138 | 0 | 14.074 | 3.248 | 0 | 1261.442 | 292.0042 | -327.2383 | 8.9406 | 7.395 | -1.78 | 17.3513 | 1.5207 | 2025-12-05 | 2025_12_05 Hr 07 | 104.2751 | -0.000275 | -1261.442 | -329.3383 | 539.2922 | 904.491 | 127.2557 | 19.7411 | 0 | 120.1813 | 295.3835 | 123.7274 | 23.1226 | 192.1628 | 285.811 | 0 | 7.2532 | 0 | 247.9653 | 0 | 148.1762 | 0
2025_12_05 Hr 08 | 0 | 0 | 0 | 3.8622 | 3.8622 | 3.8116 | 3.8622 | 3.8622 | 3.8622 | 135.6998 | -14.3 | 0.084 | 43 | 0 | 96.0814 | 96.0814 | 285.811 | 15.21 | 0.00697 | 0.084 | 0.03454 | 0 | 0 | 0 | 0 | 0 | 0 | 0.29046 | 0.2376 | 0 | 7.2532 | 247.9653 | 0 | 0 | 0 | 0 | 22.749 | 55.6528 | 0 | 0 | -29.2319 | 0.7527 | 12.7276 | 0.55 | -1 | -4.2 | 14.0893 | 0 | 0 | 40.4297 | 40.4297 | 40.4297 | 40.4297 | 47.0113 | 35.802 | 0 | 0 | 0 | 0 | 0 | 0 | 0 | 0 | 0 | 0 | 0 | 0 | 0 | 0 | 0 | 0 | 0 | 0 | 9.8351 | 0 | -289.0797 | 18.2757 | 0 | 70.8723 | 77.3038 | 28.0524 | 1388.125 | 37.344 | 68.6927 | 0 | 0.5138 | 0 | 14.074 | 3.248 | 0 | 1326.258 | 277.7245 | -310.3597 | 8.9406 | 7.395 | -1.78 | 18.2383 | 1.5984 | 2025-12-05 | 2025_12_05 Hr 08 | 106.4484 | 0.000312 | -1326.258 | -318.3116 | 598.2734 | 919.7011 | 106.8544 | 19.7411 | 0 | 123.9943 | 344.43 | 129.8491 | 23.1226 | 192.1628 | 285.811 | 15.21 | 7.2532 | 0 | 247.9653 | 0 | 148.1762 | 0
2025_12_05 Hr 09 | 2.0713 | 0.000495 | 0.013959 | 3.8622 | 3.8622 | 3.8116 | 3.8622 | 3.8622 | 3.8622 | 132.0789 | -14.3 | 0.084 | 32 | 0 | 96.0814 | 96.0814 | 285.811 | 15.21 | 0.00697 | 0.084 | 0.03454 | 0 | 0 | 0 | 0 | 0 | 0 | 0.29046 | 0.2376 | 0 | 7.2532 | 247.9653 | 0 | 0 | 0 | 0 | 22.5114 | 55.0714 | 0 | 0 | -31.4774 | 0.7527 | 12.7276 | 0.55 | -1 | -4.2 | 14.0893 | 0 | 0 | 39.0907 | 39.0907 | 39.0907 | 39.0907 | 45.4543 | 29.7999 | 0 | 0 | 0 | 0 | 0 | 0 | 0 | 0 | 0 | 0 | 0 | 0 | 0 | 0 | 0 | 0 | 0 | 0 | 9.8351 | 0 | -250.371 | 18.2757 | 0 | 70.8723 | 77.3038 | 26.028 | 1376.786 | 36.9539 | 67.9751 | 0 | 0.5138 | -2.0713 | 14.074 | 3.248 | 0 | 1331.042 | 259.455 | -273.7223 | 8.9406 | 7.395 | -1.78 | 18.0478 | 1.5817 | 2025-12-05 | 2025_12_05 Hr 09 | 96.3524 | -0.00029 | -1331.042 | -281.8484 | 585.6057 | 919.7011 | 87.8424 | 19.7411 | 0 | 123.1754 | 333.896 | 128.5343 | 23.1226 | 192.1628 | 285.811 | 15.21 | 7.2532 | 0 | 247.9653 | 0 | 148.1762 | 0
2025_12_05 Hr 10 | 1.0315 | 0.00363 | 0.10237 | 3.8622 | 3.8622 | 3.8116 | 3.8622 | 3.8622 | 3.8622 | 135.0915 | -14.3 | 0.084 | 23 | 0 | 96.0814 | 96.0814 | 285.811 | 15.21 | 0.00697 | 0.084 | 0.03454 | 0 | 0 | 0 | 0 | 0 | 0 | 0.29046 | 0.2376 | 0 | 7.2532 | 247.9653 | 0 | 0 | 0 | 0 | 22.7091 | 55.5551 | 0 | 0 | -32.4465 | 0.7527 | 12.7276 | 0.55 | -1 | -4.2 | 14.0893 | 0 | 0 | 40.2048 | 40.2048 | 40.2048 | 40.2048 | 46.7497 | 31.8006 | 0 | 0 | 0 | 0 | 0 | 0 | 0 | 0 | 0 | 0 | 0 | 0 | 0 | 0 | 0 | 0 | 0 | 0 | 9.8351 | 0 | -258.2262 | 18.2757 | 0 | 70.8723 | 77.3038 | 21.5454 | 1386.32 | 37.2785 | 68.5721 | 0 | 0.5138 | -1.0315 | 14.074 | 3.248 | 0 | 1321.367 | 248.0304 | -280.5377 | 8.9406 | 7.395 | -1.78 | 18.2063 | 1.5956 | 2025-12-05 | 2025_12_05 Hr 10 | 78.4288 | -0.000307 | -1321.367 | -290.6727 | 596.1452 | 919.7011 | 76.452 | 19.7411 | 0 | 123.8567 | 342.6603 | 129.6282 | 23.1226 | 192.1628 | 285.811 | 15.21 | 7.2532 | 0 | 247.9653 | 0 | 148.1762 | 0
2025_12_05 Hr 11 | 1.5505 | 0.00159 | 0.044838 | 3.8622 | 3.8622 | 3.8116 | 3.8622 | 3.8622 | 3.8622 | 131.8761 | -14.3 | 0.084 | 12 | 0 | 96.0814 | 96.0814 | 285.811 | 15.21 | 0.00697 | 0.084 | 0.03454 | 0 | 0 | 0 | 0 | 0 | 0 | 0.29046 | 0.2376 | 0 | 7.2532 | 247.9653 | 0 | 0 | 0 | 0 | 22.4981 | 55.0389 | 0 | 0 | -41.2525 | 0.7527 | 12.7276 | 0.55 | -1 | -4.2 | 14.0893 | 0 | 0 | 39.0157 | 39.0157 | 39.0157 | 39.0157 | 45.3671 | 35.802 | 0 | 0 | 0 | 0 | 0 | 0 | 0 | 0 | 0 | 0 | 0 | 0 | 0 | 0 | 0 | 0 | 0 | 0 | 9.8351 | 0 | -223.0731 | 18.2757 | 0 | 70.8723 | 77.3038 | 15.4722 | 1376.181 | 36.9321 | 67.935 | 0 | 0.5138 | -1.5505 | 14.074 | 3.248 | 0 | 1323.333 | 234.3081 | -245.9036 | 8.9406 | 7.395 | -1.78 | 18.0371 | 1.5808 | 2025-12-05 | 2025_12_05 Hr 11 | 87.7118 | 0.000339 | -1323.333 | -264.3256 | 584.8962 | 919.7011 | 63.3206 | 19.7411 | 0 | 123.1295 | 333.3061 | 128.4607 | 23.1226 | 192.1628 | 285.811 | 15.21 | 7.2532 | 0 | 247.9653 | 0 | 148.1762 | 0
2025_12_05 Hr 12 | 2.0696 | 0.006195 | 0.1747 | 3.8622 | 3.8622 | 3.8116 | 3.8622 | 3.8622 | 3.8622 | 128.2841 | -14.3 | 0.084 | 6 | 0 | 96.0814 | 96.0814 | 285.811 | 15.21 | 0.00697 | 0.084 | 0.03454 | 0 | 0 | 0 | 0 | 0 | 0 | 0.29046 | 0.2376 | 0 | 7.2532 | 247.9653 | 0 | 0 | 0 | 0 | 22.2623 | 54.4622 | 0 | 0 | -25.9072 | 0.7527 | 12.7276 | 0.55 | -1 | -4.2 | 14.0893 | 0 | 0 | 37.6874 | 37.6874 | 37.6874 | 37.6874 | 43.8226 | 42.7518 | 0 | 0 | 0 | 0 | 0 | 0 | 0 | 0 | 0 | 0 | 0 | 0 | 0 | 0 | 0 | 0 | 0 | 0 | 9.8351 | 0 | -217.3596 | 18.2757 | 0 | 70.8723 | 77.3038 | 1.0122 | 1365.049 | 36.5451 | 67.2232 | 0 | 0.5138 | -2.0696 | 14.074 | 3.248 | 0 | 1318.45 | 220.0172 | -240.7092 | 8.9406 | 7.395 | -1.78 | 17.8481 | 1.5642 | 2025-12-05 | 2025_12_05 Hr 12 | 88.1806 | 1.3e-05 | -1318.45 | -243.2668 | 572.3298 | 919.7011 | 49.9449 | 19.7411 | 0 | 122.3171 | 322.8563 | 127.1564 | 23.1226 | 192.1628 | 285.811 | 15.21 | 7.2532 | 0 | 247.9653 | 0 | 148.1762 | 0
2025_12_05 Hr 13 | 1.0315 | 0.00426 | 0.12013 | 3.8622 | 3.8622 | 3.8116 | 3.8622 | 3.8622 | 3.8622 | 126.2563 | -14.3 | 0.084 | 2 | 0 | 96.0814 | 96.0814 | 285.811 | 15.21 | 0.00697 | 0.084 | 0.03454 | 0 | 0 | 0 | 0 | 0 | 0 | 0.29046 | 0.2376 | 0 | 7.2532 | 247.9653 | 0 | 0 | 0 | 0 | 22.1293 | 54.1367 | 0 | 0 | -23.0711 | 0.7527 | 12.7276 | 0.55 | -1 | -4.2 | 14.0893 | 0 | 0 | 36.9376 | 36.9376 | 36.9376 | 36.9376 | 42.9507 | 47.7009 | 0 | 0 | 0 | 0 | 0 | 0 | 0 | 0 | 0 | 0 | 0 | 0 | 0 | 0 | 0 | 0 | 0 | 0 | 9.8351 | 0 | -229.5148 | 18.2757 | 0 | 70.8723 | 77.3038 | 2.0244 | 1358.637 | 36.3267 | 66.8214 | 0 | 0.5138 | -1.0315 | 14.074 | 3.248 | 0 | 1303.942 | 220.2022 | -251.8263 | 8.9406 | 7.395 | -1.78 | 17.7414 | 1.5549 | 2025-12-05 | 2025_12_05 Hr 13 | 88.0593 | -0.000359 | -1303.942 | -252.5859 | 565.2358 | 919.7011 | 51.8497 | 19.7411 | 0 | 121.8585 | 316.9572 | 126.4201 | 23.1226 | 192.1628 | 285.811 | 15.21 | 7.2532 | 0 | 247.9653 | 0 | 148.1762 | 0
2025_12_05 Hr 14 | 0.51906 | 0.00333 | 0.093906 | 3.8622 | 3.8622 | 3.8116 | 3.8622 | 3.8622 | 3.8622 | 120.8683 | -14.3 | 0.084 | 0 | 0 | 96.0814 | 96.0814 | 285.811 | 15.21 | 0.00697 | 0.084 | 0.03454 | 0 | 0 | 0 | 0 | 0 | 0 | 0.29046 | 0.2376 | 0 | 7.2532 | 247.9653 | 0 | 0 | 0 | 0 | 21.7757 | 53.2717 | 0 | 0 | -30.0524 | 0.7527 | 12.7276 | 0.55 | -1 | -4.2 | 14.0893 | 0 | 0 | 34.9451 | 34.9451 | 34.9451 | 34.9451 | 40.6338 | 37.6974 | 0 | 0 | 0 | 0 | 0 | 0 | 0 | 0 | 0 | 0 | 0 | 0 | 0 | 0 | 0 | 0 | 0 | 0 | 9.8351 | 0 | -222.6648 | 18.2757 | 0 | 70.8723 | 77.3038 | 5.061 | 1341.717 | 35.7463 | 65.7537 | 0 | 0.5138 | -0.51906 | 14.074 | 3.248 | 0 | 1275.967 | 208.7655 | -244.4639 | 8.9406 | 7.395 | -1.78 | 17.458 | 1.53 | 2025-12-05 | 2025_12_05 Hr 14 | 88.4265 | -0.000329 | -1275.967 | -252.7172 | 546.3861 | 919.7011 | 42.8556 | 19.7411 | 0 | 120.6399 | 301.2825 | 124.4637 | 23.1226 | 192.1628 | 285.811 | 15.21 | 7.2532 | 0 | 247.9653 | 0 | 148.1762 | 0
2025_12_05 Hr 15 | 0.52072 | 0.002055 | 0.057951 | 3.8622 | 3.8622 | 3.8116 | 3.8622 | 3.8622 | 3.8622 | 123.0699 | -14.3 | 0.084 | 0 | 0 | 96.0814 | 96.0814 | 285.811 | 15.21 | 0.00697 | 0.084 | 0.03454 | 0 | 0 | 0 | 0 | 0 | 0 | 0.29046 | 0.2376 | 0 | 7.2532 | 247.9653 | 0 | 0 | 0 | 0 | 21.9202 | 53.6251 | 0 | 0 | -27.8917 | 0.7527 | 12.7276 | 0.55 | -1 | -4.2 | 14.0893 | 0 | 0 | 35.7592 | 35.7592 | 35.7592 | 35.7592 | 41.5805 | 37.6974 | 0 | 0 | 0 | 0 | 0 | 0 | 0 | 0 | 0 | 0 | 0 | 0 | 0 | 0 | 0 | 0 | 0 | 0 | 9.8351 | 0 | -224.9836 | 18.2757 | 0 | 70.8723 | 77.3038 | 1.446 | 1348.584 | 35.9834 | 66.1899 | 0 | 0.5138 | -0.52072 | 14.074 | 3.248 | 0 | 1279.858 | 205.9503 | -246.7843 | 8.9406 | 7.395 | -1.78 | 17.5738 | 1.5402 | 2025-12-05 | 2025_12_05 Hr 15 | 91.3602 | 0.000392 | -1279.858 | -252.8753 | 554.0882 | 919.7011 | 39.2034 | 19.7411 | 0 | 121.1379 | 307.6873 | 125.2631 | 23.1226 | 192.1628 | 285.811 | 15.21 | 7.2532 | 0 | 247.9653 | 0 | 148.1762 | 0
2025_12_05 Hr 16 | 0 | 0.00105 | 0.02961 | 3.8622 | 3.8622 | 3.8116 | 3.8622 | 3.8622 | 3.8622 | 124.8659 | -14.3 | 0.084 | 0 | 0 | 96.0814 | 96.0814 | 285.811 | 15.21 | 0.00697 | 0.084 | 0.03454 | 0 | 0 | 0 | 0 | 0 | 0 | 0.29046 | 0.2376 | 0 | 7.2532 | 247.9653 | 0 | 0 | 0 | 0 | 22.038 | 53.9135 | 0 | 0 | -26.551 | 0.7527 | 12.7276 | 0.55 | -1 | -4.2 | 14.0893 | 0 | 0 | 36.4234 | 36.4234 | 36.4234 | 36.4234 | 42.3528 | 42.7518 | 0 | 0 | 0 | 0 | 0 | 0 | 0 | 0 | 0 | 0 | 0 | 0 | 0 | 0 | 0 | 0 | 0 | 0 | 9.8351 | 0 | -232.2866 | 18.2757 | 0 | 70.8723 | 77.3038 | 0 | 1354.187 | 36.1769 | 66.5458 | 0 | 0.5138 | 0 | 14.074 | 3.248 | 0 | 1283.758 | 209.6891 | -253.5666 | 8.9406 | 7.395 | -1.78 | 17.6683 | 1.5485 | 2025-12-05 | 2025_12_05 Hr 16 | 94.0055 | 0.000377 | -1283.758 | -258.8376 | 560.3714 | 919.7011 | 42.7825 | 19.7411 | 0 | 121.5441 | 312.9121 | 125.9152 | 23.1226 | 192.1628 | 285.811 | 15.21 | 7.2532 | 0 | 247.9653 | 0 | 148.1762 | 0
2025_12_05 Hr 17 | 0 | 0.000525 | 0.014805 | 3.8622 | 3.8622 | 3.8116 | 3.8622 | 3.8622 | 3.8622 | 137.2931 | -14.3 | 0.084 | 0 | 0 | 96.0814 | 96.0814 | 285.811 | 15.21 | 0.00697 | 0.084 | 0.03454 | 0 | 0 | 0 | 0 | 0 | 0 | 0.29046 | 0.2376 | 0 | 7.2532 | 247.9653 | 0 | 0 | 0 | 0 | 22.8535 | 55.9085 | 0 | 0 | -27.2882 | 0.7527 | 12.7276 | 0.55 | -1 | -4.2 | 14.0893 | 0 | 0 | 41.0189 | 41.0189 | 41.0189 | 41.0189 | 47.6964 | 39.6981 | 0 | 0 | 0 | 0 | 0 | 0 | 0 | 0 | 0 | 0 | 0 | 0 | 0 | 0 | 0 | 0 | 0 | 0 | 9.8351 | 0 | -198.5563 | 18.2757 | 0 | 70.8723 | 77.3038 | 0 | 1393.135 | 37.5156 | 69.0084 | 0 | 0.5138 | 0 | 14.074 | 3.248 | 0 | 1357.158 | 211.1473 | -219.8363 | 8.9406 | 7.395 | -1.78 | 18.3221 | 1.6058 | 2025-12-05 | 2025_12_05 Hr 17 | 111.3026 | 0.000379 | -1357.158 | -225.8444 | 603.8473 | 919.7011 | 39.7134 | 19.7411 | 0 | 124.3546 | 349.065 | 130.4276 | 23.1226 | 192.1628 | 285.811 | 15.21 | 7.2532 | 0 | 247.9653 | 0 | 148.1762 | 0
2025_12_05 Hr 18 | 0 | 0.00012 | 0.003384 | 3.8622 | 3.8622 | 3.8116 | 3.8622 | 3.8622 | 3.8622 | 142.3045 | -14.3 | 0.084 | 4 | 0 | 96.0814 | 96.0814 | 285.811 | 15.21 | 0.00697 | 0.084 | 0.03454 | 0 | 0 | 0 | 0 | 0 | 0 | 0.29046 | 0.2376 | 0 | 7.2532 | 247.9653 | 0 | 0 | 0 | 0 | 23.1824 | 56.7131 | 0 | 0 | -25.1483 | 0.7527 | 12.7276 | 0.55 | -1 | -4.2 | 14.0893 | 0 | 0 | 42.8721 | 42.8721 | 42.8721 | 42.8721 | 49.8513 | 39.6981 | 0 | 0 | 0 | 0 | 0 | 0 | 0 | 0 | 0 | 0 | 0 | 0 | 0 | 0 | 0 | 0 | 0 | 0 | 9.8351 | 0 | -213.5249 | 18.2757 | 0 | 70.8723 | 77.3038 | 0 | 1408.837 | 38.0555 | 70.0014 | 0 | 0.5138 | 0 | 14.074 | 3.248 | 0 | 1365.85 | 216.9666 | -234.8049 | 8.9406 | 7.395 | -1.78 | 18.5858 | 1.6289 | 2025-12-05 | 2025_12_05 Hr 18 | 117.4355 | -1e-05 | -1365.85 | -238.6732 | 621.3795 | 919.7011 | 43.7016 | 19.7411 | 0 | 125.4881 | 363.6441 | 132.2473 | 23.1226 | 192.1628 | 285.811 | 15.21 | 7.2532 | 0 | 247.9653 | 0 | 148.1762 | 0
2025_12_05 Hr 19 | 0 | 0 | 0 | 3.8622 | 3.8622 | 3.8116 | 3.8622 | 3.8622 | 3.8622 | 133.2955 | -14.3 | 0.084 | 8 | 0 | 96.0814 | 96.0814 | 285.811 | 15.21 | 0.00697 | 0.084 | 0.03454 | 0 | 0 | 0 | 0 | 0 | 0 | 0.29046 | 0.2376 | 0 | 7.2532 | 247.9653 | 0 | 0 | 0 | 0 | 22.5912 | 55.2668 | 0 | 0 | -29.4209 | 0.7527 | 12.7276 | 0.55 | -1 | -4.2 | 14.0893 | 0 | 0 | 39.5406 | 39.5406 | 39.5406 | 39.5406 | 45.9775 | 44.6472 | 0 | 0 | 0 | 0 | 0 | 0 | 0 | 0 | 0 | 0 | 0 | 0 | 0 | 0 | 0 | 0 | 0 | 0 | 9.8351 | 0 | -216.2386 | 18.2757 | 0 | 70.8723 | 77.3038 | 2.4582 | 1380.587 | 37.085 | 68.2162 | 0 | 0.5138 | 0 | 14.074 | 3.248 | 0 | 1338.75 | 225.1025 | -237.5186 | 8.9406 | 7.395 | -1.78 | 18.1118 | 1.5873 | 2025-12-05 | 2025_12_05 Hr 19 | 112.7317 | 6e-06 | -1338.75 | -245.6595 | 589.862 | 919.7011 | 55.1054 | 19.7411 | 0 | 123.4505 | 337.4354 | 128.9761 | 23.1226 | 192.1628 | 285.811 | 15.21 | 7.2532 | 0 | 247.9653 | 0 | 148.1762 | 0
2025_12_05 Hr 20 | 0 | 0 | 0 | 3.8622 | 3.8622 | 3.8116 | 3.8622 | 3.8622 | 3.8622 | 115.6251 | -14.3 | 0.084 | 12 | 0 | 96.0814 | 96.0814 | 285.811 | 15.21 | 0.00697 | 0.084 | 0.03454 | 0 | 0 | 0 | 0 | 0 | 0 | 0.29046 | 0.2376 | 0 | 7.2532 | 247.9653 | 0 | 0 | 0 | 0 | 21.4316 | 52.43 | 0 | 0 | -25.2936 | 0.7527 | 12.7276 | 0.55 | -1 | -4.2 | 14.0893 | 0 | 0 | 33.0062 | 33.0062 | 33.0062 | 33.0062 | 38.3793 | 45.7002 | 0 | 0 | 0 | 0 | 0 | 0 | 0 | 0 | 0 | 0 | 0 | 0 | 0 | 0 | 0 | 0 | 0 | 0 | 9.8351 | 0 | -170.284 | 18.2757 | 0 | 70.8723 | 77.3038 | 0.4338 | 1325.184 | 35.1814 | 64.7147 | 0 | 0.5138 | 0 | 14.074 | 3.248 | 0 | 1330.042 | 221.7149 | -191.564 | 8.9406 | 7.395 | -1.78 | 17.1821 | 1.5059 | 2025-12-05 | 2025_12_05 Hr 20 | 109.8701 | -0.000341 | -1330.042 | -195.5776 | 528.0431 | 919.7011 | 58.134 | 19.7411 | 0 | 119.4541 | 286.0292 | 122.5599 | 23.1226 | 192.1628 | 285.811 | 15.21 | 7.2532 | 0 | 247.9653 | 0 | 148.1762 | 0
2025_12_05 Hr 21 | 0 | 0 | 0 | 3.8622 | 3.8622 | 3.8116 | 3.8622 | 3.8622 | 3.8622 | 112.0331 | -14.3 | 0.084 | 27 | 0 | 96.0814 | 96.0814 | 285.811 | 15.21 | 0.00697 | 0.084 | 0.03454 | 0 | 0 | 0 | 0 | 0 | 0 | 0.29046 | 0.2376 | 0 | 7.2532 | 247.9653 | 0 | 0 | 0 | 0 | 21.1959 | 51.8533 | 0 | 0.66287 | -24.4952 | 0.7527 | 12.7276 | 0.55 | -1 | -4.2 | 14.0893 | 0 | 0 | 31.6779 | 31.6779 | 31.6779 | 31.6779 | 36.8347 | 44.6472 | 0 | 0 | 0 | 0 | 0 | 0 | 0 | 0 | 0 | 0 | 0 | 0 | 0 | 0 | 0 | 0 | 0 | 0 | 9.8351 | 0 | -214.3081 | 18.2757 | 0 | 70.8723 | 77.3038 | 2.0244 | 1313.922 | 34.7945 | 64.0029 | 0 | 0.5138 | 0 | 14.074 | 3.248 | 0 | 1290.45 | 235.9482 | -235.5881 | 8.9406 | 7.395 | -1.78 | 16.9931 | 1.4893 | 2025-12-05 | 2025_12_05 Hr 21 | 110.2045 | -2.34e-05 | -1290.45 | -238.1404 | 515.4767 | 919.7011 | 73.6716 | 19.7411 | 0 | 118.6417 | 275.5794 | 121.2556 | 23.1226 | 192.1628 | 285.811 | 15.21 | 7.2532 | 0 | 247.9653 | 0 | 148.1762 | 0
2025_12_05 Hr 22 | 0 | 0 | 0 | 3.8622 | 3.8622 | 3.8116 | 3.8622 | 3.8622 | 3.8622 | 98.5631 | -14.3 | 0.084 | 35 | 0 | 96.0814 | 96.0814 | 285.811 | 15.21 | 0.00697 | 0.084 | 0.03454 | 0 | 0 | 0 | 0 | 0 | 0 | 0.29046 | 0.2376 | 0 | 7.2532 | 247.9653 | 0 | 0 | 0 | 0 | 20.3119 | 49.6908 | 0 | 0 | -25.4153 | 0.7527 | 12.7276 | 0.55 | -1 | -4.2 | 14.0893 | 0 | 0 | 26.6967 | 26.6967 | 26.6967 | 26.6967 | 31.0427 | 40.7511 | 0 | 0 | 0 | 0 | 0 | 0 | 0 | 0 | 0 | 0 | 0 | 0 | 0 | 0 | 0 | 0 | 0 | 0 | 9.8351 | 0 | -225.809 | 18.2757 | 0 | 70.8723 | 77.3038 | 5.9286 | 1271.689 | 33.3434 | 61.3338 | 0 | 0.5138 | 0 | 14.074 | 3.248 | 0 | 1238.25 | 239.0653 | -247.089 | 8.9406 | 7.395 | -1.78 | 16.2844 | 1.4272 | 2025-12-05 | 2025_12_05 Hr 22 | 101.7409 | -1.4e-05 | -1238.25 | -251.2243 | 468.3525 | 919.7011 | 81.6797 | 19.7411 | 0 | 115.5953 | 236.3927 | 116.3645 | 23.1226 | 192.1628 | 285.811 | 15.21 | 7.2532 | 0 | 247.9653 | 0 | 148.1762 | 0
2025_12_05 Hr 23 | 0 | 0 | 0 | 3.8622 | 3.8622 | 3.8116 | 3.8622 | 3.8622 | 3.8622 | 83.9343 | 0 | 0.084 | 55 | 0 | 96.0814 | 96.0814 | 286.6375 | 15.29 | 0.00697 | 0.084 | 0.03454 | 0 | 0 | 0 | 0 | 0 | 0 | 0.29046 | 0.2376 | 0 | 7.2532 | 247.9653 | 0 | 0 | 0 | 0 | 19.3519 | 47.3423 | 0 | 0 | -29.1155 | 0.7527 | 12.7276 | 0.55 | -1 | -4.2 | 14.0893 | 0 | 0 | 21.2871 | 21.2871 | 21.2871 | 21.2871 | 24.7524 | 36.7497 | 0 | 0 | 0 | 0 | 0 | 0 | 0 | 0 | 0 | 0 | 0 | 0 | 0 | 0 | 0 | 0 | 0 | 0 | 9.8351 | 0 | -285.5572 | 18.2757 | 0 | 71.2258 | 77.6894 | 7.5192 | 1227.468 | 31.7675 | 58.435 | 0 | 0.5138 | 0 | 14.074 | 3.248 | 0 | 1157.158 | 251.3427 | -292.5372 | 8.9406 | 7.395 | -1.78 | 15.5148 | 1.3597 | 2025-12-05 | 2025_12_05 Hr 23 | 103.0323 | 0.000373 | -1157.158 | -314.6727 | 431.4746 | 921.3465 | 99.2689 | 19.7411 | 0 | 112.2868 | 193.8351 | 125.3527 | 23.1226 | 192.1628 | 286.6375 | 15.29 | 7.2532 | 0 | 247.9653 | 0 | 148.9151 | 0
2025_12_05 Hr 24 | 0 | 0 | 0 | 3.8622 | 3.8622 | 3.8116 | 3.8622 | 3.8622 | 3.8622 | 63.6568 | 0 | 0.084 | 55 | 0 | 96.0814 | 96.0814 | 286.6375 | 0 | 0.00697 | 0.084 | 0.03454 | 0 | 0 | 0 | 0 | 0 | 0 | 0.29046 | 0.2376 | 0 | 7.2532 | 247.9653 | 0 | 0 | 0 | 0 | 18.0213 | 44.0869 | 0 | 0 | -29.6287 | 0.7527 | 12.7276 | 0.55 | -1 | -4.2 | 14.0893 | 0 | 0 | 13.7886 | 13.7886 | 13.7886 | 13.7886 | 16.0332 | 36.7497 | 0 | 0 | 0 | 0 | 0 | 0 | 0 | 0 | 0 | 0 | 0 | 0 | 0 | 0 | 0 | 0 | 0 | 0 | 9.8351 | 0 | -257.2276 | 18.2757 | 0 | 71.2258 | 77.6894 | 6.9408 | 1148.602 | 29.5831 | 54.4168 | 0 | 0.5138 | 0 | 14.074 | 3.248 | 0 | 1098.167 | 243.4015 | -264.2076 | 8.9406 | 7.395 | -1.78 | 14.448 | 1.2662 | 2025-12-05 | 2025_12_05 Hr 24 | 98.7584 | -0.000305 | -1098.167 | -286.8563 | 360.5349 | 906.0565 | 98.6905 | 19.7411 | 0 | 107.7007 | 134.8443 | 117.9899 | 23.1226 | 192.1628 | 286.6375 | 0 | 7.2532 | 0 | 247.9653 | 0 | 148.9151 | 0
2025_12_06 Hr 01 | 0 | 0 | 0 | 3.8622 | 3.8622 | 3.8116 | 3.8622 | 3.8622 | 3.8622 | 66.1992 | 0 | 0.084 | 54 | 0 | 96.0814 | 96.0814 | 286.6375 | 0 | 0.00697 | 0.084 | 0.03454 | 0 | 0 | 0 | 0 | 0 | 0 | 0.29046 | 0.2376 | 18.3336 | 7.2532 | 247.9653 | 0 | 0 | 0 | 0 | 18.7542 | 46.0112 | 0 | 0 | -32.6923 | 0.7527 | 12.737 | 0 | -1 | -4.2 | 14.1139 | 0 | 0 | 15.1928 | 15.1928 | 15.1928 | 15.1928 | 17.6661 | 37.6974 | 0 | 0 | 0 | 0 | 0 | 0 | 0 | 0 | 0 | 0 | 0 | 0 | 0 | 0 | 0 | 0 | 0 | 0 | 9.8336 | 0 | -319.8707 | 17.1711 | 0 | 71.2258 | 77.6894 | 6.9408 | 1179.416 | 28.343 | 52.1569 | 0 | 0.5138 | 0 | 14.074 | 3.248 | 0 | 1057.983 | 238.1102 | -326.8507 | 8.9394 | 7.395 | -1.78 | 13.866 | 1.2139 | 2025-12-06 | 2025_12_06 Hr 01 | 104.5976 | 0.000365 | -1057.983 | -352.563 | 367.7769 | 924.3902 | 98.6382 | 19.7411 | 0 | 110.3894 | 144.6366 | 112.7509 | 23.1226 | 192.1628 | 286.6375 | 0 | 7.2532 | 18.3336 | 247.9653 | 0 | 148.9151 | 0
2025_12_06 Hr 02 | 0 | 0 | 0 | 3.8622 | 3.8622 | 3.8116 | 3.8622 | 3.8622 | 3.8622 | 63.7518 | 0 | 0.084 | 60 | 0 | 96.0814 | 96.0814 | 286.6375 | 0 | 0.00697 | 0.084 | 0.03454 | 0 | 0 | 0 | 0 | 0 | 0 | 0.29046 | 0.2376 | 19.8359 | 7.2532 | 247.9653 | 0 | 0 | 0 | 0 | 18.5826 | 45.5902 | 0 | 0 | -25.7148 | 0.7527 | 12.737 | 0 | -1 | -4.2 | 14.1139 | 0 | 0 | 14.2868 | 14.2868 | 14.2868 | 14.2868 | 16.6126 | 34.749 | 0 | 0 | 0 | 0 | 0 | 0 | 0 | 0 | 0 | 0 | 0 | 0 | 0 | 0 | 0 | 0 | 0 | 0 | 9.8336 | 0 | -344.5716 | 17.1711 | 0 | 71.2258 | 77.6894 | 7.5192 | 1173.201 | 28.0837 | 51.6797 | 0 | 0.5138 | 0 | 14.074 | 3.248 | 0 | 1036.8 | 240.8656 | -351.5516 | 8.9394 | 7.395 | -1.78 | 13.7392 | 1.2028 | 2025-12-06 | 2025_12_06 Hr 02 | 99.4912 | 3.8e-05 | -1036.8 | -370.2864 | 359.1847 | 925.8924 | 102.2682 | 19.7411 | 0 | 109.7968 | 137.5116 | 111.8763 | 23.1226 | 192.1628 | 286.6375 | 0 | 7.2532 | 19.8359 | 247.9653 | 0 | 148.9151 | 0
2025_12_06 Hr 03 | 0 | 0 | 0 | 3.8622 | 3.8622 | 3.8116 | 3.8622 | 3.8622 | 3.8622 | 64.9903 | 0 | 0.084 | 66 | 0 | 96.0814 | 96.0814 | 286.6375 | 0 | 0.00697 | 0.084 | 0.03454 | 0 | 0 | 0 | 0 | 0 | 0 | 0.29046 | 0.2376 | 29.2404 | 7.2532 | 247.9653 | 0 | 0 | 0 | 0 | 18.6695 | 45.8032 | 0 | 0 | -27.0095 | 0.7527 | 12.737 | 0 | -1 | -4.2 | 14.1139 | 0 | 0 | 14.7453 | 14.7453 | 14.7453 | 14.7453 | 17.1457 | 30.7476 | 0 | 0 | 0 | 0 | 0 | 0 | 0 | 0 | 0 | 0 | 0 | 0 | 0 | 0 | 0 | 0 | 0 | 0 | 9.8336 | 0 | -360.4617 | 17.1711 | 0 | 71.2258 | 77.6894 | 7.953 | 1186.511 | 28.2149 | 51.9212 | 0 | 0.5138 | 0 | 14.074 | 3.248 | 0 | 1035.8 | 243.7406 | -367.4417 | 8.9394 | 7.395 | -1.78 | 13.8034 | 1.2084 | 2025-12-06 | 2025_12_06 Hr 03 | 99.4943 | 3.8e-05 | -1035.8 | -387.4712 | 363.5326 | 935.297 | 104.7006 | 19.7411 | 0 | 110.0966 | 141.1171 | 112.3189 | 23.1226 | 192.1628 | 286.6375 | 0 | 7.2532 | 29.2404 | 247.9653 | 0 | 148.9151 | 0
2025_12_06 Hr 04 | 0 | 0 | 0 | 3.8622 | 3.8622 | 3.8116 | 3.8622 | 3.8622 | 3.8622 | 61.098 | 0 | 0.084 | 67 | 0 | 96.0814 | 96.0814 | 286.6375 | 0 | 0.00697 | 0.084 | 0.03454 | 0 | 0 | 0 | 0 | 0 | 0 | 0.29046 | 0.2376 | 38.6405 | 7.2532 | 247.9653 | 0 | 0 | 0 | 0 | 18.3966 | 45.1337 | 0 | 0 | -29.5503 | 0.7527 | 12.737 | 0 | -1 | -4.2 | 14.1139 | 0 | 0 | 13.3044 | 13.3044 | 13.3044 | 13.3044 | 15.4702 | 32.7483 | 0 | 0 | 0 | 0 | 0 | 0 | 0 | 0 | 0 | 0 | 0 | 0 | 0 | 0 | 0 | 0 | 0 | 0 | 9.8336 | 0 | -369.1448 | 17.1711 | 0 | 71.2258 | 77.6894 | 6.9408 | 1183.637 | 27.8025 | 51.1622 | 0 | 0.5138 | 0 | 14.074 | 3.248 | 0 | 1022.3 | 244.3382 | -376.1248 | 8.9394 | 7.395 | -1.78 | 13.6016 | 1.1907 | 2025-12-06 | 2025_12_06 Hr 04 | 101.4131 | 5.4e-05 | -1022.3 | -398.6951 | 349.868 | 944.697 | 106.6891 | 19.7411 | 0 | 109.1542 | 129.7858 | 110.928 | 23.1226 | 192.1628 | 286.6375 | 0 | 7.2532 | 38.6405 | 247.9653 | 0 | 148.9151 | 0
2025_12_06 Hr 05 | 0 | 0 | 0 | 3.8622 | 3.8622 | 3.8116 | 3.8622 | 3.8622 | 3.8622 | 65.1967 | 0 | 0.084 | 66 | 0 | 96.0814 | 96.0814 | 286.6375 | 0 | 0.00697 | 0.084 | 0.03454 | 0 | 0 | 0 | 0 | 0 | 0 | 0.29046 | 0.2376 | 45.674 | 7.2532 | 247.9653 | 0 | 0 | 0 | 0 | 18.6839 | 45.8387 | 0 | 0 | -31.1274 | 0.7527 | 12.737 | 0 | -1 | -4.2 | 14.1139 | 0 | 0 | 14.8217 | 14.8217 | 14.8217 | 14.8217 | 17.2345 | 35.802 | 0 | 0 | 0 | 0 | 0 | 0 | 0 | 0 | 0 | 0 | 0 | 0 | 0 | 0 | 0 | 0 | 0 | 0 | 9.8336 | 0 | -375.5399 | 17.1711 | 0 | 71.2258 | 77.6894 | 3.0366 | 1203.595 | 28.2368 | 51.9614 | 0 | 0.5138 | 0 | 14.074 | 3.248 | 0 | 1033.9 | 243.9523 | -382.5199 | 8.9394 | 7.395 | -1.78 | 13.8141 | 1.2093 | 2025-12-06 | 2025_12_06 Hr 05 | 101.4347 | 4.5e-05 | -1033.9 | -406.6673 | 364.2572 | 951.7305 | 104.8386 | 19.7411 | 0 | 110.1466 | 141.718 | 112.3926 | 23.1226 | 192.1628 | 286.6375 | 0 | 7.2532 | 45.674 | 247.9653 | 0 | 148.9151 | 0
2025_12_06 Hr 06 | 0 | 0 | 0 | 3.8622 | 3.8622 | 3.8116 | 3.8622 | 3.8622 | 3.8622 | 74.9862 | 0 | 0.084 | 60 | 0 | 96.0814 | 96.0814 | 286.6375 | 0 | 0.00697 | 0.084 | 0.03454 | 0 | 0 | 0 | 0 | 0 | 0 | 0.29046 | 0.2376 | 46.06 | 7.2532 | 247.9653 | 0 | 0 | 0 | 0 | 19.3703 | 47.5227 | 0 | 0 | -28.9132 | 0.7527 | 12.737 | 0 | -1 | -4.2 | 14.1139 | 0 | 0 | 18.4458 | 18.4458 | 18.4458 | 18.4458 | 21.4486 | 36.7497 | 0 | 0 | 0 | 0 | 0 | 0 | 0 | 0 | 0 | 0 | 0 | 0 | 0 | 0 | 0 | 0 | 0 | 0 | 9.8336 | 0 | -370.7442 | 17.1711 | 0 | 71.2258 | 77.6894 | 2.0244 | 1234.851 | 29.2741 | 53.8704 | 0 | 0.5138 | 0 | 14.074 | 3.248 | 0 | 1069.6 | 241.386 | -377.7242 | 8.9394 | 7.395 | -1.78 | 14.3216 | 1.2537 | 2025-12-06 | 2025_12_06 Hr 06 | 118.1992 | 4.3e-05 | -1069.6 | -399.6574 | 398.6258 | 952.1165 | 98.7741 | 19.7411 | 0 | 112.517 | 170.2178 | 115.8909 | 23.1226 | 192.1628 | 286.6375 | 0 | 7.2532 | 46.06 | 247.9653 | 0 | 148.9151 | 0
2025_12_06 Hr 07 | 0 | 0 | 0 | 3.8622 | 3.8622 | 3.8116 | 3.8622 | 3.8622 | 3.8622 | 90.9385 | -14.3 | 0.084 | 57 | 0 | 96.0814 | 96.0814 | 285.811 | 0 | 0.00697 | 0.084 | 0.03454 | 0 | 0 | 0 | 0 | 0 | 0 | 0.29046 | 0.2376 | 46.06 | 7.2532 | 247.9653 | 0 | 0 | 0 | 0 | 20.4889 | 50.2669 | 0 | 0 | -24.3413 | 0.7527 | 12.737 | 0 | -1 | -4.2 | 14.1139 | 0 | 0 | 24.3512 | 24.3512 | 24.3512 | 24.3512 | 28.3154 | 36.7497 | 0 | 0 | 0 | 0 | 0 | 0 | 0 | 0 | 0 | 0 | 0 | 0 | 0 | 0 | 0 | 0 | 0 | 0 | 9.8336 | 0 | -373.8587 | 17.1711 | 0 | 70.8723 | 77.3038 | 3.0366 | 1283.59 | 30.9645 | 56.9811 | 0 | 0.5138 | 0 | 14.074 | 3.248 | 0 | 1109.208 | 245.0987 | -395.1387 | 8.9394 | 7.395 | -1.78 | 15.1486 | 1.3261 | 2025-12-06 | 2025_12_06 Hr 07 | 118.8156 | 0.000378 | -1109.208 | -398.2 | 440.3299 | 950.5511 | 96.7863 | 19.7411 | 0 | 116.3797 | 216.6589 | 107.2913 | 23.1226 | 192.1628 | 285.811 | 0 | 7.2532 | 46.06 | 247.9653 | 0 | 148.1762 | 0
2025_12_06 Hr 08 | 0 | 0 | 0 | 3.8622 | 3.8622 | 3.8116 | 3.8622 | 3.8622 | 3.8622 | 103.3819 | -14.3 | 0.084 | 59 | 0 | 96.0814 | 96.0814 | 285.811 | 0 | 0.00697 | 0.084 | 0.03454 | 0 | 0 | 0 | 0 | 0 | 0 | 0.29046 | 0.2376 | 45.8642 | 7.2532 | 247.9653 | 0 | 0 | 0 | 0 | 21.3613 | 52.4074 | 0 | 0 | -28.9885 | 0.7527 | 12.737 | 0 | -1 | -4.2 | 14.1139 | 0 | 0 | 28.9577 | 28.9577 | 28.9577 | 28.9577 | 33.6718 | 40.7511 | 0 | 0 | 0 | 0 | 0 | 0 | 0 | 0 | 0 | 0 | 0 | 0 | 0 | 0 | 0 | 0 | 0 | 0 | 9.8336 | 0 | -360.2811 | 17.1711 | 0 | 70.8723 | 77.3038 | 6.507 | 1322.633 | 32.2831 | 59.4075 | 0 | 0.5138 | 0 | 14.074 | 3.248 | 0 | 1171.1 | 259.0171 | -381.5611 | 8.9394 | 7.395 | -1.78 | 15.7936 | 1.3826 | 2025-12-06 | 2025_12_06 Hr 08 | 116.7341 | 2e-05 | -1171.1 | -389.2696 | 484.0152 | 950.3552 | 106.2581 | 19.7411 | 0 | 119.3927 | 252.8846 | 111.7379 | 23.1226 | 192.1628 | 285.811 | 0 | 7.2532 | 45.8642 | 247.9653 | 0 | 148.1762 | 0
2025_12_06 Hr 09 | 0.33996 | 0.000195 | 0.005499 | 3.8622 | 3.8622 | 3.8116 | 3.8622 | 3.8622 | 3.8622 | 110.5472 | -14.3 | 0.084 | 65 | 0 | 96.0814 | 96.0814 | 285.811 | 0 | 0.00697 | 0.084 | 0.03454 | 0 | 0 | 0 | 0 | 0 | 0 | 0.29046 | 0.2376 | 46.06 | 7.2532 | 247.9653 | 0 | 0 | 0 | 0 | 21.8637 | 53.64 | 0 | 0 | -33.2629 | 0.7527 | 12.737 | 0 | -1 | -4.2 | 14.1139 | 0 | 0 | 31.6103 | 31.6103 | 31.6103 | 31.6103 | 36.7561 | 44.6472 | 0 | 0 | 0 | 0 | 0 | 0 | 0 | 0 | 0 | 0 | 0 | 0 | 0 | 0 | 0 | 0 | 0 | 0 | 9.8336 | 0 | -349.1812 | 17.1711 | 0 | 70.8723 | 77.3038 | 5.9286 | 1345.429 | 33.0424 | 60.8047 | 0 | 0.5138 | -0.33996 | 14.074 | 3.248 | 0 | 1212.6 | 271.2354 | -370.8011 | 8.9394 | 7.395 | -1.78 | 16.1651 | 1.4151 | 2025-12-06 | 2025_12_06 Hr 09 | 117.1963 | 2.2e-05 | -1212.6 | -382.4441 | 509.1705 | 950.5511 | 115.5815 | 19.7411 | 0 | 121.1277 | 273.7445 | 114.2983 | 23.1226 | 192.1628 | 285.811 | 0 | 7.2532 | 46.06 | 247.9653 | 0 | 148.1762 | 0
2025_12_06 Hr 10 | 0.33664 | 0.000735 | 0.020727 | 3.8622 | 3.8622 | 3.8116 | 3.8622 | 3.8622 | 3.8622 | 124.0521 | -14.3 | 0.084 | 60 | 0 | 96.0814 | 96.0814 | 285.811 | 0 | 0.00697 | 0.084 | 0.03454 | 0 | 0 | 0 | 0 | 0 | 0 | 0.29046 | 0.2376 | 46.06 | 7.2532 | 247.9653 | 0 | 0 | 0 | 0 | 22.8106 | 55.9631 | 0 | 0 | -29.6797 | 0.7527 | 12.737 | 0 | -1 | -4.2 | 14.1139 | 0 | 0 | 36.6097 | 36.6097 | 36.6097 | 36.6097 | 42.5695 | 40.7511 | 0 | 0 | 0 | 0 | 0 | 0 | 0 | 0 | 0 | 0 | 0 | 0 | 0 | 0 | 0 | 0 | 0 | 0 | 9.8336 | 0 | -360.2713 | 17.1711 | 0 | 70.8723 | 77.3038 | 1.0122 | 1388.03 | 34.4734 | 63.4382 | 0 | 0.5138 | -0.33664 | 14.074 | 3.248 | 0 | 1238.708 | 262.246 | -381.8879 | 8.9394 | 7.395 | -1.78 | 16.8652 | 1.4764 | 2025-12-06 | 2025_12_06 Hr 10 | 115.8064 | 0.000398 | -1238.708 | -389.951 | 556.5825 | 950.5511 | 101.7848 | 19.7411 | 0 | 124.3977 | 313.0606 | 119.1242 | 23.1226 | 192.1628 | 285.811 | 0 | 7.2532 | 46.06 | 247.9653 | 0 | 148.1762 | 0
2025_12_06 Hr 11 | 1.0282 | 0.00147 | 0.041454 | 3.8622 | 3.8622 | 3.8116 | 3.8622 | 3.8622 | 3.8622 | 123.2854 | -14.3 | 0.084 | 48 | 0 | 96.0814 | 96.0814 | 285.811 | 0 | 0.00697 | 0.084 | 0.03454 | 0 | 0 | 0 | 0 | 0 | 0 | 0.29046 | 0.2376 | 46.06 | 7.2532 | 247.9653 | 0 | 0 | 0 | 0 | 22.7569 | 55.8312 | 0 | 0 | -28.3576 | 0.7527 | 12.737 | 0 | -1 | -4.2 | 14.1139 | 0 | 0 | 36.3259 | 36.3259 | 36.3259 | 36.3259 | 42.2395 | 45.7002 | 0 | 0 | 0 | 0 | 0 | 0 | 0 | 0 | 0 | 0 | 0 | 0 | 0 | 0 | 0 | 0 | 0 | 0 | 9.8336 | 0 | -316.0603 | 17.1711 | 0 | 70.8723 | 77.3038 | 0 | 1385.633 | 34.3922 | 63.2886 | 0 | 0.5138 | -1.0282 | 14.074 | 3.248 | 0 | 1273.508 | 254.6012 | -338.3685 | 8.9394 | 7.395 | -1.78 | 16.8254 | 1.4729 | 2025-12-06 | 2025_12_06 Hr 11 | 109.5423 | 0.000321 | -1273.508 | -344.4179 | 553.8909 | 950.5511 | 93.7431 | 19.7411 | 0 | 124.2121 | 310.8286 | 118.8503 | 23.1226 | 192.1628 | 285.811 | 0 | 7.2532 | 46.06 | 247.9653 | 0 | 148.1762 | 0
2025_12_06 Hr 12 | 0.69982 | 0.00213 | 0.060066 | 3.8622 | 3.8622 | 3.8116 | 3.8622 | 3.8622 | 3.8622 | 119.5406 | -14.3 | 0.084 | 48 | 0 | 96.0814 | 96.0814 | 285.811 | 0 | 0.00697 | 0.084 | 0.03454 | 0 | 0 | 0 | 0 | 0 | 0 | 0.29046 | 0.2376 | 46.06 | 7.2532 | 247.9653 | 0 | 0 | 0 | 0 | 22.4943 | 55.187 | 0 | 0 | -28.1492 | 0.7527 | 12.737 | 0 | -1 | -4.2 | 14.1139 | 0 | 0 | 34.9396 | 34.9396 | 34.9396 | 34.9396 | 40.6275 | 40.7511 | 0 | 0 | 0 | 0 | 0 | 0 | 0 | 0 | 0 | 0 | 0 | 0 | 0 | 0 | 0 | 0 | 0 | 0 | 9.8336 | 0 | -301.0835 | 17.1711 | 0 | 70.8723 | 77.3038 | 0 | 1373.843 | 33.9954 | 62.5584 | 0 | 0.5138 | -0.69982 | 14.074 | 3.248 | 0 | 1270.617 | 247.9862 | -323.0633 | 8.9394 | 7.395 | -1.78 | 16.6313 | 1.4559 | 2025-12-06 | 2025_12_06 Hr 12 | 110.1291 | -0.000332 | -1270.617 | -329.2327 | 540.744 | 950.5511 | 88.8133 | 19.7411 | 0 | 123.3053 | 299.9265 | 117.5121 | 23.1226 | 192.1628 | 285.811 | 0 | 7.2532 | 46.06 | 247.9653 | 0 | 148.1762 | 0
2025_12_06 Hr 13 | 1.3698 | 0.002115 | 0.059643 | 3.8622 | 3.8622 | 3.8116 | 3.8622 | 3.8622 | 3.8622 | 116.2381 | -14.3 | 0.084 | 54 | 0 | 96.0814 | 96.0814 | 285.811 | 0 | 0.00697 | 0.084 | 0.03454 | 0 | 0 | 0 | 0 | 0 | 0 | 0.29046 | 0.2376 | 46.06 | 7.2532 | 247.9653 | 0 | 0 | 0 | 0 | 22.2628 | 54.6189 | 0 | 0 | -27.5572 | 0.7527 | 12.737 | 0 | -1 | -4.2 | 14.1139 | 0 | 0 | 33.717 | 33.717 | 33.717 | 33.717 | 39.2059 | 42.7518 | 0 | 0 | 0 | 0 | 0 | 0 | 0 | 0 | 0 | 0 | 0 | 0 | 0 | 0 | 0 | 0 | 0 | 0 | 9.8336 | 0 | -306.7899 | 17.1711 | 0 | 70.8723 | 77.3038 | 0 | 1363.428 | 33.6454 | 61.9144 | 0 | 0.5138 | -1.3698 | 14.074 | 3.248 | 0 | 1261.908 | 255.4767 | -329.4397 | 8.9394 | 7.395 | -1.78 | 16.4601 | 1.441 | 2025-12-06 | 2025_12_06 Hr 13 | 114.4559 | 0.000342 | -1261.908 | -334.3471 | 529.1498 | 950.5511 | 96.8136 | 19.7411 | 0 | 122.5057 | 290.3121 | 116.332 | 23.1226 | 192.1628 | 285.811 | 0 | 7.2532 | 46.06 | 247.9653 | 0 | 148.1762 | 0
2025_12_06 Hr 14 | 1.0315 | 0.003135 | 0.088407 | 3.8622 | 3.8622 | 3.8116 | 3.8622 | 3.8622 | 3.8622 | 113.3779 | -14.3 | 0.084 | 52 | 0 | 96.0814 | 96.0814 | 285.811 | 0 | 0.00697 | 0.084 | 0.03454 | 0 | 0 | 0 | 0 | 0 | 0 | 0.29046 | 0.2376 | 46.06 | 7.2532 | 247.9653 | 0 | 0 | 0 | 0 | 22.0622 | 54.1269 | 0 | 0 | -25.9737 | 0.7527 | 12.737 | 0 | -1 | -4.2 | 14.1139 | 0 | 0 | 32.6582 | 32.6582 | 32.6582 | 32.6582 | 37.9747 | 44.6472 | 0 | 0 | 0 | 0 | 0 | 0 | 0 | 0 | 0 | 0 | 0 | 0 | 0 | 0 | 0 | 0 | 0 | 0 | 9.8336 | 0 | -307.3993 | 17.1711 | 0 | 70.8723 | 77.3038 | 0.4338 | 1354.438 | 33.3423 | 61.3567 | 0 | 0.5138 | -1.0315 | 14.074 | 3.248 | 0 | 1253.2 | 254.4466 | -329.7108 | 8.9394 | 7.395 | -1.78 | 16.3118 | 1.428 | 2025-12-06 | 2025_12_06 Hr 14 | 117.2618 | 6e-06 | -1253.2 | -333.373 | 519.1083 | 950.5511 | 97.1725 | 19.7411 | 0 | 121.8131 | 281.9854 | 115.3099 | 23.1226 | 192.1628 | 285.811 | 0 | 7.2532 | 46.06 | 247.9653 | 0 | 148.1762 | 0
2025_12_06 Hr 15 | 1.3698 | 0.00132 | 0.037224 | 3.8622 | 3.8622 | 3.8116 | 3.8622 | 3.8622 | 3.8622 | 116.2086 | -14.3 | 0.084 | 51 | 0 | 96.0814 | 96.0814 | 285.811 | 0 | 0.00697 | 0.084 | 0.03454 | 0 | 0 | 0 | 0 | 0 | 0 | 0.29046 | 0.2376 | 46.06 | 7.2532 | 247.9653 | 0 | 0 | 0 | 0 | 22.2607 | 54.6139 | 0 | 0 | -27.6961 | 0.7527 | 12.737 | 0 | -1 | -4.2 | 14.1139 | 0 | 0 | 33.7061 | 33.7061 | 33.7061 | 33.7061 | 39.1932 | 46.6479 | 0 | 0 | 0 | 0 | 0 | 0 | 0 | 0 | 0 | 0 | 0 | 0 | 0 | 0 | 0 | 0 | 0 | 0 | 9.8336 | 0 | -325.9736 | 17.1711 | 0 | 70.8723 | 77.3038 | 3.0366 | 1363.313 | 33.6423 | 61.9087 | 0 | 0.5138 | -1.3698 | 14.074 | 3.248 | 0 | 1246.392 | 259.3981 | -348.6234 | 8.9394 | 7.395 | -1.78 | 16.4586 | 1.4408 | 2025-12-06 | 2025_12_06 Hr 15 | 117.5044 | -0.000326 | -1246.392 | -353.6697 | 529.0462 | 950.5511 | 100.723 | 19.7411 | 0 | 122.4985 | 290.2263 | 116.3214 | 23.1226 | 192.1628 | 285.811 | 0 | 7.2532 | 46.06 | 247.9653 | 0 | 148.1762 | 0
2025_12_06 Hr 16 | 0 | 0.001125 | 0.031725 | 3.8622 | 3.8622 | 3.8116 | 3.8622 | 3.8622 | 3.8622 | 124.6123 | -14.3 | 0.084 | 63 | 0 | 96.0814 | 96.0814 | 285.811 | 0 | 0.00697 | 0.084 | 0.03454 | 0 | 0 | 0 | 0 | 0 | 0 | 0.29046 | 0.2376 | 46.06 | 7.2532 | 247.9653 | 0 | 0 | 0 | 0 | 22.8499 | 56.0595 | 0 | 0 | -17.3742 | 0.7527 | 12.737 | 0 | -1 | -4.2 | 14.1139 | 0 | 0 | 36.8171 | 36.8171 | 36.8171 | 36.8171 | 42.8106 | 50.6493 | 0 | 0 | 0 | 0 | 0 | 0 | 0 | 0 | 0 | 0 | 0 | 0 | 0 | 0 | 0 | 0 | 0 | 0 | 9.8336 | 0 | -384.6899 | 17.1711 | 0 | 70.8723 | 77.3038 | 4.0488 | 1389.808 | 34.5328 | 63.5474 | 0 | 0.5138 | 0 | 14.074 | 3.248 | 0 | 1244.508 | 278.0447 | -405.9699 | 8.9394 | 7.395 | -1.78 | 16.8942 | 1.479 | 2025-12-06 | 2025_12_06 Hr 16 | 124.2438 | 0.000329 | -1244.508 | -402.0641 | 558.5493 | 950.5511 | 117.731 | 19.7411 | 0 | 124.5334 | 314.6915 | 119.3244 | 23.1226 | 192.1628 | 285.811 | 0 | 7.2532 | 46.06 | 247.9653 | 0 | 148.1762 | 0
2025_12_06 Hr 17 | 0.34162 | 0.00048 | 0.013536 | 3.8622 | 3.8622 | 3.8116 | 3.8622 | 3.8622 | 3.8622 | 136.0237 | -14.3 | 0.084 | 69 | 0 | 96.0814 | 96.0814 | 285.811 | 0 | 0.00697 | 0.084 | 0.03454 | 0 | 0 | 0 | 0 | 0 | 0 | 0.29046 | 0.2376 | 46.06 | 7.2532 | 247.9653 | 0 | 0 | 0 | 0 | 23.6501 | 58.0225 | 0 | 0 | -31.0059 | 0.7527 | 12.737 | 0 | -1 | -4.2 | 14.1139 | 0 | 0 | 41.0416 | 41.0416 | 41.0416 | 41.0416 | 47.7228 | 52.65 | 0 | 0 | 0 | 0 | 0 | 0 | 0 | 0 | 0 | 0 | 0 | 0 | 0 | 0 | 0 | 0 | 0 | 0 | 9.8336 | 0 | -374.5422 | 17.1711 | 0 | 70.8723 | 77.3038 | 15.4722 | 1425.774 | 35.742 | 65.7726 | 0 | 0.5138 | -0.34162 | 14.074 | 3.248 | 0 | 1300.492 | 301.8875 | -396.1638 | 8.9394 | 7.395 | -1.78 | 17.4858 | 1.5307 | 2025-12-06 | 2025_12_06 Hr 17 | 132.2316 | -0.000308 | -1300.492 | -405.5481 | 598.6115 | 950.5511 | 137.1362 | 19.7411 | 0 | 127.2965 | 347.9128 | 123.4022 | 23.1226 | 192.1628 | 285.811 | 0 | 7.2532 | 46.06 | 247.9653 | 0 | 148.1762 | 0
2025_12_06 Hr 18 | 0 | 3e-05 | 0.000846 | 3.8622 | 3.8622 | 3.8116 | 3.8622 | 3.8622 | 3.8622 | 133.3993 | -14.3 | 0.084 | 63 | 0 | 96.0814 | 96.0814 | 285.811 | 0 | 0.00697 | 0.084 | 0.03454 | 0 | 0 | 0 | 0 | 0 | 0 | 0.29046 | 0.2376 | 46.06 | 7.2532 | 247.9653 | 0 | 0 | 0 | 0 | 23.466 | 57.571 | 0 | 0 | -32.1093 | 0.7527 | 12.737 | 0 | -1 | -4.2 | 14.1139 | 0 | 0 | 40.0701 | 40.0701 | 40.0701 | 40.0701 | 46.5931 | 48.6486 | 0 | 0 | 0 | 0 | 0 | 0 | 0 | 0 | 0 | 0 | 0 | 0 | 0 | 0 | 0 | 0 | 0 | 0 | 9.8336 | 0 | -365.2362 | 17.1711 | 0 | 70.8723 | 77.3038 | 13.014 | 1417.486 | 35.4639 | 65.2609 | 0 | 0.5138 | 0 | 14.074 | 3.248 | 0 | 1287.008 | 288.1481 | -386.5162 | 8.9394 | 7.395 | -1.78 | 17.3498 | 1.5188 | 2025-12-06 | 2025_12_06 Hr 18 | 134.2541 | 0.000302 | -1287.008 | -397.3455 | 589.3982 | 950.5511 | 124.6635 | 19.7411 | 0 | 126.6611 | 340.2727 | 122.4644 | 23.1226 | 192.1628 | 285.811 | 0 | 7.2532 | 46.06 | 247.9653 | 0 | 148.1762 | 0
2025_12_06 Hr 19 | 0 | 0 | 0 | 3.8622 | 3.8622 | 3.8116 | 3.8622 | 3.8622 | 3.8622 | 128.0918 | -14.3 | 0.084 | 61 | 0 | 96.0814 | 96.0814 | 285.811 | 0 | 0.00697 | 0.084 | 0.03454 | 0 | 0 | 0 | 0 | 0 | 0 | 0.29046 | 0.2376 | 46.06 | 7.2532 | 247.9653 | 0 | 0 | 0 | 0 | 23.0939 | 56.658 | 0 | 0 | -33.8556 | 0.7527 | 12.737 | 0 | -1 | -4.2 | 14.1139 | 0 | 0 | 38.1052 | 38.1052 | 38.1052 | 38.1052 | 44.3084 | 45.7002 | 0 | 0 | 0 | 0 | 0 | 0 | 0 | 0 | 0 | 0 | 0 | 0 | 0 | 0 | 0 | 0 | 0 | 0 | 9.8336 | 0 | -370.6499 | 17.1711 | 0 | 70.8723 | 77.3038 | 8.9652 | 1400.748 | 34.9015 | 64.2259 | 0 | 0.5138 | 0 | 14.074 | 3.248 | 0 | 1252.217 | 277.2542 | -391.9299 | 8.9394 | 7.395 | -1.78 | 17.0746 | 1.4947 | 2025-12-06 | 2025_12_06 Hr 19 | 132.094 | -0.000241 | -1252.217 | -404.5055 | 570.7647 | 950.5511 | 115.6654 | 19.7411 | 0 | 125.3759 | 324.8211 | 120.5678 | 23.1226 | 192.1628 | 285.811 | 0 | 7.2532 | 46.06 | 247.9653 | 0 | 148.1762 | 0
2025_12_06 Hr 20 | 0 | 0 | 0 | 3.8622 | 3.8622 | 3.8116 | 3.8622 | 3.8622 | 3.8622 | 120.956 | -14.3 | 0.084 | 64 | 0 | 96.0814 | 96.0814 | 285.811 | 0 | 0.00697 | 0.084 | 0.03454 | 0 | 0 | 0 | 0 | 0 | 0 | 0.29046 | 0.2376 | 46.06 | 7.2532 | 247.9653 | 0 | 0 | 0 | 0 | 22.5936 | 55.4305 | 0 | 0 | -30.692 | 0.7527 | 12.737 | 0 | -1 | -4.2 | 14.1139 | 0 | 0 | 35.4636 | 35.4636 | 35.4636 | 35.4636 | 41.2367 | 40.7511 | 0 | 0 | 0 | 0 | 0 | 0 | 0 | 0 | 0 | 0 | 0 | 0 | 0 | 0 | 0 | 0 | 0 | 0 | 9.8336 | 0 | -377.6046 | 17.1711 | 0 | 70.8723 | 77.3038 | 4.0488 | 1378.246 | 34.1453 | 62.8344 | 0 | 0.5138 | 0 | 14.074 | 3.248 | 0 | 1216.508 | 267.8388 | -398.8846 | 8.9394 | 7.395 | -1.78 | 16.7047 | 1.4624 | 2025-12-06 | 2025_12_06 Hr 20 | 122.47 | 0.000375 | -1216.508 | -408.2966 | 545.7129 | 950.5511 | 108.7999 | 19.7411 | 0 | 123.648 | 304.047 | 118.0179 | 23.1226 | 192.1628 | 285.811 | 0 | 7.2532 | 46.06 | 247.9653 | 0 | 148.1762 | 0
2025_12_06 Hr 21 | 0 | 0 | 0 | 3.8622 | 3.8622 | 3.8116 | 3.8622 | 3.8622 | 3.8622 | 111.9625 | -14.3 | 0.084 | 67 | 0 | 96.0814 | 96.0814 | 285.811 | 0 | 0.00697 | 0.084 | 0.03454 | 0 | 0 | 0 | 0 | 0 | 0 | 0.29046 | 0.2376 | 46.06 | 7.2532 | 247.9653 | 0 | 0 | 0 | 0 | 21.963 | 53.8835 | 0 | 0 | -25.8295 | 0.7527 | 12.737 | 0 | -1 | -4.2 | 14.1139 | 0 | 0 | 32.1342 | 32.1342 | 32.1342 | 32.1342 | 37.3654 | 32.7483 | 0 | 0 | 0 | 0 | 0 | 0 | 0 | 0 | 0 | 0 | 0 | 0 | 0 | 0 | 0 | 0 | 0 | 0 | 9.8336 | 0 | -362.2831 | 17.1711 | 0 | 70.8723 | 77.3038 | 2.0244 | 1349.886 | 33.1923 | 61.0807 | 0 | 0.5138 | 0 | 14.074 | 3.248 | 0 | 1198.092 | 257.5979 | -383.5631 | 8.9394 | 7.395 | -1.78 | 16.2385 | 1.4216 | 2025-12-06 | 2025_12_06 Hr 21 | 122.2373 | -0.000359 | -1198.092 | -388.1125 | 514.1394 | 950.5511 | 101.7727 | 19.7411 | 0 | 121.4704 | 277.8649 | 114.8041 | 23.1226 | 192.1628 | 285.811 | 0 | 7.2532 | 46.06 | 247.9653 | 0 | 148.1762 | 0
2025_12_06 Hr 22 | 0 | 0 | 0 | 3.8622 | 3.8622 | 3.8116 | 3.8622 | 3.8622 | 3.8622 | 95.8333 | -14.3 | 0.084 | 66 | 0 | 96.0814 | 96.0814 | 285.811 | 0 | 0.00697 | 0.084 | 0.03454 | 0 | 0 | 0 | 0 | 0 | 0 | 0.29046 | 0.2376 | 46.06 | 7.2532 | 247.9653 | 0 | 0 | 0 | 0 | 20.8321 | 51.1089 | 0 | 0 | -27.1221 | 0.7527 | 12.737 | 0 | -1 | -4.2 | 14.1139 | 0 | 0 | 26.1633 | 26.1633 | 26.1633 | 26.1633 | 30.4224 | 29.7999 | 0 | 0 | 0 | 0 | 0 | 0 | 0 | 0 | 0 | 0 | 0 | 0 | 0 | 0 | 0 | 0 | 0 | 0 | 9.8336 | 0 | -362.7667 | 17.1711 | 0 | 70.8723 | 77.3038 | 4.4826 | 1299.025 | 31.4832 | 57.9355 | 0 | 0.5138 | 0 | 14.074 | 3.248 | 0 | 1138.2 | 250.344 | -384.0467 | 8.9394 | 7.395 | -1.78 | 15.4023 | 1.3484 | 2025-12-06 | 2025_12_06 Hr 22 | 121.7096 | 3.2e-05 | -1138.2 | -389.8888 | 457.5142 | 950.5511 | 100.2825 | 19.7411 | 0 | 117.5649 | 230.9088 | 109.0405 | 23.1226 | 192.1628 | 285.811 | 0 | 7.2532 | 46.06 | 247.9653 | 0 | 148.1762 | 0
2025_12_06 Hr 23 | 0 | 0 | 0 | 3.8622 | 3.8622 | 3.8116 | 3.8622 | 3.8622 | 3.8622 | 80.9131 | 0 | 0.084 | 67 | 0 | 96.0814 | 96.0814 | 286.6375 | 0 | 0.00697 | 0.084 | 0.03454 | 0 | 0 | 0 | 0 | 0 | 0 | 0.29046 | 0.2376 | 46.06 | 7.2532 | 247.9653 | 0 | 0 | 0 | 0 | 19.7859 | 48.5423 | 0 | 0 | -35.6513 | 0.7527 | 12.737 | 0 | -1 | -4.2 | 14.1139 | 0 | 0 | 20.6398 | 20.6398 | 20.6398 | 20.6398 | 23.9998 | 34.749 | 0 | 0 | 0 | 0 | 0 | 0 | 0 | 0 | 0 | 0 | 0 | 0 | 0 | 0 | 0 | 0 | 0 | 0 | 9.8336 | 0 | -381.7038 | 17.1711 | 0 | 71.2258 | 77.6894 | 6.507 | 1253.541 | 29.9022 | 55.0261 | 0 | 0.5138 | 0 | 14.074 | 3.248 | 0 | 1082.192 | 252.9859 | -388.6838 | 8.9394 | 7.395 | -1.78 | 14.6288 | 1.2806 | 2025-12-06 | 2025_12_06 Hr 23 | 116.8592 | -0.0003 | -1082.192 | -417.3551 | 419.4332 | 952.1165 | 108.256 | 19.7411 | 0 | 113.9522 | 187.4723 | 118.0088 | 23.1226 | 192.1628 | 286.6375 | 0 | 7.2532 | 46.06 | 247.9653 | 0 | 148.9151 | 0
2025_12_06 Hr 24 | 0 | 0 | 0 | 3.8622 | 3.8622 | 3.8116 | 3.8622 | 3.8622 | 3.8622 | 69.7081 | 0 | 0.084 | 74 | 0 | 96.0814 | 96.0814 | 286.6375 | 0 | 0.00697 | 0.084 | 0.03454 | 0 | 0 | 0 | 0 | 0 | 0 | 0.29046 | 0.2376 | 46.06 | 7.2532 | 247.9653 | 0 | 0 | 0 | 0 | 19.0003 | 46.6148 | 0 | 0 | -28.6948 | 0.7527 | 12.737 | 0 | -1 | -4.2 | 14.1139 | 0 | 0 | 16.4918 | 16.4918 | 16.4918 | 16.4918 | 19.1765 | 31.8006 | 0 | 0 | 0 | 0 | 0 | 0 | 0 | 0 | 0 | 0 | 0 | 0 | 0 | 0 | 0 | 0 | 0 | 0 | 9.8336 | 0 | -392.8051 | 17.1711 | 0 | 71.2258 | 77.6894 | 1.446 | 1218.207 | 28.7148 | 52.8412 | 0 | 0.5138 | 0 | 14.074 | 3.248 | 0 | 1037.7 | 247.9725 | -399.7851 | 8.9394 | 7.395 | -1.78 | 14.048 | 1.2298 | 2025-12-06 | 2025_12_06 Hr 24 | 116.4692 | 5.9e-05 | -1037.7 | -421.4999 | 380.0957 | 952.1165 | 107.2466 | 19.7411 | 0 | 111.239 | 154.8519 | 114.0048 | 23.1226 | 192.1628 | 286.6375 | 0 | 7.2532 | 46.06 | 247.9653 | 0 | 148.9151 | 0
2025_12_07 Hr 01 | 0 | 0 | 0 | 3.8622 | 3.8622 | 3.8116 | 3.8622 | 3.8622 | 3.8622 | 59.2859 | 0 | 0.084 | 76 | 0 | 96.0814 | 96.0814 | 286.6375 | 0 | 0.00697 | 0.084 | 0.03454 | 0 | 0 | 0 | 0 | 0 | 0 | 0.29046 | 0.2376 | 46.06 | 7.2532 | 247.9653 | 0 | 0 | 0 | 0 | 18.5065 | 45.5281 | 0 | 0 | -31.1477 | 0.7527 | 12.7465 | 0 | -1 | -4.2 | 14.1385 | 0 | 0 | 12.3962 | 12.3962 | 12.3962 | 12.3962 | 14.4142 | 31.8006 | 0 | 0 | 0 | 0 | 0 | 0 | 0 | 0 | 0 | 0 | 0 | 0 | 0 | 0 | 0 | 0 | 0 | 0 | 9.8321 | 0 | -408.9536 | 17.369 | 0 | 71.2258 | 77.6894 | 3.0366 | 1185.091 | 27.7316 | 51.0525 | 0 | 0.5138 | 0 | 14.074 | 3.248 | 0 | 986.5 | 248.4899 | -415.9336 | 8.9383 | 7.395 | -1.78 | 13.5901 | 1.1884 | 2025-12-07 | 2025_12_07 Hr 01 | 124.1691 | 5.2e-05 | -986.5 | -440.1013 | 343.9065 | 952.1165 | 110.8372 | 19.7411 | 0 | 109.6899 | 123.285 | 110.9316 | 23.1226 | 192.1628 | 286.6375 | 0 | 7.2532 | 46.06 | 247.9653 | 0 | 148.9151 | 0
2025_12_07 Hr 02 | 0 | 0 | 0 | 3.8622 | 3.8622 | 3.8116 | 3.8622 | 3.8622 | 3.8622 | 52.2346 | 0 | 0.084 | 78 | 0 | 96.0814 | 96.0814 | 286.6375 | 0 | 0.00697 | 0.084 | 0.03454 | 0 | 0 | 0 | 0 | 0 | 0 | 0.29046 | 0.2376 | 46.06 | 7.2532 | 247.9653 | 0 | 0 | 0 | 0 | 18.0159 | 44.321 | 0 | 0 | -31.9919 | 0.7527 | 12.7465 | 0 | -1 | -4.2 | 14.1385 | 0 | 0 | 9.7831 | 9.7831 | 9.7831 | 9.7831 | 11.3757 | 35.802 | 0 | 0 | 0 | 0 | 0 | 0 | 0 | 0 | 0 | 0 | 0 | 0 | 0 | 0 | 0 | 0 | 0 | 0 | 9.8321 | 0 | -395.0782 | 17.369 | 0 | 71.2258 | 77.6894 | 2.0244 | 1162.852 | 26.9964 | 49.699 | 0 | 0.5138 | 0 | 14.074 | 3.248 | 0 | 979.8 | 250.9986 | -402.0582 | 8.9383 | 7.395 | -1.78 | 13.2298 | 1.1569 | 2025-12-07 | 2025_12_07 Hr 02 | 126.4964 | 2.4e-05 | -979.8 | -427.0701 | 319.1861 | 952.1165 | 115.8264 | 19.7411 | 0 | 107.9923 | 102.7428 | 108.4511 | 23.1226 | 192.1628 | 286.6375 | 0 | 7.2532 | 46.06 | 247.9653 | 0 | 148.9151 | 0
2025_12_07 Hr 03 | 0 | 0 | 0 | 3.8622 | 3.8622 | 3.8116 | 3.8622 | 3.8622 | 3.8622 | 48.4539 | 0 | 0.084 | 82 | 0 | 96.0814 | 96.0814 | 286.6375 | 0 | 0.00697 | 0.084 | 0.03454 | 0 | 0 | 0 | 0 | 0 | 0 | 0.29046 | 0.2376 | 46.06 | 7.2532 | 247.9653 | 0 | 0 | 0 | 0 | 17.7528 | 43.6738 | 0 | 0 | -29.697 | 0.7527 | 12.7465 | 0 | -1 | -4.2 | 14.1385 | 0 | 0 | 8.3821 | 8.3821 | 8.3821 | 8.3821 | 9.7466 | 32.7483 | 0 | 0 | 0 | 0 | 0 | 0 | 0 | 0 | 0 | 0 | 0 | 0 | 0 | 0 | 0 | 0 | 0 | 0 | 9.8321 | 0 | -397.0829 | 17.369 | 0 | 71.2258 | 77.6894 | 0.4338 | 1150.927 | 26.6022 | 48.9733 | 0 | 0.5138 | 0 | 14.074 | 3.248 | 0 | 966.1917 | 249.0243 | -404.0629 | 8.9383 | 7.395 | -1.78 | 13.0366 | 1.14 | 2025-12-07 | 2025_12_07 Hr 03 | 127.2267 | -1.4e-05 | -966.1917 | -426.7799 | 305.9318 | 952.1165 | 115.1821 | 19.7411 | 0 | 107.082 | 91.7287 | 107.1211 | 23.1226 | 192.1628 | 286.6375 | 0 | 7.2532 | 46.06 | 247.9653 | 0 | 148.9151 | 0
2025_12_07 Hr 04 | 0 | 0 | 0 | 3.8622 | 3.8622 | 3.8116 | 3.8622 | 3.8622 | 3.8622 | 51.9945 | 0 | 0.084 | 85 | 0 | 96.0814 | 96.0814 | 286.6375 | 0 | 0.00697 | 0.084 | 0.03454 | 0 | 0 | 0 | 0 | 0 | 0 | 0.29046 | 0.2376 | 46.06 | 7.2532 | 247.9653 | 0 | 0 | 0 | 0 | 17.9992 | 44.2799 | 0 | 0 | -30.2137 | 0.7527 | 12.7465 | 0 | -1 | -4.2 | 14.1385 | 0 | 0 | 9.6942 | 9.6942 | 9.6942 | 9.6942 | 11.2723 | 31.8006 | 0 | 0 | 0 | 0 | 0 | 0 | 0 | 0 | 0 | 0 | 0 | 0 | 0 | 0 | 0 | 0 | 0 | 0 | 9.8321 | 0 | -403.7974 | 17.369 | 0 | 71.2258 | 77.6894 | 0 | 1162.094 | 26.9714 | 49.653 | 0 | 0.5138 | 0 | 14.074 | 3.248 | 0 | 972.9916 | 251.8883 | -410.7774 | 8.9383 | 7.395 | -1.78 | 13.2175 | 1.1558 | 2025-12-07 | 2025_12_07 Hr 04 | 125.8712 | 0.000108 | -972.9916 | -434.0111 | 318.3446 | 952.1165 | 116.8006 | 19.7411 | 0 | 107.9345 | 102.0435 | 108.3666 | 23.1226 | 192.1628 | 286.6375 | 0 | 7.2532 | 46.06 | 247.9653 | 0 | 148.9151 | 0
2025_12_07 Hr 05 | 0 | 0 | 0 | 3.8622 | 3.8622 | 3.8116 | 3.8622 | 3.8622 | 3.8622 | 51.7845 | 0 | 0.084 | 85 | 0 | 96.0814 | 96.0814 | 286.6375 | 0 | 0.00697 | 0.084 | 0.03454 | 0 | 0 | 0 | 0 | 0 | 0 | 0.29046 | 0.2376 | 46.06 | 7.2532 | 247.9653 | 0 | 0 | 0 | 0 | 17.9846 | 44.244 | 0 | 0 | -29.5848 | 0.7527 | 12.7465 | 0 | -1 | -4.2 | 14.1385 | 0 | 0 | 9.6163 | 9.6163 | 9.6163 | 9.6163 | 11.1818 | 32.7483 | 0 | 0 | 0 | 0 | 0 | 0 | 0 | 0 | 0 | 0 | 0 | 0 | 0 | 0 | 0 | 0 | 0 | 0 | 9.8321 | 0 | -393.0293 | 17.369 | 0 | 71.2258 | 77.6894 | 0 | 1161.432 | 26.9495 | 49.6126 | 0 | 0.5138 | 0 | 14.074 | 3.248 | 0 | 984.6 | 252.7621 | -400.0093 | 8.9383 | 7.395 | -1.78 | 13.2068 | 1.1549 | 2025-12-07 | 2025_12_07 Hr 05 | 129.65 | 2.1e-05 | -984.6 | -422.6141 | 317.6083 | 952.1165 | 117.7483 | 19.7411 | 0 | 107.8839 | 101.4316 | 108.2928 | 23.1226 | 192.1628 | 286.6375 | 0 | 7.2532 | 46.06 | 247.9653 | 0 | 148.9151 | 0
2025_12_07 Hr 06 | 0 | 0 | 0 | 3.8622 | 3.8622 | 3.8116 | 3.8622 | 3.8622 | 3.8622 | 59.2859 | 0 | 0.084 | 85 | 0 | 96.0814 | 96.0814 | 286.6375 | 0 | 0.00697 | 0.084 | 0.03454 | 0 | 0 | 0 | 0 | 0 | 0 | 0.29046 | 0.2376 | 46.06 | 7.2532 | 247.9653 | 0 | 0 | 0 | 0 | 18.5065 | 45.5281 | 0 | 0 | -30.6153 | 0.7527 | 12.7465 | 0 | -1 | -4.2 | 14.1385 | 0 | 0 | 12.3962 | 12.3962 | 12.3962 | 12.3962 | 14.4142 | 39.6981 | 0 | 0 | 0 | 0 | 0 | 0 | 0 | 0 | 0 | 0 | 0 | 0 | 0 | 0 | 0 | 0 | 0 | 0 | 9.8321 | 0 | -399.1302 | 17.369 | 0 | 71.2258 | 77.6894 | 0 | 1185.091 | 27.7316 | 51.0525 | 0 | 0.5138 | 0 | 14.074 | 3.248 | 0 | 1010.717 | 262.3508 | -406.1102 | 8.9383 | 7.395 | -1.78 | 13.5901 | 1.1884 | 2025-12-07 | 2025_12_07 Hr 06 | 143.5858 | -0.000278 | -1010.717 | -429.7455 | 343.9065 | 952.1165 | 124.6981 | 19.7411 | 0 | 109.6899 | 123.285 | 110.9316 | 23.1226 | 192.1628 | 286.6375 | 0 | 7.2532 | 46.06 | 247.9653 | 0 | 148.9151 | 0
2025_12_07 Hr 07 | 0 | 0 | 0 | 3.8622 | 3.8622 | 3.8116 | 3.8622 | 3.8622 | 3.8622 | 84.0104 | 0 | 0.084 | 84 | 0 | 96.0814 | 96.0814 | 285.811 | 0 | 0.00697 | 0.084 | 0.03454 | 0 | 0 | 0 | 0 | 0 | 0 | 0.29046 | 0.2376 | 46.06 | 7.2532 | 247.9653 | 0 | 0 | 0 | 0 | 20.2269 | 49.7604 | 0 | 0 | -28.3658 | 0.7527 | 12.7465 | 0 | -1 | -4.2 | 14.1385 | 0 | 0 | 21.5587 | 21.5587 | 21.5587 | 21.5587 | 25.0683 | 40.7511 | 0 | 0 | 0 | 0 | 0 | 0 | 0 | 0 | 0 | 0 | 0 | 0 | 0 | 0 | 0 | 0 | 0 | 0 | 9.8321 | 0 | -458.5628 | 17.369 | 0 | 70.8723 | 77.3038 | 0 | 1261.507 | 30.3096 | 55.7984 | 0 | 0.5138 | 0 | 14.074 | 3.248 | 0 | 1038.7 | 271.1014 | -465.5428 | 8.9383 | 7.395 | -1.78 | 14.8534 | 1.2988 | 2025-12-07 | 2025_12_07 Hr 07 | 133.0839 | 1.3e-05 | -1038.7 | -486.9287 | 430.5854 | 950.5511 | 124.7511 | 19.7411 | 0 | 115.6426 | 195.3136 | 119.6292 | 23.1226 | 192.1628 | 285.811 | 0 | 7.2532 | 46.06 | 247.9653 | 0 | 148.1762 | 0
2025_12_07 Hr 08 | 0 | 0 | 0 | 3.8622 | 3.8622 | 3.8116 | 3.8622 | 3.8622 | 3.8622 | 93.5522 | 0 | 0.084 | 88 | 0 | 96.0814 | 96.0814 | 285.811 | 15.21 | 0.00697 | 0.084 | 0.03454 | 0 | 0 | 0 | 0 | 0 | 0 | 0.29046 | 0.2376 | 46.06 | 7.2532 | 247.9653 | 0 | 0 | 0 | 0 | 20.8908 | 51.3937 | 0 | 0 | -26.46 | 0.7527 | 12.7465 | 0 | -1 | -4.2 | 14.1385 | 0 | 0 | 25.0948 | 25.0948 | 25.0948 | 25.0948 | 29.1799 | 36.7497 | 0 | 0 | 0 | 0 | 0 | 0 | 0 | 0 | 0 | 0 | 0 | 0 | 0 | 0 | 0 | 0 | 0 | 0 | 9.8321 | 0 | -466.6286 | 17.369 | 0 | 70.8723 | 77.3038 | 0 | 1306.812 | 31.3044 | 57.6299 | 0 | 0.5138 | 0 | 14.074 | 3.248 | 0 | 1081.2 | 274.4566 | -473.6086 | 8.9383 | 7.395 | -1.78 | 15.341 | 1.3415 | 2025-12-07 | 2025_12_07 Hr 08 | 147.289 | -4e-06 | -1081.2 | -493.0886 | 464.0368 | 965.761 | 124.7497 | 19.7411 | 0 | 117.9399 | 223.1111 | 122.9858 | 23.1226 | 192.1628 | 285.811 | 15.21 | 7.2532 | 46.06 | 247.9653 | 0 | 148.1762 | 0
2025_12_07 Hr 09 | 0 | 4.5e-05 | 0.001269 | 3.8622 | 3.8622 | 3.8116 | 3.8622 | 3.8622 | 3.8622 | 109.3651 | 0 | 0.084 | 89 | 0 | 96.0814 | 96.0814 | 285.811 | 15.21 | 0.00697 | 0.084 | 0.03454 | 0 | 0 | 0 | 0 | 0 | 0 | 0.29046 | 0.2376 | 46.06 | 7.2532 | 247.9653 | 0 | 0 | 0 | 0 | 21.9911 | 54.1005 | 0 | 0.22646 | -27.0823 | 0.7527 | 12.7465 | 0 | -1 | -4.2 | 14.1385 | 0 | 0 | 30.9548 | 30.9548 | 30.9548 | 30.9548 | 35.9939 | 35.802 | 0 | 0 | 0 | 0 | 0 | 0 | 0 | 0 | 0 | 0 | 0 | 0 | 0 | 0 | 0 | 0 | 0 | 0 | 9.8321 | 0 | -483.023 | 17.369 | 0 | 70.8723 | 77.3038 | 0 | 1356.687 | 32.9532 | 60.6652 | 0 | 0.5138 | 0 | 14.074 | 3.248 | 0 | 1119.9 | 280.0716 | -490.003 | 8.9383 | 7.395 | -1.78 | 16.149 | 1.4121 | 2025-12-07 | 2025_12_07 Hr 09 | 121.1256 | 2.35e-05 | -1119.9 | -509.8789 | 519.4735 | 965.761 | 124.8033 | 19.7411 | 0 | 121.747 | 269.178 | 128.5485 | 23.1226 | 192.1628 | 285.811 | 15.21 | 7.2532 | 46.06 | 247.9653 | 0 | 148.1762 | 0
2025_12_07 Hr 10 | 0.69982 | 0.00042 | 0.011844 | 3.8622 | 3.8622 | 3.8116 | 3.8622 | 3.8622 | 3.8622 | 116.2363 | 0 | 0.084 | 88 | 0 | 96.0814 | 96.0814 | 285.811 | 15.21 | 0.00697 | 0.084 | 0.03454 | 0 | 0 | 0 | 0 | 0 | 0 | 0.29046 | 0.2376 | 46.06 | 7.2532 | 247.9653 | 0 | 0 | 0 | 0 | 22.4692 | 55.2767 | 0 | 0 | -26.5374 | 0.7527 | 12.7465 | 0 | -1 | -4.2 | 14.1385 | 0 | 0 | 33.5011 | 33.5011 | 33.5011 | 33.5011 | 38.9548 | 37.6974 | 0 | 0 | 0 | 0 | 0 | 0 | 0 | 0 | 0 | 0 | 0 | 0 | 0 | 0 | 0 | 0 | 0 | 0 | 9.8321 | 0 | -480.3203 | 17.369 | 0 | 70.8723 | 77.3038 | 0 | 1378.37 | 33.6696 | 61.9841 | 0 | 0.5138 | -0.69982 | 14.074 | 3.248 | 0 | 1147.917 | 284.0844 | -488.0001 | 8.9383 | 7.395 | -1.78 | 16.5001 | 1.4428 | 2025-12-07 | 2025_12_07 Hr 10 | 118.2289 | -0.000355 | -1147.917 | -506.8577 | 543.5626 | 965.761 | 125.7097 | 19.7411 | 0 | 123.4013 | 289.1956 | 130.9656 | 23.1226 | 192.1628 | 285.811 | 15.21 | 7.2532 | 46.06 | 247.9653 | 0 | 148.1762 | 0
2025_12_07 Hr 11 | 0 | 0.001215 | 0.034263 | 3.8622 | 3.8622 | 3.8116 | 3.8622 | 3.8622 | 3.8622 | 121.4273 | 0 | 0.084 | 81 | 0 | 96.0814 | 96.0814 | 285.811 | 15.21 | 0.00697 | 0.084 | 0.03454 | 0 | 0 | 0 | 0 | 0 | 0 | 0.29046 | 0.2376 | 46.06 | 7.2532 | 247.9653 | 0 | 0 | 0 | 0 | 22.8304 | 56.1653 | 0 | 0 | -27.4015 | 0.7527 | 12.7465 | 0 | -1 | -4.2 | 14.1385 | 0 | 0 | 35.4248 | 35.4248 | 35.4248 | 35.4248 | 41.1916 | 39.6981 | 0 | 0 | 0 | 0 | 0 | 0 | 0 | 0 | 0 | 0 | 0 | 0 | 0 | 0 | 0 | 0 | 0 | 0 | 9.8321 | 0 | -493.7202 | 17.369 | 0 | 70.8723 | 77.3038 | 0 | 1394.765 | 34.2109 | 62.9805 | 0 | 0.5138 | 0 | 14.074 | 3.248 | 0 | 1146.875 | 280.2121 | -500.7002 | 8.9383 | 7.395 | -1.78 | 16.7653 | 1.466 | 2025-12-07 | 2025_12_07 Hr 11 | 117.1024 | 1.2e-05 | -1146.875 | -521.1217 | 561.761 | 965.761 | 120.7336 | 19.7411 | 0 | 124.6511 | 304.3182 | 132.7917 | 23.1226 | 192.1628 | 285.811 | 15.21 | 7.2532 | 46.06 | 247.9653 | 0 | 148.1762 | 0
2025_12_07 Hr 12 | 1.0282 | 0.001665 | 0.046953 | 3.8622 | 3.8622 | 3.8116 | 3.8622 | 3.8622 | 3.8622 | 116.6264 | 0 | 0.084 | 79 | 0 | 96.0814 | 96.0814 | 285.811 | 15.21 | 0.00697 | 0.084 | 0.03454 | 0 | 0 | 0 | 0 | 0 | 0 | 0.29046 | 0.2376 | 46.06 | 7.2532 | 247.9653 | 0 | 0 | 0 | 0 | 22.4964 | 55.3435 | 0 | 0 | -26.074 | 0.7527 | 12.7465 | 0 | -1 | -4.2 | 14.1385 | 0 | 0 | 33.6457 | 33.6457 | 33.6457 | 33.6457 | 39.1229 | 37.6974 | 0 | 0 | 0 | 0 | 0 | 0 | 0 | 0 | 0 | 0 | 0 | 0 | 0 | 0 | 0 | 0 | 0 | 0 | 9.8321 | 0 | -490.6042 | 17.369 | 0 | 70.8723 | 77.3038 | 0 | 1379.635 | 33.7103 | 62.059 | 0 | 0.5138 | -1.0282 | 14.074 | 3.248 | 0 | 1130.5 | 275.5512 | -498.6124 | 8.9383 | 7.395 | -1.78 | 16.52 | 1.4446 | 2025-12-07 | 2025_12_07 Hr 12 | 118.6064 | -1.8e-05 | -1130.5 | -516.6783 | 544.9301 | 965.761 | 116.746 | 19.7411 | 0 | 123.4952 | 290.332 | 131.1029 | 23.1226 | 192.1628 | 285.811 | 15.21 | 7.2532 | 46.06 | 247.9653 | 0 | 148.1762 | 0
2025_12_07 Hr 13 | 0.34327 | 0.0015 | 0.0423 | 3.8622 | 3.8622 | 3.8116 | 3.8622 | 3.8622 | 3.8622 | 111.6455 | 0 | 0.084 | 75 | 0 | 96.0814 | 96.0814 | 285.811 | 15.21 | 0.00697 | 0.084 | 0.03454 | 0 | 0 | 0 | 0 | 0 | 0 | 0.29046 | 0.2376 | 46.06 | 7.2532 | 247.9653 | 0 | 0 | 0 | 0 | 22.1498 | 54.4909 | 0 | 0 | -27.185 | 0.7527 | 12.7465 | 0 | -1 | -4.2 | 14.1385 | 0 | 0 | 31.7998 | 31.7998 | 31.7998 | 31.7998 | 36.9766 | 36.7497 | 0 | 0 | 0 | 0 | 0 | 0 | 0 | 0 | 0 | 0 | 0 | 0 | 0 | 0 | 0 | 0 | 0 | 0 | 9.8321 | 0 | -472.8537 | 17.369 | 0 | 70.8723 | 77.3038 | 0 | 1363.921 | 33.191 | 61.1029 | 0 | 0.5138 | -0.34327 | 14.074 | 3.248 | 0 | 1124.725 | 268.1662 | -480.177 | 8.9383 | 7.395 | -1.78 | 16.2655 | 1.4223 | 2025-12-07 | 2025_12_07 Hr 13 | 117.5837 | 9e-06 | -1124.725 | -500.0387 | 527.4681 | 965.761 | 111.7935 | 19.7411 | 0 | 122.296 | 275.8214 | 129.3507 | 23.1226 | 192.1628 | 285.811 | 15.21 | 7.2532 | 46.06 | 247.9653 | 0 | 148.1762 | 0
2025_12_07 Hr 14 | 1.0315 | 0.002505 | 0.070641 | 3.8622 | 3.8622 | 3.8116 | 3.8622 | 3.8622 | 3.8622 | 105.1943 | 0 | 0.084 | 73 | 0 | 96.0814 | 96.0814 | 285.811 | 15.21 | 0.00697 | 0.084 | 0.03454 | 0 | 0 | 0 | 0 | 0 | 0 | 0.29046 | 0.2376 | 46.06 | 7.2532 | 247.9653 | 0 | 0 | 0 | 0 | 21.7009 | 53.3866 | 0 | 0 | -26.8341 | 0.7527 | 12.7465 | 0 | -1 | -4.2 | 14.1385 | 0 | 0 | 29.4091 | 29.4091 | 29.4091 | 29.4091 | 34.1967 | 37.6974 | 0 | 0 | 0 | 0 | 0 | 0 | 0 | 0 | 0 | 0 | 0 | 0 | 0 | 0 | 0 | 0 | 0 | 0 | 9.8321 | 0 | -443.7902 | 17.369 | 0 | 70.8723 | 77.3038 | 0 | 1343.602 | 32.5183 | 59.8646 | 0 | 0.5138 | -1.0315 | 14.074 | 3.248 | 0 | 1130.5 | 265.5337 | -451.8017 | 8.9383 | 7.395 | -1.78 | 15.9359 | 1.3935 | 2025-12-07 | 2025_12_07 Hr 14 | 117.1195 | -2e-05 | -1130.5 | -470.6243 | 504.8516 | 965.761 | 110.7705 | 19.7411 | 0 | 120.7428 | 257.0275 | 127.0813 | 23.1226 | 192.1628 | 285.811 | 15.21 | 7.2532 | 46.06 | 247.9653 | 0 | 148.1762 | 0
2025_12_07 Hr 15 | 0 | 0.00519 | 0.14636 | 3.8622 | 3.8622 | 3.8116 | 3.8622 | 3.8622 | 3.8622 | 111.6455 | 0 | 0.084 | 77 | 0 | 96.0814 | 96.0814 | 285.811 | 15.21 | 0.00697 | 0.084 | 0.03454 | 0 | 0 | 0 | 0 | 0 | 0 | 0.29046 | 0.2376 | 45.6688 | 7.2532 | 247.9653 | 0 | 0 | 0 | 0 | 22.1498 | 54.4909 | 0 | 0 | -26.6752 | 0.7527 | 12.7465 | 0 | -1 | -4.2 | 14.1385 | 0 | 0 | 31.7998 | 31.7998 | 31.7998 | 31.7998 | 36.9766 | 39.6981 | 0 | 0 | 0 | 0 | 0 | 0 | 0 | 0 | 0 | 0 | 0 | 0 | 0 | 0 | 0 | 0 | 0 | 0 | 9.8321 | 0 | -466.4534 | 17.369 | 0 | 70.8723 | 77.3038 | 0 | 1363.634 | 33.191 | 61.1029 | 0 | 0.5138 | 0 | 14.074 | 3.248 | 0 | 1136.3 | 272.775 | -473.4334 | 8.9383 | 7.395 | -1.78 | 16.2655 | 1.4223 | 2025-12-07 | 2025_12_07 Hr 15 | 112.5175 | 7e-06 | -1136.3 | -493.1286 | 527.4681 | 965.3698 | 116.8496 | 19.7411 | 0 | 122.296 | 275.8214 | 129.3507 | 23.1226 | 192.1628 | 285.811 | 15.21 | 7.2532 | 45.6688 | 247.9653 | 0 | 148.1762 | 0
2025_12_07 Hr 16 | 0.3383 | 0.00696 | 0.19627 | 3.8622 | 3.8622 | 3.8116 | 3.8622 | 3.8622 | 3.8622 | 117.6766 | 0 | 0.084 | 78 | 0 | 96.0814 | 96.0814 | 285.811 | 15.21 | 0.00697 | 0.084 | 0.03454 | 0 | 0 | 0 | 0 | 0 | 0 | 0.29046 | 0.2376 | 46.06 | 7.2532 | 247.9653 | 0 | 0 | 0 | 0 | 22.5694 | 55.5233 | 0 | 0 | -27.5482 | 0.7527 | 12.7465 | 0 | -1 | -4.2 | 14.1385 | 0 | 0 | 34.0349 | 34.0349 | 34.0349 | 34.0349 | 39.5754 | 39.6981 | 0 | 0 | 0 | 0 | 0 | 0 | 0 | 0 | 0 | 0 | 0 | 0 | 0 | 0 | 0 | 0 | 0 | 0 | 9.8321 | 0 | -451.4588 | 17.369 | 0 | 70.8723 | 77.3038 | 0 | 1383.097 | 33.8198 | 62.2606 | 0 | 0.5138 | -0.3383 | 14.074 | 3.248 | 0 | 1173.008 | 276.2367 | -458.7771 | 8.9383 | 7.395 | -1.78 | 16.5737 | 1.4493 | 2025-12-07 | 2025_12_07 Hr 16 | 135.419 | 0.000358 | -1173.008 | -479.007 | 548.6119 | 965.761 | 117.9013 | 19.7411 | 0 | 123.7481 | 293.3915 | 131.4723 | 23.1226 | 192.1628 | 285.811 | 15.21 | 7.2532 | 46.06 | 247.9653 | 0 | 148.1762 | 0
2025_12_07 Hr 17 | 0 | 0.0033 | 0.09306 | 3.8622 | 3.8622 | 3.8116 | 3.8622 | 3.8622 | 3.8622 | 147.382 | 0 | 0.084 | 80 | 0 | 96.0814 | 96.0814 | 285.811 | 15.21 | 0.00697 | 0.084 | 0.03454 | 0 | 0 | 0 | 0 | 0 | 0 | 0.29046 | 0.2376 | 46.06 | 7.2532 | 247.9653 | 0 | 0 | 0 | 0 | 24.6364 | 60.6082 | 0 | 0 | -26.46 | 0.7527 | 12.7465 | 0 | -1 | -4.2 | 14.1385 | 0 | 0 | 45.0432 | 45.0432 | 45.0432 | 45.0432 | 52.3758 | 41.6988 | 0 | 0 | 0 | 0 | 0 | 0 | 0 | 0 | 0 | 0 | 0 | 0 | 0 | 0 | 0 | 0 | 0 | 0 | 9.8321 | 0 | -478.4901 | 17.369 | 0 | 70.8723 | 77.3038 | 0 | 1476.685 | 36.9171 | 67.9625 | 0 | 0.5138 | 0 | 14.074 | 3.248 | 0 | 1255.1 | 290.3453 | -485.4701 | 8.9383 | 7.395 | -1.78 | 18.0915 | 1.582 | 2025-12-07 | 2025_12_07 Hr 17 | 144.2465 | -1.8e-05 | -1255.1 | -504.9501 | 652.7528 | 965.761 | 121.7952 | 19.7411 | 0 | 130.8999 | 379.9308 | 141.9221 | 23.1226 | 192.1628 | 285.811 | 15.21 | 7.2532 | 46.06 | 247.9653 | 0 | 148.1762 | 0
2025_12_07 Hr 18 | 0 | 0.000255 | 0.007191 | 3.8622 | 3.8622 | 3.8116 | 3.8622 | 3.8622 | 3.8622 | 156.1136 | 0 | 0.084 | 79 | 0 | 96.0814 | 96.0814 | 285.811 | 15.21 | 0.00697 | 0.084 | 0.03454 | 0 | 0 | 0 | 0 | 0 | 0 | 0.29046 | 0.2376 | 46.06 | 7.2532 | 247.9653 | 0 | 0 | 0 | 0 | 25.244 | 62.1028 | 0 | 0 | -26.7893 | 0.7527 | 12.7465 | 0 | -1 | -4.2 | 14.1385 | 0 | 0 | 48.279 | 48.279 | 48.279 | 48.279 | 56.1384 | 47.7009 | 0 | 0 | 0 | 0 | 0 | 0 | 0 | 0 | 0 | 0 | 0 | 0 | 0 | 0 | 0 | 0 | 0 | 0 | 9.8321 | 0 | -497.1851 | 17.369 | 0 | 70.8723 | 77.3038 | 0 | 1504.139 | 37.8275 | 69.6385 | 0 | 0.5138 | 0 | 14.074 | 3.248 | 0 | 1271.6 | 298.4159 | -504.1651 | 8.9383 | 7.395 | -1.78 | 18.5376 | 1.621 | 2025-12-07 | 2025_12_07 Hr 18 | 142.7641 | -3.9e-05 | -1271.6 | -523.9744 | 683.3639 | 965.761 | 126.7083 | 19.7411 | 0 | 133.0022 | 405.3681 | 144.9937 | 23.1226 | 192.1628 | 285.811 | 15.21 | 7.2532 | 46.06 | 247.9653 | 0 | 148.1762 | 0
2025_12_07 Hr 19 | 0 | 0 | 0 | 3.8622 | 3.8622 | 3.8116 | 3.8622 | 3.8622 | 3.8622 | 152.783 | 0 | 0.084 | 72 | 0 | 96.0814 | 96.0814 | 285.811 | 15.21 | 0.00697 | 0.084 | 0.03454 | 0 | 0 | 0 | 0 | 0 | 0 | 0.29046 | 0.2376 | 46.06 | 7.2532 | 247.9653 | 0 | 0 | 0 | 0 | 25.0122 | 61.5327 | 0 | 0 | -26.6759 | 0.7527 | 12.7465 | 0 | -1 | -4.2 | 14.1385 | 0 | 0 | 47.0448 | 47.0448 | 47.0448 | 47.0448 | 54.7032 | 45.7002 | 0 | 0 | 0 | 0 | 0 | 0 | 0 | 0 | 0 | 0 | 0 | 0 | 0 | 0 | 0 | 0 | 0 | 0 | 9.8321 | 0 | -497.914 | 17.369 | 0 | 70.8723 | 77.3038 | 0 | 1493.627 | 37.4802 | 68.9992 | 0 | 0.5138 | 0 | 14.074 | 3.248 | 0 | 1250.3 | 288.2433 | -504.894 | 8.9383 | 7.395 | -1.78 | 18.3675 | 1.6061 | 2025-12-07 | 2025_12_07 Hr 19 | 150.2318 | -1.6e-05 | -1250.3 | -524.5899 | 671.6875 | 965.761 | 117.7002 | 19.7411 | 0 | 132.2003 | 395.6652 | 143.8221 | 23.1226 | 192.1628 | 285.811 | 15.21 | 7.2532 | 46.06 | 247.9653 | 0 | 148.1762 | 0
2025_12_07 Hr 20 | 0 | 0 | 0 | 3.8622 | 3.8622 | 3.8116 | 3.8622 | 3.8622 | 3.8622 | 150.3226 | 0 | 0.084 | 49 | 0 | 96.0814 | 96.0814 | 285.811 | 15.21 | 0.00697 | 0.084 | 0.03454 | 0 | 0 | 0 | 0 | 0 | 0 | 0.29046 | 0.2376 | 46.06 | 7.2532 | 247.9653 | 0 | 0 | 0 | 0 | 24.841 | 61.1115 | 0 | 0 | -26.1033 | 0.7527 | 12.7465 | 0 | -1 | -4.2 | 14.1385 | 0 | 0 | 46.1329 | 46.1329 | 46.1329 | 46.1329 | 53.643 | 48.6486 | 0 | 0 | 0 | 0 | 0 | 0 | 0 | 0 | 0 | 0 | 0 | 0 | 0 | 0 | 0 | 0 | 0 | 0 | 9.8321 | 0 | -495.9175 | 17.369 | 0 | 70.8723 | 77.3038 | 0 | 1485.866 | 37.2237 | 68.5269 | 0 | 0.5138 | 0 | 14.074 | 3.248 | 0 | 1224.192 | 267.3262 | -502.8975 | 8.9383 | 7.395 | -1.78 | 18.2417 | 1.5951 | 2025-12-07 | 2025_12_07 Hr 20 | 141.7366 | -0.000319 | -1224.192 | -522.0208 | 663.0618 | 965.761 | 97.6486 | 19.7411 | 0 | 131.6079 | 388.4973 | 142.9565 | 23.1226 | 192.1628 | 285.811 | 15.21 | 7.2532 | 46.06 | 247.9653 | 0 | 148.1762 | 0
2025_12_07 Hr 21 | 0 | 0 | 0 | 3.8622 | 3.8622 | 3.8116 | 3.8622 | 3.8622 | 3.8622 | 141.771 | 0 | 0.084 | 25 | 0 | 96.0814 | 96.0814 | 285.811 | 15.21 | 0.00697 | 0.084 | 0.03454 | 0 | 0 | 0 | 0 | 0 | 0 | 0.29046 | 0.2376 | 46.06 | 7.2532 | 247.9653 | 0 | 0 | 0 | 0 | 24.246 | 59.6477 | 0 | 0 | -26.9626 | 0.7527 | 12.7465 | 0 | -1 | -4.2 | 14.1385 | 0 | 0 | 42.9639 | 42.9639 | 42.9639 | 42.9639 | 49.958 | 48.6486 | 0 | 0 | 0 | 0 | 0 | 0 | 0 | 0 | 0 | 0 | 0 | 0 | 0 | 0 | 0 | 0 | 0 | 0 | 9.8321 | 0 | -471.4037 | 17.369 | 0 | 70.8723 | 77.3038 | 0.4338 | 1458.895 | 36.3321 | 66.8855 | 0 | 0.5138 | 0 | 14.074 | 3.248 | 0 | 1194.3 | 240.7517 | -478.3837 | 8.9383 | 7.395 | -1.78 | 17.8048 | 1.5569 | 2025-12-07 | 2025_12_07 Hr 21 | 140.5142 | -8e-06 | -1194.3 | -498.3663 | 633.0818 | 965.761 | 74.0824 | 19.7411 | 0 | 129.549 | 363.5845 | 139.9482 | 23.1226 | 192.1628 | 285.811 | 15.21 | 7.2532 | 46.06 | 247.9653 | 0 | 148.1762 | 0
2025_12_07 Hr 22 | 0 | 0 | 0 | 3.8622 | 3.8622 | 3.8116 | 3.8622 | 3.8622 | 3.8622 | 126.4082 | 0 | 0.084 | 6 | 0 | 96.0814 | 96.0814 | 285.811 | 15.21 | 0.00697 | 0.084 | 0.03454 | 0 | 0 | 0 | 0 | 0 | 0 | 0.29046 | 0.2376 | 46.06 | 7.2532 | 247.9653 | 0 | 0 | 0 | 0 | 23.177 | 57.0179 | 0 | 0 | -26.9447 | 0.7527 | 12.7465 | 0 | -1 | -4.2 | 14.1385 | 0 | 0 | 37.2707 | 37.2707 | 37.2707 | 37.2707 | 43.338 | 44.6472 | 0 | 0 | 0 | 0 | 0 | 0 | 0 | 0 | 0 | 0 | 0 | 0 | 0 | 0 | 0 | 0 | 0 | 0 | 9.8321 | 0 | -455.0359 | 17.369 | 0 | 70.8723 | 77.3038 | 0 | 1410.44 | 34.7302 | 63.9366 | 0 | 0.5138 | 0 | 14.074 | 3.248 | 0 | 1133.392 | 211.9122 | -462.0159 | 8.9383 | 7.395 | -1.78 | 17.0198 | 1.4883 | 2025-12-07 | 2025_12_07 Hr 22 | 129.3172 | -0.000321 | -1133.392 | -481.9807 | 579.223 | 965.761 | 50.6472 | 19.7411 | 0 | 125.8503 | 318.8288 | 134.5439 | 23.1226 | 192.1628 | 285.811 | 15.21 | 7.2532 | 46.06 | 247.9653 | 0 | 148.1762 | 0
2025_12_07 Hr 23 | 0 | 0 | 0 | 3.8622 | 3.8622 | 3.8116 | 3.8622 | 3.8622 | 3.8622 | 105.1943 | 0 | 0.084 | 3 | 0 | 96.0814 | 96.0814 | 286.6375 | 15.29 | 0.00697 | 0.084 | 0.03454 | 0 | 0 | 0 | 0 | 0 | 0 | 0.29046 | 0.2376 | 46.06 | 7.2532 | 247.9653 | 0 | 0 | 0 | 0 | 21.7009 | 53.3866 | 0 | 0 | -28.8471 | 0.7527 | 12.7465 | 0 | -1 | -4.2 | 14.1385 | 0 | 0 | 29.4091 | 29.4091 | 29.4091 | 29.4091 | 34.1967 | 46.6479 | 0 | 0 | 0 | 0 | 0 | 0 | 0 | 0 | 0 | 0 | 0 | 0 | 0 | 0 | 0 | 0 | 0 | 0 | 9.8321 | 0 | -461.4917 | 17.369 | 0 | 71.2258 | 77.6894 | 0 | 1345.177 | 32.5183 | 59.8646 | 0 | 0.5138 | 0 | 14.074 | 3.248 | 0 | 1051.308 | 203.4502 | -468.4717 | 8.9383 | 7.395 | -1.78 | 15.9359 | 1.3935 | 2025-12-07 | 2025_12_07 Hr 23 | 140.0794 | 0.000344 | -1051.308 | -490.3388 | 504.8516 | 967.4065 | 49.6479 | 19.7411 | 0 | 120.7428 | 257.0275 | 127.0813 | 23.1226 | 192.1628 | 286.6375 | 15.29 | 7.2532 | 46.06 | 247.9653 | 0 | 148.9151 | 0
2025_12_07 Hr 24 | 0 | 0 | 0 | 3.8622 | 3.8622 | 3.8116 | 3.8622 | 3.8622 | 3.8622 | 89.8015 | 0 | 0.084 | 2 | 0 | 96.0814 | 96.0814 | 286.6375 | 15.29 | 0.00697 | 0.084 | 0.03454 | 0 | 0 | 0 | 0 | 0 | 0 | 0.29046 | 0.2376 | 46.06 | 7.2532 | 247.9653 | 0 | 0 | 0 | 0 | 20.6299 | 50.7516 | 0 | 0 | -26.0131 | 0.7527 | 12.7465 | 0 | -1 | -4.2 | 14.1385 | 0 | 0 | 23.7048 | 23.7048 | 23.7048 | 23.7048 | 27.5637 | 50.6493 | 0 | 0 | 0 | 0 | 0 | 0 | 0 | 0 | 0 | 0 | 0 | 0 | 0 | 0 | 0 | 0 | 0 | 0 | 9.8321 | 0 | -458.8714 | 17.369 | 0 | 71.2258 | 77.6894 | 0 | 1296.628 | 30.9134 | 56.91 | 0 | 0.5138 | 0 | 14.074 | 3.248 | 0 | 1005.8 | 201.0368 | -465.8514 | 8.9383 | 7.395 | -1.78 | 15.1493 | 1.3247 | 2025-12-07 | 2025_12_07 Hr 24 | 137.2755 | 1.8e-05 | -1005.8 | -484.8845 | 450.8876 | 967.4065 | 52.6493 | 19.7411 | 0 | 117.0369 | 212.1844 | 121.6664 | 23.1226 | 192.1628 | 286.6375 | 15.29 | 7.2532 | 46.06 | 247.9653 | 0 | 148.9151 | 0
2025_12_08 Hr 01 | 0 | 0 | 0 | 3.8622 | 3.8622 | 3.8116 | 3.8622 | 3.8622 | 3.8622 | 50.3185 | 0 | 0.084 | 5 | 0 | 96.0814 | 96.0814 | 286.6375 | 0 | 0.00697 | 0.084 | 0.03454 | 0 | 0 | 0 | 0 | 0 | 0 | 0.29046 | 0.2376 | 46.06 | 7.2532 | 247.9653 | 0 | 0 | 0 | 0 | 17.7504 | 42.9441 | 0 | 0 | -26.9315 | 0.7527 | 12.756 | 0 | -1 | -4.2 | 14.1631 | 0 | 0 | 7.6407 | 7.6407 | 7.6407 | 7.6407 | 8.8846 | 48.6486 | 0 | 0 | 0 | 0 | 0 | 0 | 0 | 0 | 0 | 0 | 0 | 0 | 0 | 0 | 0 | 0 | 0 | 0 | 9.8306 | 0 | -358.1563 | 19.6887 | 0 | 71.2258 | 77.6894 | 2.4582 | 1148.264 | 29.5651 | 54.4499 | 0 | 0.5138 | 0 | 14.074 | 3.248 | 0 | 958.5084 | 202.3124 | -365.1363 | 8.9371 | 7.395 | -1.78 | 14.5132 | 1.2677 | 2025-12-08 | 2025_12_08 Hr 01 | 131.3528 | -3e-05 | -958.5084 | -385.0878 | 315.6318 | 952.1165 | 56.1068 | 19.7411 | 0 | 106.3813 | 89.7659 | 119.4845 | 23.1226 | 192.1628 | 286.6375 | 0 | 7.2532 | 46.06 | 247.9653 | 0 | 148.9151 | 0
2025_12_08 Hr 02 | 0 | 0 | 0 | 3.8622 | 3.8622 | 3.8116 | 3.8622 | 3.8622 | 3.8622 | 49.8912 | 0 | 0.084 | 18 | 0 | 96.0814 | 96.0814 | 286.6375 | 0 | 0.00697 | 0.084 | 0.03454 | 0 | 0 | 0 | 0 | 0 | 0 | 0.29046 | 0.2376 | 46.06 | 7.2532 | 247.9653 | 0 | 0 | 0 | 0 | 17.7241 | 42.8804 | 0 | 0.86856 | -8.9813 | 0.7527 | 12.756 | 0 | -1 | -4.2 | 14.1631 | 0 | 0 | 7.4822 | 7.4822 | 7.4822 | 7.4822 | 8.7002 | 44.6472 | 0 | 0 | 0 | 0 | 0 | 0 | 0 | 0 | 0 | 0 | 0 | 0 | 0 | 0 | 0 | 0 | 0 | 0 | 9.8306 | 0 | -391.3226 | 19.6887 | 0 | 71.2258 | 77.6894 | 4.4826 | 1146.928 | 29.5212 | 54.3691 | 0 | 0.5138 | 0 | 14.074 | 3.248 | 0 | 953.7 | 213.1874 | -398.3026 | 8.9371 | 7.395 | -1.78 | 14.4917 | 1.2658 | 2025-12-08 | 2025_12_08 Hr 02 | 129.1679 | 4.36e-05 | -953.7 | -399.4353 | 314.1479 | 952.1165 | 67.1298 | 19.7411 | 0 | 106.2913 | 88.5202 | 119.3365 | 23.1226 | 192.1628 | 286.6375 | 0 | 7.2532 | 46.06 | 247.9653 | 0 | 148.9151 | 0
2025_12_08 Hr 03 | 0 | 0 | 0 | 3.8622 | 3.8622 | 3.8116 | 3.8622 | 3.8622 | 3.8622 | 51.1732 | 0 | 0.084 | 16 | 0 | 96.0814 | 96.0814 | 286.6375 | 0 | 0.00697 | 0.084 | 0.03454 | 0 | 0 | 0 | 0 | 0 | 0 | 0.29046 | 0.2376 | 46.06 | 7.2532 | 247.9653 | 0 | 0 | 0 | 0 | 17.8031 | 43.0715 | 0 | 0 | -35.8432 | 0.7527 | 12.756 | 0 | -1 | -4.2 | 14.1631 | 0 | 0 | 7.9578 | 7.9578 | 7.9578 | 7.9578 | 9.2532 | 50.6493 | 0 | 0 | 0 | 0 | 0 | 0 | 0 | 0 | 0 | 0 | 0 | 0 | 0 | 0 | 0 | 0 | 0 | 0 | 9.8306 | 0 | -398.9082 | 19.6887 | 0 | 71.2258 | 77.6894 | 26.4618 | 1150.935 | 29.6528 | 54.6114 | 0 | 0.5138 | 0 | 14.074 | 3.248 | 0 | 948.8167 | 239.6128 | -405.8882 | 8.9371 | 7.395 | -1.78 | 14.5563 | 1.2714 | 2025-12-08 | 2025_12_08 Hr 03 | 128.094 | 1.9e-05 | -948.8167 | -434.7514 | 318.5995 | 952.1165 | 93.1111 | 19.7411 | 0 | 106.5614 | 92.2575 | 119.7806 | 23.1226 | 192.1628 | 286.6375 | 0 | 7.2532 | 46.06 | 247.9653 | 0 | 148.9151 | 0
2025_12_08 Hr 04 | 0 | 0 | 0 | 3.8622 | 3.8622 | 3.8116 | 3.8622 | 3.8622 | 3.8622 | 51.3869 | 0 | 0.084 | 15 | 0 | 96.0814 | 96.0814 | 286.6375 | 0 | 0.00697 | 0.084 | 0.03454 | 0 | 0 | 0 | 0 | 0 | 0 | 0.29046 | 0.2376 | 46.06 | 7.2532 | 247.9653 | 0 | 0 | 0 | 0 | 17.8162 | 43.1034 | 0 | 0 | -27.6204 | 0.7527 | 12.756 | 0 | -1 | -4.2 | 14.1631 | 0 | 0 | 8.037 | 8.037 | 8.037 | 8.037 | 9.3454 | 52.65 | 0 | 0 | 0 | 0 | 0 | 0 | 0 | 0 | 0 | 0 | 0 | 0 | 0 | 0 | 0 | 0 | 0 | 0 | 9.8306 | 0 | -385.5617 | 19.6887 | 0 | 71.2258 | 77.6894 | 20.5332 | 1151.603 | 29.6747 | 54.6518 | 0 | 0.5138 | 0 | 14.074 | 3.248 | 0 | 966.2 | 234.7589 | -392.5417 | 8.9371 | 7.395 | -1.78 | 14.567 | 1.2724 | 2025-12-08 | 2025_12_08 Hr 04 | 130.5791 | 4.7e-05 | -966.2 | -413.1821 | 319.3414 | 952.1165 | 88.1832 | 19.7411 | 0 | 106.6064 | 92.8804 | 119.8546 | 23.1226 | 192.1628 | 286.6375 | 0 | 7.2532 | 46.06 | 247.9653 | 0 | 148.9151 | 0
2025_12_08 Hr 05 | 0 | 0 | 0 | 3.8622 | 3.8622 | 3.8116 | 3.8622 | 3.8622 | 3.8622 | 68.6942 | 0 | 0.084 | 18 | 0 | 96.0814 | 96.0814 | 286.6375 | 0 | 0.00697 | 0.084 | 0.03454 | 0 | 0 | 0 | 0 | 0 | 0 | 0.29046 | 0.2376 | 46.06 | 7.2532 | 247.9653 | 0 | 0 | 0 | 0 | 18.8826 | 45.6833 | 0 | 0.79292 | -15.655 | 0.7527 | 12.756 | 0 | -1 | -4.2 | 14.1631 | 0 | 0 | 14.4573 | 14.4573 | 14.4573 | 14.4573 | 16.8108 | 53.5977 | 0 | 0 | 0 | 0 | 0 | 0 | 0 | 0 | 0 | 0 | 0 | 0 | 0 | 0 | 0 | 0 | 0 | 0 | 9.8306 | 0 | -404.4793 | 19.6887 | 0 | 71.2258 | 77.6894 | 22.5576 | 1205.703 | 31.4509 | 57.9229 | 0 | 0.5138 | 0 | 14.074 | 3.248 | 0 | 1026.108 | 246.7264 | -411.4593 | 8.9371 | 7.395 | -1.78 | 15.4389 | 1.3485 | 2025-12-08 | 2025_12_08 Hr 05 | 128.258 | 0.0003829 | -1026.108 | -419.3414 | 379.4369 | 952.1165 | 94.1553 | 19.7411 | 0 | 110.2527 | 143.3342 | 125.85 | 23.1226 | 192.1628 | 286.6375 | 0 | 7.2532 | 46.06 | 247.9653 | 0 | 148.9151 | 0
2025_12_08 Hr 06 | 0 | 0 | 0 | 3.8622 | 3.8622 | 3.8116 | 3.8622 | 3.8622 | 3.8622 | 99.1575 | 0 | 0.084 | 13 | 0 | 96.0814 | 96.0814 | 286.6375 | 0 | 0.00697 | 0.084 | 0.03454 | 0 | 0 | 0 | 0 | 0 | 0 | 0.29046 | 0.2376 | 46.06 | 7.2532 | 247.9653 | 0 | 25.55 | 0 | 0 | 20.7596 | 50.2243 | 0 | 5.8359 | -3.7628 | 0.7527 | 12.756 | 0 | -1 | -4.2 | 14.1631 | 0 | 0 | 25.7579 | 25.7579 | 25.7579 | 25.7579 | 29.9511 | 53.5977 | 0 | 0 | 0 | 0 | 0 | 0 | 0 | 0 | 0 | 0 | 0 | 0 | 0 | 0 | 0 | 0 | 0 | 0 | 9.8306 | 0 | -464.035 | 19.6887 | 0 | 71.2258 | 77.6894 | 37.4514 | 1326.477 | 34.5772 | 63.6806 | 0 | 0.5138 | 0 | 14.074 | 3.248 | 0 | 1124.708 | 267.1729 | -471.015 | 8.9371 | 7.395 | -1.78 | 16.9736 | 1.4826 | 2025-12-08 | 2025_12_08 Hr 06 | 128.258 | 0.000374 | -1124.708 | -461.9619 | 485.2135 | 977.6665 | 104.0491 | 19.7411 | 0 | 116.6707 | 232.1402 | 136.4027 | 23.1226 | 192.1628 | 286.6375 | 0 | 7.2532 | 46.06 | 247.9653 | 25.55 | 148.9151 | 0
2025_12_08 Hr 07 | 0 | 0 | 0 | 3.8622 | 3.8622 | 3.8116 | 3.8622 | 3.8622 | 3.8622 | 137.0076 | -14.3 | 0.084 | 13 | 0 | 96.0814 | 96.0814 | 285.811 | 0 | 0.00697 | 0.084 | 0.03454 | 0 | 0 | 0 | 0 | 0 | 0 | 0.29046 | 0.2376 | 46.06 | 7.2532 | 247.9653 | 0 | 25.55 | 0 | 0 | 23.0917 | 55.8665 | 0 | 0 | -25.1685 | 0.7527 | 12.756 | 0 | -1 | -4.2 | 14.1631 | 0 | 0 | 39.7987 | 39.7987 | 39.7987 | 39.7987 | 46.2776 | 53.5977 | 0 | 0 | 0 | 0 | 0 | 0 | 0 | 0 | 0 | 0 | 0 | 0 | 0 | 0 | 0 | 0 | 0 | 0 | 9.8306 | 0 | -453.0428 | 19.6887 | 0 | 70.8723 | 77.3038 | 68.5404 | 1443.226 | 38.4616 | 70.8344 | 0 | 0.5138 | 0 | 14.074 | 3.248 | 0 | 1255.108 | 311.3734 | -474.3228 | 8.9371 | 7.395 | -1.78 | 18.8804 | 1.6491 | 2025-12-08 | 2025_12_08 Hr 07 | 127.5975 | 0.000293 | -1255.108 | -478.2113 | 602.3393 | 976.101 | 135.1381 | 19.7411 | 0 | 124.6449 | 342.4802 | 135.2142 | 23.1226 | 192.1628 | 285.811 | 0 | 7.2532 | 46.06 | 247.9653 | 25.55 | 148.1762 | 0
2025_12_08 Hr 08 | 0 | 0 | 0 | 3.8622 | 3.8622 | 3.8116 | 3.8622 | 3.8622 | 3.8622 | 157.3063 | -14.3 | 0.084 | 13 | 0 | 96.0814 | 96.0814 | 285.811 | 0 | 0.00697 | 0.084 | 0.03454 | 0 | 0 | 0 | 0 | 0 | 0 | 0.29046 | 0.2376 | 46.06 | 7.2532 | 247.9653 | 0 | 25.55 | 0 | 0 | 24.3424 | 58.8923 | 0 | 0 | -32.9019 | 0.7527 | 12.756 | 0 | -1 | -4.2 | 14.1631 | 0 | 0 | 47.3287 | 47.3287 | 47.3287 | 47.3287 | 55.0334 | 48.6486 | 0 | 0 | 0 | 0 | 0 | 0 | 0 | 0 | 0 | 0 | 0 | 0 | 0 | 0 | 0 | 0 | 0 | 0 | 9.8306 | 0 | -440.2597 | 19.6887 | 0 | 70.8723 | 77.3038 | 71.4324 | 1506.677 | 40.5447 | 74.671 | 0 | 0.5138 | 0 | 14.074 | 3.248 | 0 | 1328.583 | 316.3479 | -461.5397 | 8.9371 | 7.395 | -1.78 | 19.903 | 1.7384 | 2025-12-08 | 2025_12_08 Hr 08 | 127.5975 | 0.000322 | -1328.583 | -473.1616 | 672.8218 | 976.101 | 133.081 | 19.7411 | 0 | 128.9215 | 401.6545 | 142.2458 | 23.1226 | 192.1628 | 285.811 | 0 | 7.2532 | 46.06 | 247.9653 | 25.55 | 148.1762 | 0
2025_12_08 Hr 09 | 0.33996 | 0.00078 | 0.021996 | 3.8622 | 3.8622 | 3.8116 | 3.8622 | 3.8622 | 3.8622 | 156.879 | -14.3 | 0.084 | 19 | 0 | 96.0814 | 96.0814 | 285.811 | 15.21 | 0.00697 | 0.084 | 0.03454 | 0 | 0 | 0 | 0 | 0 | 0 | 0.29046 | 0.2376 | 46.06 | 7.2532 | 247.9653 | 0 | 25.55 | 0 | 0 | 24.3161 | 58.8286 | 0 | 0 | -21.8468 | 0.7527 | 12.756 | 0 | -1 | -4.2 | 14.1631 | 0 | 0 | 47.1702 | 47.1702 | 47.1702 | 47.1702 | 54.849 | 52.65 | 0 | 0 | 0 | 0 | 0 | 0 | 0 | 0 | 0 | 0 | 0 | 0 | 0 | 0 | 0 | 0 | 0 | 0 | 9.8306 | 0 | -458.5321 | 19.6887 | 0 | 70.8723 | 77.3038 | 66.516 | 1520.573 | 40.5009 | 74.5902 | 0 | 0.5138 | -0.33996 | 14.074 | 3.248 | 0 | 1340.2 | 321.6256 | -480.1521 | 8.9371 | 7.395 | -1.78 | 19.8815 | 1.7366 | 2025-12-08 | 2025_12_08 Hr 09 | 128.4169 | 8e-06 | -1340.2 | -480.3788 | 671.338 | 991.3111 | 138.1888 | 19.7411 | 0 | 128.8314 | 400.4087 | 142.0978 | 23.1226 | 192.1628 | 285.811 | 15.21 | 7.2532 | 46.06 | 247.9653 | 25.55 | 148.1762 | 0
2025_12_08 Hr 10 | 0.69982 | 0.004935 | 0.13917 | 3.8622 | 3.8622 | 3.8116 | 3.8622 | 3.8622 | 3.8622 | 147.5691 | -14.3 | 0.084 | 53 | 0 | 96.0814 | 96.0814 | 285.811 | 15.21 | 0.00697 | 0.084 | 0.03454 | 0 | 0 | 0 | 0 | 0 | 0 | 0.29046 | 0.2376 | 46.06 | 7.2532 | 247.9653 | 0 | 25.55 | 0 | 0 | 23.7424 | 57.4408 | 0 | 0 | -27.5175 | 0.7527 | 12.756 | 0 | -1 | -4.2 | 14.1631 | 0 | 0 | 43.7166 | 43.7166 | 43.7166 | 43.7166 | 50.8332 | 50.6493 | 0 | 0 | 0 | 0 | 0 | 0 | 0 | 0 | 0 | 0 | 0 | 0 | 0 | 0 | 0 | 0 | 0 | 0 | 9.8306 | 0 | -473.6297 | 19.6887 | 0 | 70.8723 | 77.3038 | 70.9986 | 1491.589 | 39.5454 | 72.8306 | 0 | 0.5138 | -0.69982 | 14.074 | 3.248 | 0 | 1323.708 | 355.2465 | -495.6095 | 8.9371 | 7.395 | -1.78 | 19.4125 | 1.6956 | 2025-12-08 | 2025_12_08 Hr 10 | 129.2364 | 0.000388 | -1323.708 | -501.1472 | 639.0115 | 991.3111 | 174.792 | 19.7411 | 0 | 126.87 | 373.2687 | 138.8728 | 23.1226 | 192.1628 | 285.811 | 15.21 | 7.2532 | 46.06 | 247.9653 | 25.55 | 148.1762 | 0
2025_12_08 Hr 11 | 1.0282 | 0.008415 | 0.2373 | 3.8622 | 3.8622 | 3.8116 | 3.8622 | 3.8622 | 3.8622 | 149.4616 | -14.3 | 0.084 | 58 | 0 | 96.0814 | 96.0814 | 285.811 | 15.21 | 0.00697 | 0.084 | 0.03454 | 0 | 0 | 0 | 0 | 0 | 0 | 0.29046 | 0.2376 | 46.06 | 7.2532 | 247.9653 | 0 | 25.55 | 0 | 0 | 23.859 | 57.7229 | 0 | 0 | -27.1936 | 0.7527 | 12.756 | 0 | -1 | -4.2 | 14.1631 | 0 | 0 | 44.4186 | 44.4186 | 44.4186 | 44.4186 | 51.6496 | 51.7023 | 0 | 0 | 0 | 0 | 0 | 0 | 0 | 0 | 0 | 0 | 0 | 0 | 0 | 0 | 0 | 0 | 0 | 0 | 9.8306 | 0 | -518.5962 | 19.6887 | 0 | 70.8723 | 77.3038 | 70.9986 | 1497.603 | 39.7396 | 73.1883 | 0 | 0.5138 | -1.0282 | 14.074 | 3.248 | 0 | 1291.792 | 362.2869 | -540.9044 | 8.9371 | 7.395 | -1.78 | 19.5078 | 1.7039 | 2025-12-08 | 2025_12_08 Hr 11 | 123.5427 | -0.000319 | -1291.792 | -545.7898 | 645.5827 | 991.3111 | 180.9466 | 19.7411 | 0 | 127.2687 | 378.7856 | 139.5284 | 23.1226 | 192.1628 | 285.811 | 15.21 | 7.2532 | 46.06 | 247.9653 | 25.55 | 148.1762 | 0
2025_12_08 Hr 12 | 1.3731 | 0.01017 | 0.28679 | 3.8622 | 3.8622 | 3.8116 | 3.8622 | 3.8622 | 3.8622 | 142.0747 | -14.3 | 0.084 | 68 | 0 | 96.0814 | 96.0814 | 285.811 | 15.21 | 0.00697 | 0.084 | 0.03454 | 0 | 0 | 0 | 0 | 0 | 0 | 0.29046 | 0.2376 | 46.06 | 7.2532 | 247.9653 | 0 | 25.55 | 0 | 0 | 23.4039 | 56.6218 | 0 | 0 | -26.9037 | 0.7527 | 12.756 | 0 | -1 | -4.2 | 14.1631 | 0 | 0 | 41.6784 | 41.6784 | 41.6784 | 41.6784 | 48.4633 | 50.6493 | 0 | 0 | 0 | 0 | 0 | 0 | 0 | 0 | 0 | 0 | 0 | 0 | 0 | 0 | 0 | 0 | 0 | 0 | 9.8306 | 0 | -525.3184 | 19.6887 | 0 | 70.8723 | 77.3038 | 70.9986 | 1474.562 | 38.9816 | 71.7921 | 0 | 0.5138 | -1.3731 | 14.074 | 3.248 | 0 | 1268.708 | 369.0217 | -547.9715 | 8.9371 | 7.395 | -1.78 | 19.1357 | 1.6714 | 2025-12-08 | 2025_12_08 Hr 12 | 124.3195 | 0.000363 | -1268.708 | -552.2221 | 619.9335 | 991.3111 | 189.9449 | 19.7411 | 0 | 125.7125 | 357.2516 | 136.9695 | 23.1226 | 192.1628 | 285.811 | 15.21 | 7.2532 | 46.06 | 247.9653 | 25.55 | 148.1762 | 0
2025_12_08 Hr 13 | 1.3698 | 0.010845 | 0.30583 | 3.8622 | 3.8622 | 3.8116 | 3.8622 | 3.8622 | 3.8622 | 132.5511 | -14.3 | 0.084 | 80 | 0 | 96.0814 | 96.0814 | 285.811 | 15.21 | 0.00697 | 0.084 | 0.03454 | 0 | 0 | 0 | 0 | 0 | 0 | 0.29046 | 0.2376 | 46.06 | 7.2532 | 247.9653 | 0 | 25.55 | 0 | 0 | 22.8171 | 55.2022 | 0 | 0 | -27.2531 | 0.7527 | 12.756 | 0 | -1 | -4.2 | 14.1631 | 0 | 0 | 38.1456 | 38.1456 | 38.1456 | 38.1456 | 44.3553 | 47.7009 | 0 | 0 | 0 | 0 | 0 | 0 | 0 | 0 | 0 | 0 | 0 | 0 | 0 | 0 | 0 | 0 | 0 | 0 | 9.8306 | 0 | -519.814 | 19.6887 | 0 | 70.8723 | 77.3038 | 71.4324 | 1444.811 | 38.0042 | 69.9921 | 0 | 0.5138 | -1.3698 | 14.074 | 3.248 | 0 | 1250.3 | 375.2055 | -542.4638 | 8.9371 | 7.395 | -1.78 | 18.6559 | 1.6295 | 2025-12-08 | 2025_12_08 Hr 13 | 119.9632 | 4.6e-05 | -1250.3 | -547.0671 | 586.8651 | 991.3111 | 199.45 | 19.7411 | 0 | 123.706 | 329.4886 | 133.6705 | 23.1226 | 192.1628 | 285.811 | 15.21 | 7.2532 | 46.06 | 247.9653 | 25.55 | 148.1762 | 0
2025_12_08 Hr 14 | 0.70147 | 0.010695 | 0.3016 | 3.8622 | 3.8622 | 3.8116 | 3.8622 | 3.8622 | 3.8622 | 129.8039 | -14.3 | 0.084 | 79 | 0 | 96.0814 | 96.0814 | 285.811 | 15.21 | 0.00697 | 0.084 | 0.03454 | 0 | 0 | 0 | 0 | 0 | 0 | 0.29046 | 0.2376 | 46.06 | 7.2532 | 247.9653 | 0 | 25.55 | 0 | 0 | 22.6478 | 54.7926 | 0 | 0 | -26.3056 | 0.7527 | 12.756 | 0 | -1 | -4.2 | 14.1631 | 0 | 0 | 37.1264 | 37.1264 | 37.1264 | 37.1264 | 43.1703 | 42.7518 | 0 | 0 | 0 | 0 | 0 | 0 | 0 | 0 | 0 | 0 | 0 | 0 | 0 | 0 | 0 | 0 | 0 | 0 | 9.8306 | 0 | -498.0353 | 19.6887 | 0 | 70.8723 | 77.3038 | 70.9986 | 1436.22 | 37.7223 | 69.4729 | 0 | 0.5138 | -0.70147 | 14.074 | 3.248 | 0 | 1257.1 | 367.2025 | -520.0168 | 8.9371 | 7.395 | -1.78 | 18.5175 | 1.6174 | 2025-12-08 | 2025_12_08 Hr 14 | 120.0222 | 8e-06 | -1257.1 | -524.3409 | 577.3261 | 991.3111 | 193.0627 | 19.7411 | 0 | 123.1273 | 321.48 | 132.7188 | 23.1226 | 192.1628 | 285.811 | 15.21 | 7.2532 | 46.06 | 247.9653 | 25.55 | 148.1762 | 0
2025_12_08 Hr 15 | 1.7313 | 0.00252 | 0.071064 | 3.8622 | 3.8622 | 3.8116 | 3.8622 | 3.8622 | 3.8622 | 128.5219 | -14.3 | 0.084 | 77 | 0 | 96.0814 | 96.0814 | 285.811 | 15.21 | 0.00697 | 0.084 | 0.03454 | 0 | 0 | 0 | 0 | 0 | 0 | 0.29046 | 0.2376 | 46.06 | 7.2532 | 247.9653 | 0 | 25.55 | 0 | 0 | 22.5689 | 54.6015 | 0 | 0 | -27.4586 | 0.7527 | 12.756 | 0 | -1 | -4.2 | 14.1631 | 0 | 0 | 36.6509 | 36.6509 | 36.6509 | 36.6509 | 42.6173 | 39.6981 | 0 | 0 | 0 | 0 | 0 | 0 | 0 | 0 | 0 | 0 | 0 | 0 | 0 | 0 | 0 | 0 | 0 | 0 | 9.8306 | 0 | -514.6805 | 19.6887 | 0 | 70.8723 | 77.3038 | 71.4324 | 1431.982 | 37.5907 | 69.2306 | 0 | 0.5138 | -1.7313 | 14.074 | 3.248 | 0 | 1229.992 | 363.1601 | -537.6918 | 8.9371 | 7.395 | -1.78 | 18.4529 | 1.6118 | 2025-12-08 | 2025_12_08 Hr 15 | 117.472 | -0.000273 | -1229.992 | -542.1391 | 572.8746 | 991.3111 | 188.2041 | 19.7411 | 0 | 122.8572 | 317.7427 | 132.2747 | 23.1226 | 192.1628 | 285.811 | 15.21 | 7.2532 | 46.06 | 247.9653 | 25.55 | 148.1762 | 0
2025_12_08 Hr 16 | 0.3383 | 0 | 0 | 3.8622 | 3.8622 | 3.8116 | 3.8622 | 3.8622 | 3.8622 | 133.4363 | -14.3 | 0.084 | 89 | 0 | 96.0814 | 96.0814 | 285.811 | 15.21 | 0.00697 | 0.084 | 0.03454 | 0 | 0 | 0 | 0 | 0 | 0 | 0.29046 | 0.2376 | 46.06 | 7.2532 | 247.9653 | 0 | 25.55 | 0 | 0 | 22.8716 | 55.3341 | 0 | 0 | -25.8456 | 0.7527 | 12.756 | 0 | -1 | -4.2 | 14.1631 | 0 | 0 | 38.4739 | 38.4739 | 38.4739 | 38.4739 | 44.7371 | 32.7483 | 0 | 0 | 0 | 0 | 0 | 0 | 0 | 0 | 0 | 0 | 0 | 0 | 0 | 0 | 0 | 0 | 0 | 0 | 9.8306 | 0 | -513.6921 | 19.6887 | 0 | 70.8723 | 77.3038 | 70.9986 | 1447.273 | 38.0951 | 70.1594 | 0 | 0.5138 | -0.3383 | 14.074 | 3.248 | 0 | 1254.2 | 368.0834 | -535.3104 | 8.9371 | 7.395 | -1.78 | 18.7005 | 1.6334 | 2025-12-08 | 2025_12_08 Hr 16 | 145.6391 | 8e-06 | -1254.2 | -539.5377 | 589.9387 | 991.3111 | 192.7469 | 19.7411 | 0 | 123.8925 | 332.0691 | 133.9771 | 23.1226 | 192.1628 | 285.811 | 15.21 | 7.2532 | 46.06 | 247.9653 | 25.55 | 148.1762 | 0
2025_12_08 Hr 17 | 0.34162 | 0 | 0 | 3.8622 | 3.8622 | 3.8116 | 3.8622 | 3.8622 | 3.8622 | 155.8412 | -14.3 | 0.084 | 81 | 0 | 96.0814 | 96.0814 | 285.811 | 15.21 | 0.00697 | 0.084 | 0.03454 | 0 | 0 | 0 | 0 | 0 | 0 | 0.29046 | 0.2376 | 46.06 | 7.2532 | 247.9653 | 0 | 25.55 | 0 | 0 | 24.2521 | 58.6739 | 0 | 0 | -25.8442 | 0.7527 | 12.756 | 0 | -1 | -4.2 | 14.1631 | 0 | 0 | 46.7852 | 46.7852 | 46.7852 | 46.7852 | 54.4014 | 34.749 | 0 | 0 | 0 | 0 | 0 | 0 | 0 | 0 | 0 | 0 | 0 | 0 | 0 | 0 | 0 | 0 | 0 | 0 | 9.8306 | 0 | -544.432 | 19.6887 | 0 | 70.8723 | 77.3038 | 71.4324 | 1517.307 | 40.3944 | 74.394 | 0 | 0.5138 | -0.34162 | 14.074 | 3.248 | 0 | 1295.692 | 370.2824 | -566.0536 | 8.9371 | 7.395 | -1.78 | 19.8292 | 1.732 | 2025-12-08 | 2025_12_08 Hr 17 | 176.4904 | -0.000295 | -1295.692 | -570.2762 | 667.7344 | 991.3111 | 187.1814 | 19.7411 | 0 | 128.6128 | 397.3833 | 141.7383 | 23.1226 | 192.1628 | 285.811 | 15.21 | 7.2532 | 46.06 | 247.9653 | 25.55 | 148.1762 | 0
2025_12_08 Hr 18 | 0 | 0 | 0 | 3.8622 | 3.8622 | 3.8116 | 3.8622 | 3.8622 | 3.8622 | 167.6846 | -14.3 | 0.084 | 73 | 0 | 96.0814 | 96.0814 | 285.811 | 15.21 | 0.00697 | 0.084 | 0.03454 | 0 | 0 | 0 | 0 | 0 | 0 | 0.29046 | 0.2376 | 46.06 | 7.2532 | 247.9653 | 0 | 25.55 | 0 | 0 | 24.9818 | 60.4393 | 0 | 0 | -27.5889 | 0.7527 | 12.756 | 0 | -1 | -4.2 | 14.1631 | 0 | 0 | 51.1786 | 51.1786 | 51.1786 | 51.1786 | 59.51 | 30.7476 | 0 | 0 | 0 | 0 | 0 | 0 | 0 | 0 | 0 | 0 | 0 | 0 | 0 | 0 | 0 | 0 | 0 | 0 | 9.8306 | 0 | -523.0917 | 19.6887 | 0 | 70.8723 | 77.3038 | 73.023 | 1554.328 | 41.6098 | 76.6325 | 0 | 0.5138 | 0 | 14.074 | 3.248 | 0 | 1346 | 363.6326 | -544.3717 | 8.9371 | 7.395 | -1.78 | 20.4258 | 1.7841 | 2025-12-08 | 2025_12_08 Hr 18 | 185.8554 | -1.1e-05 | -1346 | -550.6806 | 708.8579 | 991.3111 | 176.7706 | 19.7411 | 0 | 131.108 | 431.909 | 145.8409 | 23.1226 | 192.1628 | 285.811 | 15.21 | 7.2532 | 46.06 | 247.9653 | 25.55 | 148.1762 | 0
2025_12_08 Hr 19 | 0 | 0 | 0 | 3.8622 | 3.8622 | 3.8116 | 3.8622 | 3.8622 | 3.8622 | 157.7642 | -14.3 | 0.084 | 53 | 0 | 96.0814 | 96.0814 | 285.811 | 15.21 | 0.00697 | 0.084 | 0.03454 | 0 | 0 | 0 | 0 | 0 | 0 | 0.29046 | 0.2376 | 46.06 | 7.2532 | 247.9653 | 0 | 25.55 | 0 | 0 | 24.3706 | 58.9605 | 0 | 0 | -26.0777 | 0.7527 | 12.756 | 0 | -1 | -4.2 | 14.1631 | 0 | 0 | 47.4986 | 47.4986 | 47.4986 | 47.4986 | 55.2309 | 42.7518 | 0 | 0 | 0 | 0 | 0 | 0 | 0 | 0 | 0 | 0 | 0 | 0 | 0 | 0 | 0 | 0 | 0 | 0 | 9.8306 | 0 | -503.8908 | 19.6887 | 0 | 70.8723 | 77.3038 | 72.4446 | 1523.318 | 40.5917 | 74.7575 | 0 | 0.5138 | 0 | 14.074 | 3.248 | 0 | 1323.692 | 351.6219 | -525.1708 | 8.9371 | 7.395 | -1.78 | 19.9261 | 1.7405 | 2025-12-08 | 2025_12_08 Hr 19 | 169.5576 | -0.000313 | -1323.692 | -529.9685 | 674.4116 | 991.3111 | 168.1964 | 19.7411 | 0 | 129.0179 | 402.9893 | 142.4044 | 23.1226 | 192.1628 | 285.811 | 15.21 | 7.2532 | 46.06 | 247.9653 | 25.55 | 148.1762 | 0
2025_12_08 Hr 20 | 0 | 0 | 0 | 3.8622 | 3.8622 | 3.8116 | 3.8622 | 3.8622 | 3.8622 | 156.4822 | -14.3 | 0.084 | 21 | 0 | 96.0814 | 96.0814 | 285.811 | 15.21 | 0.00697 | 0.084 | 0.03454 | 0 | 0 | 0 | 0 | 0 | 0 | 0.29046 | 0.2376 | 46.06 | 7.2532 | 247.9653 | 0 | 25.55 | 0 | 0 | 24.2916 | 58.7694 | 0 | 0 | -28.5703 | 0.7527 | 12.756 | 0 | -1 | -4.2 | 14.1631 | 0 | 0 | 47.023 | 47.023 | 47.023 | 47.023 | 54.6779 | 50.6493 | 0 | 0 | 0 | 0 | 0 | 0 | 0 | 0 | 0 | 0 | 0 | 0 | 0 | 0 | 0 | 0 | 0 | 0 | 9.8306 | 0 | -482.4442 | 19.6887 | 0 | 70.8723 | 77.3038 | 72.4446 | 1519.311 | 40.4601 | 74.5152 | 0 | 0.5138 | 0 | 14.074 | 3.248 | 0 | 1314.092 | 327.0753 | -503.7242 | 8.9371 | 7.395 | -1.78 | 19.8615 | 1.7348 | 2025-12-08 | 2025_12_08 Hr 20 | 168.2956 | -0.000294 | -1314.092 | -511.0145 | 669.9601 | 991.3111 | 144.0939 | 19.7411 | 0 | 128.7478 | 399.252 | 141.9603 | 23.1226 | 192.1628 | 285.811 | 15.21 | 7.2532 | 46.06 | 247.9653 | 25.55 | 148.1762 | 0
2025_12_08 Hr 21 | 0 | 0 | 0 | 3.8622 | 3.8622 | 3.8116 | 3.8622 | 3.8622 | 3.8622 | 141.0063 | -14.3 | 0.084 | 7 | 0 | 96.0814 | 96.0814 | 285.811 | 15.21 | 0.00697 | 0.084 | 0.03454 | 0 | 0 | 0 | 0 | 0 | 0 | 0.29046 | 0.2376 | 46.06 | 7.2532 | 247.9653 | 0 | 25.55 | 0 | 0 | 23.3381 | 56.4625 | 0 | 0 | -25.3314 | 0.7527 | 12.756 | 0 | -1 | -4.2 | 14.1631 | 0 | 0 | 41.2821 | 41.2821 | 41.2821 | 41.2821 | 48.0024 | 51.7023 | 0 | 0 | 0 | 0 | 0 | 0 | 0 | 0 | 0 | 0 | 0 | 0 | 0 | 0 | 0 | 0 | 0 | 0 | 9.8306 | 0 | -436.9538 | 19.6887 | 0 | 70.8723 | 77.3038 | 70.9986 | 1470.936 | 38.8719 | 71.5902 | 0 | 0.5138 | 0 | 14.074 | 3.248 | 0 | 1294.692 | 307.3214 | -458.2338 | 8.9371 | 7.395 | -1.78 | 19.0818 | 1.6667 | 2025-12-08 | 2025_12_08 Hr 21 | 156.6164 | -0.000342 | -1294.692 | -462.2852 | 616.2239 | 991.3111 | 129.7009 | 19.7411 | 0 | 125.4874 | 354.1371 | 136.5994 | 23.1226 | 192.1628 | 285.811 | 15.21 | 7.2532 | 46.06 | 247.9653 | 25.55 | 148.1762 | 0
2025_12_08 Hr 22 | 0 | 0 | 0 | 3.8622 | 3.8622 | 3.8116 | 3.8622 | 3.8622 | 3.8622 | 120.0972 | -14.3 | 0.084 | 6 | 0 | 96.0814 | 96.0814 | 285.811 | 15.21 | 0.00697 | 0.084 | 0.03454 | 0 | 0 | 0 | 0 | 0 | 0 | 0.29046 | 0.2376 | 46.06 | 7.2532 | 247.9653 | 0 | 25.55 | 0 | 0 | 22.0498 | 53.3457 | 0 | 0 | -27.8743 | 0.7527 | 12.756 | 0 | -1 | -4.2 | 14.1631 | 0 | 0 | 33.5257 | 33.5257 | 33.5257 | 33.5257 | 38.9833 | 50.6493 | 0 | 0 | 0 | 0 | 0 | 0 | 0 | 0 | 0 | 0 | 0 | 0 | 0 | 0 | 0 | 0 | 0 | 0 | 9.8306 | 0 | -417.7596 | 19.6887 | 0 | 70.8723 | 77.3038 | 72.0108 | 1405.576 | 36.7261 | 67.6383 | 0 | 0.5138 | 0 | 14.074 | 3.248 | 0 | 1237.7 | 299.0375 | -439.0396 | 8.9371 | 7.395 | -1.78 | 18.0285 | 1.5747 | 2025-12-08 | 2025_12_08 Hr 22 | 146.7433 | 6.2e-05 | -1237.7 | -445.6339 | 543.6218 | 991.3111 | 128.6601 | 19.7411 | 0 | 121.0822 | 293.1832 | 129.3563 | 23.1226 | 192.1628 | 285.811 | 15.21 | 7.2532 | 46.06 | 247.9653 | 25.55 | 148.1762 | 0
2025_12_08 Hr 23 | 0 | 0 | 0 | 3.8622 | 3.8622 | 3.8116 | 3.8622 | 3.8622 | 3.8622 | 93.6631 | 0 | 0.084 | 6 | 0 | 96.0814 | 96.0814 | 286.6375 | 15.29 | 0.00697 | 0.084 | 0.03454 | 0 | 0 | 0 | 0 | 0 | 0 | 0.29046 | 0.2376 | 46.06 | 7.2532 | 247.9653 | 0 | 0 | 0 | 0 | 20.421 | 49.4053 | 0 | 0 | -30.7273 | 0.7527 | 12.756 | 0 | -1 | -4.2 | 14.1631 | 0 | 0 | 23.7197 | 23.7197 | 23.7197 | 23.7197 | 27.5811 | 51.7023 | 0 | 0 | 0 | 0 | 0 | 0 | 0 | 0 | 0 | 0 | 0 | 0 | 0 | 0 | 0 | 0 | 0 | 0 | 9.8306 | 0 | -390.2989 | 19.6887 | 0 | 71.2258 | 77.6894 | 71.4324 | 1299.043 | 34.0133 | 62.6422 | 0 | 0.5138 | 0 | 14.074 | 3.248 | 0 | 1161.392 | 290.3552 | -397.2789 | 8.9371 | 7.395 | -1.78 | 16.6968 | 1.4584 | 2025-12-08 | 2025_12_08 Hr 23 | 135.995 | -0.000286 | -1161.392 | -421.0262 | 466.1356 | 967.4065 | 129.1347 | 19.7411 | 0 | 115.5131 | 216.1231 | 134.4994 | 23.1226 | 192.1628 | 286.6375 | 15.29 | 7.2532 | 46.06 | 247.9653 | 0 | 148.9151 | 0
2025_12_08 Hr 24 | 0 | 0 | 0 | 3.8622 | 3.8622 | 3.8116 | 3.8622 | 3.8622 | 3.8622 | 75.4706 | 0 | 0.084 | 7 | 0 | 96.0814 | 96.0814 | 286.6375 | 15.29 | 0.00697 | 0.084 | 0.03454 | 0 | 0 | 0 | 0 | 0 | 0 | 0.29046 | 0.2376 | 46.06 | 7.2532 | 247.9653 | 0 | 0 | 0 | 0 | 19.3001 | 46.6934 | 0 | 0 | -58.8597 | 0.7527 | 12.756 | 0 | -1 | -4.2 | 14.1631 | 0 | 0 | 16.9711 | 16.9711 | 16.9711 | 16.9711 | 19.7338 | 56.6514 | 0 | 0 | 0 | 0 | 0 | 0 | 0 | 0 | 0 | 0 | 0 | 0 | 0 | 0 | 0 | 0 | 0 | 0 | 9.8306 | 0 | -362.3882 | 19.6887 | 0 | 71.2258 | 77.6894 | 68.9742 | 1242.175 | 32.1463 | 59.2037 | 0 | 0.5138 | 0 | 14.074 | 3.248 | 0 | 1101.492 | 287.5441 | -369.3682 | 8.9371 | 7.395 | -1.78 | 15.7803 | 1.3783 | 2025-12-08 | 2025_12_08 Hr 24 | 132.1265 | -0.000297 | -1101.492 | -421.2479 | 402.9664 | 967.4065 | 132.6256 | 19.7411 | 0 | 111.6803 | 163.0887 | 128.1974 | 23.1226 | 192.1628 | 286.6375 | 15.29 | 7.2532 | 46.06 | 247.9653 | 0 | 148.9151 | 0
2025_12_09 Hr 01 | 0 | 0 | 0 | 3.8622 | 3.8622 | 3.8116 | 3.8622 | 3.8622 | 3.8622 | 64.8707 | 0 | 0.084 | 8 | 0 | 96.0814 | 96.0814 | 286.6375 | 0 | 0.00697 | 0.084 | 0.03454 | 0 | 0 | 0 | 0 | 0 | 0 | 0.29046 | 0.2376 | 46.06 | 7.2532 | 247.9653 | 0 | 0 | 0 | 0 | 18.687 | 45.1844 | 0 | 0 | -41.8129 | 0.7527 | 12.7655 | 0 | -1 | -4.2 | 14.1876 | 0 | 0 | 13.0402 | 13.0402 | 13.0402 | 13.0402 | 15.163 | 58.6521 | 0 | 0 | 0 | 0 | 0 | 0 | 0 | 0 | 0 | 0 | 0 | 0 | 0 | 0 | 0 | 0 | 0 | 0 | 9.8291 | 0 | -347.5114 | 19.4259 | 0 | 71.2258 | 77.6894 | 38.4636 | 1193.901 | 30.6033 | 56.3847 | 0 | 0.5138 | 0 | 14.074 | 3.248 | 0 | 1052.208 | 254.612 | -354.4914 | 8.936 | 7.395 | -1.78 | 15.0483 | 1.3129 | 2025-12-09 | 2025_12_09 Hr 01 | 133.7915 | 0.000353 | -1052.208 | -389.3243 | 364.5594 | 952.1165 | 105.1157 | 19.7411 | 0 | 109.5896 | 132.1946 | 122.7752 | 23.1226 | 192.1628 | 286.6375 | 0 | 7.2532 | 46.06 | 247.9653 | 0 | 148.9151 | 0
2025_12_09 Hr 02 | 0 | 0 | 0 | 3.8622 | 3.8622 | 3.8116 | 3.8622 | 3.8622 | 3.8622 | 63.1323 | 0 | 0.084 | 8 | 0 | 96.0814 | 96.0814 | 286.6375 | 0 | 0.00697 | 0.084 | 0.03454 | 0 | 0 | 0 | 0 | 0 | 0 | 0.29046 | 0.2376 | 46.06 | 7.2532 | 247.9653 | 0 | 0 | 0 | 0 | 18.5797 | 44.9251 | 0 | 0 | -32.0956 | 0.7527 | 12.7655 | 0 | -1 | -4.2 | 14.1876 | 0 | 0 | 12.3947 | 12.3947 | 12.3947 | 12.3947 | 14.4124 | 61.6005 | 0 | 0 | 0 | 0 | 0 | 0 | 0 | 0 | 0 | 0 | 0 | 0 | 0 | 0 | 0 | 0 | 0 | 0 | 9.8291 | 0 | -345.9695 | 19.4259 | 0 | 71.2258 | 77.6894 | 26.4618 | 1188.463 | 30.4277 | 56.0611 | 0 | 0.5138 | 0 | 14.074 | 3.248 | 0 | 1048.383 | 244.9654 | -352.9495 | 8.936 | 7.395 | -1.78 | 14.9619 | 1.3054 | 2025-12-09 | 2025_12_09 Hr 02 | 134.2866 | 0.000337 | -1048.383 | -378.0651 | 358.5286 | 952.1165 | 96.0623 | 19.7411 | 0 | 109.223 | 127.1236 | 122.182 | 23.1226 | 192.1628 | 286.6375 | 0 | 7.2532 | 46.06 | 247.9653 | 0 | 148.9151 | 0
2025_12_09 Hr 03 | 0 | 0 | 0 | 3.8622 | 3.8622 | 3.8116 | 3.8622 | 3.8622 | 3.8622 | 58.4138 | 0 | 0.084 | 14 | 0 | 96.0814 | 96.0814 | 286.6375 | 0 | 0.00697 | 0.084 | 0.03454 | 0 | 0 | 0 | 0 | 0 | 0 | 0.29046 | 0.2376 | 46.06 | 7.2532 | 247.9653 | 0 | 0 | 0 | 0 | 18.2886 | 44.2212 | 0 | 0.013907 | -3.5972 | 0.7527 | 12.7655 | 0 | -1 | -4.2 | 14.1876 | 0 | 0 | 10.6426 | 10.6426 | 10.6426 | 10.6426 | 12.3751 | 63.6012 | 0 | 0 | 0 | 0 | 0 | 0 | 0 | 0 | 0 | 0 | 0 | 0 | 0 | 0 | 0 | 0 | 0 | 0 | 9.8291 | 0 | -374.3217 | 19.4259 | 0 | 71.2258 | 77.6894 | 24.0036 | 1173.704 | 29.9509 | 55.1827 | 0 | 0.5138 | 0 | 14.074 | 3.248 | 0 | 1037.717 | 248.8978 | -381.3017 | 8.936 | 7.395 | -1.78 | 14.7275 | 1.285 | 2025-12-09 | 2025_12_09 Hr 03 | 134.8685 | -0.00030105 | -1037.717 | -377.905 | 342.1593 | 952.1165 | 101.6048 | 19.7411 | 0 | 108.228 | 113.3593 | 120.572 | 23.1226 | 192.1628 | 286.6375 | 0 | 7.2532 | 46.06 | 247.9653 | 0 | 148.9151 | 0
2025_12_09 Hr 04 | 0 | 0 | 0 | 3.8622 | 3.8622 | 3.8116 | 3.8622 | 3.8622 | 3.8622 | 63.1323 | 0 | 0.084 | 31 | 0 | 96.0814 | 96.0814 | 286.6375 | 0 | 0.00697 | 0.084 | 0.03454 | 0 | 0 | 0 | 0 | 0 | 0 | 0.29046 | 0.2376 | 46.06 | 7.2532 | 247.9653 | 0 | 0 | 0 | 0 | 18.5797 | 44.9251 | 0 | 0 | -24.3059 | 0.7527 | 12.7655 | 0 | -1 | -4.2 | 14.1876 | 0 | 0 | 12.3947 | 12.3947 | 12.3947 | 12.3947 | 14.4124 | 66.5496 | 0 | 0 | 0 | 0 | 0 | 0 | 0 | 0 | 0 | 0 | 0 | 0 | 0 | 0 | 0 | 0 | 0 | 0 | 9.8291 | 0 | -401.7914 | 19.4259 | 0 | 71.2258 | 77.6894 | 49.4532 | 1188.463 | 30.4277 | 56.0611 | 0 | 0.5138 | 0 | 14.074 | 3.248 | 0 | 1051.292 | 295.9059 | -408.7714 | 8.936 | 7.395 | -1.78 | 14.9619 | 1.3054 | 2025-12-09 | 2025_12_09 Hr 04 | 123.6158 | -0.000323 | -1051.292 | -426.0973 | 358.5286 | 952.1165 | 147.0028 | 19.7411 | 0 | 109.223 | 127.1236 | 122.182 | 23.1226 | 192.1628 | 286.6375 | 0 | 7.2532 | 46.06 | 247.9653 | 0 | 148.9151 | 0
2025_12_09 Hr 05 | 0 | 0 | 0 | 3.8622 | 3.8622 | 3.8116 | 3.8622 | 3.8622 | 3.8622 | 78.7781 | 0 | 0.084 | 63 | 0 | 96.0814 | 96.0814 | 286.6375 | 0 | 0.00697 | 0.084 | 0.03454 | 0 | 0 | 0 | 0 | 0 | 0 | 0.29046 | 0.2376 | 46.06 | 7.2532 | 247.9653 | 0 | 0 | 0 | 0 | 19.545 | 47.2591 | 0 | 0 | -35.2313 | 0.7527 | 12.7655 | 0 | -1 | -4.2 | 14.1876 | 0 | 0 | 18.2043 | 18.2043 | 18.2043 | 18.2043 | 21.1678 | 67.4973 | 0 | 0 | 0 | 0 | 0 | 0 | 0 | 0 | 0 | 0 | 0 | 0 | 0 | 0 | 0 | 0 | 0 | 0 | 9.8291 | 0 | -446.5475 | 19.4259 | 0 | 71.2258 | 77.6894 | 55.5264 | 1237.402 | 32.0085 | 58.9736 | 0 | 0.5138 | 0 | 14.074 | 3.248 | 0 | 1088.908 | 340.2653 | -453.5275 | 8.936 | 7.395 | -1.78 | 15.7393 | 1.3732 | 2025-12-09 | 2025_12_09 Hr 05 | 137.1741 | 0.000358 | -1088.908 | -481.7788 | 412.8058 | 952.1165 | 186.0237 | 19.7411 | 0 | 112.5223 | 172.763 | 127.5205 | 23.1226 | 192.1628 | 286.6375 | 0 | 7.2532 | 46.06 | 247.9653 | 0 | 148.9151 | 0
2025_12_09 Hr 06 | 0 | 0 | 0 | 3.8622 | 3.8622 | 3.8116 | 3.8622 | 3.8622 | 3.8622 | 110.5973 | 0 | 0.084 | 78 | 0 | 96.0814 | 96.0814 | 286.6375 | 0 | 0.00697 | 0.084 | 0.03454 | 0 | 0 | 0 | 0 | 0 | 0 | 0.29046 | 0.2376 | 46.06 | 7.2532 | 247.9653 | 0 | 0 | 0 | 0 | 21.5081 | 52.0058 | 0 | 1.2557 | -30.1837 | 0.7527 | 12.7655 | 0 | -1 | -4.2 | 14.1876 | 0 | 0 | 30.0194 | 30.0194 | 30.0194 | 30.0194 | 34.9063 | 66.5496 | 0 | 0 | 0 | 0 | 0 | 0 | 0 | 0 | 0 | 0 | 0 | 0 | 0 | 0 | 0 | 0 | 0 | 0 | 9.8291 | 0 | -489.5851 | 19.4259 | 0 | 71.2258 | 77.6894 | 50.0316 | 1336.93 | 35.2235 | 64.897 | 0 | 0.5138 | 0 | 14.074 | 3.248 | 0 | 1171.117 | 359.6799 | -496.5651 | 8.936 | 7.395 | -1.78 | 17.3201 | 1.5112 | 2025-12-09 | 2025_12_09 Hr 06 | 142.7571 | -0.000333 | -1171.117 | -518.5131 | 523.191 | 952.1165 | 194.5812 | 19.7411 | 0 | 119.2322 | 265.5812 | 138.3777 | 23.1226 | 192.1628 | 286.6375 | 0 | 7.2532 | 46.06 | 247.9653 | 0 | 148.9151 | 0
2025_12_09 Hr 07 | 0 | 0 | 0 | 3.8622 | 3.8622 | 3.8116 | 3.8622 | 3.8622 | 3.8622 | 149.929 | -14.3 | 0.084 | 80 | 0 | 96.0814 | 96.0814 | 285.811 | 0 | 0.00697 | 0.084 | 0.03454 | 0 | 0 | 0 | 0 | 0 | 0 | 0.29046 | 0.2376 | 46.06 | 7.2532 | 247.9653 | 0 | 25.55 | 0 | 0 | 23.9347 | 57.8733 | 0 | 0.36111 | -25.0139 | 0.7527 | 12.7655 | 0 | -1 | -4.2 | 14.1876 | 0 | 0 | 44.624 | 44.624 | 44.624 | 44.624 | 51.8884 | 62.5482 | 0 | 0 | 0 | 0 | 0 | 0 | 0 | 0 | 0 | 0 | 0 | 0 | 0 | 0 | 0 | 0 | 0 | 0 | 9.8291 | 0 | -508.0531 | 19.4259 | 0 | 70.8723 | 77.3038 | 51.4776 | 1483.941 | 39.1975 | 72.2189 | 0 | 0.5138 | 0 | 14.074 | 3.248 | 0 | 1302.5 | 372.545 | -529.3331 | 8.936 | 7.395 | -1.78 | 19.2742 | 1.6816 | 2025-12-09 | 2025_12_09 Hr 07 | 138.9751 | -5.72e-05 | -1302.5 | -532.7059 | 645.3379 | 976.101 | 194.0258 | 19.7411 | 0 | 127.5262 | 380.3135 | 137.4981 | 23.1226 | 192.1628 | 285.811 | 0 | 7.2532 | 46.06 | 247.9653 | 25.55 | 148.1762 | 0
2025_12_09 Hr 08 | 0 | 0 | 0 | 3.8622 | 3.8622 | 3.8116 | 3.8622 | 3.8622 | 3.8622 | 168.0582 | -14.3 | 0.084 | 83 | 0 | 96.0814 | 96.0814 | 285.811 | 0 | 0.00697 | 0.084 | 0.03454 | 0 | 0 | 0 | 0 | 0 | 0 | 0.29046 | 0.2376 | 46.06 | 7.2532 | 247.9653 | 0 | 25.55 | 0 | 0 | 25.0532 | 60.5778 | 0 | 0 | -30.243 | 0.7527 | 12.7655 | 0 | -1 | -4.2 | 14.1876 | 0 | 0 | 51.3558 | 51.3558 | 51.3558 | 51.3558 | 59.716 | 61.6005 | 0 | 0 | 0 | 0 | 0 | 0 | 0 | 0 | 0 | 0 | 0 | 0 | 0 | 0 | 0 | 0 | 0 | 0 | 9.8291 | 0 | -512.5278 | 19.4259 | 0 | 70.8723 | 77.3038 | 54.5142 | 1540.648 | 41.0292 | 75.5938 | 0 | 0.5138 | 0 | 14.074 | 3.248 | 0 | 1360.417 | 383.8198 | -533.8078 | 8.936 | 7.395 | -1.78 | 20.1749 | 1.7602 | 2025-12-09 | 2025_12_09 Hr 08 | 148.54 | -0.000386 | -1360.417 | -542.7708 | 708.2305 | 976.101 | 199.1147 | 19.7411 | 0 | 131.3492 | 433.1973 | 143.6841 | 23.1226 | 192.1628 | 285.811 | 0 | 7.2532 | 46.06 | 247.9653 | 25.55 | 148.1762 | 0
2025_12_09 Hr 09 | 0.70147 | 0.00012 | 0.003384 | 3.8622 | 3.8622 | 3.8116 | 3.8622 | 3.8622 | 3.8622 | 155.1753 | -14.3 | 0.084 | 87 | 0 | 96.0814 | 96.0814 | 285.811 | 15.21 | 0.00697 | 0.084 | 0.03454 | 0 | 0 | 0 | 0 | 0 | 0 | 0.29046 | 0.2376 | 46.06 | 7.2532 | 247.9653 | 0 | 25.55 | 0 | 0 | 24.2584 | 58.6559 | 0 | 3.6295 | -33.2948 | 0.7527 | 12.7655 | 0 | -1 | -4.2 | 14.1876 | 0 | 0 | 46.5721 | 46.5721 | 46.5721 | 46.5721 | 54.1536 | 48.6486 | 0 | 0 | 0 | 0 | 0 | 0 | 0 | 0 | 0 | 0 | 0 | 0 | 0 | 0 | 0 | 0 | 0 | 0 | 9.8291 | 0 | -478.3667 | 19.4259 | 0 | 70.8723 | 77.3038 | 52.4898 | 1515.564 | 39.7276 | 73.1955 | 0 | 0.5138 | -0.70147 | 14.074 | 3.248 | 0 | 1354.7 | 369.1493 | -500.3482 | 8.936 | 7.395 | -1.78 | 19.5349 | 1.7044 | 2025-12-09 | 2025_12_09 Hr 09 | 144.99 | -1.5e-05 | -1354.7 | -508.0321 | 663.538 | 991.3111 | 188.1419 | 19.7411 | 0 | 128.6325 | 395.6173 | 139.2882 | 23.1226 | 192.1628 | 285.811 | 15.21 | 7.2532 | 46.06 | 247.9653 | 25.55 | 148.1762 | 0
2025_12_09 Hr 10 | 0.33664 | 0.00036 | 0.010152 | 3.8622 | 3.8622 | 3.8116 | 3.8622 | 3.8622 | 3.8622 | 139.7469 | -14.3 | 0.084 | 84 | 0 | 96.0814 | 96.0814 | 285.811 | 15.21 | 0.00697 | 0.084 | 0.03454 | 0 | 0 | 0 | 0 | 0 | 0 | 0.29046 | 0.2376 | 46.06 | 7.2532 | 247.9653 | 0 | 25.55 | 0 | 0 | 23.3066 | 56.3543 | 0 | 0.88909 | -19.8101 | 0.7527 | 12.7655 | 0 | -1 | -4.2 | 14.1876 | 0 | 0 | 40.8432 | 40.8432 | 40.8432 | 40.8432 | 47.4921 | 51.7023 | 0 | 0 | 0 | 0 | 0 | 0 | 0 | 0 | 0 | 0 | 0 | 0 | 0 | 0 | 0 | 0 | 0 | 0 | 9.8291 | 0 | -432.5951 | 19.4259 | 0 | 70.8723 | 77.3038 | 49.4532 | 1467.312 | 38.1687 | 70.3234 | 0 | 0.5138 | -0.33664 | 14.074 | 3.248 | 0 | 1354.717 | 360.5374 | -454.2117 | 8.936 | 7.395 | -1.78 | 18.7684 | 1.6375 | 2025-12-09 | 2025_12_09 Hr 10 | 131.2654 | -0.0002925 | -1354.717 | -451.5161 | 610.0147 | 991.3111 | 185.166 | 19.7411 | 0 | 125.3791 | 350.6118 | 134.0239 | 23.1226 | 192.1628 | 285.811 | 15.21 | 7.2532 | 46.06 | 247.9653 | 25.55 | 148.1762 | 0
2025_12_09 Hr 11 | 3.1027 | 0.00075 | 0.02115 | 3.8622 | 3.8622 | 3.8116 | 3.8622 | 3.8622 | 3.8622 | 135.0904 | -14.3 | 0.084 | 83 | 0 | 96.0814 | 96.0814 | 285.811 | 15.21 | 0.00697 | 0.084 | 0.03454 | 0 | 0 | 0 | 0 | 0 | 0 | 0.29046 | 0.2376 | 46.06 | 7.2532 | 247.9653 | 0 | 25.55 | 0 | 0 | 23.0193 | 55.6597 | 0 | 0 | -38.4306 | 0.7527 | 12.7655 | 0 | -1 | -4.2 | 14.1876 | 0 | 0 | 39.1142 | 39.1142 | 39.1142 | 39.1142 | 45.4816 | 48.6486 | 0 | 0 | 0 | 0 | 0 | 0 | 0 | 0 | 0 | 0 | 0 | 0 | 0 | 0 | 0 | 0 | 0 | 0 | 9.8291 | 0 | -410.7036 | 19.4259 | 0 | 70.8723 | 77.3038 | 57.5508 | 1452.758 | 37.6982 | 69.4566 | 0 | 0.5138 | -3.1027 | 14.074 | 3.248 | 0 | 1345 | 365.759 | -435.0863 | 8.936 | 7.395 | -1.78 | 18.537 | 1.6173 | 2025-12-09 | 2025_12_09 Hr 11 | 119.8386 | -2.3e-05 | -1345 | -449.1342 | 593.8607 | 991.3111 | 189.2213 | 19.7411 | 0 | 124.3971 | 337.0286 | 132.435 | 23.1226 | 192.1628 | 285.811 | 15.21 | 7.2532 | 46.06 | 247.9653 | 25.55 | 148.1762 | 0
2025_12_09 Hr 12 | 3.4626 | 0.001185 | 0.033417 | 3.8622 | 3.8622 | 3.8116 | 3.8622 | 3.8622 | 3.8622 | 123.0767 | -14.3 | 0.084 | 65 | 0 | 96.0814 | 96.0814 | 285.811 | 15.21 | 0.00697 | 0.084 | 0.03454 | 0 | 0 | 0 | 0 | 0 | 0 | 0.29046 | 0.2376 | 46.06 | 7.2532 | 247.9653 | 0 | 25.55 | 0 | 0 | 22.2781 | 53.8675 | 0 | 0 | -27.2739 | 0.7527 | 12.7655 | 0 | -1 | -4.2 | 14.1876 | 0 | 0 | 34.6532 | 34.6532 | 34.6532 | 34.6532 | 40.2944 | 48.6486 | 0 | 0 | 0 | 0 | 0 | 0 | 0 | 0 | 0 | 0 | 0 | 0 | 0 | 0 | 0 | 0 | 0 | 0 | 9.8291 | 0 | -348.3107 | 19.4259 | 0 | 70.8723 | 77.3038 | 45.549 | 1415.192 | 36.4844 | 67.2201 | 0 | 0.5138 | -3.4626 | 14.074 | 3.248 | 0 | 1346.883 | 332.0182 | -373.0533 | 8.936 | 7.395 | -1.78 | 17.9401 | 1.5652 | 2025-12-09 | 2025_12_09 Hr 12 | 128.394 | 0.000352 | -1346.883 | -375.5846 | 552.1836 | 991.3111 | 159.2322 | 19.7411 | 0 | 121.8637 | 301.9841 | 128.3358 | 23.1226 | 192.1628 | 285.811 | 15.21 | 7.2532 | 46.06 | 247.9653 | 25.55 | 148.1762 | 0
2025_12_09 Hr 13 | 3.1011 | 0.00111 | 0.031302 | 3.8622 | 3.8622 | 3.8116 | 3.8622 | 3.8622 | 3.8622 | 114.9123 | -14.3 | 0.084 | 22 | 0 | 96.0814 | 96.0814 | 285.811 | 15.21 | 0.00697 | 0.084 | 0.03454 | 0 | 0 | 0 | 0 | 0 | 0 | 0.29046 | 0.2376 | 46.06 | 7.2532 | 247.9653 | 0 | 25.55 | 0 | 0 | 21.7743 | 52.6495 | 0 | 0 | -30.823 | 0.7527 | 12.7655 | 0 | -1 | -4.2 | 14.1876 | 0 | 0 | 31.6216 | 31.6216 | 31.6216 | 31.6216 | 36.7694 | 48.6486 | 0 | 0 | 0 | 0 | 0 | 0 | 0 | 0 | 0 | 0 | 0 | 0 | 0 | 0 | 0 | 0 | 0 | 0 | 9.8291 | 0 | -270.8327 | 19.4259 | 0 | 70.8723 | 77.3038 | 44.9706 | 1389.653 | 35.6595 | 65.7003 | 0 | 0.5138 | -3.1011 | 14.074 | 3.248 | 0 | 1348.908 | 285.2925 | -295.2138 | 8.936 | 7.395 | -1.78 | 17.5345 | 1.5299 | 2025-12-09 | 2025_12_09 Hr 13 | 111.2702 | 0.000272 | -1348.908 | -301.6558 | 523.8603 | 991.3111 | 115.6516 | 19.7411 | 0 | 120.1421 | 278.1682 | 125.55 | 23.1226 | 192.1628 | 285.811 | 15.21 | 7.2532 | 46.06 | 247.9653 | 25.55 | 148.1762 | 0
2025_12_09 Hr 14 | 6.2121 | 0.001245 | 0.035109 | 3.8622 | 3.8622 | 3.8116 | 3.8622 | 3.8622 | 3.8622 | 109.9454 | -14.3 | 0.084 | 23 | 0 | 96.0814 | 96.0814 | 285.811 | 15.21 | 0.00697 | 0.084 | 0.03454 | 0 | 0 | 0 | 0 | 0 | 0 | 0.29046 | 0.2376 | 46.06 | 7.2532 | 247.9653 | 0 | 25.55 | 0 | 0 | 21.4679 | 51.9086 | 0 | 0 | -17.6247 | 0.7527 | 12.7655 | 0 | -1 | -4.2 | 14.1876 | 0 | 0 | 29.7773 | 29.7773 | 29.7773 | 29.7773 | 34.6248 | 46.6479 | 0 | 0 | 0 | 0 | 0 | 0 | 0 | 0 | 0 | 0 | 0 | 0 | 0 | 0 | 0 | 0 | 0 | 0 | 9.8291 | 0 | -263.3375 | 19.4259 | 0 | 70.8723 | 77.3038 | 40.488 | 1374.12 | 35.1576 | 64.7757 | 0 | 0.5138 | -6.2121 | 14.074 | 3.248 | 0 | 1346.892 | 281.2256 | -290.8296 | 8.936 | 7.395 | -1.78 | 17.2877 | 1.5083 | 2025-12-09 | 2025_12_09 Hr 14 | 112.4076 | -0.000366 | -1346.892 | -280.9622 | 506.6295 | 991.3111 | 110.1723 | 19.7411 | 0 | 119.0947 | 263.6795 | 123.8552 | 23.1226 | 192.1628 | 285.811 | 15.21 | 7.2532 | 46.06 | 247.9653 | 25.55 | 148.1762 | 0
2025_12_09 Hr 15 | 3.4593 | 0.0006 | 0.01692 | 3.8622 | 3.8622 | 3.8116 | 3.8622 | 3.8622 | 3.8622 | 107.3378 | -14.3 | 0.084 | 50 | 0 | 96.0814 | 96.0814 | 285.811 | 15.21 | 0.00697 | 0.084 | 0.03454 | 0 | 0 | 0 | 0 | 0 | 0 | 0.29046 | 0.2376 | 46.06 | 7.2532 | 247.9653 | 0 | 25.55 | 0 | 0 | 21.307 | 51.5196 | 0 | 0 | -14.5071 | 0.7527 | 12.7655 | 0 | -1 | -4.2 | 14.1876 | 0 | 0 | 28.8091 | 28.8091 | 28.8091 | 28.8091 | 33.4989 | 48.6486 | 0 | 0 | 0 | 0 | 0 | 0 | 0 | 0 | 0 | 0 | 0 | 0 | 0 | 0 | 0 | 0 | 0 | 0 | 9.8291 | 0 | -314.2177 | 19.4259 | 0 | 70.8723 | 77.3038 | 50.0316 | 1365.946 | 34.8942 | 64.2902 | 0 | 0.5138 | -3.4593 | 14.074 | 3.248 | 0 | 1328.608 | 316.1266 | -338.957 | 8.936 | 7.395 | -1.78 | 17.1582 | 1.497 | 2025-12-09 | 2025_12_09 Hr 15 | 119.9239 | 0.000337 | -1328.608 | -328.7248 | 497.5833 | 991.3111 | 148.6977 | 19.7411 | 0 | 118.5448 | 256.073 | 122.9655 | 23.1226 | 192.1628 | 285.811 | 15.21 | 7.2532 | 46.06 | 247.9653 | 25.55 | 148.1762 | 0
2025_12_09 Hr 16 | 1.3698 | 9e-05 | 0.002538 | 3.8622 | 3.8622 | 3.8116 | 3.8622 | 3.8622 | 3.8622 | 120.438 | -14.3 | 0.084 | 87 | 0 | 96.0814 | 96.0814 | 285.811 | 15.21 | 0.00697 | 0.084 | 0.03454 | 0 | 0 | 0 | 0 | 0 | 0 | 0.29046 | 0.2376 | 46.06 | 7.2532 | 247.9653 | 0 | 25.55 | 0 | 0 | 22.1153 | 53.4739 | 0 | 0 | -25.9371 | 0.7527 | 12.7655 | 0 | -1 | -4.2 | 14.1876 | 0 | 0 | 33.6734 | 33.6734 | 33.6734 | 33.6734 | 39.1552 | 47.7009 | 0 | 0 | 0 | 0 | 0 | 0 | 0 | 0 | 0 | 0 | 0 | 0 | 0 | 0 | 0 | 0 | 0 | 0 | 9.8291 | 0 | -383.2032 | 19.4259 | 0 | 70.8723 | 77.3038 | 61.455 | 1406.908 | 36.2178 | 66.7289 | 0 | 0.5138 | -1.3698 | 14.074 | 3.248 | 0 | 1341.1 | 365.9823 | -405.853 | 8.936 | 7.395 | -1.78 | 17.809 | 1.5538 | 2025-12-09 | 2025_12_09 Hr 16 | 133.1896 | -2e-05 | -1341.1 | -409.1403 | 543.0297 | 991.3111 | 196.1585 | 19.7411 | 0 | 121.3073 | 294.2869 | 127.4354 | 23.1226 | 192.1628 | 285.811 | 15.21 | 7.2532 | 46.06 | 247.9653 | 25.55 | 148.1762 | 0
2025_12_09 Hr 17 | 0.34162 | 0 | 0 | 3.8622 | 3.8622 | 3.8116 | 3.8622 | 3.8622 | 3.8622 | 152.816 | -14.3 | 0.084 | 83 | 0 | 96.0814 | 96.0814 | 285.811 | 15.21 | 0.00697 | 0.084 | 0.03454 | 0 | 0 | 0 | 0 | 0 | 0 | 0.29046 | 0.2376 | 46.06 | 7.2532 | 247.9653 | 0 | 25.55 | 0 | 0 | 24.1129 | 58.304 | 0 | 4.9825 | -10.3781 | 0.7527 | 12.7655 | 0 | -1 | -4.2 | 14.1876 | 0 | 0 | 45.696 | 45.696 | 45.696 | 45.696 | 53.1349 | 47.7009 | 0 | 0 | 0 | 0 | 0 | 0 | 0 | 0 | 0 | 0 | 0 | 0 | 0 | 0 | 0 | 0 | 0 | 0 | 9.8291 | 0 | -475.3696 | 19.4259 | 0 | 70.8723 | 77.3038 | 62.4672 | 1508.181 | 39.4892 | 72.7563 | 0 | 0.5138 | -0.34162 | 14.074 | 3.248 | 0 | 1378.808 | 373.014 | -496.9912 | 8.936 | 7.395 | -1.78 | 19.4177 | 1.6942 | 2025-12-09 | 2025_12_09 Hr 17 | 158.4258 | 0.000278 | -1378.808 | -480.7653 | 655.3533 | 991.3111 | 193.1681 | 19.7411 | 0 | 128.135 | 388.7351 | 138.4832 | 23.1226 | 192.1628 | 285.811 | 15.21 | 7.2532 | 46.06 | 247.9653 | 25.55 | 148.1762 | 0
2025_12_09 Hr 18 | 0 | 0 | 0 | 3.8622 | 3.8622 | 3.8116 | 3.8622 | 3.8622 | 3.8622 | 165.016 | -14.3 | 0.084 | 80 | 0 | 96.0814 | 96.0814 | 285.811 | 15.21 | 0.00697 | 0.084 | 0.03454 | 0 | 0 | 0 | 0 | 0 | 0 | 0.29046 | 0.2376 | 46.06 | 7.2532 | 247.9653 | 0 | 25.55 | 0 | 0 | 24.8655 | 60.1239 | 0 | 0 | -21.951 | 0.7527 | 12.7655 | 0 | -1 | -4.2 | 14.1876 | 0 | 0 | 50.2261 | 50.2261 | 50.2261 | 50.2261 | 58.4025 | 45.7002 | 0 | 0 | 0 | 0 | 0 | 0 | 0 | 0 | 0 | 0 | 0 | 0 | 0 | 0 | 0 | 0 | 0 | 0 | 9.8291 | 0 | -502.1906 | 19.4259 | 0 | 70.8723 | 77.3038 | 84.0126 | 1546.342 | 40.7219 | 75.0274 | 0 | 0.5138 | 0 | 14.074 | 3.248 | 0 | 1394.3 | 393.3799 | -523.4706 | 8.936 | 7.395 | -1.78 | 20.0238 | 1.747 | 2025-12-09 | 2025_12_09 Hr 18 | 162.9264 | -4e-06 | -1394.3 | -524.1416 | 697.6767 | 991.3111 | 209.7128 | 19.7411 | 0 | 130.7077 | 424.323 | 142.646 | 23.1226 | 192.1628 | 285.811 | 15.21 | 7.2532 | 46.06 | 247.9653 | 25.55 | 148.1762 | 0
2025_12_09 Hr 19 | 0 | 0 | 0 | 3.8622 | 3.8622 | 3.8116 | 3.8622 | 3.8622 | 3.8622 | 166.3198 | -14.3 | 0.084 | 70 | 0 | 96.0814 | 96.0814 | 285.811 | 15.21 | 0.00697 | 0.084 | 0.03454 | 0 | 0 | 0 | 0 | 0 | 0 | 0.29046 | 0.2376 | 46.06 | 7.2532 | 247.9653 | 0 | 25.55 | 0 | 0 | 24.946 | 60.3184 | 0 | 0 | -36.48 | 0.7527 | 12.7655 | 0 | -1 | -4.2 | 14.1876 | 0 | 0 | 50.7103 | 50.7103 | 50.7103 | 50.7103 | 58.9654 | 44.6472 | 0 | 0 | 0 | 0 | 0 | 0 | 0 | 0 | 0 | 0 | 0 | 0 | 0 | 0 | 0 | 0 | 0 | 0 | 9.8291 | 0 | -520.5349 | 19.4259 | 0 | 70.8723 | 77.3038 | 89.5074 | 1550.42 | 40.8536 | 75.2701 | 0 | 0.5138 | 0 | 14.074 | 3.248 | 0 | 1360.392 | 388.2666 | -541.8149 | 8.936 | 7.395 | -1.78 | 20.0886 | 1.7527 | 2025-12-09 | 2025_12_09 Hr 19 | 157.072 | -0.000362 | -1360.392 | -557.0149 | 702.1998 | 991.3111 | 204.1546 | 19.7411 | 0 | 130.9826 | 428.1263 | 143.0909 | 23.1226 | 192.1628 | 285.811 | 15.21 | 7.2532 | 46.06 | 247.9653 | 25.55 | 148.1762 | 0
2025_12_09 Hr 20 | 0 | 0 | 0 | 3.8622 | 3.8622 | 3.8116 | 3.8622 | 3.8622 | 3.8622 | 156.8517 | -14.3 | 0.084 | 54 | 0 | 96.0814 | 96.0814 | 285.811 | 15.21 | 0.00697 | 0.084 | 0.03454 | 0 | 0 | 0 | 0 | 0 | 0 | 0.29046 | 0.2376 | 46.06 | 7.2532 | 247.9653 | 0 | 25.55 | 0 | 0 | 24.3618 | 58.906 | 0 | 0 | -10.8551 | 0.7527 | 12.7655 | 0 | -1 | -4.2 | 14.1876 | 0 | 0 | 47.1945 | 47.1945 | 47.1945 | 47.1945 | 54.8774 | 42.7518 | 0 | 0 | 0 | 0 | 0 | 0 | 0 | 0 | 0 | 0 | 0 | 0 | 0 | 0 | 0 | 0 | 0 | 0 | 9.8291 | 0 | -501.8362 | 19.4259 | 0 | 70.8723 | 77.3038 | 80.5422 | 1520.804 | 39.897 | 73.5076 | 0 | 0.5138 | 0 | 14.074 | 3.248 | 0 | 1345.008 | 358.1753 | -523.1162 | 8.936 | 7.395 | -1.78 | 19.6182 | 1.7117 | 2025-12-09 | 2025_12_09 Hr 20 | 162.9952 | 0.000366 | -1345.008 | -512.6912 | 669.3535 | 991.3111 | 177.294 | 19.7411 | 0 | 128.986 | 400.5072 | 139.8602 | 23.1226 | 192.1628 | 285.811 | 15.21 | 7.2532 | 46.06 | 247.9653 | 25.55 | 148.1762 | 0
2025_12_09 Hr 21 | 0 | 0 | 0 | 3.8622 | 3.8622 | 3.8116 | 3.8622 | 3.8622 | 3.8622 | 140.0883 | -14.3 | 0.084 | 33 | 0 | 96.0814 | 96.0814 | 285.811 | 15.21 | 0.00697 | 0.084 | 0.03454 | 0 | 0 | 0 | 0 | 0 | 0 | 0.29046 | 0.2376 | 46.06 | 7.2532 | 247.9653 | 0 | 25.55 | 0 | 0 | 23.3276 | 56.4053 | 0 | 0 | -23.961 | 0.7527 | 12.7655 | 0 | -1 | -4.2 | 14.1876 | 0 | 0 | 40.97 | 40.97 | 40.97 | 40.97 | 47.6395 | 40.7511 | 0 | 0 | 0 | 0 | 0 | 0 | 0 | 0 | 0 | 0 | 0 | 0 | 0 | 0 | 0 | 0 | 0 | 0 | 9.8291 | 0 | -460.1814 | 19.4259 | 0 | 70.8723 | 77.3038 | 96.4482 | 1468.37 | 38.2032 | 70.387 | 0 | 0.5138 | 0 | 14.074 | 3.248 | 0 | 1308.308 | 345.3607 | -481.4614 | 8.936 | 7.395 | -1.78 | 18.7853 | 1.639 | 2025-12-09 | 2025_12_09 Hr 21 | 131.4191 | 0.000271 | -1308.308 | -484.1424 | 611.1992 | 991.3111 | 170.1993 | 19.7411 | 0 | 125.4511 | 351.6078 | 134.1404 | 23.1226 | 192.1628 | 285.811 | 15.21 | 7.2532 | 46.06 | 247.9653 | 25.55 | 148.1762 | 0
2025_12_09 Hr 22 | 0 | 0 | 0 | 3.8622 | 3.8622 | 3.8116 | 3.8622 | 3.8622 | 3.8622 | 122.6731 | -14.3 | 0.084 | 24 | 0 | 96.0814 | 96.0814 | 285.811 | 15.21 | 0.00697 | 0.084 | 0.03454 | 0 | 0 | 0 | 0 | 0 | 0 | 0.29046 | 0.2376 | 46.06 | 7.2532 | 247.9653 | 0 | 25.55 | 0 | 0 | 22.2532 | 53.8073 | 0 | 0 | -44.883 | 0.7527 | 12.7655 | 0 | -1 | -4.2 | 14.1876 | 0 | 0 | 34.5034 | 34.5034 | 34.5034 | 34.5034 | 40.1202 | 35.802 | 0 | 0 | 0 | 0 | 0 | 0 | 0 | 0 | 0 | 0 | 0 | 0 | 0 | 0 | 0 | 0 | 0 | 0 | 9.8291 | 0 | -436.5562 | 19.4259 | 0 | 70.8723 | 77.3038 | 99.4848 | 1413.896 | 36.4436 | 67.145 | 0 | 0.5138 | 0 | 14.074 | 3.248 | 0 | 1239.683 | 328.506 | -457.8362 | 8.936 | 7.395 | -1.78 | 17.9201 | 1.5635 | 2025-12-09 | 2025_12_09 Hr 22 | 136.9227 | 0.000301 | -1239.683 | -481.4392 | 550.7836 | 991.3111 | 159.2868 | 19.7411 | 0 | 121.7786 | 300.8068 | 128.1981 | 23.1226 | 192.1628 | 285.811 | 15.21 | 7.2532 | 46.06 | 247.9653 | 25.55 | 148.1762 | 0
2025_12_09 Hr 23 | 0 | 0 | 0 | 3.8622 | 3.8622 | 3.8116 | 3.8622 | 3.8622 | 3.8622 | 105.6615 | 0 | 0.084 | 13 | 0 | 96.0814 | 96.0814 | 286.6375 | 15.29 | 0.00697 | 0.084 | 0.03454 | 0 | 0 | 0 | 0 | 0 | 0 | 0.29046 | 0.2376 | 46.06 | 7.2532 | 247.9653 | 0 | 25.55 | 0 | 0 | 21.2036 | 51.2695 | 0 | 0 | -43.7003 | 0.7527 | 12.7655 | 0 | -1 | -4.2 | 14.1876 | 0 | 0 | 28.1866 | 28.1866 | 28.1866 | 28.1866 | 32.7751 | 29.7999 | 0 | 0 | 0 | 0 | 0 | 0 | 0 | 0 | 0 | 0 | 0 | 0 | 0 | 0 | 0 | 0 | 0 | 0 | 9.8291 | 0 | -430.3194 | 19.4259 | 0 | 71.2258 | 77.6894 | 81.5544 | 1362.331 | 34.7248 | 63.9782 | 0 | 0.5138 | 0 | 14.074 | 3.248 | 0 | 1169.1 | 287.7689 | -437.2994 | 8.936 | 7.395 | -1.78 | 17.0749 | 1.4898 | 2025-12-09 | 2025_12_09 Hr 23 | 124.7701 | 5e-05 | -1169.1 | -474.0197 | 506.0679 | 992.9565 | 124.3543 | 19.7411 | 0 | 118.1913 | 251.1831 | 136.6935 | 23.1226 | 192.1628 | 286.6375 | 15.29 | 7.2532 | 46.06 | 247.9653 | 25.55 | 148.9151 | 0
2025_12_09 Hr 24 | 0 | 0 | 0 | 3.8622 | 3.8622 | 3.8116 | 3.8622 | 3.8622 | 3.8622 | 84.1486 | 0 | 0.084 | 4 | 0 | 96.0814 | 96.0814 | 286.6375 | 15.29 | 0.00697 | 0.084 | 0.03454 | 0 | 0 | 0 | 0 | 0 | 0 | 0.29046 | 0.2376 | 46.06 | 7.2532 | 247.9653 | 0 | 0 | 0 | 0 | 19.8763 | 48.0603 | 0 | 0 | -47.5033 | 0.7527 | 12.7655 | 0 | -1 | -4.2 | 14.1876 | 0 | 0 | 20.1984 | 20.1984 | 20.1984 | 20.1984 | 23.4866 | 30.7476 | 0 | 0 | 0 | 0 | 0 | 0 | 0 | 0 | 0 | 0 | 0 | 0 | 0 | 0 | 0 | 0 | 0 | 0 | 9.8291 | 0 | -379.5446 | 19.4259 | 0 | 71.2258 | 77.6894 | 66.516 | 1269.49 | 32.5511 | 59.9734 | 0 | 0.5138 | 0 | 14.074 | 3.248 | 0 | 1092.8 | 257.3377 | -386.5246 | 8.936 | 7.395 | -1.78 | 16.0061 | 1.3965 | 2025-12-09 | 2025_12_09 Hr 24 | 120.521 | 7e-06 | -1092.8 | -427.0479 | 431.4367 | 967.4065 | 101.2636 | 19.7411 | 0 | 113.6548 | 188.4289 | 129.353 | 23.1226 | 192.1628 | 286.6375 | 15.29 | 7.2532 | 46.06 | 247.9653 | 0 | 148.9151 | 0
2025_12_10 Hr 01 | 0 | 0 | 0 | 3.8622 | 3.8622 | 3.8116 | 3.8622 | 3.8622 | 3.8622 | 72.2437 | 0 | 0.084 | 0 | 0 | 96.0814 | 96.0814 | 286.6375 | 15.29 | 0.00697 | 0.084 | 0.03454 | 0 | 0 | 0 | 0 | 0 | 0 | 0.29046 | 0.2376 | 46.06 | 7.2532 | 247.9653 | 0 | 0 | 0 | 0 | 19.1098 | 46.1806 | 0 | 0 | -26.6159 | 0.7527 | 12.775 | 0 | -1 | -4.2 | 14.2122 | 0 | 0 | 15.5981 | 15.5981 | 15.5981 | 15.5981 | 18.1373 | 29.7999 | 0 | 0 | 0 | 0 | 0 | 0 | 0 | 0 | 0 | 0 | 0 | 0 | 0 | 0 | 0 | 0 | 0 | 0 | 9.8275 | 0 | -376.4866 | 19.4891 | 0 | 71.2258 | 77.6894 | 47.4288 | 1231.22 | 31.2893 | 57.6716 | 0 | 0.5138 | 0 | 14.074 | 3.248 | 0 | 1050.292 | 229.1544 | -383.4666 | 8.9348 | 7.395 | -1.78 | 15.4115 | 1.3431 | 2025-12-10 | 2025_12_10 Hr 01 | 121.5825 | -0.000286 | -1050.292 | -403.1025 | 389.0179 | 967.4065 | 77.2287 | 19.7411 | 0 | 111.0399 | 152.7733 | 125.2046 | 23.1226 | 192.1628 | 286.6375 | 15.29 | 7.2532 | 46.06 | 247.9653 | 0 | 148.9151 | 0
2025_12_10 Hr 02 | 0 | 0 | 0 | 3.8622 | 3.8622 | 3.8116 | 3.8622 | 3.8622 | 3.8622 | 74.3899 | 0 | 0.084 | 0 | 0 | 96.0814 | 96.0814 | 286.6375 | 15.29 | 0.00697 | 0.084 | 0.03454 | 0 | 0 | 0 | 0 | 0 | 0 | 0.29046 | 0.2376 | 46.06 | 7.2532 | 247.9653 | 0 | 0 | 0 | 0 | 19.2402 | 46.4958 | 0 | 1.5964 | -3.9887 | 0.7527 | 12.775 | 0 | -1 | -4.2 | 14.2122 | 0 | 0 | 16.3958 | 16.3958 | 16.3958 | 16.3958 | 19.0648 | 32.7483 | 0 | 0 | 0 | 0 | 0 | 0 | 0 | 0 | 0 | 0 | 0 | 0 | 0 | 0 | 0 | 0 | 0 | 0 | 9.8275 | 0 | -443.098 | 19.4891 | 0 | 71.2258 | 77.6894 | 49.4532 | 1237.93 | 31.5028 | 58.0652 | 0 | 0.5138 | 0 | 14.074 | 3.248 | 0 | 1020.308 | 234.8488 | -450.078 | 8.9348 | 7.395 | -1.78 | 15.5167 | 1.3523 | 2025-12-10 | 2025_12_10 Hr 02 | 122.5017 | 0.00036 | -1020.308 | -445.4903 | 396.4495 | 967.4065 | 82.2015 | 19.7411 | 0 | 111.4856 | 159.0378 | 125.9262 | 23.1226 | 192.1628 | 286.6375 | 15.29 | 7.2532 | 46.06 | 247.9653 | 0 | 148.9151 | 0
2025_12_10 Hr 03 | 0 | 0 | 0 | 3.8622 | 3.8622 | 3.8116 | 3.8622 | 3.8622 | 3.8622 | 71.9912 | 0 | 0.084 | 1 | 0 | 96.0814 | 96.0814 | 286.6375 | 15.29 | 0.00697 | 0.084 | 0.03454 | 0 | 0 | 0 | 0 | 0 | 0 | 0.29046 | 0.2376 | 46.06 | 7.2532 | 247.9653 | 0 | 0 | 0 | 0 | 19.0944 | 46.1435 | 0 | 0 | -26.74 | 0.7527 | 12.775 | 0 | -1 | -4.2 | 14.2122 | 0 | 0 | 15.5042 | 15.5042 | 15.5042 | 15.5042 | 18.0282 | 30.7476 | 0 | 0 | 0 | 0 | 0 | 0 | 0 | 0 | 0 | 0 | 0 | 0 | 0 | 0 | 0 | 0 | 0 | 0 | 9.8275 | 0 | -441.7461 | 19.4891 | 0 | 71.2258 | 77.6894 | 75.0474 | 1230.43 | 31.2641 | 57.6253 | 0 | 0.5138 | 0 | 14.074 | 3.248 | 0 | 1013.6 | 258.6358 | -448.7261 | 8.9348 | 7.395 | -1.78 | 15.3991 | 1.3421 | 2025-12-10 | 2025_12_10 Hr 03 | 122.5048 | 6.5e-05 | -1013.6 | -468.4861 | 388.1436 | 967.4065 | 106.795 | 19.7411 | 0 | 110.9875 | 152.0363 | 125.1198 | 23.1226 | 192.1628 | 286.6375 | 15.29 | 7.2532 | 46.06 | 247.9653 | 0 | 148.9151 | 0
2025_12_10 Hr 04 | 0 | 0 | 0 | 3.8622 | 3.8622 | 3.8116 | 3.8622 | 3.8622 | 3.8622 | 72.8749 | 0 | 0.084 | 1 | 0 | 96.0814 | 96.0814 | 286.6375 | 15.29 | 0.00697 | 0.084 | 0.03454 | 0 | 0 | 0 | 0 | 0 | 0 | 0.29046 | 0.2376 | 46.06 | 7.2532 | 247.9653 | 0 | 0 | 0 | 0 | 19.1481 | 46.2733 | 0 | 0 | -42.0438 | 0.7527 | 12.775 | 0 | -1 | -4.2 | 14.2122 | 0 | 0 | 15.8327 | 15.8327 | 15.8327 | 15.8327 | 18.4101 | 30.7476 | 0 | 0 | 0 | 0 | 0 | 0 | 0 | 0 | 0 | 0 | 0 | 0 | 0 | 0 | 0 | 0 | 0 | 0 | 9.8275 | 0 | -411.6484 | 19.4891 | 0 | 71.2258 | 77.6894 | 76.4934 | 1233.193 | 31.3521 | 57.7874 | 0 | 0.5138 | 0 | 14.074 | 3.248 | 0 | 1032.9 | 260.3789 | -418.6284 | 8.9348 | 7.395 | -1.78 | 15.4424 | 1.3458 | 2025-12-10 | 2025_12_10 Hr 04 | 124.2966 | 4e-05 | -1032.9 | -453.6922 | 391.2037 | 967.4065 | 108.241 | 19.7411 | 0 | 111.171 | 154.6158 | 125.4169 | 23.1226 | 192.1628 | 286.6375 | 15.29 | 7.2532 | 46.06 | 247.9653 | 0 | 148.9151 | 0
2025_12_10 Hr 05 | 0 | 0 | 0 | 3.8622 | 3.8622 | 3.8116 | 3.8622 | 3.8622 | 3.8622 | 78.5876 | 0 | 0.084 | 2 | 0 | 96.0814 | 96.0814 | 286.6375 | 15.29 | 0.00697 | 0.084 | 0.03454 | 0 | 0 | 0 | 0 | 0 | 0 | 0.29046 | 0.2376 | 46.06 | 7.2532 | 247.9653 | 0 | 0 | 0 | 0 | 19.4953 | 47.1123 | 0 | 0 | -26.6932 | 0.7527 | 12.775 | 0 | -1 | -4.2 | 14.2122 | 0 | 0 | 17.9559 | 17.9559 | 17.9559 | 17.9559 | 20.879 | 35.802 | 0 | 0 | 0 | 0 | 0 | 0 | 0 | 0 | 0 | 0 | 0 | 0 | 0 | 0 | 0 | 0 | 0 | 0 | 9.8275 | 0 | -403.6786 | 19.4891 | 0 | 71.2258 | 77.6894 | 63.0456 | 1251.054 | 31.9205 | 58.8351 | 0 | 0.5138 | 0 | 14.074 | 3.248 | 0 | 1068.608 | 254.9061 | -410.6586 | 8.9348 | 7.395 | -1.78 | 15.7224 | 1.3702 | 2025-12-10 | 2025_12_10 Hr 05 | 132.6712 | 0.000381 | -1068.608 | -430.3718 | 410.985 | 967.4065 | 100.8476 | 19.7411 | 0 | 112.3572 | 171.2904 | 127.3374 | 23.1226 | 192.1628 | 286.6375 | 15.29 | 7.2532 | 46.06 | 247.9653 | 0 | 148.9151 | 0
2025_12_10 Hr 06 | 0 | 0 | 0 | 3.8622 | 3.8622 | 3.8116 | 3.8622 | 3.8622 | 3.8622 | 106.7094 | 0 | 0.084 | 7 | 0 | 96.0814 | 96.0814 | 286.6375 | 15.29 | 0.00697 | 0.084 | 0.03454 | 0 | 0 | 0 | 0 | 0 | 0 | 0.29046 | 0.2376 | 46.06 | 7.2532 | 247.9653 | 0 | 0 | 0 | 0 | 21.2043 | 51.2422 | 0 | 0.8183 | -28.4764 | 0.7527 | 12.775 | 0 | -1 | -4.2 | 14.2122 | 0 | 0 | 28.4079 | 28.4079 | 28.4079 | 28.4079 | 33.0325 | 34.749 | 0 | 0 | 0 | 0 | 0 | 0 | 0 | 0 | 0 | 0 | 0 | 0 | 0 | 0 | 0 | 0 | 0 | 0 | 9.8275 | 0 | -412.1336 | 19.4891 | 0 | 71.2258 | 77.6894 | 64.9254 | 1338.976 | 34.7187 | 63.9927 | 0 | 0.5138 | 0 | 14.074 | 3.248 | 0 | 1162.392 | 270.1871 | -419.1136 | 8.9348 | 7.395 | -1.78 | 17.1007 | 1.4904 | 2025-12-10 | 2025_12_10 Hr 06 | 143.506 | -0.000247 | -1162.392 | -439.7917 | 508.3614 | 967.4065 | 106.6744 | 19.7411 | 0 | 118.1961 | 253.3736 | 136.7917 | 23.1226 | 192.1628 | 286.6375 | 15.29 | 7.2532 | 46.06 | 247.9653 | 0 | 148.9151 | 0
2025_12_10 Hr 07 | 0 | 0 | 0 | 3.8622 | 3.8622 | 3.8116 | 3.8622 | 3.8622 | 3.8622 | 129.2762 | -14.3 | 0.084 | 22 | 0 | 96.0814 | 96.0814 | 285.811 | 15.21 | 0.00697 | 0.084 | 0.03454 | 0 | 0 | 0 | 0 | 0 | 0 | 0.29046 | 0.2376 | 46.06 | 7.2532 | 247.9653 | 0 | 0 | 0 | 0 | 22.5757 | 54.5564 | 0 | 0 | -11.2875 | 0.7527 | 12.775 | 0 | -1 | -4.2 | 14.2122 | 0 | 0 | 36.7953 | 36.7953 | 36.7953 | 36.7953 | 42.7853 | 34.749 | 0 | 0 | 0 | 0 | 0 | 0 | 0 | 0 | 0 | 0 | 0 | 0 | 0 | 0 | 0 | 0 | 0 | 0 | 9.8275 | 0 | -376.2958 | 19.4891 | 0 | 70.8723 | 77.3038 | 65.9376 | 1407.886 | 36.9642 | 68.1316 | 0 | 0.5138 | 0 | 14.074 | 3.248 | 0 | 1292.808 | 293.786 | -397.5758 | 8.9348 | 7.395 | -1.78 | 18.2067 | 1.5867 | 2025-12-10 | 2025_12_10 Hr 07 | 163.071 | 0.00032 | -1292.808 | -387.5833 | 572.2029 | 965.761 | 122.6866 | 19.7411 | 0 | 122.8817 | 319.2428 | 130.0784 | 23.1226 | 192.1628 | 285.811 | 15.21 | 7.2532 | 46.06 | 247.9653 | 0 | 148.1762 | 0
2025_12_10 Hr 08 | 0 | 0 | 0 | 3.8622 | 3.8622 | 3.8116 | 3.8622 | 3.8622 | 3.8622 | 141.5223 | -14.3 | 0.084 | 27 | 0 | 96.0814 | 96.0814 | 285.811 | 15.21 | 0.00697 | 0.084 | 0.03454 | 0 | 0 | 0 | 0 | 0 | 0 | 0.29046 | 0.2376 | 46.06 | 7.2532 | 247.9653 | 0 | 0 | 0 | 0 | 23.3199 | 56.3548 | 0 | 0 | -26.3389 | 0.7527 | 12.775 | 0 | -1 | -4.2 | 14.2122 | 0 | 0 | 41.3468 | 41.3468 | 41.3468 | 41.3468 | 48.0777 | 32.7483 | 0 | 0 | 0 | 0 | 0 | 0 | 0 | 0 | 0 | 0 | 0 | 0 | 0 | 0 | 0 | 0 | 0 | 0 | 9.8275 | 0 | -354.0901 | 19.4891 | 0 | 70.8723 | 77.3038 | 81.9882 | 1446.173 | 38.1828 | 70.3775 | 0 | 0.5138 | 0 | 14.074 | 3.248 | 0 | 1361.417 | 316.9529 | -375.3701 | 8.9348 | 7.395 | -1.78 | 18.8069 | 1.6391 | 2025-12-10 | 2025_12_10 Hr 08 | 164.4018 | -0.000272 | -1361.417 | -380.429 | 614.6071 | 965.761 | 141.7365 | 19.7411 | 0 | 125.4244 | 354.9873 | 134.1954 | 23.1226 | 192.1628 | 285.811 | 15.21 | 7.2532 | 46.06 | 247.9653 | 0 | 148.1762 | 0
2025_12_10 Hr 09 | 0.33996 | 0 | 0 | 3.8622 | 3.8622 | 3.8116 | 3.8622 | 3.8622 | 3.8622 | 137.6086 | -14.3 | 0.084 | 36 | 0 | 96.0814 | 96.0814 | 285.811 | 15.21 | 0.00697 | 0.084 | 0.03454 | 0 | 0 | 0 | 0 | 0 | 0 | 0.29046 | 0.2376 | 46.06 | 7.2532 | 247.9653 | 0 | 0 | 0 | 0 | 23.0821 | 55.7801 | 0 | 0.59822 | -25.727 | 0.7527 | 12.775 | 0 | -1 | -4.2 | 14.2122 | 0 | 0 | 39.8922 | 39.8922 | 39.8922 | 39.8922 | 46.3863 | 32.7483 | 0 | 0 | 0 | 0 | 0 | 0 | 0 | 0 | 0 | 0 | 0 | 0 | 0 | 0 | 0 | 0 | 0 | 0 | 9.8275 | 0 | -384.9905 | 19.4891 | 0 | 70.8723 | 77.3038 | 82.422 | 1433.937 | 37.7933 | 69.6597 | 0 | 0.5138 | -0.33996 | 14.074 | 3.248 | 0 | 1327.608 | 325.411 | -406.6104 | 8.9348 | 7.395 | -1.78 | 18.6151 | 1.6223 | 2025-12-10 | 2025_12_10 Hr 09 | 165.9916 | 0.0003662 | -1327.608 | -410.1193 | 601.0553 | 965.761 | 151.1703 | 19.7411 | 0 | 124.6118 | 343.5638 | 132.8796 | 23.1226 | 192.1628 | 285.811 | 15.21 | 7.2532 | 46.06 | 247.9653 | 0 | 148.1762 | 0
2025_12_10 Hr 10 | 0.33664 | 0 | 0 | 3.8622 | 3.8622 | 3.8116 | 3.8622 | 3.8622 | 3.8622 | 134.1052 | -14.3 | 0.084 | 29 | 0 | 96.0814 | 96.0814 | 285.811 | 15.21 | 0.00697 | 0.084 | 0.03454 | 0 | 0 | 0 | 0 | 0 | 0 | 0.29046 | 0.2376 | 46.06 | 7.2532 | 247.9653 | 0 | 0 | 0 | 0 | 22.8692 | 55.2656 | 0 | 0 | -30.2419 | 0.7527 | 12.775 | 0 | -1 | -4.2 | 14.2122 | 0 | 0 | 38.5901 | 38.5901 | 38.5901 | 38.5901 | 44.8722 | 27.7992 | 0 | 0 | 0 | 0 | 0 | 0 | 0 | 0 | 0 | 0 | 0 | 0 | 0 | 0 | 0 | 0 | 0 | 0 | 9.8275 | 0 | -346.2261 | 19.4891 | 0 | 70.8723 | 77.3038 | 83.4342 | 1422.983 | 37.4447 | 69.0172 | 0 | 0.5138 | -0.33664 | 14.074 | 3.248 | 0 | 1338.192 | 313.2929 | -367.8427 | 8.9348 | 7.395 | -1.78 | 18.4434 | 1.6074 | 2025-12-10 | 2025_12_10 Hr 10 | 147.8812 | -0.000323 | -1338.192 | -376.468 | 588.9242 | 965.761 | 140.2334 | 19.7411 | 0 | 123.8844 | 333.338 | 131.7018 | 23.1226 | 192.1628 | 285.811 | 15.21 | 7.2532 | 46.06 | 247.9653 | 0 | 148.1762 | 0
2025_12_10 Hr 11 | 1.3698 | 7.5e-05 | 0.002115 | 3.8622 | 3.8622 | 3.8116 | 3.8622 | 3.8622 | 3.8622 | 129.3078 | -14.3 | 0.084 | 30 | 0 | 96.0814 | 96.0814 | 285.811 | 15.21 | 0.00697 | 0.084 | 0.03454 | 0 | 0 | 0 | 0 | 0 | 0 | 0.29046 | 0.2376 | 46.06 | 7.2532 | 247.9653 | 0 | 0 | 0 | 0 | 22.5776 | 54.561 | 0 | 0 | -39.6749 | 0.7527 | 12.775 | 0 | -1 | -4.2 | 14.2122 | 0 | 0 | 36.8071 | 36.8071 | 36.8071 | 36.8071 | 42.7989 | 34.749 | 0 | 0 | 0 | 0 | 0 | 0 | 0 | 0 | 0 | 0 | 0 | 0 | 0 | 0 | 0 | 0 | 0 | 0 | 9.8275 | 0 | -331.9373 | 19.4891 | 0 | 70.8723 | 77.3038 | 79.53 | 1407.986 | 36.9674 | 68.1373 | 0 | 0.5138 | -1.3698 | 14.074 | 3.248 | 0 | 1330.483 | 316.7589 | -354.5871 | 8.9348 | 7.395 | -1.78 | 18.2082 | 1.5869 | 2025-12-10 | 2025_12_10 Hr 11 | 147.7795 | 0.000365 | -1330.483 | -371.6122 | 572.3123 | 965.761 | 144.2812 | 19.7411 | 0 | 122.8883 | 319.335 | 130.089 | 23.1226 | 192.1628 | 285.811 | 15.21 | 7.2532 | 46.06 | 247.9653 | 0 | 148.1762 | 0
2025_12_10 Hr 12 | 3.0994 | 0.00021 | 0.005922 | 3.8622 | 3.8622 | 3.8116 | 3.8622 | 3.8622 | 3.8622 | 128.424 | -14.3 | 0.084 | 34 | 0 | 96.0814 | 96.0814 | 285.811 | 15.21 | 0.00697 | 0.084 | 0.03454 | 0 | 0 | 0 | 0 | 0 | 0 | 0.29046 | 0.2376 | 46.06 | 7.2532 | 247.9653 | 0 | 0 | 0 | 0 | 22.5239 | 54.4312 | 0 | 0 | -41.8596 | 0.7527 | 12.775 | 0 | -1 | -4.2 | 14.2122 | 0 | 0 | 36.4786 | 36.4786 | 36.4786 | 36.4786 | 42.417 | 31.8006 | 0 | 0 | 0 | 0 | 0 | 0 | 0 | 0 | 0 | 0 | 0 | 0 | 0 | 0 | 0 | 0 | 0 | 0 | 9.8275 | 0 | -328.3546 | 19.4891 | 0 | 70.8723 | 77.3038 | 67.5282 | 1405.227 | 36.8794 | 67.9753 | 0 | 0.5138 | -3.0994 | 14.074 | 3.248 | 0 | 1317.875 | 307.2414 | -352.734 | 8.9348 | 7.395 | -1.78 | 18.1649 | 1.5831 | 2025-12-10 | 2025_12_10 Hr 12 | 129.7642 | -3.8e-05 | -1317.875 | -370.2142 | 569.2521 | 965.761 | 133.3349 | 19.7411 | 0 | 122.7048 | 316.7554 | 129.7919 | 23.1226 | 192.1628 | 285.811 | 15.21 | 7.2532 | 46.06 | 247.9653 | 0 | 148.1762 | 0
2025_12_10 Hr 13 | 2.0729 | 0.0006 | 0.01692 | 3.8622 | 3.8622 | 3.8116 | 3.8622 | 3.8622 | 3.8622 | 129.7181 | -14.3 | 0.084 | 30 | 0 | 96.0814 | 96.0814 | 285.811 | 15.21 | 0.00697 | 0.084 | 0.03454 | 0 | 0 | 0 | 0 | 0 | 0 | 0.29046 | 0.2376 | 46.06 | 7.2532 | 247.9653 | 0 | 0 | 0 | 0 | 22.6026 | 54.6213 | 0 | 1.6819 | -2.0203 | 0.7527 | 12.775 | 0 | -1 | -4.2 | 14.2122 | 0 | 0 | 36.9596 | 36.9596 | 36.9596 | 36.9596 | 42.9762 | 29.7999 | 0 | 0 | 0 | 0 | 0 | 0 | 0 | 0 | 0 | 0 | 0 | 0 | 0 | 0 | 0 | 0 | 0 | 0 | 9.8275 | 0 | -361.446 | 19.4891 | 0 | 70.8723 | 77.3038 | 52.9236 | 1409.284 | 37.0082 | 68.2126 | 0 | 0.5138 | -2.0729 | 14.074 | 3.248 | 0 | 1310.192 | 286.045 | -384.7989 | 8.9348 | 7.395 | -1.78 | 18.2284 | 1.5886 | 2025-12-10 | 2025_12_10 Hr 13 | 125.4373 | -0.000288 | -1310.192 | -361.7845 | 573.733 | 965.761 | 112.741 | 19.7411 | 0 | 122.9735 | 320.5326 | 130.2269 | 23.1226 | 192.1628 | 285.811 | 15.21 | 7.2532 | 46.06 | 247.9653 | 0 | 148.1762 | 0
2025_12_10 Hr 14 | 0.70147 | 0.001755 | 0.049491 | 3.8622 | 3.8622 | 3.8116 | 3.8622 | 3.8622 | 3.8622 | 129.4656 | -14.3 | 0.084 | 34 | 0 | 96.0814 | 96.0814 | 285.811 | 15.21 | 0.00697 | 0.084 | 0.03454 | 0 | 0 | 0 | 0 | 0 | 0 | 0.29046 | 0.2376 | 46.06 | 7.2532 | 247.9653 | 0 | 0 | 0 | 0 | 22.5872 | 54.5842 | 0 | 0 | -16.7515 | 0.7527 | 12.775 | 0 | -1 | -4.2 | 14.2122 | 0 | 0 | 36.8657 | 36.8657 | 36.8657 | 36.8657 | 42.8671 | 30.7476 | 0 | 0 | 0 | 0 | 0 | 0 | 0 | 0 | 0 | 0 | 0 | 0 | 0 | 0 | 0 | 0 | 0 | 0 | 9.8275 | 0 | -367.0465 | 19.4891 | 0 | 70.8723 | 77.3038 | 79.53 | 1408.527 | 36.9831 | 68.1663 | 0 | 0.5138 | -0.70147 | 14.074 | 3.248 | 0 | 1318.892 | 316.144 | -389.028 | 8.9348 | 7.395 | -1.78 | 18.216 | 1.5876 | 2025-12-10 | 2025_12_10 Hr 14 | 124.4867 | -0.000325 | -1318.892 | -383.798 | 572.8587 | 965.761 | 144.3288 | 19.7411 | 0 | 122.921 | 319.7956 | 130.142 | 23.1226 | 192.1628 | 285.811 | 15.21 | 7.2532 | 46.06 | 247.9653 | 0 | 148.1762 | 0
2025_12_10 Hr 15 | 0.69816 | 0.004425 | 0.12478 | 3.8622 | 3.8622 | 3.8116 | 3.8622 | 3.8622 | 3.8622 | 136.3145 | -14.3 | 0.084 | 49 | 0 | 96.0814 | 96.0814 | 285.811 | 15.21 | 0.00697 | 0.084 | 0.03454 | 0 | 0 | 0 | 0 | 0 | 0 | 0.29046 | 0.2376 | 46.06 | 7.2532 | 247.9653 | 0 | 0 | 0 | 0 | 23.0034 | 55.59 | 0 | 0 | -32.8221 | 0.7527 | 12.775 | 0 | -1 | -4.2 | 14.2122 | 0 | 0 | 39.4113 | 39.4113 | 39.4113 | 39.4113 | 45.8271 | 25.7985 | 0 | 0 | 0 | 0 | 0 | 0 | 0 | 0 | 0 | 0 | 0 | 0 | 0 | 0 | 0 | 0 | 0 | 0 | 9.8275 | 0 | -409.2562 | 19.4891 | 0 | 70.8723 | 77.3038 | 89.5074 | 1430.016 | 37.6646 | 69.4224 | 0 | 0.5138 | -0.69816 | 14.074 | 3.248 | 0 | 1304.433 | 338.4742 | -431.2343 | 8.9348 | 7.395 | -1.78 | 18.5516 | 1.6168 | 2025-12-10 | 2025_12_10 Hr 15 | 133.5403 | 0.000293 | -1304.433 | -442.0783 | 596.5743 | 965.761 | 164.4351 | 19.7411 | 0 | 124.3431 | 339.7866 | 132.4446 | 23.1226 | 192.1628 | 285.811 | 15.21 | 7.2532 | 46.06 | 247.9653 | 0 | 148.1762 | 0
2025_12_10 Hr 16 | 0 | 0.00615 | 0.17343 | 3.8622 | 3.8622 | 3.8116 | 3.8622 | 3.8622 | 3.8622 | 146.1303 | -14.3 | 0.084 | 54 | 0 | 96.0814 | 96.0814 | 285.811 | 15.21 | 0.00697 | 0.084 | 0.03454 | 0 | 0 | 0 | 0 | 0 | 0 | 0.29046 | 0.2376 | 46.06 | 7.2532 | 247.9653 | 0 | 0 | 0 | 0 | 23.6 | 57.0316 | 0 | 0 | -35.4663 | 0.7527 | 12.775 | 0 | -1 | -4.2 | 14.2122 | 0 | 0 | 43.0595 | 43.0595 | 43.0595 | 43.0595 | 50.0692 | 27.7992 | 0 | 0 | 0 | 0 | 0 | 0 | 0 | 0 | 0 | 0 | 0 | 0 | 0 | 0 | 0 | 0 | 0 | 0 | 9.8275 | 0 | -432.4821 | 19.4891 | 0 | 70.8723 | 77.3038 | 84.0126 | 1460.753 | 38.6413 | 71.2227 | 0 | 0.5138 | 0 | 14.074 | 3.248 | 0 | 1314.108 | 342.5836 | -453.7621 | 8.9348 | 7.395 | -1.78 | 19.0327 | 1.6587 | 2025-12-10 | 2025_12_10 Hr 16 | 153.0504 | 0.00031 | -1314.108 | -467.9484 | 630.5632 | 965.761 | 165.9914 | 19.7411 | 0 | 126.3812 | 368.4375 | 135.7446 | 23.1226 | 192.1628 | 285.811 | 15.21 | 7.2532 | 46.06 | 247.9653 | 0 | 148.1762 | 0
2025_12_10 Hr 17 | 0 | 0.002835 | 0.079947 | 3.8622 | 3.8622 | 3.8116 | 3.8622 | 3.8622 | 3.8622 | 163.6157 | -14.3 | 0.084 | 58 | 0 | 96.0814 | 96.0814 | 285.811 | 15.21 | 0.00697 | 0.084 | 0.03454 | 0 | 0 | 0 | 0 | 0 | 0 | 0.29046 | 0.2376 | 46.06 | 7.2532 | 247.9653 | 0 | 0 | 0 | 0 | 24.6626 | 59.5995 | 0 | 0 | -13.8744 | 0.7527 | 12.775 | 0 | -1 | -4.2 | 14.2122 | 0 | 0 | 49.5583 | 49.5583 | 49.5583 | 49.5583 | 57.6259 | 31.8006 | 0 | 0 | 0 | 0 | 0 | 0 | 0 | 0 | 0 | 0 | 0 | 0 | 0 | 0 | 0 | 0 | 0 | 0 | 9.8275 | 0 | -447.8678 | 19.4891 | 0 | 70.8723 | 77.3038 | 75.0474 | 1515.327 | 40.3811 | 74.4295 | 0 | 0.5138 | 0 | 14.074 | 3.248 | 0 | 1379.8 | 347.4948 | -469.1478 | 8.9348 | 7.395 | -1.78 | 19.8897 | 1.7334 | 2025-12-10 | 2025_12_10 Hr 17 | 174.3302 | 2.8e-05 | -1379.8 | -461.7422 | 691.1093 | 965.761 | 164.9308 | 19.7411 | 0 | 130.0117 | 419.4747 | 141.6229 | 23.1226 | 192.1628 | 285.811 | 15.21 | 7.2532 | 46.06 | 247.9653 | 0 | 148.1762 | 0
2025_12_10 Hr 18 | 0 | 0.00012 | 0.003384 | 3.8622 | 3.8622 | 3.8116 | 3.8622 | 3.8622 | 3.8622 | 168.8865 | -14.3 | 0.084 | 50 | 0 | 96.0814 | 96.0814 | 285.811 | 15.21 | 0.00697 | 0.084 | 0.03454 | 0 | 0 | 0 | 0 | 0 | 0 | 0.29046 | 0.2376 | 46.06 | 7.2532 | 247.9653 | 0 | 0 | 0 | 0 | 24.9829 | 60.3736 | 0 | 0 | -24.3856 | 0.7527 | 12.775 | 0 | -1 | -4.2 | 14.2122 | 0 | 0 | 51.5173 | 51.5173 | 51.5173 | 51.5173 | 59.9038 | 31.8006 | 0 | 0 | 0 | 0 | 0 | 0 | 0 | 0 | 0 | 0 | 0 | 0 | 0 | 0 | 0 | 0 | 0 | 0 | 9.8275 | 0 | -432.9642 | 19.4891 | 0 | 70.8723 | 77.3038 | 87.483 | 1531.73 | 40.9056 | 75.3962 | 0 | 0.5138 | 0 | 14.074 | 3.248 | 0 | 1406.8 | 353.6997 | -454.2442 | 8.9348 | 7.395 | -1.78 | 20.148 | 1.7559 | 2025-12-10 | 2025_12_10 Hr 18 | 171.8947 | -2.6e-05 | -1406.8 | -457.3498 | 709.3605 | 965.761 | 169.2871 | 19.7411 | 0 | 131.1061 | 434.8595 | 143.3949 | 23.1226 | 192.1628 | 285.811 | 15.21 | 7.2532 | 46.06 | 247.9653 | 0 | 148.1762 | 0
2025_12_10 Hr 19 | 0 | 0 | 0 | 3.8622 | 3.8622 | 3.8116 | 3.8622 | 3.8622 | 3.8622 | 162.3216 | -14.3 | 0.084 | 33 | 0 | 96.0814 | 96.0814 | 285.811 | 15.21 | 0.00697 | 0.084 | 0.03454 | 0 | 0 | 0 | 0 | 0 | 0 | 0.29046 | 0.2376 | 46.06 | 7.2532 | 247.9653 | 0 | 0 | 0 | 0 | 24.5839 | 59.4094 | 0 | 0 | -25.8105 | 0.7527 | 12.775 | 0 | -1 | -4.2 | 14.2122 | 0 | 0 | 49.0773 | 49.0773 | 49.0773 | 49.0773 | 57.0667 | 32.7483 | 0 | 0 | 0 | 0 | 0 | 0 | 0 | 0 | 0 | 0 | 0 | 0 | 0 | 0 | 0 | 0 | 0 | 0 | 9.8275 | 0 | -415.9591 | 19.4891 | 0 | 70.8723 | 77.3038 | 89.5074 | 1511.202 | 40.2524 | 74.1922 | 0 | 0.5138 | 0 | 14.074 | 3.248 | 0 | 1385.617 | 337.4647 | -437.2391 | 8.9348 | 7.395 | -1.78 | 19.8263 | 1.7279 | 2025-12-10 | 2025_12_10 Hr 19 | 174.4417 | -0.000351 | -1385.617 | -441.7696 | 686.6284 | 965.761 | 155.2557 | 19.7411 | 0 | 129.743 | 415.6975 | 141.1879 | 23.1226 | 192.1628 | 285.811 | 15.21 | 7.2532 | 46.06 | 247.9653 | 0 | 148.1762 | 0
2025_12_10 Hr 20 | 0 | 0 | 0 | 3.8622 | 3.8622 | 3.8116 | 3.8622 | 3.8622 | 3.8622 | 155.3149 | -14.3 | 0.084 | 34 | 0 | 96.0814 | 96.0814 | 285.811 | 15.21 | 0.00697 | 0.084 | 0.03454 | 0 | 0 | 0 | 0 | 0 | 0 | 0.29046 | 0.2376 | 46.06 | 7.2532 | 247.9653 | 0 | 0 | 0 | 0 | 24.1581 | 58.3804 | 0 | 0 | -33.0925 | 0.7527 | 12.775 | 0 | -1 | -4.2 | 14.2122 | 0 | 0 | 46.4731 | 46.4731 | 46.4731 | 46.4731 | 54.0385 | 27.7992 | 0 | 0 | 0 | 0 | 0 | 0 | 0 | 0 | 0 | 0 | 0 | 0 | 0 | 0 | 0 | 0 | 0 | 0 | 9.8275 | 0 | -413.3947 | 19.4891 | 0 | 70.8723 | 77.3038 | 90.5196 | 1489.295 | 39.5552 | 72.9071 | 0 | 0.5138 | 0 | 14.074 | 3.248 | 0 | 1353.7 | 332.1722 | -434.6747 | 8.9348 | 7.395 | -1.78 | 19.4829 | 1.698 | 2025-12-10 | 2025_12_10 Hr 20 | 174.3663 | 3.1e-05 | -1353.7 | -446.4872 | 662.3663 | 965.761 | 152.3188 | 19.7411 | 0 | 128.2882 | 395.2459 | 138.8323 | 23.1226 | 192.1628 | 285.811 | 15.21 | 7.2532 | 46.06 | 247.9653 | 0 | 148.1762 | 0
2025_12_10 Hr 21 | 0 | 0 | 0 | 3.8622 | 3.8622 | 3.8116 | 3.8622 | 3.8622 | 3.8622 | 140.6701 | -14.3 | 0.084 | 22 | 0 | 96.0814 | 96.0814 | 285.811 | 15.21 | 0.00697 | 0.084 | 0.03454 | 0 | 0 | 0 | 0 | 0 | 0 | 0.29046 | 0.2376 | 46.06 | 7.2532 | 247.9653 | 0 | 0 | 0 | 0 | 23.2681 | 56.2297 | 0 | 0 | -32.2474 | 0.7527 | 12.775 | 0 | -1 | -4.2 | 14.2122 | 0 | 0 | 41.0301 | 41.0301 | 41.0301 | 41.0301 | 47.7094 | 19.9017 | 0 | 0 | 0 | 0 | 0 | 0 | 0 | 0 | 0 | 0 | 0 | 0 | 0 | 0 | 0 | 0 | 0 | 0 | 9.8275 | 0 | -368.4674 | 19.4891 | 0 | 70.8723 | 77.3038 | 84.4464 | 1443.508 | 38.098 | 70.2212 | 0 | 0.5138 | 0 | 14.074 | 3.248 | 0 | 1322.792 | 301.278 | -389.7474 | 8.9348 | 7.395 | -1.78 | 18.7651 | 1.6354 | 2025-12-10 | 2025_12_10 Hr 21 | 170.4951 | -0.000312 | -1322.792 | -400.7148 | 611.6563 | 965.761 | 126.3481 | 19.7411 | 0 | 125.2475 | 352.4999 | 133.9089 | 23.1226 | 192.1628 | 285.811 | 15.21 | 7.2532 | 46.06 | 247.9653 | 0 | 148.1762 | 0
2025_12_10 Hr 22 | 0 | 0 | 0 | 3.8622 | 3.8622 | 3.8116 | 3.8622 | 3.8622 | 3.8622 | 124.0685 | -14.3 | 0.084 | 7 | 0 | 96.0814 | 96.0814 | 285.811 | 15.21 | 0.00697 | 0.084 | 0.03454 | 0 | 0 | 0 | 0 | 0 | 0 | 0.29046 | 0.2376 | 46.06 | 7.2532 | 247.9653 | 0 | 0 | 0 | 0 | 22.2592 | 53.7916 | 0 | 0 | -31.6324 | 0.7527 | 12.775 | 0 | -1 | -4.2 | 14.2122 | 0 | 0 | 34.8598 | 34.8598 | 34.8598 | 34.8598 | 40.5346 | 29.7999 | 0 | 0 | 0 | 0 | 0 | 0 | 0 | 0 | 0 | 0 | 0 | 0 | 0 | 0 | 0 | 0 | 0 | 0 | 9.8275 | 0 | -365.7954 | 19.4891 | 0 | 70.8723 | 77.3038 | 79.9638 | 1391.604 | 36.446 | 67.1765 | 0 | 0.5138 | 0 | 14.074 | 3.248 | 0 | 1259.008 | 286.1124 | -387.0754 | 8.9348 | 7.395 | -1.78 | 17.9515 | 1.5645 | 2025-12-10 | 2025_12_10 Hr 22 | 165.7716 | 0.000386 | -1259.008 | -397.4278 | 554.1703 | 965.761 | 116.7637 | 19.7411 | 0 | 121.8004 | 304.0423 | 128.3276 | 23.1226 | 192.1628 | 285.811 | 15.21 | 7.2532 | 46.06 | 247.9653 | 0 | 148.1762 | 0
2025_12_10 Hr 23 | 0 | 0 | 0 | 3.8622 | 3.8622 | 3.8116 | 3.8622 | 3.8622 | 3.8622 | 94.3371 | 0 | 0.084 | 4 | 0 | 96.0814 | 96.0814 | 286.6375 | 15.29 | 0.00697 | 0.084 | 0.03454 | 0 | 0 | 0 | 0 | 0 | 0 | 0.29046 | 0.2376 | 46.06 | 7.2532 | 247.9653 | 0 | 0 | 0 | 0 | 20.4524 | 49.4252 | 0 | 0 | -26.6545 | 0.7527 | 12.775 | 0 | -1 | -4.2 | 14.2122 | 0 | 0 | 23.8095 | 23.8095 | 23.8095 | 23.8095 | 27.6855 | 25.7985 | 0 | 0 | 0 | 0 | 0 | 0 | 0 | 0 | 0 | 0 | 0 | 0 | 0 | 0 | 0 | 0 | 0 | 0 | 9.8275 | 0 | -347.2796 | 19.4891 | 0 | 71.2258 | 77.6894 | 76.0596 | 1300.294 | 33.4876 | 61.7236 | 0 | 0.5138 | 0 | 14.074 | 3.248 | 0 | 1184.592 | 265.2114 | -354.2596 | 8.9348 | 7.395 | -1.78 | 16.4943 | 1.4375 | 2025-12-10 | 2025_12_10 Hr 23 | 158.7912 | -0.000277 | -1184.592 | -373.9341 | 465.5201 | 967.4065 | 105.8581 | 19.7411 | 0 | 115.6272 | 217.2607 | 132.6322 | 23.1226 | 192.1628 | 286.6375 | 15.29 | 7.2532 | 46.06 | 247.9653 | 0 | 148.9151 | 0
2025_12_10 Hr 24 | 0 | 0 | 0 | 3.8622 | 3.8622 | 3.8116 | 3.8622 | 3.8622 | 3.8622 | 78.6192 | 0 | 0.084 | 4 | 0 | 96.0814 | 96.0814 | 286.6375 | 15.29 | 0.00697 | 0.084 | 0.03454 | 0 | 0 | 0 | 0 | 0 | 0 | 0.29046 | 0.2376 | 46.06 | 7.2532 | 247.9653 | 0 | 0 | 0 | 0 | 19.4972 | 47.1169 | 0 | 0 | -32.5361 | 0.7527 | 12.775 | 0 | -1 | -4.2 | 14.2122 | 0 | 0 | 17.9677 | 17.9677 | 17.9677 | 17.9677 | 20.8926 | 19.9017 | 0 | 0 | 0 | 0 | 0 | 0 | 0 | 0 | 0 | 0 | 0 | 0 | 0 | 0 | 0 | 0 | 0 | 0 | 9.8275 | 0 | -355.4468 | 19.4891 | 0 | 71.2258 | 77.6894 | 77.9394 | 1251.153 | 31.9236 | 58.8409 | 0 | 0.5138 | 0 | 14.074 | 3.248 | 0 | 1112.1 | 255.9102 | -362.4268 | 8.9348 | 7.395 | -1.78 | 15.724 | 1.3704 | 2025-12-10 | 2025_12_10 Hr 24 | 158.6458 | 5.6e-05 | -1112.1 | -387.9829 | 411.0943 | 967.4065 | 101.8411 | 19.7411 | 0 | 112.3637 | 171.3825 | 127.348 | 23.1226 | 192.1628 | 286.6375 | 15.29 | 7.2532 | 46.06 | 247.9653 | 0 | 148.9151 | 0
2025_12_11 Hr 01 | 0 | 0 | 0 | 3.8622 | 3.8622 | 3.8116 | 3.8622 | 3.8622 | 3.8622 | 64.6527 | 0 | 0.084 | 6 | 0 | 96.0814 | 96.0814 | 286.6375 | 0 | 0.00697 | 0.084 | 0.03454 | 0 | 0 | 0 | 0 | 0 | 0 | 0.29046 | 0.2376 | 46.06 | 7.2532 | 247.9653 | 0 | 0 | 0 | 0 | 18.7124 | 45.195 | 0 | 0 | -32.5721 | 0.7527 | 12.7845 | 0 | -1 | -4.2 | 14.2368 | 0 | 0 | 12.8454 | 12.8454 | 12.8454 | 12.8454 | 14.9366 | 20.8494 | 0 | 0 | 0 | 0 | 0 | 0 | 0 | 0 | 0 | 0 | 0 | 0 | 0 | 0 | 0 | 0 | 0 | 0 | 9.826 | 0 | -323.9001 | 19.122 | 0 | 71.2258 | 77.6894 | 74.0352 | 1192.776 | 29.958 | 55.24 | 0 | 0.5138 | 0 | 14.074 | 3.248 | 0 | 1077.317 | 247.993 | -330.8801 | 8.9337 | 7.395 | -1.78 | 14.7806 | 1.2867 | 2025-12-11 | 2025_12_11 Hr 01 | 152.5985 | -0.000302 | -1077.317 | -356.4722 | 361.0467 | 952.1165 | 100.8846 | 19.7411 | 0 | 109.6884 | 130.971 | 120.3873 | 23.1226 | 192.1628 | 286.6375 | 0 | 7.2532 | 46.06 | 247.9653 | 0 | 148.9151 | 0
2025_12_11 Hr 02 | 0 | 0 | 0 | 3.8622 | 3.8622 | 3.8116 | 3.8622 | 3.8622 | 3.8622 | 60.1934 | 0 | 0.084 | 10 | 0 | 96.0814 | 96.0814 | 286.6375 | 0 | 0.00697 | 0.084 | 0.03454 | 0 | 0 | 0 | 0 | 0 | 0 | 0.29046 | 0.2376 | 46.06 | 7.2532 | 247.9653 | 0 | 0 | 0 | 0 | 18.4394 | 44.5356 | 0 | 0 | -30.2937 | 0.7527 | 12.7845 | 0 | -1 | -4.2 | 14.2368 | 0 | 0 | 11.1866 | 11.1866 | 11.1866 | 11.1866 | 13.0076 | 26.8515 | 0 | 0 | 0 | 0 | 0 | 0 | 0 | 0 | 0 | 0 | 0 | 0 | 0 | 0 | 0 | 0 | 0 | 0 | 9.826 | 0 | -331.6693 | 19.122 | 0 | 71.2258 | 77.6894 | 71.4324 | 1178.82 | 29.5209 | 54.434 | 0 | 0.5138 | 0 | 14.074 | 3.248 | 0 | 1063.792 | 253.9148 | -338.6493 | 8.9337 | 7.395 | -1.78 | 14.5649 | 1.268 | 2025-12-11 | 2025_12_11 Hr 02 | 152.7007 | -0.000296 | -1063.792 | -361.963 | 345.6132 | 952.1165 | 108.2839 | 19.7411 | 0 | 108.756 | 117.9474 | 118.9099 | 23.1226 | 192.1628 | 286.6375 | 0 | 7.2532 | 46.06 | 247.9653 | 0 | 148.9151 | 0
2025_12_11 Hr 03 | 0 | 0 | 0 | 3.8622 | 3.8622 | 3.8116 | 3.8622 | 3.8622 | 3.8622 | 61.0917 | 0 | 0.084 | 21 | 0 | 96.0814 | 96.0814 | 286.6375 | 0 | 0.00697 | 0.084 | 0.03454 | 0 | 0 | 0 | 0 | 0 | 0 | 0.29046 | 0.2376 | 46.06 | 7.2532 | 247.9653 | 0 | 0 | 0 | 0 | 18.4944 | 44.6684 | 0 | 0 | -27.9975 | 0.7527 | 12.7845 | 0 | -1 | -4.2 | 14.2368 | 0 | 0 | 11.5207 | 11.5207 | 11.5207 | 11.5207 | 13.3962 | 29.7999 | 0 | 0 | 0 | 0 | 0 | 0 | 0 | 0 | 0 | 0 | 0 | 0 | 0 | 0 | 0 | 0 | 0 | 0 | 9.826 | 0 | -364.5145 | 19.122 | 0 | 71.2258 | 77.6894 | 71.4324 | 1181.631 | 29.609 | 54.5964 | 0 | 0.5138 | 0 | 14.074 | 3.248 | 0 | 1050.3 | 268.1608 | -371.4945 | 8.9337 | 7.395 | -1.78 | 14.6083 | 1.2717 | 2025-12-11 | 2025_12_11 Hr 03 | 157.0984 | 4.6e-05 | -1050.3 | -392.512 | 348.7221 | 952.1165 | 122.2323 | 19.7411 | 0 | 108.9438 | 120.5708 | 119.2075 | 23.1226 | 192.1628 | 286.6375 | 0 | 7.2532 | 46.06 | 247.9653 | 0 | 148.9151 | 0
2025_12_11 Hr 04 | 0 | 0 | 0 | 3.8622 | 3.8622 | 3.8116 | 3.8622 | 3.8622 | 3.8622 | 64.8452 | 0 | 0.084 | 35 | 0 | 96.0814 | 96.0814 | 286.6375 | 0 | 0.00697 | 0.084 | 0.03454 | 0 | 0 | 0 | 0 | 0 | 0 | 0.29046 | 0.2376 | 46.06 | 7.2532 | 247.9653 | 0 | 0 | 0 | 0 | 18.7242 | 45.2234 | 0 | 0 | -21.8422 | 0.7527 | 12.7845 | 0 | -1 | -4.2 | 14.2368 | 0 | 0 | 12.917 | 12.917 | 12.917 | 12.917 | 15.0198 | 29.7999 | 0 | 0 | 0 | 0 | 0 | 0 | 0 | 0 | 0 | 0 | 0 | 0 | 0 | 0 | 0 | 0 | 0 | 0 | 9.826 | 0 | -395.7767 | 19.122 | 0 | 71.2258 | 77.6894 | 73.4568 | 1193.378 | 29.9769 | 55.2748 | 0 | 0.5138 | 0 | 14.074 | 3.248 | 0 | 1054.208 | 285.4289 | -402.7567 | 8.9337 | 7.395 | -1.78 | 14.7899 | 1.2875 | 2025-12-11 | 2025_12_11 Hr 04 | 157.5069 | 0.000388 | -1054.208 | -417.6189 | 361.7129 | 952.1165 | 138.2567 | 19.7411 | 0 | 109.7287 | 131.5332 | 120.4511 | 23.1226 | 192.1628 | 286.6375 | 0 | 7.2532 | 46.06 | 247.9653 | 0 | 148.9151 | 0
2025_12_11 Hr 05 | 0 | 0 | 0 | 3.8622 | 3.8622 | 3.8116 | 3.8622 | 3.8622 | 3.8622 | 80.8535 | 0 | 0.084 | 53 | 0 | 96.0814 | 96.0814 | 286.6375 | 0 | 0.00697 | 0.084 | 0.03454 | 0 | 0 | 0 | 0 | 0 | 0 | 0.29046 | 0.2376 | 46.06 | 7.2532 | 247.9653 | 0 | 0 | 0 | 0 | 19.7043 | 47.5906 | 0 | 0 | -26.8582 | 0.7527 | 12.7845 | 0 | -1 | -4.2 | 14.2368 | 0 | 0 | 18.8723 | 18.8723 | 18.8723 | 18.8723 | 21.9445 | 27.7992 | 0 | 0 | 0 | 0 | 0 | 0 | 0 | 0 | 0 | 0 | 0 | 0 | 0 | 0 | 0 | 0 | 0 | 0 | 9.826 | 0 | -413.705 | 19.122 | 0 | 71.2258 | 77.6894 | 81.9882 | 1243.48 | 31.546 | 58.1681 | 0 | 0.5138 | 0 | 14.074 | 3.248 | 0 | 1111.2 | 315.2636 | -420.685 | 8.9337 | 7.395 | -1.78 | 15.564 | 1.3549 | 2025-12-11 | 2025_12_11 Hr 05 | 158.3084 | 5.4e-05 | -1111.2 | -440.5632 | 417.1182 | 952.1165 | 162.7874 | 19.7411 | 0 | 113.076 | 178.2871 | 125.7551 | 23.1226 | 192.1628 | 286.6375 | 0 | 7.2532 | 46.06 | 247.9653 | 0 | 148.9151 | 0
2025_12_11 Hr 06 | 0 | 0 | 0 | 3.8622 | 3.8622 | 3.8116 | 3.8622 | 3.8622 | 3.8622 | 104.4008 | 0 | 0.084 | 66 | 0 | 96.0814 | 96.0814 | 286.6375 | 0 | 0.00697 | 0.084 | 0.03454 | 0 | 0 | 0 | 0 | 0 | 0 | 0.29046 | 0.2376 | 46.06 | 7.2532 | 247.9653 | 0 | 0 | 0 | 0 | 21.146 | 51.0726 | 0 | 0 | -29.8575 | 0.7527 | 12.7845 | 0 | -1 | -4.2 | 14.2368 | 0 | 0 | 27.6321 | 27.6321 | 27.6321 | 27.6321 | 32.1303 | 35.802 | 0 | 0 | 0 | 0 | 0 | 0 | 0 | 0 | 0 | 0 | 0 | 0 | 0 | 0 | 0 | 0 | 0 | 0 | 9.826 | 0 | -425.443 | 19.122 | 0 | 71.2258 | 77.6894 | 85.0248 | 1317.176 | 33.8541 | 62.4241 | 0 | 0.5138 | 0 | 14.074 | 3.248 | 0 | 1202 | 347.1049 | -432.423 | 8.9337 | 7.395 | -1.78 | 16.7028 | 1.4541 | 2025-12-11 | 2025_12_11 Hr 06 | 156.0895 | 9e-06 | -1202 | -455.3005 | 498.6161 | 952.1165 | 186.8268 | 19.7411 | 0 | 117.9997 | 247.0594 | 133.557 | 23.1226 | 192.1628 | 286.6375 | 0 | 7.2532 | 46.06 | 247.9653 | 0 | 148.9151 | 0
2025_12_11 Hr 07 | 0 | 0 | 0 | 3.8622 | 3.8622 | 3.8116 | 3.8622 | 3.8622 | 3.8622 | 137.7328 | -14.3 | 0.084 | 72 | 0 | 96.0814 | 96.0814 | 285.811 | 0 | 0.00697 | 0.084 | 0.03454 | 0 | 0 | 0 | 0 | 0 | 0 | 0.29046 | 0.2376 | 46.06 | 7.2532 | 247.9653 | 0 | 25.55 | 0 | 0 | 23.1867 | 56.0015 | 0 | 0 | -32.1999 | 0.7527 | 12.7845 | 0 | -1 | -4.2 | 14.2368 | 0 | 0 | 40.0318 | 40.0318 | 40.0318 | 40.0318 | 46.5487 | 37.6974 | 0 | 0 | 0 | 0 | 0 | 0 | 0 | 0 | 0 | 0 | 0 | 0 | 0 | 0 | 0 | 0 | 0 | 0 | 9.826 | 0 | -443.4689 | 19.122 | 0 | 70.8723 | 77.3038 | 85.4586 | 1445.479 | 37.1213 | 68.4484 | 0 | 0.5138 | 0 | 14.074 | 3.248 | 0 | 1315.008 | 366.4779 | -464.7489 | 8.9337 | 7.395 | -1.78 | 18.3147 | 1.5944 | 2025-12-11 | 2025_12_11 Hr 07 | 186.5703 | 0.000308 | -1315.008 | -475.6688 | 599.679 | 976.101 | 195.156 | 19.7411 | 0 | 124.9693 | 344.4089 | 130.3009 | 23.1226 | 192.1628 | 285.811 | 0 | 7.2532 | 46.06 | 247.9653 | 25.55 | 148.1762 | 0
2025_12_11 Hr 08 | 0 | 0 | 0 | 3.8622 | 3.8622 | 3.8116 | 3.8622 | 3.8622 | 3.8622 | 150.8539 | -14.3 | 0.084 | 72 | 0 | 96.0814 | 96.0814 | 285.811 | 0 | 0.00697 | 0.084 | 0.03454 | 0 | 0 | 0 | 0 | 0 | 0 | 0.29046 | 0.2376 | 46.06 | 7.2532 | 247.9653 | 0 | 25.55 | 0 | 0 | 23.9901 | 57.9418 | 0 | 0 | -34.6086 | 0.7527 | 12.7845 | 0 | -1 | -4.2 | 14.2368 | 0 | 0 | 44.913 | 44.913 | 44.913 | 44.913 | 52.2244 | 41.6988 | 0 | 0 | 0 | 0 | 0 | 0 | 0 | 0 | 0 | 0 | 0 | 0 | 0 | 0 | 0 | 0 | 0 | 0 | 9.826 | 0 | -421.7697 | 19.122 | 0 | 70.8723 | 77.3038 | 81.5544 | 1486.544 | 38.4074 | 70.8199 | 0 | 0.5138 | 0 | 14.074 | 3.248 | 0 | 1379.808 | 370.9225 | -443.0497 | 8.9337 | 7.395 | -1.78 | 18.9493 | 1.6496 | 2025-12-11 | 2025_12_11 Hr 08 | 191.9035 | 0.000328 | -1379.808 | -456.3784 | 645.0914 | 976.101 | 195.2532 | 19.7411 | 0 | 127.7129 | 382.7303 | 134.6482 | 23.1226 | 192.1628 | 285.811 | 0 | 7.2532 | 46.06 | 247.9653 | 25.55 | 148.1762 | 0
2025_12_11 Hr 09 | 0 | 4.5e-05 | 0.001269 | 3.8622 | 3.8622 | 3.8116 | 3.8622 | 3.8622 | 3.8622 | 154.4149 | -14.3 | 0.084 | 57 | 0 | 96.0814 | 96.0814 | 285.811 | 15.21 | 0.00697 | 0.084 | 0.03454 | 0 | 0 | 0 | 0 | 0 | 0 | 0.29046 | 0.2376 | 46.06 | 7.2532 | 247.9653 | 0 | 25.55 | 0 | 0 | 24.2081 | 58.4683 | 0 | 0 | -24.5345 | 0.7527 | 12.7845 | 0 | -1 | -4.2 | 14.2368 | 0 | 0 | 46.2377 | 46.2377 | 46.2377 | 46.2377 | 53.7648 | 39.6981 | 0 | 0 | 0 | 0 | 0 | 0 | 0 | 0 | 0 | 0 | 0 | 0 | 0 | 0 | 0 | 0 | 0 | 0 | 9.826 | 0 | -416.5804 | 19.122 | 0 | 70.8723 | 77.3038 | 75.0474 | 1512.9 | 38.7565 | 71.4635 | 0 | 0.5138 | 0 | 14.074 | 3.248 | 0 | 1399.1 | 348.5947 | -437.8604 | 8.9337 | 7.395 | -1.78 | 19.1215 | 1.6646 | 2025-12-11 | 2025_12_11 Hr 09 | 184.538 | 4.3e-05 | -1399.1 | -441.1149 | 657.416 | 991.3111 | 171.7468 | 19.7411 | 0 | 128.4575 | 393.1305 | 135.8281 | 23.1226 | 192.1628 | 285.811 | 15.21 | 7.2532 | 46.06 | 247.9653 | 25.55 | 148.1762 | 0
2025_12_11 Hr 10 | 0.69982 | 0.000375 | 0.010575 | 3.8622 | 3.8622 | 3.8116 | 3.8622 | 3.8622 | 3.8622 | 147.1004 | -14.3 | 0.084 | 45 | 0 | 96.0814 | 96.0814 | 285.811 | 15.21 | 0.00697 | 0.084 | 0.03454 | 0 | 0 | 0 | 0 | 0 | 0 | 0.29046 | 0.2376 | 46.06 | 7.2532 | 247.9653 | 0 | 25.55 | 0 | 0 | 23.7603 | 57.3867 | 0 | 0.00268 | -13.283 | 0.7527 | 12.7845 | 0 | -1 | -4.2 | 14.2368 | 0 | 0 | 43.5167 | 43.5167 | 43.5167 | 43.5167 | 50.6008 | 32.7483 | 0 | 0 | 0 | 0 | 0 | 0 | 0 | 0 | 0 | 0 | 0 | 0 | 0 | 0 | 0 | 0 | 0 | 0 | 9.826 | 0 | -366.1543 | 19.122 | 0 | 70.8723 | 77.3038 | 77.9394 | 1490.018 | 38.0395 | 70.1415 | 0 | 0.5138 | -0.69982 | 14.074 | 3.248 | 0 | 1419.417 | 330.8136 | -388.1341 | 8.9337 | 7.395 | -1.78 | 18.7678 | 1.6338 | 2025-12-11 | 2025_12_11 Hr 10 | 152.3916 | -0.00038501 | -1419.417 | -379.4347 | 632.1005 | 991.3111 | 155.6986 | 19.7411 | 0 | 126.928 | 371.7679 | 133.4046 | 23.1226 | 192.1628 | 285.811 | 15.21 | 7.2532 | 46.06 | 247.9653 | 25.55 | 148.1762 | 0
2025_12_11 Hr 11 | 0 | 0.000675 | 0.019035 | 3.8622 | 3.8622 | 3.8116 | 3.8622 | 3.8622 | 3.8622 | 140.6522 | -14.3 | 0.084 | 33 | 0 | 96.0814 | 96.0814 | 285.811 | 15.21 | 0.00697 | 0.084 | 0.03454 | 0 | 0 | 0 | 0 | 0 | 0 | 0.29046 | 0.2376 | 46.06 | 7.2532 | 247.9653 | 0 | 25.55 | 0 | 0 | 23.3655 | 56.4332 | 0 | 0 | -16.6232 | 0.7527 | 12.7845 | 0 | -1 | -4.2 | 14.2368 | 0 | 0 | 41.1179 | 41.1179 | 41.1179 | 41.1179 | 47.8115 | 30.7476 | 0 | 0 | 0 | 0 | 0 | 0 | 0 | 0 | 0 | 0 | 0 | 0 | 0 | 0 | 0 | 0 | 0 | 0 | 9.826 | 0 | -349.811 | 19.122 | 0 | 70.8723 | 77.3038 | 91.5318 | 1469.845 | 37.4074 | 68.9761 | 0 | 0.5138 | 0 | 14.074 | 3.248 | 0 | 1409.7 | 327.5693 | -371.091 | 8.9337 | 7.395 | -1.78 | 18.4559 | 1.6067 | 2025-12-11 | 2025_12_11 Hr 11 | 143.5248 | 1.8e-05 | -1409.7 | -366.4342 | 609.783 | 991.3111 | 155.2991 | 19.7411 | 0 | 125.5797 | 352.9352 | 131.2681 | 23.1226 | 192.1628 | 285.811 | 15.21 | 7.2532 | 46.06 | 247.9653 | 25.55 | 148.1762 | 0
2025_12_11 Hr 12 | 1.3731 | 0.001425 | 0.040185 | 3.8622 | 3.8622 | 3.8116 | 3.8622 | 3.8622 | 3.8622 | 134.4285 | -14.3 | 0.084 | 27 | 0 | 96.0814 | 96.0814 | 285.811 | 15.21 | 0.00697 | 0.084 | 0.03454 | 0 | 0 | 0 | 0 | 0 | 0 | 0.29046 | 0.2376 | 46.06 | 7.2532 | 247.9653 | 0 | 25.55 | 0 | 0 | 22.9844 | 55.5129 | 0 | 0 | -35.1029 | 0.7527 | 12.7845 | 0 | -1 | -4.2 | 14.2368 | 0 | 0 | 38.8026 | 38.8026 | 38.8026 | 38.8026 | 45.1193 | 27.7992 | 0 | 0 | 0 | 0 | 0 | 0 | 0 | 0 | 0 | 0 | 0 | 0 | 0 | 0 | 0 | 0 | 0 | 0 | 9.826 | 0 | -311.7502 | 19.122 | 0 | 70.8723 | 77.3038 | 101.5092 | 1450.388 | 36.7974 | 67.8512 | 0 | 0.5138 | -1.3731 | 14.074 | 3.248 | 0 | 1408.792 | 327.91 | -334.4033 | 8.9337 | 7.395 | -1.78 | 18.1549 | 1.5805 | 2025-12-11 | 2025_12_11 Hr 12 | 138.2212 | -0.000324 | -1408.792 | -346.8531 | 588.2427 | 991.3111 | 156.35 | 19.7411 | 0 | 124.2784 | 334.7583 | 129.206 | 23.1226 | 192.1628 | 285.811 | 15.21 | 7.2532 | 46.06 | 247.9653 | 25.55 | 148.1762 | 0
2025_12_11 Hr 13 | 0.69816 | 0.002055 | 0.057951 | 3.8622 | 3.8622 | 3.8116 | 3.8622 | 3.8622 | 3.8622 | 130.643 | -14.3 | 0.084 | 15 | 0 | 96.0814 | 96.0814 | 285.811 | 15.21 | 0.00697 | 0.084 | 0.03454 | 0 | 0 | 0 | 0 | 0 | 0 | 0.29046 | 0.2376 | 46.06 | 7.2532 | 247.9653 | 0 | 25.55 | 0 | 0 | 22.7527 | 54.9531 | 0 | 0 | -35.6997 | 0.7527 | 12.7845 | 0 | -1 | -4.2 | 14.2368 | 0 | 0 | 37.3944 | 37.3944 | 37.3944 | 37.3944 | 43.4818 | 26.8515 | 0 | 0 | 0 | 0 | 0 | 0 | 0 | 0 | 0 | 0 | 0 | 0 | 0 | 0 | 0 | 0 | 0 | 0 | 9.826 | 0 | -299.3571 | 19.122 | 0 | 70.8723 | 77.3038 | 92.544 | 1438.558 | 36.4263 | 67.167 | 0 | 0.5138 | -0.69816 | 14.074 | 3.248 | 0 | 1385.592 | 304.0686 | -321.3353 | 8.9337 | 7.395 | -1.78 | 17.9719 | 1.5645 | 2025-12-11 | 2025_12_11 Hr 13 | 125.1227 | -0.000295 | -1385.592 | -335.0568 | 575.1408 | 991.3111 | 134.4555 | 19.7411 | 0 | 123.4868 | 323.7023 | 127.9518 | 23.1226 | 192.1628 | 285.811 | 15.21 | 7.2532 | 46.06 | 247.9653 | 25.55 | 148.1762 | 0
2025_12_11 Hr 14 | 1.728 | 0.00189 | 0.053298 | 3.8622 | 3.8622 | 3.8116 | 3.8622 | 3.8622 | 3.8622 | 127.3066 | -14.3 | 0.084 | 7 | 0 | 96.0814 | 96.0814 | 285.811 | 15.21 | 0.00697 | 0.084 | 0.03454 | 0 | 0 | 0 | 0 | 0 | 0 | 0.29046 | 0.2376 | 46.06 | 7.2532 | 247.9653 | 0 | 25.55 | 0 | 0 | 22.5484 | 54.4598 | 0 | 0 | -17.3558 | 0.7527 | 12.7845 | 0 | -1 | -4.2 | 14.2368 | 0 | 0 | 36.1532 | 36.1532 | 36.1532 | 36.1532 | 42.0386 | 27.7992 | 0 | 0 | 0 | 0 | 0 | 0 | 0 | 0 | 0 | 0 | 0 | 0 | 0 | 0 | 0 | 0 | 0 | 0 | 9.826 | 0 | -292.5484 | 19.122 | 0 | 70.8723 | 77.3038 | 84.0126 | 1428.111 | 36.0993 | 66.564 | 0 | 0.5138 | -1.728 | 14.074 | 3.248 | 0 | 1383.608 | 288.4091 | -315.5564 | 8.9337 | 7.395 | -1.78 | 17.8105 | 1.5505 | 2025-12-11 | 2025_12_11 Hr 14 | 122.7626 | 0.000381 | -1383.608 | -309.9042 | 563.5935 | 991.3111 | 118.867 | 19.7411 | 0 | 122.7892 | 313.9579 | 126.8463 | 23.1226 | 192.1628 | 285.811 | 15.21 | 7.2532 | 46.06 | 247.9653 | 25.55 | 148.1762 | 0
2025_12_11 Hr 15 | 0.3383 | 0.00147 | 0.041454 | 3.8622 | 3.8622 | 3.8116 | 3.8622 | 3.8622 | 3.8622 | 129.071 | -14.3 | 0.084 | 5 | 0 | 96.0814 | 96.0814 | 285.811 | 15.21 | 0.00697 | 0.084 | 0.03454 | 0 | 0 | 0 | 0 | 0 | 0 | 0.29046 | 0.2376 | 46.06 | 7.2532 | 247.9653 | 0 | 25.55 | 0 | 0 | 22.6564 | 54.7207 | 0 | 0 | -41.7627 | 0.7527 | 12.7845 | 0 | -1 | -4.2 | 14.2368 | 0 | 0 | 36.8096 | 36.8096 | 36.8096 | 36.8096 | 42.8018 | 34.749 | 0 | 0 | 0 | 0 | 0 | 0 | 0 | 0 | 0 | 0 | 0 | 0 | 0 | 0 | 0 | 0 | 0 | 0 | 9.826 | 0 | -300.6594 | 19.122 | 0 | 70.8723 | 77.3038 | 92.9778 | 1433.622 | 36.2723 | 66.8829 | 0 | 0.5138 | -0.3383 | 14.074 | 3.248 | 0 | 1371.1 | 301.5186 | -322.2777 | 8.9337 | 7.395 | -1.78 | 17.8958 | 1.5579 | 2025-12-11 | 2025_12_11 Hr 15 | 121.8447 | 5e-06 | -1371.1 | -342.4221 | 569.7002 | 991.3111 | 132.7697 | 19.7411 | 0 | 123.1581 | 319.1112 | 127.431 | 23.1226 | 192.1628 | 285.811 | 15.21 | 7.2532 | 46.06 | 247.9653 | 25.55 | 148.1762 | 0
2025_12_11 Hr 16 | 0.3383 | 0.002805 | 0.079101 | 3.8622 | 3.8622 | 3.8116 | 3.8622 | 3.8622 | 3.8622 | 133.9473 | -14.3 | 0.084 | 6 | 0 | 96.0814 | 96.0814 | 285.811 | 15.21 | 0.00697 | 0.084 | 0.03454 | 0 | 0 | 0 | 0 | 0 | 0 | 0.29046 | 0.2376 | 46.06 | 7.2532 | 247.9653 | 0 | 25.55 | 0 | 0 | 22.955 | 55.4417 | 0 | 0 | -33.4245 | 0.7527 | 12.7845 | 0 | -1 | -4.2 | 14.2368 | 0 | 0 | 38.6236 | 38.6236 | 38.6236 | 38.6236 | 44.9112 | 40.7511 | 0 | 0 | 0 | 0 | 0 | 0 | 0 | 0 | 0 | 0 | 0 | 0 | 0 | 0 | 0 | 0 | 0 | 0 | 9.826 | 0 | -360.4894 | 19.122 | 0 | 70.8723 | 77.3038 | 78.9516 | 1448.921 | 36.7502 | 67.7642 | 0 | 0.5138 | -0.3383 | 14.074 | 3.248 | 0 | 1329.5 | 296.1115 | -382.1077 | 8.9337 | 7.395 | -1.78 | 18.1317 | 1.5785 | 2025-12-11 | 2025_12_11 Hr 16 | 137.4935 | 2.6e-05 | -1329.5 | -393.9139 | 586.5772 | 991.3111 | 125.7846 | 19.7411 | 0 | 124.1777 | 333.3529 | 129.0466 | 23.1226 | 192.1628 | 285.811 | 15.21 | 7.2532 | 46.06 | 247.9653 | 25.55 | 148.1762 | 0
2025_12_11 Hr 17 | 0 | 0.002565 | 0.072333 | 3.8622 | 3.8622 | 3.8116 | 3.8622 | 3.8622 | 3.8622 | 157.5267 | -14.3 | 0.084 | 9 | 0 | 96.0814 | 96.0814 | 285.811 | 15.21 | 0.00697 | 0.084 | 0.03454 | 0 | 0 | 0 | 0 | 0 | 0 | 0.29046 | 0.2376 | 46.06 | 7.2532 | 247.9653 | 0 | 25.55 | 0 | 0 | 24.3986 | 58.9285 | 0 | 0 | -28.0639 | 0.7527 | 12.7845 | 0 | -1 | -4.2 | 14.2368 | 0 | 0 | 47.3953 | 47.3953 | 47.3953 | 47.3953 | 55.1108 | 41.6988 | 0 | 0 | 0 | 0 | 0 | 0 | 0 | 0 | 0 | 0 | 0 | 0 | 0 | 0 | 0 | 0 | 0 | 0 | 9.826 | 0 | -383.5544 | 19.122 | 0 | 70.8723 | 77.3038 | 73.023 | 1522.71 | 39.0615 | 72.026 | 0 | 0.5138 | 0 | 14.074 | 3.248 | 0 | 1391.417 | 301.6046 | -404.8344 | 8.9337 | 7.395 | -1.78 | 19.272 | 1.6777 | 2025-12-11 | 2025_12_11 Hr 17 | 168.8987 | -0.000332 | -1391.417 | -411.6183 | 668.1861 | 991.3111 | 123.7967 | 19.7411 | 0 | 129.1081 | 402.2189 | 136.8591 | 23.1226 | 192.1628 | 285.811 | 15.21 | 7.2532 | 46.06 | 247.9653 | 25.55 | 148.1762 | 0
2025_12_11 Hr 18 | 0 | 0.000135 | 0.003807 | 3.8622 | 3.8622 | 3.8116 | 3.8622 | 3.8622 | 3.8622 | 155.0886 | -14.3 | 0.084 | 14 | 0 | 96.0814 | 96.0814 | 285.811 | 15.21 | 0.00697 | 0.084 | 0.03454 | 0 | 0 | 0 | 0 | 0 | 0 | 0.29046 | 0.2376 | 46.06 | 7.2532 | 247.9653 | 0 | 25.55 | 0 | 0 | 24.2493 | 58.568 | 0 | 0 | -26.2493 | 0.7527 | 12.7845 | 0 | -1 | -4.2 | 14.2368 | 0 | 0 | 46.4883 | 46.4883 | 46.4883 | 46.4883 | 54.0562 | 42.7518 | 0 | 0 | 0 | 0 | 0 | 0 | 0 | 0 | 0 | 0 | 0 | 0 | 0 | 0 | 0 | 0 | 0 | 0 | 9.826 | 0 | -382.3386 | 19.122 | 0 | 70.8723 | 77.3038 | 71.4324 | 1515.011 | 38.8225 | 71.5853 | 0 | 0.5138 | 0 | 14.074 | 3.248 | 0 | 1390.4 | 305.2567 | -403.6186 | 8.9337 | 7.395 | -1.78 | 19.1541 | 1.6675 | 2025-12-11 | 2025_12_11 Hr 18 | 174.0975 | 4.8e-05 | -1390.4 | -408.5879 | 659.7477 | 991.3111 | 128.1881 | 19.7411 | 0 | 128.5983 | 395.0981 | 136.0513 | 23.1226 | 192.1628 | 285.811 | 15.21 | 7.2532 | 46.06 | 247.9653 | 25.55 | 148.1762 | 0
2025_12_11 Hr 19 | 0 | 0 | 0 | 3.8622 | 3.8622 | 3.8116 | 3.8622 | 3.8622 | 3.8622 | 160.6385 | -14.3 | 0.084 | 25 | 0 | 96.0814 | 96.0814 | 285.811 | 15.21 | 0.00697 | 0.084 | 0.03454 | 0 | 0 | 0 | 0 | 0 | 0 | 0.29046 | 0.2376 | 46.06 | 7.2532 | 247.9653 | 0 | 25.55 | 0 | 0 | 24.5892 | 59.3886 | 0 | 0.38692 | -27.1928 | 0.7527 | 12.7845 | 0 | -1 | -4.2 | 14.2368 | 0 | 0 | 48.553 | 48.553 | 48.553 | 48.553 | 56.4569 | 45.7002 | 0 | 0 | 0 | 0 | 0 | 0 | 0 | 0 | 0 | 0 | 0 | 0 | 0 | 0 | 0 | 0 | 0 | 0 | 9.826 | 0 | -436.2351 | 19.122 | 0 | 70.8723 | 77.3038 | 71.4324 | 1532.377 | 39.3665 | 72.5884 | 0 | 0.5138 | 0 | 14.074 | 3.248 | 0 | 1369.1 | 321.0439 | -457.5151 | 8.9337 | 7.395 | -1.78 | 19.4225 | 1.6908 | 2025-12-11 | 2025_12_11 Hr 19 | 180.9155 | -4.33e-05 | -1369.1 | -463.041 | 678.9563 | 991.3111 | 142.1326 | 19.7411 | 0 | 129.7588 | 411.3073 | 137.8902 | 23.1226 | 192.1628 | 285.811 | 15.21 | 7.2532 | 46.06 | 247.9653 | 25.55 | 148.1762 | 0
2025_12_11 Hr 20 | 0 | 0 | 0 | 3.8622 | 3.8622 | 3.8116 | 3.8622 | 3.8622 | 3.8622 | 154.1903 | -14.3 | 0.084 | 52 | 0 | 96.0814 | 96.0814 | 285.811 | 15.21 | 0.00697 | 0.084 | 0.03454 | 0 | 0 | 0 | 0 | 0 | 0 | 0.29046 | 0.2376 | 46.06 | 7.2532 | 247.9653 | 0 | 25.55 | 0 | 0 | 24.1944 | 58.4351 | 0 | 0 | -27.3615 | 0.7527 | 12.7845 | 0 | -1 | -4.2 | 14.2368 | 0 | 0 | 46.1542 | 46.1542 | 46.1542 | 46.1542 | 53.6676 | 47.7009 | 0 | 0 | 0 | 0 | 0 | 0 | 0 | 0 | 0 | 0 | 0 | 0 | 0 | 0 | 0 | 0 | 0 | 0 | 9.826 | 0 | -482.871 | 19.122 | 0 | 70.8723 | 77.3038 | 71.4324 | 1512.196 | 38.7344 | 71.4229 | 0 | 0.5138 | 0 | 14.074 | 3.248 | 0 | 1328.592 | 347.9081 | -504.151 | 8.9337 | 7.395 | -1.78 | 19.1106 | 1.6637 | 2025-12-11 | 2025_12_11 Hr 20 | 172.9338 | -0.000326 | -1328.592 | -510.2325 | 656.6388 | 991.3111 | 171.1333 | 19.7411 | 0 | 128.4105 | 392.4746 | 135.7537 | 23.1226 | 192.1628 | 285.811 | 15.21 | 7.2532 | 46.06 | 247.9653 | 25.55 | 148.1762 | 0
2025_12_11 Hr 21 | 0 | 0 | 0 | 3.8622 | 3.8622 | 3.8116 | 3.8622 | 3.8622 | 3.8622 | 143.5395 | -14.3 | 0.084 | 59 | 0 | 96.0814 | 96.0814 | 285.811 | 15.21 | 0.00697 | 0.084 | 0.03454 | 0 | 0 | 0 | 0 | 0 | 0 | 0.29046 | 0.2376 | 46.06 | 7.2532 | 247.9653 | 0 | 25.55 | 0 | 0 | 23.5423 | 56.8602 | 0 | 0 | -26.0783 | 0.7527 | 12.7845 | 0 | -1 | -4.2 | 14.2368 | 0 | 0 | 42.192 | 42.192 | 42.192 | 42.192 | 49.0604 | 48.6486 | 0 | 0 | 0 | 0 | 0 | 0 | 0 | 0 | 0 | 0 | 0 | 0 | 0 | 0 | 0 | 0 | 0 | 0 | 9.826 | 0 | -460.5803 | 19.122 | 0 | 70.8723 | 77.3038 | 70.9986 | 1478.862 | 37.6904 | 69.4979 | 0 | 0.5138 | 0 | 14.074 | 3.248 | 0 | 1322.817 | 351.893 | -481.8603 | 8.9337 | 7.395 | -1.78 | 18.5955 | 1.6188 | 2025-12-11 | 2025_12_11 Hr 21 | 166.5124 | -0.000297 | -1322.817 | -486.6586 | 619.776 | 991.3111 | 178.6472 | 19.7411 | 0 | 126.1834 | 361.3678 | 132.2248 | 23.1226 | 192.1628 | 285.811 | 15.21 | 7.2532 | 46.06 | 247.9653 | 25.55 | 148.1762 | 0
2025_12_11 Hr 22 | 0 | 0 | 0 | 3.8622 | 3.8622 | 3.8116 | 3.8622 | 3.8622 | 3.8622 | 123.9702 | -14.3 | 0.084 | 64 | 0 | 96.0814 | 96.0814 | 285.811 | 15.21 | 0.00697 | 0.084 | 0.03454 | 0 | 0 | 0 | 0 | 0 | 0 | 0.29046 | 0.2376 | 46.06 | 7.2532 | 247.9653 | 0 | 25.55 | 0 | 0 | 22.3441 | 53.9664 | 0 | 0 | -26.4093 | 0.7527 | 12.7845 | 0 | -1 | -4.2 | 14.2368 | 0 | 0 | 34.912 | 34.912 | 34.912 | 34.912 | 40.5954 | 47.7009 | 0 | 0 | 0 | 0 | 0 | 0 | 0 | 0 | 0 | 0 | 0 | 0 | 0 | 0 | 0 | 0 | 0 | 0 | 9.826 | 0 | -426.0221 | 19.122 | 0 | 70.8723 | 77.3038 | 71.4324 | 1417.616 | 35.7723 | 65.961 | 0 | 0.5138 | 0 | 14.074 | 3.248 | 0 | 1293.8 | 349.8953 | -447.3021 | 8.9337 | 7.395 | -1.78 | 17.6492 | 1.5365 | 2025-12-11 | 2025_12_11 Hr 22 | 143.3048 | 5.6e-05 | -1293.8 | -452.4314 | 552.0461 | 991.3111 | 183.1333 | 19.7411 | 0 | 122.0915 | 304.2136 | 125.7409 | 23.1226 | 192.1628 | 285.811 | 15.21 | 7.2532 | 46.06 | 247.9653 | 25.55 | 148.1762 | 0
2025_12_11 Hr 23 | 0 | 0 | 0 | 3.8622 | 3.8622 | 3.8116 | 3.8622 | 3.8622 | 3.8622 | 96.2202 | 0 | 0.084 | 60 | 0 | 96.0814 | 96.0814 | 286.6375 | 15.29 | 0.00697 | 0.084 | 0.03454 | 0 | 0 | 0 | 0 | 0 | 0 | 0.29046 | 0.2376 | 46.06 | 7.2532 | 247.9653 | 0 | 0 | 0 | 0 | 20.6451 | 49.8629 | 0 | 0 | -28.3629 | 0.7527 | 12.7845 | 0 | -1 | -4.2 | 14.2368 | 0 | 0 | 24.5888 | 24.5888 | 24.5888 | 24.5888 | 28.5917 | 40.7511 | 0 | 0 | 0 | 0 | 0 | 0 | 0 | 0 | 0 | 0 | 0 | 0 | 0 | 0 | 0 | 0 | 0 | 0 | 9.826 | 0 | -394.471 | 19.122 | 0 | 71.2258 | 77.6894 | 71.4324 | 1306.863 | 33.0523 | 60.9455 | 0 | 0.5138 | 0 | 14.074 | 3.248 | 0 | 1206.8 | 329.7511 | -401.451 | 8.9337 | 7.395 | -1.78 | 16.3072 | 1.4196 | 2025-12-11 | 2025_12_11 Hr 23 | 156.3618 | 1.8e-05 | -1206.8 | -422.8339 | 470.3028 | 967.4065 | 172.1835 | 19.7411 | 0 | 116.2891 | 223.1672 | 130.8465 | 23.1226 | 192.1628 | 286.6375 | 15.29 | 7.2532 | 46.06 | 247.9653 | 0 | 148.9151 | 0
2025_12_11 Hr 24 | 0 | 0 | 0 | 3.8622 | 3.8622 | 3.8116 | 3.8622 | 3.8622 | 3.8622 | 78.4154 | 0 | 0.084 | 48 | 0 | 96.0814 | 96.0814 | 286.6375 | 15.29 | 0.00697 | 0.084 | 0.03454 | 0 | 0 | 0 | 0 | 0 | 0 | 0.29046 | 0.2376 | 46.06 | 7.2532 | 247.9653 | 0 | 0 | 0 | 0 | 19.555 | 47.2301 | 0 | 0 | -28.7017 | 0.7527 | 12.7845 | 0 | -1 | -4.2 | 14.2368 | 0 | 0 | 17.9653 | 17.9653 | 17.9653 | 17.9653 | 20.8898 | 37.6974 | 0 | 0 | 0 | 0 | 0 | 0 | 0 | 0 | 0 | 0 | 0 | 0 | 0 | 0 | 0 | 0 | 0 | 0 | 9.826 | 0 | -409.8338 | 19.122 | 0 | 71.2258 | 77.6894 | 72.0108 | 1251.139 | 31.307 | 57.7275 | 0 | 0.5138 | 0 | 14.074 | 3.248 | 0 | 1115 | 309.3766 | -416.8138 | 8.9337 | 7.395 | -1.78 | 15.4461 | 1.3447 | 2025-12-11 | 2025_12_11 Hr 24 | 148.0523 | 3.9e-05 | -1115 | -438.5355 | 408.6797 | 967.4065 | 157.7082 | 19.7411 | 0 | 112.5661 | 171.1663 | 124.9473 | 23.1226 | 192.1628 | 286.6375 | 15.29 | 7.2532 | 46.06 | 247.9653 | 0 | 148.9151 | 0
2025_12_12 Hr 01 | 0 | 0 | 0 | 3.8622 | 3.8622 | 3.8116 | 3.8622 | 3.8622 | 3.8622 | 66.4001 | 0 | 0.084 | 26 | 0 | 96.0814 | 96.0814 | 286.6375 | 0 | 0.00697 | 0.084 | 0.03454 | 0 | 0 | 0 | 0 | 0 | 0 | 0.29046 | 0.2376 | 46.06 | 7.2532 | 247.9653 | 0 | 0 | 0 | 0 | 18.8669 | 45.5426 | 0 | 0 | -46.1443 | 0.7527 | 12.794 | 0 | -1 | -4.2 | 14.2614 | 0 | 0 | 13.5165 | 13.5165 | 13.5165 | 13.5165 | 15.7168 | 36.7497 | 0 | 0 | 0 | 0 | 0 | 0 | 0 | 0 | 0 | 0 | 0 | 0 | 0 | 0 | 0 | 0 | 0 | 0 | 9.8245 | 0 | -342.8555 | 18.8469 | 0 | 71.2258 | 77.6894 | 70.9986 | 1198.521 | 29.6686 | 54.7282 | 0 | 0.5138 | 0 | 14.074 | 3.248 | 0 | 1082.192 | 279.6503 | -349.8355 | 8.9325 | 7.395 | -1.78 | 14.6622 | 1.275 | 2025-12-12 | 2025_12_12 Hr 01 | 134.9458 | -0.000281 | -1082.192 | -388.9998 | 365.5856 | 952.1165 | 133.7483 | 19.7411 | 0 | 110.222 | 136.1827 | 119.181 | 23.1226 | 192.1628 | 286.6375 | 0 | 7.2532 | 46.06 | 247.9653 | 0 | 148.9151 | 0
2025_12_12 Hr 02 | 0 | 0 | 0 | 3.8622 | 3.8622 | 3.8116 | 3.8622 | 3.8622 | 3.8622 | 66.1719 | 0 | 0.084 | 10 | 0 | 96.0814 | 96.0814 | 286.6375 | 0 | 0.00697 | 0.084 | 0.03454 | 0 | 0 | 0 | 0 | 0 | 0 | 0.29046 | 0.2376 | 46.06 | 7.2532 | 247.9653 | 0 | 0 | 0 | 0 | 18.8529 | 45.5088 | 0 | 0 | -27.5969 | 0.7527 | 12.794 | 0 | -1 | -4.2 | 14.2614 | 0 | 0 | 13.4315 | 13.4315 | 13.4315 | 13.4315 | 15.618 | 35.802 | 0 | 0 | 0 | 0 | 0 | 0 | 0 | 0 | 0 | 0 | 0 | 0 | 0 | 0 | 0 | 0 | 0 | 0 | 9.8245 | 0 | -357.6154 | 18.8469 | 0 | 71.2258 | 77.6894 | 54.948 | 1197.806 | 29.6466 | 54.6876 | 0 | 0.5138 | 0 | 14.074 | 3.248 | 0 | 1052.192 | 246.5775 | -364.5954 | 8.9325 | 7.395 | -1.78 | 14.6513 | 1.2741 | 2025-12-12 | 2025_12_12 Hr 02 | 136.9605 | -0.000309 | -1052.192 | -385.2123 | 364.7964 | 952.1165 | 100.75 | 19.7411 | 0 | 110.1741 | 135.5158 | 119.1064 | 23.1226 | 192.1628 | 286.6375 | 0 | 7.2532 | 46.06 | 247.9653 | 0 | 148.9151 | 0
2025_12_12 Hr 03 | 0 | 0 | 0 | 3.8622 | 3.8622 | 3.8116 | 3.8622 | 3.8622 | 3.8622 | 60.956 | 0 | 0.084 | 6 | 0 | 96.0814 | 96.0814 | 286.6375 | 0 | 0.00697 | 0.084 | 0.03454 | 0 | 0 | 0 | 0 | 0 | 0 | 0.29046 | 0.2376 | 46.06 | 7.2532 | 247.9653 | 0 | 0 | 0 | 0 | 18.5326 | 44.7355 | 0 | 0 | -17.6653 | 0.7527 | 12.794 | 0 | -1 | -4.2 | 14.2614 | 0 | 0 | 11.4894 | 11.4894 | 11.4894 | 11.4894 | 13.3598 | 36.7497 | 0 | 0 | 0 | 0 | 0 | 0 | 0 | 0 | 0 | 0 | 0 | 0 | 0 | 0 | 0 | 0 | 0 | 0 | 9.8245 | 0 | -347.041 | 18.8469 | 0 | 71.2258 | 77.6894 | 57.5508 | 1181.47 | 29.1428 | 53.7583 | 0 | 0.5138 | 0 | 14.074 | 3.248 | 0 | 1054.208 | 244.4243 | -354.021 | 8.9325 | 7.395 | -1.78 | 14.4024 | 1.2524 | 2025-12-12 | 2025_12_12 Hr 03 | 129.8054 | 0.000382 | -1054.208 | -364.7063 | 346.7566 | 952.1165 | 100.3005 | 19.7411 | 0 | 109.0805 | 120.2733 | 117.4028 | 23.1226 | 192.1628 | 286.6375 | 0 | 7.2532 | 46.06 | 247.9653 | 0 | 148.9151 | 0
2025_12_12 Hr 04 | 0 | 0 | 0 | 3.8622 | 3.8622 | 3.8116 | 3.8622 | 3.8622 | 3.8622 | 60.7278 | 0 | 0.084 | 7 | 0 | 96.0814 | 96.0814 | 286.6375 | 0 | 0.00697 | 0.084 | 0.03454 | 0 | 0 | 0 | 0 | 0 | 0 | 0.29046 | 0.2376 | 46.06 | 7.2532 | 247.9653 | 0 | 0 | 0 | 0 | 18.5185 | 44.7017 | 0 | 0 | -27.8155 | 0.7527 | 12.794 | 0 | -1 | -4.2 | 14.2614 | 0 | 0 | 11.4044 | 11.4044 | 11.4044 | 11.4044 | 13.261 | 31.8006 | 0 | 0 | 0 | 0 | 0 | 0 | 0 | 0 | 0 | 0 | 0 | 0 | 0 | 0 | 0 | 0 | 0 | 0 | 9.8245 | 0 | -352.8709 | 18.8469 | 0 | 71.2258 | 77.6894 | 69.5526 | 1180.756 | 29.1208 | 53.7176 | 0 | 0.5138 | 0 | 14.074 | 3.248 | 0 | 1045.492 | 252.4025 | -359.8509 | 8.9325 | 7.395 | -1.78 | 14.3915 | 1.2515 | 2025-12-12 | 2025_12_12 Hr 04 | 129.8054 | -0.000306 | -1045.492 | -380.6864 | 345.9673 | 952.1165 | 108.3532 | 19.7411 | 0 | 109.0326 | 119.6064 | 117.3282 | 23.1226 | 192.1628 | 286.6375 | 0 | 7.2532 | 46.06 | 247.9653 | 0 | 148.9151 | 0
2025_12_12 Hr 05 | 0 | 0 | 0 | 3.8622 | 3.8622 | 3.8116 | 3.8622 | 3.8622 | 3.8622 | 69.7579 | 0 | 0.084 | 7 | 0 | 96.0814 | 96.0814 | 286.6375 | 0 | 0.00697 | 0.084 | 0.03454 | 0 | 0 | 0 | 0 | 0 | 0 | 0.29046 | 0.2376 | 46.06 | 7.2532 | 247.9653 | 0 | 0 | 0 | 0 | 19.0731 | 46.0404 | 0 | 0 | -29.3781 | 0.7527 | 12.794 | 0 | -1 | -4.2 | 14.2614 | 0 | 0 | 14.7667 | 14.7667 | 14.7667 | 14.7667 | 17.1705 | 29.7999 | 0 | 0 | 0 | 0 | 0 | 0 | 0 | 0 | 0 | 0 | 0 | 0 | 0 | 0 | 0 | 0 | 0 | 0 | 9.8245 | 0 | -344.3973 | 18.8469 | 0 | 71.2258 | 77.6894 | 72.0108 | 1209.038 | 29.9929 | 55.3264 | 0 | 0.5138 | 0 | 14.074 | 3.248 | 0 | 1084.092 | 255.8094 | -351.3773 | 8.9325 | 7.395 | -1.78 | 14.8225 | 1.289 | 2025-12-12 | 2025_12_12 Hr 05 | 144.125 | -0.000285 | -1084.092 | -373.7754 | 377.1988 | 952.1165 | 108.8107 | 19.7411 | 0 | 110.926 | 145.9951 | 120.2777 | 23.1226 | 192.1628 | 286.6375 | 0 | 7.2532 | 46.06 | 247.9653 | 0 | 148.9151 | 0
2025_12_12 Hr 06 | 0 | 0 | 0 | 3.8622 | 3.8622 | 3.8116 | 3.8622 | 3.8622 | 3.8622 | 102.2923 | 0 | 0.084 | 17 | 0 | 96.0814 | 96.0814 | 286.6375 | 0 | 0.00697 | 0.084 | 0.03454 | 0 | 0 | 0 | 0 | 0 | 0 | 0.29046 | 0.2376 | 46.06 | 7.2532 | 247.9653 | 0 | 0 | 0 | 0 | 21.0714 | 50.8639 | 0 | 0 | -31.5009 | 0.7527 | 12.794 | 0 | -1 | -4.2 | 14.2614 | 0 | 0 | 26.8804 | 26.8804 | 26.8804 | 26.8804 | 31.2563 | 27.7992 | 0 | 0 | 0 | 0 | 0 | 0 | 0 | 0 | 0 | 0 | 0 | 0 | 0 | 0 | 0 | 0 | 0 | 0 | 9.8245 | 0 | -371.9927 | 18.8469 | 0 | 71.2258 | 77.6894 | 73.023 | 1310.934 | 33.1352 | 61.1228 | 0 | 0.5138 | 0 | 14.074 | 3.248 | 0 | 1175.908 | 275.4474 | -378.9727 | 8.9325 | 7.395 | -1.78 | 16.3754 | 1.424 | 2025-12-12 | 2025_12_12 Hr 06 | 149.1478 | 0.000334 | -1175.908 | -403.4936 | 489.7221 | 952.1165 | 117.8222 | 19.7411 | 0 | 117.7477 | 241.0702 | 130.9042 | 23.1226 | 192.1628 | 286.6375 | 0 | 7.2532 | 46.06 | 247.9653 | 0 | 148.9151 | 0
2025_12_12 Hr 07 | 0 | 0 | 0 | 3.8622 | 3.8622 | 3.8116 | 3.8622 | 3.8622 | 3.8622 | 134.7942 | -14.3 | 0.084 | 22 | 0 | 96.0814 | 96.0814 | 285.811 | 0 | 0.00697 | 0.084 | 0.03454 | 0 | 0 | 0 | 0 | 0 | 0 | 0.29046 | 0.2376 | 46.06 | 7.2532 | 247.9653 | 0 | 25.55 | 0 | 0 | 23.0676 | 55.6825 | 0 | 0 | -31.086 | 0.7527 | 12.794 | 0 | -1 | -4.2 | 14.2614 | 0 | 0 | 38.982 | 38.982 | 38.982 | 38.982 | 45.3279 | 32.7483 | 0 | 0 | 0 | 0 | 0 | 0 | 0 | 0 | 0 | 0 | 0 | 0 | 0 | 0 | 0 | 0 | 0 | 0 | 9.8245 | 0 | -378.7358 | 18.8469 | 0 | 70.8723 | 77.3038 | 70.9986 | 1436.714 | 36.2742 | 66.9133 | 0 | 0.5138 | 0 | 14.074 | 3.248 | 0 | 1299.6 | 293.988 | -400.0158 | 8.9325 | 7.395 | -1.78 | 17.9267 | 1.5589 | 2025-12-12 | 2025_12_12 Hr 07 | 154.496 | 1.8e-05 | -1299.6 | -409.8218 | 587.8328 | 976.101 | 125.7469 | 19.7411 | 0 | 124.5626 | 336.0503 | 127.22 | 23.1226 | 192.1628 | 285.811 | 0 | 7.2532 | 46.06 | 247.9653 | 25.55 | 148.1762 | 0
2025_12_12 Hr 08 | 0 | 0 | 0 | 3.8622 | 3.8622 | 3.8116 | 3.8622 | 3.8622 | 3.8622 | 155.1038 | -14.3 | 0.084 | 31 | 0 | 96.0814 | 96.0814 | 285.811 | 0 | 0.00697 | 0.084 | 0.03454 | 0 | 0 | 0 | 0 | 0 | 0 | 0.29046 | 0.2376 | 46.06 | 7.2532 | 247.9653 | 0 | 25.55 | 0 | 0 | 24.315 | 58.6936 | 0 | 0 | -29.3534 | 0.7527 | 12.794 | 0 | -1 | -4.2 | 14.2614 | 0 | 0 | 46.544 | 46.544 | 46.544 | 46.544 | 54.121 | 37.6974 | 0 | 0 | 0 | 0 | 0 | 0 | 0 | 0 | 0 | 0 | 0 | 0 | 0 | 0 | 0 | 0 | 0 | 0 | 9.8245 | 0 | -397.9068 | 18.8469 | 0 | 70.8723 | 77.3038 | 67.962 | 1500.323 | 38.2358 | 70.5316 | 0 | 0.5138 | 0 | 14.074 | 3.248 | 0 | 1363.317 | 311.5341 | -419.1868 | 8.9325 | 7.395 | -1.78 | 18.8961 | 1.6432 | 2025-12-12 | 2025_12_12 Hr 08 | 158.4393 | -0.000344 | -1363.317 | -427.2602 | 658.0754 | 976.101 | 136.6594 | 19.7411 | 0 | 128.821 | 395.4008 | 133.8536 | 23.1226 | 192.1628 | 285.811 | 0 | 7.2532 | 46.06 | 247.9653 | 25.55 | 148.1762 | 0
2025_12_12 Hr 09 | 0.33996 | 7.5e-05 | 0.002115 | 3.8622 | 3.8622 | 3.8116 | 3.8622 | 3.8622 | 3.8622 | 151.7134 | -14.3 | 0.084 | 41 | 0 | 96.0814 | 96.0814 | 285.811 | 15.21 | 0.00697 | 0.084 | 0.03454 | 0 | 0 | 0 | 0 | 0 | 0 | 0.29046 | 0.2376 | 46.06 | 7.2532 | 247.9653 | 0 | 25.55 | 0 | 0 | 24.1067 | 58.1909 | 0 | 0 | -31.0648 | 0.7527 | 12.794 | 0 | -1 | -4.2 | 14.2614 | 0 | 0 | 45.2817 | 45.2817 | 45.2817 | 45.2817 | 52.6531 | 42.7518 | 0 | 0 | 0 | 0 | 0 | 0 | 0 | 0 | 0 | 0 | 0 | 0 | 0 | 0 | 0 | 0 | 0 | 0 | 9.8245 | 0 | -402.6234 | 18.8469 | 0 | 70.8723 | 77.3038 | 66.516 | 1504.916 | 37.9083 | 69.9276 | 0 | 0.5138 | -0.33996 | 14.074 | 3.248 | 0 | 1373.983 | 324.3751 | -424.2433 | 8.9325 | 7.395 | -1.78 | 18.7343 | 1.6291 | 2025-12-12 | 2025_12_12 Hr 09 | 147.219 | 0.000324 | -1373.983 | -433.6882 | 646.3495 | 991.3111 | 150.27 | 19.7411 | 0 | 128.1101 | 385.4931 | 132.7462 | 23.1226 | 192.1628 | 285.811 | 15.21 | 7.2532 | 46.06 | 247.9653 | 25.55 | 148.1762 | 0
2025_12_12 Hr 10 | 3.4593 | 0.000765 | 0.021573 | 3.8622 | 3.8622 | 3.8116 | 3.8622 | 3.8622 | 3.8622 | 149.6922 | -14.3 | 0.084 | 44 | 0 | 96.0814 | 96.0814 | 285.811 | 15.21 | 0.00697 | 0.084 | 0.03454 | 0 | 0 | 0 | 0 | 0 | 0 | 0.29046 | 0.2376 | 46.06 | 7.2532 | 247.9653 | 0 | 25.55 | 0 | 0 | 23.9826 | 57.8913 | 0 | 0 | -43.239 | 0.7527 | 12.794 | 0 | -1 | -4.2 | 14.2614 | 0 | 0 | 44.5291 | 44.5291 | 44.5291 | 44.5291 | 51.778 | 37.6974 | 0 | 0 | 0 | 0 | 0 | 0 | 0 | 0 | 0 | 0 | 0 | 0 | 0 | 0 | 0 | 0 | 0 | 0 | 9.8245 | 0 | -354.1758 | 18.8469 | 0 | 70.8723 | 77.3038 | 62.4672 | 1498.606 | 37.7131 | 69.5675 | 0 | 0.5138 | -3.4593 | 14.074 | 3.248 | 0 | 1397.183 | 320.7318 | -378.9151 | 8.9325 | 7.395 | -1.78 | 18.6378 | 1.6207 | 2025-12-12 | 2025_12_12 Hr 10 | 126.1781 | 0.000283 | -1397.183 | -397.4148 | 639.359 | 991.3111 | 144.1869 | 19.7411 | 0 | 127.6863 | 379.5866 | 132.0861 | 23.1226 | 192.1628 | 285.811 | 15.21 | 7.2532 | 46.06 | 247.9653 | 25.55 | 148.1762 | 0
2025_12_12 Hr 11 | 5.1707 | 0.005175 | 0.14594 | 3.8622 | 3.8622 | 3.8116 | 3.8622 | 3.8622 | 3.8622 | 148.3231 | -14.3 | 0.084 | 35 | 0 | 96.0814 | 96.0814 | 285.811 | 15.21 | 0.00697 | 0.084 | 0.03454 | 0 | 0 | 0 | 0 | 0 | 0 | 0.29046 | 0.2376 | 46.06 | 7.2532 | 247.9653 | 0 | 25.55 | 0 | 0 | 23.8985 | 57.6883 | 0 | 0 | -19.4062 | 0.7527 | 12.794 | 0 | -1 | -4.2 | 14.2614 | 0 | 0 | 44.0193 | 44.0193 | 44.0193 | 44.0193 | 51.1852 | 35.802 | 0 | 0 | 0 | 0 | 0 | 0 | 0 | 0 | 0 | 0 | 0 | 0 | 0 | 0 | 0 | 0 | 0 | 0 | 9.8245 | 0 | -361.0966 | 18.8469 | 0 | 70.8723 | 77.3038 | 45.549 | 1494.442 | 37.5809 | 69.3235 | 0 | 0.5138 | -5.1707 | 14.074 | 3.248 | 0 | 1381.675 | 294.1868 | -387.5473 | 8.9325 | 7.395 | -1.78 | 18.5725 | 1.6151 | 2025-12-12 | 2025_12_12 Hr 11 | 122.6544 | 6.2e-05 | -1381.675 | -380.5028 | 634.6237 | 991.3111 | 116.5021 | 19.7411 | 0 | 127.3992 | 375.5856 | 131.6388 | 23.1226 | 192.1628 | 285.811 | 15.21 | 7.2532 | 46.06 | 247.9653 | 25.55 | 148.1762 | 0
2025_12_12 Hr 12 | 5.5289 | 0.00816 | 0.23011 | 3.8622 | 3.8622 | 3.8116 | 3.8622 | 3.8622 | 3.8622 | 142.4225 | -14.3 | 0.084 | 28 | 0 | 96.0814 | 96.0814 | 285.811 | 15.21 | 0.00697 | 0.084 | 0.03454 | 0 | 0 | 0 | 0 | 0 | 0 | 0.29046 | 0.2376 | 46.06 | 7.2532 | 247.9653 | 0 | 25.55 | 0 | 0 | 23.5361 | 56.8135 | 0 | 0 | -18.1469 | 0.7527 | 12.794 | 0 | -1 | -4.2 | 14.2614 | 0 | 0 | 41.8223 | 41.8223 | 41.8223 | 41.8223 | 48.6306 | 36.7497 | 0 | 0 | 0 | 0 | 0 | 0 | 0 | 0 | 0 | 0 | 0 | 0 | 0 | 0 | 0 | 0 | 0 | 0 | 9.8245 | 0 | -350.0912 | 18.8469 | 0 | 70.8723 | 77.3038 | 52.9236 | 1476.046 | 37.011 | 68.2723 | 0 | 0.5138 | -5.5289 | 14.074 | 3.248 | 0 | 1374.942 | 293.943 | -376.9001 | 8.9325 | 7.395 | -1.78 | 18.2908 | 1.5906 | 2025-12-12 | 2025_12_12 Hr 12 | 108.7298 | -0.000357 | -1374.942 | -368.2381 | 614.216 | 991.3111 | 117.9116 | 19.7411 | 0 | 126.162 | 358.3424 | 129.7116 | 23.1226 | 192.1628 | 285.811 | 15.21 | 7.2532 | 46.06 | 247.9653 | 25.55 | 148.1762 | 0
2025_12_12 Hr 13 | 1.7296 | 0.00618 | 0.17428 | 3.8622 | 3.8622 | 3.8116 | 3.8622 | 3.8622 | 3.8622 | 134.3052 | -14.3 | 0.084 | 28 | 0 | 96.0814 | 96.0814 | 285.811 | 15.21 | 0.00697 | 0.084 | 0.03454 | 0 | 0 | 0 | 0 | 0 | 0 | 0.29046 | 0.2376 | 46.06 | 7.2532 | 247.9653 | 0 | 25.55 | 0 | 0 | 23.0375 | 55.61 | 0 | 0 | -16.6319 | 0.7527 | 12.794 | 0 | -1 | -4.2 | 14.2614 | 0 | 0 | 38.8 | 38.8 | 38.8 | 38.8 | 45.1162 | 42.7518 | 0 | 0 | 0 | 0 | 0 | 0 | 0 | 0 | 0 | 0 | 0 | 0 | 0 | 0 | 0 | 0 | 0 | 0 | 9.8245 | 0 | -355.449 | 18.8469 | 0 | 70.8723 | 77.3038 | 61.455 | 1450.567 | 36.227 | 66.8261 | 0 | 0.5138 | -1.7296 | 14.074 | 3.248 | 0 | 1357.5 | 302.024 | -378.4586 | 8.9325 | 7.395 | -1.78 | 17.9034 | 1.5569 | 2025-12-12 | 2025_12_12 Hr 13 | 106.727 | -1.6e-05 | -1357.5 | -372.0809 | 586.1415 | 991.3111 | 132.3873 | 19.7411 | 0 | 124.46 | 334.6212 | 127.0603 | 23.1226 | 192.1628 | 285.811 | 15.21 | 7.2532 | 46.06 | 247.9653 | 25.55 | 148.1762 | 0
2025_12_12 Hr 14 | 2.4278 | 0.008325 | 0.23477 | 3.8622 | 3.8622 | 3.8116 | 3.8622 | 3.8622 | 3.8622 | 137.1088 | -14.3 | 0.084 | 26 | 0 | 96.0814 | 96.0814 | 285.811 | 15.21 | 0.00697 | 0.084 | 0.03454 | 0 | 0 | 0 | 0 | 0 | 0 | 0.29046 | 0.2376 | 46.06 | 7.2532 | 247.9653 | 0 | 25.55 | 0 | 0 | 23.2097 | 56.0257 | 0 | 0 | -28.426 | 0.7527 | 12.794 | 0 | -1 | -4.2 | 14.2614 | 0 | 0 | 39.8438 | 39.8438 | 39.8438 | 39.8438 | 46.33 | 46.6479 | 0 | 0 | 0 | 0 | 0 | 0 | 0 | 0 | 0 | 0 | 0 | 0 | 0 | 0 | 0 | 0 | 0 | 0 | 9.8245 | 0 | -359.4875 | 18.8469 | 0 | 70.8723 | 77.3038 | 71.4324 | 1459.408 | 36.4978 | 67.3256 | 0 | 0.5138 | -2.4278 | 14.074 | 3.248 | 0 | 1363.3 | 315.5135 | -383.1953 | 8.9325 | 7.395 | -1.78 | 18.0372 | 1.5685 | 2025-12-12 | 2025_12_12 Hr 14 | 104.2063 | 4.5e-05 | -1363.3 | -387.9135 | 595.838 | 991.3111 | 144.3234 | 19.7411 | 0 | 125.0479 | 342.8141 | 127.976 | 23.1226 | 192.1628 | 285.811 | 15.21 | 7.2532 | 46.06 | 247.9653 | 25.55 | 148.1762 | 0
2025_12_12 Hr 15 | 0.3383 | 0.009015 | 0.25422 | 3.8622 | 3.8622 | 3.8116 | 3.8622 | 3.8622 | 3.8622 | 131.2734 | -14.3 | 0.084 | 31 | 0 | 96.0814 | 96.0814 | 285.811 | 15.21 | 0.00697 | 0.084 | 0.03454 | 0 | 0 | 0 | 0 | 0 | 0 | 0.29046 | 0.2376 | 45.9947 | 7.2532 | 247.9653 | 0 | 25.55 | 0 | 0 | 22.8514 | 55.1606 | 0 | 0 | -34.432 | 0.7527 | 12.794 | 0 | -1 | -4.2 | 14.2614 | 0 | 0 | 37.6711 | 37.6711 | 37.6711 | 37.6711 | 43.8036 | 53.5977 | 0 | 0 | 0 | 0 | 0 | 0 | 0 | 0 | 0 | 0 | 0 | 0 | 0 | 0 | 0 | 0 | 0 | 0 | 9.8245 | 0 | -344.0104 | 18.8469 | 0 | 68.2 | 74.4451 | 69.9864 | 1435.555 | 35.9342 | 66.286 | 0 | 0.5138 | -0.3383 | 14.074 | 3.248 | 0 | 1357.517 | 322.0226 | -365.6287 | 8.9325 | 7.395 | -1.78 | 17.7587 | 1.5443 | 2025-12-12 | 2025_12_12 Hr 15 | 103.9506 | -0.000357 | -1357.517 | -378.4424 | 575.6559 | 985.7148 | 154.8473 | 19.7411 | 0 | 123.8243 | 325.7615 | 126.0701 | 23.1226 | 192.1628 | 285.811 | 15.21 | 7.2532 | 45.9947 | 247.9653 | 25.55 | 142.6452 | 0
2025_12_12 Hr 16 | 0.3383 | 0.006405 | 0.18062 | 3.8622 | 3.8622 | 3.8116 | 3.8622 | 3.8622 | 3.8622 | 138.7062 | -14.3 | 0.084 | 32 | 0 | 96.0814 | 96.0814 | 285.811 | 15.21 | 0.00697 | 0.084 | 0.03454 | 0 | 0 | 0 | 0 | 0 | 0 | 0.29046 | 0.2376 | 46.06 | 7.2532 | 247.9653 | 0 | 25.55 | 0 | 0 | 23.3078 | 56.2625 | 0 | 0 | -56.432 | 0.7527 | 12.794 | 0 | -1 | -4.2 | 14.2614 | 0 | 0 | 40.4386 | 40.4386 | 40.4386 | 40.4386 | 47.0216 | 56.6514 | 0 | 0 | 0 | 0 | 0 | 0 | 0 | 0 | 0 | 0 | 0 | 0 | 0 | 0 | 0 | 0 | 0 | 0 | 9.8245 | 0 | -358.6897 | 18.8469 | 0 | 70.8723 | 77.3038 | 55.9602 | 1464.357 | 36.6521 | 67.6102 | 0 | 0.5138 | -0.3383 | 14.074 | 3.248 | 0 | 1342.092 | 314.4751 | -380.308 | 8.9325 | 7.395 | -1.78 | 18.1135 | 1.5751 | 2025-12-12 | 2025_12_12 Hr 16 | 113.5484 | -0.000279 | -1342.092 | -415.1218 | 601.3627 | 991.3111 | 144.7986 | 19.7411 | 0 | 125.3828 | 347.4822 | 128.4978 | 23.1226 | 192.1628 | 285.811 | 15.21 | 7.2532 | 46.06 | 247.9653 | 25.55 | 148.1762 | 0
2025_12_12 Hr 17 | 0.34162 | 0.00276 | 0.077832 | 3.8622 | 3.8622 | 3.8116 | 3.8622 | 3.8622 | 3.8622 | 152.0394 | -14.3 | 0.084 | 43 | 0 | 96.0814 | 96.0814 | 285.811 | 15.21 | 0.00697 | 0.084 | 0.03454 | 0 | 0 | 0 | 0 | 0 | 0 | 0.29046 | 0.2376 | 46.06 | 7.2532 | 247.9653 | 0 | 25.55 | 0 | 0 | 24.1268 | 58.2393 | 0 | 0 | -19.814 | 0.7527 | 12.794 | 0 | -1 | -4.2 | 14.2614 | 0 | 0 | 45.403 | 45.403 | 45.403 | 45.403 | 52.7942 | 57.5991 | 0 | 0 | 0 | 0 | 0 | 0 | 0 | 0 | 0 | 0 | 0 | 0 | 0 | 0 | 0 | 0 | 0 | 0 | 9.8245 | 0 | -371.5482 | 18.8469 | 0 | 70.8723 | 77.3038 | 26.4618 | 1506.013 | 37.9398 | 69.9857 | 0 | 0.5138 | -0.34162 | 14.074 | 3.248 | 0 | 1394.308 | 301.2791 | -393.1698 | 8.9325 | 7.395 | -1.78 | 18.7498 | 1.6305 | 2025-12-12 | 2025_12_12 Hr 17 | 138.8731 | 0.000319 | -1394.308 | -391.3622 | 647.4769 | 991.3111 | 127.1415 | 19.7411 | 0 | 128.1785 | 386.4458 | 132.8527 | 23.1226 | 192.1628 | 285.811 | 15.21 | 7.2532 | 46.06 | 247.9653 | 25.55 | 148.1762 | 0
2025_12_12 Hr 18 | 0 | 9e-05 | 0.002538 | 3.8622 | 3.8622 | 3.8116 | 3.8622 | 3.8622 | 3.8622 | 162.2105 | -14.3 | 0.084 | 39 | 0 | 96.0814 | 96.0814 | 285.811 | 15.21 | 0.00697 | 0.084 | 0.03454 | 0 | 0 | 0 | 0 | 0 | 0 | 0.29046 | 0.2376 | 46.06 | 7.2532 | 247.9653 | 0 | 25.55 | 0 | 0 | 24.7514 | 59.7472 | 0 | 0 | -27.2575 | 0.7527 | 12.794 | 0 | -1 | -4.2 | 14.2614 | 0 | 0 | 49.1901 | 49.1901 | 49.1901 | 49.1901 | 57.1978 | 55.5984 | 0 | 0 | 0 | 0 | 0 | 0 | 0 | 0 | 0 | 0 | 0 | 0 | 0 | 0 | 0 | 0 | 0 | 0 | 9.8245 | 0 | -400.7107 | 18.8469 | 0 | 70.8723 | 77.3038 | 32.9688 | 1537.793 | 38.9222 | 71.7977 | 0 | 0.5138 | 0 | 14.074 | 3.248 | 0 | 1393.308 | 304.7632 | -421.9907 | 8.9325 | 7.395 | -1.78 | 19.2353 | 1.6727 | 2025-12-12 | 2025_12_12 Hr 18 | 136.6408 | 0.000342 | -1393.308 | -427.9682 | 682.6546 | 991.3111 | 127.5698 | 19.7411 | 0 | 130.3111 | 416.1687 | 136.1748 | 23.1226 | 192.1628 | 285.811 | 15.21 | 7.2532 | 46.06 | 247.9653 | 25.55 | 148.1762 | 0
2025_12_12 Hr 19 | 0 | 0 | 0 | 3.8622 | 3.8622 | 3.8116 | 3.8622 | 3.8622 | 3.8622 | 153.865 | -14.3 | 0.084 | 42 | 0 | 96.0814 | 96.0814 | 285.811 | 15.21 | 0.00697 | 0.084 | 0.03454 | 0 | 0 | 0 | 0 | 0 | 0 | 0.29046 | 0.2376 | 46.06 | 7.2532 | 247.9653 | 0 | 25.55 | 0 | 0 | 24.2389 | 58.5099 | 0 | 0 | -40.6689 | 0.7527 | 12.794 | 0 | -1 | -4.2 | 14.2614 | 0 | 0 | 46.0828 | 46.0828 | 46.0828 | 46.0828 | 53.5846 | 52.65 | 0 | 0 | 0 | 0 | 0 | 0 | 0 | 0 | 0 | 0 | 0 | 0 | 0 | 0 | 0 | 0 | 0 | 0 | 9.8245 | 0 | -371.0763 | 18.8469 | 0 | 70.8723 | 77.3038 | 32.9688 | 1511.653 | 38.1161 | 70.3109 | 0 | 0.5138 | 0 | 14.074 | 3.248 | 0 | 1380.717 | 302.0888 | -392.3563 | 8.9325 | 7.395 | -1.78 | 18.837 | 1.6381 | 2025-12-12 | 2025_12_12 Hr 19 | 135.4411 | -0.000326 | -1380.717 | -411.7452 | 653.7909 | 991.3111 | 127.6188 | 19.7411 | 0 | 128.5612 | 391.7807 | 133.449 | 23.1226 | 192.1628 | 285.811 | 15.21 | 7.2532 | 46.06 | 247.9653 | 25.55 | 148.1762 | 0
2025_12_12 Hr 20 | 0 | 0 | 0 | 3.8622 | 3.8622 | 3.8116 | 3.8622 | 3.8622 | 3.8622 | 139.1626 | -14.3 | 0.084 | 74 | 0 | 96.0814 | 96.0814 | 285.811 | 15.21 | 0.00697 | 0.084 | 0.03454 | 0 | 0 | 0 | 0 | 0 | 0 | 0.29046 | 0.2376 | 46.06 | 7.2532 | 247.9653 | 0 | 25.55 | 0 | 0 | 23.3359 | 56.3302 | 0 | 0 | -6.5842 | 0.7527 | 12.794 | 0 | -1 | -4.2 | 14.2614 | 0 | 0 | 40.6085 | 40.6085 | 40.6085 | 40.6085 | 47.2192 | 51.7023 | 0 | 0 | 0 | 0 | 0 | 0 | 0 | 0 | 0 | 0 | 0 | 0 | 0 | 0 | 0 | 0 | 0 | 0 | 9.8245 | 0 | -390.6623 | 18.8469 | 0 | 70.8723 | 77.3038 | 18.9426 | 1465.605 | 36.6961 | 67.6915 | 0 | 0.5138 | 0 | 14.074 | 3.248 | 0 | 1361.392 | 314.3128 | -411.9423 | 8.9325 | 7.395 | -1.78 | 18.1352 | 1.577 | 2025-12-12 | 2025_12_12 Hr 20 | 128.7247 | -0.000288 | -1361.392 | -397.2465 | 602.9412 | 991.3111 | 144.6449 | 19.7411 | 0 | 125.4785 | 348.8159 | 128.6468 | 23.1226 | 192.1628 | 285.811 | 15.21 | 7.2532 | 46.06 | 247.9653 | 25.55 | 148.1762 | 0
2025_12_12 Hr 21 | 0 | 0 | 0 | 3.8622 | 3.8622 | 3.8116 | 3.8622 | 3.8622 | 3.8622 | 133.0664 | -14.3 | 0.084 | 83 | 0 | 96.0814 | 96.0814 | 285.811 | 15.21 | 0.00697 | 0.084 | 0.03454 | 0 | 0 | 0 | 0 | 0 | 0 | 0.29046 | 0.2376 | 46.06 | 7.2532 | 247.9653 | 0 | 25.55 | 0 | 0 | 22.9615 | 55.4264 | 0 | 0 | -47.8897 | 0.7527 | 12.794 | 0 | -1 | -4.2 | 14.2614 | 0 | 0 | 38.3387 | 38.3387 | 38.3387 | 38.3387 | 44.5799 | 53.5977 | 0 | 0 | 0 | 0 | 0 | 0 | 0 | 0 | 0 | 0 | 0 | 0 | 0 | 0 | 0 | 0 | 0 | 0 | 9.8245 | 0 | -401.7509 | 18.8469 | 0 | 70.8723 | 77.3038 | 39.042 | 1446.512 | 36.1074 | 66.6055 | 0 | 0.5138 | 0 | 14.074 | 3.248 | 0 | 1318.908 | 343.3165 | -423.0309 | 8.9325 | 7.395 | -1.78 | 17.8443 | 1.5517 | 2025-12-12 | 2025_12_12 Hr 21 | 123.9291 | 0.000337 | -1318.908 | -449.6406 | 581.8571 | 991.3111 | 175.6397 | 19.7411 | 0 | 124.2003 | 331.0011 | 126.6557 | 23.1226 | 192.1628 | 285.811 | 15.21 | 7.2532 | 46.06 | 247.9653 | 25.55 | 148.1762 | 0
2025_12_12 Hr 22 | 0 | 0 | 0 | 3.8622 | 3.8622 | 3.8116 | 3.8622 | 3.8622 | 3.8622 | 116.571 | -14.3 | 0.084 | 93 | 0 | 96.0814 | 96.0814 | 285.811 | 15.21 | 0.00697 | 0.084 | 0.03454 | 0 | 0 | 0 | 0 | 0 | 0 | 0.29046 | 0.2376 | 46.06 | 7.2532 | 247.9653 | 0 | 25.55 | 0 | 0 | 21.9483 | 52.9808 | 0 | 0 | -28.1611 | 0.7527 | 12.794 | 0 | -1 | -4.2 | 14.2614 | 0 | 0 | 32.1969 | 32.1969 | 32.1969 | 32.1969 | 37.4382 | 53.5977 | 0 | 0 | 0 | 0 | 0 | 0 | 0 | 0 | 0 | 0 | 0 | 0 | 0 | 0 | 0 | 0 | 0 | 0 | 9.8245 | 0 | -389.1494 | 18.8469 | 0 | 70.8723 | 77.3038 | 17.0628 | 1394.849 | 34.5142 | 63.6666 | 0 | 0.5138 | 0 | 14.074 | 3.248 | 0 | 1282.208 | 325.9495 | -410.4294 | 8.9325 | 7.395 | -1.78 | 17.0569 | 1.4833 | 2025-12-12 | 2025_12_12 Hr 22 | 113.6725 | 0.00036 | -1282.208 | -417.3105 | 524.8062 | 991.3111 | 163.6605 | 19.7411 | 0 | 120.7416 | 282.7967 | 121.2679 | 23.1226 | 192.1628 | 285.811 | 15.21 | 7.2532 | 46.06 | 247.9653 | 25.55 | 148.1762 | 0
2025_12_12 Hr 23 | 0 | 0 | 0 | 3.8622 | 3.8622 | 3.8116 | 3.8622 | 3.8622 | 3.8622 | 100.3037 | 0 | 0.084 | 93 | 0 | 96.0814 | 96.0814 | 286.6375 | 15.29 | 0.00697 | 0.084 | 0.03454 | 0 | 0 | 0 | 0 | 0 | 0 | 0.29046 | 0.2376 | 46.06 | 7.2532 | 247.9653 | 0 | 0 | 0 | 0 | 20.9492 | 50.5691 | 0 | 0 | -29.4535 | 0.7527 | 12.794 | 0 | -1 | -4.2 | 14.2614 | 0 | 0 | 26.14 | 26.14 | 26.14 | 26.14 | 30.3953 | 55.5984 | 0 | 0 | 0 | 0 | 0 | 0 | 0 | 0 | 0 | 0 | 0 | 0 | 0 | 0 | 0 | 0 | 0 | 0 | 9.8245 | 0 | -395.8175 | 18.8469 | 0 | 71.2258 | 77.6894 | 15.4722 | 1319.996 | 32.9431 | 60.7685 | 0 | 0.5138 | 0 | 14.074 | 3.248 | 0 | 1208.792 | 321.0463 | -402.7975 | 8.9325 | 7.395 | -1.78 | 16.2805 | 1.4157 | 2025-12-12 | 2025_12_12 Hr 23 | 113.6629 | -0.00033 | -1208.792 | -425.271 | 482.8444 | 967.4065 | 164.0706 | 19.7411 | 0 | 117.3308 | 235.259 | 130.2547 | 23.1226 | 192.1628 | 286.6375 | 15.29 | 7.2532 | 46.06 | 247.9653 | 0 | 148.9151 | 0
2025_12_12 Hr 24 | 0 | 0 | 0 | 3.8622 | 3.8622 | 3.8116 | 3.8622 | 3.8622 | 3.8622 | 82.4717 | 0 | 0.084 | 93 | 0 | 96.0814 | 96.0814 | 286.6375 | 15.29 | 0.00697 | 0.084 | 0.03454 | 0 | 0 | 0 | 0 | 0 | 0 | 0.29046 | 0.2376 | 46.06 | 7.2532 | 247.9653 | 0 | 0 | 0 | 0 | 19.854 | 47.9254 | 0 | 0 | -28.9113 | 0.7527 | 12.794 | 0 | -1 | -4.2 | 14.2614 | 0 | 0 | 19.5005 | 19.5005 | 19.5005 | 19.5005 | 22.675 | 60.5475 | 0 | 0 | 0 | 0 | 0 | 0 | 0 | 0 | 0 | 0 | 0 | 0 | 0 | 0 | 0 | 0 | 0 | 0 | 9.8245 | 0 | -395.293 | 18.8469 | 0 | 71.2258 | 77.6894 | 15.0384 | 1264.147 | 31.2208 | 57.5915 | 0 | 0.5138 | 0 | 14.074 | 3.248 | 0 | 1152.7 | 319.7373 | -402.273 | 8.9325 | 7.395 | -1.78 | 15.4293 | 1.3417 | 2025-12-12 | 2025_12_12 Hr 24 | 110.2246 | 6.6e-05 | -1152.7 | -424.2043 | 421.1709 | 967.4065 | 168.5859 | 19.7411 | 0 | 113.5918 | 183.1487 | 124.4303 | 23.1226 | 192.1628 | 286.6375 | 15.29 | 7.2532 | 46.06 | 247.9653 | 0 | 148.9151 | 0
2025_12_13 Hr 01 | 0 | 0 | 0 | 0 | 0 | 0 | 0 | 0 | 0 | 69.8773 | 0 | 0.084 | 92 | 0 | 96.0814 | 96.0814 | 286.6375 | 0 | 0.00697 | 0.084 | 0.03454 | 0 | 0 | 0 | 0 | 0 | 0 | 0.29046 | 0.2376 | 46.06 | 0 | 247.9653 | 0 | 0 | 0 | 0 | 19.132 | 46.1566 | 0 | 8.8054 | -2.9214 | 0.7527 | 12.8035 | 0.06 | -1 | -4.2 | 14.286 | 0 | 0 | 14.8413 | 14.8413 | 14.8413 | 14.8413 | 17.2573 | 57.5991 | 0 | 0 | 0 | 0 | 0 | 0 | 0 | 0 | 0 | 0 | 0 | 0 | 0 | 0 | 0 | 0 | 0 | 0 | 9.823 | 0 | -349.0843 | 18.5663 | 0 | 58.8467 | 64.187 | 15.0384 | 1153.491 | 29.536 | 54.5053 | 0 | 0.5138 | 0 | 14.074 | 3.248 | 0 | 1113.168 | 309.8571 | -356.0643 | 8.9313 | 7.395 | -1.78 | 14.621 | 1.27 | 2025-12-13 | 2025_12_13 Hr 01 | 106.1048 | 0.000375 | -1113.168 | -343.2003 | 376.1308 | 895.8593 | 164.6375 | 19.7411 | 0 | 111.1324 | 146.4998 | 118.4986 | 0 | 192.1628 | 286.6375 | 0 | 0 | 46.06 | 247.9653 | 0 | 123.0337 | 0
2025_12_13 Hr 02 | 0 | 0 | 0 | 0 | 0 | 0 | 0 | 0 | 0 | 68.0226 | 0 | 0.084 | 88 | 0 | 96.0814 | 96.0814 | 286.6375 | 0 | 0.00697 | 0.084 | 0.03454 | 0 | 0 | 0 | 0 | 0 | 0 | 0.29046 | 0.2376 | 46.06 | 0 | 247.9653 | 0 | 0 | 0 | 0 | 19.0176 | 45.8808 | 0 | 21.2776 | 0 | 0.7527 | 12.8035 | 0.06 | -1 | -4.2 | 14.286 | 0 | 0 | 14.1502 | 14.1502 | 14.1502 | 14.1502 | 16.4537 | 53.5977 | 0 | 0 | 0 | 0 | 0 | 0 | 0 | 0 | 0 | 0 | 0 | 0 | 0 | 0 | 0 | 0 | 0 | 0 | 9.823 | 0 | -374.9651 | 18.5663 | 0 | 58.8467 | 64.187 | 24.4374 | 1147.678 | 29.3595 | 54.1795 | 0 | 0.5138 | 0 | 14.074 | 3.248 | 0 | 1097.668 | 310.6574 | -381.9451 | 8.9313 | 7.395 | -1.78 | 14.5336 | 1.2625 | 2025-12-13 | 2025_12_13 Hr 02 | 107.4788 | 0.000374 | -1097.668 | -353.6875 | 369.7205 | 895.8593 | 166.0351 | 19.7411 | 0 | 110.7422 | 141.077 | 117.9013 | 0 | 192.1628 | 286.6375 | 0 | 0 | 46.06 | 247.9653 | 0 | 123.0337 | 0
2025_12_13 Hr 03 | 0 | 0 | 0 | 0 | 0 | 0 | 0 | 0 | 0 | 64.8101 | 0 | 0.084 | 77 | 0 | 96.0814 | 96.0814 | 286.6375 | 0 | 0.00697 | 0.084 | 0.03454 | 0 | 0 | 0 | 0 | 0 | 0 | 0.29046 | 0.2376 | 46.06 | 0 | 247.9653 | 0 | 0 | 0 | 0 | 18.8195 | 45.4029 | 0 | 12.3026 | 0 | 0.7527 | 12.8035 | 0.06 | -1 | -4.2 | 14.286 | 0 | 0 | 12.953 | 12.953 | 12.953 | 12.953 | 15.0617 | 47.7009 | 0 | 0 | 0 | 0 | 0 | 0 | 0 | 0 | 0 | 0 | 0 | 0 | 0 | 0 | 0 | 0 | 0 | 0 | 9.823 | 0 | -363.48 | 18.5663 | 0 | 58.8467 | 64.187 | 49.0194 | 1137.609 | 29.0537 | 53.6152 | 0 | 0.5138 | 0 | 14.074 | 3.248 | 0 | 1096.76 | 317.308 | -370.46 | 8.9313 | 7.395 | -1.78 | 14.3822 | 1.2493 | 2025-12-13 | 2025_12_13 Hr 03 | 107.1756 | 4.5e-05 | -1096.76 | -351.1774 | 358.6168 | 895.8593 | 173.7203 | 19.7411 | 0 | 110.0663 | 131.6839 | 116.8666 | 0 | 192.1628 | 286.6375 | 0 | 0 | 46.06 | 247.9653 | 0 | 123.0337 | 0
2025_12_13 Hr 04 | 0 | 0 | 0 | 0 | 0 | 0 | 0 | 0 | 0 | 64.3796 | 0 | 0.084 | 71 | 0 | 96.0814 | 96.0814 | 286.6375 | 0 | 0.00697 | 0.084 | 0.03454 | 0 | 0 | 0 | 0 | 0 | 0 | 0.29046 | 0.2376 | 46.06 | 0 | 247.9653 | 0 | 0 | 0 | 0 | 18.793 | 45.3388 | 0 | 2.11 | -0.96394 | 0.7527 | 12.8035 | 0.06 | -1 | -4.2 | 14.286 | 0 | 0 | 12.7926 | 12.7926 | 12.7926 | 12.7926 | 14.8751 | 44.6472 | 0 | 0 | 0 | 0 | 0 | 0 | 0 | 0 | 0 | 0 | 0 | 0 | 0 | 0 | 0 | 0 | 0 | 0 | 9.823 | 0 | -353.9043 | 18.5663 | 0 | 58.8467 | 64.187 | 64.9254 | 1136.26 | 29.0127 | 53.5395 | 0 | 0.5138 | 0 | 14.074 | 3.248 | 0 | 1100.543 | 324.0216 | -360.8843 | 8.9313 | 7.395 | -1.78 | 14.3619 | 1.2475 | 2025-12-13 | 2025_12_13 Hr 04 | 113.3156 | 0.0003769 | -1100.543 | -352.7582 | 357.1287 | 895.8593 | 180.5726 | 19.7411 | 0 | 109.9757 | 130.425 | 116.728 | 0 | 192.1628 | 286.6375 | 0 | 0 | 46.06 | 247.9653 | 0 | 123.0337 | 0
2025_12_13 Hr 05 | 0 | 0 | 0 | 0 | 0 | 0 | 0 | 0 | 0 | 68.2545 | 0 | 0.084 | 62 | 0 | 96.0814 | 96.0814 | 286.6375 | 0 | 0.00697 | 0.084 | 0.03454 | 0 | 0 | 0 | 0 | 0 | 0 | 0.29046 | 0.2376 | 46.06 | 0 | 247.9653 | 0 | 0 | 0 | 0 | 19.0319 | 45.9153 | 0 | 0.17985 | -8.1624 | 0.7527 | 12.8035 | 0.06 | -1 | -4.2 | 14.286 | 0 | 0 | 14.2366 | 14.2366 | 14.2366 | 14.2366 | 16.5541 | 44.6472 | 0 | 0 | 0 | 0 | 0 | 0 | 0 | 0 | 0 | 0 | 0 | 0 | 0 | 0 | 0 | 0 | 0 | 0 | 9.823 | 0 | -337.817 | 18.5663 | 0 | 58.8467 | 64.187 | 70.9986 | 1148.405 | 29.3815 | 54.2202 | 0 | 0.5138 | 0 | 14.074 | 3.248 | 0 | 1117.968 | 322.3428 | -344.797 | 8.9313 | 7.395 | -1.78 | 14.5445 | 1.2634 | 2025-12-13 | 2025_12_13 Hr 05 | 109.7164 | 0.000383 | -1117.968 | -345.7995 | 370.5218 | 895.8593 | 177.6458 | 19.7411 | 0 | 110.791 | 141.7549 | 117.9759 | 0 | 192.1628 | 286.6375 | 0 | 0 | 46.06 | 247.9653 | 0 | 123.0337 | 0
2025_12_13 Hr 06 | 0 | 0 | 0 | 3.8622 | 3.8622 | 3.8116 | 3.8622 | 3.8622 | 3.8622 | 87.5294 | 0 | 0.084 | 55 | 0 | 96.0814 | 96.0814 | 286.6375 | 0 | 0.00697 | 0.084 | 0.03454 | 0 | 0 | 0 | 0 | 0 | 0 | 0.29046 | 0.2376 | 46.06 | 7.2532 | 247.9653 | 0 | 0 | 0 | 0 | 20.2204 | 48.7825 | 0 | 0 | -25.0324 | 0.7527 | 12.8035 | 0 | -1 | -4.2 | 14.286 | 0 | 0 | 21.4194 | 21.4194 | 21.4194 | 21.4194 | 24.9063 | 46.6479 | 0 | 0 | 0 | 0 | 0 | 0 | 0 | 0 | 0 | 0 | 0 | 0 | 0 | 0 | 0 | 0 | 0 | 0 | 9.823 | 0 | -384.457 | 18.5663 | 0 | 64.4625 | 70.3644 | 67.5282 | 1250.989 | 31.2163 | 57.6061 | 0 | 0.5138 | 0 | 14.074 | 3.248 | 0 | 1154.6 | 320.0809 | -391.437 | 8.9313 | 7.395 | -1.78 | 15.4528 | 1.3423 | 2025-12-13 | 2025_12_13 Hr 06 | 121.8913 | 3.8e-05 | -1154.6 | -409.4894 | 437.1439 | 938.0283 | 169.1761 | 19.7411 | 0 | 114.8467 | 198.1135 | 124.1837 | 23.1226 | 192.1628 | 286.6375 | 0 | 7.2532 | 46.06 | 247.9653 | 0 | 134.8269 | 0
2025_12_13 Hr 07 | 0 | 0 | 0 | 3.8622 | 3.8622 | 3.8116 | 3.8622 | 3.8622 | 3.8622 | 102.6646 | -14.3 | 0.084 | 52 | 0 | 96.0814 | 96.0814 | 285.811 | 0 | 0.00697 | 0.084 | 0.03454 | 0 | 0 | 0 | 0 | 0 | 0 | 0.29046 | 0.2376 | 46.06 | 7.2532 | 247.9653 | 0 | 0 | 0 | 0 | 21.1536 | 51.0339 | 0 | 0 | -37.92 | 0.7527 | 12.8035 | 0 | -1 | -4.2 | 14.286 | 0 | 0 | 27.0596 | 27.0596 | 27.0596 | 27.0596 | 31.4647 | 48.6486 | 0 | 0 | 0 | 0 | 0 | 0 | 0 | 0 | 0 | 0 | 0 | 0 | 0 | 0 | 0 | 0 | 0 | 0 | 9.823 | 0 | -358.9879 | 18.5663 | 0 | 70.4415 | 76.7817 | 58.563 | 1309.997 | 32.657 | 60.2647 | 0 | 0.5138 | 0 | 14.074 | 3.248 | 0 | 1206.8 | 314.9909 | -380.2679 | 8.9313 | 7.395 | -1.78 | 16.1659 | 1.4042 | 2025-12-13 | 2025_12_13 Hr 07 | 142.6197 | -2.1e-05 | -1206.8 | -396.9079 | 475.1572 | 949.5981 | 159.2116 | 19.7411 | 0 | 118.0313 | 242.3677 | 114.7582 | 23.1226 | 192.1628 | 285.811 | 0 | 7.2532 | 46.06 | 247.9653 | 0 | 147.2232 | 0
2025_12_13 Hr 08 | 0 | 0 | 0 | 3.8622 | 3.8622 | 3.8116 | 3.8622 | 3.8622 | 3.8622 | 121.9396 | -14.3 | 0.084 | 54 | 0 | 96.0814 | 96.0814 | 285.811 | 0 | 0.00697 | 0.084 | 0.03454 | 0 | 0 | 0 | 0 | 0 | 0 | 0.29046 | 0.2376 | 46.06 | 7.2532 | 247.9653 | 0 | 0 | 0 | 0 | 22.3421 | 53.9012 | 0 | 0 | -43.6679 | 0.7527 | 12.8035 | 0 | -1 | -4.2 | 14.286 | 0 | 0 | 34.2425 | 34.2425 | 34.2425 | 34.2425 | 39.8168 | 51.7023 | 0 | 0 | 0 | 0 | 0 | 0 | 0 | 0 | 0 | 0 | 0 | 0 | 0 | 0 | 0 | 0 | 0 | 0 | 9.823 | 0 | -338.6203 | 18.5663 | 0 | 68.2 | 74.4451 | 47.4288 | 1365.833 | 34.4918 | 63.6506 | 0 | 0.5138 | 0 | 14.074 | 3.248 | 0 | 1277.383 | 315.1181 | -359.9003 | 8.9313 | 7.395 | -1.78 | 17.0742 | 1.4831 | 2025-12-13 | 2025_12_13 Hr 08 | 141.9215 | 0.000363 | -1277.383 | -382.2883 | 541.7794 | 945.02 | 153.1311 | 19.7411 | 0 | 122.087 | 298.7264 | 120.966 | 23.1226 | 192.1628 | 285.811 | 0 | 7.2532 | 46.06 | 247.9653 | 0 | 142.6452 | 0
2025_12_13 Hr 09 | 0.70147 | 0.00024 | 0.006768 | 3.8622 | 3.8622 | 3.8116 | 3.8622 | 3.8622 | 3.8622 | 132.2725 | -14.3 | 0.084 | 51 | 0 | 96.0814 | 96.0814 | 285.811 | 15.21 | 0.00697 | 0.084 | 0.03454 | 0 | 0 | 0 | 0 | 0 | 0 | 0.29046 | 0.2376 | 46.06 | 7.2532 | 247.9653 | 0 | 0 | 0 | 0 | 22.9792 | 55.4382 | 0 | 0 | -45.1418 | 0.7527 | 12.8035 | 0.1 | -1 | -4.2 | 14.286 | 0 | 0 | 38.0931 | 38.0931 | 38.0931 | 38.0931 | 44.2943 | 50.6493 | 0 | 0 | 0 | 0 | 0 | 0 | 0 | 0 | 0 | 0 | 0 | 0 | 0 | 0 | 0 | 0 | 0 | 0 | 9.823 | 0 | -189.3799 | 18.5663 | 0 | 0 | 0 | 26.4618 | 1270.792 | 35.4754 | 65.4657 | 0 | 0.5138 | -0.70147 | 14.074 | 3.248 | 0 | 1308.417 | 294.1277 | -211.3614 | 8.9313 | 7.395 | -1.78 | 17.5611 | 1.5254 | 2025-12-13 | 2025_12_13 Hr 09 | 136.4737 | -0.000384 | -1308.417 | -234.5217 | 577.4943 | 817.5849 | 128.1181 | 19.7411 | 0 | 124.2612 | 328.9392 | 124.2938 | 23.1226 | 192.1628 | 285.811 | 15.21 | 7.2532 | 46.06 | 247.9653 | 0 | 0 | 0
2025_12_13 Hr 10 | 1.7296 | 0.001665 | 0.046953 | 0 | 0 | 0 | 0 | 0 | 0 | 147.6726 | -14.3 | 0.084 | 29 | 0 | 96.0814 | 96.0814 | 285.811 | 13.9425 | 0.00697 | 0.084 | 0.03454 | 0 | 0 | 0 | 0 | 0 | 0 | 0.29046 | 0.2376 | 46.06 | 0 | 247.9653 | 0 | 0 | 0 | 0 | 23.9287 | 57.7291 | 0 | 1.2023 | -18.155 | 0.7527 | 12.8035 | 0.16 | -1 | -4.2 | 14.286 | 0 | 0 | 43.832 | 43.832 | 43.832 | 43.832 | 50.9674 | 47.7009 | 0 | 0 | 0 | 0 | 0 | 0 | 0 | 0 | 0 | 0 | 0 | 0 | 0 | 0 | 0 | 0 | 0 | 0 | 9.823 | 0 | -135.6428 | 18.5663 | 0 | 0 | 0 | 0 | 1287.458 | 36.9413 | 68.1709 | 0 | 0.5138 | -1.7296 | 14.074 | 3.248 | 0 | 1360.56 | 248.7069 | -158.6524 | 8.9313 | 7.395 | -1.78 | 18.2868 | 1.5885 | 2025-12-13 | 2025_12_13 Hr 10 | 103.5175 | -5.1e-05 | -1360.56 | -152.5955 | 630.7233 | 785.9416 | 76.7495 | 19.7411 | 0 | 127.5016 | 373.968 | 129.2537 | 0 | 192.1628 | 285.811 | 13.9425 | 0 | 46.06 | 247.9653 | 0 | 0 | 0
2025_12_13 Hr 11 | 4.1409 | 0.003915 | 0.1104 | 0 | 0 | 0 | 0 | 0 | 0 | 149.4942 | -14.3 | 0.084 | 23 | 0 | 96.0814 | 96.0814 | 285.811 | 15.21 | 0.00697 | 0.084 | 0.03454 | 0 | 0 | 0 | 0 | 0 | 0 | 0.29046 | 0.2376 | 46.06 | 0 | 247.9653 | 0 | 0 | 0 | 0 | 24.041 | 58 | 0 | 0 | -19.0174 | 0.7527 | 12.8035 | 0.16 | -1 | -4.2 | 14.286 | 0 | 0 | 44.5108 | 44.5108 | 44.5108 | 44.5108 | 51.7567 | 44.6472 | 0 | 0 | 0 | 0 | 0 | 0 | 0 | 0 | 0 | 0 | 0 | 0 | 0 | 0 | 0 | 0 | 0 | 0 | 9.823 | 0 | -127.2536 | 18.5663 | 0 | 0 | 0 | 0 | 1294.498 | 37.1147 | 68.4908 | 0 | 0.5138 | -4.1409 | 14.074 | 3.248 | 0 | 1365.46 | 242.6534 | -152.6745 | 8.9313 | 7.395 | -1.78 | 18.3726 | 1.5959 | 2025-12-13 | 2025_12_13 Hr 11 | 103.4782 | 5.6e-05 | -1365.46 | -146.2709 | 637.0194 | 787.2091 | 67.7615 | 19.7411 | 0 | 127.8849 | 379.2941 | 129.8403 | 0 | 192.1628 | 285.811 | 15.21 | 0 | 46.06 | 247.9653 | 0 | 0 | 0
2025_12_13 Hr 12 | 3.4626 | 0.008145 | 0.22969 | 0 | 0 | 0 | 0 | 0 | 0 | 145.1556 | -14.3 | 0.084 | 19 | 0 | 96.0814 | 96.0814 | 285.811 | 15.21 | 0.00697 | 0.084 | 0.03454 | 0 | 0 | 0 | 0 | 0 | 0 | 0.29046 | 0.2376 | 46.06 | 0 | 247.9653 | 0 | 0 | 0 | 0 | 23.7735 | 57.3546 | 0 | 0 | -18.9067 | 0.7527 | 12.8035 | 0.16 | -1 | -4.2 | 14.286 | 0 | 0 | 42.894 | 42.894 | 42.894 | 42.894 | 49.8768 | 45.7002 | 0 | 0 | 0 | 0 | 0 | 0 | 0 | 0 | 0 | 0 | 0 | 0 | 0 | 0 | 0 | 0 | 0 | 0 | 9.823 | 0 | -126.945 | 18.5663 | 0 | 0 | 0 | 0 | 1281.019 | 36.7017 | 67.7287 | 0 | 0.5138 | -3.4626 | 14.074 | 3.248 | 0 | 1348.06 | 237.635 | -151.6876 | 8.9313 | 7.395 | -1.78 | 18.1682 | 1.5782 | 2025-12-13 | 2025_12_13 Hr 12 | 100.9247 | -3.6e-05 | -1348.06 | -145.8518 | 622.0236 | 787.2091 | 64.938 | 19.7411 | 0 | 126.972 | 366.6085 | 128.443 | 0 | 192.1628 | 285.811 | 15.21 | 0 | 46.06 | 247.9653 | 0 | 0 | 0
2025_12_13 Hr 13 | 2.4295 | 0.009705 | 0.27368 | 0 | 0 | 0 | 0 | 0 | 0 | 146.0498 | -14.3 | 0.084 | 15 | 0 | 96.0814 | 96.0814 | 285.811 | 15.21 | 0.00697 | 0.084 | 0.03454 | 0 | 0 | 0 | 0 | 0 | 0 | 0.29046 | 0.2376 | 46.06 | 0 | 247.9653 | 0 | 0 | 0 | 0 | 23.8287 | 57.4877 | 0 | 0 | -18.1702 | 0.7527 | 12.8035 | 0.16 | -1 | -4.2 | 14.286 | 0 | 0 | 43.2273 | 43.2273 | 43.2273 | 43.2273 | 50.2642 | 42.7518 | 0 | 0 | 0 | 0 | 0 | 0 | 0 | 0 | 0 | 0 | 0 | 0 | 0 | 0 | 0 | 0 | 0 | 0 | 9.823 | 0 | -138.3694 | 18.5663 | 0 | 0 | 0 | 0 | 1283.866 | 36.7868 | 67.8858 | 0 | 0.5138 | -2.4295 | 14.074 | 3.248 | 0 | 1333.56 | 229.943 | -162.0789 | 8.9313 | 7.395 | -1.78 | 18.2103 | 1.5818 | 2025-12-13 | 2025_12_13 Hr 13 | 102.9636 | -3.4e-05 | -1333.56 | -156.5396 | 625.1143 | 787.2091 | 58.0352 | 19.7411 | 0 | 127.1602 | 369.2231 | 128.731 | 0 | 192.1628 | 285.811 | 15.21 | 0 | 46.06 | 247.9653 | 0 | 0 | 0
2025_12_13 Hr 14 | 2.7694 | 0.010815 | 0.30498 | 0 | 0 | 0 | 0 | 0 | 0 | 140.0885 | -14.3 | 0.084 | 11 | 0 | 96.0814 | 96.0814 | 285.811 | 13.9425 | 0.00697 | 0.084 | 0.03454 | 0 | 0 | 0 | 0 | 0 | 0 | 0.29046 | 0.2376 | 46.06 | 0 | 247.9653 | 0 | 0 | 0 | 0 | 23.4611 | 56.6009 | 0 | 0 | -17.4227 | 0.7527 | 12.8035 | 0.16 | -1 | -4.2 | 14.286 | 0 | 0 | 41.0057 | 41.0057 | 41.0057 | 41.0057 | 47.6811 | 42.7518 | 0 | 0 | 0 | 0 | 0 | 0 | 0 | 0 | 0 | 0 | 0 | 0 | 0 | 0 | 0 | 0 | 0 | 0 | 9.823 | 0 | -125.877 | 18.5663 | 0 | 0 | 0 | 0 | 1263.945 | 36.2194 | 66.8386 | 0 | 0.5138 | -2.7694 | 14.074 | 3.248 | 0 | 1320.96 | 224.3642 | -149.9264 | 8.9313 | 7.395 | -1.78 | 17.9294 | 1.5574 | 2025-12-13 | 2025_12_13 Hr 14 | 102.7669 | -2e-06 | -1320.96 | -143.2997 | 604.5095 | 785.9416 | 54.0676 | 19.7411 | 0 | 125.9058 | 351.7926 | 126.8111 | 0 | 192.1628 | 285.811 | 13.9425 | 0 | 46.06 | 247.9653 | 0 | 0 | 0
2025_12_13 Hr 15 | 3.8009 | 0.009465 | 0.26691 | 0 | 0 | 0 | 0 | 0 | 0 | 140.7509 | -14.3 | 0.084 | 9 | 0 | 96.0814 | 96.0814 | 285.811 | 8.8725 | 0.00697 | 0.084 | 0.03454 | 0 | 0 | 0 | 0 | 0 | 0 | 0.29046 | 0.2376 | 44.2335 | 0 | 247.9653 | 0 | 0 | 0 | 0 | 23.502 | 56.6994 | 0 | 4.0437 | -14.5286 | 0.7527 | 12.8035 | 0.16 | -1 | -4.2 | 14.286 | 0 | 0 | 41.2526 | 41.2526 | 41.2526 | 41.2526 | 47.9681 | 39.6981 | 0 | 0 | 0 | 0 | 0 | 0 | 0 | 0 | 0 | 0 | 0 | 0 | 0 | 0 | 0 | 0 | 0 | 0 | 9.823 | 0 | -125.0062 | 18.5663 | 0 | 0 | 0 | 0 | 1259.086 | 36.2824 | 66.955 | 0 | 0.5138 | -3.8009 | 14.074 | 3.248 | 0 | 1319.068 | 220.5539 | -150.0871 | 8.9313 | 7.395 | -1.78 | 17.9606 | 1.5601 | 2025-12-13 | 2025_12_13 Hr 15 | 102.4719 | 0.00035 | -1319.068 | -135.4912 | 606.799 | 779.045 | 48.9745 | 19.7411 | 0 | 126.0452 | 353.7293 | 127.0244 | 0 | 192.1628 | 285.811 | 8.8725 | 0 | 44.2335 | 247.9653 | 0 | 0 | 0
2025_12_13 Hr 16 | 0.69816 | 0.00711 | 0.2005 | 3.8622 | 3.8622 | 3.8116 | 3.8622 | 3.8622 | 3.8622 | 152.9054 | -14.3 | 0.084 | 9 | 0 | 96.0814 | 96.0814 | 285.811 | 15.21 | 0.00697 | 0.084 | 0.03454 | 0 | 0 | 0 | 0 | 0 | 0 | 0.29046 | 0.2376 | 46.06 | 0 | 247.9653 | 0 | 0 | 0 | 0 | 24.2514 | 58.5075 | 0 | 0 | -18.749 | 0.7527 | 12.8035 | 0.1 | -1 | -4.2 | 14.286 | 0 | 0 | 45.782 | 45.782 | 45.782 | 45.782 | 53.2349 | 39.6981 | 0 | 0 | 0 | 0 | 0 | 0 | 0 | 0 | 0 | 0 | 0 | 0 | 0 | 0 | 0 | 0 | 0 | 0 | 9.823 | 0 | -168.7309 | 18.5663 | 0 | 0 | 0 | 0 | 1328.403 | 37.4394 | 69.0901 | 0 | 0.5138 | -0.69816 | 14.074 | 3.248 | 0 | 1340.308 | 221.3634 | -190.7091 | 8.9313 | 7.395 | -1.78 | 18.5333 | 1.6099 | 2025-12-13 | 2025_12_13 Hr 16 | 109.6833 | 0.000348 | -1340.308 | -187.4799 | 648.8098 | 810.3317 | 48.9057 | 19.7411 | 0 | 128.6027 | 389.2682 | 130.9389 | 23.1226 | 192.1628 | 285.811 | 15.21 | 0 | 46.06 | 247.9653 | 0 | 0 | 0
2025_12_13 Hr 17 | 0 | 0.00303 | 0.085446 | 3.8622 | 3.8622 | 3.8116 | 3.8622 | 3.8622 | 3.8622 | 164.1657 | -14.3 | 0.084 | 7 | 0 | 96.0814 | 96.0814 | 285.811 | 15.21 | 0.00697 | 0.084 | 0.03454 | 0 | 0 | 0 | 0 | 0 | 0 | 0.29046 | 0.2376 | 46.06 | 7.2532 | 247.9653 | 0 | 0 | 0 | 0 | 24.9457 | 60.1825 | 0 | 0 | -23.9698 | 0.7527 | 12.8035 | 0 | -1 | -4.2 | 14.286 | 0 | 0 | 49.9782 | 49.9782 | 49.9782 | 49.9782 | 58.1142 | 39.6981 | 0 | 0 | 0 | 0 | 0 | 0 | 0 | 0 | 0 | 0 | 0 | 0 | 0 | 0 | 0 | 0 | 0 | 0 | 9.823 | 0 | -310.1022 | 18.5663 | 0 | 69.3423 | 75.5789 | 0 | 1515.756 | 38.5112 | 71.068 | 0 | 0.5138 | 0 | 14.074 | 3.248 | 0 | 1382.692 | 222.2877 | -331.3822 | 8.9313 | 7.395 | -1.78 | 19.0639 | 1.656 | 2025-12-13 | 2025_12_13 Hr 17 | 136.5454 | -0.000284 | -1382.692 | -334.072 | 687.73 | 962.506 | 46.7866 | 19.7411 | 0 | 130.972 | 422.1926 | 134.5655 | 23.1226 | 192.1628 | 285.811 | 15.21 | 7.2532 | 46.06 | 247.9653 | 0 | 144.9212 | 0
2025_12_13 Hr 18 | 0 | 4.5e-05 | 0.001269 | 3.8622 | 3.8622 | 3.8116 | 3.8622 | 3.8622 | 3.8622 | 165.093 | -14.3 | 0.084 | 6 | 0 | 96.0814 | 96.0814 | 285.811 | 15.21 | 0.00697 | 0.084 | 0.03454 | 0 | 0 | 0 | 0 | 0 | 0 | 0.29046 | 0.2376 | 46.06 | 7.2532 | 247.9653 | 0 | 0 | 0 | 0 | 25.0028 | 60.3204 | 0 | 0 | -26.7261 | 0.7527 | 12.8035 | 0 | -1 | -4.2 | 14.286 | 0 | 0 | 50.3237 | 50.3237 | 50.3237 | 50.3237 | 58.516 | 47.7009 | 0 | 0 | 0 | 0 | 0 | 0 | 0 | 0 | 0 | 0 | 0 | 0 | 0 | 0 | 0 | 0 | 0 | 0 | 9.823 | 0 | -303.3301 | 18.5663 | 0 | 70.8723 | 77.3038 | 0 | 1521.833 | 38.5995 | 71.2309 | 0 | 0.5138 | 0 | 14.074 | 3.248 | 0 | 1400.083 | 229.5861 | -324.6101 | 8.9313 | 7.395 | -1.78 | 19.1076 | 1.6598 | 2025-12-13 | 2025_12_13 Hr 18 | 136.4438 | 0.00037 | -1400.083 | -330.0562 | 690.9352 | 965.761 | 53.7022 | 19.7411 | 0 | 131.1671 | 424.904 | 134.8641 | 23.1226 | 192.1628 | 285.811 | 15.21 | 7.2532 | 46.06 | 247.9653 | 0 | 148.1762 | 0
2025_12_13 Hr 19 | 0 | 0 | 0 | 3.8622 | 3.8622 | 3.8116 | 3.8622 | 3.8622 | 3.8622 | 158.8667 | -14.3 | 0.084 | 5 | 0 | 96.0814 | 96.0814 | 285.811 | 15.21 | 0.00697 | 0.084 | 0.03454 | 0 | 0 | 0 | 0 | 0 | 0 | 0.29046 | 0.2376 | 46.06 | 7.2532 | 247.9653 | 0 | 0 | 0 | 0 | 24.619 | 59.3942 | 0 | 0 | -27.2553 | 0.7527 | 12.8035 | 0 | -1 | -4.2 | 14.286 | 0 | 0 | 48.0035 | 48.0035 | 48.0035 | 48.0035 | 55.818 | 56.6514 | 0 | 0 | 0 | 0 | 0 | 0 | 0 | 0 | 0 | 0 | 0 | 0 | 0 | 0 | 0 | 0 | 0 | 0 | 9.823 | 0 | -339.5128 | 18.5663 | 0 | 70.8723 | 77.3038 | 0 | 1502.317 | 38.0069 | 70.1372 | 0 | 0.5138 | 0 | 14.074 | 3.248 | 0 | 1349.8 | 235.5313 | -360.7928 | 8.9313 | 7.395 | -1.78 | 18.8142 | 1.6343 | 2025-12-13 | 2025_12_13 Hr 19 | 129.4946 | 1.1e-05 | -1349.8 | -366.7681 | 669.4146 | 965.761 | 61.6514 | 19.7411 | 0 | 129.857 | 406.6987 | 132.8589 | 23.1226 | 192.1628 | 285.811 | 15.21 | 7.2532 | 46.06 | 247.9653 | 0 | 148.1762 | 0
2025_12_13 Hr 20 | 0 | 0 | 0 | 3.8622 | 3.8622 | 3.8116 | 3.8622 | 3.8622 | 3.8622 | 142.8373 | -14.3 | 0.084 | 4 | 0 | 96.0814 | 96.0814 | 285.811 | 15.21 | 0.00697 | 0.084 | 0.03454 | 0 | 0 | 0 | 0 | 0 | 0 | 0.29046 | 0.2376 | 46.06 | 7.2532 | 247.9653 | 0 | 0 | 0 | 0 | 23.6306 | 57.0098 | 0 | 2.4327 | -15.1049 | 0.7527 | 12.8035 | 0 | -1 | -4.2 | 14.286 | 0 | 0 | 42.0301 | 42.0301 | 42.0301 | 42.0301 | 48.8722 | 60.5475 | 0 | 0 | 0 | 0 | 0 | 0 | 0 | 0 | 0 | 0 | 0 | 0 | 0 | 0 | 0 | 0 | 0 | 0 | 9.823 | 0 | -304.6743 | 18.5663 | 0 | 63.9973 | 69.8568 | 0 | 1437.753 | 36.481 | 67.3215 | 0 | 0.5138 | 0 | 14.074 | 3.248 | 0 | 1332.392 | 233.265 | -325.9543 | 8.9313 | 7.395 | -1.78 | 18.0589 | 1.5687 | 2025-12-13 | 2025_12_13 Hr 20 | 122.4274 | -0.000362 | -1332.392 | -317.3465 | 614.0106 | 951.439 | 64.5475 | 19.7411 | 0 | 126.4842 | 359.83 | 127.6964 | 23.1226 | 192.1628 | 285.811 | 15.21 | 7.2532 | 46.06 | 247.9653 | 0 | 133.8541 | 0
2025_12_13 Hr 21 | 0 | 0 | 0 | 3.8622 | 3.8622 | 3.8116 | 3.8622 | 3.8622 | 3.8622 | 136.6442 | -14.3 | 0.084 | 4 | 0 | 96.0814 | 96.0814 | 285.811 | 15.21 | 0.00697 | 0.084 | 0.03454 | 0 | 0 | 0 | 0 | 0 | 0 | 0.29046 | 0.2376 | 46.06 | 0 | 247.9653 | 0 | 0 | 0 | 0 | 23.2487 | 56.0885 | 0 | 1.865 | -5.612 | 0.7527 | 12.8035 | 0 | -1 | -4.2 | 14.286 | 0 | 0 | 39.7222 | 39.7222 | 39.7222 | 39.7222 | 46.1886 | 58.6521 | 0 | 0 | 0 | 0 | 0 | 0 | 0 | 0 | 0 | 0 | 0 | 0 | 0 | 0 | 0 | 0 | 0 | 0 | 9.823 | 0 | -313.9414 | 18.5663 | 0 | 59.8861 | 65.2646 | 0 | 1402.385 | 35.8915 | 66.2336 | 0 | 0.5138 | 0 | 14.074 | 3.248 | 0 | 1292.792 | 229.375 | -335.2214 | 8.9313 | 7.395 | -1.78 | 17.7671 | 1.5433 | 2025-12-13 | 2025_12_13 Hr 21 | 116.9894 | -0.000328 | -1292.792 | -317.6884 | 592.6045 | 935.4824 | 62.6521 | 19.7411 | 0 | 125.1811 | 341.7217 | 125.7018 | 23.1226 | 192.1628 | 285.811 | 15.21 | 0 | 46.06 | 247.9653 | 0 | 125.1507 | 0
2025_12_13 Hr 22 | 0 | 0 | 0 | 0 | 0 | 0 | 0 | 0 | 0 | 122.9 | -14.3 | 0.084 | 3 | 0 | 96.0814 | 96.0814 | 285.811 | 15.21 | 0.00697 | 0.084 | 0.03454 | 0 | 0 | 0 | 0 | 0 | 0 | 0.29046 | 0.2376 | 46.06 | 0 | 247.9653 | 0 | 0 | 0 | 0 | 22.4013 | 54.044 | 0 | 0 | -18.0786 | 0.7527 | 12.8035 | 0.16 | -1 | -4.2 | 14.286 | 0 | 0 | 34.6004 | 34.6004 | 34.6004 | 34.6004 | 40.233 | 57.5991 | 0 | 0 | 0 | 0 | 0 | 0 | 0 | 0 | 0 | 0 | 0 | 0 | 0 | 0 | 0 | 0 | 0 | 0 | 9.823 | 0 | -141.218 | 18.5663 | 0 | 0 | 0 | 0 | 1211.033 | 34.5832 | 63.8193 | 0 | 0.5138 | 0 | 14.074 | 3.248 | 0 | 1253.352 | 222.8955 | -162.498 | 8.9313 | 7.395 | -1.78 | 17.1195 | 1.4871 | 2025-12-13 | 2025_12_13 Hr 22 | 109.7222 | -0.000305 | -1253.352 | -159.2966 | 545.0991 | 787.2091 | 60.5991 | 19.7411 | 0 | 122.2891 | 301.5346 | 121.2753 | 0 | 192.1628 | 285.811 | 15.21 | 0 | 46.06 | 247.9653 | 0 | 0 | 0
2025_12_13 Hr 23 | 0 | 0 | 0 | 0 | 0 | 0 | 0 | 0 | 0 | 103.1614 | 0 | 0.084 | 3 | 0 | 96.0814 | 96.0814 | 286.6375 | 15.29 | 0.00697 | 0.084 | 0.03454 | 0 | 0 | 0 | 0 | 0 | 0 | 0.29046 | 0.2376 | 46.06 | 0 | 247.9653 | 0 | 0 | 0 | 0 | 21.1842 | 51.1078 | 0 | 0 | -19.4868 | 0.7527 | 12.8035 | 0.16 | -1 | -4.2 | 14.286 | 0 | 0 | 27.2447 | 27.2447 | 27.2447 | 27.2447 | 31.6799 | 52.65 | 0 | 0 | 0 | 0 | 0 | 0 | 0 | 0 | 0 | 0 | 0 | 0 | 0 | 0 | 0 | 0 | 0 | 0 | 9.823 | 0 | -132.0341 | 18.5663 | 0 | 0 | 0 | 0 | 1150.072 | 32.7043 | 60.352 | 0 | 0.5138 | 0 | 14.074 | 3.248 | 0 | 1203.16 | 211.5893 | -139.0141 | 8.9313 | 7.395 | -1.78 | 16.1894 | 1.4063 | 2025-12-13 | 2025_12_13 Hr 23 | 103.4494 | 7.2e-05 | -1203.16 | -151.5209 | 491.1743 | 788.1156 | 55.65 | 19.7411 | 0 | 118.1359 | 243.8202 | 129.2182 | 0 | 192.1628 | 286.6375 | 15.29 | 0 | 46.06 | 247.9653 | 0 | 0 | 0
2025_12_13 Hr 24 | 0 | 0 | 0 | 0 | 0 | 0 | 0 | 0 | 0 | 89.3841 | 0 | 0.084 | 3 | 0 | 96.0814 | 96.0814 | 286.6375 | 15.29 | 0.00697 | 0.084 | 0.03454 | 0 | 0 | 0 | 0 | 0 | 0 | 0.29046 | 0.2376 | 46.06 | 0 | 247.9653 | 0 | 0 | 0 | 0 | 20.3347 | 49.0584 | 0 | 0 | -18.6578 | 0.7527 | 12.8035 | 0.16 | -1 | -4.2 | 14.286 | 0 | 0 | 22.1106 | 22.1106 | 22.1106 | 22.1106 | 25.71 | 53.5977 | 0 | 0 | 0 | 0 | 0 | 0 | 0 | 0 | 0 | 0 | 0 | 0 | 0 | 0 | 0 | 0 | 0 | 0 | 9.823 | 0 | -148.0825 | 18.5663 | 0 | 0 | 0 | 0 | 1106.889 | 31.3928 | 57.9318 | 0 | 0.5138 | 0 | 14.074 | 3.248 | 0 | 1141.268 | 208.0998 | -155.0625 | 8.9313 | 7.395 | -1.78 | 15.5402 | 1.3499 | 2025-12-13 | 2025_12_13 Hr 24 | 100.2246 | 0.000339 | -1141.268 | -166.7403 | 443.5543 | 788.1156 | 56.5977 | 19.7411 | 0 | 115.2369 | 203.5363 | 124.781 | 0 | 192.1628 | 286.6375 | 15.29 | 0 | 46.06 | 247.9653 | 0 | 0 | 0
2025_12_14 Hr 01 | 0 | 0 | 0 | 0 | 0 | 0 | 0 | 0 | 0 | 68.1222 | 0 | 0.084 | 5 | 0 | 96.0814 | 96.0814 | 286.6375 | 0 | 0.00697 | 0.084 | 0.03454 | 0 | 0 | 0 | 0 | 0 | 0 | 0.29046 | 0.2376 | 46.06 | 0 | 247.9653 | 0 | 0 | 0 | 0 | 18.8907 | 45.5493 | 0 | 0 | -20.955 | 0.7527 | 12.813 | 0.16 | -1 | -4.2 | 14.3106 | 0 | 0 | 13.7055 | 13.7055 | 13.7055 | 13.7055 | 15.9366 | 52.65 | 0 | 0 | 0 | 0 | 0 | 0 | 0 | 0 | 0 | 0 | 0 | 0 | 0 | 0 | 0 | 0 | 0 | 0 | 9.8215 | 0 | -77.0017 | 19.1297 | 0 | 0 | 0 | 0 | 1022.021 | 29.9459 | 55.2836 | 0 | 0.5138 | 0 | 14.074 | 3.248 | 0 | 1121.952 | 204.867 | -83.9817 | 8.9302 | 7.395 | -1.78 | 14.8484 | 1.2884 | 2025-12-14 | 2025_12_14 Hr 01 | 113.8448 | -0.000296 | -1121.952 | -97.9567 | 369.6918 | 772.8256 | 57.65 | 19.7411 | 0 | 110.3152 | 138.8806 | 120.496 | 0 | 192.1628 | 286.6375 | 0 | 0 | 46.06 | 247.9653 | 0 | 0 | 0
2025_12_14 Hr 02 | 0 | 0 | 0 | 0 | 0 | 0 | 0 | 0 | 0 | 63.0093 | 0 | 0.084 | 6 | 0 | 96.0814 | 96.0814 | 286.6375 | 0 | 0.00697 | 0.084 | 0.03454 | 0 | 0 | 0 | 0 | 0 | 0 | 0.29046 | 0.2376 | 46.06 | 0 | 247.9653 | 0 | 0 | 0 | 0 | 18.588 | 44.8195 | 0 | 0 | -21.2349 | 0.7527 | 12.813 | 0.16 | -1 | -4.2 | 14.3106 | 0 | 0 | 11.7986 | 11.7986 | 11.7986 | 11.7986 | 13.7193 | 55.5984 | 0 | 0 | 0 | 0 | 0 | 0 | 0 | 0 | 0 | 0 | 0 | 0 | 0 | 0 | 0 | 0 | 0 | 0 | 9.8215 | 0 | -87.2392 | 19.1297 | 0 | 0 | 0 | 0 | 1006.031 | 29.4661 | 54.3978 | 0 | 0.5138 | 0 | 14.074 | 3.248 | 0 | 1097.768 | 207.1914 | -94.2192 | 8.9302 | 7.395 | -1.78 | 14.6105 | 1.2678 | 2025-12-14 | 2025_12_14 Hr 02 | 110.3075 | 0.000391 | -1097.768 | -108.4741 | 352.0775 | 772.8256 | 61.5984 | 19.7411 | 0 | 109.2827 | 123.9228 | 118.8719 | 0 | 192.1628 | 286.6375 | 0 | 0 | 46.06 | 247.9653 | 0 | 0 | 0
2025_12_14 Hr 03 | 0 | 0 | 0 | 0 | 0 | 0 | 0 | 0 | 0 | 65.5321 | 0 | 0.084 | 7 | 0 | 96.0814 | 96.0814 | 286.6375 | 0 | 0.00697 | 0.084 | 0.03454 | 0 | 0 | 0 | 0 | 0 | 0 | 0.29046 | 0.2376 | 46.06 | 0 | 247.9653 | 0 | 0 | 0 | 0 | 18.7374 | 45.1796 | 0 | 0 | -20.6967 | 0.7527 | 12.813 | 0.16 | -1 | -4.2 | 14.3106 | 0 | 0 | 12.7395 | 12.7395 | 12.7395 | 12.7395 | 14.8133 | 57.5991 | 0 | 0 | 0 | 0 | 0 | 0 | 0 | 0 | 0 | 0 | 0 | 0 | 0 | 0 | 0 | 0 | 0 | 0 | 9.8215 | 0 | -111.0777 | 19.1297 | 0 | 0 | 0 | 0 | 1013.921 | 29.7028 | 54.8349 | 0 | 0.5138 | 0 | 14.074 | 3.248 | 0 | 1086.16 | 210.9934 | -118.0577 | 8.9302 | 7.395 | -1.78 | 14.7279 | 1.2779 | 2025-12-14 | 2025_12_14 Hr 03 | 109.3357 | 6.7e-05 | -1086.16 | -131.7744 | 360.7688 | 772.8256 | 64.5991 | 19.7411 | 0 | 109.7922 | 131.3033 | 119.6732 | 0 | 192.1628 | 286.6375 | 0 | 0 | 46.06 | 247.9653 | 0 | 0 | 0
2025_12_14 Hr 04 | 0 | 0 | 0 | 0 | 0 | 0 | 0 | 0 | 0 | 64.8593 | 0 | 0.084 | 9 | 0 | 96.0814 | 96.0814 | 286.6375 | 0 | 0.00697 | 0.084 | 0.03454 | 0 | 0 | 0 | 0 | 0 | 0 | 0.29046 | 0.2376 | 46.06 | 0 | 247.9653 | 0 | 0 | 0 | 0 | 18.6975 | 45.0835 | 0 | 0 | -20.6449 | 0.7527 | 12.813 | 0.16 | -1 | -4.2 | 14.3106 | 0 | 0 | 12.4886 | 12.4886 | 12.4886 | 12.4886 | 14.5216 | 60.5475 | 0 | 0 | 0 | 0 | 0 | 0 | 0 | 0 | 0 | 0 | 0 | 0 | 0 | 0 | 0 | 0 | 0 | 0 | 9.8215 | 0 | -116.6519 | 19.1297 | 0 | 0 | 0 | 0 | 1011.817 | 29.6397 | 54.7184 | 0 | 0.5138 | 0 | 14.074 | 3.248 | 0 | 1083.268 | 215.7281 | -123.6319 | 8.9302 | 7.395 | -1.78 | 14.6966 | 1.2752 | 2025-12-14 | 2025_12_14 Hr 04 | 108.9241 | 0.000391 | -1083.268 | -137.2968 | 358.4511 | 772.8256 | 69.5475 | 19.7411 | 0 | 109.6563 | 129.3352 | 119.4596 | 0 | 192.1628 | 286.6375 | 0 | 0 | 46.06 | 247.9653 | 0 | 0 | 0
2025_12_14 Hr 05 | 0 | 0 | 0 | 0 | 0 | 0 | 0 | 0 | 0 | 67.1803 | 0 | 0.084 | 8 | 0 | 96.0814 | 96.0814 | 286.6375 | 0 | 0.00697 | 0.084 | 0.03454 | 0 | 0 | 0 | 0 | 0 | 0 | 0.29046 | 0.2376 | 46.06 | 0 | 247.9653 | 0 | 0 | 0 | 0 | 18.8349 | 45.4148 | 0 | 0 | -20.6726 | 0.7527 | 12.813 | 0.16 | -1 | -4.2 | 14.3106 | 0 | 0 | 13.3542 | 13.3542 | 13.3542 | 13.3542 | 15.5281 | 61.6005 | 0 | 0 | 0 | 0 | 0 | 0 | 0 | 0 | 0 | 0 | 0 | 0 | 0 | 0 | 0 | 0 | 0 | 0 | 9.8215 | 0 | -114.9815 | 19.1297 | 0 | 0 | 0 | 0 | 1019.076 | 29.8575 | 55.1204 | 0 | 0.5138 | 0 | 14.074 | 3.248 | 0 | 1092.96 | 216.5184 | -121.9615 | 8.9302 | 7.395 | -1.78 | 14.8046 | 1.2846 | 2025-12-14 | 2025_12_14 Hr 05 | 111.5268 | 4.1e-05 | -1092.96 | -135.6541 | 366.447 | 772.8256 | 69.6005 | 19.7411 | 0 | 110.125 | 136.1252 | 120.1968 | 0 | 192.1628 | 286.6375 | 0 | 0 | 46.06 | 247.9653 | 0 | 0 | 0
2025_12_14 Hr 06 | 0 | 0 | 0 | 0 | 0 | 0 | 0 | 0 | 0 | 80.4334 | 0 | 0.084 | 6 | 0 | 96.0814 | 96.0814 | 286.6375 | 0 | 0.00697 | 0.084 | 0.03454 | 0 | 0 | 0 | 0 | 0 | 0 | 0.29046 | 0.2376 | 46.06 | 0 | 247.9653 | 0 | 0 | 0 | 0 | 19.6195 | 47.3065 | 0 | 0 | -20.6083 | 0.7527 | 12.813 | 0.16 | -1 | -4.2 | 14.3106 | 0 | 0 | 18.2971 | 18.2971 | 18.2971 | 18.2971 | 21.2757 | 62.5482 | 0 | 0 | 0 | 0 | 0 | 0 | 0 | 0 | 0 | 0 | 0 | 0 | 0 | 0 | 0 | 0 | 0 | 0 | 9.8215 | 0 | -130.6434 | 19.1297 | 0 | 0 | 0 | 0 | 1060.524 | 31.1012 | 57.4164 | 0 | 0.5138 | 0 | 14.074 | 3.248 | 0 | 1121.968 | 219.6759 | -137.6234 | 8.9302 | 7.395 | -1.78 | 15.4213 | 1.3381 | 2025-12-14 | 2025_12_14 Hr 06 | 107.1787 | 0.000369 | -1121.968 | -151.2517 | 412.1053 | 772.8256 | 68.5482 | 19.7411 | 0 | 112.8012 | 174.8975 | 124.4066 | 0 | 192.1628 | 286.6375 | 0 | 0 | 46.06 | 247.9653 | 0 | 0 | 0
2025_12_14 Hr 07 | 0 | 0 | 0 | 0 | 0 | 0 | 0 | 0 | 0 | 96.5457 | 0 | 0.084 | 5 | 0 | 96.0814 | 96.0814 | 285.811 | 0 | 0.00697 | 0.084 | 0.03454 | 0 | 0 | 0 | 0 | 0 | 0 | 0.29046 | 0.2376 | 46.06 | 0 | 247.9653 | 0 | 0 | 0 | 0 | 20.5733 | 49.6063 | 0 | 0 | -19.5399 | 0.7527 | 12.813 | 0.16 | -1 | -4.2 | 14.3106 | 0 | 0 | 24.3063 | 24.3063 | 24.3063 | 24.3063 | 28.2632 | 65.6019 | 0 | 0 | 0 | 0 | 0 | 0 | 0 | 0 | 0 | 0 | 0 | 0 | 0 | 0 | 0 | 0 | 0 | 0 | 9.8215 | 0 | -132.4558 | 19.1297 | 0 | 0 | 0 | 0 | 1110.088 | 32.6131 | 60.2077 | 0 | 0.5138 | 0 | 14.074 | 3.248 | 0 | 1177.96 | 226.8476 | -139.4358 | 8.9302 | 7.395 | -1.78 | 16.171 | 1.4032 | 2025-12-14 | 2025_12_14 Hr 07 | 109.6934 | 1.1e-05 | -1177.96 | -151.9957 | 467.6137 | 771.9991 | 70.6019 | 19.7411 | 0 | 116.0548 | 222.0343 | 129.5246 | 0 | 192.1628 | 285.811 | 0 | 0 | 46.06 | 247.9653 | 0 | 0 | 0
2025_12_14 Hr 08 | 0 | 0 | 0 | 0 | 0 | 0 | 0 | 0 | 0 | 113.2971 | 0 | 0.084 | 7 | 0 | 96.0814 | 96.0814 | 285.811 | 0 | 0.00697 | 0.084 | 0.03454 | 0 | 0 | 0 | 0 | 0 | 0 | 0.29046 | 0.2376 | 45.6683 | 0 | 247.9653 | 0 | 0 | 0 | 0 | 21.5649 | 51.9973 | 0 | 0 | -19.7553 | 0.7527 | 12.813 | 0.16 | -1 | -4.2 | 14.3106 | 0 | 0 | 30.554 | 30.554 | 30.554 | 30.554 | 35.5279 | 67.4973 | 0 | 0 | 0 | 0 | 0 | 0 | 0 | 0 | 0 | 0 | 0 | 0 | 0 | 0 | 0 | 0 | 0 | 0 | 9.8215 | 0 | -135.4748 | 19.1297 | 0 | 0 | 0 | 1.0122 | 1162.086 | 34.1851 | 63.1097 | 0 | 0.5138 | 0 | 14.074 | 3.248 | 0 | 1236.952 | 237.0762 | -142.4548 | 8.9302 | 7.395 | -1.78 | 16.9504 | 1.4708 | 2025-12-14 | 2025_12_14 Hr 08 | 107.0628 | -0.000327 | -1236.952 | -155.2301 | 525.3239 | 771.6074 | 75.5095 | 19.7411 | 0 | 119.4374 | 271.0408 | 134.8456 | 0 | 192.1628 | 285.811 | 0 | 0 | 45.6683 | 247.9653 | 0 | 0 | 0
2025_12_14 Hr 09 | 0.33996 | 0.00012 | 0.003384 | 0 | 0 | 0 | 0 | 0 | 0 | 135.935 | 0 | 0.084 | 7 | 0 | 96.0814 | 96.0814 | 285.811 | 13.9425 | 0.00697 | 0.084 | 0.03454 | 0 | 0 | 0 | 0 | 0 | 0 | 0.29046 | 0.2376 | 46.06 | 0 | 247.9653 | 0 | 0 | 0 | 0 | 22.905 | 55.2285 | 0 | 3.0697 | -19.829 | 0.7527 | 12.813 | 0.16 | -1 | -4.2 | 14.3106 | 0 | 0 | 38.997 | 38.997 | 38.997 | 38.997 | 45.3454 | 67.4973 | 0 | 0 | 0 | 0 | 0 | 0 | 0 | 0 | 0 | 0 | 0 | 0 | 0 | 0 | 0 | 0 | 0 | 0 | 9.8215 | 0 | -189.6366 | 19.1297 | 0 | 0 | 0 | 0.4338 | 1247.222 | 36.3094 | 67.0314 | 0 | 0.5138 | -0.33996 | 14.074 | 3.248 | 0 | 1277.535 | 244.0287 | -196.9566 | 8.9302 | 7.395 | -1.78 | 18.0038 | 1.5622 | 2025-12-14 | 2025_12_14 Hr 09 | 100.4307 | -2.1e-05 | -1277.535 | -206.3959 | 603.3137 | 785.9416 | 74.9346 | 19.7411 | 0 | 124.0088 | 337.2685 | 142.0364 | 0 | 192.1628 | 285.811 | 13.9425 | 0 | 46.06 | 247.9653 | 0 | 0 | 0
2025_12_14 Hr 10 | 0.69982 | 0.00111 | 0.031302 | 0 | 0 | 0 | 0 | 0 | 0 | 146.1608 | 0 | 0.084 | 7 | 0 | 96.0814 | 96.0814 | 285.811 | 11.4075 | 0.00697 | 0.084 | 0.03454 | 0 | 0 | 0 | 0 | 0 | 0 | 0.29046 | 0.2376 | 46.06 | 0 | 247.9653 | 0 | 0 | 0 | 0 | 23.5103 | 56.6881 | 0 | 0.074104 | -15.7942 | 0.7527 | 12.813 | 0.16 | -1 | -4.2 | 14.3106 | 0 | 0 | 42.8108 | 42.8108 | 42.8108 | 42.8108 | 49.78 | 65.6019 | 0 | 0 | 0 | 0 | 0 | 0 | 0 | 0 | 0 | 0 | 0 | 0 | 0 | 0 | 0 | 0 | 0 | 0 | 9.8215 | 0 | -166.0648 | 19.1297 | 0 | 0 | 0 | 1.0122 | 1276.696 | 37.269 | 68.8029 | 0 | 0.5138 | -0.69982 | 14.074 | 3.248 | 0 | 1333.552 | 246.3207 | -173.7446 | 8.9302 | 7.395 | -1.78 | 18.4795 | 1.6035 | 2025-12-14 | 2025_12_14 Hr 10 | 96.8779 | -0.00028753 | -1333.552 | -181.7849 | 638.5424 | 783.4066 | 73.6465 | 19.7411 | 0 | 126.0737 | 367.1842 | 145.2846 | 0 | 192.1628 | 285.811 | 11.4075 | 0 | 46.06 | 247.9653 | 0 | 0 | 0
2025_12_14 Hr 11 | 1.3698 | 0.001275 | 0.035955 | 0 | 0 | 0 | 0 | 0 | 0 | 148.4817 | 0 | 0.084 | 6 | 0 | 96.0814 | 96.0814 | 285.811 | 13.9425 | 0.00697 | 0.084 | 0.03454 | 0 | 0 | 0 | 0 | 0 | 0 | 0.29046 | 0.2376 | 46.06 | 0 | 247.9653 | 0 | 0 | 0 | 0 | 23.6477 | 57.0194 | 0 | 0 | -17.2344 | 0.7527 | 12.813 | 0.16 | -1 | -4.2 | 14.3106 | 0 | 0 | 43.6765 | 43.6765 | 43.6765 | 43.6765 | 50.7866 | 57.5991 | 0 | 0 | 0 | 0 | 0 | 0 | 0 | 0 | 0 | 0 | 0 | 0 | 0 | 0 | 0 | 0 | 0 | 0 | 9.8215 | 0 | -166.0546 | 19.1297 | 0 | 0 | 0 | 0 | 1286.494 | 37.4868 | 69.205 | 0 | 0.5138 | -1.3698 | 14.074 | 3.248 | 0 | 1332.568 | 237.7131 | -174.4044 | 8.9302 | 7.395 | -1.78 | 18.5875 | 1.6128 | 2025-12-14 | 2025_12_14 Hr 11 | 97.9332 | 0.000307 | -1332.568 | -183.289 | 646.5384 | 785.9416 | 63.6363 | 19.7411 | 0 | 126.5424 | 373.9741 | 146.0219 | 0 | 192.1628 | 285.811 | 13.9425 | 0 | 46.06 | 247.9653 | 0 | 0 | 0
2025_12_14 Hr 12 | 2.0696 | 0.0012 | 0.03384 | 0 | 0 | 0 | 0 | 0 | 0 | 148.9527 | 0 | 0.084 | 3 | 0 | 96.0814 | 96.0814 | 285.811 | 15.21 | 0.00697 | 0.084 | 0.03454 | 0 | 0 | 0 | 0 | 0 | 0 | 0.29046 | 0.2376 | 46.06 | 0 | 247.9653 | 0 | 0 | 0 | 0 | 23.6756 | 57.0866 | 0 | 0 | -17.3228 | 0.7527 | 12.813 | 0.16 | -1 | -4.2 | 14.3106 | 0 | 0 | 43.8521 | 43.8521 | 43.8521 | 43.8521 | 50.9908 | 63.6012 | 0 | 0 | 0 | 0 | 0 | 0 | 0 | 0 | 0 | 0 | 0 | 0 | 0 | 0 | 0 | 0 | 0 | 0 | 9.8215 | 0 | -177.656 | 19.1297 | 0 | 0 | 0 | 0 | 1289.232 | 37.531 | 69.2866 | 0 | 0.5138 | -2.0696 | 14.074 | 3.248 | 0 | 1326.768 | 241.5645 | -186.7056 | 8.9302 | 7.395 | -1.78 | 18.6094 | 1.6147 | 2025-12-14 | 2025_12_14 Hr 12 | 98.122 | 0.000378 | -1326.768 | -194.9788 | 648.1608 | 787.2091 | 66.6362 | 19.7411 | 0 | 126.6374 | 375.3519 | 146.1715 | 0 | 192.1628 | 285.811 | 15.21 | 0 | 46.06 | 247.9653 | 0 | 0 | 0
2025_12_14 Hr 13 | 1.3698 | 0.0009 | 0.02538 | 0 | 0 | 0 | 0 | 0 | 0 | 151.2736 | 0 | 0.084 | 2 | 0 | 96.0814 | 96.0814 | 285.811 | 15.21 | 0.00697 | 0.084 | 0.03454 | 0 | 0 | 0 | 0 | 0 | 0 | 0.29046 | 0.2376 | 46.06 | 0 | 247.9653 | 0 | 0 | 0 | 0 | 23.813 | 57.4179 | 0 | 0 | -19.4706 | 0.7527 | 12.813 | 0.16 | -1 | -4.2 | 14.3106 | 0 | 0 | 44.7177 | 44.7177 | 44.7177 | 44.7177 | 51.9974 | 60.5475 | 0 | 0 | 0 | 0 | 0 | 0 | 0 | 0 | 0 | 0 | 0 | 0 | 0 | 0 | 0 | 0 | 0 | 0 | 9.8215 | 0 | -159.5839 | 19.1297 | 0 | 0 | 0 | 0.4338 | 1296.483 | 37.7488 | 69.6887 | 0 | 0.5138 | -1.3698 | 14.074 | 3.248 | 0 | 1347.06 | 237.9818 | -167.9337 | 8.9302 | 7.395 | -1.78 | 18.7174 | 1.6241 | 2025-12-14 | 2025_12_14 Hr 13 | 94.7813 | -1e-06 | -1347.06 | -179.0545 | 656.1567 | 787.2091 | 63.0076 | 19.7411 | 0 | 127.1061 | 382.1419 | 146.9087 | 0 | 192.1628 | 285.811 | 15.21 | 0 | 46.06 | 247.9653 | 0 | 0 | 0
2025_12_14 Hr 14 | 1.0315 | 0.00117 | 0.032994 | 0 | 0 | 0 | 0 | 0 | 0 | 148.4817 | 0 | 0.084 | 1 | 0 | 96.0814 | 96.0814 | 285.811 | 12.675 | 0.00697 | 0.084 | 0.03454 | 0 | 0 | 0 | 0 | 0 | 0 | 0.29046 | 0.2376 | 45.9947 | 0 | 247.9653 | 0 | 0 | 0 | 0 | 23.6477 | 57.0194 | 0 | 0.17475 | -15.4864 | 0.7527 | 12.813 | 0.16 | -1 | -4.2 | 14.3106 | 0 | 0 | 43.6765 | 43.6765 | 43.6765 | 43.6765 | 50.7866 | 62.5482 | 0 | 0 | 0 | 0 | 0 | 0 | 0 | 0 | 0 | 0 | 0 | 0 | 0 | 0 | 0 | 0 | 0 | 0 | 9.8215 | 0 | -158.7906 | 19.1297 | 0 | 0 | 0 | 0 | 1285.158 | 37.4868 | 69.205 | 0 | 0.5138 | -1.0315 | 14.074 | 3.248 | 0 | 1340.368 | 237.3238 | -166.8021 | 8.9302 | 7.395 | -1.78 | 18.5875 | 1.6128 | 2025-12-14 | 2025_12_14 Hr 14 | 94.6018 | 0.0003034 | -1340.368 | -174.1023 | 646.5384 | 784.6088 | 63.5824 | 19.7411 | 0 | 126.5424 | 373.9741 | 146.0219 | 0 | 192.1628 | 285.811 | 12.675 | 0 | 45.9947 | 247.9653 | 0 | 0 | 0
2025_12_14 Hr 15 | 1.7313 | 0.001365 | 0.038493 | 0 | 0 | 0 | 0 | 0 | 0 | 149.659 | 0 | 0.084 | 1 | 0 | 96.0814 | 96.0814 | 285.811 | 8.8725 | 0.00697 | 0.084 | 0.03454 | 0 | 0 | 0 | 0 | 0 | 0 | 0.29046 | 0.2376 | 44.2331 | 0 | 247.9653 | 0 | 0 | 0 | 0 | 23.7174 | 57.1874 | 0 | 3.6609 | -14.4615 | 0.7527 | 12.813 | 0.16 | -1 | -4.2 | 14.3106 | 0 | 0 | 44.1155 | 44.1155 | 44.1155 | 44.1155 | 51.2972 | 50.6493 | 0 | 0 | 0 | 0 | 0 | 0 | 0 | 0 | 0 | 0 | 0 | 0 | 0 | 0 | 0 | 0 | 0 | 0 | 9.8215 | 0 | -146.1169 | 19.1297 | 0 | 0 | 0 | 0 | 1283.282 | 37.5973 | 69.409 | 0 | 0.5138 | -1.7313 | 14.074 | 3.248 | 0 | 1344.152 | 226.4989 | -154.8282 | 8.9302 | 7.395 | -1.78 | 18.6423 | 1.6176 | 2025-12-14 | 2025_12_14 Hr 15 | 98.1422 | -0.000378 | -1344.152 | -156.9175 | 650.5943 | 779.0446 | 51.6892 | 19.7411 | 0 | 126.7801 | 377.4184 | 146.3958 | 0 | 192.1628 | 285.811 | 8.8725 | 0 | 44.2331 | 247.9653 | 0 | 0 | 0
2025_12_14 Hr 16 | 0 | 0.00138 | 0.038916 | 3.8622 | 3.8622 | 3.8116 | 3.8622 | 3.8622 | 3.8622 | 154.5701 | 0 | 0.084 | 1 | 0 | 96.0814 | 96.0814 | 285.811 | 15.21 | 0.00697 | 0.084 | 0.03454 | 0 | 0 | 0 | 0 | 0 | 0 | 0.29046 | 0.2376 | 46.06 | 0 | 247.9653 | 0 | 0 | 0 | 0 | 24.0081 | 57.8884 | 0 | 0.90492 | -11.8479 | 0.7527 | 12.813 | 0 | -1 | -4.2 | 14.3106 | 0 | 0 | 45.9472 | 45.9472 | 45.9472 | 45.9472 | 53.427 | 60.5475 | 0 | 0 | 0 | 0 | 0 | 0 | 0 | 0 | 0 | 0 | 0 | 0 | 0 | 0 | 0 | 0 | 0 | 0 | 9.8215 | 0 | -315.5842 | 19.1297 | 0 | 62.9466 | 68.715 | 0 | 1461.59 | 38.0581 | 70.2598 | 0 | 0.5138 | 0 | 14.074 | 3.248 | 0 | 1364.308 | 236.2258 | -322.5642 | 8.9302 | 7.395 | -1.78 | 18.8708 | 1.6374 | 2025-12-14 | 2025_12_14 Hr 16 | 120.8982 | 0.000376 | -1364.308 | -326.5272 | 667.5134 | 941.9933 | 61.5878 | 19.7411 | 0 | 127.7718 | 391.7858 | 147.9558 | 23.1226 | 192.1628 | 285.811 | 15.21 | 0 | 46.06 | 247.9653 | 0 | 131.6616 | 0
2025_12_14 Hr 17 | 0 | 0.00045 | 0.01269 | 3.8622 | 3.8622 | 3.8116 | 3.8622 | 3.8622 | 3.8622 | 174.5843 | 0 | 0.084 | 3 | 0 | 96.0814 | 96.0814 | 285.811 | 15.21 | 0.00697 | 0.084 | 0.03454 | 0 | 0 | 0 | 0 | 0 | 0 | 0.29046 | 0.2376 | 46.06 | 0 | 247.9653 | 0 | 0 | 0 | 0 | 25.1929 | 60.7451 | 0 | 0.65028 | -10.8076 | 0.7527 | 12.813 | 0 | -1 | -4.2 | 14.3106 | 0 | 0 | 53.4117 | 53.4117 | 53.4117 | 53.4117 | 62.1066 | 68.5503 | 0 | 0 | 0 | 0 | 0 | 0 | 0 | 0 | 0 | 0 | 0 | 0 | 0 | 0 | 0 | 0 | 0 | 0 | 9.8215 | 0 | -351.7925 | 19.1297 | 0 | 62.9466 | 68.7027 | 0 | 1524.145 | 39.9363 | 73.727 | 0 | 0.5138 | 0 | 14.074 | 3.248 | 0 | 1407.8 | 252.5851 | -358.7725 | 8.9302 | 7.395 | -1.78 | 19.8021 | 1.7182 | 2025-12-14 | 2025_12_14 Hr 17 | 121.6885 | 1.25e-05 | -1407.8 | -361.9498 | 736.4643 | 941.981 | 71.5634 | 19.7411 | 0 | 131.8133 | 450.3378 | 154.3132 | 23.1226 | 192.1628 | 285.811 | 15.21 | 0 | 46.06 | 247.9653 | 0 | 131.6493 | 0
2025_12_14 Hr 18 | 0 | 1.5e-05 | 0.000423 | 3.8622 | 3.8622 | 3.8116 | 3.8622 | 3.8622 | 3.8622 | 182.0518 | 0 | 0.084 | 3 | 0 | 96.0814 | 96.0814 | 285.811 | 15.21 | 0.00697 | 0.084 | 0.03454 | 0 | 0 | 0 | 0 | 0 | 0 | 0.29046 | 0.2376 | 46.06 | 0 | 247.9653 | 0 | 0 | 0 | 0 | 25.6349 | 61.811 | 0 | 4.4799 | -0.22137 | 0.7527 | 12.813 | 0 | -1 | -4.2 | 14.3106 | 0 | 0 | 56.1968 | 56.1968 | 56.1968 | 56.1968 | 65.3451 | 72.5517 | 0 | 0 | 0 | 0 | 0 | 0 | 0 | 0 | 0 | 0 | 0 | 0 | 0 | 0 | 0 | 0 | 0 | 0 | 9.8215 | 0 | -384.1895 | 19.1297 | 0 | 58.2641 | 63.5515 | 0 | 1537.653 | 40.637 | 75.0207 | 0 | 0.5138 | 0 | 14.074 | 3.248 | 0 | 1409.7 | 258.958 | -391.1695 | 8.9302 | 7.395 | -1.78 | 20.1496 | 1.7484 | 2025-12-14 | 2025_12_14 Hr 18 | 115.2978 | 1.19e-05 | -1409.7 | -379.931 | 762.1905 | 932.1473 | 75.5521 | 19.7411 | 0 | 133.3212 | 472.1841 | 156.6853 | 23.1226 | 192.1628 | 285.811 | 15.21 | 0 | 46.06 | 247.9653 | 0 | 121.8156 | 0
2025_12_14 Hr 19 | 0 | 0 | 0 | 3.8622 | 3.8622 | 3.8116 | 3.8622 | 3.8622 | 3.8622 | 174.5843 | 0 | 0.084 | 3 | 0 | 96.0814 | 96.0814 | 285.811 | 15.21 | 0.00697 | 0.084 | 0.03454 | 0 | 0 | 0 | 0 | 0 | 0 | 0.29046 | 0.2376 | 46.06 | 0 | 247.9653 | 0 | 0 | 0 | 0 | 25.1929 | 60.7451 | 0 | 24.4794 | 0 | 0.7527 | 12.813 | 0 | -1 | -4.2 | 14.3106 | 0 | 0 | 53.4117 | 53.4117 | 53.4117 | 53.4117 | 62.1066 | 76.4478 | 0 | 0 | 0 | 0 | 0 | 0 | 0 | 0 | 0 | 0 | 0 | 0 | 0 | 0 | 0 | 0 | 0 | 0 | 9.8215 | 0 | -409.2541 | 19.1297 | 0 | 58.2641 | 63.5515 | 4.4826 | 1514.298 | 39.9363 | 73.727 | 0 | 0.5138 | 0 | 14.074 | 3.248 | 0 | 1387.508 | 264.9647 | -416.2341 | 8.9302 | 7.395 | -1.78 | 19.8021 | 1.7182 | 2025-12-14 | 2025_12_14 Hr 19 | 115.1585 | 0.000338 | -1387.508 | -384.7747 | 736.4643 | 932.1473 | 83.9304 | 19.7411 | 0 | 131.8133 | 450.3378 | 154.3132 | 23.1226 | 192.1628 | 285.811 | 15.21 | 0 | 46.06 | 247.9653 | 0 | 121.8156 | 0
2025_12_14 Hr 20 | 0 | 0 | 0 | 3.8622 | 3.8622 | 3.8116 | 3.8622 | 3.8622 | 3.8622 | 165.3004 | 0 | 0.084 | 4 | 0 | 96.0814 | 96.0814 | 285.811 | 15.21 | 0.00697 | 0.084 | 0.03454 | 0 | 0 | 0 | 0 | 0 | 0 | 0.29046 | 0.2376 | 46.06 | 0 | 247.9653 | 0 | 0 | 0 | 0 | 24.6433 | 59.42 | 0 | 13.1122 | -0.47526 | 0.7527 | 12.813 | 0 | -1 | -4.2 | 14.3106 | 0 | 0 | 49.9492 | 49.9492 | 49.9492 | 49.9492 | 58.0804 | 70.551 | 0 | 0 | 0 | 0 | 0 | 0 | 0 | 0 | 0 | 0 | 0 | 0 | 0 | 0 | 0 | 0 | 0 | 0 | 9.8215 | 0 | -403.3818 | 19.1297 | 0 | 59.8861 | 65.2646 | 29.4984 | 1488.599 | 39.0651 | 72.1187 | 0 | 0.5138 | 0 | 14.074 | 3.248 | 0 | 1373.008 | 282.1347 | -410.3618 | 8.9302 | 7.395 | -1.78 | 19.3701 | 1.6807 | 2025-12-14 | 2025_12_14 Hr 20 | 119.8348 | 0.0003327 | -1373.008 | -390.7449 | 704.4803 | 935.4824 | 104.0494 | 19.7411 | 0 | 129.9386 | 423.1775 | 151.3642 | 23.1226 | 192.1628 | 285.811 | 15.21 | 0 | 46.06 | 247.9653 | 0 | 125.1507 | 0
2025_12_14 Hr 21 | 0 | 0 | 0 | 3.8622 | 3.8622 | 3.8116 | 3.8622 | 3.8622 | 3.8622 | 159.9521 | 0 | 0.084 | 7 | 0 | 96.0814 | 96.0814 | 285.811 | 15.21 | 0.00697 | 0.084 | 0.03454 | 0 | 0 | 0 | 0 | 0 | 0 | 0.29046 | 0.2376 | 46.06 | 0 | 247.9653 | 0 | 0 | 0 | 0 | 24.3267 | 58.6566 | 0 | 0 | -22.9609 | 0.7527 | 12.813 | 0.1 | -1 | -4.2 | 14.3106 | 0 | 0 | 47.9545 | 47.9545 | 47.9545 | 47.9545 | 55.761 | 65.6019 | 0 | 0 | 0 | 0 | 0 | 0 | 0 | 0 | 0 | 0 | 0 | 0 | 0 | 0 | 0 | 0 | 0 | 0 | 9.8215 | 0 | -289.8513 | 19.1297 | 0 | 0 | 0 | 45.9828 | 1346.721 | 38.5632 | 71.1921 | 0 | 0.5138 | 0 | 14.074 | 3.248 | 0 | 1321.9 | 294.9711 | -296.8313 | 8.9302 | 7.395 | -1.78 | 19.1212 | 1.6592 | 2025-12-14 | 2025_12_14 Hr 21 | 111.4138 | 2.2e-05 | -1321.9 | -312.8122 | 686.0548 | 810.3317 | 118.5847 | 19.7411 | 0 | 128.8586 | 407.5309 | 149.6654 | 23.1226 | 192.1628 | 285.811 | 15.21 | 0 | 46.06 | 247.9653 | 0 | 0 | 0
2025_12_14 Hr 22 | 0 | 0 | 0 | 0 | 0 | 0 | 0 | 0 | 0 | 145.2189 | 0 | 0.084 | 10 | 0 | 96.0814 | 96.0814 | 285.811 | 15.21 | 0.00697 | 0.084 | 0.03454 | 0 | 0 | 0 | 0 | 0 | 0 | 0.29046 | 0.2376 | 46.06 | 0 | 247.9653 | 0 | 0 | 0 | 0 | 23.4546 | 56.5537 | 0 | 0 | -33.0678 | 0.7527 | 12.813 | 0.16 | -1 | -4.2 | 14.3106 | 0 | 0 | 42.4596 | 42.4596 | 42.4596 | 42.4596 | 49.3716 | 61.6005 | 0 | 0 | 0 | 0 | 0 | 0 | 0 | 0 | 0 | 0 | 0 | 0 | 0 | 0 | 0 | 0 | 0 | 0 | 9.8215 | 0 | -250.9461 | 19.1297 | 0 | 0 | 0 | 41.934 | 1277.521 | 37.1806 | 68.6398 | 0 | 0.5138 | 0 | 14.074 | 3.248 | 0 | 1271.768 | 285.241 | -257.9261 | 8.9302 | 7.395 | -1.78 | 18.4357 | 1.5997 | 2025-12-14 | 2025_12_14 Hr 22 | 108.1271 | 0.000334 | -1271.768 | -284.0139 | 635.2976 | 787.2091 | 113.5345 | 19.7411 | 0 | 125.8835 | 364.4287 | 144.9854 | 0 | 192.1628 | 285.811 | 15.21 | 0 | 46.06 | 247.9653 | 0 | 0 | 0
2025_12_14 Hr 23 | 0 | 0 | 0 | 0 | 0 | 0 | 0 | 0 | 0 | 112.8598 | 0 | 0.084 | 17 | 0 | 96.0814 | 96.0814 | 286.6375 | 15.29 | 0.00697 | 0.084 | 0.03454 | 0 | 0 | 0 | 0 | 0 | 0 | 0.29046 | 0.2376 | 46.06 | 0 | 247.9653 | 0 | 0 | 0 | 0 | 21.539 | 51.9349 | 0 | 0 | -19.5848 | 0.7527 | 12.813 | 0.16 | -1 | -4.2 | 14.3106 | 0 | 0 | 30.3909 | 30.3909 | 30.3909 | 30.3909 | 35.3382 | 61.6005 | 0 | 0 | 0 | 0 | 0 | 0 | 0 | 0 | 0 | 0 | 0 | 0 | 0 | 0 | 0 | 0 | 0 | 0 | 9.8215 | 0 | -216.012 | 19.1297 | 0 | 0 | 0 | 27.474 | 1177.226 | 34.1441 | 63.0339 | 0 | 0.5138 | 0 | 14.074 | 3.248 | 0 | 1202.152 | 267.5023 | -222.992 | 8.9302 | 7.395 | -1.78 | 16.9301 | 1.469 | 2025-12-14 | 2025_12_14 Hr 23 | 106.8351 | -0.000293 | -1202.152 | -235.5968 | 523.8174 | 788.1156 | 106.0745 | 19.7411 | 0 | 119.3492 | 269.7615 | 134.7067 | 0 | 192.1628 | 286.6375 | 15.29 | 0 | 46.06 | 247.9653 | 0 | 0 | 0
2025_12_14 Hr 24 | 0 | 0 | 0 | 0 | 0 | 0 | 0 | 0 | 0 | 94.8975 | 0 | 0.084 | 21 | 0 | 96.0814 | 96.0814 | 286.6375 | 15.29 | 0.00697 | 0.084 | 0.03454 | 0 | 0 | 0 | 0 | 0 | 0 | 0.29046 | 0.2376 | 46.06 | 0 | 247.9653 | 0 | 0 | 0 | 0 | 20.4757 | 49.371 | 0 | 0.47735 | -7.3785 | 0.7527 | 12.813 | 0.16 | -1 | -4.2 | 14.3106 | 0 | 0 | 23.6916 | 23.6916 | 23.6916 | 23.6916 | 27.5484 | 62.5482 | 0 | 0 | 0 | 0 | 0 | 0 | 0 | 0 | 0 | 0 | 0 | 0 | 0 | 0 | 0 | 0 | 0 | 0 | 9.8215 | 0 | -228.3192 | 19.1297 | 0 | 0 | 0 | 27.0402 | 1121.05 | 32.4585 | 59.9221 | 0 | 0.5138 | 0 | 14.074 | 3.248 | 0 | 1145.16 | 266.3105 | -235.2992 | 8.9302 | 7.395 | -1.78 | 16.0943 | 1.3965 | 2025-12-14 | 2025_12_14 Hr 24 | 106.1574 | 4.82e-05 | -1145.16 | -235.2203 | 461.9354 | 788.1156 | 110.5884 | 19.7411 | 0 | 115.722 | 217.2123 | 129.001 | 0 | 192.1628 | 286.6375 | 15.29 | 0 | 46.06 | 247.9653 | 0 | 0 | 0
2025_12_15 Hr 01 | 0 | 0 | 0 | 0 | 0 | 0 | 0 | 0 | 0 | 66.6587 | 0 | 0.084 | 22 | 0 | 96.0814 | 96.0814 | 286.6375 | 0 | 0.00697 | 0.084 | 0.03454 | 0 | 0 | 0 | 0 | 0 | 0 | 0.29046 | 0.2376 | 46.06 | 0 | 247.9653 | 0 | 0 | 0 | 0 | 18.6564 | 44.9596 | 0 | 0 | -15.5557 | 0.7527 | 12.8225 | 0.16 | -1 | -4.2 | 14.3352 | 0 | 0 | 12.9073 | 12.9073 | 12.9073 | 12.9073 | 15.0085 | 62.5482 | 0 | 0 | 0 | 0 | 0 | 0 | 0 | 0 | 0 | 0 | 0 | 0 | 0 | 0 | 0 | 0 | 0 | 0 | 9.82 | 0 | -160.1464 | 20.3693 | 0 | 0 | 0 | 39.4758 | 1015.645 | 31.3839 | 57.9612 | 0 | 0.5138 | 0 | 14.074 | 3.248 | 0 | 1110.36 | 277.3976 | -167.1264 | 8.929 | 7.395 | -1.78 | 15.5871 | 1.351 | 2025-12-15 | 2025_12_15 Hr 01 | 103.806 | 5.9e-05 | -1110.36 | -175.7021 | 369.4715 | 772.8256 | 124.024 | 19.7411 | 0 | 109.5227 | 133.2963 | 126.6525 | 0 | 192.1628 | 286.6375 | 0 | 0 | 46.06 | 247.9653 | 0 | 0 | 0
2025_12_15 Hr 02 | 0 | 0 | 0 | 0 | 0 | 0 | 0 | 0 | 0 | 57.9073 | 0 | 0.084 | 15 | 0 | 96.0814 | 96.0814 | 286.6375 | 0 | 0.00697 | 0.084 | 0.03454 | 0 | 0 | 0 | 0 | 0 | 0 | 0.29046 | 0.2376 | 46.06 | 0 | 247.9653 | 0 | 0 | 0 | 0 | 18.1623 | 43.7688 | 0 | 0 | -39.4989 | 0.7527 | 12.8225 | 0.16 | -1 | -4.2 | 14.3352 | 0 | 0 | 9.5543 | 9.5543 | 9.5543 | 9.5543 | 11.1096 | 62.5482 | 0 | 0 | 0 | 0 | 0 | 0 | 0 | 0 | 0 | 0 | 0 | 0 | 0 | 0 | 0 | 0 | 0 | 0 | 9.82 | 0 | -112.3854 | 20.3693 | 0 | 0 | 0 | 44.5368 | 987.8973 | 30.5527 | 56.4261 | 0 | 0.5138 | 0 | 14.074 | 3.248 | 0 | 1101.677 | 272.6437 | -119.3654 | 8.929 | 7.395 | -1.78 | 15.1743 | 1.3153 | 2025-12-15 | 2025_12_15 Hr 02 | 93.2156 | -0.000289 | -1101.677 | -151.8843 | 338.9094 | 772.8256 | 122.085 | 19.7411 | 0 | 107.8378 | 107.234 | 123.8376 | 0 | 192.1628 | 286.6375 | 0 | 0 | 46.06 | 247.9653 | 0 | 0 | 0
2025_12_15 Hr 03 | 0 | 0 | 0 | 0 | 0 | 0 | 0 | 0 | 0 | 60.9021 | 0 | 0.084 | 13 | 0 | 96.0814 | 96.0814 | 286.6375 | 0 | 0.00697 | 0.084 | 0.03454 | 0 | 0 | 0 | 0 | 0 | 0 | 0.29046 | 0.2376 | 46.06 | 0 | 247.9653 | 0 | 0 | 0 | 0 | 18.3314 | 44.1763 | 0 | 0 | -21.951 | 0.7527 | 12.8225 | 0.16 | -1 | -4.2 | 14.3352 | 0 | 0 | 10.7017 | 10.7017 | 10.7017 | 10.7017 | 12.4438 | 66.5496 | 0 | 0 | 0 | 0 | 0 | 0 | 0 | 0 | 0 | 0 | 0 | 0 | 0 | 0 | 0 | 0 | 0 | 0 | 9.82 | 0 | -130.7011 | 20.3693 | 0 | 0 | 0 | 26.028 | 997.3925 | 30.8371 | 56.9514 | 0 | 0.5138 | 0 | 14.074 | 3.248 | 0 | 1094.86 | 257.0995 | -137.6811 | 8.929 | 7.395 | -1.78 | 15.3156 | 1.3275 | 2025-12-15 | 2025_12_15 Hr 03 | 92.2934 | 4.1e-05 | -1094.86 | -152.6521 | 349.3679 | 772.8256 | 105.5776 | 19.7411 | 0 | 108.4144 | 116.1526 | 124.8009 | 0 | 192.1628 | 286.6375 | 0 | 0 | 46.06 | 247.9653 | 0 | 0 | 0
2025_12_15 Hr 04 | 0 | 0 | 0 | 0 | 0 | 0 | 0 | 0 | 0 | 69.4206 | 0 | 0.084 | 19 | 0 | 96.0814 | 96.0814 | 286.6375 | 0 | 0.00697 | 0.084 | 0.03454 | 0 | 0 | 0 | 0 | 0 | 0 | 0.29046 | 0.2376 | 46.06 | 0 | 247.9653 | 0 | 0 | 0 | 0 | 18.8124 | 45.3354 | 0 | 0 | -11.537 | 0.7527 | 12.8225 | 0.16 | -1 | -4.2 | 14.3352 | 0 | 0 | 13.9655 | 13.9655 | 13.9655 | 13.9655 | 16.2389 | 62.5482 | 0 | 0 | 0 | 0 | 0 | 0 | 0 | 0 | 0 | 0 | 0 | 0 | 0 | 0 | 0 | 0 | 0 | 0 | 9.82 | 0 | -159.6757 | 20.3693 | 0 | 0 | 0 | 25.4496 | 1024.401 | 31.6462 | 58.4457 | 0 | 0.5138 | 0 | 14.074 | 3.248 | 0 | 1107.468 | 261.2598 | -166.6557 | 8.929 | 7.395 | -1.78 | 15.7174 | 1.3623 | 2025-12-15 | 2025_12_15 Hr 04 | 95.611 | 0.000382 | -1107.468 | -171.2127 | 379.1166 | 772.8256 | 106.9978 | 19.7411 | 0 | 110.0545 | 141.5213 | 127.5409 | 0 | 192.1628 | 286.6375 | 0 | 0 | 46.06 | 247.9653 | 0 | 0 | 0
2025_12_15 Hr 05 | 0 | 0 | 0 | 0 | 0 | 0 | 0 | 0 | 0 | 80.0021 | 0 | 0.084 | 23 | 0 | 96.0814 | 96.0814 | 286.6375 | 0 | 0.00697 | 0.084 | 0.03454 | 0 | 0 | 0 | 0 | 0 | 0 | 0.29046 | 0.2376 | 46.06 | 0 | 247.9653 | 0 | 0 | 0 | 0 | 19.4098 | 46.7752 | 0 | 0 | -16.0283 | 0.7527 | 12.8225 | 0.16 | -1 | -4.2 | 14.3352 | 0 | 0 | 18.0197 | 18.0197 | 18.0197 | 18.0197 | 20.9531 | 61.6005 | 0 | 0 | 0 | 0 | 0 | 0 | 0 | 0 | 0 | 0 | 0 | 0 | 0 | 0 | 0 | 0 | 0 | 0 | 9.82 | 0 | -169.9382 | 20.3693 | 0 | 0 | 0 | 33.981 | 1057.951 | 32.6512 | 60.3019 | 0 | 0.5138 | 0 | 14.074 | 3.248 | 0 | 1141.252 | 276.2471 | -176.9182 | 8.929 | 7.395 | -1.78 | 16.2166 | 1.4056 | 2025-12-15 | 2025_12_15 Hr 05 | 96.6849 | -0.000283 | -1141.252 | -185.9665 | 416.0701 | 772.8256 | 118.5815 | 19.7411 | 0 | 112.0917 | 173.0339 | 130.9445 | 0 | 192.1628 | 286.6375 | 0 | 0 | 46.06 | 247.9653 | 0 | 0 | 0
2025_12_15 Hr 06 | 0 | 0 | 0 | 0 | 0 | 0 | 0 | 0 | 0 | 110.8816 | 0 | 0.084 | 20 | 0 | 96.0814 | 96.0814 | 286.6375 | 0 | 0.00697 | 0.084 | 0.03454 | 0 | 0 | 0 | 0 | 0 | 0 | 0.29046 | 0.2376 | 46.06 | 0 | 247.9653 | 0 | 21.2917 | 0 | 0 | 21.1534 | 50.9768 | 0 | 2.8342 | -24.8033 | 0.7527 | 12.8225 | 0.16 | -1 | -4.2 | 14.3352 | 0 | 0 | 29.8508 | 29.8508 | 29.8508 | 29.8508 | 34.7103 | 56.6514 | 0 | 0 | 0 | 0 | 0 | 0 | 0 | 0 | 0 | 0 | 0 | 0 | 0 | 0 | 0 | 0 | 0 | 0 | 9.82 | 0 | -234.5534 | 20.3693 | 0 | 0 | 0 | 38.4636 | 1177.149 | 35.5842 | 65.7186 | 0 | 0.5138 | 0 | 14.074 | 3.248 | 0 | 1196.36 | 282.7132 | -241.5334 | 8.929 | 7.395 | -1.78 | 17.6732 | 1.5318 | 2025-12-15 | 2025_12_15 Hr 06 | 104.4776 | 9e-05 | -1196.36 | -256.5225 | 523.9093 | 794.1172 | 115.115 | 19.7411 | 0 | 118.0369 | 264.9952 | 140.8772 | 0 | 192.1628 | 286.6375 | 0 | 0 | 46.06 | 247.9653 | 21.2917 | 0 | 0
2025_12_15 Hr 07 | 0 | 0 | 0 | 0 | 0 | 0 | 0 | 0 | 0 | 154.2392 | -14.3 | 0.084 | 21 | 0 | 96.0814 | 96.0814 | 285.811 | 0 | 0.00697 | 0.084 | 0.03454 | 0 | 0 | 0 | 0 | 0 | 0 | 0.29046 | 0.2376 | 46.06 | 0 | 247.9653 | 0 | 25.55 | 0 | 0 | 23.6014 | 56.8764 | 0 | 0 | -35.5435 | 0.7527 | 12.8225 | 0.16 | -1 | -4.2 | 14.3352 | 0 | 0 | 46.4629 | 46.4629 | 46.4629 | 46.4629 | 54.0267 | 55.5984 | 0 | 0 | 0 | 0 | 0 | 0 | 0 | 0 | 0 | 0 | 0 | 0 | 0 | 0 | 0 | 0 | 0 | 0 | 9.82 | 0 | -252.5878 | 20.3693 | 0 | 0 | 0 | 32.9688 | 1318.051 | 39.7024 | 73.3242 | 0 | 0.5138 | 0 | 14.074 | 3.248 | 0 | 1299.752 | 291.1118 | -273.8678 | 8.929 | 7.395 | -1.78 | 19.7186 | 1.7091 | 2025-12-15 | 2025_12_15 Hr 07 | 99.1681 | -0.000372 | -1299.752 | -288.1313 | 661.0256 | 797.5491 | 109.5672 | 19.7411 | 0 | 126.3845 | 394.1176 | 140.5235 | 0 | 192.1628 | 285.811 | 0 | 0 | 46.06 | 247.9653 | 25.55 | 0 | 0
2025_12_15 Hr 08 | 0 | 0 | 0 | 0 | 0 | 0 | 0 | 0 | 0 | 171.7753 | -14.3 | 0.084 | 35 | 0 | 96.0814 | 96.0814 | 285.811 | 0 | 0.00697 | 0.084 | 0.03454 | 0 | 0 | 0 | 0 | 0 | 0 | 0.29046 | 0.2376 | 46.06 | 0 | 247.9653 | 0 | 25.55 | 0 | 0 | 24.5916 | 59.2625 | 0 | 0 | -24.6426 | 0.7527 | 12.8225 | 0.16 | -1 | -4.2 | 14.3352 | 0 | 0 | 53.1817 | 53.1817 | 53.1817 | 53.1817 | 61.8392 | 51.7023 | 0 | 0 | 0 | 0 | 0 | 0 | 0 | 0 | 0 | 0 | 0 | 0 | 0 | 0 | 0 | 0 | 0 | 0 | 9.82 | 0 | -231.8864 | 20.3693 | 0 | 0 | 0 | 17.9304 | 1373.651 | 41.3679 | 76.4002 | 0 | 0.5138 | 0 | 14.074 | 3.248 | 0 | 1387.66 | 291.8179 | -253.1664 | 8.929 | 7.395 | -1.78 | 20.5458 | 1.7808 | 2025-12-15 | 2025_12_15 Hr 08 | 109.5099 | -1.1e-05 | -1387.66 | -256.529 | 722.2661 | 797.5491 | 104.6327 | 19.7411 | 0 | 129.7607 | 446.3413 | 146.1641 | 0 | 192.1628 | 285.811 | 0 | 0 | 46.06 | 247.9653 | 25.55 | 0 | 0
2025_12_15 Hr 09 | 0.33996 | 3e-05 | 0.000846 | 0 | 0 | 0 | 0 | 0 | 0 | 170.6107 | -14.3 | 0.084 | 30 | 0 | 96.0814 | 96.0814 | 285.811 | 15.21 | 0.00697 | 0.084 | 0.03454 | 0 | 0 | 0 | 0 | 0 | 0 | 0.29046 | 0.2376 | 46.06 | 0 | 247.9653 | 0 | 25.55 | 0 | 0 | 24.5258 | 59.104 | 0 | 0 | -20.7662 | 0.7527 | 12.8225 | 0.16 | -1 | -4.2 | 14.3352 | 0 | 0 | 52.7355 | 52.7355 | 52.7355 | 52.7355 | 61.3203 | 48.6486 | 0 | 0 | 0 | 0 | 0 | 0 | 0 | 0 | 0 | 0 | 0 | 0 | 0 | 0 | 0 | 0 | 0 | 0 | 9.82 | 0 | -209.7363 | 20.3693 | 0 | 0 | 0 | 13.014 | 1385.169 | 41.2573 | 76.1959 | 0 | 0.5138 | -0.33996 | 14.074 | 3.248 | 0 | 1411.86 | 278.8131 | -231.3563 | 8.929 | 7.395 | -1.78 | 20.4909 | 1.7761 | 2025-12-15 | 2025_12_15 Hr 09 | 110.9752 | 2.3e-05 | -1411.86 | -230.5025 | 718.199 | 812.7591 | 91.6635 | 19.7411 | 0 | 129.5365 | 442.873 | 145.7895 | 0 | 192.1628 | 285.811 | 15.21 | 0 | 46.06 | 247.9653 | 25.55 | 0 | 0
2025_12_15 Hr 10 | 3.4593 | 0.000465 | 0.013113 | 0 | 0 | 0 | 0 | 0 | 0 | 166.2184 | -14.3 | 0.084 | 22 | 0 | 96.0814 | 96.0814 | 285.811 | 12.675 | 0.00697 | 0.084 | 0.03454 | 0 | 0 | 0 | 0 | 0 | 0 | 0.29046 | 0.2376 | 46.06 | 0 | 247.9653 | 0 | 21.2917 | 0 | 0 | 24.2778 | 58.5063 | 0 | 5.6769 | -18.165 | 0.7527 | 12.8225 | 0.16 | -1 | -4.2 | 14.3352 | 0 | 0 | 51.0526 | 51.0526 | 51.0526 | 51.0526 | 59.3635 | 46.6479 | 0 | 0 | 0 | 0 | 0 | 0 | 0 | 0 | 0 | 0 | 0 | 0 | 0 | 0 | 0 | 0 | 0 | 0 | 9.82 | 0 | -159.7657 | 20.3693 | 0 | 0 | 0 | 9.9774 | 1364.462 | 40.8401 | 75.4255 | 0 | 0.5138 | -3.4593 | 14.074 | 3.248 | 0 | 1434.952 | 267.4828 | -184.505 | 8.929 | 7.395 | -1.78 | 20.2837 | 1.7581 | 2025-12-15 | 2025_12_15 Hr 10 | 95.6739 | -0.000315 | -1434.952 | -172.2538 | 702.8598 | 805.9657 | 78.6389 | 19.7411 | 0 | 128.6908 | 429.7923 | 144.3767 | 0 | 192.1628 | 285.811 | 12.675 | 0 | 46.06 | 247.9653 | 21.2917 | 0 | 0
2025_12_15 Hr 11 | 1.7313 | 0.00138 | 0.038916 | 0 | 0 | 0 | 0 | 0 | 0 | 159.2971 | -14.3 | 0.084 | 15 | 0 | 96.0814 | 96.0814 | 285.811 | 15.21 | 0.00697 | 0.084 | 0.03454 | 0 | 0 | 0 | 0 | 0 | 0 | 0.29046 | 0.2376 | 46.06 | 0 | 247.9653 | 0 | 25.55 | 0 | 0 | 23.887 | 57.5646 | 0 | 0 | -19.7424 | 0.7527 | 12.8225 | 0.16 | -1 | -4.2 | 14.3352 | 0 | 0 | 48.4008 | 48.4008 | 48.4008 | 48.4008 | 56.28 | 48.6486 | 0 | 0 | 0 | 0 | 0 | 0 | 0 | 0 | 0 | 0 | 0 | 0 | 0 | 0 | 0 | 0 | 0 | 0 | 9.82 | 0 | -140.6491 | 20.3693 | 0 | 0 | 0 | 8.9652 | 1349.337 | 40.1827 | 74.2114 | 0 | 0.5138 | -1.7313 | 14.074 | 3.248 | 0 | 1423.452 | 257.5179 | -163.6604 | 8.929 | 7.395 | -1.78 | 19.9572 | 1.7298 | 2025-12-15 | 2025_12_15 Hr 11 | 107.5203 | -0.000336 | -1423.452 | -160.3915 | 678.6889 | 812.7591 | 72.6541 | 19.7411 | 0 | 127.3583 | 409.1803 | 142.1504 | 0 | 192.1628 | 285.811 | 15.21 | 0 | 46.06 | 247.9653 | 25.55 | 0 | 0
2025_12_15 Hr 12 | 5.8688 | 0.001935 | 0.054567 | 0 | 0 | 0 | 0 | 0 | 0 | 152.1762 | -14.3 | 0.084 | 16 | 0 | 96.0814 | 96.0814 | 285.811 | 2.535 | 0.00697 | 0.084 | 0.03454 | 0 | 0 | 0 | 0 | 0 | 0 | 0.29046 | 0.2376 | 39.1406 | 0 | 247.9653 | 0 | 4.2583 | 0 | 0 | 23.485 | 56.5957 | 0 | 0.091017 | -19.6317 | 0.7527 | 12.8225 | 0.16 | -1 | -4.2 | 14.3352 | 0 | 0 | 45.6725 | 45.6725 | 45.6725 | 45.6725 | 53.1075 | 44.6472 | 0 | 0 | 0 | 0 | 0 | 0 | 0 | 0 | 0 | 0 | 0 | 0 | 0 | 0 | 0 | 0 | 0 | 0 | 9.82 | 0 | -72.0703 | 20.3693 | 0 | 0 | 0 | 6.9408 | 1285.888 | 39.5064 | 72.9623 | 0 | 0.5138 | -5.8688 | 14.074 | 3.248 | 0 | 1421.468 | 254.3397 | -99.2191 | 8.929 | 7.395 | -1.78 | 19.6212 | 1.7007 | 2025-12-15 | 2025_12_15 Hr 12 | 82.772 | 0.00034378 | -1421.468 | -91.611 | 653.8208 | 771.873 | 67.6445 | 19.7411 | 0 | 125.9873 | 387.9737 | 139.8599 | 0 | 192.1628 | 285.811 | 2.535 | 0 | 39.1406 | 247.9653 | 4.2583 | 0 | 0
2025_12_15 Hr 13 | 5.1707 | 0.00192 | 0.054144 | 0 | 0 | 0 | 0 | 0 | 0 | 145.022 | -14.3 | 0.084 | 17 | 0 | 96.0814 | 96.0814 | 285.811 | 11.4075 | 0.00697 | 0.084 | 0.03454 | 0 | 0 | 0 | 0 | 0 | 0 | 0.29046 | 0.2376 | 41.7563 | 0 | 247.9653 | 0 | 19.1625 | 0 | 0 | 23.081 | 55.6222 | 0 | 7.0309 | -7.7725 | 0.7527 | 12.8225 | 0.16 | -1 | -4.2 | 14.3352 | 0 | 0 | 42.9314 | 42.9314 | 42.9314 | 42.9314 | 49.9203 | 42.7518 | 0 | 0 | 0 | 0 | 0 | 0 | 0 | 0 | 0 | 0 | 0 | 0 | 0 | 0 | 0 | 0 | 0 | 0 | 9.82 | 0 | -77.8939 | 20.3693 | 0 | 0 | 0 | 7.953 | 1289.597 | 38.8269 | 71.7073 | 0 | 0.5138 | -5.1707 | 14.074 | 3.248 | 0 | 1435.968 | 251.4572 | -104.3446 | 8.929 | 7.395 | -1.78 | 19.2838 | 1.6714 | 2025-12-15 | 2025_12_15 Hr 13 | 91.5536 | 0.00033 | -1435.968 | -78.6355 | 628.8365 | 798.2653 | 67.7609 | 19.7411 | 0 | 124.6099 | 366.6679 | 137.5587 | 0 | 192.1628 | 285.811 | 11.4075 | 0 | 41.7563 | 247.9653 | 19.1625 | 0 | 0
2025_12_15 Hr 14 | 0.70147 | 0.00195 | 0.05499 | 0 | 0 | 0 | 0 | 0 | 0 | 144.3232 | -14.3 | 0.084 | 16 | 0 | 96.0814 | 96.0814 | 285.811 | 2.535 | 0.00697 | 0.084 | 0.03454 | 0 | 0 | 0 | 0 | 0 | 0 | 0.29046 | 0.2376 | 42.471 | 0 | 247.9653 | 0 | 4.2583 | 0 | 0 | 23.0416 | 55.5271 | 0 | 0.66206 | -16.8245 | 0.7527 | 12.8225 | 0.16 | -1 | -4.2 | 14.3352 | 0 | 0 | 42.6637 | 42.6637 | 42.6637 | 42.6637 | 49.6089 | 39.6981 | 0 | 0 | 0 | 0 | 0 | 0 | 0 | 0 | 0 | 0 | 0 | 0 | 0 | 0 | 0 | 0 | 0 | 0 | 9.82 | 0 | -13.7628 | 20.3693 | 0 | 0 | 0 | 10.9896 | 1264.321 | 38.7605 | 71.5847 | 0 | 0.5138 | -0.70147 | 14.074 | 3.248 | 0 | 1458.16 | 245.7461 | -35.7443 | 8.929 | 7.395 | -1.78 | 19.2508 | 1.6686 | 2025-12-15 | 2025_12_15 Hr 14 | 84.4405 | -3.09e-05 | -1458.16 | -29.9253 | 626.3962 | 775.2034 | 66.7446 | 19.7411 | 0 | 124.4754 | 364.5869 | 137.3339 | 0 | 192.1628 | 285.811 | 2.535 | 0 | 42.471 | 247.9653 | 4.2583 | 0 | 0
2025_12_15 Hr 15 | 3.1011 | 0.002535 | 0.071487 | 0 | 0 | 0 | 0 | 0 | 0 | 138.7995 | -14.3 | 0.084 | 15 | 0 | 96.0814 | 96.0814 | 285.811 | 8.8725 | 0.00697 | 0.084 | 0.03454 | 0 | 0 | 0 | 0 | 0 | 0 | 0.29046 | 0.2376 | 43.7117 | 0 | 247.9653 | 0 | 14.9042 | 0 | 0 | 22.7297 | 54.7756 | 0 | 14.0847 | -7.8918 | 0.7527 | 12.8225 | 0.16 | -1 | -4.2 | 14.3352 | 0 | 0 | 40.5473 | 40.5473 | 40.5473 | 40.5473 | 47.1481 | 39.6981 | 0 | 0 | 0 | 0 | 0 | 0 | 0 | 0 | 0 | 0 | 0 | 0 | 0 | 0 | 0 | 0 | 0 | 0 | 9.82 | 0 | -38.6883 | 20.3693 | 0 | 0 | 0 | 18.5088 | 1265.048 | 38.2359 | 70.6158 | 0 | 0.5138 | -3.1011 | 14.074 | 3.248 | 0 | 1461.06 | 252.8888 | -63.0694 | 8.929 | 7.395 | -1.78 | 18.9902 | 1.646 | 2025-12-15 | 2025_12_15 Hr 15 | 89.223 | -2.7e-05 | -1461.06 | -32.4954 | 607.106 | 793.4274 | 73.2809 | 19.7411 | 0 | 123.4119 | 348.1369 | 135.5572 | 0 | 192.1628 | 285.811 | 8.8725 | 0 | 43.7117 | 247.9653 | 14.9042 | 0 | 0
2025_12_15 Hr 16 | 0 | 0.00111 | 0.031302 | 0 | 0 | 0 | 0 | 0 | 0 | 146.1534 | -14.3 | 0.084 | 10 | 0 | 96.0814 | 96.0814 | 285.811 | 11.4075 | 0.00697 | 0.084 | 0.03454 | 0 | 0 | 0 | 0 | 0 | 0 | 0.29046 | 0.2376 | 46.06 | 0 | 247.9653 | 0 | 19.1625 | 0 | 0 | 23.1449 | 55.7762 | 0 | 10.9781 | -6.9788 | 0.7527 | 12.8225 | 0.16 | -1 | -4.2 | 14.3352 | 0 | 0 | 43.3649 | 43.3649 | 43.3649 | 43.3649 | 50.4243 | 41.6988 | 0 | 0 | 0 | 0 | 0 | 0 | 0 | 0 | 0 | 0 | 0 | 0 | 0 | 0 | 0 | 0 | 0 | 0 | 9.82 | 0 | -75.1056 | 20.3693 | 0 | 0 | 0 | 24.4374 | 1297.465 | 38.9344 | 71.9058 | 0 | 0.5138 | 0 | 14.074 | 3.248 | 0 | 1460.16 | 255.081 | -96.3856 | 8.929 | 7.395 | -1.78 | 19.3371 | 1.6761 | 2025-12-15 | 2025_12_15 Hr 16 | 101.643 | 5.1e-05 | -1460.16 | -71.1063 | 632.7876 | 802.5691 | 76.1686 | 19.7411 | 0 | 124.8277 | 370.0373 | 137.9226 | 0 | 192.1628 | 285.811 | 11.4075 | 0 | 46.06 | 247.9653 | 19.1625 | 0 | 0
2025_12_15 Hr 17 | 0.70313 | 0.00018 | 0.005076 | 3.8622 | 3.8622 | 3.8116 | 3.8622 | 3.8622 | 3.8622 | 168.2814 | -14.3 | 0.084 | 7 | 0 | 96.0814 | 96.0814 | 285.811 | 15.21 | 0.00697 | 0.084 | 0.03454 | 0 | 0 | 0 | 0 | 0 | 0 | 0.29046 | 0.2376 | 46.06 | 0 | 247.9653 | 0 | 25.55 | 0 | 0 | 24.3943 | 58.7871 | 0 | 6.3831 | -8.1506 | 0.7527 | 12.8225 | 0 | -1 | -4.2 | 14.3352 | 0 | 0 | 51.843 | 51.843 | 51.843 | 51.843 | 60.2826 | 44.6472 | 0 | 0 | 0 | 0 | 0 | 0 | 0 | 0 | 0 | 0 | 0 | 0 | 0 | 0 | 0 | 0 | 0 | 0 | 9.82 | 0 | -280.3496 | 20.3693 | 0 | 60.9368 | 66.4229 | 37.0176 | 1528.271 | 41.0361 | 75.7874 | 0 | 0.5138 | -0.70313 | 14.074 | 3.248 | 0 | 1499.6 | 275.4294 | -302.3327 | 8.929 | 7.395 | -1.78 | 20.381 | 1.7665 | 2025-12-15 | 2025_12_15 Hr 17 | 117.8322 | -1.3e-05 | -1499.6 | -282.117 | 710.0645 | 963.2414 | 88.6701 | 19.7411 | 0 | 129.088 | 435.9362 | 145.0403 | 23.1226 | 192.1628 | 285.811 | 15.21 | 0 | 46.06 | 247.9653 | 25.55 | 127.3597 | 0
2025_12_15 Hr 18 | 0 | 0 | 0 | 3.8622 | 3.8622 | 3.8116 | 3.8622 | 3.8622 | 3.8622 | 185.5846 | -14.3 | 0.084 | 6 | 0 | 96.0814 | 96.0814 | 285.811 | 15.21 | 0.00697 | 0.084 | 0.03454 | 0 | 0 | 0 | 0 | 0 | 0 | 0.29046 | 0.2376 | 46.06 | 0 | 247.9653 | 0 | 25.55 | 0 | 0 | 25.3713 | 61.1414 | 0 | 4.8363 | -4.7358 | 0.7527 | 12.8225 | 0 | -1 | -4.2 | 14.3352 | 0 | 0 | 58.4726 | 58.4726 | 58.4726 | 58.4726 | 67.9914 | 41.6988 | 0 | 0 | 0 | 0 | 0 | 0 | 0 | 0 | 0 | 0 | 0 | 0 | 0 | 0 | 0 | 0 | 0 | 0 | 9.82 | 0 | -325.1295 | 20.3693 | 0 | 58.2641 | 63.5515 | 41.5002 | 1577.583 | 42.6795 | 78.8226 | 0 | 0.5138 | 0 | 14.074 | 3.248 | 0 | 1512.1 | 280.826 | -346.4095 | 8.929 | 7.395 | -1.78 | 21.1972 | 1.8373 | 2025-12-15 | 2025_12_15 Hr 18 | 117.5175 | 3.4e-05 | -1512.1 | -325.029 | 770.4917 | 957.6973 | 89.199 | 19.7411 | 0 | 132.4194 | 487.4663 | 150.606 | 23.1226 | 192.1628 | 285.811 | 15.21 | 0 | 46.06 | 247.9653 | 25.55 | 121.8156 | 0
2025_12_15 Hr 19 | 0 | 0 | 0 | 3.8622 | 3.8622 | 3.8116 | 3.8622 | 3.8622 | 3.8622 | 177.9978 | -14.3 | 0.084 | 4 | 0 | 96.0814 | 96.0814 | 285.811 | 15.21 | 0.00697 | 0.084 | 0.03454 | 0 | 0 | 0 | 0 | 0 | 0 | 0.29046 | 0.2376 | 46.06 | 0 | 247.9653 | 0 | 25.55 | 0 | 0 | 24.9429 | 60.1091 | 0 | 0 | -20.0706 | 0.7527 | 12.8225 | 0 | -1 | -4.2 | 14.3352 | 0 | 0 | 55.5658 | 55.5658 | 55.5658 | 55.5658 | 64.6114 | 41.6988 | 0 | 0 | 0 | 0 | 0 | 0 | 0 | 0 | 0 | 0 | 0 | 0 | 0 | 0 | 0 | 0 | 0 | 0 | 9.82 | 0 | -287.4902 | 20.3693 | 0 | 59.8861 | 65.2646 | 41.5002 | 1556.863 | 41.959 | 77.4917 | 0 | 0.5138 | 0 | 14.074 | 3.248 | 0 | 1504.408 | 276.3857 | -308.7702 | 8.929 | 7.395 | -1.78 | 20.8393 | 1.8063 | 2025-12-15 | 2025_12_15 Hr 19 | 121.6739 | 0.000316 | -1504.408 | -307.5608 | 743.9966 | 961.0324 | 87.199 | 19.7411 | 0 | 130.9587 | 464.8723 | 148.1656 | 23.1226 | 192.1628 | 285.811 | 15.21 | 0 | 46.06 | 247.9653 | 25.55 | 125.1507 | 0
2025_12_15 Hr 20 | 0 | 0 | 0 | 3.8622 | 3.8622 | 3.8116 | 3.8622 | 3.8622 | 3.8622 | 167.383 | -14.3 | 0.084 | 1 | 0 | 96.0814 | 96.0814 | 285.811 | 15.21 | 0.00697 | 0.084 | 0.03454 | 0 | 0 | 0 | 0 | 0 | 0 | 0.29046 | 0.2376 | 46.06 | 0 | 247.9653 | 0 | 25.55 | 0 | 0 | 24.3436 | 58.6648 | 0 | 0 | -22.5856 | 0.7527 | 12.8225 | 0 | -1 | -4.2 | 14.3352 | 0 | 0 | 51.4988 | 51.4988 | 51.4988 | 51.4988 | 59.8824 | 46.6479 | 0 | 0 | 0 | 0 | 0 | 0 | 0 | 0 | 0 | 0 | 0 | 0 | 0 | 0 | 0 | 0 | 0 | 0 | 9.82 | 0 | -288.7704 | 20.3693 | 0 | 65.1395 | 70.9948 | 25.0158 | 1534.192 | 40.9507 | 75.6298 | 0 | 0.5138 | 0 | 14.074 | 3.248 | 0 | 1459.992 | 258.4361 | -310.0504 | 8.929 | 7.395 | -1.78 | 20.3386 | 1.7629 | 2025-12-15 | 2025_12_15 Hr 20 | 121.4739 | -0.000306 | -1459.992 | -311.356 | 706.927 | 972.016 | 72.6637 | 19.7411 | 0 | 128.915 | 433.2607 | 144.7513 | 23.1226 | 192.1628 | 285.811 | 15.21 | 0 | 46.06 | 247.9653 | 25.55 | 136.1343 | 0
2025_12_15 Hr 21 | 0 | 0 | 0 | 0 | 0 | 0 | 0 | 0 | 0 | 154.7051 | -14.3 | 0.084 | 0 | 0 | 96.0814 | 96.0814 | 285.811 | 13.9425 | 0.00697 | 0.084 | 0.03454 | 0 | 0 | 0 | 0 | 0 | 0 | 0.29046 | 0.2376 | 46.06 | 0 | 247.9653 | 0 | 23.4208 | 0 | 0 | 23.6277 | 56.9398 | 0 | 1.5978 | -29.1528 | 0.7527 | 12.8225 | 0.16 | -1 | -4.2 | 14.3352 | 0 | 0 | 46.6414 | 46.6414 | 46.6414 | 46.6414 | 54.2342 | 51.7023 | 0 | 0 | 0 | 0 | 0 | 0 | 0 | 0 | 0 | 0 | 0 | 0 | 0 | 0 | 0 | 0 | 0 | 0 | 9.82 | 0 | -103.2398 | 20.3693 | 0 | 0 | 0 | 17.4966 | 1331.342 | 39.7466 | 73.4059 | 0 | 0.5138 | 0 | 14.074 | 3.248 | 0 | 1430.16 | 250.8933 | -124.5198 | 8.929 | 7.395 | -1.78 | 19.7405 | 1.711 | 2025-12-15 | 2025_12_15 Hr 21 | 93.7559 | -3.8e-05 | -1430.16 | -130.7948 | 662.6525 | 809.3624 | 69.1989 | 19.7411 | 0 | 126.4742 | 395.5049 | 140.6733 | 0 | 192.1628 | 285.811 | 13.9425 | 0 | 46.06 | 247.9653 | 23.4208 | 0 | 0
2025_12_15 Hr 22 | 0 | 0 | 0 | 0 | 0 | 0 | 0 | 0 | 0 | 129.8152 | -14.3 | 0.084 | 0 | 0 | 96.0814 | 96.0814 | 285.811 | 15.21 | 0.00697 | 0.084 | 0.03454 | 0 | 0 | 0 | 0 | 0 | 0 | 0.29046 | 0.2376 | 46.06 | 0 | 247.9653 | 0 | 25.55 | 0 | 0 | 22.2224 | 53.5531 | 0 | 0 | -22.8358 | 0.7527 | 12.8225 | 0.16 | -1 | -4.2 | 14.3352 | 0 | 0 | 37.1051 | 37.1051 | 37.1051 | 37.1051 | 43.1454 | 52.65 | 0 | 0 | 0 | 0 | 0 | 0 | 0 | 0 | 0 | 0 | 0 | 0 | 0 | 0 | 0 | 0 | 0 | 0 | 9.82 | 0 | -79.6541 | 20.3693 | 0 | 0 | 0 | 5.061 | 1255.822 | 37.3825 | 69.0398 | 0 | 0.5138 | 0 | 14.074 | 3.248 | 0 | 1363.452 | 231.3994 | -100.9341 | 8.929 | 7.395 | -1.78 | 18.5664 | 1.6093 | 2025-12-15 | 2025_12_15 Hr 22 | 104.8221 | -0.000347 | -1363.452 | -102.4899 | 575.7304 | 812.7591 | 57.711 | 19.7411 | 0 | 121.6822 | 321.381 | 132.6673 | 0 | 192.1628 | 285.811 | 15.21 | 0 | 46.06 | 247.9653 | 25.55 | 0 | 0
2025_12_15 Hr 23 | 0 | 0 | 0 | 0 | 0 | 0 | 0 | 0 | 0 | 104.4594 | 0 | 0.084 | 0 | 0 | 96.0814 | 96.0814 | 286.6375 | 15.29 | 0.00697 | 0.084 | 0.03454 | 0 | 0 | 0 | 0 | 0 | 0 | 0.29046 | 0.2376 | 46.06 | 0 | 247.9653 | 0 | 25.55 | 0 | 0 | 20.7908 | 50.103 | 0 | 0 | -11.9875 | 0.7527 | 12.8225 | 0.16 | -1 | -4.2 | 14.3352 | 0 | 0 | 27.3903 | 27.3903 | 27.3903 | 27.3903 | 31.8491 | 53.5977 | 0 | 0 | 0 | 0 | 0 | 0 | 0 | 0 | 0 | 0 | 0 | 0 | 0 | 0 | 0 | 0 | 0 | 0 | 9.82 | 0 | -75.2805 | 20.3693 | 0 | 0 | 0 | 0.4338 | 1176.336 | 34.9742 | 64.592 | 0 | 0.5138 | 0 | 14.074 | 3.248 | 0 | 1301.652 | 219.564 | -82.2605 | 8.929 | 7.395 | -1.78 | 17.3703 | 1.5056 | 2025-12-15 | 2025_12_15 Hr 23 | 115.3094 | -0.000332 | -1301.652 | -87.2679 | 501.4815 | 813.6656 | 54.0315 | 19.7411 | 0 | 116.8004 | 245.8696 | 138.8114 | 0 | 192.1628 | 286.6375 | 15.29 | 0 | 46.06 | 247.9653 | 25.55 | 0 | 0
2025_12_15 Hr 24 | 0 | 0 | 0 | 0 | 0 | 0 | 0 | 0 | 0 | 82.5643 | 0 | 0.084 | 3 | 0 | 96.0814 | 96.0814 | 286.6375 | 3.8225 | 0.00697 | 0.084 | 0.03454 | 0 | 0 | 0 | 0 | 0 | 0 | 0.29046 | 0.2376 | 45.0808 | 0 | 247.9653 | 0 | 0 | 0 | 0 | 19.5545 | 47.1238 | 0 | 0 | -121.0516 | 0.7527 | 12.8225 | 0.16 | -1 | -4.2 | 14.3352 | 0 | 0 | 19.0013 | 19.0013 | 19.0013 | 19.0013 | 22.0946 | 56.6514 | 0 | 0 | 0 | 0 | 0 | 0 | 0 | 0 | 0 | 0 | 0 | 0 | 0 | 0 | 0 | 0 | 0 | 0 | 9.82 | 62.3081 | 0 | 20.3693 | 0 | 0 | 0 | 6.9408 | 1068.918 | 32.8946 | 60.7513 | 0 | 0.5138 | 0 | 14.074 | 3.248 | 0 | 1228.277 | 287.3901 | -6.98 | 8.929 | 7.395 | -1.78 | 16.3374 | 1.4161 | 2025-12-15 | 2025_12_15 Hr 24 | 83.6991 | -0.000306 | -1228.277 | -58.7435 | 425.018 | 775.6689 | 66.5922 | 19.7411 | 0 | 112.585 | 180.6643 | 131.7687 | 0 | 192.1628 | 286.6375 | 3.8225 | 0 | 45.0808 | 247.9653 | 0 | 0 | 0
2025_12_16 Hr 01 | 0 | 0 | 0 | 0 | 0 | 0 | 0 | 0 | 0 | 68.3727 | 0 | 0.084 | 7 | 0 | 96.0814 | 96.0814 | 286.6375 | 15.29 | 0.00697 | 0.084 | 0.03454 | 0 | 0 | 0 | 0 | 0 | 0 | 0.29046 | 0.2376 | 46.06 | 0 | 247.9653 | 0 | 0 | 0 | 0 | 18.8116 | 45.3085 | 0 | 0 | -45.5123 | 0.7527 | 12.832 | 0.16 | -1 | -4.2 | 14.3597 | 0 | 0 | 13.5806 | 13.5806 | 13.5806 | 13.5806 | 15.7914 | 57.5991 | 0 | 0 | 0 | 0 | 0 | 0 | 0 | 0 | 0 | 0 | 0 | 0 | 0 | 0 | 0 | 0 | 0 | 0 | 9.8185 | 0 | -20.0067 | 20.5635 | 0 | 0 | 0 | 12.4356 | 1036.66 | 31.8381 | 58.8233 | 0 | 0.5138 | 0 | 14.074 | 3.248 | 0 | 1196.352 | 232.1907 | -26.9867 | 8.9279 | 7.395 | -1.78 | 15.8387 | 1.3714 | 2025-12-16 | 2025_12_16 Hr 01 | 98.2354 | -0.000303 | -1196.352 | -65.5189 | 376.9793 | 788.1156 | 77.0347 | 19.7411 | 0 | 110.0581 | 138.4863 | 128.4349 | 0 | 192.1628 | 286.6375 | 15.29 | 0 | 46.06 | 247.9653 | 0 | 0 | 0
2025_12_16 Hr 02 | 0 | 0 | 0 | 3.8622 | 3.8622 | 3.8116 | 3.8622 | 3.8622 | 3.8622 | 63.6002 | 0 | 0.084 | 23 | 0 | 96.0814 | 96.0814 | 286.6375 | 15.29 | 0.00697 | 0.084 | 0.03454 | 0 | 0 | 0 | 0 | 0 | 0 | 0.29046 | 0.2376 | 46.06 | 0 | 247.9653 | 0 | 0 | 0 | 0 | 18.5404 | 44.6555 | 0 | 0 | -35.8044 | 0.7527 | 12.832 | 0.1 | -1 | -4.2 | 14.3597 | 0 | 0 | 11.7562 | 11.7562 | 11.7562 | 11.7562 | 13.6701 | 60.5475 | 0 | 0 | 0 | 0 | 0 | 0 | 0 | 0 | 0 | 0 | 0 | 0 | 0 | 0 | 0 | 0 | 0 | 0 | 9.8185 | 0 | -60.851 | 20.5635 | 0 | 0 | 0 | 7.5192 | 1044.667 | 31.3792 | 57.9755 | 0 | 0.5138 | 0 | 14.074 | 3.248 | 0 | 1185.7 | 244.668 | -67.831 | 8.9279 | 7.395 | -1.78 | 15.6104 | 1.3516 | 2025-12-16 | 2025_12_16 Hr 02 | 106.1581 | 4.8e-05 | -1185.7 | -96.6554 | 360.3095 | 811.2382 | 91.0667 | 19.7411 | 0 | 109.134 | 124.2953 | 126.8802 | 23.1226 | 192.1628 | 286.6375 | 15.29 | 0 | 46.06 | 247.9653 | 0 | 0 | 0
2025_12_16 Hr 03 | 0 | 0 | 0 | 3.8622 | 3.8622 | 3.8116 | 3.8622 | 3.8622 | 3.8622 | 61.5267 | 0 | 0.084 | 35 | 0 | 96.0814 | 96.0814 | 286.6375 | 15.29 | 0.00697 | 0.084 | 0.03454 | 0 | 0 | 0 | 0 | 0 | 0 | 0.29046 | 0.2376 | 46.06 | 7.2532 | 247.9653 | 0 | 0 | 0 | 0 | 18.4227 | 44.3718 | 0 | 0 | -26.0339 | 0.7527 | 12.832 | 0.1 | -1 | -4.2 | 14.3597 | 0 | 0 | 10.9636 | 10.9636 | 10.9636 | 10.9636 | 12.7484 | 58.6521 | 0 | 0 | 0 | 0 | 0 | 0 | 0 | 0 | 0 | 0 | 0 | 0 | 0 | 0 | 0 | 0 | 0 | 0 | 9.8185 | 0 | -85.0829 | 20.5635 | 0 | 0 | 0 | 4.0488 | 1045.353 | 31.1799 | 57.6071 | 0 | 0.5138 | 0 | 14.074 | 3.248 | 0 | 1177.883 | 250.6267 | -92.0629 | 8.9279 | 7.395 | -1.78 | 15.5112 | 1.343 | 2025-12-16 | 2025_12_16 Hr 03 | 111.6266 | 0.000366 | -1177.883 | -111.1168 | 353.0668 | 818.4914 | 97.7009 | 19.7411 | 0 | 108.7325 | 118.1295 | 126.2048 | 23.1226 | 192.1628 | 286.6375 | 15.29 | 7.2532 | 46.06 | 247.9653 | 0 | 0 | 0
2025_12_16 Hr 04 | 0 | 0 | 0 | 3.8622 | 3.8622 | 3.8116 | 3.8622 | 3.8622 | 3.8622 | 65.6409 | 0 | 0.084 | 39 | 0 | 96.0814 | 96.0814 | 286.6375 | 15.29 | 0.00697 | 0.084 | 0.03454 | 0 | 0 | 0 | 0 | 0 | 0 | 0.29046 | 0.2376 | 46.06 | 7.2532 | 247.9653 | 0 | 0 | 0 | 0 | 18.6564 | 44.9347 | 0 | 0 | -20.3464 | 0.7527 | 12.832 | 0.1 | -1 | -4.2 | 14.3597 | 0 | 0 | 12.5363 | 12.5363 | 12.5363 | 12.5363 | 14.5771 | 56.6514 | 0 | 0 | 0 | 0 | 0 | 0 | 0 | 0 | 0 | 0 | 0 | 0 | 0 | 0 | 0 | 0 | 0 | 0 | 9.8185 | 0 | -93.8085 | 20.5635 | 0 | 0 | 0 | 0.4338 | 1058.384 | 31.5754 | 58.338 | 0 | 0.5138 | 0 | 14.074 | 3.248 | 0 | 1187.6 | 250.3513 | -100.7885 | 8.9279 | 7.395 | -1.78 | 15.708 | 1.36 | 2025-12-16 | 2025_12_16 Hr 04 | 113.1956 | 2.4e-05 | -1187.6 | -114.1549 | 367.4373 | 818.4914 | 96.0852 | 19.7411 | 0 | 109.5291 | 130.3632 | 127.545 | 23.1226 | 192.1628 | 286.6375 | 15.29 | 7.2532 | 46.06 | 247.9653 | 0 | 0 | 0
2025_12_16 Hr 05 | 0 | 0 | 0 | 3.8622 | 3.8622 | 3.8116 | 3.8622 | 3.8622 | 3.8622 | 83.4469 | 0 | 0.084 | 58 | 0 | 96.0814 | 96.0814 | 286.6375 | 15.29 | 0.00697 | 0.084 | 0.03454 | 0 | 0 | 0 | 0 | 0 | 0 | 0.29046 | 0.2376 | 46.06 | 7.2532 | 247.9653 | 0 | 0 | 0 | 0 | 19.6679 | 47.371 | 0 | 2.7352 | -28.0325 | 0.7527 | 12.832 | 0 | -1 | -4.2 | 14.3597 | 0 | 0 | 19.3429 | 19.3429 | 19.3429 | 19.3429 | 22.4917 | 55.5984 | 0 | 0 | 0 | 0 | 0 | 0 | 0 | 0 | 0 | 0 | 0 | 0 | 0 | 0 | 0 | 0 | 0 | 0 | 9.8185 | 0 | -296.0074 | 20.5635 | 0 | 69.7368 | 76.0127 | 0 | 1260.528 | 33.2874 | 61.501 | 0 | 0.5138 | 0 | 14.074 | 3.248 | 0 | 1205.908 | 273.6649 | -302.9874 | 8.9279 | 7.395 | -1.78 | 16.5597 | 1.4338 | 2025-12-16 | 2025_12_16 Hr 05 | 117.0363 | 0.000382 | -1205.908 | -321.3047 | 429.6327 | 964.2409 | 113.5984 | 19.7411 | 0 | 112.977 | 183.3103 | 133.3454 | 23.1226 | 192.1628 | 286.6375 | 15.29 | 7.2532 | 46.06 | 247.9653 | 0 | 145.7495 | 0
2025_12_16 Hr 06 | 0 | 0 | 0 | 3.8622 | 3.8622 | 3.8116 | 3.8622 | 3.8622 | 3.8622 | 116.031 | 0 | 0.084 | 72 | 0 | 96.0814 | 96.0814 | 286.6375 | 15.29 | 0.00697 | 0.084 | 0.03454 | 0 | 0 | 0 | 0 | 0 | 0 | 0.29046 | 0.2376 | 46.06 | 7.2532 | 247.9653 | 0 | 0 | 0 | 0 | 21.519 | 51.8293 | 0 | 1.1057 | -29.7287 | 0.7527 | 12.832 | 0 | -1 | -4.2 | 14.3597 | 0 | 0 | 31.7986 | 31.7986 | 31.7986 | 31.7986 | 36.9751 | 55.5984 | 0 | 0 | 0 | 0 | 0 | 0 | 0 | 0 | 0 | 0 | 0 | 0 | 0 | 0 | 0 | 0 | 0 | 0 | 9.8185 | 0 | -344.4616 | 20.5635 | 0 | 71.2258 | 77.6894 | 0 | 1366.893 | 36.4203 | 67.2892 | 0 | 0.5138 | 0 | 14.074 | 3.248 | 0 | 1285.108 | 298.2794 | -351.4416 | 8.9279 | 7.395 | -1.78 | 18.1182 | 1.5687 | 2025-12-16 | 2025_12_16 Hr 06 | 134.4352 | 0.000343 | -1285.108 | -373.0846 | 543.4469 | 967.4065 | 127.5984 | 19.7411 | 0 | 119.2864 | 280.2006 | 143.9599 | 23.1226 | 192.1628 | 286.6375 | 15.29 | 7.2532 | 46.06 | 247.9653 | 0 | 148.9151 | 0
2025_12_16 Hr 07 | 0 | 0 | 0 | 3.8622 | 3.8622 | 3.8116 | 3.8622 | 3.8622 | 3.8622 | 153.4204 | -14.3 | 0.084 | 74 | 0 | 96.0814 | 96.0814 | 285.811 | 15.21 | 0.00697 | 0.084 | 0.03454 | 0 | 0 | 0 | 0 | 0 | 0 | 0.29046 | 0.2376 | 46.06 | 7.2532 | 247.9653 | 0 | 0 | 0 | 0 | 23.643 | 56.9452 | 0 | 0.086628 | -26.2705 | 0.7527 | 12.832 | 0 | -1 | -4.2 | 14.3597 | 0 | 0 | 46.0912 | 46.0912 | 46.0912 | 46.0912 | 53.5944 | 57.5991 | 0 | 0 | 0 | 0 | 0 | 0 | 0 | 0 | 0 | 0 | 0 | 0 | 0 | 0 | 0 | 0 | 0 | 0 | 9.8185 | 0 | -360.2715 | 20.5635 | 0 | 70.8723 | 77.3038 | 0 | 1483.667 | 40.0152 | 73.931 | 0 | 0.5138 | 0 | 14.074 | 3.248 | 0 | 1390.392 | 314.46 | -381.5515 | 8.9279 | 7.395 | -1.78 | 19.9066 | 1.7236 | 2025-12-16 | 2025_12_16 Hr 07 | 130.6721 | -0.00035401 | -1390.392 | -386.4554 | 659.7458 | 965.761 | 131.5991 | 19.7411 | 0 | 126.5263 | 391.3797 | 141.8398 | 23.1226 | 192.1628 | 285.811 | 15.21 | 7.2532 | 46.06 | 247.9653 | 0 | 148.1762 | 0
2025_12_16 Hr 08 | 0 | 0 | 0 | 3.8622 | 3.8622 | 3.8116 | 3.8622 | 3.8622 | 3.8622 | 173.4646 | -14.3 | 0.084 | 83 | 0 | 96.0814 | 96.0814 | 285.811 | 15.21 | 0.00697 | 0.084 | 0.03454 | 0 | 0 | 0 | 0 | 0 | 0 | 0.29046 | 0.2376 | 46.06 | 7.2532 | 247.9653 | 0 | 25.55 | 0 | 0 | 24.7817 | 59.6877 | 0 | 0.049292 | -21.7378 | 0.7527 | 12.832 | 0 | -1 | -4.2 | 14.3597 | 0 | 0 | 53.7534 | 53.7534 | 53.7534 | 53.7534 | 62.5039 | 58.6521 | 0 | 0 | 0 | 0 | 0 | 0 | 0 | 0 | 0 | 0 | 0 | 0 | 0 | 0 | 0 | 0 | 0 | 0 | 9.8185 | 0 | -420.6 | 20.5635 | 0 | 70.8723 | 77.3038 | 0.4338 | 1572.7 | 41.9423 | 77.4917 | 0 | 0.5138 | 0 | 14.074 | 3.248 | 0 | 1440.608 | 331.4763 | -441.88 | 8.9279 | 7.395 | -1.78 | 20.8653 | 1.8066 | 2025-12-16 | 2025_12_16 Hr 08 | 136.0774 | 0.00032899 | -1440.608 | -442.2885 | 729.7588 | 991.3111 | 142.0859 | 19.7411 | 0 | 130.4075 | 450.9819 | 148.3694 | 23.1226 | 192.1628 | 285.811 | 15.21 | 7.2532 | 46.06 | 247.9653 | 25.55 | 148.1762 | 0
2025_12_16 Hr 09 | 0.33996 | 0.00015 | 0.00423 | 3.8622 | 3.8622 | 3.8116 | 3.8622 | 3.8622 | 3.8622 | 168.001 | -14.3 | 0.084 | 86 | 0 | 96.0814 | 96.0814 | 285.811 | 15.21 | 0.00697 | 0.084 | 0.03454 | 0 | 0 | 0 | 0 | 0 | 0 | 0.29046 | 0.2376 | 46.06 | 7.2532 | 247.9653 | 0 | 25.55 | 0 | 0 | 24.4713 | 58.9402 | 0 | 1.5937 | -27.4329 | 0.7527 | 12.832 | 0 | -1 | -4.2 | 14.3597 | 0 | 0 | 51.6648 | 51.6648 | 51.6648 | 51.6648 | 60.0754 | 56.6514 | 0 | 0 | 0 | 0 | 0 | 0 | 0 | 0 | 0 | 0 | 0 | 0 | 0 | 0 | 0 | 0 | 0 | 0 | 9.8185 | 0 | -374.0045 | 20.5635 | 0 | 70.8723 | 77.3038 | 5.061 | 1555.401 | 41.417 | 76.5211 | 0 | 0.5138 | -0.33996 | 14.074 | 3.248 | 0 | 1469.6 | 335.6631 | -395.6245 | 8.9279 | 7.395 | -1.78 | 20.604 | 1.7839 | 2025-12-16 | 2025_12_16 Hr 09 | 137.7983 | 1.4e-05 | -1469.6 | -399.8437 | 710.6748 | 991.3111 | 147.7168 | 19.7411 | 0 | 129.3496 | 434.7357 | 146.5896 | 23.1226 | 192.1628 | 285.811 | 15.21 | 7.2532 | 46.06 | 247.9653 | 25.55 | 148.1762 | 0
2025_12_16 Hr 10 | 1.0315 | 0.001305 | 0.036801 | 3.8622 | 3.8622 | 3.8116 | 3.8622 | 3.8622 | 3.8622 | 162.7678 | -14.3 | 0.084 | 82 | 0 | 96.0814 | 96.0814 | 285.811 | 15.21 | 0.00697 | 0.084 | 0.03454 | 0 | 0 | 0 | 0 | 0 | 0 | 0.29046 | 0.2376 | 46.06 | 7.2532 | 247.9653 | 0 | 25.55 | 0 | 0 | 24.174 | 58.2241 | 0 | 0 | -23.005 | 0.7527 | 12.832 | 0 | -1 | -4.2 | 14.3597 | 0 | 0 | 49.6644 | 49.6644 | 49.6644 | 49.6644 | 57.7493 | 55.5984 | 0 | 0 | 0 | 0 | 0 | 0 | 0 | 0 | 0 | 0 | 0 | 0 | 0 | 0 | 0 | 0 | 0 | 0 | 9.8185 | 0 | -363.6779 | 20.5635 | 0 | 70.8723 | 77.3038 | 6.507 | 1538.859 | 40.9139 | 75.5915 | 0 | 0.5138 | -1.0315 | 14.074 | 3.248 | 0 | 1460.908 | 331.0441 | -385.9894 | 8.9279 | 7.395 | -1.78 | 20.3537 | 1.7623 | 2025-12-16 | 2025_12_16 Hr 10 | 130.6099 | 0.000344 | -1460.908 | -386.6829 | 692.3956 | 991.3111 | 144.1435 | 19.7411 | 0 | 128.3362 | 419.1746 | 144.8848 | 23.1226 | 192.1628 | 285.811 | 15.21 | 7.2532 | 46.06 | 247.9653 | 25.55 | 148.1762 | 0
2025_12_16 Hr 11 | 1.3698 | 0.00141 | 0.039762 | 3.8622 | 3.8622 | 3.8116 | 3.8622 | 3.8622 | 3.8622 | 155.0332 | -14.3 | 0.084 | 71 | 0 | 96.0814 | 96.0814 | 285.811 | 15.21 | 0.00697 | 0.084 | 0.03454 | 0 | 0 | 0 | 0 | 0 | 0 | 0.29046 | 0.2376 | 46.06 | 7.2532 | 247.9653 | 0 | 25.55 | 0 | 0 | 23.7346 | 57.1658 | 0 | 5.1888 | -1.8198 | 0.7527 | 12.832 | 0 | -1 | -4.2 | 14.3597 | 0 | 0 | 46.7077 | 46.7077 | 46.7077 | 46.7077 | 54.3113 | 62.5482 | 0 | 0 | 0 | 0 | 0 | 0 | 0 | 0 | 0 | 0 | 0 | 0 | 0 | 0 | 0 | 0 | 0 | 0 | 9.8185 | 0 | -359.5792 | 20.5635 | 0 | 70.8723 | 77.3038 | 10.9896 | 1514.365 | 40.1702 | 74.2175 | 0 | 0.5138 | -1.3698 | 14.074 | 3.248 | 0 | 1464.8 | 329.2953 | -382.229 | 8.9279 | 7.395 | -1.78 | 19.9837 | 1.7302 | 2025-12-16 | 2025_12_16 Hr 11 | 128.3809 | 0 | -1464.8 | -356.2102 | 665.3791 | 991.3111 | 144.579 | 19.7411 | 0 | 126.8386 | 396.1753 | 142.3652 | 23.1226 | 192.1628 | 285.811 | 15.21 | 7.2532 | 46.06 | 247.9653 | 25.55 | 148.1762 | 0
2025_12_16 Hr 12 | 2.4278 | 0.003765 | 0.10617 | 3.8622 | 3.8622 | 3.8116 | 3.8622 | 3.8622 | 3.8622 | 154.342 | -14.3 | 0.084 | 78 | 0 | 96.0814 | 96.0814 | 285.811 | 15.21 | 0.00697 | 0.084 | 0.03454 | 0 | 0 | 0 | 0 | 0 | 0 | 0.29046 | 0.2376 | 46.06 | 7.2532 | 247.9653 | 0 | 25.55 | 0 | 0 | 23.6954 | 57.0713 | 0 | 0.54022 | -2.4056 | 0.7527 | 12.832 | 0 | -1 | -4.2 | 14.3597 | 0 | 0 | 46.4435 | 46.4435 | 46.4435 | 46.4435 | 54.0041 | 70.551 | 0 | 0 | 0 | 0 | 0 | 0 | 0 | 0 | 0 | 0 | 0 | 0 | 0 | 0 | 0 | 0 | 0 | 0 | 9.8185 | 0 | -355.0005 | 20.5635 | 0 | 70.8723 | 77.3038 | 40.488 | 1512.242 | 40.1038 | 74.0947 | 0 | 0.5138 | -2.4278 | 14.074 | 3.248 | 0 | 1506.3 | 374.6317 | -378.7083 | 8.9279 | 7.395 | -1.78 | 19.9507 | 1.7274 | 2025-12-16 | 2025_12_16 Hr 12 | 118.9044 | 7.9e-06 | -1506.3 | -356.8659 | 662.9649 | 991.3111 | 189.1489 | 19.7411 | 0 | 126.7047 | 394.1201 | 142.1401 | 23.1226 | 192.1628 | 285.811 | 15.21 | 7.2532 | 46.06 | 247.9653 | 25.55 | 148.1762 | 0
2025_12_16 Hr 13 | 1.0315 | 0.00888 | 0.25042 | 3.8622 | 3.8622 | 3.8116 | 3.8622 | 3.8622 | 3.8622 | 147.7264 | -14.3 | 0.084 | 81 | 0 | 96.0814 | 96.0814 | 285.811 | 15.21 | 0.00697 | 0.084 | 0.03454 | 0 | 0 | 0 | 0 | 0 | 0 | 0.29046 | 0.2376 | 46.06 | 7.2532 | 247.9653 | 0 | 25.55 | 0 | 0 | 23.3195 | 56.1661 | 0 | 0 | -22.79 | 0.7527 | 12.832 | 0 | -1 | -4.2 | 14.3597 | 0 | 0 | 43.9146 | 43.9146 | 43.9146 | 43.9146 | 51.0635 | 73.4994 | 0 | 0 | 0 | 0 | 0 | 0 | 0 | 0 | 0 | 0 | 0 | 0 | 0 | 0 | 0 | 0 | 0 | 0 | 9.8185 | 0 | -339.1734 | 20.5635 | 0 | 70.8723 | 77.3038 | 65.5038 | 1491.434 | 39.4677 | 72.9196 | 0 | 0.5138 | -1.0315 | 14.074 | 3.248 | 0 | 1509.208 | 402.0496 | -361.4849 | 8.9279 | 7.395 | -1.78 | 19.6342 | 1.7 | 2025-12-16 | 2025_12_16 Hr 13 | 127.4762 | 0.000313 | -1509.208 | -361.9634 | 639.8571 | 991.3111 | 220.2625 | 19.7411 | 0 | 125.4237 | 374.4484 | 139.985 | 23.1226 | 192.1628 | 285.811 | 15.21 | 7.2532 | 46.06 | 247.9653 | 25.55 | 148.1762 | 0
2025_12_16 Hr 14 | 1.728 | 0.010395 | 0.29314 | 3.8622 | 3.8622 | 3.8116 | 3.8622 | 3.8622 | 3.8622 | 146.5745 | -14.3 | 0.084 | 80 | 0 | 96.0814 | 96.0814 | 285.811 | 15.21 | 0.00697 | 0.084 | 0.03454 | 0 | 0 | 0 | 0 | 0 | 0 | 0.29046 | 0.2376 | 46.06 | 7.2532 | 247.9653 | 0 | 25.55 | 0 | 0 | 23.2541 | 56.0085 | 0 | 0 | -25.3121 | 0.7527 | 12.832 | 0 | -1 | -4.2 | 14.3597 | 0 | 0 | 43.4743 | 43.4743 | 43.4743 | 43.4743 | 50.5515 | 67.4973 | 0 | 0 | 0 | 0 | 0 | 0 | 0 | 0 | 0 | 0 | 0 | 0 | 0 | 0 | 0 | 0 | 0 | 0 | 9.8185 | 0 | -347.4318 | 20.5635 | 0 | 70.8723 | 77.3038 | 68.9742 | 1487.828 | 39.3569 | 72.7149 | 0 | 0.5138 | -1.728 | 14.074 | 3.248 | 0 | 1490.917 | 398.8407 | -370.4398 | 8.9279 | 7.395 | -1.78 | 19.5791 | 1.6952 | 2025-12-16 | 2025_12_16 Hr 14 | 134.4286 | -0.00031 | -1490.917 | -372.7439 | 635.8334 | 991.3111 | 216.775 | 19.7411 | 0 | 125.2007 | 371.023 | 139.6097 | 23.1226 | 192.1628 | 285.811 | 15.21 | 7.2532 | 46.06 | 247.9653 | 25.55 | 148.1762 | 0
2025_12_16 Hr 15 | 1.0315 | 0.00759 | 0.21404 | 3.8622 | 3.8622 | 3.8116 | 3.8622 | 3.8622 | 3.8622 | 146.3441 | -14.3 | 0.084 | 75 | 0 | 96.0814 | 96.0814 | 285.811 | 15.21 | 0.00697 | 0.084 | 0.03454 | 0 | 0 | 0 | 0 | 0 | 0 | 0.29046 | 0.2376 | 46.06 | 7.2532 | 247.9653 | 0 | 25.55 | 0 | 0 | 23.241 | 55.977 | 0 | 0 | -25.2618 | 0.7527 | 12.832 | 0 | -1 | -4.2 | 14.3597 | 0 | 0 | 43.3862 | 43.3862 | 43.3862 | 43.3862 | 50.4491 | 62.5482 | 0 | 0 | 0 | 0 | 0 | 0 | 0 | 0 | 0 | 0 | 0 | 0 | 0 | 0 | 0 | 0 | 0 | 0 | 9.8185 | 0 | -359.5536 | 20.5635 | 0 | 70.8723 | 77.3038 | 70.5648 | 1487.019 | 39.3348 | 72.674 | 0 | 0.5138 | -1.0315 | 14.074 | 3.248 | 0 | 1469.6 | 389.7078 | -381.8651 | 8.9279 | 7.395 | -1.78 | 19.5681 | 1.6943 | 2025-12-16 | 2025_12_16 Hr 15 | 138.1491 | 1e-05 | -1469.6 | -384.8154 | 635.0286 | 991.3111 | 208.3346 | 19.7411 | 0 | 125.1561 | 370.3379 | 139.5347 | 23.1226 | 192.1628 | 285.811 | 15.21 | 7.2532 | 46.06 | 247.9653 | 25.55 | 148.1762 | 0
2025_12_16 Hr 16 | 0.3383 | 0.00429 | 0.12098 | 3.8622 | 3.8622 | 3.8116 | 3.8622 | 3.8622 | 3.8622 | 144.7643 | -14.3 | 0.084 | 73 | 0 | 96.0814 | 96.0814 | 285.811 | 15.21 | 0.00697 | 0.084 | 0.03454 | 0 | 0 | 0 | 0 | 0 | 0 | 0.29046 | 0.2376 | 46.06 | 7.2532 | 247.9653 | 0 | 25.55 | 0 | 0 | 23.1513 | 55.7608 | 0 | 0 | -37.1637 | 0.7527 | 12.832 | 0 | -1 | -4.2 | 14.3597 | 0 | 0 | 42.7823 | 42.7823 | 42.7823 | 42.7823 | 49.7468 | 58.6521 | 0 | 0 | 0 | 0 | 0 | 0 | 0 | 0 | 0 | 0 | 0 | 0 | 0 | 0 | 0 | 0 | 0 | 0 | 9.8185 | 0 | -338.9086 | 20.5635 | 0 | 70.8723 | 77.3038 | 71.4324 | 1481.922 | 39.1829 | 72.3934 | 0 | 0.5138 | -0.3383 | 14.074 | 3.248 | 0 | 1467.7 | 383.4682 | -360.5269 | 8.9279 | 7.395 | -1.78 | 19.4926 | 1.6877 | 2025-12-16 | 2025_12_16 Hr 16 | 152.8538 | 4.8e-05 | -1467.7 | -376.0723 | 629.5104 | 991.3111 | 203.2098 | 19.7411 | 0 | 124.8501 | 365.6402 | 139.02 | 23.1226 | 192.1628 | 285.811 | 15.21 | 7.2532 | 46.06 | 247.9653 | 25.55 | 148.1762 | 0
2025_12_16 Hr 17 | 0 | 0.00264 | 0.074448 | 3.8622 | 3.8622 | 3.8116 | 3.8622 | 3.8622 | 3.8622 | 167.3427 | -14.3 | 0.084 | 77 | 0 | 96.0814 | 96.0814 | 285.811 | 15.21 | 0.00697 | 0.084 | 0.03454 | 0 | 0 | 0 | 0 | 0 | 0 | 0.29046 | 0.2376 | 46.06 | 7.2532 | 247.9653 | 0 | 25.55 | 0 | 0 | 24.4339 | 58.8501 | 0 | 0 | -57.3213 | 0.7527 | 12.832 | 0 | -1 | -4.2 | 14.3597 | 0 | 0 | 51.4132 | 51.4132 | 51.4132 | 51.4132 | 59.7828 | 56.6514 | 0 | 0 | 0 | 0 | 0 | 0 | 0 | 0 | 0 | 0 | 0 | 0 | 0 | 0 | 0 | 0 | 0 | 0 | 9.8185 | 0 | -364.3693 | 20.5635 | 0 | 70.8723 | 77.3038 | 60.4428 | 1553.386 | 41.3537 | 76.4042 | 0 | 0.5138 | 0 | 14.074 | 3.248 | 0 | 1491.908 | 381.493 | -385.6493 | 8.9279 | 7.395 | -1.78 | 20.5725 | 1.7812 | 2025-12-16 | 2025_12_16 Hr 17 | 155.81 | 0.000312 | -1491.908 | -421.6906 | 708.3755 | 991.3111 | 194.1713 | 19.7411 | 0 | 129.2221 | 432.7783 | 146.3751 | 23.1226 | 192.1628 | 285.811 | 15.21 | 7.2532 | 46.06 | 247.9653 | 25.55 | 148.1762 | 0
2025_12_16 Hr 18 | 0 | 0.000135 | 0.003807 | 3.8622 | 3.8622 | 3.8116 | 3.8622 | 3.8622 | 3.8622 | 178.5003 | -14.3 | 0.084 | 81 | 0 | 96.0814 | 96.0814 | 285.811 | 15.21 | 0.00697 | 0.084 | 0.03454 | 0 | 0 | 0 | 0 | 0 | 0 | 0.29046 | 0.2376 | 46.06 | 7.2532 | 247.9653 | 0 | 25.55 | 0 | 0 | 25.0678 | 60.3768 | 0 | 0 | -40.605 | 0.7527 | 12.832 | 0 | -1 | -4.2 | 14.3597 | 0 | 0 | 55.6783 | 55.6783 | 55.6783 | 55.6783 | 64.7422 | 48.6486 | 0 | 0 | 0 | 0 | 0 | 0 | 0 | 0 | 0 | 0 | 0 | 0 | 0 | 0 | 0 | 0 | 0 | 0 | 9.8185 | 0 | -352.2464 | 20.5635 | 0 | 70.8723 | 77.3038 | 29.4984 | 1588.653 | 42.4265 | 78.3862 | 0 | 0.5138 | 0 | 14.074 | 3.248 | 0 | 1524.7 | 350.178 | -373.5264 | 8.9279 | 7.395 | -1.78 | 21.1062 | 1.8274 | 2025-12-16 | 2025_12_16 Hr 18 | 163.8212 | 1.3e-05 | -1524.7 | -392.8514 | 747.3483 | 991.3111 | 159.1509 | 19.7411 | 0 | 131.3826 | 465.9559 | 150.0098 | 23.1226 | 192.1628 | 285.811 | 15.21 | 7.2532 | 46.06 | 247.9653 | 25.55 | 148.1762 | 0
2025_12_16 Hr 19 | 0 | 0 | 0 | 3.8622 | 3.8622 | 3.8116 | 3.8622 | 3.8622 | 3.8622 | 171.6544 | -14.3 | 0.084 | 84 | 0 | 96.0814 | 96.0814 | 285.811 | 15.21 | 0.00697 | 0.084 | 0.03454 | 0 | 0 | 0 | 0 | 0 | 0 | 0.29046 | 0.2376 | 46.06 | 7.2532 | 247.9653 | 0 | 25.55 | 0 | 0 | 24.6789 | 59.4401 | 0 | 0 | -30.8814 | 0.7527 | 12.832 | 0 | -1 | -4.2 | 14.3597 | 0 | 0 | 53.0614 | 53.0614 | 53.0614 | 53.0614 | 61.6993 | 48.6486 | 0 | 0 | 0 | 0 | 0 | 0 | 0 | 0 | 0 | 0 | 0 | 0 | 0 | 0 | 0 | 0 | 0 | 0 | 9.8185 | 0 | -352.1274 | 20.5635 | 0 | 70.8723 | 77.3038 | 15.4722 | 1566.967 | 41.7683 | 77.1701 | 0 | 0.5138 | 0 | 14.074 | 3.248 | 0 | 1499.6 | 336.9216 | -373.4074 | 8.9279 | 7.395 | -1.78 | 20.7787 | 1.7991 | 2025-12-16 | 2025_12_16 Hr 19 | 162.4314 | 5e-05 | -1499.6 | -383.0088 | 723.4359 | 991.3111 | 148.1208 | 19.7411 | 0 | 130.057 | 445.5992 | 147.7797 | 23.1226 | 192.1628 | 285.811 | 15.21 | 7.2532 | 46.06 | 247.9653 | 25.55 | 148.1762 | 0
2025_12_16 Hr 20 | 0 | 0 | 0 | 3.8622 | 3.8622 | 3.8116 | 3.8622 | 3.8622 | 3.8622 | 159.8056 | -14.3 | 0.084 | 84 | 0 | 96.0814 | 96.0814 | 285.811 | 15.21 | 0.00697 | 0.084 | 0.03454 | 0 | 0 | 0 | 0 | 0 | 0 | 0.29046 | 0.2376 | 46.06 | 7.2532 | 247.9653 | 0 | 25.55 | 0 | 0 | 24.0057 | 57.8188 | 0 | 0 | -21.5649 | 0.7527 | 12.832 | 0 | -1 | -4.2 | 14.3597 | 0 | 0 | 48.532 | 48.532 | 48.532 | 48.532 | 56.4326 | 50.6493 | 0 | 0 | 0 | 0 | 0 | 0 | 0 | 0 | 0 | 0 | 0 | 0 | 0 | 0 | 0 | 0 | 0 | 0 | 9.8185 | 0 | -321.475 | 20.5635 | 0 | 70.8723 | 77.3038 | 10.9896 | 1529.44 | 40.6291 | 75.0653 | 0 | 0.5138 | 0 | 14.074 | 3.248 | 0 | 1495.7 | 330.5798 | -342.755 | 8.9279 | 7.395 | -1.78 | 20.212 | 1.75 | 2025-12-16 | 2025_12_16 Hr 20 | 190.5297 | -9e-06 | -1495.7 | -343.0399 | 682.0488 | 991.3111 | 145.6389 | 19.7411 | 0 | 127.7627 | 410.3663 | 143.9199 | 23.1226 | 192.1628 | 285.811 | 15.21 | 7.2532 | 46.06 | 247.9653 | 25.55 | 148.1762 | 0
2025_12_16 Hr 21 | 0 | 0 | 0 | 3.8622 | 3.8622 | 3.8116 | 3.8622 | 3.8622 | 3.8622 | 152.071 | -14.3 | 0.084 | 89 | 0 | 96.0814 | 96.0814 | 285.811 | 15.21 | 0.00697 | 0.084 | 0.03454 | 0 | 0 | 0 | 0 | 0 | 0 | 0.29046 | 0.2376 | 46.06 | 7.2532 | 247.9653 | 0 | 25.55 | 0 | 0 | 23.5663 | 56.7606 | 0 | 0 | -20.3424 | 0.7527 | 12.832 | 0 | -1 | -4.2 | 14.3597 | 0 | 0 | 45.5754 | 45.5754 | 45.5754 | 45.5754 | 52.9946 | 47.7009 | 0 | 0 | 0 | 0 | 0 | 0 | 0 | 0 | 0 | 0 | 0 | 0 | 0 | 0 | 0 | 0 | 0 | 0 | 9.8185 | 0 | -330.7852 | 20.5635 | 0 | 70.8723 | 77.3038 | 16.0506 | 1504.943 | 39.8854 | 73.6913 | 0 | 0.5138 | 0 | 14.074 | 3.248 | 0 | 1467.708 | 335.1728 | -352.0652 | 8.9279 | 7.395 | -1.78 | 19.842 | 1.718 | 2025-12-16 | 2025_12_16 Hr 21 | 157.8358 | 0.000319 | -1467.708 | -351.1276 | 655.0323 | 991.3111 | 152.7515 | 19.7411 | 0 | 126.265 | 387.3671 | 141.4003 | 23.1226 | 192.1628 | 285.811 | 15.21 | 7.2532 | 46.06 | 247.9653 | 25.55 | 148.1762 | 0
2025_12_16 Hr 22 | 0 | 0 | 0 | 3.8622 | 3.8622 | 3.8116 | 3.8622 | 3.8622 | 3.8622 | 127.1886 | -14.3 | 0.084 | 93 | 0 | 96.0814 | 96.0814 | 285.811 | 15.21 | 0.00697 | 0.084 | 0.03454 | 0 | 0 | 0 | 0 | 0 | 0 | 0.29046 | 0.2376 | 46.06 | 7.2532 | 247.9653 | 0 | 25.55 | 0 | 0 | 22.1528 | 53.356 | 0 | 0.087577 | -14.9668 | 0.7527 | 12.832 | 0 | -1 | -4.2 | 14.3597 | 0 | 0 | 36.0637 | 36.0637 | 36.0637 | 36.0637 | 41.9346 | 47.7009 | 0 | 0 | 0 | 0 | 0 | 0 | 0 | 0 | 0 | 0 | 0 | 0 | 0 | 0 | 0 | 0 | 0 | 0 | 9.8185 | 0 | -306.5643 | 20.5635 | 0 | 70.8723 | 77.3038 | 21.9792 | 1426.136 | 37.493 | 69.2712 | 0 | 0.5138 | 0 | 14.074 | 3.248 | 0 | 1420.408 | 336.9958 | -327.8443 | 8.9279 | 7.395 | -1.78 | 18.6519 | 1.6149 | 2025-12-16 | 2025_12_16 Hr 22 | 152.837 | 0.00036974 | -1420.408 | -321.4436 | 568.1197 | 991.3111 | 162.6801 | 19.7411 | 0 | 121.4469 | 313.3782 | 133.2946 | 23.1226 | 192.1628 | 285.811 | 15.21 | 7.2532 | 46.06 | 247.9653 | 25.55 | 148.1762 | 0
2025_12_16 Hr 23 | 0 | 0 | 0 | 3.8622 | 3.8622 | 3.8116 | 3.8622 | 3.8622 | 3.8622 | 101.9112 | 0 | 0.084 | 93 | 0 | 96.0814 | 96.0814 | 286.6375 | 15.29 | 0.00697 | 0.084 | 0.03454 | 0 | 0 | 0 | 0 | 0 | 0 | 0.29046 | 0.2376 | 46.06 | 7.2532 | 247.9653 | 0 | 25.55 | 0 | 0 | 20.7168 | 49.8974 | 0 | 0 | -44.6788 | 0.7527 | 12.832 | 0 | -1 | -4.2 | 14.3597 | 0 | 0 | 26.4011 | 26.4011 | 26.4011 | 26.4011 | 30.699 | 42.7518 | 0 | 0 | 0 | 0 | 0 | 0 | 0 | 0 | 0 | 0 | 0 | 0 | 0 | 0 | 0 | 0 | 0 | 0 | 9.8185 | 0 | -291.6624 | 20.5635 | 0 | 71.2258 | 77.6894 | 33.981 | 1347.724 | 35.0627 | 64.781 | 0 | 0.5138 | 0 | 14.074 | 3.248 | 0 | 1340.217 | 335.8142 | -298.6424 | 8.9279 | 7.395 | -1.78 | 17.4429 | 1.5103 | 2025-12-16 | 2025_12_16 Hr 23 | 164.139 | -0.000338 | -1340.217 | -336.3412 | 494.1274 | 992.9565 | 169.7328 | 19.7411 | 0 | 116.5523 | 238.2148 | 139.3603 | 23.1226 | 192.1628 | 286.6375 | 15.29 | 7.2532 | 46.06 | 247.9653 | 25.55 | 148.9151 | 0
2025_12_16 Hr 24 | 0 | 0 | 0 | 3.8622 | 3.8622 | 3.8116 | 3.8622 | 3.8622 | 3.8622 | 83.6773 | 0 | 0.084 | 91 | 0 | 96.0814 | 96.0814 | 286.6375 | 15.29 | 0.00697 | 0.084 | 0.03454 | 0 | 0 | 0 | 0 | 0 | 0 | 0.29046 | 0.2376 | 46.06 | 7.2532 | 247.9653 | 0 | 0 | 0 | 0 | 19.681 | 47.4025 | 0 | 0 | -34.1718 | 0.7527 | 12.832 | 0 | -1 | -4.2 | 14.3597 | 0 | 0 | 19.431 | 19.431 | 19.431 | 19.431 | 22.5942 | 42.7518 | 0 | 0 | 0 | 0 | 0 | 0 | 0 | 0 | 0 | 0 | 0 | 0 | 0 | 0 | 0 | 0 | 0 | 0 | 9.8185 | 0 | -260.6038 | 20.5635 | 0 | 71.2258 | 77.6894 | 17.9304 | 1264.423 | 33.3096 | 61.542 | 0 | 0.5138 | 0 | 14.074 | 3.248 | 0 | 1274.492 | 311.8238 | -267.5838 | 8.9279 | 7.395 | -1.78 | 16.5707 | 1.4347 | 2025-12-16 | 2025_12_16 Hr 24 | 140.8878 | -0.000281 | -1274.492 | -294.7756 | 430.4375 | 967.4065 | 151.6822 | 19.7411 | 0 | 113.0216 | 183.9954 | 133.4205 | 23.1226 | 192.1628 | 286.6375 | 15.29 | 7.2532 | 46.06 | 247.9653 | 0 | 148.9151 | 0
2025_12_17 Hr 01 | 0 | 0 | 0 | 3.8622 | 3.8622 | 3.8116 | 3.8622 | 3.8622 | 3.8622 | 75.9347 | 0 | 0.084 | 91 | 0 | 96.0814 | 96.0814 | 286.6375 | 15.29 | 0.00697 | 0.084 | 0.03454 | 0 | 0 | 0 | 0 | 0 | 0 | 0.29046 | 0.2376 | 46.06 | 0 | 247.9653 | 0 | 0 | 0 | 0 | 19.3986 | 46.6968 | 0 | 34.4549 | 0 | 0.7527 | 12.8415 | 0 | -1 | -4.2 | 14.3843 | 0 | 0 | 16.751 | 16.751 | 16.751 | 16.751 | 19.478 | 45.7002 | 0 | 0 | 0 | 0 | 0 | 0 | 0 | 0 | 0 | 0 | 0 | 0 | 0 | 0 | 0 | 0 | 0 | 0 | 9.8169 | 0 | -274.8294 | 20.311 | 0 | 58.8467 | 64.187 | 12.0018 | 1208.754 | 32.3187 | 59.7347 | 0 | 0.5138 | 0 | 14.074 | 3.248 | 0 | 1266.683 | 305.2843 | -281.8094 | 8.9267 | 7.395 | -1.78 | 16.1041 | 1.3928 | 2025-12-17 | 2025_12_17 Hr 01 | 119.9268 | 0.000388 | -1266.683 | -240.3745 | 404.343 | 934.2719 | 148.702 | 19.7411 | 0 | 112.0649 | 162.4168 | 129.8612 | 23.1226 | 192.1628 | 286.6375 | 15.29 | 0 | 46.06 | 247.9653 | 0 | 123.0337 | 0
2025_12_17 Hr 02 | 0 | 0 | 0 | 3.8622 | 3.8622 | 3.8116 | 3.8622 | 3.8622 | 3.8622 | 70.9869 | 0 | 0.084 | 61 | 0 | 96.0814 | 96.0814 | 286.6375 | 15.29 | 0.00697 | 0.084 | 0.03454 | 0 | 0 | 0 | 0 | 0 | 0 | 0.29046 | 0.2376 | 46.06 | 0 | 247.9653 | 0 | 0 | 0 | 0 | 19.1095 | 46.0009 | 0 | 0 | -14.6396 | 0.7527 | 12.8415 | 0 | -1 | -4.2 | 14.3843 | 0 | 0 | 14.8641 | 14.8641 | 14.8641 | 14.8641 | 17.2839 | 41.6988 | 0 | 0 | 0 | 0 | 0 | 0 | 0 | 0 | 0 | 0 | 0 | 0 | 0 | 0 | 0 | 0 | 0 | 0 | 9.8169 | 0 | -216.6613 | 20.311 | 0 | 58.8467 | 64.187 | 49.4532 | 1193.079 | 31.8371 | 58.8445 | 0 | 0.5138 | 0 | 14.074 | 3.248 | 0 | 1261.9 | 307.1018 | -223.6413 | 8.9267 | 7.395 | -1.78 | 15.8641 | 1.3721 | 2025-12-17 | 2025_12_17 Hr 02 | 121.7187 | 4.3e-05 | -1261.9 | -231.3009 | 387.036 | 934.2719 | 152.152 | 19.7411 | 0 | 111.08 | 147.7273 | 128.2287 | 23.1226 | 192.1628 | 286.6375 | 15.29 | 0 | 46.06 | 247.9653 | 0 | 123.0337 | 0
2025_12_17 Hr 03 | 0 | 0 | 0 | 3.8622 | 3.8622 | 3.8116 | 3.8622 | 3.8622 | 3.8622 | 70.9869 | 0 | 0.084 | 83 | 0 | 96.0814 | 96.0814 | 286.6375 | 15.29 | 0.00697 | 0.084 | 0.03454 | 0 | 0 | 0 | 0 | 0 | 0 | 0.29046 | 0.2376 | 46.06 | 0 | 247.9653 | 0 | 0 | 0 | 0 | 19.1095 | 46.0009 | 0 | 0 | -14.6824 | 0.7527 | 12.8415 | 0 | -1 | -4.2 | 14.3843 | 0 | 0 | 14.8641 | 14.8641 | 14.8641 | 14.8641 | 17.2839 | 36.7497 | 0 | 0 | 0 | 0 | 0 | 0 | 0 | 0 | 0 | 0 | 0 | 0 | 0 | 0 | 0 | 0 | 0 | 0 | 9.8169 | 0 | -246.3504 | 20.311 | 0 | 58.8467 | 64.187 | 37.0176 | 1193.079 | 31.8371 | 58.8445 | 0 | 0.5138 | 0 | 14.074 | 3.248 | 0 | 1236.783 | 311.7171 | -253.3304 | 8.9267 | 7.395 | -1.78 | 15.8641 | 1.3721 | 2025-12-17 | 2025_12_17 Hr 03 | 124.7423 | 0.000373 | -1236.783 | -261.0328 | 387.036 | 934.2719 | 156.7673 | 19.7411 | 0 | 111.08 | 147.7273 | 128.2287 | 23.1226 | 192.1628 | 286.6375 | 15.29 | 0 | 46.06 | 247.9653 | 0 | 123.0337 | 0
2025_12_17 Hr 04 | 0 | 0 | 0 | 3.8622 | 3.8622 | 3.8116 | 3.8622 | 3.8622 | 3.8622 | 70.3033 | 0 | 0.084 | 79 | 0 | 96.0814 | 96.0814 | 286.6375 | 15.29 | 0.00697 | 0.084 | 0.03454 | 0 | 0 | 0 | 0 | 0 | 0 | 0.29046 | 0.2376 | 46.06 | 0 | 247.9653 | 0 | 0 | 0 | 0 | 19.0696 | 45.9048 | 0 | 6.3517 | -6.0701 | 0.7527 | 12.8415 | 0 | -1 | -4.2 | 14.3843 | 0 | 0 | 14.6034 | 14.6034 | 14.6034 | 14.6034 | 16.9807 | 36.7497 | 0 | 0 | 0 | 0 | 0 | 0 | 0 | 0 | 0 | 0 | 0 | 0 | 0 | 0 | 0 | 0 | 0 | 0 | 9.8169 | 0 | -242.0633 | 20.311 | 0 | 63.5472 | 69.2615 | 25.0158 | 1200.689 | 31.7705 | 58.7215 | 0 | 0.5138 | 0 | 14.074 | 3.248 | 0 | 1247.417 | 295.4897 | -249.0433 | 8.9267 | 7.395 | -1.78 | 15.8309 | 1.3692 | 2025-12-17 | 2025_12_17 Hr 04 | 129.5114 | -0.00028 | -1247.417 | -241.7817 | 384.6449 | 944.0469 | 140.7655 | 19.7411 | 0 | 110.9439 | 145.6978 | 128.0032 | 23.1226 | 192.1628 | 286.6375 | 15.29 | 0 | 46.06 | 247.9653 | 0 | 132.8088 | 0
2025_12_17 Hr 05 | 0 | 0 | 0 | 3.8622 | 3.8622 | 3.8116 | 3.8622 | 3.8622 | 3.8622 | 78.0505 | 0 | 0.084 | 91 | 0 | 96.0814 | 96.0814 | 286.6375 | 15.29 | 0.00697 | 0.084 | 0.03454 | 0 | 0 | 0 | 0 | 0 | 0 | 0.29046 | 0.2376 | 46.06 | 7.2532 | 247.9653 | 0 | 0 | 0 | 0 | 19.5222 | 46.9944 | 0 | 10.9453 | -9.6529 | 0.7527 | 12.8415 | 0 | -1 | -4.2 | 14.3843 | 0 | 0 | 17.558 | 17.558 | 17.558 | 17.558 | 20.4162 | 36.7497 | 0 | 0 | 0 | 0 | 0 | 0 | 0 | 0 | 0 | 0 | 0 | 0 | 0 | 0 | 0 | 0 | 0 | 0 | 9.8169 | 0 | -276.8805 | 20.311 | 0 | 66.5257 | 72.6148 | 38.0298 | 1238.817 | 32.5246 | 60.1153 | 0 | 0.5138 | 0 | 14.074 | 3.248 | 0 | 1279.308 | 323.0599 | -283.8605 | 8.9267 | 7.395 | -1.78 | 16.2067 | 1.4017 | 2025-12-17 | 2025_12_17 Hr 05 | 134.0607 | 0.00037 | -1279.308 | -275.5881 | 411.744 | 957.6319 | 165.7795 | 19.7411 | 0 | 112.4861 | 168.6985 | 130.5594 | 23.1226 | 192.1628 | 286.6375 | 15.29 | 7.2532 | 46.06 | 247.9653 | 0 | 139.1405 | 0
2025_12_17 Hr 06 | 0 | 0 | 0 | 3.8622 | 3.8622 | 3.8116 | 3.8622 | 3.8622 | 3.8622 | 112.5222 | 0 | 0.084 | 91 | 0 | 96.0814 | 96.0814 | 286.6375 | 15.29 | 0.00697 | 0.084 | 0.03454 | 0 | 0 | 0 | 0 | 0 | 0 | 0.29046 | 0.2376 | 46.06 | 7.2532 | 247.9653 | 0 | 0 | 0 | 0 | 21.5363 | 51.8426 | 0 | 3.7001 | -40.7105 | 0.7527 | 12.8415 | 0 | -1 | -4.2 | 14.3843 | 0 | 0 | 30.7043 | 30.7043 | 30.7043 | 30.7043 | 35.7027 | 37.6974 | 0 | 0 | 0 | 0 | 0 | 0 | 0 | 0 | 0 | 0 | 0 | 0 | 0 | 0 | 0 | 0 | 0 | 0 | 9.8169 | 0 | -309.222 | 20.311 | 0 | 69.6204 | 75.9904 | 57.9846 | 1354.493 | 35.8801 | 66.3172 | 0 | 0.5138 | 0 | 14.074 | 3.248 | 0 | 1356.617 | 355.3363 | -316.202 | 8.9267 | 7.395 | -1.78 | 17.8787 | 1.5463 | 2025-12-17 | 2025_12_17 Hr 06 | 151.2833 | -0.000252 | -1356.617 | -346.2323 | 532.3238 | 964.1023 | 186.682 | 19.7411 | 0 | 119.3484 | 271.0421 | 141.9333 | 23.1226 | 192.1628 | 286.6375 | 15.29 | 7.2532 | 46.06 | 247.9653 | 0 | 145.6109 | 0
2025_12_17 Hr 07 | 0 | 0 | 0 | 3.8622 | 3.8622 | 3.8116 | 3.8622 | 3.8622 | 3.8622 | 146.115 | -14.3 | 0.084 | 89 | 0 | 96.0814 | 96.0814 | 285.811 | 15.21 | 0.00697 | 0.084 | 0.03454 | 0 | 0 | 0 | 0 | 0 | 0 | 0.29046 | 0.2376 | 46.06 | 7.2532 | 247.9653 | 0 | 0 | 0 | 0 | 23.499 | 56.5672 | 0 | 0 | -64.583 | 0.7527 | 12.8415 | 0 | -1 | -4.2 | 14.3843 | 0 | 0 | 43.5155 | 43.5155 | 43.5155 | 43.5155 | 50.5994 | 42.7518 | 0 | 0 | 0 | 0 | 0 | 0 | 0 | 0 | 0 | 0 | 0 | 0 | 0 | 0 | 0 | 0 | 0 | 0 | 9.8169 | 0 | -282.8829 | 20.311 | 0 | 70.8723 | 77.3038 | 45.9828 | 1462.573 | 39.15 | 72.361 | 0 | 0.5138 | 0 | 14.074 | 3.248 | 0 | 1451.3 | 357.4728 | -304.1629 | 8.9267 | 7.395 | -1.78 | 19.508 | 1.6872 | 2025-12-17 | 2025_12_17 Hr 07 | 163.3758 | 4.2e-05 | -1451.3 | -347.4659 | 635.5292 | 965.761 | 177.7346 | 19.7411 | 0 | 126.0357 | 370.7764 | 138.7172 | 23.1226 | 192.1628 | 285.811 | 15.21 | 7.2532 | 46.06 | 247.9653 | 0 | 148.1762 | 0
2025_12_17 Hr 08 | 0 | 0 | 0 | 3.8622 | 3.8622 | 3.8116 | 3.8622 | 3.8622 | 3.8622 | 164.4087 | -14.3 | 0.084 | 90 | 0 | 96.0814 | 96.0814 | 285.811 | 15.21 | 0.00697 | 0.084 | 0.03454 | 0 | 0 | 0 | 0 | 0 | 0 | 0.29046 | 0.2376 | 46.06 | 7.2532 | 247.9653 | 0 | 25.55 | 0 | 0 | 24.5678 | 59.1401 | 0 | 0 | -31.5287 | 0.7527 | 12.8415 | 0 | -1 | -4.2 | 14.3843 | 0 | 0 | 50.4921 | 50.4921 | 50.4921 | 50.4921 | 58.7118 | 47.7009 | 0 | 0 | 0 | 0 | 0 | 0 | 0 | 0 | 0 | 0 | 0 | 0 | 0 | 0 | 0 | 0 | 0 | 0 | 9.8169 | 0 | -297.6714 | 20.311 | 0 | 70.8723 | 77.3038 | 7.5192 | 1546.077 | 40.9307 | 75.6522 | 0 | 0.5138 | 0 | 14.074 | 3.248 | 0 | 1526.592 | 330.9944 | -318.9514 | 8.9267 | 7.395 | -1.78 | 20.3953 | 1.764 | 2025-12-17 | 2025_12_17 Hr 08 | 158.5704 | -0.000336 | -1526.592 | -329.2001 | 699.5195 | 991.3111 | 145.2201 | 19.7411 | 0 | 129.6774 | 425.0889 | 144.7532 | 23.1226 | 192.1628 | 285.811 | 15.21 | 7.2532 | 46.06 | 247.9653 | 25.55 | 148.1762 | 0
2025_12_17 Hr 09 | 0.33996 | 0.000435 | 0.012267 | 3.8622 | 3.8622 | 3.8116 | 3.8622 | 3.8622 | 3.8622 | 164.1809 | -14.3 | 0.084 | 89 | 0 | 96.0814 | 96.0814 | 285.811 | 15.21 | 0.00697 | 0.084 | 0.03454 | 0 | 0 | 0 | 0 | 0 | 0 | 0.29046 | 0.2376 | 46.06 | 7.2532 | 247.9653 | 0 | 25.55 | 0 | 0 | 24.5545 | 59.1081 | 0 | 2.0537 | -29.4684 | 0.7527 | 12.8415 | 0 | -1 | -4.2 | 14.3843 | 0 | 0 | 50.4052 | 50.4052 | 50.4052 | 50.4052 | 58.6107 | 48.6486 | 0 | 0 | 0 | 0 | 0 | 0 | 0 | 0 | 0 | 0 | 0 | 0 | 0 | 0 | 0 | 0 | 0 | 0 | 9.8169 | 0 | -262.9794 | 20.311 | 0 | 70.8723 | 77.3038 | 2.4582 | 1545.368 | 40.9085 | 75.6112 | 0 | 0.5138 | -0.33996 | 14.074 | 3.248 | 0 | 1559.5 | 326.1463 | -284.5994 | 8.9267 | 7.395 | -1.78 | 20.3843 | 1.763 | 2025-12-17 | 2025_12_17 Hr 09 | 161.4484 | 4.3e-05 | -1559.5 | -290.3941 | 698.7226 | 991.3111 | 140.1195 | 19.7411 | 0 | 129.6321 | 424.4125 | 144.678 | 23.1226 | 192.1628 | 285.811 | 15.21 | 7.2532 | 46.06 | 247.9653 | 25.55 | 148.1762 | 0
2025_12_17 Hr 10 | 5.8705 | 0.0042 | 0.11844 | 3.8622 | 3.8622 | 3.8116 | 3.8622 | 3.8622 | 3.8622 | 152.4625 | -14.3 | 0.084 | 79 | 0 | 96.0814 | 96.0814 | 285.811 | 15.21 | 0.00697 | 0.084 | 0.03454 | 0 | 0 | 0 | 0 | 0 | 0 | 0.29046 | 0.2376 | 46.06 | 7.2532 | 247.9653 | 0 | 25.55 | 0 | 0 | 23.8698 | 57.46 | 0 | 1.1573 | -28.5048 | 0.7527 | 12.8415 | 0 | -1 | -4.2 | 14.3843 | 0 | 0 | 45.9362 | 45.9362 | 45.9362 | 45.9362 | 53.4142 | 51.7023 | 0 | 0 | 0 | 0 | 0 | 0 | 0 | 0 | 0 | 0 | 0 | 0 | 0 | 0 | 0 | 0 | 0 | 0 | 9.8169 | 0 | -169.374 | 20.311 | 0 | 70.8723 | 77.3038 | 1.0122 | 1508.35 | 39.7678 | 73.5029 | 0 | 0.5138 | -5.8705 | 14.074 | 3.248 | 0 | 1603.9 | 319.4218 | -196.5245 | 8.9267 | 7.395 | -1.78 | 19.8159 | 1.7139 | 2025-12-17 | 2025_12_17 Hr 10 | 156.3546 | 3.1e-05 | -1603.9 | -196.7215 | 657.7323 | 991.3111 | 131.8371 | 19.7411 | 0 | 127.2993 | 389.6215 | 140.8115 | 23.1226 | 192.1628 | 285.811 | 15.21 | 7.2532 | 46.06 | 247.9653 | 25.55 | 148.1762 | 0
2025_12_17 Hr 11 | 7.6001 | 0.00843 | 0.23773 | 3.8622 | 3.8622 | 3.8116 | 3.8622 | 3.8622 | 3.8622 | 150.2164 | -14.3 | 0.084 | 64 | 0 | 96.0814 | 96.0814 | 285.811 | 15.21 | 0.00697 | 0.084 | 0.03454 | 0 | 0 | 0 | 0 | 0 | 0 | 0.29046 | 0.2376 | 46.06 | 7.2532 | 247.9653 | 0 | 25.55 | 0 | 0 | 23.7386 | 57.1441 | 0 | 0 | -26.4937 | 0.7527 | 12.8415 | 0 | -1 | -4.2 | 14.3843 | 0 | 0 | 45.0796 | 45.0796 | 45.0796 | 45.0796 | 52.4182 | 50.6493 | 0 | 0 | 0 | 0 | 0 | 0 | 0 | 0 | 0 | 0 | 0 | 0 | 0 | 0 | 0 | 0 | 0 | 0 | 9.8169 | 0 | -153.1213 | 20.311 | 0 | 70.8723 | 77.3038 | 0 | 1501.354 | 39.5492 | 73.0989 | 0 | 0.5138 | -7.6001 | 14.074 | 3.248 | 0 | 1596.208 | 303.3494 | -182.0014 | 8.9267 | 7.395 | -1.78 | 19.707 | 1.7045 | 2025-12-17 | 2025_12_17 Hr 11 | 145.6948 | 0.000303 | -1596.208 | -179.615 | 649.8757 | 991.3111 | 114.8955 | 19.7411 | 0 | 126.8522 | 382.9531 | 140.0704 | 23.1226 | 192.1628 | 285.811 | 15.21 | 7.2532 | 46.06 | 247.9653 | 25.55 | 148.1762 | 0
2025_12_17 Hr 12 | 7.2602 | 0.01029 | 0.29018 | 3.8622 | 3.8622 | 3.8116 | 3.8622 | 3.8622 | 3.8622 | 139.6048 | -14.3 | 0.084 | 54 | 0 | 96.0814 | 96.0814 | 285.811 | 15.21 | 0.00697 | 0.084 | 0.03454 | 0 | 0 | 0 | 0 | 0 | 0 | 0.29046 | 0.2376 | 46.06 | 7.2532 | 247.9653 | 0 | 25.55 | 0 | 0 | 23.1186 | 55.6516 | 0 | 0 | -27.4032 | 0.7527 | 12.8415 | 0 | -1 | -4.2 | 14.3843 | 0 | 0 | 41.0327 | 41.0327 | 41.0327 | 41.0327 | 47.7124 | 52.65 | 0 | 0 | 0 | 0 | 0 | 0 | 0 | 0 | 0 | 0 | 0 | 0 | 0 | 0 | 0 | 0 | 0 | 0 | 9.8169 | 0 | -127.89 | 20.311 | 0 | 70.8723 | 77.3038 | 0.4338 | 1467.789 | 38.5163 | 71.1897 | 0 | 0.5138 | -7.2602 | 14.074 | 3.248 | 0 | 1575.9 | 291.9445 | -156.4302 | 8.9267 | 7.395 | -1.78 | 19.1923 | 1.6599 | 2025-12-17 | 2025_12_17 Hr 12 | 142.1547 | 7.9e-05 | -1575.9 | -155.2932 | 612.7569 | 991.3111 | 107.3843 | 19.7411 | 0 | 124.7397 | 351.448 | 136.5691 | 23.1226 | 192.1628 | 285.811 | 15.21 | 7.2532 | 46.06 | 247.9653 | 25.55 | 148.1762 | 0
2025_12_17 Hr 13 | 7.2602 | 0.010965 | 0.30921 | 3.8622 | 3.8622 | 3.8116 | 3.8622 | 3.8622 | 3.8622 | 131.0438 | -14.3 | 0.084 | 59 | 0 | 96.0814 | 96.0814 | 285.811 | 15.21 | 0.00697 | 0.084 | 0.03454 | 0 | 0 | 0 | 0 | 0 | 0 | 0.29046 | 0.2376 | 46.06 | 7.2532 | 247.9653 | 0 | 25.55 | 0 | 0 | 22.6184 | 54.4476 | 0 | 0 | -25.215 | 0.7527 | 12.8415 | 0 | -1 | -4.2 | 14.3843 | 0 | 0 | 37.7678 | 37.7678 | 37.7678 | 37.7678 | 43.9161 | 53.5977 | 0 | 0 | 0 | 0 | 0 | 0 | 0 | 0 | 0 | 0 | 0 | 0 | 0 | 0 | 0 | 0 | 0 | 0 | 9.8169 | 0 | -113.3745 | 20.311 | 0 | 70.8723 | 77.3038 | 0 | 1440.687 | 37.6829 | 69.6495 | 0 | 0.5138 | -7.2602 | 14.074 | 3.248 | 0 | 1568.192 | 294.6344 | -141.9147 | 8.9267 | 7.395 | -1.78 | 18.777 | 1.624 | 2025-12-17 | 2025_12_17 Hr 13 | 141.1582 | -0.000325 | -1568.192 | -138.5895 | 582.8111 | 991.3111 | 112.9179 | 19.7411 | 0 | 123.0355 | 326.0312 | 133.7445 | 23.1226 | 192.1628 | 285.811 | 15.21 | 7.2532 | 46.06 | 247.9653 | 25.55 | 148.1762 | 0
2025_12_17 Hr 14 | 6.572 | 0.002745 | 0.077409 | 3.8622 | 3.8622 | 3.8116 | 3.8622 | 3.8622 | 3.8622 | 131.2717 | -14.3 | 0.084 | 62 | 0 | 96.0814 | 96.0814 | 285.811 | 15.21 | 0.00697 | 0.084 | 0.03454 | 0 | 0 | 0 | 0 | 0 | 0 | 0.29046 | 0.2376 | 46.06 | 7.2532 | 247.9653 | 0 | 25.55 | 0 | 0 | 22.6317 | 54.4796 | 0 | 0.5829 | -19.5496 | 0.7527 | 12.8415 | 0 | -1 | -4.2 | 14.3843 | 0 | 0 | 37.8547 | 37.8547 | 37.8547 | 37.8547 | 44.0171 | 51.7023 | 0 | 0 | 0 | 0 | 0 | 0 | 0 | 0 | 0 | 0 | 0 | 0 | 0 | 0 | 0 | 0 | 0 | 0 | 9.8169 | 0 | -137.3623 | 20.311 | 0 | 69.2507 | 75.5911 | 1.0122 | 1437.843 | 37.7051 | 69.6905 | 0 | 0.5138 | -6.572 | 14.074 | 3.248 | 0 | 1549.792 | 296.1299 | -165.2143 | 8.9267 | 7.395 | -1.78 | 18.7881 | 1.625 | 2025-12-17 | 2025_12_17 Hr 14 | 137.7524 | -0.000284 | -1549.792 | -156.329 | 583.6082 | 987.9768 | 114.7947 | 19.7411 | 0 | 123.0808 | 326.7077 | 133.8196 | 23.1226 | 192.1628 | 285.811 | 15.21 | 7.2532 | 46.06 | 247.9653 | 25.55 | 144.8419 | 0
2025_12_17 Hr 15 | 5.5305 | 0 | 0 | 3.8622 | 3.8622 | 3.8116 | 3.8622 | 3.8622 | 3.8622 | 132.3784 | -14.3 | 0.084 | 66 | 0 | 96.0814 | 96.0814 | 285.811 | 15.21 | 0.00697 | 0.084 | 0.03454 | 0 | 0 | 0 | 0 | 0 | 0 | 0.29046 | 0.2376 | 46.06 | 7.2532 | 247.9653 | 0 | 25.55 | 0 | 0 | 22.6964 | 54.6353 | 0 | 2.1031 | -9.7921 | 0.7527 | 12.8415 | 0 | -1 | -4.2 | 14.3843 | 0 | 0 | 38.2768 | 38.2768 | 38.2768 | 38.2768 | 44.5079 | 42.7518 | 0 | 0 | 0 | 0 | 0 | 0 | 0 | 0 | 0 | 0 | 0 | 0 | 0 | 0 | 0 | 0 | 0 | 0 | 9.8169 | 0 | -133.5596 | 20.311 | 0 | 65.1395 | 71.007 | 5.4948 | 1432.576 | 37.8128 | 69.8896 | 0 | 0.5138 | -5.5305 | 14.074 | 3.248 | 0 | 1559.5 | 294.983 | -160.3701 | 8.9267 | 7.395 | -1.78 | 18.8418 | 1.6296 | 2025-12-17 | 2025_12_17 Hr 15 | 132.8159 | 4.3e-05 | -1559.5 | -141.2486 | 587.4795 | 979.2814 | 114.2466 | 19.7411 | 0 | 123.3012 | 329.9936 | 134.1848 | 23.1226 | 192.1628 | 285.811 | 15.21 | 7.2532 | 46.06 | 247.9653 | 25.55 | 136.1465 | 0
2025_12_17 Hr 16 | 1.0315 | 0 | 0 | 3.8622 | 3.8622 | 3.8116 | 3.8622 | 3.8622 | 3.8622 | 136.6426 | -14.3 | 0.084 | 64 | 0 | 96.0814 | 96.0814 | 285.811 | 15.21 | 0.00697 | 0.084 | 0.03454 | 0 | 0 | 0 | 0 | 0 | 0 | 0.29046 | 0.2376 | 46.06 | 7.2532 | 247.9653 | 0 | 25.55 | 0 | 0 | 22.9455 | 55.235 | 0 | 2.3007 | -6.9009 | 0.7527 | 12.8415 | 0 | -1 | -4.2 | 14.3843 | 0 | 0 | 39.903 | 39.903 | 39.903 | 39.903 | 46.3989 | 46.6479 | 0 | 0 | 0 | 0 | 0 | 0 | 0 | 0 | 0 | 0 | 0 | 0 | 0 | 0 | 0 | 0 | 0 | 0 | 9.8169 | 0 | -137.4812 | 20.311 | 0 | 66.1902 | 72.153 | 12.4356 | 1448.282 | 38.2279 | 70.6568 | 0 | 0.5138 | -1.0315 | 14.074 | 3.248 | 0 | 1584.617 | 300.7278 | -159.7927 | 8.9267 | 7.395 | -1.78 | 19.0486 | 1.6475 | 2025-12-17 | 2025_12_17 Hr 16 | 142.7119 | -0.000319 | -1584.617 | -142.0814 | 602.3954 | 981.4782 | 123.0835 | 19.7411 | 0 | 124.15 | 342.6536 | 135.5918 | 23.1226 | 192.1628 | 285.811 | 15.21 | 7.2532 | 46.06 | 247.9653 | 25.55 | 138.3433 | 0
2025_12_17 Hr 17 | 0.34162 | 0 | 0 | 3.8622 | 3.8622 | 3.8116 | 3.8622 | 3.8622 | 3.8622 | 158.2891 | -14.3 | 0.084 | 71 | 0 | 96.0814 | 96.0814 | 285.811 | 15.21 | 0.00697 | 0.084 | 0.03454 | 0 | 0 | 0 | 0 | 0 | 0 | 0.29046 | 0.2376 | 46.06 | 7.2532 | 247.9653 | 0 | 25.55 | 0 | 0 | 24.2102 | 58.2794 | 0 | 0 | -28.9637 | 0.7527 | 12.8415 | 0 | -1 | -4.2 | 14.3843 | 0 | 0 | 48.1583 | 48.1583 | 48.1583 | 48.1583 | 55.998 | 48.6486 | 0 | 0 | 0 | 0 | 0 | 0 | 0 | 0 | 0 | 0 | 0 | 0 | 0 | 0 | 0 | 0 | 0 | 0 | 9.8169 | 0 | -158.3747 | 20.311 | 0 | 70.8723 | 77.3038 | 25.0158 | 1526.691 | 40.335 | 74.5512 | 0 | 0.5138 | -0.34162 | 14.074 | 3.248 | 0 | 1646.492 | 328.7611 | -179.9963 | 8.9267 | 7.395 | -1.78 | 20.0985 | 1.7383 | 2025-12-17 | 2025_12_17 Hr 17 | 155.928 | -0.000358 | -1646.492 | -187.3384 | 678.1135 | 991.3111 | 144.6644 | 19.7411 | 0 | 128.4592 | 406.9203 | 142.734 | 23.1226 | 192.1628 | 285.811 | 15.21 | 7.2532 | 46.06 | 247.9653 | 25.55 | 148.1762 | 0
2025_12_17 Hr 18 | 0 | 0 | 0 | 3.8622 | 3.8622 | 3.8116 | 3.8622 | 3.8622 | 3.8622 | 172.7093 | -14.3 | 0.084 | 83 | 0 | 96.0814 | 96.0814 | 285.811 | 15.21 | 0.00697 | 0.084 | 0.03454 | 0 | 0 | 0 | 0 | 0 | 0 | 0.29046 | 0.2376 | 46.06 | 7.2532 | 247.9653 | 0 | 25.55 | 0 | 0 | 25.0528 | 60.3075 | 0 | 0 | -19.6623 | 0.7527 | 12.8415 | 0 | -1 | -4.2 | 14.3843 | 0 | 0 | 53.6577 | 53.6577 | 53.6577 | 53.6577 | 62.3926 | 47.7009 | 0 | 0 | 0 | 0 | 0 | 0 | 0 | 0 | 0 | 0 | 0 | 0 | 0 | 0 | 0 | 0 | 0 | 0 | 9.8169 | 0 | -189.4326 | 20.311 | 0 | 70.8723 | 77.3038 | 21.9792 | 1572.373 | 41.7386 | 77.1456 | 0 | 0.5138 | 0 | 14.074 | 3.248 | 0 | 1683.192 | 341.1931 | -210.7126 | 8.9267 | 7.395 | -1.78 | 20.7979 | 1.7988 | 2025-12-17 | 2025_12_17 Hr 18 | 160.5892 | -0.000295 | -1683.192 | -209.0949 | 728.5544 | 991.3111 | 152.6801 | 19.7411 | 0 | 131.3298 | 449.7326 | 147.4919 | 23.1226 | 192.1628 | 285.811 | 15.21 | 7.2532 | 46.06 | 247.9653 | 25.55 | 148.1762 | 0
2025_12_17 Hr 19 | 0 | 0 | 0 | 3.8622 | 3.8622 | 3.8116 | 3.8622 | 3.8622 | 3.8622 | 172.0583 | -14.3 | 0.084 | 88 | 0 | 96.0814 | 96.0814 | 285.811 | 15.21 | 0.00697 | 0.084 | 0.03454 | 0 | 0 | 0 | 0 | 0 | 0 | 0.29046 | 0.2376 | 46.06 | 7.2532 | 247.9653 | 0 | 25.55 | 0 | 0 | 25.0147 | 60.216 | 0 | 0 | -36.3557 | 0.7527 | 12.8415 | 0 | -1 | -4.2 | 14.3843 | 0 | 0 | 53.4094 | 53.4094 | 53.4094 | 53.4094 | 62.1039 | 45.7002 | 0 | 0 | 0 | 0 | 0 | 0 | 0 | 0 | 0 | 0 | 0 | 0 | 0 | 0 | 0 | 0 | 0 | 0 | 9.8169 | 0 | -181.5383 | 20.311 | 0 | 70.8723 | 77.3038 | 29.0646 | 1570.311 | 41.6752 | 77.0285 | 0 | 0.5138 | 0 | 14.074 | 3.248 | 0 | 1682.2 | 351.063 | -202.8183 | 8.9267 | 7.395 | -1.78 | 20.7664 | 1.7961 | 2025-12-17 | 2025_12_17 Hr 19 | 156.3968 | 5.4e-05 | -1682.2 | -217.894 | 726.2771 | 991.3111 | 162.7648 | 19.7411 | 0 | 131.2002 | 447.7998 | 147.2771 | 23.1226 | 192.1628 | 285.811 | 15.21 | 7.2532 | 46.06 | 247.9653 | 25.55 | 148.1762 | 0
2025_12_17 Hr 20 | 0 | 0 | 0 | 3.8622 | 3.8622 | 3.8116 | 3.8622 | 3.8622 | 3.8622 | 158.0613 | -14.3 | 0.084 | 92 | 0 | 96.0814 | 96.0814 | 285.811 | 15.21 | 0.00697 | 0.084 | 0.03454 | 0 | 0 | 0 | 0 | 0 | 0 | 0.29046 | 0.2376 | 46.06 | 7.2532 | 247.9653 | 0 | 25.55 | 0 | 0 | 24.1969 | 58.2474 | 0 | 0 | -22.4616 | 0.7527 | 12.8415 | 0 | -1 | -4.2 | 14.3843 | 0 | 0 | 48.0714 | 48.0714 | 48.0714 | 48.0714 | 55.897 | 40.7511 | 0 | 0 | 0 | 0 | 0 | 0 | 0 | 0 | 0 | 0 | 0 | 0 | 0 | 0 | 0 | 0 | 0 | 0 | 9.8169 | 0 | -149.9212 | 20.311 | 0 | 70.8723 | 77.3038 | 19.9548 | 1525.969 | 40.3128 | 74.5102 | 0 | 0.5138 | 0 | 14.074 | 3.248 | 0 | 1668.692 | 336.3858 | -171.2012 | 8.9267 | 7.395 | -1.78 | 20.0875 | 1.7374 | 2025-12-17 | 2025_12_17 Hr 20 | 153.5122 | -0.000274 | -1668.692 | -172.3828 | 677.3165 | 991.3111 | 152.7059 | 19.7411 | 0 | 128.4138 | 406.2439 | 142.6588 | 23.1226 | 192.1628 | 285.811 | 15.21 | 7.2532 | 46.06 | 247.9653 | 25.55 | 148.1762 | 0
2025_12_17 Hr 21 | 0 | 0 | 0 | 3.8622 | 3.8622 | 3.8116 | 3.8622 | 3.8622 | 3.8622 | 154.4481 | -14.3 | 0.084 | 93 | 0 | 96.0814 | 96.0814 | 285.811 | 15.21 | 0.00697 | 0.084 | 0.03454 | 0 | 0 | 0 | 0 | 0 | 0 | 0.29046 | 0.2376 | 46.06 | 7.2532 | 247.9653 | 0 | 25.55 | 0 | 0 | 23.9858 | 57.7392 | 0 | 0 | -25.3258 | 0.7527 | 12.8415 | 0 | -1 | -4.2 | 14.3843 | 0 | 0 | 46.6934 | 46.6934 | 46.6934 | 46.6934 | 54.2947 | 34.749 | 0 | 0 | 0 | 0 | 0 | 0 | 0 | 0 | 0 | 0 | 0 | 0 | 0 | 0 | 0 | 0 | 0 | 0 | 9.8169 | 0 | -147.4905 | 20.311 | 0 | 70.8723 | 77.3038 | 24.4374 | 1514.522 | 39.9611 | 73.8602 | 0 | 0.5138 | 0 | 14.074 | 3.248 | 0 | 1655.1 | 334.6741 | -168.7705 | 8.9267 | 7.395 | -1.78 | 19.9122 | 1.7222 | 2025-12-17 | 2025_12_17 Hr 21 | 152.0929 | 9e-06 | -1655.1 | -172.8163 | 664.6778 | 991.3111 | 152.1864 | 19.7411 | 0 | 127.6946 | 395.5166 | 141.4667 | 23.1226 | 192.1628 | 285.811 | 15.21 | 7.2532 | 46.06 | 247.9653 | 25.55 | 148.1762 | 0
2025_12_17 Hr 22 | 0 | 0 | 0 | 3.8622 | 3.8622 | 3.8116 | 3.8622 | 3.8622 | 3.8622 | 133.2898 | -14.3 | 0.084 | 94 | 0 | 96.0814 | 96.0814 | 285.811 | 15.21 | 0.00697 | 0.084 | 0.03454 | 0 | 0 | 0 | 0 | 0 | 0 | 0.29046 | 0.2376 | 46.06 | 7.2532 | 247.9653 | 0 | 25.55 | 0 | 0 | 22.7496 | 54.7634 | 0 | 0 | -42.4202 | 0.7527 | 12.8415 | 0 | -1 | -4.2 | 14.3843 | 0 | 0 | 38.6244 | 38.6244 | 38.6244 | 38.6244 | 44.9121 | 35.802 | 0 | 0 | 0 | 0 | 0 | 0 | 0 | 0 | 0 | 0 | 0 | 0 | 0 | 0 | 0 | 0 | 0 | 0 | 9.8169 | 0 | -112.9794 | 20.311 | 0 | 70.3014 | 76.733 | 26.028 | 1446.351 | 37.9016 | 70.0536 | 0 | 0.5138 | 0 | 14.074 | 3.248 | 0 | 1601.008 | 331.3366 | -134.2594 | 8.9267 | 7.395 | -1.78 | 18.886 | 1.6334 | 2025-12-17 | 2025_12_17 Hr 22 | 140.3219 | 0.00035 | -1601.008 | -155.3996 | 590.6676 | 990.1693 | 155.83 | 19.7411 | 0 | 123.4826 | 332.6995 | 134.4855 | 23.1226 | 192.1628 | 285.811 | 15.21 | 7.2532 | 46.06 | 247.9653 | 25.55 | 147.0344 | 0
2025_12_17 Hr 23 | 0 | 0 | 0 | 3.8622 | 3.8622 | 3.8116 | 3.8622 | 3.8622 | 3.8622 | 107.3465 | 0 | 0.084 | 94 | 0 | 96.0814 | 96.0814 | 286.6375 | 15.29 | 0.00697 | 0.084 | 0.03454 | 0 | 0 | 0 | 0 | 0 | 0 | 0.29046 | 0.2376 | 46.06 | 7.2532 | 247.9653 | 0 | 25.55 | 0 | 0 | 21.2339 | 51.1147 | 0 | 0 | -34.3958 | 0.7527 | 12.8415 | 0 | -1 | -4.2 | 14.3843 | 0 | 0 | 28.7305 | 28.7305 | 28.7305 | 28.7305 | 33.4076 | 36.7497 | 0 | 0 | 0 | 0 | 0 | 0 | 0 | 0 | 0 | 0 | 0 | 0 | 0 | 0 | 0 | 0 | 0 | 0 | 9.8169 | 0 | -94.5981 | 20.311 | 0 | 71.2258 | 77.6894 | 9.5436 | 1366.951 | 35.3763 | 65.386 | 0 | 0.5138 | 0 | 14.074 | 3.248 | 0 | 1538.217 | 307.2399 | -101.5781 | 8.9267 | 7.395 | -1.78 | 17.6276 | 1.5246 | 2025-12-17 | 2025_12_17 Hr 23 | 143.3637 | -0.000343 | -1538.217 | -128.9939 | 514.2196 | 992.9565 | 140.2933 | 19.7411 | 0 | 118.3181 | 255.676 | 140.2256 | 23.1226 | 192.1628 | 286.6375 | 15.29 | 7.2532 | 46.06 | 247.9653 | 25.55 | 148.9151 | 0
2025_12_17 Hr 24 | 0 | 0 | 0 | 3.8622 | 3.8622 | 3.8116 | 3.8622 | 3.8622 | 3.8622 | 89.7364 | 0 | 0.084 | 95 | 0 | 96.0814 | 96.0814 | 286.6375 | 15.29 | 0.00697 | 0.084 | 0.03454 | 0 | 0 | 0 | 0 | 0 | 0 | 0.29046 | 0.2376 | 46.06 | 7.2532 | 247.9653 | 0 | 0 | 0 | 0 | 20.205 | 48.6379 | 0 | 0 | -29.4564 | 0.7527 | 12.8415 | 0 | -1 | -4.2 | 14.3843 | 0 | 0 | 22.0146 | 22.0146 | 22.0146 | 22.0146 | 25.5983 | 40.7511 | 0 | 0 | 0 | 0 | 0 | 0 | 0 | 0 | 0 | 0 | 0 | 0 | 0 | 0 | 0 | 0 | 0 | 0 | 9.8169 | 0 | -65.016 | 20.311 | 0 | 71.2258 | 77.6894 | 3.0366 | 1285.612 | 33.6621 | 62.2178 | 0 | 0.5138 | 0 | 14.074 | 3.248 | 0 | 1484.083 | 299.9239 | -71.996 | 8.9267 | 7.395 | -1.78 | 16.7735 | 1.4507 | 2025-12-17 | 2025_12_17 Hr 24 | 153.886 | 0.000392 | -1484.083 | -94.4724 | 452.6204 | 967.4065 | 138.7877 | 19.7411 | 0 | 114.8124 | 203.3929 | 134.4151 | 23.1226 | 192.1628 | 286.6375 | 15.29 | 7.2532 | 46.06 | 247.9653 | 0 | 148.9151 | 0
2025_12_18 Hr 01 | 0 | 0 | 0 | 3.8622 | 3.8622 | 3.8116 | 3.8622 | 3.8622 | 3.8622 | 77.3183 | 0 | 0.084 | 95 | 0 | 96.0814 | 96.0814 | 286.6375 | 15.29 | 0.00697 | 0.084 | 0.03454 | 0 | 0 | 0 | 0 | 0 | 0 | 0.29046 | 0.2376 | 46.06 | 7.2532 | 247.9653 | 0 | 0 | 0 | 0 | 19.5393 | 47.0097 | 0 | 0 | -28.3271 | 0.7527 | 12.851 | 0 | -1 | -4.2 | 14.4089 | 0 | 0 | 17.2765 | 17.2765 | 17.2765 | 17.2765 | 20.089 | 31.8006 | 0 | 0 | 0 | 0 | 0 | 0 | 0 | 0 | 0 | 0 | 0 | 0 | 0 | 0 | 0 | 0 | 0 | 0 | 9.8154 | 0 | -40.8139 | 20.5207 | 0 | 71.2258 | 77.6894 | 2.4582 | 1246.47 | 32.7782 | 60.6078 | 0 | 0.5138 | 0 | 14.074 | 3.248 | 0 | 1458.008 | 287.6596 | -47.794 | 8.9256 | 7.395 | -1.78 | 16.3596 | 1.4134 | 2025-12-18 | 2025_12_18 Hr 01 | 119.7194 | 0.000381 | -1458.008 | -69.141 | 410.743 | 967.4065 | 129.2588 | 19.7411 | 0 | 112.5499 | 166.5134 | 131.6798 | 23.1226 | 192.1628 | 286.6375 | 15.29 | 7.2532 | 46.06 | 247.9653 | 0 | 148.9151 | 0
2025_12_18 Hr 02 | 0 | 0 | 0 | 3.8622 | 3.8622 | 3.8116 | 3.8622 | 3.8622 | 3.8622 | 70.6229 | 0 | 0.084 | 95 | 0 | 96.0814 | 96.0814 | 286.6375 | 15.29 | 0.00697 | 0.084 | 0.03454 | 0 | 0 | 0 | 0 | 0 | 0 | 0.29046 | 0.2376 | 46.06 | 7.2532 | 247.9653 | 0 | 0 | 0 | 0 | 19.1459 | 46.0633 | 0 | 0 | -31.2368 | 0.7527 | 12.851 | 0 | -1 | -4.2 | 14.4089 | 0 | 0 | 14.7293 | 14.7293 | 14.7293 | 14.7293 | 17.1271 | 34.749 | 0 | 0 | 0 | 0 | 0 | 0 | 0 | 0 | 0 | 0 | 0 | 0 | 0 | 0 | 0 | 0 | 0 | 0 | 9.8154 | 0 | -14.5539 | 20.5207 | 0 | 71.2258 | 77.6894 | 2.4582 | 1225.284 | 32.1183 | 59.3876 | 0 | 0.5138 | 0 | 14.074 | 3.248 | 0 | 1460.883 | 288.3702 | -21.5339 | 8.9256 | 7.395 | -1.78 | 16.0303 | 1.385 | 2025-12-18 | 2025_12_18 Hr 02 | 120.521 | 0.000376 | -1460.883 | -45.7907 | 387.3193 | 967.4065 | 132.2072 | 19.7411 | 0 | 111.2102 | 146.6672 | 129.4419 | 23.1226 | 192.1628 | 286.6375 | 15.29 | 7.2532 | 46.06 | 247.9653 | 0 | 148.9151 | 0
2025_12_18 Hr 03 | 0 | 0 | 0 | 3.8622 | 3.8622 | 3.8116 | 3.8622 | 3.8622 | 3.8622 | 73.4878 | 0 | 0.084 | 94 | 0 | 96.0814 | 96.0814 | 286.6375 | 15.29 | 0.00697 | 0.084 | 0.03454 | 0 | 0 | 0 | 0 | 0 | 0 | 0.29046 | 0.2376 | 46.06 | 7.2532 | 247.9653 | 0 | 0 | 0 | 0 | 19.3142 | 46.4683 | 0 | 0 | -26.5248 | 0.7527 | 12.851 | 0 | -1 | -4.2 | 14.4089 | 0 | 0 | 15.8192 | 15.8192 | 15.8192 | 15.8192 | 18.3944 | 45.7002 | 0 | 0 | 0 | 0 | 0 | 0 | 0 | 0 | 0 | 0 | 0 | 0 | 0 | 0 | 0 | 0 | 0 | 0 | 9.8154 | 0 | -34.7566 | 20.5207 | 0 | 71.2258 | 77.6894 | 0 | 1234.349 | 32.4006 | 59.9097 | 0 | 0.5138 | 0 | 14.074 | 3.248 | 0 | 1462.908 | 296.8207 | -41.7366 | 8.9256 | 7.395 | -1.78 | 16.1712 | 1.3972 | 2025-12-18 | 2025_12_18 Hr 03 | 119.085 | 0.000352 | -1462.908 | -61.2814 | 397.3419 | 967.4065 | 139.7002 | 19.7411 | 0 | 111.7834 | 155.159 | 130.3995 | 23.1226 | 192.1628 | 286.6375 | 15.29 | 7.2532 | 46.06 | 247.9653 | 0 | 148.9151 | 0
2025_12_18 Hr 04 | 0 | 0 | 0 | 3.8622 | 3.8622 | 3.8116 | 3.8622 | 3.8622 | 3.8622 | 73.2946 | 0 | 0.084 | 94 | 0 | 96.0814 | 96.0814 | 286.6375 | 15.29 | 0.00697 | 0.084 | 0.03454 | 0 | 0 | 0 | 0 | 0 | 0 | 0.29046 | 0.2376 | 46.06 | 7.2532 | 247.9653 | 0 | 0 | 0 | 0 | 19.3029 | 46.441 | 0 | 0 | -19.4996 | 0.7527 | 12.851 | 0 | -1 | -4.2 | 14.4089 | 0 | 0 | 15.7457 | 15.7457 | 15.7457 | 15.7457 | 18.309 | 47.7009 | 0 | 0 | 0 | 0 | 0 | 0 | 0 | 0 | 0 | 0 | 0 | 0 | 0 | 0 | 0 | 0 | 0 | 0 | 9.8154 | 0 | -57.1733 | 20.5207 | 0 | 71.2258 | 77.6894 | 2.4582 | 1233.738 | 32.3816 | 59.8745 | 0 | 0.5138 | 0 | 14.074 | 3.248 | 0 | 1451.3 | 301.2151 | -64.1533 | 8.9256 | 7.395 | -1.78 | 16.1617 | 1.3963 | 2025-12-18 | 2025_12_18 Hr 04 | 127.8649 | 4.1e-05 | -1451.3 | -76.6729 | 396.6662 | 967.4065 | 144.1591 | 19.7411 | 0 | 111.7448 | 154.5866 | 130.3349 | 23.1226 | 192.1628 | 286.6375 | 15.29 | 7.2532 | 46.06 | 247.9653 | 0 | 148.9151 | 0
2025_12_18 Hr 05 | 0 | 0 | 0 | 3.8622 | 3.8622 | 3.8116 | 3.8622 | 3.8622 | 3.8622 | 87.5544 | 0 | 0.084 | 94 | 0 | 96.0814 | 96.0814 | 286.6375 | 15.29 | 0.00697 | 0.084 | 0.03454 | 0 | 0 | 0 | 0 | 0 | 0 | 0.29046 | 0.2376 | 46.06 | 7.2532 | 247.9653 | 0 | 0 | 0 | 0 | 20.1407 | 48.4566 | 0 | 0 | -12.8307 | 0.7527 | 12.851 | 0 | -1 | -4.2 | 14.4089 | 0 | 0 | 21.1709 | 21.1709 | 21.1709 | 21.1709 | 24.6173 | 50.6493 | 0 | 0 | 0 | 0 | 0 | 0 | 0 | 0 | 0 | 0 | 0 | 0 | 0 | 0 | 0 | 0 | 0 | 0 | 9.8154 | 0 | -107.3439 | 20.5207 | 0 | 71.2258 | 77.6894 | 11.4234 | 1278.86 | 33.787 | 62.4731 | 0 | 0.5138 | 0 | 14.074 | 3.248 | 0 | 1469.6 | 317.8948 | -114.3239 | 8.9256 | 7.395 | -1.78 | 16.8632 | 1.4569 | 2025-12-18 | 2025_12_18 Hr 05 | 126.5744 | 5.4e-05 | -1469.6 | -120.1746 | 446.5543 | 967.4065 | 156.0727 | 19.7411 | 0 | 114.5982 | 196.8552 | 135.101 | 23.1226 | 192.1628 | 286.6375 | 15.29 | 7.2532 | 46.06 | 247.9653 | 0 | 148.9151 | 0
2025_12_18 Hr 06 | 0 | 0 | 0 | 3.8622 | 3.8622 | 3.8116 | 3.8622 | 3.8622 | 3.8622 | 116.1061 | 0 | 0.084 | 92 | 0 | 96.0814 | 96.0814 | 286.6375 | 15.29 | 0.00697 | 0.084 | 0.03454 | 0 | 0 | 0 | 0 | 0 | 0 | 0.29046 | 0.2376 | 46.06 | 7.2532 | 247.9653 | 0 | 0 | 0 | 0 | 21.8181 | 52.4924 | 0 | 0 | -29.4402 | 0.7527 | 12.851 | 0 | -1 | -4.2 | 14.4089 | 0 | 0 | 32.0334 | 32.0334 | 32.0334 | 32.0334 | 37.2481 | 48.6486 | 0 | 0 | 0 | 0 | 0 | 0 | 0 | 0 | 0 | 0 | 0 | 0 | 0 | 0 | 0 | 0 | 0 | 0 | 9.8154 | 0 | -118.5731 | 20.5207 | 0 | 71.2258 | 77.6894 | 27.474 | 1369.206 | 36.601 | 67.6763 | 0 | 0.5138 | 0 | 14.074 | 3.248 | 0 | 1553.7 | 339.4877 | -125.5531 | 8.9256 | 7.395 | -1.78 | 18.2676 | 1.5783 | 2025-12-18 | 2025_12_18 Hr 06 | 129.0626 | -3.3e-05 | -1553.7 | -148.0133 | 546.443 | 967.4065 | 168.1226 | 19.7411 | 0 | 120.3114 | 281.4877 | 144.644 | 23.1226 | 192.1628 | 286.6375 | 15.29 | 7.2532 | 46.06 | 247.9653 | 0 | 148.9151 | 0
2025_12_18 Hr 07 | 0 | 0 | 0 | 3.8622 | 3.8622 | 3.8116 | 3.8622 | 3.8622 | 3.8622 | 142.1793 | -14.3 | 0.084 | 92 | 0 | 96.0814 | 96.0814 | 285.811 | 15.21 | 0.00697 | 0.084 | 0.03454 | 0 | 0 | 0 | 0 | 0 | 0 | 0.29046 | 0.2376 | 46.06 | 7.2532 | 247.9653 | 0 | 0 | 0 | 0 | 23.3499 | 56.1778 | 0 | 0 | -43.5115 | 0.7527 | 12.851 | 0 | -1 | -4.2 | 14.4089 | 0 | 0 | 41.9529 | 41.9529 | 41.9529 | 41.9529 | 48.7825 | 48.6486 | 0 | 0 | 0 | 0 | 0 | 0 | 0 | 0 | 0 | 0 | 0 | 0 | 0 | 0 | 0 | 0 | 0 | 0 | 9.8154 | 0 | -113.6278 | 20.5207 | 0 | 70.8723 | 77.3038 | 26.028 | 1450.063 | 39.1707 | 72.4278 | 0 | 0.5138 | 0 | 14.074 | 3.248 | 0 | 1618.4 | 346.7562 | -134.9078 | 8.9256 | 7.395 | -1.78 | 19.5502 | 1.6891 | 2025-12-18 | 2025_12_18 Hr 07 | 132.3406 | -3.4e-05 | -1618.4 | -157.1393 | 623.3606 | 965.761 | 166.6766 | 19.7411 | 0 | 125.5286 | 358.7734 | 139.0585 | 23.1226 | 192.1628 | 285.811 | 15.21 | 7.2532 | 46.06 | 247.9653 | 0 | 148.1762 | 0
2025_12_18 Hr 08 | 0 | 0 | 0 | 3.8622 | 3.8622 | 3.8116 | 3.8622 | 3.8622 | 3.8622 | 167.3834 | -14.3 | 0.084 | 93 | 0 | 96.0814 | 96.0814 | 285.811 | 15.21 | 0.00697 | 0.084 | 0.03454 | 0 | 0 | 0 | 0 | 0 | 0 | 0.29046 | 0.2376 | 46.06 | 7.2532 | 247.9653 | 0 | 0 | 0 | 0 | 24.8307 | 59.7404 | 0 | 0 | -31.17 | 0.7527 | 12.851 | 0 | -1 | -4.2 | 14.4089 | 0 | 0 | 51.5418 | 51.5418 | 51.5418 | 51.5418 | 59.9323 | 50.6493 | 0 | 0 | 0 | 0 | 0 | 0 | 0 | 0 | 0 | 0 | 0 | 0 | 0 | 0 | 0 | 0 | 0 | 0 | 9.8154 | 0 | -114.0841 | 20.5207 | 0 | 70.8723 | 77.3038 | 8.9652 | 1529.816 | 41.6548 | 77.0209 | 0 | 0.5138 | 0 | 14.074 | 3.248 | 0 | 1704.4 | 341.1182 | -135.3641 | 8.9256 | 7.395 | -1.78 | 20.79 | 1.7962 | 2025-12-18 | 2025_12_18 Hr 08 | 131.3802 | -1.9e-05 | -1704.4 | -145.2542 | 711.5375 | 965.761 | 152.6145 | 19.7411 | 0 | 130.572 | 433.4829 | 147.4826 | 23.1226 | 192.1628 | 285.811 | 15.21 | 7.2532 | 46.06 | 247.9653 | 0 | 148.1762 | 0
2025_12_18 Hr 09 | 1.0282 | 0.00018 | 0.005076 | 3.8622 | 3.8622 | 3.8116 | 3.8622 | 3.8622 | 3.8622 | 162.2654 | -14.3 | 0.084 | 92 | 0 | 96.0814 | 96.0814 | 285.811 | 15.21 | 0.00697 | 0.084 | 0.03454 | 0 | 0 | 0 | 0 | 0 | 0 | 0.29046 | 0.2376 | 46.06 | 7.2532 | 247.9653 | 0 | 0 | 0 | 0 | 24.53 | 59.0169 | 0 | 5.6771 | -23.9407 | 0.7527 | 12.851 | 0 | -1 | -4.2 | 14.4089 | 0 | 0 | 49.5946 | 49.5946 | 49.5946 | 49.5946 | 57.6682 | 48.6486 | 0 | 0 | 0 | 0 | 0 | 0 | 0 | 0 | 0 | 0 | 0 | 0 | 0 | 0 | 0 | 0 | 0 | 0 | 9.8154 | 0 | -101.1769 | 20.5207 | 0 | 70.8723 | 77.3038 | 5.061 | 1513.626 | 41.1504 | 76.0882 | 0 | 0.5138 | -1.0282 | 14.074 | 3.248 | 0 | 1705.408 | 333.531 | -123.4851 | 8.9256 | 7.395 | -1.78 | 20.5382 | 1.7745 | 2025-12-18 | 2025_12_18 Hr 09 | 123.0051 | 0.000383 | -1705.408 | -119.4405 | 693.6319 | 965.761 | 145.7149 | 19.7411 | 0 | 129.5478 | 418.3121 | 145.772 | 23.1226 | 192.1628 | 285.811 | 15.21 | 7.2532 | 46.06 | 247.9653 | 0 | 148.1762 | 0
2025_12_18 Hr 10 | 1.7296 | 0.002805 | 0.079101 | 3.8622 | 3.8622 | 3.8116 | 3.8622 | 3.8622 | 3.8622 | 151.8683 | -14.3 | 0.084 | 90 | 0 | 96.0814 | 96.0814 | 285.811 | 15.21 | 0.00697 | 0.084 | 0.03454 | 0 | 0 | 0 | 0 | 0 | 0 | 0.29046 | 0.2376 | 46.06 | 7.2532 | 247.9653 | 0 | 0 | 0 | 0 | 23.9192 | 57.5473 | 0 | 0 | -23.3054 | 0.7527 | 12.851 | 0 | -1 | -4.2 | 14.4089 | 0 | 0 | 45.6391 | 45.6391 | 45.6391 | 45.6391 | 53.0687 | 50.6493 | 0 | 0 | 0 | 0 | 0 | 0 | 0 | 0 | 0 | 0 | 0 | 0 | 0 | 0 | 0 | 0 | 0 | 0 | 9.8154 | 0 | -56.6415 | 20.5207 | 0 | 70.8723 | 77.3038 | 13.4478 | 1480.801 | 40.1257 | 74.1934 | 0 | 0.5138 | -1.7296 | 14.074 | 3.248 | 0 | 1716.992 | 339.1475 | -79.6512 | 8.9256 | 7.395 | -1.78 | 20.0268 | 1.7303 | 2025-12-18 | 2025_12_18 Hr 10 | 115.9117 | -0.000291 | -1716.992 | -79.9469 | 657.2575 | 965.761 | 154.179 | 19.7411 | 0 | 127.4674 | 387.4932 | 142.2969 | 23.1226 | 192.1628 | 285.811 | 15.21 | 7.2532 | 46.06 | 247.9653 | 0 | 148.1762 | 0
2025_12_18 Hr 11 | 2.7694 | 0.00747 | 0.21065 | 3.8622 | 3.8622 | 3.8116 | 3.8622 | 3.8622 | 3.8622 | 151.6107 | -14.3 | 0.084 | 84 | 0 | 96.0814 | 96.0814 | 285.811 | 15.21 | 0.00697 | 0.084 | 0.03454 | 0 | 0 | 0 | 0 | 0 | 0 | 0.29046 | 0.2376 | 46.06 | 7.2532 | 247.9653 | 0 | 0 | 0 | 0 | 23.904 | 57.5109 | 0 | 0 | -22.09 | 0.7527 | 12.851 | 0 | -1 | -4.2 | 14.4089 | 0 | 0 | 45.5411 | 45.5411 | 45.5411 | 45.5411 | 52.9548 | 48.6486 | 0 | 0 | 0 | 0 | 0 | 0 | 0 | 0 | 0 | 0 | 0 | 0 | 0 | 0 | 0 | 0 | 0 | 0 | 9.8154 | 0 | -31.932 | 20.5207 | 0 | 70.8723 | 77.3038 | 17.4966 | 1480.117 | 40.1003 | 74.1465 | 0 | 0.5138 | -2.7694 | 14.074 | 3.248 | 0 | 1738.2 | 336.154 | -55.9815 | 8.9256 | 7.395 | -1.78 | 20.0141 | 1.7292 | 2025-12-18 | 2025_12_18 Hr 11 | 119.6289 | -3.7e-05 | -1738.2 | -54.022 | 656.3565 | 965.761 | 150.3633 | 19.7411 | 0 | 127.4159 | 386.7298 | 142.2109 | 23.1226 | 192.1628 | 285.811 | 15.21 | 7.2532 | 46.06 | 247.9653 | 0 | 148.1762 | 0
2025_12_18 Hr 12 | 3.4626 | 0.009465 | 0.26691 | 3.8622 | 3.8622 | 3.8116 | 3.8622 | 3.8622 | 3.8622 | 144.0141 | -14.3 | 0.084 | 75 | 0 | 96.0814 | 96.0814 | 285.811 | 15.21 | 0.00697 | 0.084 | 0.03454 | 0 | 0 | 0 | 0 | 0 | 0 | 0.29046 | 0.2376 | 46.06 | 7.2532 | 247.9653 | 0 | 0 | 0 | 0 | 23.4577 | 56.4371 | 0 | 0 | -10.6239 | 0.7527 | 12.851 | 0 | -1 | -4.2 | 14.4089 | 0 | 0 | 42.651 | 42.651 | 42.651 | 42.651 | 49.5941 | 46.6479 | 0 | 0 | 0 | 0 | 0 | 0 | 0 | 0 | 0 | 0 | 0 | 0 | 0 | 0 | 0 | 0 | 0 | 0 | 9.8154 | 0 | -62.0359 | 20.5207 | 0 | 70.8723 | 77.3038 | 21.5454 | 1456.136 | 39.3516 | 72.7622 | 0 | 0.5138 | -3.4626 | 14.074 | 3.248 | 0 | 1686.092 | 327.3582 | -86.7785 | 8.9256 | 7.395 | -1.78 | 19.6404 | 1.6969 | 2025-12-18 | 2025_12_18 Hr 12 | 121.2121 | -0.000318 | -1686.092 | -72.6598 | 629.7796 | 965.761 | 143.4697 | 19.7411 | 0 | 125.8958 | 364.2121 | 139.6718 | 23.1226 | 192.1628 | 285.811 | 15.21 | 7.2532 | 46.06 | 247.9653 | 0 | 148.1762 | 0
2025_12_18 Hr 13 | 4.4991 | 0.010215 | 0.28806 | 3.8622 | 3.8622 | 3.8116 | 3.8622 | 3.8622 | 3.8622 | 140.8596 | -14.3 | 0.084 | 65 | 0 | 96.0814 | 96.0814 | 285.811 | 15.21 | 0.00697 | 0.084 | 0.03454 | 0 | 0 | 0 | 0 | 0 | 0 | 0.29046 | 0.2376 | 46.06 | 7.2532 | 247.9653 | 0 | 0 | 0 | 0 | 23.2724 | 55.9913 | 0 | 0 | -29.3986 | 0.7527 | 12.851 | 0 | -1 | -4.2 | 14.4089 | 0 | 0 | 41.4508 | 41.4508 | 41.4508 | 41.4508 | 48.1986 | 45.7002 | 0 | 0 | 0 | 0 | 0 | 0 | 0 | 0 | 0 | 0 | 0 | 0 | 0 | 0 | 0 | 0 | 0 | 0 | 9.8154 | 0 | -47.4836 | 20.5207 | 0 | 70.8723 | 77.3038 | 38.0298 | 1446.175 | 39.0407 | 72.1873 | 0 | 0.5138 | -4.4991 | 14.074 | 3.248 | 0 | 1676.392 | 332.8778 | -73.2626 | 8.9256 | 7.395 | -1.78 | 19.4853 | 1.6835 | 2025-12-18 | 2025_12_18 Hr 13 | 119.6092 | -0.000305 | -1676.392 | -76.8822 | 618.7435 | 965.761 | 149.0283 | 19.7411 | 0 | 125.2645 | 354.8615 | 138.6174 | 23.1226 | 192.1628 | 285.811 | 15.21 | 7.2532 | 46.06 | 247.9653 | 0 | 148.1762 | 0
2025_12_18 Hr 14 | 6.2121 | 0.0099 | 0.27918 | 3.8622 | 3.8622 | 3.8116 | 3.8622 | 3.8622 | 3.8622 | 146.879 | -14.3 | 0.084 | 47 | 0 | 96.0814 | 96.0814 | 285.811 | 15.21 | 0.00697 | 0.084 | 0.03454 | 0 | 0 | 0 | 0 | 0 | 0 | 0.29046 | 0.2376 | 46.06 | 7.2532 | 247.9653 | 0 | 0 | 0 | 0 | 23.626 | 56.8421 | 0 | 10.2425 | -7.1103 | 0.7527 | 12.851 | 0 | -1 | -4.2 | 14.4089 | 0 | 0 | 43.7409 | 43.7409 | 43.7409 | 43.7409 | 50.8615 | 41.6988 | 0 | 0 | 0 | 0 | 0 | 0 | 0 | 0 | 0 | 0 | 0 | 0 | 0 | 0 | 0 | 0 | 0 | 0 | 9.8154 | 0 | -126.3299 | 20.5207 | 0 | 70.8723 | 77.3038 | 36.0054 | 1465.213 | 39.6339 | 73.2842 | 0 | 0.5138 | -6.2121 | 14.074 | 3.248 | 0 | 1627.1 | 312.5766 | -153.822 | 8.9256 | 7.395 | -1.78 | 19.7814 | 1.7091 | 2025-12-18 | 2025_12_18 Hr 14 | 118.557 | 5.4e-05 | -1627.1 | -123.1977 | 639.8023 | 965.761 | 124.9933 | 19.7411 | 0 | 126.469 | 372.704 | 140.6293 | 23.1226 | 192.1628 | 285.811 | 15.21 | 7.2532 | 46.06 | 247.9653 | 0 | 148.1762 | 0
2025_12_18 Hr 15 | 6.9103 | 0.00228 | 0.064296 | 3.8622 | 3.8622 | 3.8116 | 3.8622 | 3.8622 | 3.8622 | 146.6536 | -14.3 | 0.084 | 45 | 0 | 96.0814 | 96.0814 | 285.811 | 15.21 | 0.00697 | 0.084 | 0.03454 | 0 | 0 | 0 | 0 | 0 | 0 | 0.29046 | 0.2376 | 46.06 | 7.2532 | 247.9653 | 0 | 0 | 0 | 0 | 23.6128 | 56.8102 | 0 | 0 | -24.1466 | 0.7527 | 12.851 | 0 | -1 | -4.2 | 14.4089 | 0 | 0 | 43.6552 | 43.6552 | 43.6552 | 43.6552 | 50.7618 | 39.6981 | 0 | 0 | 0 | 0 | 0 | 0 | 0 | 0 | 0 | 0 | 0 | 0 | 0 | 0 | 0 | 0 | 0 | 0 | 9.8154 | 0 | -128.7885 | 20.5207 | 0 | 70.8723 | 77.3038 | 65.9376 | 1464.285 | 39.6117 | 73.2432 | 0 | 0.5138 | -6.9103 | 14.074 | 3.248 | 0 | 1622.283 | 339.1233 | -156.9788 | 8.9256 | 7.395 | -1.78 | 19.7703 | 1.7081 | 2025-12-18 | 2025_12_18 Hr 15 | 121.4088 | 0.000327 | -1622.283 | -152.935 | 639.014 | 965.761 | 150.7023 | 19.7411 | 0 | 126.4239 | 372.036 | 140.554 | 23.1226 | 192.1628 | 285.811 | 15.21 | 7.2532 | 46.06 | 247.9653 | 0 | 148.1762 | 0
2025_12_18 Hr 16 | 1.0315 | 0 | 0 | 3.8622 | 3.8622 | 3.8116 | 3.8622 | 3.8622 | 3.8622 | 148.8747 | -14.3 | 0.084 | 34 | 0 | 96.0814 | 96.0814 | 285.811 | 15.21 | 0.00697 | 0.084 | 0.03454 | 0 | 0 | 0 | 0 | 0 | 0 | 0.29046 | 0.2376 | 46.06 | 7.2532 | 247.9653 | 0 | 0 | 0 | 0 | 23.7433 | 57.1242 | 0 | 0 | -26.3254 | 0.7527 | 12.851 | 0 | -1 | -4.2 | 14.4089 | 0 | 0 | 44.5001 | 44.5001 | 44.5001 | 44.5001 | 51.7444 | 45.7002 | 0 | 0 | 0 | 0 | 0 | 0 | 0 | 0 | 0 | 0 | 0 | 0 | 0 | 0 | 0 | 0 | 0 | 0 | 9.8154 | 0 | -121.7272 | 20.5207 | 0 | 70.8723 | 77.3038 | 68.9742 | 1471.249 | 39.8306 | 73.6479 | 0 | 0.5138 | -1.0315 | 14.074 | 3.248 | 0 | 1632.908 | 332.0233 | -144.0387 | 8.9256 | 7.395 | -1.78 | 19.8795 | 1.7175 | 2025-12-18 | 2025_12_18 Hr 16 | 142.4956 | 0.000351 | -1632.908 | -148.0525 | 646.7844 | 965.761 | 148.6744 | 19.7411 | 0 | 126.8684 | 378.6197 | 141.2964 | 23.1226 | 192.1628 | 285.811 | 15.21 | 7.2532 | 46.06 | 247.9653 | 0 | 148.1762 | 0
2025_12_18 Hr 17 | 0.70313 | 0 | 0 | 3.8622 | 3.8622 | 3.8116 | 3.8622 | 3.8622 | 3.8622 | 166.0315 | -14.3 | 0.084 | 34 | 0 | 96.0814 | 96.0814 | 285.811 | 15.21 | 0.00697 | 0.084 | 0.03454 | 0 | 0 | 0 | 0 | 0 | 0 | 0.29046 | 0.2376 | 46.06 | 7.2532 | 247.9653 | 0 | 0 | 0 | 0 | 24.7513 | 59.5493 | 0 | 0 | -28.3386 | 0.7527 | 12.851 | 0 | -1 | -4.2 | 14.4089 | 0 | 0 | 51.0275 | 51.0275 | 51.0275 | 51.0275 | 59.3342 | 48.6486 | 0 | 0 | 0 | 0 | 0 | 0 | 0 | 0 | 0 | 0 | 0 | 0 | 0 | 0 | 0 | 0 | 0 | 0 | 9.8154 | 0 | -99.5979 | 20.5207 | 0 | 70.8723 | 77.3038 | 69.9864 | 1525.538 | 41.5216 | 76.7745 | 0 | 0.5138 | -0.70313 | 14.074 | 3.248 | 0 | 1717.008 | 341.39 | -121.581 | 8.9256 | 7.395 | -1.78 | 20.7235 | 1.7905 | 2025-12-18 | 2025_12_18 Hr 17 | 151.906 | 0.000356 | -1717.008 | -127.9365 | 706.8078 | 965.761 | 152.635 | 19.7411 | 0 | 130.3014 | 429.4755 | 147.0308 | 23.1226 | 192.1628 | 285.811 | 15.21 | 7.2532 | 46.06 | 247.9653 | 0 | 148.1762 | 0
2025_12_18 Hr 18 | 0 | 0 | 0 | 3.8622 | 3.8622 | 3.8116 | 3.8622 | 3.8622 | 3.8622 | 167.8341 | -14.3 | 0.084 | 37 | 0 | 96.0814 | 96.0814 | 285.811 | 15.21 | 0.00697 | 0.084 | 0.03454 | 0 | 0 | 0 | 0 | 0 | 0 | 0.29046 | 0.2376 | 46.06 | 7.2532 | 247.9653 | 0 | 0 | 0 | 0 | 24.8572 | 59.8041 | 0 | 0 | -29.5808 | 0.7527 | 12.851 | 0 | -1 | -4.2 | 14.4089 | 0 | 0 | 51.7133 | 51.7133 | 51.7133 | 51.7133 | 60.1317 | 48.6486 | 0 | 0 | 0 | 0 | 0 | 0 | 0 | 0 | 0 | 0 | 0 | 0 | 0 | 0 | 0 | 0 | 0 | 0 | 9.8154 | 0 | -88.8039 | 20.5207 | 0 | 70.8723 | 77.3038 | 67.5282 | 1531.242 | 41.6992 | 77.103 | 0 | 0.5138 | 0 | 14.074 | 3.248 | 0 | 1733.408 | 341.8311 | -110.0839 | 8.9256 | 7.395 | -1.78 | 20.8122 | 1.7981 | 2025-12-18 | 2025_12_18 Hr 18 | 157.5047 | 0.000377 | -1733.408 | -118.3847 | 713.1142 | 965.761 | 153.1768 | 19.7411 | 0 | 130.6621 | 434.8188 | 147.6332 | 23.1226 | 192.1628 | 285.811 | 15.21 | 7.2532 | 46.06 | 247.9653 | 0 | 148.1762 | 0
2025_12_18 Hr 19 | 0 | 0 | 0 | 3.8622 | 3.8622 | 3.8116 | 3.8622 | 3.8622 | 3.8622 | 163.1666 | -14.3 | 0.084 | 36 | 0 | 96.0814 | 96.0814 | 285.811 | 15.21 | 0.00697 | 0.084 | 0.03454 | 0 | 0 | 0 | 0 | 0 | 0 | 0.29046 | 0.2376 | 46.06 | 7.2532 | 247.9653 | 0 | 0 | 0 | 0 | 24.583 | 59.1443 | 0 | 0 | -34.8157 | 0.7527 | 12.851 | 0 | -1 | -4.2 | 14.4089 | 0 | 0 | 49.9375 | 49.9375 | 49.9375 | 49.9375 | 58.0669 | 44.6472 | 0 | 0 | 0 | 0 | 0 | 0 | 0 | 0 | 0 | 0 | 0 | 0 | 0 | 0 | 0 | 0 | 0 | 0 | 9.8154 | 0 | -77.0765 | 20.5207 | 0 | 70.8723 | 77.3038 | 64.0578 | 1516.473 | 41.2392 | 76.2524 | 0 | 0.5138 | 0 | 14.074 | 3.248 | 0 | 1715.1 | 331.7993 | -98.3565 | 8.9256 | 7.395 | -1.78 | 20.5826 | 1.7783 | 2025-12-18 | 2025_12_18 Hr 19 | 152.6731 | -3e-05 | -1715.1 | -111.8922 | 696.785 | 965.761 | 144.705 | 19.7411 | 0 | 129.7282 | 420.9836 | 146.0732 | 23.1226 | 192.1628 | 285.811 | 15.21 | 7.2532 | 46.06 | 247.9653 | 0 | 148.1762 | 0
2025_12_18 Hr 20 | 0 | 0 | 0 | 3.8622 | 3.8622 | 3.8116 | 3.8622 | 3.8622 | 3.8622 | 152.8983 | -14.3 | 0.084 | 47 | 0 | 96.0814 | 96.0814 | 285.811 | 15.21 | 0.00697 | 0.084 | 0.03454 | 0 | 0 | 0 | 0 | 0 | 0 | 0.29046 | 0.2376 | 46.06 | 7.2532 | 247.9653 | 0 | 0 | 0 | 0 | 23.9797 | 57.6929 | 0 | 0 | -48.0271 | 0.7527 | 12.851 | 0 | -1 | -4.2 | 14.4089 | 0 | 0 | 46.0309 | 46.0309 | 46.0309 | 46.0309 | 53.5243 | 41.6988 | 0 | 0 | 0 | 0 | 0 | 0 | 0 | 0 | 0 | 0 | 0 | 0 | 0 | 0 | 0 | 0 | 0 | 0 | 9.8154 | 0 | -69.0653 | 20.5207 | 0 | 70.8723 | 77.3038 | 56.5386 | 1483.981 | 40.2272 | 74.3812 | 0 | 0.5138 | 0 | 14.074 | 3.248 | 0 | 1674.508 | 328.8997 | -90.3453 | 8.9256 | 7.395 | -1.78 | 20.0775 | 1.7346 | 2025-12-18 | 2025_12_18 Hr 20 | 154.4235 | 0.000291 | -1674.508 | -117.0923 | 660.8611 | 965.761 | 145.2374 | 19.7411 | 0 | 127.6735 | 390.5464 | 142.6412 | 23.1226 | 192.1628 | 285.811 | 15.21 | 7.2532 | 46.06 | 247.9653 | 0 | 148.1762 | 0
2025_12_18 Hr 21 | 0 | 0 | 0 | 3.8622 | 3.8622 | 3.8116 | 3.8622 | 3.8622 | 3.8622 | 132.8123 | -14.3 | 0.084 | 45 | 0 | 96.0814 | 96.0814 | 285.811 | 15.21 | 0.00697 | 0.084 | 0.03454 | 0 | 0 | 0 | 0 | 0 | 0 | 0.29046 | 0.2376 | 46.06 | 7.2532 | 247.9653 | 0 | 0 | 0 | 0 | 22.7996 | 54.8538 | 0 | 0 | -44.3441 | 0.7527 | 12.851 | 0 | -1 | -4.2 | 14.4089 | 0 | 0 | 38.3892 | 38.3892 | 38.3892 | 38.3892 | 44.6386 | 45.7002 | 0 | 0 | 0 | 0 | 0 | 0 | 0 | 0 | 0 | 0 | 0 | 0 | 0 | 0 | 0 | 0 | 0 | 0 | 9.8154 | 0 | -40.9329 | 20.5207 | 0 | 70.8723 | 77.3038 | 34.9932 | 1420.423 | 38.2475 | 70.7208 | 0 | 0.5138 | 0 | 14.074 | 3.248 | 0 | 1616.508 | 302.6422 | -62.2129 | 8.9256 | 7.395 | -1.78 | 19.0894 | 1.6493 | 2025-12-18 | 2025_12_18 Hr 21 | 148.1069 | 0.000337 | -1616.508 | -85.2771 | 590.5899 | 965.761 | 125.6934 | 19.7411 | 0 | 123.6543 | 331.0079 | 135.9278 | 23.1226 | 192.1628 | 285.811 | 15.21 | 7.2532 | 46.06 | 247.9653 | 0 | 148.1762 | 0
2025_12_18 Hr 22 | 0 | 0 | 0 | 3.8622 | 3.8622 | 3.8116 | 3.8622 | 3.8622 | 3.8622 | 120.9989 | -14.3 | 0.084 | 57 | 0 | 96.0814 | 96.0814 | 285.811 | 15.21 | 0.00697 | 0.084 | 0.03454 | 0 | 0 | 0 | 0 | 0 | 0 | 0.29046 | 0.2376 | 46.06 | 7.2532 | 247.9653 | 0 | 0 | 0 | 0 | 22.1056 | 53.184 | 0 | 0.82126 | -14.4377 | 0.7527 | 12.851 | 0 | -1 | -4.2 | 14.4089 | 0 | 0 | 33.8948 | 33.8948 | 33.8948 | 33.8948 | 39.4126 | 45.7002 | 0 | 0 | 0 | 0 | 0 | 0 | 0 | 0 | 0 | 0 | 0 | 0 | 0 | 0 | 0 | 0 | 0 | 0 | 9.8154 | 0 | -84.7513 | 20.5207 | 0 | 70.8723 | 77.3038 | 17.4966 | 1383.042 | 37.0832 | 68.5679 | 0 | 0.5138 | 0 | 14.074 | 3.248 | 0 | 1556.592 | 293.1972 | -106.0313 | 8.9256 | 7.395 | -1.78 | 18.5083 | 1.5991 | 2025-12-18 | 2025_12_18 Hr 22 | 136.0901 | -0.0003132 | -1556.592 | -98.3677 | 549.2605 | 965.761 | 120.1968 | 19.7411 | 0 | 121.2904 | 295.9908 | 131.9793 | 23.1226 | 192.1628 | 285.811 | 15.21 | 7.2532 | 46.06 | 247.9653 | 0 | 148.1762 | 0
2025_12_18 Hr 23 | 0 | 0 | 0 | 3.8622 | 3.8622 | 3.8116 | 3.8622 | 3.8622 | 3.8622 | 92.0287 | 0 | 0.084 | 53 | 0 | 96.0814 | 96.0814 | 286.6375 | 15.29 | 0.00697 | 0.084 | 0.03454 | 0 | 0 | 0 | 0 | 0 | 0 | 0.29046 | 0.2376 | 46.06 | 7.2532 | 247.9653 | 0 | 0 | 0 | 0 | 20.4035 | 49.089 | 0 | 0.31179 | -13.1987 | 0.7527 | 12.851 | 0 | -1 | -4.2 | 14.4089 | 0 | 0 | 22.8731 | 22.8731 | 22.8731 | 22.8731 | 26.5966 | 41.6988 | 0 | 0 | 0 | 0 | 0 | 0 | 0 | 0 | 0 | 0 | 0 | 0 | 0 | 0 | 0 | 0 | 0 | 0 | 9.8154 | 0 | -78.0198 | 20.5207 | 0 | 71.2258 | 77.6894 | 30.9444 | 1293.018 | 34.228 | 63.2885 | 0 | 0.5138 | 0 | 14.074 | 3.248 | 0 | 1484.092 | 288.9608 | -84.9998 | 8.9256 | 7.395 | -1.78 | 17.0833 | 1.476 | 2025-12-18 | 2025_12_18 Hr 23 | 127.1253 | -0.0002846 | -1484.092 | -90.9068 | 462.2077 | 967.4065 | 125.6432 | 19.7411 | 0 | 115.4935 | 210.1178 | 136.5965 | 23.1226 | 192.1628 | 286.6375 | 15.29 | 7.2532 | 46.06 | 247.9653 | 0 | 148.9151 | 0
2025_12_18 Hr 24 | 0 | 0 | 0 | 3.8622 | 3.8622 | 3.8116 | 3.8622 | 3.8622 | 3.8622 | 66.374 | 0 | 0.084 | 31 | 0 | 96.0814 | 96.0814 | 286.6375 | 15.29 | 0.00697 | 0.084 | 0.03454 | 0 | 0 | 0 | 0 | 0 | 0 | 0.29046 | 0.2376 | 46.06 | 7.2532 | 247.9653 | 0 | 0 | 0 | 0 | 18.8963 | 45.4627 | 0 | 0 | -29.9925 | 0.7527 | 12.851 | 0 | -1 | -4.2 | 14.4089 | 0 | 0 | 13.1128 | 13.1128 | 13.1128 | 13.1128 | 15.2474 | 39.6981 | 0 | 0 | 0 | 0 | 0 | 0 | 0 | 0 | 0 | 0 | 0 | 0 | 0 | 0 | 0 | 0 | 0 | 0 | 9.8154 | 0 | -15.8769 | 20.5207 | 0 | 71.2258 | 77.6894 | 46.5612 | 1211.839 | 31.6995 | 58.6133 | 0 | 0.5138 | 0 | 14.074 | 3.248 | 0 | 1430.992 | 272.0022 | -22.8569 | 8.9256 | 7.395 | -1.78 | 15.8213 | 1.3669 | 2025-12-18 | 2025_12_18 Hr 24 | 127.0108 | -0.000301 | -1430.992 | -45.8694 | 372.4542 | 967.4065 | 117.2593 | 19.7411 | 0 | 110.3599 | 134.0725 | 128.0218 | 23.1226 | 192.1628 | 286.6375 | 15.29 | 7.2532 | 46.06 | 247.9653 | 0 | 148.9151 | 0
2025_12_19 Hr 01 | 0 | 0 | 0 | 3.8622 | 3.8622 | 3.8116 | 3.8622 | 3.8622 | 3.8622 | 77.3256 | 0 | 0.084 | 13 | 0 | 96.0814 | 96.0814 | 286.6375 | 0 | 0.00697 | 0.084 | 0.03454 | 0 | 0 | 0 | 0 | 0 | 0 | 0.29046 | 0.2376 | 46.06 | 7.2532 | 247.9653 | 0 | 0 | 0 | 0 | 20.1907 | 48.5506 | 0 | 0 | -46.388 | 0.7527 | 12.8605 | 0 | -1 | -4.2 | 14.4335 | 0 | 0 | 18.6587 | 18.6587 | 18.6587 | 18.6587 | 21.6961 | 44.6472 | 0 | 0 | 0 | 0 | 0 | 0 | 0 | 0 | 0 | 0 | 0 | 0 | 0 | 0 | 0 | 0 | 0 | 0 | 9.8139 | 0 | -37.8167 | 18.3597 | 0 | 71.2258 | 77.6894 | 45.549 | 1240.547 | 30.202 | 55.8662 | 0 | 0.5138 | 0 | 14.074 | 3.248 | 0 | 1400.108 | 250.7466 | -44.7967 | 8.9244 | 7.395 | -1.78 | 15.0983 | 1.3031 | 2025-12-19 | 2025_12_19 Hr 01 | 125.8812 | 0.000394 | -1400.108 | -84.2047 | 409.2593 | 952.1165 | 103.1962 | 19.7411 | 0 | 114.7736 | 173.6564 | 120.8293 | 23.1226 | 192.1628 | 286.6375 | 0 | 7.2532 | 46.06 | 247.9653 | 0 | 148.9151 | 0
2025_12_19 Hr 02 | 0 | 0 | 0 | 3.8622 | 3.8622 | 3.8116 | 3.8622 | 3.8622 | 3.8622 | 74.684 | 0 | 0.084 | 14 | 0 | 96.0814 | 96.0814 | 286.6375 | 0 | 0.00697 | 0.084 | 0.03454 | 0 | 0 | 0 | 0 | 0 | 0 | 0.29046 | 0.2376 | 46.06 | 7.2532 | 247.9653 | 0 | 0 | 0 | 0 | 20.0145 | 48.1268 | 0 | 0 | -21.0811 | 0.7527 | 12.8605 | 0 | -1 | -4.2 | 14.4335 | 0 | 0 | 17.6561 | 17.6561 | 17.6561 | 17.6561 | 20.5304 | 37.6974 | 0 | 0 | 0 | 0 | 0 | 0 | 0 | 0 | 0 | 0 | 0 | 0 | 0 | 0 | 0 | 0 | 0 | 0 | 9.8139 | 0 | -19.794 | 18.3597 | 0 | 71.2258 | 77.6894 | 29.0646 | 1232.129 | 29.9384 | 55.3785 | 0 | 0.5138 | 0 | 14.074 | 3.248 | 0 | 1411.692 | 227.4179 | -26.774 | 8.9244 | 7.395 | -1.78 | 14.9665 | 1.2917 | 2025-12-19 | 2025_12_19 Hr 02 | 126.5651 | -0.000291 | -1411.692 | -40.8751 | 399.9472 | 952.1165 | 80.762 | 19.7411 | 0 | 114.1735 | 165.8388 | 119.9348 | 23.1226 | 192.1628 | 286.6375 | 0 | 7.2532 | 46.06 | 247.9653 | 0 | 148.9151 | 0
2025_12_19 Hr 03 | 0 | 0 | 0 | 3.8622 | 3.8622 | 3.8116 | 3.8622 | 3.8622 | 3.8622 | 71.8195 | 0 | 0.084 | 18 | 0 | 96.0814 | 96.0814 | 286.6375 | 0 | 0.00697 | 0.084 | 0.03454 | 0 | 0 | 0 | 0 | 0 | 0 | 0.29046 | 0.2376 | 46.06 | 7.2532 | 247.9653 | 0 | 0 | 0 | 0 | 19.8233 | 47.6672 | 0 | 0 | -27.2488 | 0.7527 | 12.8605 | 0 | -1 | -4.2 | 14.4335 | 0 | 0 | 16.569 | 16.569 | 16.569 | 16.569 | 19.2663 | 36.7497 | 0 | 0 | 0 | 0 | 0 | 0 | 0 | 0 | 0 | 0 | 0 | 0 | 0 | 0 | 0 | 0 | 0 | 0 | 9.8139 | 0 | -36.2595 | 18.3597 | 0 | 71.2258 | 77.6894 | 37.4514 | 1223.001 | 29.6525 | 54.8497 | 0 | 0.5138 | 0 | 14.074 | 3.248 | 0 | 1390.4 | 237.887 | -43.2395 | 8.9244 | 7.395 | -1.78 | 14.8236 | 1.2794 | 2025-12-19 | 2025_12_19 Hr 03 | 126.3918 | 3.5e-05 | -1390.4 | -63.5084 | 389.8497 | 952.1165 | 92.2011 | 19.7411 | 0 | 113.5229 | 157.362 | 118.9649 | 23.1226 | 192.1628 | 286.6375 | 0 | 7.2532 | 46.06 | 247.9653 | 0 | 148.9151 | 0
2025_12_19 Hr 04 | 0 | 0 | 0 | 3.8622 | 3.8622 | 3.8116 | 3.8622 | 3.8622 | 3.8622 | 65.1995 | 0 | 0.084 | 33 | 0 | 96.0814 | 96.0814 | 286.6375 | 0 | 0.00697 | 0.084 | 0.03454 | 0 | 0 | 0 | 0 | 0 | 0 | 0.29046 | 0.2376 | 46.06 | 7.2532 | 247.9653 | 0 | 0 | 0 | 0 | 19.3816 | 46.6051 | 0 | 0 | -40.8999 | 0.7527 | 12.8605 | 0 | -1 | -4.2 | 14.4335 | 0 | 0 | 14.0566 | 14.0566 | 14.0566 | 14.0566 | 16.3449 | 42.7518 | 0 | 0 | 0 | 0 | 0 | 0 | 0 | 0 | 0 | 0 | 0 | 0 | 0 | 0 | 0 | 0 | 0 | 0 | 9.8139 | 0 | -30.1025 | 18.3597 | 0 | 71.2258 | 77.6894 | 40.488 | 1201.907 | 28.9918 | 53.6275 | 0 | 0.5138 | 0 | 14.074 | 3.248 | 0 | 1383.608 | 259.6841 | -37.0825 | 8.9244 | 7.395 | -1.78 | 14.4933 | 1.2509 | 2025-12-19 | 2025_12_19 Hr 04 | 126.9551 | 0.000358 | -1383.608 | -71.0023 | 366.5133 | 952.1165 | 116.2398 | 19.7411 | 0 | 112.019 | 137.7711 | 116.7232 | 23.1226 | 192.1628 | 286.6375 | 0 | 7.2532 | 46.06 | 247.9653 | 0 | 148.9151 | 0
2025_12_19 Hr 05 | 0 | 0 | 0 | 3.8622 | 3.8622 | 3.8116 | 3.8622 | 3.8622 | 3.8622 | 64.8494 | 0 | 0.084 | 49 | 0 | 96.0814 | 96.0814 | 286.6375 | 0 | 0.00697 | 0.084 | 0.03454 | 0 | 0 | 0 | 0 | 0 | 0 | 0.29046 | 0.2376 | 46.06 | 7.2532 | 247.9653 | 0 | 0 | 0 | 0 | 19.3583 | 46.5489 | 0 | 0 | -35.8448 | 0.7527 | 12.8605 | 0 | -1 | -4.2 | 14.4335 | 0 | 0 | 13.9238 | 13.9238 | 13.9238 | 13.9238 | 16.1904 | 46.6479 | 0 | 0 | 0 | 0 | 0 | 0 | 0 | 0 | 0 | 0 | 0 | 0 | 0 | 0 | 0 | 0 | 0 | 0 | 9.8139 | 0 | -25.0044 | 18.3597 | 0 | 71.2258 | 77.6894 | 29.0646 | 1200.791 | 28.9568 | 53.5629 | 0 | 0.5138 | 0 | 14.074 | 3.248 | 0 | 1401 | 268.0382 | -31.9844 | 8.9244 | 7.395 | -1.78 | 14.4759 | 1.2493 | 2025-12-19 | 2025_12_19 Hr 05 | 134.4414 | 7.1e-05 | -1401 | -60.8492 | 365.2792 | 952.1165 | 124.7125 | 19.7411 | 0 | 111.9395 | 136.735 | 116.6047 | 23.1226 | 192.1628 | 286.6375 | 0 | 7.2532 | 46.06 | 247.9653 | 0 | 148.9151 | 0
2025_12_19 Hr 06 | 0 | 0 | 0 | 3.8622 | 3.8622 | 3.8116 | 3.8622 | 3.8622 | 3.8622 | 83.691 | 0 | 0.084 | 62 | 0 | 96.0814 | 96.0814 | 286.6375 | 0 | 0.00697 | 0.084 | 0.03454 | 0 | 0 | 0 | 0 | 0 | 0 | 0.29046 | 0.2376 | 46.06 | 7.2532 | 247.9653 | 0 | 0 | 0 | 0 | 20.6154 | 49.5718 | 0 | 0 | -43.7735 | 0.7527 | 12.8605 | 0 | -1 | -4.2 | 14.4335 | 0 | 0 | 21.0744 | 21.0744 | 21.0744 | 21.0744 | 24.5051 | 44.6472 | 0 | 0 | 0 | 0 | 0 | 0 | 0 | 0 | 0 | 0 | 0 | 0 | 0 | 0 | 0 | 0 | 0 | 0 | 9.8139 | 0 | -53.0546 | 18.3597 | 0 | 71.2258 | 77.6894 | 23.4252 | 1260.83 | 30.8373 | 57.0413 | 0 | 0.5138 | 0 | 14.074 | 3.248 | 0 | 1436.8 | 279.7782 | -60.0346 | 8.9244 | 7.395 | -1.78 | 15.4159 | 1.3305 | 2025-12-19 | 2025_12_19 Hr 06 | 172.8818 | 5.5e-05 | -1436.8 | -96.8281 | 431.6981 | 952.1165 | 130.0724 | 19.7411 | 0 | 116.2196 | 192.4938 | 122.9848 | 23.1226 | 192.1628 | 286.6375 | 0 | 7.2532 | 46.06 | 247.9653 | 0 | 148.9151 | 0
2025_12_19 Hr 07 | 0 | 0 | 0 | 3.8622 | 3.8622 | 3.8116 | 3.8622 | 3.8622 | 3.8622 | 117.1731 | -14.3 | 0.084 | 71 | 0 | 96.0814 | 96.0814 | 285.811 | 0 | 0.00697 | 0.084 | 0.03454 | 0 | 0 | 0 | 0 | 0 | 0 | 0.29046 | 0.2376 | 46.06 | 7.2532 | 247.9653 | 0 | 0 | 0 | 0 | 22.8494 | 54.9436 | 0 | 0 | -32.3292 | 0.7527 | 12.8605 | 0 | -1 | -4.2 | 14.4335 | 0 | 0 | 33.7813 | 33.7813 | 33.7813 | 33.7813 | 39.2805 | 45.7002 | 0 | 0 | 0 | 0 | 0 | 0 | 0 | 0 | 0 | 0 | 0 | 0 | 0 | 0 | 0 | 0 | 0 | 0 | 9.8139 | 0 | -77.8414 | 18.3597 | 0 | 70.8723 | 77.3038 | 9.5436 | 1365.955 | 34.179 | 63.2226 | 0 | 0.5138 | 0 | 14.074 | 3.248 | 0 | 1521.792 | 287.2872 | -99.1214 | 8.9244 | 7.395 | -1.78 | 17.0865 | 1.4747 | 2025-12-19 | 2025_12_19 Hr 07 | 193.6736 | -0.000309 | -1521.792 | -110.1707 | 535.4264 | 950.5511 | 126.2438 | 19.7411 | 0 | 123.8254 | 291.5787 | 120.0224 | 23.1226 | 192.1628 | 285.811 | 0 | 7.2532 | 46.06 | 247.9653 | 0 | 148.1762 | 0
2025_12_19 Hr 08 | 0.33996 | 0 | 0 | 3.8622 | 3.8622 | 3.8116 | 3.8622 | 3.8622 | 3.8622 | 138.1153 | -14.3 | 0.084 | 71 | 0 | 96.0814 | 96.0814 | 285.811 | 0 | 0.00697 | 0.084 | 0.03454 | 0 | 0 | 0 | 0 | 0 | 0 | 0.29046 | 0.2376 | 46.06 | 7.2532 | 247.9653 | 0 | 0 | 0 | 0 | 24.2467 | 58.3036 | 0 | 0 | -31.2481 | 0.7527 | 12.8605 | 0 | -1 | -4.2 | 14.4335 | 0 | 0 | 41.7291 | 41.7291 | 41.7291 | 41.7291 | 48.5222 | 42.7518 | 0 | 0 | 0 | 0 | 0 | 0 | 0 | 0 | 0 | 0 | 0 | 0 | 0 | 0 | 0 | 0 | 0 | 0 | 9.8139 | 0 | -96.8829 | 18.3597 | 0 | 70.8723 | 77.3038 | 5.9286 | 1432.688 | 36.2691 | 67.0888 | 0 | 0.5138 | -0.33996 | 14.074 | 3.248 | 0 | 1571.092 | 288.1552 | -118.5029 | 8.9244 | 7.395 | -1.78 | 18.1313 | 1.5648 | 2025-12-19 | 2025_12_19 Hr 08 | 228.9275 | -0.00033 | -1571.092 | -128.131 | 609.2502 | 950.5511 | 119.6804 | 19.7411 | 0 | 128.5826 | 353.5538 | 127.1138 | 23.1226 | 192.1628 | 285.811 | 0 | 7.2532 | 46.06 | 247.9653 | 0 | 148.1762 | 0
2025_12_19 Hr 09 | 1.3698 | 0.000285 | 0.008037 | 3.8622 | 3.8622 | 3.8116 | 3.8622 | 3.8622 | 3.8622 | 140.0886 | -14.3 | 0.084 | 72 | 0 | 96.0814 | 96.0814 | 285.811 | 0 | 0.00697 | 0.084 | 0.03454 | 0 | 0 | 0 | 0 | 0 | 0 | 0.29046 | 0.2376 | 46.06 | 7.2532 | 247.9653 | 0 | 0 | 0 | 0 | 24.3784 | 58.6202 | 0 | 0 | -30.5082 | 0.7527 | 12.8605 | 0 | -1 | -4.2 | 14.4335 | 0 | 0 | 42.478 | 42.478 | 42.478 | 42.478 | 49.393 | 36.7497 | 0 | 0 | 0 | 0 | 0 | 0 | 0 | 0 | 0 | 0 | 0 | 0 | 0 | 0 | 0 | 0 | 0 | 0 | 9.8139 | 0 | -31.4064 | 18.3597 | 0 | 70.8723 | 77.3038 | 2.4582 | 1438.983 | 36.466 | 67.4531 | 0 | 0.5138 | -1.3698 | 14.074 | 3.248 | 0 | 1635.8 | 281.381 | -54.0562 | 8.9244 | 7.395 | -1.78 | 18.2298 | 1.5733 | 2025-12-19 | 2025_12_19 Hr 09 | 234.6835 | 4.9e-05 | -1635.8 | -61.9146 | 616.2063 | 950.5511 | 111.2162 | 19.7411 | 0 | 129.0308 | 359.3935 | 127.782 | 23.1226 | 192.1628 | 285.811 | 0 | 7.2532 | 46.06 | 247.9653 | 0 | 148.1762 | 0
2025_12_19 Hr 10 | 1.7296 | 0.003525 | 0.099405 | 3.8622 | 3.8622 | 3.8116 | 3.8622 | 3.8622 | 3.8622 | 139.8658 | -14.3 | 0.084 | 65 | 0 | 96.0814 | 96.0814 | 285.811 | 0 | 0.00697 | 0.084 | 0.03454 | 0 | 0 | 0 | 0 | 0 | 0 | 0.29046 | 0.2376 | 46.06 | 7.2532 | 247.9653 | 0 | 0 | 0 | 0 | 24.3635 | 58.5844 | 0 | 0 | -28.3459 | 0.7527 | 12.8605 | 0 | -1 | -4.2 | 14.4335 | 0 | 0 | 42.3934 | 42.3934 | 42.3934 | 42.3934 | 49.2947 | 35.802 | 0 | 0 | 0 | 0 | 0 | 0 | 0 | 0 | 0 | 0 | 0 | 0 | 0 | 0 | 0 | 0 | 0 | 0 | 9.8139 | 0 | -2.172 | 18.3597 | 0 | 70.8723 | 77.3038 | 0 | 1438.365 | 36.4438 | 67.4119 | 0 | 0.5138 | -1.7296 | 14.074 | 3.248 | 0 | 1656.1 | 271.2628 | -25.1817 | 8.9244 | 7.395 | -1.78 | 18.2187 | 1.5724 | 2025-12-19 | 2025_12_19 Hr 10 | 228.9439 | 7e-06 | -1656.1 | -30.5179 | 615.4209 | 950.5511 | 100.9049 | 19.7411 | 0 | 128.9802 | 358.7341 | 127.7065 | 23.1226 | 192.1628 | 285.811 | 0 | 7.2532 | 46.06 | 247.9653 | 0 | 148.1762 | 0
2025_12_19 Hr 11 | 3.4593 | 0.007815 | 0.22038 | 3.8622 | 3.8622 | 3.8116 | 3.8622 | 3.8622 | 3.8622 | 137.8607 | -14.3 | 0.084 | 36 | 0 | 96.0814 | 96.0814 | 285.811 | 0 | 0.00697 | 0.084 | 0.03454 | 0 | 0 | 0 | 0 | 0 | 0 | 0.29046 | 0.2376 | 46.06 | 7.2532 | 247.9653 | 0 | 0 | 0 | 0 | 24.2297 | 58.2627 | 0 | 0 | -28.3659 | 0.7527 | 12.8605 | 0 | -1 | -4.2 | 14.4335 | 0 | 0 | 41.6324 | 41.6324 | 41.6324 | 41.6324 | 48.4098 | 35.802 | 0 | 0 | 0 | 0 | 0 | 0 | 0 | 0 | 0 | 0 | 0 | 0 | 0 | 0 | 0 | 0 | 0 | 0 | 9.8139 | 70.4909 | 0 | 18.3597 | 0 | 70.8723 | 77.3038 | 0 | 1432.097 | 36.2437 | 67.0418 | 0 | 0.5138 | -3.4593 | 14.074 | 3.248 | 0 | 1692.8 | 313.8087 | -24.7393 | 8.9244 | 7.395 | -1.78 | 18.1186 | 1.5637 | 2025-12-19 | 2025_12_19 Hr 11 | 216.2649 | 1.1e-05 | -1692.8 | 42.1251 | 608.3526 | 950.5511 | 72.0302 | 19.7411 | 0 | 128.5248 | 352.8003 | 127.0276 | 23.1226 | 192.1628 | 285.811 | 0 | 7.2532 | 46.06 | 247.9653 | 0 | 148.1762 | 0
2025_12_19 Hr 12 | 2.7727 | 0.00981 | 0.27664 | 3.8622 | 3.8622 | 3.8116 | 3.8622 | 3.8622 | 3.8622 | 132.3546 | -14.3 | 0.084 | 15 | 0 | 96.0814 | 96.0814 | 285.811 | 0 | 0.00697 | 0.084 | 0.03454 | 0 | 0 | 0 | 0 | 0 | 0 | 0.29046 | 0.2376 | 46.06 | 7.2532 | 247.9653 | 0 | 0 | 0 | 0 | 23.8623 | 57.3794 | 0 | 0 | -27.4541 | 0.7527 | 12.8605 | 0 | -1 | -4.2 | 14.4335 | 0 | 0 | 39.5428 | 39.5428 | 39.5428 | 39.5428 | 45.98 | 37.6974 | 0 | 0 | 0 | 0 | 0 | 0 | 0 | 0 | 0 | 0 | 0 | 0 | 0 | 0 | 0 | 0 | 0 | 0 | 9.8139 | 74.2351 | 0 | 18.3597 | 0 | 70.8723 | 77.3038 | 0 | 1414.608 | 35.6942 | 66.0253 | 0 | 0.5138 | -2.7727 | 14.074 | 3.248 | 0 | 1659 | 295.8992 | -24.0527 | 8.9244 | 7.395 | -1.78 | 17.8439 | 1.54 | 2025-12-19 | 2025_12_19 Hr 12 | 223.6632 | 1.6e-05 | -1659 | 46.781 | 588.9431 | 950.5511 | 52.9839 | 19.7411 | 0 | 127.274 | 336.5059 | 125.1631 | 23.1226 | 192.1628 | 285.811 | 0 | 7.2532 | 46.06 | 247.9653 | 0 | 148.1762 | 0
2025_12_19 Hr 13 | 2.4295 | 0.010575 | 0.29822 | 3.8622 | 3.8622 | 3.8116 | 3.8622 | 3.8622 | 3.8622 | 132.8002 | -14.3 | 0.084 | 13 | 0 | 96.0814 | 96.0814 | 285.811 | 0 | 0.00697 | 0.084 | 0.03454 | 0 | 0 | 0 | 0 | 0 | 0 | 0.29046 | 0.2376 | 46.06 | 7.2532 | 247.9653 | 0 | 0 | 0 | 0 | 23.8921 | 57.4508 | 0 | 0 | -28.8581 | 0.7527 | 12.8605 | 0 | -1 | -4.2 | 14.4335 | 0 | 0 | 39.7119 | 39.7119 | 39.7119 | 39.7119 | 46.1767 | 39.6981 | 0 | 0 | 0 | 0 | 0 | 0 | 0 | 0 | 0 | 0 | 0 | 0 | 0 | 0 | 0 | 0 | 0 | 0 | 9.8139 | 54.7537 | 0 | 18.3597 | 0 | 70.8723 | 77.3038 | 0 | 1416.049 | 35.7386 | 66.1075 | 0 | 0.5138 | -2.4295 | 14.074 | 3.248 | 0 | 1639.708 | 276.2269 | -23.7095 | 8.9244 | 7.395 | -1.78 | 17.8662 | 1.5419 | 2025-12-19 | 2025_12_19 Hr 13 | 224.7449 | 0.000363 | -1639.708 | 25.8956 | 590.5138 | 950.5511 | 53.0069 | 19.7411 | 0 | 127.3752 | 337.8246 | 125.314 | 23.1226 | 192.1628 | 285.811 | 0 | 7.2532 | 46.06 | 247.9653 | 0 | 148.1762 | 0
2025_12_19 Hr 14 | 1.0315 | 0.010335 | 0.29145 | 3.8622 | 3.8622 | 3.8116 | 3.8622 | 3.8622 | 3.8622 | 132.1318 | -14.3 | 0.084 | 12 | 0 | 96.0814 | 96.0814 | 285.811 | 0 | 0.00697 | 0.084 | 0.03454 | 0 | 0 | 0 | 0 | 0 | 0 | 0.29046 | 0.2376 | 46.06 | 7.2532 | 247.9653 | 0 | 0 | 0 | 0 | 23.8475 | 57.3436 | 0 | 0 | -27.631 | 0.7527 | 12.8605 | 0 | -1 | -4.2 | 14.4335 | 0 | 0 | 39.4583 | 39.4583 | 39.4583 | 39.4583 | 45.8817 | 32.7483 | 0 | 0 | 0 | 0 | 0 | 0 | 0 | 0 | 0 | 0 | 0 | 0 | 0 | 0 | 0 | 0 | 0 | 0 | 9.8139 | 35.8395 | 0 | 18.3597 | 0 | 70.8723 | 77.3038 | 0 | 1413.912 | 35.6719 | 65.9841 | 0 | 0.5138 | -1.0315 | 14.074 | 3.248 | 0 | 1611.708 | 247.7383 | -22.3115 | 8.9244 | 7.395 | -1.78 | 17.8328 | 1.5391 | 2025-12-19 | 2025_12_19 Hr 14 | 223.932 | 0.000327 | -1611.708 | 8.2085 | 588.1577 | 950.5511 | 45.0501 | 19.7411 | 0 | 127.2234 | 335.8466 | 125.0877 | 23.1226 | 192.1628 | 285.811 | 0 | 7.2532 | 46.06 | 247.9653 | 0 | 148.1762 | 0
2025_12_19 Hr 15 | 1.0315 | 0.009135 | 0.25761 | 3.8622 | 3.8622 | 3.8116 | 3.8622 | 3.8622 | 3.8622 | 127.0395 | -14.3 | 0.084 | 4 | 0 | 96.0814 | 96.0814 | 285.811 | 0 | 0.00697 | 0.084 | 0.03454 | 0 | 0 | 0 | 0 | 0 | 0 | 0.29046 | 0.2376 | 46.06 | 7.2532 | 247.9653 | 0 | 0 | 0 | 0 | 23.5077 | 56.5266 | 0 | 0 | -28.0343 | 0.7527 | 12.8605 | 0 | -1 | -4.2 | 14.4335 | 0 | 0 | 37.5257 | 37.5257 | 37.5257 | 37.5257 | 43.6345 | 34.749 | 0 | 0 | 0 | 0 | 0 | 0 | 0 | 0 | 0 | 0 | 0 | 0 | 0 | 0 | 0 | 0 | 0 | 0 | 9.8139 | 49.5282 | 0 | 18.3597 | 0 | 70.8723 | 77.3038 | 0 | 1397.652 | 35.1637 | 65.044 | 0 | 0.5138 | -1.0315 | 14.074 | 3.248 | 0 | 1601.008 | 253.7022 | -22.3115 | 8.9244 | 7.395 | -1.78 | 17.5787 | 1.5171 | 2025-12-19 | 2025_12_19 Hr 15 | 222.8044 | 0.000348 | -1601.008 | 21.4939 | 570.2066 | 950.5511 | 39.0157 | 19.7411 | 0 | 126.0666 | 320.7767 | 123.3633 | 23.1226 | 192.1628 | 285.811 | 0 | 7.2532 | 46.06 | 247.9653 | 0 | 148.1762 | 0
2025_12_19 Hr 16 | 0 | 0.0066 | 0.18612 | 3.8622 | 3.8622 | 3.8116 | 3.8622 | 3.8622 | 3.8622 | 128.5035 | -14.3 | 0.084 | 10 | 0 | 96.0814 | 96.0814 | 285.811 | 0 | 0.00697 | 0.084 | 0.03454 | 0 | 0 | 0 | 0 | 0 | 0 | 0.29046 | 0.2376 | 46.06 | 7.2532 | 247.9653 | 0 | 0 | 0 | 0 | 23.6054 | 56.7615 | 0 | 0 | -28.8355 | 0.7527 | 12.8605 | 0 | -1 | -4.2 | 14.4335 | 0 | 0 | 38.0813 | 38.0813 | 38.0813 | 38.0813 | 44.2806 | 31.8006 | 0 | 0 | 0 | 0 | 0 | 0 | 0 | 0 | 0 | 0 | 0 | 0 | 0 | 0 | 0 | 0 | 0 | 0 | 9.8139 | 43.757 | 0 | 18.3597 | 0 | 70.8723 | 77.3038 | 0.4338 | 1402.246 | 35.3098 | 65.3143 | 0 | 0.5138 | 0 | 14.074 | 3.248 | 0 | 1603.008 | 250.8781 | -21.28 | 8.9244 | 7.395 | -1.78 | 17.6518 | 1.5234 | 2025-12-19 | 2025_12_19 Hr 16 | 239.2431 | 0.000331 | -1603.008 | 14.9215 | 575.3675 | 950.5511 | 42.4271 | 19.7411 | 0 | 126.3992 | 325.1093 | 123.8591 | 23.1226 | 192.1628 | 285.811 | 0 | 7.2532 | 46.06 | 247.9653 | 0 | 148.1762 | 0
2025_12_19 Hr 17 | 0 | 0.002445 | 0.068949 | 3.8622 | 3.8622 | 3.8116 | 3.8622 | 3.8622 | 3.8622 | 146.1039 | -14.3 | 0.084 | 2 | 0 | 96.0814 | 96.0814 | 285.811 | 0 | 0.00697 | 0.084 | 0.03454 | 0 | 0 | 0 | 0 | 0 | 0 | 0.29046 | 0.2376 | 46.06 | 7.2532 | 247.9653 | 0 | 0 | 0 | 0 | 24.7797 | 59.5853 | 0 | 0 | -27.8243 | 0.7527 | 12.8605 | 0 | -1 | -4.2 | 14.4335 | 0 | 0 | 44.7608 | 44.7608 | 44.7608 | 44.7608 | 52.0475 | 34.749 | 0 | 0 | 0 | 0 | 0 | 0 | 0 | 0 | 0 | 0 | 0 | 0 | 0 | 0 | 0 | 0 | 0 | 0 | 9.8139 | 18.2008 | 0 | 18.3597 | 0 | 70.8723 | 77.3038 | 0 | 1458.212 | 37.0664 | 68.5636 | 0 | 0.5138 | 0 | 14.074 | 3.248 | 0 | 1634.9 | 225.7922 | -21.28 | 8.9244 | 7.395 | -1.78 | 18.5299 | 1.5992 | 2025-12-19 | 2025_12_19 Hr 17 | 299.0973 | 3e-06 | -1634.9 | -9.6234 | 637.4109 | 950.5511 | 36.8204 | 19.7411 | 0 | 130.3973 | 377.1948 | 129.8188 | 23.1226 | 192.1628 | 285.811 | 0 | 7.2532 | 46.06 | 247.9653 | 0 | 148.1762 | 0
2025_12_19 Hr 18 | 0 | 9e-05 | 0.002538 | 3.8622 | 3.8622 | 3.8116 | 3.8622 | 3.8622 | 3.8622 | 148.3 | -14.3 | 0.084 | 2 | 0 | 96.0814 | 96.0814 | 285.811 | 0 | 0.00697 | 0.084 | 0.03454 | 0 | 0 | 0 | 0 | 0 | 0 | 0.29046 | 0.2376 | 46.06 | 7.2532 | 247.9653 | 0 | 0 | 0 | 0 | 24.9262 | 59.9376 | 0 | 0 | -26.1618 | 0.7527 | 12.8605 | 0 | -1 | -4.2 | 14.4335 | 0 | 0 | 45.5943 | 45.5943 | 45.5943 | 45.5943 | 53.0166 | 36.7497 | 0 | 0 | 0 | 0 | 0 | 0 | 0 | 0 | 0 | 0 | 0 | 0 | 0 | 0 | 0 | 0 | 0 | 0 | 9.8139 | 17.4528 | 0 | 18.3597 | 0 | 70.8723 | 77.3038 | 1.0122 | 1465.143 | 37.2856 | 68.969 | 0 | 0.5138 | 0 | 14.074 | 3.248 | 0 | 1646.5 | 228.7983 | -21.28 | 8.9244 | 7.395 | -1.78 | 18.6395 | 1.6087 | 2025-12-19 | 2025_12_19 Hr 18 | 316.2473 | 3.4e-05 | -1646.5 | -8.709 | 645.1524 | 950.5511 | 39.7645 | 19.7411 | 0 | 130.8962 | 383.6937 | 130.5625 | 23.1226 | 192.1628 | 285.811 | 0 | 7.2532 | 46.06 | 247.9653 | 0 | 148.1762 | 0
2025_12_19 Hr 19 | 0 | 0 | 0 | 3.8622 | 3.8622 | 3.8116 | 3.8622 | 3.8622 | 3.8622 | 135.9511 | -14.3 | 0.084 | 0 | 0 | 96.0814 | 96.0814 | 285.811 | 0 | 0.00697 | 0.084 | 0.03454 | 0 | 0 | 0 | 0 | 0 | 0 | 0.29046 | 0.2376 | 46.06 | 7.2532 | 247.9653 | 0 | 0 | 0 | 0 | 24.1023 | 57.9564 | 0 | 0 | -24.4712 | 0.7527 | 12.8605 | 0 | -1 | -4.2 | 14.4335 | 0 | 0 | 40.9077 | 40.9077 | 40.9077 | 40.9077 | 47.5671 | 41.6988 | 0 | 0 | 0 | 0 | 0 | 0 | 0 | 0 | 0 | 0 | 0 | 0 | 0 | 0 | 0 | 0 | 0 | 0 | 9.8139 | 4.5973 | 0 | 18.3597 | 0 | 70.8723 | 77.3038 | 3.4704 | 1425.791 | 36.0531 | 66.6892 | 0 | 0.5138 | 0 | 14.074 | 3.248 | 0 | 1597.208 | 217.1685 | -21.28 | 8.9244 | 7.395 | -1.78 | 18.0234 | 1.5555 | 2025-12-19 | 2025_12_19 Hr 19 | 306.135 | 0.000384 | -1597.208 | -19.874 | 601.621 | 950.5511 | 45.1692 | 19.7411 | 0 | 128.091 | 347.1491 | 126.3809 | 23.1226 | 192.1628 | 285.811 | 0 | 7.2532 | 46.06 | 247.9653 | 0 | 148.1762 | 0
2025_12_19 Hr 20 | 0 | 0 | 0 | 3.8622 | 3.8622 | 3.8116 | 3.8622 | 3.8622 | 3.8622 | 126.2438 | -14.3 | 0.084 | 0 | 0 | 96.0814 | 96.0814 | 285.811 | 0 | 0.00697 | 0.084 | 0.03454 | 0 | 0 | 0 | 0 | 0 | 0 | 0.29046 | 0.2376 | 46.06 | 7.2532 | 247.9653 | 0 | 0 | 0 | 0 | 23.4546 | 56.3989 | 0 | 0 | -22.3468 | 0.7527 | 12.8605 | 0 | -1 | -4.2 | 14.4335 | 0 | 0 | 37.2237 | 37.2237 | 37.2237 | 37.2237 | 43.2834 | 36.7497 | 0 | 0 | 0 | 0 | 0 | 0 | 0 | 0 | 0 | 0 | 0 | 0 | 0 | 0 | 0 | 0 | 0 | 0 | 9.8139 | 4.3708 | 0 | 18.3597 | 0 | 70.8723 | 77.3038 | 6.9408 | 1394.859 | 35.0843 | 64.8971 | 0 | 0.5138 | 0 | 14.074 | 3.248 | 0 | 1563.408 | 212.1763 | -21.28 | 8.9244 | 7.395 | -1.78 | 17.539 | 1.5137 | 2025-12-19 | 2025_12_19 Hr 20 | 291.4172 | 0.00035 | -1563.408 | -17.976 | 567.4018 | 950.5511 | 43.6905 | 19.7411 | 0 | 125.8859 | 318.422 | 123.0939 | 23.1226 | 192.1628 | 285.811 | 0 | 7.2532 | 46.06 | 247.9653 | 0 | 148.1762 | 0
2025_12_19 Hr 21 | 0 | 0 | 0 | 3.8622 | 3.8622 | 3.8116 | 3.8622 | 3.8622 | 3.8622 | 118.5417 | -14.3 | 0.084 | 1 | 0 | 96.0814 | 96.0814 | 285.811 | 0 | 0.00697 | 0.084 | 0.03454 | 0 | 0 | 0 | 0 | 0 | 0 | 0.29046 | 0.2376 | 46.06 | 7.2532 | 247.9653 | 0 | 0 | 0 | 0 | 22.9407 | 55.1632 | 0 | 0 | -26.4553 | 0.7527 | 12.8605 | 0 | -1 | -4.2 | 14.4335 | 0 | 0 | 34.3006 | 34.3006 | 34.3006 | 34.3006 | 39.8845 | 34.749 | 0 | 0 | 0 | 0 | 0 | 0 | 0 | 0 | 0 | 0 | 0 | 0 | 0 | 0 | 0 | 0 | 0 | 0 | 9.8139 | 0 | -1.7638 | 18.3597 | 0 | 70.8723 | 77.3038 | 12.4356 | 1370.316 | 34.3156 | 63.4752 | 0 | 0.5138 | 0 | 14.074 | 3.248 | 0 | 1530.508 | 209.6915 | -23.0438 | 8.9244 | 7.395 | -1.78 | 17.1547 | 1.4806 | 2025-12-19 | 2025_12_19 Hr 21 | 229.3991 | 0.000397 | -1530.508 | -28.2191 | 540.2508 | 950.5511 | 48.1846 | 19.7411 | 0 | 124.1363 | 295.6288 | 120.4858 | 23.1226 | 192.1628 | 285.811 | 0 | 7.2532 | 46.06 | 247.9653 | 0 | 148.1762 | 0
2025_12_19 Hr 22 | 0 | 0 | 0 | 3.8622 | 3.8622 | 3.8116 | 3.8622 | 3.8622 | 3.8622 | 107.9433 | -14.3 | 0.084 | 1 | 0 | 96.0814 | 96.0814 | 285.811 | 0 | 0.00697 | 0.084 | 0.03454 | 0 | 0 | 0 | 0 | 0 | 0 | 0.29046 | 0.2376 | 46.06 | 7.2532 | 247.9653 | 0 | 0 | 0 | 0 | 22.2336 | 53.4628 | 0 | 0 | -30.5809 | 0.7527 | 12.8605 | 0 | -1 | -4.2 | 14.4335 | 0 | 0 | 30.2784 | 30.2784 | 30.2784 | 30.2784 | 35.2075 | 39.6981 | 0 | 0 | 0 | 0 | 0 | 0 | 0 | 0 | 0 | 0 | 0 | 0 | 0 | 0 | 0 | 0 | 0 | 0 | 9.8139 | 0 | -38.3378 | 18.3597 | 0 | 70.8723 | 77.3038 | 15.0384 | 1336.544 | 33.2578 | 61.5186 | 0 | 0.5138 | 0 | 14.074 | 3.248 | 0 | 1460 | 213.6546 | -59.6178 | 8.9244 | 7.395 | -1.78 | 16.626 | 1.4349 | 2025-12-19 | 2025_12_19 Hr 22 | 214.1765 | 7.6e-05 | -1460 | -68.9187 | 502.8902 | 950.5511 | 55.7365 | 19.7411 | 0 | 121.7287 | 264.2645 | 116.897 | 23.1226 | 192.1628 | 285.811 | 0 | 7.2532 | 46.06 | 247.9653 | 0 | 148.1762 | 0
2025_12_19 Hr 23 | 0 | 0 | 0 | 3.8622 | 3.8622 | 3.8116 | 3.8622 | 3.8622 | 3.8622 | 87.8922 | 0 | 0.084 | 6 | 0 | 96.0814 | 96.0814 | 286.6375 | 0 | 0.00697 | 0.084 | 0.03454 | 0 | 0 | 0 | 0 | 0 | 0 | 0.29046 | 0.2376 | 46.06 | 7.2532 | 247.9653 | 0 | 0 | 0 | 0 | 20.8957 | 50.2459 | 0 | 0 | -24.5586 | 0.7527 | 12.8605 | 0 | -1 | -4.2 | 14.4335 | 0 | 0 | 22.6688 | 22.6688 | 22.6688 | 22.6688 | 26.3591 | 37.6974 | 0 | 0 | 0 | 0 | 0 | 0 | 0 | 0 | 0 | 0 | 0 | 0 | 0 | 0 | 0 | 0 | 0 | 0 | 9.8139 | 0 | -44.6098 | 18.3597 | 0 | 71.2258 | 77.6894 | 13.014 | 1274.217 | 31.2566 | 57.8169 | 0 | 0.5138 | 0 | 14.074 | 3.248 | 0 | 1405.908 | 207.8398 | -51.5898 | 8.9244 | 7.395 | -1.78 | 15.6255 | 1.3486 | 2025-12-19 | 2025_12_19 Hr 23 | 170.8485 | 0.000355 | -1405.908 | -69.1684 | 446.5077 | 952.1165 | 56.7114 | 19.7411 | 0 | 117.1739 | 204.9265 | 124.4074 | 23.1226 | 192.1628 | 286.6375 | 0 | 7.2532 | 46.06 | 247.9653 | 0 | 148.9151 | 0
2025_12_19 Hr 24 | 0 | 0 | 0 | 3.8622 | 3.8622 | 3.8116 | 3.8622 | 3.8622 | 3.8622 | 68.9551 | 0 | 0.084 | 3 | 0 | 96.0814 | 96.0814 | 286.6375 | 0 | 0.00697 | 0.084 | 0.03454 | 0 | 0 | 0 | 0 | 0 | 0 | 0.29046 | 0.2376 | 46.06 | 7.2532 | 247.9653 | 0 | 0 | 0 | 0 | 19.6322 | 47.2076 | 0 | 0 | -35.4561 | 0.7527 | 12.8605 | 0 | -1 | -4.2 | 14.4335 | 0 | 0 | 15.4819 | 15.4819 | 15.4819 | 15.4819 | 18.0023 | 35.802 | 0 | 0 | 0 | 0 | 0 | 0 | 0 | 0 | 0 | 0 | 0 | 0 | 0 | 0 | 0 | 0 | 0 | 0 | 9.8139 | 0 | -44.8523 | 18.3597 | 0 | 71.2258 | 77.6894 | 17.4966 | 1213.874 | 29.3666 | 54.3209 | 0 | 0.5138 | 0 | 14.074 | 3.248 | 0 | 1327.6 | 201.0146 | -51.8323 | 8.9244 | 7.395 | -1.78 | 14.6807 | 1.267 | 2025-12-19 | 2025_12_19 Hr 24 | 165.0149 | 7e-05 | -1327.6 | -80.3084 | 379.7523 | 952.1165 | 56.2986 | 19.7411 | 0 | 112.8722 | 148.8852 | 117.9949 | 23.1226 | 192.1628 | 286.6375 | 0 | 7.2532 | 46.06 | 247.9653 | 0 | 148.9151 | 0
2025_12_20 Hr 01 | 0 | 0 | 0 | 3.8622 | 3.8622 | 3.8116 | 3.8622 | 3.8622 | 3.8622 | 72.9525 | 0 | 0.084 | 65 | 0 | 96.0814 | 96.0814 | 286.6375 | 0 | 0.00697 | 0.084 | 0.03454 | 0 | 0 | 0 | 0 | 0 | 0 | 0.29046 | 0.2376 | 46.06 | 7.2532 | 247.9653 | 0 | 0 | 0 | 0 | 20.3696 | 48.9541 | 0 | 0 | -27.4894 | 0.7527 | 12.8833 | 0 | -1 | -4.2 | 14.4581 | 0 | 0 | 17.8098 | 17.8098 | 17.8098 | 17.8098 | 20.7091 | 30.7476 | 0 | 0 | 0 | 0 | 0 | 0 | 0 | 0 | 0 | 0 | 0 | 0 | 0 | 0 | 0 | 0 | 0 | 0 | 9.8124 | 0 | -166.378 | 17.1233 | 0 | 71.2258 | 77.6894 | 12.0018 | 1232.418 | 28.3222 | 52.4093 | 0 | 0.5138 | 0 | 14.074 | 3.248 | 0 | 1279.3 | 247.7293 | -173.358 | 8.9233 | 7.395 | -1.78 | 14.1814 | 1.2226 | 2025-12-20 | 2025_12_20 Hr 01 | 152.9042 | 3.1e-05 | -1279.3 | -193.8674 | 393.5604 | 952.1165 | 107.7494 | 19.7411 | 0 | 115.4008 | 164.9008 | 113.2589 | 23.1226 | 192.1628 | 286.6375 | 0 | 7.2532 | 46.06 | 247.9653 | 0 | 148.9151 | 0
2025_12_20 Hr 02 | 0 | 0 | 0 | 3.8622 | 3.8622 | 3.8116 | 3.8622 | 3.8622 | 3.8622 | 67.0685 | 0 | 0.084 | 70 | 0 | 96.0814 | 96.0814 | 286.6375 | 0 | 0.00697 | 0.084 | 0.03454 | 0 | 0 | 0 | 0 | 0 | 0 | 0.29046 | 0.2376 | 46.06 | 7.2532 | 247.9653 | 0 | 0 | 0 | 0 | 19.9418 | 47.9261 | 0 | 0 | -27.6922 | 0.7527 | 12.8833 | 0 | -1 | -4.2 | 14.4581 | 0 | 0 | 15.5824 | 15.5824 | 15.5824 | 15.5824 | 18.1191 | 32.7483 | 0 | 0 | 0 | 0 | 0 | 0 | 0 | 0 | 0 | 0 | 0 | 0 | 0 | 0 | 0 | 0 | 0 | 0 | 9.8124 | 0 | -195.9378 | 17.1233 | 0 | 71.2258 | 77.6894 | 15.0384 | 1213.579 | 27.7274 | 51.3088 | 0 | 0.5138 | 0 | 14.074 | 3.248 | 0 | 1238.717 | 255.7478 | -202.9178 | 8.9233 | 7.395 | -1.78 | 13.8836 | 1.197 | 2025-12-20 | 2025_12_20 Hr 02 | 151.6013 | -0.000304 | -1238.717 | -223.63 | 372.7024 | 952.1165 | 117.7867 | 19.7411 | 0 | 113.945 | 147.5173 | 111.2401 | 23.1226 | 192.1628 | 286.6375 | 0 | 7.2532 | 46.06 | 247.9653 | 0 | 148.9151 | 0
2025_12_20 Hr 03 | 0 | 0 | 0 | 3.8622 | 3.8622 | 3.8116 | 3.8622 | 3.8622 | 3.8622 | 60.5553 | 0 | 0.084 | 70 | 0 | 96.0814 | 96.0814 | 286.6375 | 0 | 0.00697 | 0.084 | 0.03454 | 0 | 0 | 0 | 0 | 0 | 0 | 0.29046 | 0.2376 | 46.06 | 7.2532 | 247.9653 | 0 | 0 | 0 | 0 | 19.4683 | 46.7882 | 0 | 0 | -34.3485 | 0.7527 | 12.8833 | 0 | -1 | -4.2 | 14.4581 | 0 | 0 | 13.1168 | 13.1168 | 13.1168 | 13.1168 | 15.2521 | 35.802 | 0 | 0 | 0 | 0 | 0 | 0 | 0 | 0 | 0 | 0 | 0 | 0 | 0 | 0 | 0 | 0 | 0 | 0 | 9.8124 | 0 | -160.1173 | 17.1233 | 0 | 71.2258 | 77.6894 | 16.4844 | 1192.725 | 27.069 | 50.0905 | 0 | 0.5138 | 0 | 14.074 | 3.248 | 0 | 1249.292 | 258.0128 | -167.0973 | 8.9233 | 7.395 | -1.78 | 13.554 | 1.1685 | 2025-12-20 | 2025_12_20 Hr 03 | 151.1031 | -0.000324 | -1249.292 | -194.4658 | 349.6135 | 952.1165 | 122.2864 | 19.7411 | 0 | 112.3335 | 128.2746 | 109.0054 | 23.1226 | 192.1628 | 286.6375 | 0 | 7.2532 | 46.06 | 247.9653 | 0 | 148.9151 | 0
2025_12_20 Hr 04 | 0 | 0 | 0 | 3.8622 | 3.8622 | 3.8116 | 3.8622 | 3.8622 | 3.8622 | 60.3036 | 0 | 0.084 | 76 | 0 | 96.0814 | 96.0814 | 286.6375 | 0 | 0.00697 | 0.084 | 0.03454 | 0 | 0 | 0 | 0 | 0 | 0 | 0.29046 | 0.2376 | 46.06 | 7.2532 | 247.9653 | 0 | 0 | 0 | 0 | 19.45 | 46.7442 | 0 | 0 | -32.1895 | 0.7527 | 12.8833 | 0 | -1 | -4.2 | 14.4581 | 0 | 0 | 13.0215 | 13.0215 | 13.0215 | 13.0215 | 15.1413 | 35.802 | 0 | 0 | 0 | 0 | 0 | 0 | 0 | 0 | 0 | 0 | 0 | 0 | 0 | 0 | 0 | 0 | 0 | 0 | 9.8124 | 0 | -151.7268 | 17.1233 | 0 | 71.2258 | 77.6894 | 12.4356 | 1191.919 | 27.0436 | 50.0434 | 0 | 0.5138 | 0 | 14.074 | 3.248 | 0 | 1260.9 | 259.8777 | -158.7068 | 8.9233 | 7.395 | -1.78 | 13.5412 | 1.1675 | 2025-12-20 | 2025_12_20 Hr 04 | 147.2624 | 3.7e-05 | -1260.9 | -183.9163 | 348.7212 | 952.1165 | 124.2376 | 19.7411 | 0 | 112.2713 | 127.5309 | 108.919 | 23.1226 | 192.1628 | 286.6375 | 0 | 7.2532 | 46.06 | 247.9653 | 0 | 148.9151 | 0
2025_12_20 Hr 05 | 0 | 0 | 0 | 3.8622 | 3.8622 | 3.8116 | 3.8622 | 3.8622 | 3.8622 | 62.0341 | 0 | 0.084 | 80 | 0 | 96.0814 | 96.0814 | 286.6375 | 0 | 0.00697 | 0.084 | 0.03454 | 0 | 0 | 0 | 0 | 0 | 0 | 0.29046 | 0.2376 | 46.06 | 7.2532 | 247.9653 | 0 | 0 | 0 | 0 | 19.5758 | 47.0466 | 0 | 0 | -30.1355 | 0.7527 | 12.8833 | 0 | -1 | -4.2 | 14.4581 | 0 | 0 | 13.6766 | 13.6766 | 13.6766 | 13.6766 | 15.9031 | 36.7497 | 0 | 0 | 0 | 0 | 0 | 0 | 0 | 0 | 0 | 0 | 0 | 0 | 0 | 0 | 0 | 0 | 0 | 0 | 9.8124 | 0 | -182.7051 | 17.1233 | 0 | 71.2258 | 77.6894 | 9.9774 | 1197.46 | 27.2185 | 50.3671 | 0 | 0.5138 | 0 | 14.074 | 3.248 | 0 | 1240.6 | 262.9609 | -189.6851 | 8.9233 | 7.395 | -1.78 | 13.6288 | 1.175 | 2025-12-20 | 2025_12_20 Hr 05 | 144.963 | 3.9e-05 | -1240.6 | -212.8406 | 354.8559 | 952.1165 | 126.7271 | 19.7411 | 0 | 112.6994 | 132.6437 | 109.5128 | 23.1226 | 192.1628 | 286.6375 | 0 | 7.2532 | 46.06 | 247.9653 | 0 | 148.9151 | 0
2025_12_20 Hr 06 | 0 | 0 | 0 | 3.8622 | 3.8622 | 3.8116 | 3.8622 | 3.8622 | 3.8622 | 73.6133 | 0 | 0.084 | 86 | 0 | 96.0814 | 96.0814 | 286.6375 | 0 | 0.00697 | 0.084 | 0.03454 | 0 | 0 | 0 | 0 | 0 | 0 | 0.29046 | 0.2376 | 46.06 | 7.2532 | 247.9653 | 0 | 0 | 0 | 0 | 20.4176 | 49.0696 | 0 | 0 | -33.8421 | 0.7527 | 12.8833 | 0 | -1 | -4.2 | 14.4581 | 0 | 0 | 18.0599 | 18.0599 | 18.0599 | 18.0599 | 20.9999 | 37.6974 | 0 | 0 | 0 | 0 | 0 | 0 | 0 | 0 | 0 | 0 | 0 | 0 | 0 | 0 | 0 | 0 | 0 | 0 | 9.8124 | 0 | -198.893 | 17.1233 | 0 | 71.2258 | 77.6894 | 9.9774 | 1234.534 | 28.3889 | 52.5329 | 0 | 0.5138 | 0 | 14.074 | 3.248 | 0 | 1268.7 | 273.8814 | -205.873 | 8.9233 | 7.395 | -1.78 | 14.2149 | 1.2255 | 2025-12-20 | 2025_12_20 Hr 06 | 151.7839 | 6.4e-05 | -1268.7 | -232.7351 | 395.9028 | 952.1165 | 133.6748 | 19.7411 | 0 | 115.5642 | 166.853 | 113.4856 | 23.1226 | 192.1628 | 286.6375 | 0 | 7.2532 | 46.06 | 247.9653 | 0 | 148.9151 | 0
2025_12_20 Hr 07 | 0 | 0 | 0 | 3.8622 | 3.8622 | 3.8116 | 3.8622 | 3.8622 | 3.8622 | 84.2799 | -14.3 | 0.084 | 83 | 0 | 96.0814 | 96.0814 | 285.811 | 0 | 0.00697 | 0.084 | 0.03454 | 0 | 0 | 0 | 0 | 0 | 0 | 0.29046 | 0.2376 | 46.06 | 7.2532 | 247.9653 | 0 | 0 | 0 | 0 | 21.193 | 50.9332 | 0 | 0 | -30.6219 | 0.7527 | 12.8833 | 0 | -1 | -4.2 | 14.4581 | 0 | 0 | 22.0978 | 22.0978 | 22.0978 | 22.0978 | 25.6951 | 35.802 | 0 | 0 | 0 | 0 | 0 | 0 | 0 | 0 | 0 | 0 | 0 | 0 | 0 | 0 | 0 | 0 | 0 | 0 | 9.8124 | 0 | -159.6736 | 17.1233 | 0 | 70.8723 | 77.3038 | 5.4948 | 1267.121 | 29.4671 | 54.5281 | 0 | 0.5138 | 0 | 14.074 | 3.248 | 0 | 1323.708 | 268.1632 | -180.9536 | 8.9233 | 7.395 | -1.78 | 14.7548 | 1.2721 | 2025-12-20 | 2025_12_20 Hr 07 | 162.674 | 0.000318 | -1323.708 | -190.2955 | 419.4149 | 950.5511 | 124.2968 | 19.7411 | 0 | 118.2033 | 198.3663 | 102.8453 | 23.1226 | 192.1628 | 285.811 | 0 | 7.2532 | 46.06 | 247.9653 | 0 | 148.1762 | 0
2025_12_20 Hr 08 | 0 | 0 | 0 | 3.8622 | 3.8622 | 3.8116 | 3.8622 | 3.8622 | 3.8622 | 99.7607 | -14.3 | 0.084 | 74 | 0 | 96.0814 | 96.0814 | 285.811 | 0 | 0.00697 | 0.084 | 0.03454 | 0 | 0 | 0 | 0 | 0 | 0 | 0.29046 | 0.2376 | 46.06 | 7.2532 | 247.9653 | 0 | 0 | 0 | 0 | 22.3185 | 53.6379 | 0 | 0 | -28.3016 | 0.7527 | 12.8833 | 0 | -1 | -4.2 | 14.4581 | 0 | 0 | 27.9581 | 27.9581 | 27.9581 | 27.9581 | 32.5094 | 31.8006 | 0 | 0 | 0 | 0 | 0 | 0 | 0 | 0 | 0 | 0 | 0 | 0 | 0 | 0 | 0 | 0 | 0 | 0 | 9.8124 | 0 | -155.446 | 17.1233 | 0 | 70.8723 | 77.3038 | 3.4704 | 1316.687 | 31.0319 | 57.4237 | 0 | 0.5138 | 0 | 14.074 | 3.248 | 0 | 1370.108 | 258.4489 | -176.726 | 8.9233 | 7.395 | -1.78 | 15.5383 | 1.3396 | 2025-12-20 | 2025_12_20 Hr 08 | 159.1338 | 0.00035 | -1370.108 | -183.7476 | 474.2928 | 950.5511 | 109.271 | 19.7411 | 0 | 122.0334 | 244.1026 | 108.1568 | 23.1226 | 192.1628 | 285.811 | 0 | 7.2532 | 46.06 | 247.9653 | 0 | 148.1762 | 0
2025_12_20 Hr 09 | 0 | 0.000315 | 0.008883 | 3.8622 | 3.8622 | 3.8116 | 3.8622 | 3.8622 | 3.8622 | 115.2415 | -14.3 | 0.084 | 89 | 0 | 96.0814 | 96.0814 | 285.811 | 0 | 0.00697 | 0.084 | 0.03454 | 0 | 0 | 0 | 0 | 0 | 0 | 0.29046 | 0.2376 | 46.06 | 7.2532 | 247.9653 | 0 | 0 | 0 | 0 | 23.4439 | 56.3426 | 0 | 0 | -30.9661 | 0.7527 | 12.8833 | 0 | -1 | -4.2 | 14.4581 | 0 | 0 | 33.8184 | 33.8184 | 33.8184 | 33.8184 | 39.3237 | 37.6974 | 0 | 0 | 0 | 0 | 0 | 0 | 0 | 0 | 0 | 0 | 0 | 0 | 0 | 0 | 0 | 0 | 0 | 0 | 9.8124 | 0 | -168.6653 | 17.1233 | 0 | 70.8723 | 77.3038 | 3.4704 | 1366.262 | 32.5967 | 60.3193 | 0 | 0.5138 | 0 | 14.074 | 3.248 | 0 | 1430.008 | 284.6575 | -189.9453 | 8.9233 | 7.395 | -1.78 | 16.3218 | 1.4072 | 2025-12-20 | 2025_12_20 Hr 09 | 161.1825 | 0.000358 | -1430.008 | -199.6315 | 529.1707 | 950.5511 | 130.177 | 19.7411 | 0 | 125.8635 | 289.8389 | 113.4683 | 23.1226 | 192.1628 | 285.811 | 0 | 7.2532 | 46.06 | 247.9653 | 0 | 148.1762 | 0
2025_12_20 Hr 10 | 1.0315 | 0.003675 | 0.10364 | 3.8622 | 3.8622 | 3.8116 | 3.8622 | 3.8622 | 3.8622 | 129.3693 | -14.3 | 0.084 | 87 | 0 | 96.0814 | 96.0814 | 285.811 | 0 | 0.00697 | 0.084 | 0.03454 | 0 | 0 | 0 | 0 | 0 | 0 | 0.29046 | 0.2376 | 46.06 | 7.2532 | 247.9653 | 0 | 0 | 0 | 0 | 24.4709 | 58.8109 | 0 | 0.39097 | -28.161 | 0.7527 | 12.8833 | 0 | -1 | -4.2 | 14.4581 | 0 | 0 | 39.1665 | 39.1665 | 39.1665 | 39.1665 | 45.5425 | 31.8006 | 0 | 0 | 0 | 0 | 0 | 0 | 0 | 0 | 0 | 0 | 0 | 0 | 0 | 0 | 0 | 0 | 0 | 0 | 9.8124 | 0 | -149.7823 | 17.1233 | 0 | 70.8723 | 77.3038 | 0 | 1411.591 | 34.0247 | 62.9618 | 0 | 0.5138 | -1.0315 | 14.074 | 3.248 | 0 | 1490.9 | 279.1724 | -172.0938 | 8.9233 | 7.395 | -1.78 | 17.0369 | 1.4688 | 2025-12-20 | 2025_12_20 Hr 10 | 141.4659 | 6.62e-05 | -1490.9 | -177.5523 | 579.2524 | 950.5511 | 118.9079 | 19.7411 | 0 | 129.3589 | 331.5779 | 118.3155 | 23.1226 | 192.1628 | 285.811 | 0 | 7.2532 | 46.06 | 247.9653 | 0 | 148.1762 | 0
2025_12_20 Hr 11 | 1.3698 | 0.007905 | 0.22292 | 3.8622 | 3.8622 | 3.8116 | 3.8622 | 3.8622 | 3.8622 | 135.6937 | -14.3 | 0.084 | 87 | 0 | 96.0814 | 96.0814 | 285.811 | 0 | 0.00697 | 0.084 | 0.03454 | 0 | 0 | 0 | 0 | 0 | 0 | 0.29046 | 0.2376 | 46.06 | 7.2532 | 247.9653 | 0 | 0 | 0 | 0 | 24.9307 | 59.9159 | 0 | 0 | -28.4064 | 0.7527 | 12.8833 | 0 | -1 | -4.2 | 14.4581 | 0 | 0 | 41.5607 | 41.5607 | 41.5607 | 41.5607 | 48.3264 | 24.8508 | 0 | 0 | 0 | 0 | 0 | 0 | 0 | 0 | 0 | 0 | 0 | 0 | 0 | 0 | 0 | 0 | 0 | 0 | 9.8124 | 0 | -170.5392 | 17.1233 | 0 | 70.8723 | 77.3038 | 0 | 1431.96 | 34.664 | 64.1448 | 0 | 0.5138 | -1.3698 | 14.074 | 3.248 | 0 | 1485.1 | 274.735 | -193.189 | 8.9233 | 7.395 | -1.78 | 17.357 | 1.4964 | 2025-12-20 | 2025_12_20 Hr 11 | 131.4093 | -3e-05 | -1485.1 | -198.9457 | 601.6719 | 950.5511 | 112.0816 | 19.7411 | 0 | 130.9237 | 350.2627 | 120.4855 | 23.1226 | 192.1628 | 285.811 | 0 | 7.2532 | 46.06 | 247.9653 | 0 | 148.1762 | 0
2025_12_20 Hr 12 | 1.3731 | 0.00963 | 0.27157 | 3.8622 | 3.8622 | 3.8116 | 3.8622 | 3.8622 | 3.8622 | 133.9632 | -14.3 | 0.084 | 91 | 0 | 96.0814 | 96.0814 | 285.811 | 0 | 0.00697 | 0.084 | 0.03454 | 0 | 0 | 0 | 0 | 0 | 0 | 0.29046 | 0.2376 | 46.06 | 7.2532 | 247.9653 | 0 | 0 | 0 | 0 | 24.8049 | 59.6135 | 0 | 0 | -28.3983 | 0.7527 | 12.8833 | 0 | -1 | -4.2 | 14.4581 | 0 | 0 | 40.9056 | 40.9056 | 40.9056 | 40.9056 | 47.5646 | 21.9024 | 0 | 0 | 0 | 0 | 0 | 0 | 0 | 0 | 0 | 0 | 0 | 0 | 0 | 0 | 0 | 0 | 0 | 0 | 9.8124 | 0 | -172.3229 | 17.1233 | 0 | 70.8723 | 77.3038 | 0 | 1426.468 | 34.4891 | 63.8211 | 0 | 0.5138 | -1.3731 | 14.074 | 3.248 | 0 | 1478.292 | 275.1979 | -194.976 | 8.9233 | 7.395 | -1.78 | 17.2694 | 1.4889 | 2025-12-20 | 2025_12_20 Hr 12 | 127.1251 | -0.000271 | -1478.292 | -200.7212 | 595.5372 | 950.5511 | 113.1836 | 19.7411 | 0 | 130.4955 | 345.15 | 119.8917 | 23.1226 | 192.1628 | 285.811 | 0 | 7.2532 | 46.06 | 247.9653 | 0 | 148.1762 | 0
2025_12_20 Hr 13 | 2.0729 | 0.010215 | 0.28806 | 3.8622 | 3.8622 | 3.8116 | 3.8622 | 3.8622 | 3.8622 | 126.9779 | -14.3 | 0.084 | 91 | 0 | 96.0814 | 96.0814 | 285.811 | 0 | 0.00697 | 0.084 | 0.03454 | 0 | 0 | 0 | 0 | 0 | 0 | 0.29046 | 0.2376 | 46.06 | 7.2532 | 247.9653 | 0 | 0 | 0 | 0 | 24.2971 | 58.3931 | 0 | 0 | -28.8165 | 0.7527 | 12.8833 | 0 | -1 | -4.2 | 14.4581 | 0 | 0 | 38.2613 | 38.2613 | 38.2613 | 38.2613 | 44.4899 | 29.7999 | 0 | 0 | 0 | 0 | 0 | 0 | 0 | 0 | 0 | 0 | 0 | 0 | 0 | 0 | 0 | 0 | 0 | 0 | 9.8124 | 0 | -191.749 | 17.1233 | 0 | 70.8723 | 77.3038 | 0 | 1404.119 | 33.783 | 62.5145 | 0 | 0.5138 | -2.0729 | 14.074 | 3.248 | 0 | 1441.6 | 281.3992 | -215.1019 | 8.9233 | 7.395 | -1.78 | 16.9158 | 1.4584 | 2025-12-20 | 2025_12_20 Hr 13 | 124.9977 | 1e-06 | -1441.6 | -220.5655 | 570.7752 | 950.5511 | 121.0982 | 19.7411 | 0 | 128.7673 | 324.5129 | 117.4951 | 23.1226 | 192.1628 | 285.811 | 0 | 7.2532 | 46.06 | 247.9653 | 0 | 148.1762 | 0
2025_12_20 Hr 14 | 1.0315 | 0.01062 | 0.29948 | 3.8622 | 3.8622 | 3.8116 | 3.8622 | 3.8622 | 3.8622 | 123.5168 | -14.3 | 0.084 | 90 | 0 | 96.0814 | 96.0814 | 285.811 | 0 | 0.00697 | 0.084 | 0.03454 | 0 | 0 | 0 | 0 | 0 | 0 | 0.29046 | 0.2376 | 46.06 | 7.2532 | 247.9653 | 0 | 0 | 0 | 0 | 24.0455 | 57.7884 | 0 | 0 | -27.3662 | 0.7527 | 12.8833 | 0 | -1 | -4.2 | 14.4581 | 0 | 0 | 36.9511 | 36.9511 | 36.9511 | 36.9511 | 42.9663 | 26.8515 | 0 | 0 | 0 | 0 | 0 | 0 | 0 | 0 | 0 | 0 | 0 | 0 | 0 | 0 | 0 | 0 | 0 | 0 | 9.8124 | 0 | -180.8933 | 17.1233 | 0 | 70.8723 | 77.3038 | 0 | 1393.049 | 33.4332 | 61.8672 | 0 | 0.5138 | -1.0315 | 14.074 | 3.248 | 0 | 1437.7 | 275.2222 | -203.2048 | 8.9233 | 7.395 | -1.78 | 16.7406 | 1.4433 | 2025-12-20 | 2025_12_20 Hr 14 | 126.8202 | 5.4e-05 | -1437.7 | -208.2595 | 558.5058 | 950.5511 | 117.1616 | 19.7411 | 0 | 127.9109 | 314.2873 | 116.3075 | 23.1226 | 192.1628 | 285.811 | 0 | 7.2532 | 46.06 | 247.9653 | 0 | 148.1762 | 0
2025_12_20 Hr 15 | 0.69816 | 0.009285 | 0.26184 | 3.8622 | 3.8622 | 3.8116 | 3.8622 | 3.8622 | 3.8622 | 116.972 | -14.3 | 0.084 | 87 | 0 | 96.0814 | 96.0814 | 285.811 | 0 | 0.00697 | 0.084 | 0.03454 | 0 | 0 | 0 | 0 | 0 | 0 | 0.29046 | 0.2376 | 46.06 | 7.2532 | 247.9653 | 0 | 0 | 0 | 0 | 23.5697 | 56.645 | 0 | 0 | -29.0178 | 0.7527 | 12.8833 | 0 | -1 | -4.2 | 14.4581 | 0 | 0 | 34.4735 | 34.4735 | 34.4735 | 34.4735 | 40.0855 | 30.7476 | 0 | 0 | 0 | 0 | 0 | 0 | 0 | 0 | 0 | 0 | 0 | 0 | 0 | 0 | 0 | 0 | 0 | 0 | 9.8124 | 0 | -162.1156 | 17.1233 | 0 | 70.8723 | 77.3038 | 0.4338 | 1372.056 | 32.7716 | 60.643 | 0 | 0.5138 | -0.69816 | 14.074 | 3.248 | 0 | 1432.917 | 273.972 | -184.0938 | 8.9233 | 7.395 | -1.78 | 16.4094 | 1.4147 | 2025-12-20 | 2025_12_20 Hr 15 | 127.3217 | -0.000346 | -1432.917 | -191.1334 | 535.3054 | 950.5511 | 118.4525 | 19.7411 | 0 | 126.2917 | 294.9516 | 114.062 | 23.1226 | 192.1628 | 285.811 | 0 | 7.2532 | 46.06 | 247.9653 | 0 | 148.1762 | 0
2025_12_20 Hr 16 | 0 | 0.006855 | 0.19331 | 3.8622 | 3.8622 | 3.8116 | 3.8622 | 3.8622 | 3.8622 | 120.6849 | -14.3 | 0.084 | 89 | 0 | 96.0814 | 96.0814 | 285.811 | 0 | 0.00697 | 0.084 | 0.03454 | 0 | 0 | 0 | 0 | 0 | 0 | 0.29046 | 0.2376 | 46.06 | 7.2532 | 247.9653 | 0 | 0 | 0 | 0 | 23.8396 | 57.2937 | 0 | 0 | -26.8856 | 0.7527 | 12.8833 | 0 | -1 | -4.2 | 14.4581 | 0 | 0 | 35.879 | 35.879 | 35.879 | 35.879 | 41.7198 | 31.8006 | 0 | 0 | 0 | 0 | 0 | 0 | 0 | 0 | 0 | 0 | 0 | 0 | 0 | 0 | 0 | 0 | 0 | 0 | 9.8124 | 0 | -215.6661 | 17.1233 | 0 | 70.8723 | 77.3038 | 0 | 1383.876 | 33.1469 | 61.3375 | 0 | 0.5138 | 0 | 14.074 | 3.248 | 0 | 1397.208 | 277.1645 | -236.9461 | 8.9233 | 7.395 | -1.78 | 16.5973 | 1.4309 | 2025-12-20 | 2025_12_20 Hr 16 | 140.676 | 0.000309 | -1397.208 | -242.5517 | 548.4671 | 950.5511 | 121.0008 | 19.7411 | 0 | 127.2103 | 305.9209 | 115.3359 | 23.1226 | 192.1628 | 285.811 | 0 | 7.2532 | 46.06 | 247.9653 | 0 | 148.1762 | 0
2025_12_20 Hr 17 | 0 | 0.002355 | 0.066411 | 3.8622 | 3.8622 | 3.8116 | 3.8622 | 3.8622 | 3.8622 | 132.2326 | -14.3 | 0.084 | 94 | 0 | 96.0814 | 96.0814 | 285.811 | 0 | 0.00697 | 0.084 | 0.03454 | 0 | 0 | 0 | 0 | 0 | 0 | 0.29046 | 0.2376 | 46.06 | 7.2532 | 247.9653 | 0 | 0 | 0 | 0 | 24.6791 | 59.3112 | 0 | 0 | -29.7553 | 0.7527 | 12.8833 | 0 | -1 | -4.2 | 14.4581 | 0 | 0 | 40.2504 | 40.2504 | 40.2504 | 40.2504 | 46.8028 | 32.7483 | 0 | 0 | 0 | 0 | 0 | 0 | 0 | 0 | 0 | 0 | 0 | 0 | 0 | 0 | 0 | 0 | 0 | 0 | 9.8124 | 0 | -257.2023 | 17.1233 | 0 | 70.8723 | 77.3038 | 1.446 | 1420.722 | 34.3142 | 63.4974 | 0 | 0.5138 | 0 | 14.074 | 3.248 | 0 | 1401 | 288.5157 | -278.4823 | 8.9233 | 7.395 | -1.78 | 17.1818 | 1.4813 | 2025-12-20 | 2025_12_20 Hr 17 | 161.4378 | 1.8e-05 | -1401 | -286.9577 | 589.4025 | 950.5511 | 128.2631 | 19.7411 | 0 | 130.0673 | 340.0372 | 119.2979 | 23.1226 | 192.1628 | 285.811 | 0 | 7.2532 | 46.06 | 247.9653 | 0 | 148.1762 | 0
2025_12_20 Hr 18 | 0 | 0 | 0 | 3.8622 | 3.8622 | 3.8116 | 3.8622 | 3.8622 | 3.8622 | 138.9976 | -14.3 | 0.084 | 94 | 0 | 96.0814 | 96.0814 | 285.811 | 0 | 0.00697 | 0.084 | 0.03454 | 0 | 0 | 0 | 0 | 0 | 0 | 0.29046 | 0.2376 | 46.06 | 7.2532 | 247.9653 | 0 | 0 | 0 | 0 | 25.1709 | 60.4931 | 0 | 0 | -28.3094 | 0.7527 | 12.8833 | 0 | -1 | -4.2 | 14.4581 | 0 | 0 | 42.8113 | 42.8113 | 42.8113 | 42.8113 | 49.7806 | 32.7483 | 0 | 0 | 0 | 0 | 0 | 0 | 0 | 0 | 0 | 0 | 0 | 0 | 0 | 0 | 0 | 0 | 0 | 0 | 9.8124 | 0 | -305.2147 | 17.1233 | 0 | 70.8723 | 77.3038 | 0 | 1442.316 | 34.998 | 64.7628 | 0 | 0.5138 | 0 | 14.074 | 3.248 | 0 | 1376.9 | 289.3884 | -326.4947 | 8.9233 | 7.395 | -1.78 | 17.5242 | 1.5108 | 2025-12-20 | 2025_12_20 Hr 18 | 164.247 | 3.1e-05 | -1376.9 | -333.5241 | 613.3837 | 950.5511 | 126.7483 | 19.7411 | 0 | 131.7411 | 360.0236 | 121.619 | 23.1226 | 192.1628 | 285.811 | 0 | 7.2532 | 46.06 | 247.9653 | 0 | 148.1762 | 0
2025_12_20 Hr 19 | 0 | 0 | 0 | 3.8622 | 3.8622 | 3.8116 | 3.8622 | 3.8622 | 3.8622 | 127.8904 | -14.3 | 0.084 | 95 | 0 | 96.0814 | 96.0814 | 285.811 | 0 | 0.00697 | 0.084 | 0.03454 | 0 | 0 | 0 | 0 | 0 | 0 | 0.29046 | 0.2376 | 46.06 | 7.2532 | 247.9653 | 0 | 0 | 0 | 0 | 24.3634 | 58.5526 | 0 | 0 | -24.8488 | 0.7527 | 12.8833 | 0 | -1 | -4.2 | 14.4581 | 0 | 0 | 38.6067 | 38.6067 | 38.6067 | 38.6067 | 44.8915 | 35.802 | 0 | 0 | 0 | 0 | 0 | 0 | 0 | 0 | 0 | 0 | 0 | 0 | 0 | 0 | 0 | 0 | 0 | 0 | 9.8124 | 0 | -324.5469 | 17.1233 | 0 | 70.8723 | 77.3038 | 0 | 1406.753 | 33.8753 | 62.6852 | 0 | 0.5138 | 0 | 14.074 | 3.248 | 0 | 1325.708 | 289.6312 | -345.8269 | 8.9233 | 7.395 | -1.78 | 16.962 | 1.4624 | 2025-12-20 | 2025_12_20 Hr 19 | 151.7188 | 0.000324 | -1325.708 | -349.3957 | 574.0099 | 950.5511 | 130.802 | 19.7411 | 0 | 128.993 | 327.2087 | 117.8081 | 23.1226 | 192.1628 | 285.811 | 0 | 7.2532 | 46.06 | 247.9653 | 0 | 148.1762 | 0
2025_12_20 Hr 20 | 0 | 0 | 0 | 3.8622 | 3.8622 | 3.8116 | 3.8622 | 3.8622 | 3.8622 | 125.9396 | -14.3 | 0.084 | 94 | 0 | 96.0814 | 96.0814 | 285.811 | 0 | 0.00697 | 0.084 | 0.03454 | 0 | 0 | 0 | 0 | 0 | 0 | 0.29046 | 0.2376 | 46.06 | 7.2532 | 247.9653 | 0 | 0 | 0 | 0 | 24.2216 | 58.2117 | 0 | 0 | -29.1132 | 0.7527 | 12.8833 | 0 | -1 | -4.2 | 14.4581 | 0 | 0 | 37.8682 | 37.8682 | 37.8682 | 37.8682 | 44.0328 | 39.6981 | 0 | 0 | 0 | 0 | 0 | 0 | 0 | 0 | 0 | 0 | 0 | 0 | 0 | 0 | 0 | 0 | 0 | 0 | 9.8124 | 0 | -343.5285 | 17.1233 | 0 | 70.8723 | 77.3038 | 4.0488 | 1400.507 | 33.6781 | 62.3203 | 0 | 0.5138 | 0 | 14.074 | 3.248 | 0 | 1302.492 | 295.9068 | -364.8085 | 8.9233 | 7.395 | -1.78 | 16.8633 | 1.4539 | 2025-12-20 | 2025_12_20 Hr 20 | 133.4477 | -0.000298 | -1302.492 | -372.6417 | 567.0944 | 950.5511 | 137.7469 | 19.7411 | 0 | 128.5104 | 321.4452 | 117.1388 | 23.1226 | 192.1628 | 285.811 | 0 | 7.2532 | 46.06 | 247.9653 | 0 | 148.1762 | 0
2025_12_20 Hr 21 | 0 | 0 | 0 | 3.8622 | 3.8622 | 3.8116 | 3.8622 | 3.8622 | 3.8622 | 113.0704 | -14.3 | 0.084 | 93 | 0 | 96.0814 | 96.0814 | 285.811 | 0 | 0.00697 | 0.084 | 0.03454 | 0 | 0 | 0 | 0 | 0 | 0 | 0.29046 | 0.2376 | 46.06 | 7.2532 | 247.9653 | 0 | 0 | 0 | 0 | 23.286 | 55.9633 | 0 | 0 | -31.3998 | 0.7527 | 12.8833 | 0 | -1 | -4.2 | 14.4581 | 0 | 0 | 32.9965 | 32.9965 | 32.9965 | 32.9965 | 38.3681 | 44.6472 | 0 | 0 | 0 | 0 | 0 | 0 | 0 | 0 | 0 | 0 | 0 | 0 | 0 | 0 | 0 | 0 | 0 | 0 | 9.8124 | 0 | -340.601 | 17.1233 | 0 | 70.8723 | 77.3038 | 3.4704 | 1359.302 | 32.3773 | 59.9132 | 0 | 0.5138 | 0 | 14.074 | 3.248 | 0 | 1260.883 | 294.862 | -361.881 | 8.9233 | 7.395 | -1.78 | 16.2119 | 1.3977 | 2025-12-20 | 2025_12_20 Hr 21 | 138.0204 | 0.000357 | -1260.883 | -372.0008 | 521.4744 | 950.5511 | 141.1176 | 19.7411 | 0 | 125.3264 | 283.4246 | 112.7234 | 23.1226 | 192.1628 | 285.811 | 0 | 7.2532 | 46.06 | 247.9653 | 0 | 148.1762 | 0
2025_12_20 Hr 22 | 0 | 0 | 0 | 3.8622 | 3.8622 | 3.8116 | 3.8622 | 3.8622 | 3.8622 | 104.3546 | -14.3 | 0.084 | 94 | 0 | 96.0814 | 96.0814 | 285.811 | 0 | 0.00697 | 0.084 | 0.03454 | 0 | 0 | 0 | 0 | 0 | 0 | 0.29046 | 0.2376 | 46.06 | 7.2532 | 247.9653 | 0 | 0 | 0 | 0 | 22.6524 | 54.4405 | 0 | 0 | -28.0321 | 0.7527 | 12.8833 | 0 | -1 | -4.2 | 14.4581 | 0 | 0 | 29.6972 | 29.6972 | 29.6972 | 29.6972 | 34.5316 | 40.7511 | 0 | 0 | 0 | 0 | 0 | 0 | 0 | 0 | 0 | 0 | 0 | 0 | 0 | 0 | 0 | 0 | 0 | 0 | 9.8124 | 0 | -316.731 | 17.1233 | 0 | 70.8723 | 77.3038 | 0.4338 | 1331.396 | 31.4963 | 58.283 | 0 | 0.5138 | 0 | 14.074 | 3.248 | 0 | 1251.292 | 285.9389 | -338.011 | 8.9233 | 7.395 | -1.78 | 15.7708 | 1.3597 | 2025-12-20 | 2025_12_20 Hr 22 | 130.5304 | -0.000285 | -1251.292 | -344.7631 | 490.5777 | 950.5511 | 135.1849 | 19.7411 | 0 | 123.17 | 257.6748 | 109.733 | 23.1226 | 192.1628 | 285.811 | 0 | 7.2532 | 46.06 | 247.9653 | 0 | 148.1762 | 0
2025_12_20 Hr 23 | 0 | 0 | 0 | 3.8622 | 3.8622 | 3.8116 | 3.8622 | 3.8622 | 3.8622 | 91.2651 | 0 | 0.084 | 93 | 0 | 96.0814 | 96.0814 | 286.6375 | 0 | 0.00697 | 0.084 | 0.03454 | 0 | 0 | 0 | 0 | 0 | 0 | 0.29046 | 0.2376 | 46.06 | 7.2532 | 247.9653 | 0 | 0 | 0 | 0 | 21.7009 | 52.1536 | 0 | 0 | -30.5156 | 0.7527 | 12.8833 | 0 | -1 | -4.2 | 14.4581 | 0 | 0 | 24.7421 | 24.7421 | 24.7421 | 24.7421 | 28.7699 | 37.6974 | 0 | 0 | 0 | 0 | 0 | 0 | 0 | 0 | 0 | 0 | 0 | 0 | 0 | 0 | 0 | 0 | 0 | 0 | 9.8124 | 0 | -343.4623 | 17.1233 | 0 | 71.2258 | 77.6894 | 1.446 | 1291.051 | 30.1732 | 55.8346 | 0 | 0.5138 | 0 | 14.074 | 3.248 | 0 | 1188.5 | 278.4064 | -350.4423 | 8.9233 | 7.395 | -1.78 | 15.1083 | 1.3026 | 2025-12-20 | 2025_12_20 Hr 23 | 118.1466 | 4.9e-05 | -1188.5 | -373.9779 | 458.4769 | 952.1165 | 132.1434 | 19.7411 | 0 | 119.9315 | 219.0034 | 119.542 | 23.1226 | 192.1628 | 286.6375 | 0 | 7.2532 | 46.06 | 247.9653 | 0 | 148.9151 | 0
2025_12_20 Hr 24 | 0 | 0 | 0 | 3.8622 | 3.8622 | 3.8116 | 3.8622 | 3.8622 | 3.8622 | 70.1836 | 0 | 0.084 | 93 | 0 | 96.0814 | 96.0814 | 286.6375 | 0 | 0.00697 | 0.084 | 0.03454 | 0 | 0 | 0 | 0 | 0 | 0 | 0.29046 | 0.2376 | 46.06 | 7.2532 | 247.9653 | 0 | 0 | 0 | 0 | 20.1683 | 48.4704 | 0 | 0 | -28.4832 | 0.7527 | 12.8833 | 0 | -1 | -4.2 | 14.4581 | 0 | 0 | 16.7616 | 16.7616 | 16.7616 | 16.7616 | 19.4902 | 36.7497 | 0 | 0 | 0 | 0 | 0 | 0 | 0 | 0 | 0 | 0 | 0 | 0 | 0 | 0 | 0 | 0 | 0 | 0 | 9.8124 | 0 | -315.7689 | 17.1233 | 0 | 71.2258 | 77.6894 | 0 | 1223.552 | 28.0423 | 51.8914 | 0 | 0.5138 | 0 | 14.074 | 3.248 | 0 | 1141.1 | 268.7796 | -322.7489 | 8.9233 | 7.395 | -1.78 | 14.0413 | 1.2106 | 2025-12-20 | 2025_12_20 Hr 24 | 101.933 | 4.9e-05 | -1141.1 | -344.2521 | 383.7449 | 952.1165 | 129.7497 | 19.7411 | 0 | 114.7157 | 156.7203 | 112.3089 | 23.1226 | 192.1628 | 286.6375 | 0 | 7.2532 | 46.06 | 247.9653 | 0 | 148.9151 | 0
2025_12_21 Hr 01 | 0 | 0 | 0 | 3.8622 | 3.8622 | 3.8116 | 3.8622 | 3.8622 | 3.8622 | 56.7473 | 0 | 0.084 | 93 | 0 | 96.0814 | 96.0814 | 286.6375 | 0 | 0.00697 | 0.084 | 0.03454 | 0 | 0 | 0 | 0 | 0 | 0 | 0.29046 | 0.2376 | 46.06 | 7.2532 | 247.9653 | 0 | 0 | 0 | 0 | 19.2617 | 46.2665 | 0 | 0 | -29.1832 | 0.7527 | 12.9061 | 0 | -1 | -4.2 | 14.5372 | 0 | 0 | 11.7061 | 11.7061 | 11.7061 | 11.7061 | 13.6118 | 27.7992 | 0 | 0 | 0 | 0 | 0 | 0 | 0 | 0 | 0 | 0 | 0 | 0 | 0 | 0 | 0 | 0 | 0 | 0 | 9.8109 | 0 | -329.6544 | 17.3464 | 0 | 71.2258 | 77.6894 | 1.0122 | 1181.005 | 26.896 | 49.7897 | 0 | 0.5138 | 0 | 14.074 | 3.248 | 0 | 1072.492 | 257.3045 | -336.6344 | 8.9221 | 7.395 | -1.78 | 13.5781 | 1.1617 | 2025-12-21 | 2025_12_21 Hr 01 | 125.7598 | -0.000275 | -1072.492 | -358.8376 | 337.6603 | 952.1165 | 121.8114 | 19.7411 | 0 | 111.7046 | 117.1837 | 108.772 | 23.1226 | 192.1628 | 286.6375 | 0 | 7.2532 | 46.06 | 247.9653 | 0 | 148.9151 | 0
2025_12_21 Hr 02 | 0 | 0 | 0 | 3.8622 | 3.8622 | 3.8116 | 3.8622 | 3.8622 | 3.8622 | 45.2704 | 0 | 0.084 | 93 | 0 | 96.0814 | 96.0814 | 286.6375 | 0 | 0.00697 | 0.084 | 0.03454 | 0 | 0 | 0 | 0 | 0 | 0 | 0.29046 | 0.2376 | 46.06 | 7.2532 | 247.9653 | 0 | 0 | 0 | 0 | 18.4201 | 44.2452 | 0 | 0 | -30.482 | 0.7527 | 12.9061 | 0 | -1 | -4.2 | 14.5372 | 0 | 0 | 7.3728 | 7.3728 | 7.3728 | 7.3728 | 8.573 | 29.7999 | 0 | 0 | 0 | 0 | 0 | 0 | 0 | 0 | 0 | 0 | 0 | 0 | 0 | 0 | 0 | 0 | 0 | 0 | 9.8109 | 0 | -326.3331 | 17.3464 | 0 | 71.2258 | 77.6894 | 1.0122 | 1144.293 | 25.721 | 47.6144 | 0 | 0.5138 | 0 | 14.074 | 3.248 | 0 | 1035.808 | 255.3109 | -333.3131 | 8.9221 | 7.395 | -1.78 | 12.9849 | 1.111 | 2025-12-21 | 2025_12_21 Hr 02 | 118.1002 | 0.000388 | -1035.808 | -356.8151 | 296.9538 | 952.1165 | 123.8121 | 19.7411 | 0 | 108.8417 | 83.3344 | 104.7777 | 23.1226 | 192.1628 | 286.6375 | 0 | 7.2532 | 46.06 | 247.9653 | 0 | 148.9151 | 0
2025_12_21 Hr 03 | 0 | 0 | 0 | 3.8622 | 3.8622 | 3.8116 | 3.8622 | 3.8622 | 3.8622 | 49.2826 | 0 | 0.084 | 93 | 0 | 96.0814 | 96.0814 | 286.6375 | 0 | 0.00697 | 0.084 | 0.03454 | 0 | 0 | 0 | 0 | 0 | 0 | 0.29046 | 0.2376 | 46.06 | 7.2532 | 247.9653 | 0 | 0 | 0 | 0 | 18.7143 | 44.9518 | 0 | 0 | -25.8656 | 0.7527 | 12.9061 | 0 | -1 | -4.2 | 14.5372 | 0 | 0 | 8.8877 | 8.8877 | 8.8877 | 8.8877 | 10.3345 | 30.7476 | 0 | 0 | 0 | 0 | 0 | 0 | 0 | 0 | 0 | 0 | 0 | 0 | 0 | 0 | 0 | 0 | 0 | 0 | 9.8109 | 0 | -324.2662 | 17.3464 | 0 | 71.2258 | 77.6894 | 0.4338 | 1157.127 | 26.1318 | 48.3749 | 0 | 0.5138 | 0 | 14.074 | 3.248 | 0 | 1057.092 | 257.0765 | -331.2462 | 8.9221 | 7.395 | -1.78 | 13.1923 | 1.1287 | 2025-12-21 | 2025_12_21 Hr 03 | 117.376 | -0.000295 | -1057.092 | -350.1318 | 311.1845 | 952.1165 | 124.1814 | 19.7411 | 0 | 109.8425 | 95.1679 | 106.1741 | 23.1226 | 192.1628 | 286.6375 | 0 | 7.2532 | 46.06 | 247.9653 | 0 | 148.9151 | 0
2025_12_21 Hr 04 | 0 | 0 | 0 | 3.8622 | 3.8622 | 3.8116 | 3.8622 | 3.8622 | 3.8622 | 58.5513 | 0 | 0.084 | 87 | 0 | 96.0814 | 96.0814 | 286.6375 | 0 | 0.00697 | 0.084 | 0.03454 | 0 | 0 | 0 | 0 | 0 | 0 | 0.29046 | 0.2376 | 46.06 | 7.2532 | 247.9653 | 0 | 0 | 0 | 0 | 19.3939 | 46.5842 | 0 | 0 | -30.3714 | 0.7527 | 12.9061 | 0 | -1 | -4.2 | 14.5372 | 0 | 0 | 12.3873 | 12.3873 | 12.3873 | 12.3873 | 14.4038 | 35.802 | 0 | 0 | 0 | 0 | 0 | 0 | 0 | 0 | 0 | 0 | 0 | 0 | 0 | 0 | 0 | 0 | 0 | 0 | 9.8109 | 0 | -359.6294 | 17.3464 | 0 | 71.2258 | 77.6894 | 4.4826 | 1186.775 | 27.0807 | 50.1316 | 0 | 0.5138 | 0 | 14.074 | 3.248 | 0 | 1053.2 | 263.4055 | -366.6094 | 8.9221 | 7.395 | -1.78 | 13.6713 | 1.1697 | 2025-12-21 | 2025_12_21 Hr 04 | 117.0944 | 3.2e-05 | -1053.2 | -390.0008 | 344.0586 | 952.1165 | 127.2846 | 19.7411 | 0 | 112.1546 | 122.5042 | 109.3998 | 23.1226 | 192.1628 | 286.6375 | 0 | 7.2532 | 46.06 | 247.9653 | 0 | 148.9151 | 0
2025_12_21 Hr 05 | 0 | 0 | 0 | 3.8622 | 3.8622 | 3.8116 | 3.8622 | 3.8622 | 3.8622 | 62.0037 | 0 | 0.084 | 85 | 0 | 96.0814 | 96.0814 | 286.6375 | 0 | 0.00697 | 0.084 | 0.03454 | 0 | 0 | 0 | 0 | 0 | 0 | 0.29046 | 0.2376 | 46.06 | 7.2532 | 247.9653 | 0 | 0 | 0 | 0 | 19.6471 | 47.1923 | 0 | 0 | -33.6864 | 0.7527 | 12.9061 | 0 | -1 | -4.2 | 14.5372 | 0 | 0 | 13.6908 | 13.6908 | 13.6908 | 13.6908 | 15.9195 | 30.7476 | 0 | 0 | 0 | 0 | 0 | 0 | 0 | 0 | 0 | 0 | 0 | 0 | 0 | 0 | 0 | 0 | 0 | 0 | 9.8109 | 0 | -349.005 | 17.3464 | 0 | 71.2258 | 77.6894 | 4.4826 | 1197.819 | 27.4342 | 50.786 | 0 | 0.5138 | 0 | 14.074 | 3.248 | 0 | 1065.7 | 257.5526 | -355.985 | 8.9221 | 7.395 | -1.78 | 13.8498 | 1.185 | 2025-12-21 | 2025_12_21 Hr 05 | 118.3044 | 3e-05 | -1065.7 | -382.6914 | 356.3037 | 952.1165 | 120.2302 | 19.7411 | 0 | 113.0157 | 132.6865 | 110.6014 | 23.1226 | 192.1628 | 286.6375 | 0 | 7.2532 | 46.06 | 247.9653 | 0 | 148.9151 | 0
2025_12_21 Hr 06 | 0 | 0 | 0 | 3.8622 | 3.8622 | 3.8116 | 3.8622 | 3.8622 | 3.8622 | 73.854 | 0 | 0.084 | 84 | 0 | 96.0814 | 96.0814 | 286.6375 | 0 | 0.00697 | 0.084 | 0.03454 | 0 | 0 | 0 | 0 | 0 | 0 | 0.29046 | 0.2376 | 46.06 | 7.2532 | 247.9653 | 0 | 0 | 0 | 0 | 20.516 | 49.2794 | 0 | 0 | -31.3487 | 0.7527 | 12.9061 | 0 | -1 | -4.2 | 14.5372 | 0 | 0 | 18.1651 | 18.1651 | 18.1651 | 18.1651 | 21.1222 | 34.749 | 0 | 0 | 0 | 0 | 0 | 0 | 0 | 0 | 0 | 0 | 0 | 0 | 0 | 0 | 0 | 0 | 0 | 0 | 9.8109 | 0 | -374.5124 | 17.3464 | 0 | 71.2258 | 77.6894 | 1.0122 | 1235.725 | 28.6475 | 53.032 | 0 | 0.5138 | 0 | 14.074 | 3.248 | 0 | 1084.092 | 261.2079 | -381.4924 | 8.9221 | 7.395 | -1.78 | 14.4623 | 1.2374 | 2025-12-21 | 2025_12_21 Hr 06 | 113.5168 | -0.000254 | -1084.092 | -405.8611 | 398.334 | 952.1165 | 119.7612 | 19.7411 | 0 | 115.9717 | 167.6367 | 114.7256 | 23.1226 | 192.1628 | 286.6375 | 0 | 7.2532 | 46.06 | 247.9653 | 0 | 148.9151 | 0
2025_12_21 Hr 07 | 0 | 0 | 0 | 3.8622 | 3.8622 | 3.8116 | 3.8622 | 3.8622 | 3.8622 | 88.2857 | 0 | 0.084 | 83 | 0 | 96.0814 | 96.0814 | 285.811 | 0 | 0.00697 | 0.084 | 0.03454 | 0 | 0 | 0 | 0 | 0 | 0 | 0.29046 | 0.2376 | 46.06 | 7.2532 | 247.9653 | 0 | 0 | 0 | 0 | 21.5742 | 51.8212 | 0 | 0 | -27.091 | 0.7527 | 12.9061 | 0 | -1 | -4.2 | 14.5372 | 0 | 0 | 23.6141 | 23.6141 | 23.6141 | 23.6141 | 27.4583 | 32.7483 | 0 | 0 | 0 | 0 | 0 | 0 | 0 | 0 | 0 | 0 | 0 | 0 | 0 | 0 | 0 | 0 | 0 | 0 | 9.8109 | 0 | -377.4037 | 17.3464 | 0 | 70.8723 | 77.3038 | 0.4338 | 1280.323 | 30.1251 | 55.7673 | 0 | 0.5138 | 0 | 14.074 | 3.248 | 0 | 1131.5 | 262.6514 | -384.3837 | 8.9221 | 7.395 | -1.78 | 15.2082 | 1.3012 | 2025-12-21 | 2025_12_21 Hr 07 | 111.442 | 3.8e-05 | -1131.5 | -404.4947 | 449.5205 | 950.5511 | 116.1821 | 19.7411 | 0 | 119.5717 | 210.2006 | 119.7483 | 23.1226 | 192.1628 | 285.811 | 0 | 7.2532 | 46.06 | 247.9653 | 0 | 148.1762 | 0
2025_12_21 Hr 08 | 0 | 0 | 0 | 3.8622 | 3.8622 | 3.8116 | 3.8622 | 3.8622 | 3.8622 | 104.8636 | 0 | 0.084 | 82 | 0 | 96.0814 | 96.0814 | 285.811 | 15.21 | 0.00697 | 0.084 | 0.03454 | 0 | 0 | 0 | 0 | 0 | 0 | 0.29046 | 0.2376 | 45.6683 | 7.2532 | 247.9653 | 0 | 0 | 0 | 0 | 22.7897 | 54.7409 | 0 | 0 | -21.7635 | 0.7527 | 12.9061 | 0 | -1 | -4.2 | 14.5372 | 0 | 0 | 29.8735 | 29.8735 | 29.8735 | 29.8735 | 34.7366 | 36.7497 | 0 | 0 | 0 | 0 | 0 | 0 | 0 | 0 | 0 | 0 | 0 | 0 | 0 | 0 | 0 | 0 | 0 | 0 | 9.8109 | 0 | -391.8851 | 17.3464 | 0 | 69.2507 | 75.5911 | 1.0122 | 1344.836 | 31.8224 | 58.9094 | 0 | 0.5138 | 0 | 14.074 | 3.248 | 0 | 1196.208 | 272.0008 | -398.8651 | 8.9221 | 7.395 | -1.78 | 16.0651 | 1.3745 | 2025-12-21 | 2025_12_21 Hr 08 | 111.1294 | 0.0003 | -1196.208 | -413.6486 | 508.3188 | 962.0351 | 119.7619 | 19.7411 | 0 | 123.7069 | 259.094 | 125.5178 | 23.1226 | 192.1628 | 285.811 | 15.21 | 7.2532 | 45.6683 | 247.9653 | 0 | 144.8419 | 0
2025_12_21 Hr 09 | 1.733 | 0.00012 | 0.003384 | 3.8622 | 3.8622 | 3.8116 | 3.8622 | 3.8622 | 3.8622 | 117.7713 | 0 | 0.084 | 85 | 0 | 96.0814 | 96.0814 | 285.811 | 15.21 | 0.00697 | 0.084 | 0.03454 | 0 | 0 | 0 | 0 | 0 | 0 | 0.29046 | 0.2376 | 46.06 | 7.2532 | 247.9653 | 0 | 0 | 0 | 0 | 23.7361 | 57.0142 | 0 | 0 | -27.1208 | 0.7527 | 12.9061 | 0 | -1 | -4.2 | 14.5372 | 0 | 0 | 34.7471 | 34.7471 | 34.7471 | 34.7471 | 40.4036 | 37.6974 | 0 | 0 | 0 | 0 | 0 | 0 | 0 | 0 | 0 | 0 | 0 | 0 | 0 | 0 | 0 | 0 | 0 | 0 | 9.8109 | 0 | -402.4149 | 17.3464 | 0 | 70.8723 | 77.3038 | 2.0244 | 1389.854 | 33.144 | 61.3558 | 0 | 0.5138 | -1.733 | 14.074 | 3.248 | 0 | 1234.792 | 283.186 | -411.1279 | 8.9221 | 7.395 | -1.78 | 16.7323 | 1.4316 | 2025-12-21 | 2025_12_21 Hr 09 | 110.9809 | -0.000354 | -1234.792 | -429.5356 | 554.0999 | 965.761 | 124.7253 | 19.7411 | 0 | 126.9267 | 297.163 | 130.0101 | 23.1226 | 192.1628 | 285.811 | 15.21 | 7.2532 | 46.06 | 247.9653 | 0 | 148.1762 | 0
2025_12_21 Hr 10 | 3.7992 | 0.00102 | 0.028764 | 3.8622 | 3.8622 | 3.8116 | 3.8622 | 3.8622 | 3.8622 | 123.8364 | 0 | 0.084 | 85 | 0 | 96.0814 | 96.0814 | 285.811 | 15.21 | 0.00697 | 0.084 | 0.03454 | 0 | 0 | 0 | 0 | 0 | 0 | 0.29046 | 0.2376 | 46.06 | 7.2532 | 247.9653 | 0 | 0 | 0 | 0 | 24.1808 | 58.0824 | 0 | 0 | -26.9581 | 0.7527 | 12.9061 | 0 | -1 | -4.2 | 14.5372 | 0 | 0 | 37.0371 | 37.0371 | 37.0371 | 37.0371 | 43.0663 | 34.749 | 0 | 0 | 0 | 0 | 0 | 0 | 0 | 0 | 0 | 0 | 0 | 0 | 0 | 0 | 0 | 0 | 0 | 0 | 9.8109 | 0 | -407.9719 | 17.3464 | 0 | 70.8723 | 77.3038 | 1.446 | 1409.28 | 33.7649 | 62.5054 | 0 | 0.5138 | -3.7992 | 14.074 | 3.248 | 0 | 1247.408 | 283.8372 | -418.7511 | 8.9221 | 7.395 | -1.78 | 17.0458 | 1.4584 | 2025-12-21 | 2025_12_21 Hr 10 | 105.9982 | 0.000348 | -1247.408 | -434.93 | 575.6115 | 965.761 | 121.2248 | 19.7411 | 0 | 128.4396 | 315.0509 | 132.1209 | 23.1226 | 192.1628 | 285.811 | 15.21 | 7.2532 | 46.06 | 247.9653 | 0 | 148.1762 | 0
2025_12_21 Hr 11 | 5.1707 | 0.002685 | 0.075717 | 3.8622 | 3.8622 | 3.8116 | 3.8622 | 3.8622 | 3.8622 | 118.8599 | 0 | 0.084 | 79 | 0 | 96.0814 | 96.0814 | 285.811 | 15.21 | 0.00697 | 0.084 | 0.03454 | 0 | 0 | 0 | 0 | 0 | 0 | 0.29046 | 0.2376 | 46.06 | 7.2532 | 247.9653 | 0 | 0 | 0 | 0 | 23.816 | 57.2059 | 0 | 0 | -26.3222 | 0.7527 | 12.9061 | 0 | -1 | -4.2 | 14.5372 | 0 | 0 | 35.1581 | 35.1581 | 35.1581 | 35.1581 | 40.8815 | 30.7476 | 0 | 0 | 0 | 0 | 0 | 0 | 0 | 0 | 0 | 0 | 0 | 0 | 0 | 0 | 0 | 0 | 0 | 0 | 9.8109 | 0 | -380.0129 | 17.3464 | 0 | 70.8723 | 77.3038 | 1.446 | 1393.409 | 33.2554 | 61.5622 | 0 | 0.5138 | -5.1707 | 14.074 | 3.248 | 0 | 1248.4 | 273.477 | -392.1636 | 8.9221 | 7.395 | -1.78 | 16.7886 | 1.4364 | 2025-12-21 | 2025_12_21 Hr 11 | 100.6814 | -1.2e-05 | -1248.4 | -406.3351 | 557.9609 | 965.761 | 111.272 | 19.7411 | 0 | 127.1983 | 300.3737 | 130.389 | 23.1226 | 192.1628 | 285.811 | 15.21 | 7.2532 | 46.06 | 247.9653 | 0 | 148.1762 | 0
2025_12_21 Hr 12 | 6.5687 | 0.003525 | 0.099405 | 3.8622 | 3.8622 | 3.8116 | 3.8622 | 3.8622 | 3.8622 | 117.3359 | 0 | 0.084 | 66 | 0 | 96.0814 | 96.0814 | 285.811 | 15.21 | 0.00697 | 0.084 | 0.03454 | 0 | 0 | 0 | 0 | 0 | 0 | 0.29046 | 0.2376 | 46.06 | 7.2532 | 247.9653 | 0 | 0 | 0 | 0 | 23.7042 | 56.9375 | 0 | 0 | -24.2856 | 0.7527 | 12.9061 | 0 | -1 | -4.2 | 14.5372 | 0 | 0 | 34.5826 | 34.5826 | 34.5826 | 34.5826 | 40.2124 | 26.8515 | 0 | 0 | 0 | 0 | 0 | 0 | 0 | 0 | 0 | 0 | 0 | 0 | 0 | 0 | 0 | 0 | 0 | 0 | 9.8109 | 0 | -358.4508 | 17.3464 | 0 | 70.8723 | 77.3038 | 2.0244 | 1388.557 | 33.0994 | 61.2733 | 0 | 0.5138 | -6.5687 | 14.074 | 3.248 | 0 | 1250.3 | 258.0277 | -371.9995 | 8.9221 | 7.395 | -1.78 | 16.7098 | 1.4297 | 2025-12-21 | 2025_12_21 Hr 12 | 96.163 | 7e-06 | -1250.3 | -382.7364 | 552.5555 | 965.761 | 94.9788 | 19.7411 | 0 | 126.8181 | 295.8788 | 129.8585 | 23.1226 | 192.1628 | 285.811 | 15.21 | 7.2532 | 46.06 | 247.9653 | 0 | 148.1762 | 0
2025_12_21 Hr 13 | 6.9086 | 0.003675 | 0.10364 | 3.8622 | 3.8622 | 3.8116 | 3.8622 | 3.8622 | 3.8622 | 113.4791 | 0 | 0.084 | 58 | 0 | 96.0814 | 96.0814 | 285.811 | 15.21 | 0.00697 | 0.084 | 0.03454 | 0 | 0 | 0 | 0 | 0 | 0 | 0.29046 | 0.2376 | 46.06 | 7.2532 | 247.9653 | 0 | 0 | 0 | 0 | 23.4214 | 56.2583 | 0 | 0 | -26.9883 | 0.7527 | 12.9061 | 0 | -1 | -4.2 | 14.5372 | 0 | 0 | 33.1264 | 33.1264 | 33.1264 | 33.1264 | 38.5191 | 21.9024 | 0 | 0 | 0 | 0 | 0 | 0 | 0 | 0 | 0 | 0 | 0 | 0 | 0 | 0 | 0 | 0 | 0 | 0 | 9.8109 | 0 | -345.6486 | 17.3464 | 0 | 70.8723 | 77.3038 | 4.0488 | 1376.225 | 32.7045 | 60.5423 | 0 | 0.5138 | -6.9086 | 14.074 | 3.248 | 0 | 1235.8 | 246.1008 | -359.5372 | 8.9221 | 7.395 | -1.78 | 16.5104 | 1.4126 | 2025-12-21 | 2025_12_21 Hr 13 | 90.8509 | 1e-06 | -1235.8 | -372.6369 | 538.8763 | 965.761 | 84.0585 | 19.7411 | 0 | 125.8561 | 284.504 | 128.5163 | 23.1226 | 192.1628 | 285.811 | 15.21 | 7.2532 | 46.06 | 247.9653 | 0 | 148.1762 | 0
2025_12_21 Hr 14 | 1.3698 | 0.00231 | 0.065142 | 3.8622 | 3.8622 | 3.8116 | 3.8622 | 3.8622 | 3.8622 | 113.6657 | 0 | 0.084 | 63 | 0 | 96.0814 | 96.0814 | 285.811 | 15.21 | 0.00697 | 0.084 | 0.03454 | 0 | 0 | 0 | 0 | 0 | 0 | 0.29046 | 0.2376 | 45.4081 | 7.2532 | 247.9653 | 0 | 0 | 0 | 0 | 23.4351 | 56.2911 | 0 | 0.77898 | -23.1822 | 0.7527 | 12.9061 | 0 | -1 | -4.2 | 14.5372 | 0 | 0 | 33.1969 | 33.1969 | 33.1969 | 33.1969 | 38.601 | 10.9512 | 0 | 0 | 0 | 0 | 0 | 0 | 0 | 0 | 0 | 0 | 0 | 0 | 0 | 0 | 0 | 0 | 0 | 0 | 9.8109 | 0 | -353.031 | 17.3464 | 0 | 69.3418 | 75.5911 | 3.4704 | 1372.888 | 32.7236 | 60.5777 | 0 | 0.5138 | -1.3698 | 14.074 | 3.248 | 0 | 1223.2 | 234.096 | -361.3808 | 8.9221 | 7.395 | -1.78 | 16.5201 | 1.4134 | 2025-12-21 | 2025_12_21 Hr 14 | 89.4737 | -4.92e-05 | -1223.2 | -375.4343 | 539.5382 | 961.8659 | 77.4891 | 19.7411 | 0 | 125.9026 | 285.0543 | 128.5812 | 23.1226 | 192.1628 | 285.811 | 15.21 | 7.2532 | 45.4081 | 247.9653 | 0 | 144.933 | 0
2025_12_21 Hr 15 | 4.1392 | 0.00129 | 0.036378 | 3.8622 | 3.8622 | 3.8116 | 3.8622 | 3.8622 | 3.8622 | 112.7949 | 0 | 0.084 | 67 | 0 | 96.0814 | 96.0814 | 285.811 | 15.21 | 0.00697 | 0.084 | 0.03454 | 0 | 0 | 0 | 0 | 0 | 0 | 0.29046 | 0.2376 | 42.4714 | 7.2532 | 247.9653 | 0 | 0 | 0 | 0 | 23.3712 | 56.1377 | 0 | 7.9294 | -10.9583 | 0.7527 | 12.9061 | 0 | -1 | -4.2 | 14.5372 | 0 | 0 | 32.8681 | 32.8681 | 32.8681 | 32.8681 | 38.2187 | 10.9512 | 0 | 0 | 0 | 0 | 0 | 0 | 0 | 0 | 0 | 0 | 0 | 0 | 0 | 0 | 0 | 0 | 0 | 0 | 9.8109 | 0 | -377.9754 | 17.3464 | 0 | 65.1391 | 71.007 | 4.4826 | 1358.35 | 32.6345 | 60.4126 | 0 | 0.5138 | -4.1392 | 14.074 | 3.248 | 0 | 1207.8 | 241.5735 | -389.0946 | 8.9221 | 7.395 | -1.78 | 16.4751 | 1.4096 | 2025-12-21 | 2025_12_21 Hr 15 | 89.0528 | 4.5e-05 | -1207.8 | -381.0043 | 536.4494 | 950.1424 | 82.4715 | 19.7411 | 0 | 125.6854 | 282.4859 | 128.2781 | 23.1226 | 192.1628 | 285.811 | 15.21 | 7.2532 | 42.4714 | 247.9653 | 0 | 136.1461 | 0
2025_12_21 Hr 16 | 1.0315 | 0.0006 | 0.01692 | 3.8622 | 3.8622 | 3.8116 | 3.8622 | 3.8622 | 3.8622 | 122.3124 | 0 | 0.084 | 79 | 0 | 96.0814 | 96.0814 | 285.811 | 15.21 | 0.00697 | 0.084 | 0.03454 | 0 | 0 | 0 | 0 | 0 | 0 | 0.29046 | 0.2376 | 42.4718 | 7.2532 | 247.9653 | 0 | 0 | 0 | 0 | 24.0691 | 57.814 | 0 | 1.5324 | -18.397 | 0.7527 | 12.9061 | 0 | -1 | -4.2 | 14.5372 | 0 | 0 | 36.4616 | 36.4616 | 36.4616 | 36.4616 | 42.3972 | 9.8982 | 0 | 0 | 0 | 0 | 0 | 0 | 0 | 0 | 0 | 0 | 0 | 0 | 0 | 0 | 0 | 0 | 0 | 0 | 9.8109 | 0 | -413.0779 | 17.3464 | 0 | 66.0987 | 72.1404 | 12.4356 | 1390.868 | 33.6089 | 62.2165 | 0 | 0.5138 | -1.0315 | 14.074 | 3.248 | 0 | 1213.592 | 260.6775 | -421.0894 | 8.9221 | 7.395 | -1.78 | 16.967 | 1.4517 | 2025-12-21 | 2025_12_21 Hr 16 | 85.3545 | -0.000291 | -1213.592 | -429.9425 | 570.206 | 952.2358 | 101.3513 | 19.7411 | 0 | 128.0595 | 310.5561 | 131.5905 | 23.1226 | 192.1628 | 285.811 | 15.21 | 7.2532 | 42.4718 | 247.9653 | 0 | 138.2391 | 0
2025_12_21 Hr 17 | 0 | 0.00015 | 0.00423 | 3.8622 | 3.8622 | 3.8116 | 3.8622 | 3.8622 | 3.8622 | 136.3087 | 0 | 0.084 | 87 | 0 | 96.0814 | 96.0814 | 285.811 | 15.21 | 0.00697 | 0.084 | 0.03454 | 0 | 0 | 0 | 0 | 0 | 0 | 0.29046 | 0.2376 | 46.06 | 7.2532 | 247.9653 | 0 | 0 | 0 | 0 | 25.0953 | 60.2791 | 0 | 0 | -30.4816 | 0.7527 | 12.9061 | 0 | -1 | -4.2 | 14.5372 | 0 | 0 | 41.7462 | 41.7462 | 41.7462 | 41.7462 | 48.5421 | 14.8473 | 0 | 0 | 0 | 0 | 0 | 0 | 0 | 0 | 0 | 0 | 0 | 0 | 0 | 0 | 0 | 0 | 0 | 0 | 9.8109 | 0 | -454.6855 | 17.3464 | 0 | 70.8723 | 77.3038 | 8.9652 | 1449.152 | 35.0419 | 64.8693 | 0 | 0.5138 | 0 | 14.074 | 3.248 | 0 | 1231 | 273.9954 | -461.6655 | 8.9221 | 7.395 | -1.78 | 17.6904 | 1.5136 | 2025-12-21 | 2025_12_21 Hr 17 | 117.1763 | -9e-06 | -1231 | -485.1671 | 619.8481 | 965.761 | 110.8169 | 19.7411 | 0 | 131.5508 | 351.8357 | 136.4616 | 23.1226 | 192.1628 | 285.811 | 15.21 | 7.2532 | 46.06 | 247.9653 | 0 | 148.1762 | 0
2025_12_21 Hr 18 | 0 | 0 | 0 | 3.8622 | 3.8622 | 3.8116 | 3.8622 | 3.8622 | 3.8622 | 145.764 | 0 | 0.084 | 90 | 0 | 96.0814 | 96.0814 | 285.811 | 15.21 | 0.00697 | 0.084 | 0.03454 | 0 | 0 | 0 | 0 | 0 | 0 | 0.29046 | 0.2376 | 46.06 | 7.2532 | 247.9653 | 0 | 0 | 0 | 0 | 25.7886 | 61.9444 | 0 | 0 | -26.8043 | 0.7527 | 12.9061 | 0 | -1 | -4.2 | 14.5372 | 0 | 0 | 45.3163 | 45.3163 | 45.3163 | 45.3163 | 52.6933 | 34.749 | 0 | 0 | 0 | 0 | 0 | 0 | 0 | 0 | 0 | 0 | 0 | 0 | 0 | 0 | 0 | 0 | 0 | 0 | 9.8109 | 0 | -521.0174 | 17.3464 | 0 | 70.8723 | 77.3038 | 5.4948 | 1479.393 | 36.01 | 66.6614 | 0 | 0.5138 | 0 | 14.074 | 3.248 | 0 | 1221.308 | 296.7172 | -527.9974 | 8.9221 | 7.395 | -1.78 | 18.1791 | 1.5554 | 2025-12-21 | 2025_12_21 Hr 18 | 118.6773 | 0.000335 | -1221.308 | -547.8217 | 653.3841 | 965.761 | 130.2438 | 19.7411 | 0 | 133.9094 | 379.7224 | 139.7523 | 23.1226 | 192.1628 | 285.811 | 15.21 | 7.2532 | 46.06 | 247.9653 | 0 | 148.1762 | 0
2025_12_21 Hr 19 | 0 | 0 | 0 | 3.8622 | 3.8622 | 3.8116 | 3.8622 | 3.8622 | 3.8622 | 148.1278 | 0 | 0.084 | 86 | 0 | 96.0814 | 96.0814 | 285.811 | 15.21 | 0.00697 | 0.084 | 0.03454 | 0 | 0 | 0 | 0 | 0 | 0 | 0.29046 | 0.2376 | 46.06 | 7.2532 | 247.9653 | 0 | 0 | 0 | 0 | 25.962 | 62.3607 | 0 | 0 | -25.422 | 0.7527 | 12.9061 | 0 | -1 | -4.2 | 14.5372 | 0 | 0 | 46.2088 | 46.2088 | 46.2088 | 46.2088 | 53.7311 | 34.749 | 0 | 0 | 0 | 0 | 0 | 0 | 0 | 0 | 0 | 0 | 0 | 0 | 0 | 0 | 0 | 0 | 0 | 0 | 9.8109 | 0 | -530.1258 | 17.3464 | 0 | 70.8723 | 77.3038 | 5.9286 | 1486.954 | 36.252 | 67.1094 | 0 | 0.5138 | 0 | 14.074 | 3.248 | 0 | 1218.4 | 293.9737 | -537.1058 | 8.9221 | 7.395 | -1.78 | 18.3013 | 1.5658 | 2025-12-21 | 2025_12_21 Hr 19 | 107.8796 | -1e-06 | -1218.4 | -555.5478 | 661.7681 | 965.761 | 126.6776 | 19.7411 | 0 | 134.499 | 386.6941 | 140.575 | 23.1226 | 192.1628 | 285.811 | 15.21 | 7.2532 | 46.06 | 247.9653 | 0 | 148.1762 | 0
2025_12_21 Hr 20 | 0 | 0 | 0 | 3.8622 | 3.8622 | 3.8116 | 3.8622 | 3.8622 | 3.8622 | 138.7036 | 0 | 0.084 | 71 | 0 | 96.0814 | 96.0814 | 285.811 | 15.21 | 0.00697 | 0.084 | 0.03454 | 0 | 0 | 0 | 0 | 0 | 0 | 0.29046 | 0.2376 | 46.06 | 7.2532 | 247.9653 | 0 | 0 | 0 | 0 | 25.271 | 60.7009 | 0 | 0 | -13.7151 | 0.7527 | 12.9061 | 0 | -1 | -4.2 | 14.5372 | 0 | 0 | 42.6505 | 42.6505 | 42.6505 | 42.6505 | 49.5936 | 35.802 | 0 | 0 | 0 | 0 | 0 | 0 | 0 | 0 | 0 | 0 | 0 | 0 | 0 | 0 | 0 | 0 | 0 | 0 | 9.8109 | 0 | -540.8761 | 17.3464 | 0 | 70.8723 | 77.3038 | 7.953 | 1456.808 | 35.2871 | 65.3232 | 0 | 0.5138 | 0 | 14.074 | 3.248 | 0 | 1174.008 | 278.7712 | -547.8561 | 8.9221 | 7.395 | -1.78 | 17.8142 | 1.5242 | 2025-12-21 | 2025_12_21 Hr 20 | 104.4753 | 0.000332 | -1174.008 | -554.5912 | 628.3424 | 965.761 | 114.755 | 19.7411 | 0 | 132.1482 | 358.8991 | 137.2951 | 23.1226 | 192.1628 | 285.811 | 15.21 | 7.2532 | 46.06 | 247.9653 | 0 | 148.1762 | 0
2025_12_21 Hr 21 | 0 | 0 | 0 | 3.8622 | 3.8622 | 3.8116 | 3.8622 | 3.8622 | 3.8622 | 129.2172 | 0 | 0.084 | 84 | 0 | 96.0814 | 96.0814 | 285.811 | 15.21 | 0.00697 | 0.084 | 0.03454 | 0 | 0 | 0 | 0 | 0 | 0 | 0.29046 | 0.2376 | 46.06 | 7.2532 | 247.9653 | 0 | 0 | 0 | 0 | 24.5754 | 59.0301 | 0 | 0 | -30.007 | 0.7527 | 12.9061 | 0 | -1 | -4.2 | 14.5372 | 0 | 0 | 39.0687 | 39.0687 | 39.0687 | 39.0687 | 45.4287 | 40.7511 | 0 | 0 | 0 | 0 | 0 | 0 | 0 | 0 | 0 | 0 | 0 | 0 | 0 | 0 | 0 | 0 | 0 | 0 | 9.8109 | 0 | -544.7961 | 17.3464 | 0 | 70.8723 | 77.3038 | 21.5454 | 1426.464 | 34.3158 | 63.5252 | 0 | 0.5138 | 0 | 14.074 | 3.248 | 0 | 1151.692 | 307.0112 | -551.7761 | 8.9221 | 7.395 | -1.78 | 17.3239 | 1.4822 | 2025-12-21 | 2025_12_21 Hr 21 | 92.9596 | -0.00034 | -1151.692 | -574.8031 | 594.6961 | 965.761 | 146.2965 | 19.7411 | 0 | 129.7818 | 330.9207 | 133.9936 | 23.1226 | 192.1628 | 285.811 | 15.21 | 7.2532 | 46.06 | 247.9653 | 0 | 148.1762 | 0
2025_12_21 Hr 22 | 0 | 0 | 0 | 3.8622 | 3.8622 | 3.8116 | 3.8622 | 3.8622 | 3.8622 | 117.1182 | 0 | 0.084 | 89 | 0 | 96.0814 | 96.0814 | 285.811 | 15.21 | 0.00697 | 0.084 | 0.03454 | 0 | 0 | 0 | 0 | 0 | 0 | 0.29046 | 0.2376 | 46.06 | 7.2532 | 247.9653 | 0 | 0 | 0 | 0 | 23.6882 | 56.8992 | 0 | 0 | -26.1775 | 0.7527 | 12.9061 | 0 | -1 | -4.2 | 14.5372 | 0 | 0 | 34.5004 | 34.5004 | 34.5004 | 34.5004 | 40.1168 | 40.7511 | 0 | 0 | 0 | 0 | 0 | 0 | 0 | 0 | 0 | 0 | 0 | 0 | 0 | 0 | 0 | 0 | 0 | 0 | 9.8109 | 0 | -539.9016 | 17.3464 | 0 | 70.8723 | 77.3038 | 18.9426 | 1387.761 | 33.0771 | 61.232 | 0 | 0.5138 | 0 | 14.074 | 3.248 | 0 | 1119.9 | 305.1975 | -546.8816 | 8.9221 | 7.395 | -1.78 | 16.6985 | 1.4287 | 2025-12-21 | 2025_12_21 Hr 22 | 90.2764 | 2.4e-05 | -1119.9 | -566.0791 | 551.7833 | 965.761 | 148.6937 | 19.7411 | 0 | 126.7638 | 295.2367 | 129.7828 | 23.1226 | 192.1628 | 285.811 | 15.21 | 7.2532 | 46.06 | 247.9653 | 0 | 148.1762 | 0
2025_12_21 Hr 23 | 0 | 0 | 0 | 3.8622 | 3.8622 | 3.8116 | 3.8622 | 3.8622 | 3.8622 | 97.7721 | 0 | 0.084 | 89 | 0 | 96.0814 | 96.0814 | 286.6375 | 15.29 | 0.00697 | 0.084 | 0.03454 | 0 | 0 | 0 | 0 | 0 | 0 | 0.29046 | 0.2376 | 46.06 | 0 | 247.9653 | 0 | 0 | 0 | 0 | 22.2697 | 53.4919 | 0 | 0 | -31.5634 | 0.7527 | 12.9061 | 0 | -1 | -4.2 | 14.5372 | 0 | 0 | 27.1959 | 27.1959 | 27.1959 | 27.1959 | 31.6232 | 39.6981 | 0 | 0 | 0 | 0 | 0 | 0 | 0 | 0 | 0 | 0 | 0 | 0 | 0 | 0 | 0 | 0 | 0 | 0 | 9.8109 | 0 | -484.0002 | 17.3464 | 0 | 71.2258 | 77.6894 | 19.521 | 1320.27 | 31.0964 | 57.5653 | 0 | 0.5138 | 0 | 14.074 | 3.248 | 0 | 1095.717 | 297.99 | -490.9802 | 8.9221 | 7.395 | -1.78 | 15.6986 | 1.3431 | 2025-12-21 | 2025_12_21 Hr 23 | 91.779 | -0.000286 | -1095.717 | -515.5636 | 483.1668 | 960.1533 | 148.2191 | 19.7411 | 0 | 121.938 | 238.179 | 123.0498 | 23.1226 | 192.1628 | 286.6375 | 15.29 | 0 | 46.06 | 247.9653 | 0 | 148.9151 | 0
2025_12_21 Hr 24 | 0 | 0 | 0 | 3.8622 | 3.8622 | 3.8116 | 3.8622 | 3.8622 | 3.8622 | 79.4525 | 0 | 0.084 | 88 | 0 | 96.0814 | 96.0814 | 286.6375 | 0 | 0.00697 | 0.084 | 0.03454 | 0 | 0 | 0 | 0 | 0 | 0 | 0.29046 | 0.2376 | 46.06 | 0 | 247.9653 | 0 | 0 | 0 | 0 | 20.9265 | 50.2654 | 0 | 0 | -10.7238 | 0.7527 | 12.9061 | 0 | -1 | -4.2 | 14.5372 | 0 | 0 | 20.279 | 20.279 | 20.279 | 20.279 | 23.5802 | 44.6472 | 0 | 0 | 0 | 0 | 0 | 0 | 0 | 0 | 0 | 0 | 0 | 0 | 0 | 0 | 0 | 0 | 0 | 0 | 9.8109 | 0 | -481.198 | 17.3464 | 0 | 71.2258 | 77.6894 | 17.0628 | 1246.38 | 29.2207 | 54.0931 | 0 | 0.5138 | 0 | 14.074 | 3.248 | 0 | 1040.583 | 293.1051 | -488.178 | 8.9221 | 7.395 | -1.78 | 14.7517 | 1.2621 | 2025-12-21 | 2025_12_21 Hr 24 | 93.4006 | 0.000379 | -1040.583 | -491.9218 | 418.1908 | 944.8633 | 149.71 | 19.7411 | 0 | 117.3683 | 184.1485 | 116.674 | 23.1226 | 192.1628 | 286.6375 | 0 | 0 | 46.06 | 247.9653 | 0 | 148.9151 | 0
2025_12_22 Hr 01 | 0 | 0 | 0 | 0 | 0 | 0 | 0 | 0 | 0 | 53.3833 | 0 | 0.084 | 87 | 0 | 96.0814 | 96.0814 | 286.6375 | 0 | 0.00697 | 0.084 | 0.03454 | 0 | 0 | 0 | 0 | 0 | 0 | 0.29046 | 0.2376 | 45.8642 | 0 | 247.9653 | 0 | 0 | 0 | 0 | 18.8591 | 45.2753 | 0 | 0 | -43.1441 | 0.7527 | 12.929 | 0.06 | -1 | -4.2 | 14.6163 | 0 | 0 | 9.8888 | 9.8888 | 9.8888 | 9.8888 | 11.4986 | 37.6974 | 0 | 0 | 0 | 0 | 0 | 0 | 0 | 0 | 0 | 0 | 0 | 0 | 0 | 0 | 0 | 0 | 0 | 0 | 9.8094 | 0 | -372.2412 | 18.6319 | 0 | 71.2258 | 77.6894 | 37.0176 | 1136.392 | 28.0425 | 51.9322 | 0 | 0.5138 | 0 | 14.074 | 3.248 | 0 | 1016.56 | 302.5333 | -379.2212 | 8.921 | 7.395 | -1.78 | 14.2721 | 1.2185 | 2025-12-22 | 2025_12_22 Hr 01 | 85.3487 | 4e-05 | -1016.56 | -415.3853 | 328.9444 | 921.5449 | 161.715 | 19.7411 | 0 | 110.4101 | 104.437 | 114.0972 | 0 | 192.1628 | 286.6375 | 0 | 0 | 45.8642 | 247.9653 | 0 | 148.9151 | 0
2025_12_22 Hr 02 | 0 | 0 | 0 | 0 | 0 | 0 | 0 | 0 | 0 | 50.1862 | 0 | 0.084 | 89 | 0 | 96.0814 | 96.0814 | 286.6375 | 0 | 0.00697 | 0.084 | 0.03454 | 0 | 0 | 0 | 0 | 0 | 0 | 0.29046 | 0.2376 | 46.06 | 0 | 247.9653 | 0 | 0 | 0 | 0 | 18.6361 | 44.74 | 0 | 0 | -56.1498 | 0.7527 | 12.929 | 0.06 | -1 | -4.2 | 14.6163 | 0 | 0 | 8.6849 | 8.6849 | 8.6849 | 8.6849 | 10.0987 | 41.6988 | 0 | 0 | 0 | 0 | 0 | 0 | 0 | 0 | 0 | 0 | 0 | 0 | 0 | 0 | 0 | 0 | 0 | 0 | 9.8094 | 0 | -389.4717 | 18.6319 | 0 | 71.2258 | 77.6894 | 54.948 | 1126.417 | 27.7109 | 51.3181 | 0 | 0.5138 | 0 | 14.074 | 3.248 | 0 | 999.1517 | 325.3362 | -396.4517 | 8.921 | 7.395 | -1.78 | 14.1033 | 1.2041 | 2025-12-22 | 2025_12_22 Hr 02 | 84.8535 | 1.9e-05 | -999.1517 | -445.6215 | 317.6446 | 921.7407 | 185.6468 | 19.7411 | 0 | 109.6518 | 95.0245 | 112.9684 | 0 | 192.1628 | 286.6375 | 0 | 0 | 46.06 | 247.9653 | 0 | 148.9151 | 0
2025_12_22 Hr 03 | 0 | 0 | 0 | 0 | 0 | 0 | 0 | 0 | 0 | 48.0651 | 0 | 0.084 | 81 | 0 | 96.0814 | 96.0814 | 286.6375 | 0 | 0.00697 | 0.084 | 0.03454 | 0 | 0 | 0 | 0 | 0 | 0 | 0.29046 | 0.2376 | 22.5694 | 0 | 247.9653 | 0 | 0 | 0 | 0 | 18.4882 | 44.3848 | 0 | 0 | -46.3306 | 0.7527 | 12.929 | 0.06 | -1 | -4.2 | 14.6163 | 0 | 0 | 7.8861 | 7.8861 | 7.8861 | 7.8861 | 9.1699 | 44.6472 | 0 | 0 | 0 | 0 | 0 | 0 | 0 | 0 | 0 | 0 | 0 | 0 | 0 | 0 | 0 | 0 | 0 | 0 | 9.8094 | 0 | -375.5298 | 18.6319 | 0 | 71.2258 | 77.6894 | 60.4428 | 1096.178 | 27.4909 | 50.9107 | 0 | 0.5138 | 0 | 14.074 | 3.248 | 0 | 992.3683 | 325.0305 | -382.5098 | 8.921 | 7.395 | -1.78 | 13.9913 | 1.1945 | 2025-12-22 | 2025_12_22 Hr 03 | 83.2968 | 8.2e-05 | -992.3683 | -421.8604 | 310.1476 | 898.2501 | 186.09 | 19.7411 | 0 | 109.1486 | 88.7796 | 112.2194 | 0 | 192.1628 | 286.6375 | 0 | 0 | 22.5694 | 247.9653 | 0 | 148.9151 | 0
2025_12_22 Hr 04 | 0 | 0 | 0 | 0 | 0 | 0 | 0 | 0 | 0 | 51.877 | 0 | 0.084 | 79 | 0 | 96.0814 | 96.0814 | 286.6375 | 0 | 0.00697 | 0.084 | 0.03454 | 0 | 0 | 0 | 0 | 0 | 0 | 0.29046 | 0.2376 | 19.8334 | 0 | 247.9653 | 0 | 0 | 0 | 0 | 18.7541 | 45.0231 | 0 | 0 | -32.5414 | 0.7527 | 12.929 | 0.06 | -1 | -4.2 | 14.6163 | 0 | 0 | 9.3216 | 9.3216 | 9.3216 | 9.3216 | 10.839 | 46.6479 | 0 | 0 | 0 | 0 | 0 | 0 | 0 | 0 | 0 | 0 | 0 | 0 | 0 | 0 | 0 | 0 | 0 | 0 | 9.8094 | 0 | -403.2697 | 18.6319 | 0 | 71.2258 | 77.6894 | 52.056 | 1105.569 | 27.8863 | 51.6429 | 0 | 0.5138 | 0 | 14.074 | 3.248 | 0 | 980.7683 | 317.9903 | -410.2497 | 8.921 | 7.395 | -1.78 | 14.1925 | 1.2117 | 2025-12-22 | 2025_12_22 Hr 04 | 83.6496 | 6.9e-05 | -980.7683 | -435.8111 | 323.6204 | 895.5141 | 177.7039 | 19.7411 | 0 | 110.0528 | 100.0023 | 113.5654 | 0 | 192.1628 | 286.6375 | 0 | 0 | 19.8334 | 247.9653 | 0 | 148.9151 | 0
2025_12_22 Hr 05 | 0 | 0 | 0 | 0 | 0 | 0 | 0 | 0 | 0 | 60.6381 | 0 | 0.084 | 76 | 0 | 96.0814 | 96.0814 | 286.6375 | 0 | 0.00697 | 0.084 | 0.03454 | 0 | 0 | 0 | 0 | 0 | 0 | 0.29046 | 0.2376 | 17.6788 | 0 | 247.9653 | 0 | 0 | 0 | 0 | 19.3652 | 46.4902 | 0 | 1.488 | -24.0382 | 0.7527 | 12.929 | 0.06 | -1 | -4.2 | 14.6163 | 0 | 0 | 12.6207 | 12.6207 | 12.6207 | 12.6207 | 14.6753 | 41.6988 | 0 | 0 | 0 | 0 | 0 | 0 | 0 | 0 | 0 | 0 | 0 | 0 | 0 | 0 | 0 | 0 | 0 | 0 | 9.8094 | 0 | -395.4748 | 18.6319 | 0 | 66.6416 | 72.6371 | 53.9358 | 1121.65 | 28.795 | 53.3258 | 0 | 0.5138 | 0 | 14.074 | 3.248 | 0 | 1011.66 | 315.0146 | -402.4548 | 8.921 | 7.395 | -1.78 | 14.655 | 1.2512 | 2025-12-22 | 2025_12_22 Hr 05 | 83.498 | 5.5e-05 | -1011.66 | -418.0249 | 354.5863 | 883.723 | 171.6346 | 19.7411 | 0 | 112.1311 | 125.7963 | 116.6589 | 0 | 192.1628 | 286.6375 | 0 | 0 | 17.6788 | 247.9653 | 0 | 139.2787 | 0
2025_12_22 Hr 06 | 0 | 0 | 0 | 0 | 0 | 0 | 0 | 0 | 0 | 80.1894 | 0 | 0.084 | 73 | 0 | 96.0814 | 96.0814 | 286.6375 | 0 | 0.00697 | 0.084 | 0.03454 | 0 | 0 | 0 | 0 | 0 | 0 | 0.29046 | 0.2376 | 17.6788 | 0 | 247.9653 | 0 | 0 | 0 | 0 | 20.729 | 49.7643 | 0 | 5.2889 | -23.9708 | 0.7527 | 12.929 | 0.06 | -1 | -4.2 | 14.6163 | 0 | 0 | 19.9831 | 19.9831 | 19.9831 | 19.9831 | 23.2361 | 37.6974 | 0 | 0 | 0 | 0 | 0 | 0 | 0 | 0 | 0 | 0 | 0 | 0 | 0 | 0 | 0 | 0 | 0 | 0 | 9.8094 | 0 | -454.0845 | 18.6319 | 0 | 66.5257 | 72.6148 | 54.5142 | 1183.711 | 30.8229 | 57.0812 | 0 | 0.5138 | 0 | 14.074 | 3.248 | 0 | 1019.46 | 315.495 | -461.0645 | 8.921 | 7.395 | -1.78 | 15.6871 | 1.3393 | 2025-12-22 | 2025_12_22 Hr 06 | 81.8144 | 5.3e-05 | -1019.46 | -472.7664 | 423.6889 | 883.5848 | 165.2116 | 19.7411 | 0 | 116.7689 | 183.3577 | 123.5624 | 0 | 192.1628 | 286.6375 | 0 | 0 | 17.6788 | 247.9653 | 0 | 139.1405 | 0
2025_12_22 Hr 07 | 0 | 0 | 0 | 0 | 0 | 0 | 0 | 0 | 0 | 103.8291 | -14.3 | 0.084 | 66 | 0 | 96.0814 | 96.0814 | 285.811 | 0 | 0.00697 | 0.084 | 0.03454 | 0 | 0 | 0 | 0 | 0 | 0 | 0.29046 | 0.2376 | 15.3882 | 0 | 247.9653 | 0 | 0 | 0 | 0 | 22.3779 | 53.723 | 0 | 15.2366 | -2.7193 | 0.7527 | 12.929 | 0.06 | -1 | -4.2 | 14.6163 | 0 | 0 | 28.885 | 28.885 | 28.885 | 28.885 | 33.5872 | 37.6974 | 0 | 0 | 0 | 0 | 0 | 0 | 0 | 0 | 0 | 0 | 0 | 0 | 0 | 0 | 0 | 0 | 0 | 0 | 9.8094 | 0 | -504.0331 | 18.6319 | 0 | 59.8857 | 65.2769 | 58.9968 | 1241.823 | 33.2748 | 61.6219 | 0 | 0.5138 | 0 | 14.074 | 3.248 | 0 | 1050.352 | 321.3247 | -525.3131 | 8.921 | 7.395 | -1.78 | 16.935 | 1.4459 | 2025-12-22 | 2025_12_22 Hr 07 | 80.1727 | -0.000351 | -1050.352 | -491.5158 | 492.9423 | 866.4899 | 162.6942 | 19.7411 | 0 | 122.3766 | 252.9563 | 117.6095 | 0 | 192.1628 | 285.811 | 0 | 0 | 15.3882 | 247.9653 | 0 | 125.1626 | 0
2025_12_22 Hr 08 | 0 | 0 | 0 | 3.8622 | 3.8622 | 3.8116 | 3.8622 | 3.8622 | 3.8622 | 122.7962 | -14.3 | 0.084 | 67 | 0 | 96.0814 | 96.0814 | 285.811 | 15.21 | 0.00697 | 0.084 | 0.03454 | 0 | 0 | 0 | 0 | 0 | 0 | 0.29046 | 0.2376 | 22.9567 | 0 | 247.9653 | 0 | 0 | 0 | 0 | 23.701 | 56.8992 | 0 | 3.522 | -6.7021 | 0.7527 | 12.929 | 0 | -1 | -4.2 | 14.6163 | 0 | 0 | 36.0274 | 36.0274 | 36.0274 | 36.0274 | 41.8923 | 36.7497 | 0 | 0 | 0 | 0 | 0 | 0 | 0 | 0 | 0 | 0 | 0 | 0 | 0 | 0 | 0 | 0 | 0 | 0 | 9.8094 | 0 | -583.0792 | 18.6319 | 0 | 66.6696 | 72.7197 | 67.962 | 1362.292 | 35.2421 | 65.2652 | 0 | 0.5138 | 0 | 14.074 | 3.248 | 0 | 1091.792 | 337.0395 | -604.3592 | 8.921 | 7.395 | -1.78 | 17.9362 | 1.5313 | 2025-12-22 | 2025_12_22 Hr 08 | 82.5262 | -0.000369 | -1091.792 | -586.2593 | 559.9805 | 926.6176 | 171.7117 | 19.7411 | 0 | 126.8758 | 308.798 | 124.3067 | 23.1226 | 192.1628 | 285.811 | 15.21 | 0 | 22.9567 | 247.9653 | 0 | 139.3893 | 0
2025_12_22 Hr 09 | 2.4278 | 1.5e-05 | 0.000423 | 3.8622 | 3.8622 | 3.8116 | 3.8622 | 3.8622 | 3.8622 | 137.4596 | -14.3 | 0.084 | 71 | 0 | 96.0814 | 96.0814 | 285.811 | 15.21 | 0.00697 | 0.084 | 0.03454 | 0 | 0 | 0 | 0 | 0 | 0 | 0.29046 | 0.2376 | 32.3537 | 0 | 247.9653 | 0 | 0 | 0 | 0 | 24.7238 | 59.3547 | 0 | 36.7304 | 0 | 0.7527 | 12.929 | 0 | -1 | -4.2 | 14.6163 | 0 | 0 | 41.5491 | 41.5491 | 41.5491 | 41.5491 | 48.3129 | 44.6472 | 0 | 0 | 0 | 0 | 0 | 0 | 0 | 0 | 0 | 0 | 0 | 0 | 0 | 0 | 0 | 0 | 0 | 0 | 9.8094 | 0 | -654.1164 | 18.6319 | 0 | 68.2 | 74.4451 | 72.0108 | 1421.594 | 36.763 | 68.0817 | 0 | 0.5138 | -2.4278 | 14.074 | 3.248 | 0 | 1141.092 | 360.5912 | -677.8242 | 8.921 | 7.395 | -1.78 | 18.7103 | 1.5974 | 2025-12-22 | 2025_12_22 Hr 09 | 86.1811 | -0.000368 | -1141.092 | -617.386 | 611.8075 | 939.2706 | 187.6584 | 19.7411 | 0 | 130.3542 | 351.9691 | 129.4843 | 23.1226 | 192.1628 | 285.811 | 15.21 | 0 | 32.3537 | 247.9653 | 0 | 142.6452 | 0
2025_12_22 Hr 10 | 10.3696 | 0.000165 | 0.004653 | 3.8622 | 3.8622 | 3.8116 | 3.8622 | 3.8622 | 3.8622 | 143.2389 | -14.3 | 0.084 | 70 | 0 | 96.0814 | 96.0814 | 285.811 | 15.21 | 0.00697 | 0.084 | 0.03454 | 0 | 0 | 0 | 0 | 0 | 0 | 0.29046 | 0.2376 | 41.755 | 0 | 247.9653 | 0 | 0 | 0 | 0 | 25.1269 | 60.3225 | 0 | 0 | -23.0517 | 0.7527 | 12.929 | 0 | -1 | -4.2 | 14.6163 | 0 | 0 | 43.7254 | 43.7254 | 43.7254 | 43.7254 | 50.8435 | 50.6493 | 0 | 0 | 0 | 0 | 0 | 0 | 0 | 0 | 0 | 0 | 0 | 0 | 0 | 0 | 0 | 0 | 0 | 0 | 9.8094 | 0 | -637.4949 | 18.6319 | 0 | 70.3014 | 76.733 | 119.4396 | 1453.775 | 37.3624 | 69.1918 | 0 | 0.5138 | -10.3696 | 14.074 | 3.248 | 0 | 1184.583 | 423.0046 | -669.1445 | 8.921 | 7.395 | -1.78 | 19.0153 | 1.6235 | 2025-12-22 | 2025_12_22 Hr 10 | 86.6236 | 0.000298 | -1184.583 | -660.5466 | 632.2341 | 953.061 | 240.0937 | 19.7411 | 0 | 131.7251 | 368.9841 | 131.5249 | 23.1226 | 192.1628 | 285.811 | 15.21 | 0 | 41.755 | 247.9653 | 0 | 147.0344 | 0
2025_12_22 Hr 11 | 8.9683 | 0.00132 | 0.037224 | 3.8622 | 3.8622 | 3.8116 | 3.8622 | 3.8622 | 3.8622 | 133.8937 | -14.3 | 0.084 | 67 | 0 | 96.0814 | 96.0814 | 285.811 | 15.21 | 0.00697 | 0.084 | 0.03454 | 0 | 0 | 0 | 0 | 0 | 0 | 0.29046 | 0.2376 | 45.0817 | 0 | 247.9653 | 0 | 0 | 0 | 0 | 24.4751 | 58.7576 | 0 | 0 | -47.6829 | 0.7527 | 12.929 | 0 | -1 | -4.2 | 14.6163 | 0 | 0 | 40.2063 | 40.2063 | 40.2063 | 40.2063 | 46.7515 | 45.7002 | 0 | 0 | 0 | 0 | 0 | 0 | 0 | 0 | 0 | 0 | 0 | 0 | 0 | 0 | 0 | 0 | 0 | 0 | 9.8094 | 0 | -520.8239 | 18.6319 | 0 | 70.8723 | 77.3038 | 117.9936 | 1428.546 | 36.3931 | 67.3968 | 0 | 0.5138 | -8.9683 | 14.074 | 3.248 | 0 | 1238.7 | 408.9096 | -551.0721 | 8.921 | 7.395 | -1.78 | 18.522 | 1.5814 | 2025-12-22 | 2025_12_22 Hr 11 | 84.7224 | -1.4e-05 | -1238.7 | -568.5068 | 599.2039 | 957.5295 | 230.7323 | 19.7411 | 0 | 129.5083 | 341.4705 | 128.2252 | 23.1226 | 192.1628 | 285.811 | 15.21 | 0 | 45.0817 | 247.9653 | 0 | 148.1762 | 0
2025_12_22 Hr 12 | 7.9401 | 0.0063 | 0.17766 | 0 | 0 | 0 | 0 | 0 | 0 | 138.9967 | -14.3 | 0.084 | 58 | 0 | 96.0814 | 96.0814 | 285.811 | 15.21 | 0.00697 | 0.084 | 0.03454 | 0 | 0 | 0 | 0 | 0 | 0 | 0.29046 | 0.2376 | 20.025 | 0 | 247.9653 | 0 | 0 | 0 | 0 | 24.831 | 59.6121 | 0 | 0.16832 | -16.6762 | 0.7527 | 12.929 | 0.06 | -1 | -4.2 | 14.6163 | 0 | 0 | 42.1279 | 42.1279 | 42.1279 | 42.1279 | 48.986 | 52.65 | 0 | 0 | 0 | 0 | 0 | 0 | 0 | 0 | 0 | 0 | 0 | 0 | 0 | 0 | 0 | 0 | 0 | 0 | 9.8094 | 0 | -487.9828 | 18.6319 | 0 | 64.4771 | 70.4361 | 96.4482 | 1383.478 | 36.9224 | 68.3769 | 0 | 0.5138 | -7.9401 | 14.074 | 3.248 | 0 | 1235.86 | 386.0927 | -517.2029 | 8.921 | 7.395 | -1.78 | 18.7914 | 1.6044 | 2025-12-22 | 2025_12_22 Hr 12 | 80.4283 | 2.22e-05 | -1235.86 | -504.4907 | 617.2402 | 896.0873 | 207.2822 | 19.7411 | 0 | 130.7188 | 356.4944 | 130.027 | 0 | 192.1628 | 285.811 | 15.21 | 0 | 20.025 | 247.9653 | 0 | 134.9132 | 0
2025_12_22 Hr 13 | 7.9418 | 0.00219 | 0.061758 | 0 | 0 | 0 | 0 | 0 | 0 | 136.4452 | -14.3 | 0.084 | 45 | 0 | 96.0814 | 96.0814 | 285.811 | 15.21 | 0.00697 | 0.084 | 0.03454 | 0 | 0 | 0 | 0 | 0 | 0 | 0.29046 | 0.2376 | 14.7392 | 0 | 247.9653 | 0 | 0 | 0 | 0 | 24.6531 | 59.1848 | 0 | 0 | -31.5787 | 0.7527 | 12.929 | 0.06 | -1 | -4.2 | 14.6163 | 0 | 0 | 41.1671 | 41.1671 | 41.1671 | 41.1671 | 47.8687 | 44.6472 | 0 | 0 | 0 | 0 | 0 | 0 | 0 | 0 | 0 | 0 | 0 | 0 | 0 | 0 | 0 | 0 | 0 | 0 | 9.8094 | 0 | -436.2626 | 18.6319 | 0 | 58.8354 | 64.1224 | 98.4726 | 1358.004 | 36.6578 | 67.8869 | 0 | 0.5138 | -7.9418 | 14.074 | 3.248 | 0 | 1227.152 | 366.2109 | -465.4843 | 8.921 | 7.395 | -1.78 | 18.6567 | 1.5929 | 2025-12-22 | 2025_12_22 Hr 13 | 76.8882 | -0.000335 | -1227.152 | -467.8413 | 608.222 | 878.8461 | 188.1837 | 19.7411 | 0 | 130.1135 | 348.9824 | 129.1261 | 0 | 192.1628 | 285.811 | 15.21 | 0 | 14.7392 | 247.9653 | 0 | 122.9578 | 0
2025_12_22 Hr 14 | 4.8407 | 0.00447 | 0.12605 | 0 | 0 | 0 | 0 | 0 | 0 | 134.1089 | -14.3 | 0.084 | 37 | 0 | 96.0814 | 96.0814 | 285.811 | 15.21 | 0.00697 | 0.084 | 0.03454 | 0 | 0 | 0 | 0 | 0 | 0 | 0.29046 | 0.2376 | 14.7392 | 0 | 247.9653 | 0 | 0 | 0 | 0 | 24.4901 | 58.7936 | 0 | 0.79085 | -2.7376 | 0.7527 | 12.929 | 0.06 | -1 | -4.2 | 14.6163 | 0 | 0 | 40.2874 | 40.2874 | 40.2874 | 40.2874 | 46.8458 | 40.7511 | 0 | 0 | 0 | 0 | 0 | 0 | 0 | 0 | 0 | 0 | 0 | 0 | 0 | 0 | 0 | 0 | 0 | 0 | 9.8094 | 0 | -431.3503 | 18.6319 | 0 | 58.8354 | 64.1224 | 68.5404 | 1350.635 | 36.4154 | 67.4381 | 0 | 0.5138 | -4.8407 | 14.074 | 3.248 | 0 | 1211.677 | 320.4589 | -457.471 | 8.921 | 7.395 | -1.78 | 18.5334 | 1.5823 | 2025-12-22 | 2025_12_22 Hr 14 | 75.5639 | -0.0003039 | -1211.677 | -433.297 | 599.9645 | 878.8461 | 146.422 | 19.7411 | 0 | 129.5593 | 342.104 | 128.3011 | 0 | 192.1628 | 285.811 | 15.21 | 0 | 14.7392 | 247.9653 | 0 | 122.9578 | 0
2025_12_22 Hr 15 | 6.2121 | 0.005745 | 0.16201 | 0 | 0 | 0 | 0 | 0 | 0 | 131.957 | -14.3 | 0.084 | 30 | 0 | 96.0814 | 96.0814 | 285.811 | 15.21 | 0.00697 | 0.084 | 0.03454 | 0 | 0 | 0 | 0 | 0 | 0 | 0.29046 | 0.2376 | 19.8325 | 0 | 247.9653 | 0 | 0 | 0 | 0 | 24.34 | 58.4332 | 0 | 0 | -19.058 | 0.7527 | 12.929 | 0.06 | -1 | -4.2 | 14.6163 | 0 | 0 | 39.477 | 39.477 | 39.477 | 39.477 | 45.9035 | 25.7985 | 0 | 0 | 0 | 0 | 0 | 0 | 0 | 0 | 0 | 0 | 0 | 0 | 0 | 0 | 0 | 0 | 0 | 0 | 9.8094 | 0 | -394.2896 | 18.6319 | 0 | 61.9871 | 67.5689 | 65.5038 | 1355.517 | 36.1923 | 67.0248 | 0 | 0.5138 | -6.2121 | 14.074 | 3.248 | 0 | 1210.76 | 296.0826 | -421.7817 | 8.921 | 7.395 | -1.78 | 18.4198 | 1.5726 | 2025-12-22 | 2025_12_22 Hr 15 | 75.7934 | -7e-06 | -1210.76 | -413.3476 | 592.3588 | 890.5376 | 121.4701 | 19.7411 | 0 | 129.0489 | 335.7686 | 127.5413 | 0 | 192.1628 | 285.811 | 15.21 | 0 | 19.8325 | 247.9653 | 0 | 129.556 | 0
2025_12_22 Hr 16 | 1.3698 | 0.00429 | 0.12098 | 3.8622 | 3.8622 | 3.8116 | 3.8622 | 3.8622 | 3.8622 | 131.957 | -14.3 | 0.084 | 21 | 0 | 96.0814 | 96.0814 | 285.811 | 15.21 | 0.00697 | 0.084 | 0.03454 | 0 | 0 | 0 | 0 | 0 | 0 | 0.29046 | 0.2376 | 29.2384 | 7.2532 | 247.9653 | 0 | 0 | 0 | 0 | 24.34 | 58.4332 | 0 | 0 | -19.8638 | 0.7527 | 12.929 | 0 | -1 | -4.2 | 14.6163 | 0 | 0 | 39.477 | 39.477 | 39.477 | 39.477 | 45.9035 | 16.848 | 0 | 0 | 0 | 0 | 0 | 0 | 0 | 0 | 0 | 0 | 0 | 0 | 0 | 0 | 0 | 0 | 0 | 0 | 9.8094 | 0 | -389.5488 | 18.6319 | 0 | 66.0987 | 72.1404 | 47.4288 | 1403.941 | 36.1923 | 67.0248 | 0 | 0.5138 | -1.3698 | 14.074 | 3.248 | 0 | 1227.092 | 255.2133 | -412.1986 | 8.921 | 7.395 | -1.78 | 18.4198 | 1.5726 | 2025-12-22 | 2025_12_22 Hr 16 | 85.5452 | -0.000323 | -1227.092 | -409.4126 | 592.3588 | 939.0023 | 85.4021 | 19.7411 | 0 | 129.0489 | 335.7686 | 127.5413 | 23.1226 | 192.1628 | 285.811 | 15.21 | 7.2532 | 29.2384 | 247.9653 | 0 | 138.2391 | 0
2025_12_22 Hr 17 | 0 | 0.00078 | 0.021996 | 3.8622 | 3.8622 | 3.8116 | 3.8622 | 3.8622 | 3.8622 | 138.5663 | -14.3 | 0.084 | 22 | 0 | 96.0814 | 96.0814 | 285.811 | 15.21 | 0.00697 | 0.084 | 0.03454 | 0 | 0 | 0 | 0 | 0 | 0 | 0.29046 | 0.2376 | 38.6396 | 7.2532 | 247.9653 | 0 | 0 | 0 | 0 | 24.801 | 59.54 | 0 | 0 | -16.899 | 0.7527 | 12.929 | 0 | -1 | -4.2 | 14.6163 | 0 | 0 | 41.9659 | 41.9659 | 41.9659 | 41.9659 | 48.7975 | 20.8494 | 0 | 0 | 0 | 0 | 0 | 0 | 0 | 0 | 0 | 0 | 0 | 0 | 0 | 0 | 0 | 0 | 0 | 0 | 9.8094 | 0 | -375.9048 | 18.6319 | 0 | 70.8723 | 77.3038 | 36.4392 | 1444.207 | 36.8778 | 68.2943 | 0 | 0.5138 | 0 | 14.074 | 3.248 | 0 | 1280.308 | 250.1855 | -397.1848 | 8.921 | 7.395 | -1.78 | 18.7687 | 1.6024 | 2025-12-22 | 2025_12_22 Hr 17 | 89.8782 | 0.000343 | -1280.308 | -392.8038 | 615.719 | 958.3407 | 79.3114 | 19.7411 | 0 | 130.6167 | 355.2273 | 129.875 | 23.1226 | 192.1628 | 285.811 | 15.21 | 7.2532 | 38.6396 | 247.9653 | 0 | 148.1762 | 0
2025_12_22 Hr 18 | 0 | 1.5e-05 | 0.000423 | 3.8622 | 3.8622 | 3.8116 | 3.8622 | 3.8622 | 3.8622 | 145.3908 | -14.3 | 0.084 | 16 | 0 | 96.0814 | 96.0814 | 285.811 | 15.21 | 0.00697 | 0.084 | 0.03454 | 0 | 0 | 0 | 0 | 0 | 0 | 0.29046 | 0.2376 | 45.674 | 7.2532 | 247.9653 | 0 | 0 | 0 | 0 | 25.277 | 60.6829 | 0 | 0 | -38.8647 | 0.7527 | 12.929 | 0 | -1 | -4.2 | 14.6163 | 0 | 0 | 44.5357 | 44.5357 | 44.5357 | 44.5357 | 51.7857 | 25.7985 | 0 | 0 | 0 | 0 | 0 | 0 | 0 | 0 | 0 | 0 | 0 | 0 | 0 | 0 | 0 | 0 | 0 | 0 | 9.8094 | 0 | -399.2321 | 18.6319 | 0 | 70.8723 | 77.3038 | 39.042 | 1472.93 | 37.5856 | 69.6051 | 0 | 0.5138 | 0 | 14.074 | 3.248 | 0 | 1267.7 | 254.1463 | -420.5121 | 8.921 | 7.395 | -1.78 | 19.1289 | 1.6332 | 2025-12-22 | 2025_12_22 Hr 18 | 87.4754 | 3.2e-05 | -1267.7 | -438.0968 | 639.8398 | 965.375 | 80.8409 | 19.7411 | 0 | 132.2355 | 375.3195 | 132.2847 | 23.1226 | 192.1628 | 285.811 | 15.21 | 7.2532 | 45.674 | 247.9653 | 0 | 148.1762 | 0
2025_12_22 Hr 19 | 0 | 0 | 0 | 3.8622 | 3.8622 | 3.8116 | 3.8622 | 3.8622 | 3.8622 | 133.8937 | -14.3 | 0.084 | 22 | 0 | 96.0814 | 96.0814 | 285.811 | 15.21 | 0.00697 | 0.084 | 0.03454 | 0 | 0 | 0 | 0 | 0 | 0 | 0.29046 | 0.2376 | 46.06 | 7.2532 | 247.9653 | 0 | 0 | 0 | 0 | 24.4751 | 58.7576 | 0 | 0 | -20.0445 | 0.7527 | 12.929 | 0 | -1 | -4.2 | 14.6163 | 0 | 0 | 40.2063 | 40.2063 | 40.2063 | 40.2063 | 46.7515 | 36.7497 | 0 | 0 | 0 | 0 | 0 | 0 | 0 | 0 | 0 | 0 | 0 | 0 | 0 | 0 | 0 | 0 | 0 | 0 | 9.8094 | 0 | -429.573 | 18.6319 | 0 | 70.8723 | 77.3038 | 26.4618 | 1436.74 | 36.3931 | 67.3968 | 0 | 0.5138 | 0 | 14.074 | 3.248 | 0 | 1220.3 | 254.4577 | -450.853 | 8.921 | 7.395 | -1.78 | 18.522 | 1.5814 | 2025-12-22 | 2025_12_22 Hr 19 | 87.2198 | -1.3e-05 | -1220.3 | -449.6175 | 599.2039 | 965.761 | 85.2115 | 19.7411 | 0 | 129.5083 | 341.4705 | 128.2252 | 23.1226 | 192.1628 | 285.811 | 15.21 | 7.2532 | 46.06 | 247.9653 | 0 | 148.1762 | 0
2025_12_22 Hr 20 | 0 | 0 | 0 | 3.8622 | 3.8622 | 3.8116 | 3.8622 | 3.8622 | 3.8622 | 129.6207 | -14.3 | 0.084 | 45 | 0 | 96.0814 | 96.0814 | 285.811 | 15.21 | 0.00697 | 0.084 | 0.03454 | 0 | 0 | 0 | 0 | 0 | 0 | 0.29046 | 0.2376 | 46.06 | 7.2532 | 247.9653 | 0 | 0 | 0 | 0 | 24.177 | 58.042 | 0 | 0.228 | -8.0679 | 0.7527 | 12.929 | 0 | -1 | -4.2 | 14.6163 | 0 | 0 | 38.5973 | 38.5973 | 38.5973 | 38.5973 | 44.8805 | 44.6472 | 0 | 0 | 0 | 0 | 0 | 0 | 0 | 0 | 0 | 0 | 0 | 0 | 0 | 0 | 0 | 0 | 0 | 0 | 9.8094 | 0 | -469.4662 | 18.6319 | 0 | 70.8723 | 77.3038 | 33.5472 | 1423.146 | 35.9499 | 66.576 | 0 | 0.5138 | 0 | 14.074 | 3.248 | 0 | 1215.492 | 290.9319 | -490.7462 | 8.921 | 7.395 | -1.78 | 18.2965 | 1.5621 | 2025-12-22 | 2025_12_22 Hr 20 | 87.0133 | -0.0003588 | -1215.492 | -477.3061 | 584.1013 | 965.761 | 123.1944 | 19.7411 | 0 | 128.4947 | 328.8902 | 126.7164 | 23.1226 | 192.1628 | 285.811 | 15.21 | 7.2532 | 46.06 | 247.9653 | 0 | 148.1762 | 0
2025_12_22 Hr 21 | 0 | 0 | 0 | 3.8622 | 3.8622 | 3.8116 | 3.8622 | 3.8622 | 3.8622 | 123.4418 | -14.3 | 0.084 | 56 | 0 | 96.0814 | 96.0814 | 285.811 | 15.21 | 0.00697 | 0.084 | 0.03454 | 0 | 0 | 0 | 0 | 0 | 0 | 0.29046 | 0.2376 | 45.8642 | 7.2532 | 247.9653 | 0 | 0 | 0 | 0 | 23.746 | 57.0073 | 0 | 1.668 | -0.99135 | 0.7527 | 12.929 | 0 | -1 | -4.2 | 14.6163 | 0 | 0 | 36.2705 | 36.2705 | 36.2705 | 36.2705 | 42.175 | 42.7518 | 0 | 0 | 0 | 0 | 0 | 0 | 0 | 0 | 0 | 0 | 0 | 0 | 0 | 0 | 0 | 0 | 0 | 0 | 9.8094 | 0 | -516.899 | 18.6319 | 0 | 70.8723 | 77.3038 | 53.502 | 1403.293 | 35.309 | 65.3891 | 0 | 0.5138 | 0 | 14.074 | 3.248 | 0 | 1183.6 | 317.8095 | -538.179 | 8.921 | 7.395 | -1.78 | 17.9703 | 1.5343 | 2025-12-22 | 2025_12_22 Hr 21 | 86.1413 | 1.71e-05 | -1183.6 | -516.2223 | 562.2623 | 965.5652 | 152.2538 | 19.7411 | 0 | 127.029 | 310.6987 | 124.5346 | 23.1226 | 192.1628 | 285.811 | 15.21 | 7.2532 | 45.8642 | 247.9653 | 0 | 148.1762 | 0
2025_12_22 Hr 22 | 0 | 0 | 0 | 3.8622 | 3.8622 | 3.8116 | 3.8622 | 3.8622 | 3.8622 | 109.6084 | -14.3 | 0.084 | 62 | 0 | 96.0814 | 96.0814 | 285.811 | 15.21 | 0.00697 | 0.084 | 0.03454 | 0 | 0 | 0 | 0 | 0 | 0 | 0.29046 | 0.2376 | 45.6683 | 7.2532 | 247.9653 | 0 | 0 | 0 | 0 | 22.7811 | 54.6908 | 0 | 0 | -22.4041 | 0.7527 | 12.929 | 0 | -1 | -4.2 | 14.6163 | 0 | 0 | 31.0613 | 31.0613 | 31.0613 | 31.0613 | 36.1178 | 37.6974 | 0 | 0 | 0 | 0 | 0 | 0 | 0 | 0 | 0 | 0 | 0 | 0 | 0 | 0 | 0 | 0 | 0 | 0 | 9.8094 | 0 | -538.1647 | 18.6319 | 0 | 70.3014 | 76.733 | 80.5422 | 1357.946 | 33.8742 | 62.732 | 0 | 0.5138 | 0 | 14.074 | 3.248 | 0 | 1117.008 | 340.9108 | -559.4447 | 8.921 | 7.395 | -1.78 | 17.2401 | 1.4719 | 2025-12-22 | 2025_12_22 Hr 22 | 86.0496 | 0.000366 | -1117.008 | -560.5688 | 513.3689 | 964.2276 | 180.2396 | 19.7411 | 0 | 123.7475 | 269.9713 | 119.6501 | 23.1226 | 192.1628 | 285.811 | 15.21 | 7.2532 | 45.6683 | 247.9653 | 0 | 147.0344 | 0
2025_12_22 Hr 23 | 0 | 0 | 0 | 3.8622 | 3.8622 | 3.8116 | 3.8622 | 3.8622 | 3.8622 | 90.4261 | 0 | 0.084 | 76 | 0 | 96.0814 | 96.0814 | 286.6375 | 15.29 | 0.00697 | 0.084 | 0.03454 | 0 | 0 | 0 | 0 | 0 | 0 | 0.29046 | 0.2376 | 45.9947 | 7.2532 | 247.9653 | 0 | 0 | 0 | 0 | 21.443 | 51.4785 | 0 | 0 | -39.6061 | 0.7527 | 12.929 | 0 | -1 | -4.2 | 14.6163 | 0 | 0 | 23.8379 | 23.8379 | 23.8379 | 23.8379 | 27.7184 | 36.7497 | 0 | 0 | 0 | 0 | 0 | 0 | 0 | 0 | 0 | 0 | 0 | 0 | 0 | 0 | 0 | 0 | 0 | 0 | 9.8094 | 0 | -540.1963 | 18.6319 | 0 | 71.2258 | 77.6894 | 83.0004 | 1300.034 | 31.8846 | 59.0474 | 0 | 0.5138 | 0 | 14.074 | 3.248 | 0 | 1062.9 | 349.6481 | -547.1763 | 8.921 | 7.395 | -1.78 | 16.2275 | 1.3855 | 2025-12-22 | 2025_12_22 Hr 23 | 89.0562 | 2.4e-05 | -1062.9 | -579.8024 | 459.87 | 967.3412 | 195.7501 | 19.7411 | 0 | 119.1972 | 213.4959 | 127.1769 | 23.1226 | 192.1628 | 286.6375 | 15.29 | 7.2532 | 45.9947 | 247.9653 | 0 | 148.9151 | 0
2025_12_22 Hr 24 | 0 | 0 | 0 | 3.8622 | 3.8622 | 3.8116 | 3.8622 | 3.8622 | 3.8622 | 73.826 | 0 | 0.084 | 83 | 0 | 96.0814 | 96.0814 | 286.6375 | 0 | 0.00697 | 0.084 | 0.03454 | 0 | 0 | 0 | 0 | 0 | 0 | 0.29046 | 0.2376 | 46.06 | 7.2532 | 247.9653 | 0 | 0 | 0 | 0 | 20.2851 | 48.6987 | 0 | 0 | -31.2841 | 0.7527 | 12.929 | 0 | -1 | -4.2 | 14.6163 | 0 | 0 | 17.5868 | 17.5868 | 17.5868 | 17.5868 | 20.4498 | 34.749 | 0 | 0 | 0 | 0 | 0 | 0 | 0 | 0 | 0 | 0 | 0 | 0 | 0 | 0 | 0 | 0 | 0 | 0 | 9.8094 | 0 | -536.1748 | 18.6319 | 0 | 71.2258 | 77.6894 | 81.5544 | 1231.999 | 30.1629 | 55.8589 | 0 | 0.5138 | 0 | 14.074 | 3.248 | 0 | 1004.9 | 347.3399 | -543.1548 | 8.921 | 7.395 | -1.78 | 15.3512 | 1.3106 | 2025-12-22 | 2025_12_22 Hr 24 | 90.6965 | 5.9e-05 | -1004.9 | -567.4589 | 401.198 | 952.1165 | 199.3034 | 19.7411 | 0 | 115.2594 | 164.6231 | 121.3155 | 23.1226 | 192.1628 | 286.6375 | 0 | 7.2532 | 46.06 | 247.9653 | 0 | 148.9151 | 0
2025_12_23 Hr 01 | 0 | 0 | 0 | 3.8622 | 3.8622 | 3.8116 | 3.8622 | 3.8622 | 3.8622 | 67.5777 | 0 | 0.084 | 89 | 0 | 96.0814 | 96.0814 | 286.6375 | 0 | 0.00697 | 0.084 | 0.03454 | 0 | 0 | 0 | 0 | 0 | 0 | 0.29046 | 0.2376 | 46.06 | 7.2532 | 247.9653 | 0 | 0 | 0 | 0 | 20.0204 | 48.0375 | 0 | 0 | -52.75 | 0.7527 | 12.9518 | 0 | -1 | -4.2 | 14.6955 | 0 | 0 | 15.4563 | 15.4563 | 15.4563 | 15.4563 | 17.9724 | 27.7992 | 0 | 0 | 0 | 0 | 0 | 0 | 0 | 0 | 0 | 0 | 0 | 0 | 0 | 0 | 0 | 0 | 0 | 0 | 9.8079 | 0 | -513.7074 | 18.5042 | 0 | 71.2258 | 77.6894 | 80.5422 | 1213.924 | 29.4944 | 54.7234 | 0 | 0.5138 | 0 | 14.074 | 3.248 | 0 | 983.5917 | 343.1046 | -520.6874 | 8.9198 | 7.395 | -1.78 | 15.0388 | 1.2813 | 2025-12-23 | 2025_12_23 Hr 01 | 101.9522 | -3e-06 | -983.5917 | -566.4574 | 380.8501 | 952.1165 | 197.3414 | 19.7411 | 0 | 114.4328 | 147.3751 | 119.0421 | 23.1226 | 192.1628 | 286.6375 | 0 | 7.2532 | 46.06 | 247.9653 | 0 | 148.9151 | 0
2025_12_23 Hr 02 | 0 | 0 | 0 | 3.8622 | 3.8622 | 3.8116 | 3.8622 | 3.8622 | 3.8622 | 51.2035 | 0 | 0.084 | 86 | 0 | 96.0814 | 96.0814 | 286.6375 | 0 | 0.00697 | 0.084 | 0.03454 | 0 | 0 | 0 | 0 | 0 | 0 | 0.29046 | 0.2376 | 46.06 | 7.2532 | 247.9653 | 0 | 0 | 0 | 0 | 18.8452 | 45.2176 | 0 | 0 | -31.5921 | 0.7527 | 12.9518 | 0 | -1 | -4.2 | 14.6955 | 0 | 0 | 9.3071 | 9.3071 | 9.3071 | 9.3071 | 10.8222 | 25.7985 | 0 | 0 | 0 | 0 | 0 | 0 | 0 | 0 | 0 | 0 | 0 | 0 | 0 | 0 | 0 | 0 | 0 | 0 | 9.8079 | 0 | -460.5834 | 18.5042 | 0 | 71.2258 | 77.6894 | 57.6954 | 1161.808 | 27.763 | 51.5111 | 0 | 0.5138 | 0 | 14.074 | 3.248 | 0 | 972.0084 | 309.3553 | -467.5634 | 8.9198 | 7.395 | -1.78 | 14.156 | 1.2061 | 2025-12-23 | 2025_12_23 Hr 02 | 98.8574 | -2.6e-05 | -972.0084 | -492.1755 | 322.8323 | 952.1165 | 169.4939 | 19.7411 | 0 | 110.4377 | 99.2542 | 113.1404 | 23.1226 | 192.1628 | 286.6375 | 0 | 7.2532 | 46.06 | 247.9653 | 0 | 148.9151 | 0
2025_12_23 Hr 03 | 0 | 0 | 0 | 3.8622 | 3.8622 | 3.8116 | 3.8622 | 3.8622 | 3.8622 | 54.9705 | 0 | 0.084 | 85 | 0 | 96.0814 | 96.0814 | 286.6375 | 0 | 0.00697 | 0.084 | 0.03454 | 0 | 0 | 0 | 0 | 0 | 0 | 0.29046 | 0.2376 | 46.06 | 7.2532 | 247.9653 | 0 | 0 | 0 | 0 | 19.1155 | 45.8663 | 0 | 0 | -33.1021 | 0.7527 | 12.9518 | 0 | -1 | -4.2 | 14.6955 | 0 | 0 | 10.7218 | 10.7218 | 10.7218 | 10.7218 | 12.4672 | 26.8515 | 0 | 0 | 0 | 0 | 0 | 0 | 0 | 0 | 0 | 0 | 0 | 0 | 0 | 0 | 0 | 0 | 0 | 0 | 9.8079 | 0 | -485.8493 | 18.5042 | 0 | 71.2258 | 77.6894 | 55.671 | 1173.798 | 28.1613 | 52.2501 | 0 | 0.5138 | 0 | 14.074 | 3.248 | 0 | 956.6083 | 308.7417 | -492.8293 | 8.9198 | 7.395 | -1.78 | 14.3591 | 1.2234 | 2025-12-23 | 2025_12_23 Hr 03 | 94.2152 | 5.6e-05 | -956.6083 | -518.9514 | 336.1796 | 952.1165 | 167.5225 | 19.7411 | 0 | 111.3568 | 110.3247 | 114.4981 | 23.1226 | 192.1628 | 286.6375 | 0 | 7.2532 | 46.06 | 247.9653 | 0 | 148.9151 | 0
2025_12_23 Hr 04 | 0 | 0 | 0 | 3.8622 | 3.8622 | 3.8116 | 3.8622 | 3.8622 | 3.8622 | 58.5249 | 0 | 0.084 | 88 | 0 | 96.0814 | 96.0814 | 286.6375 | 0 | 0.00697 | 0.084 | 0.03454 | 0 | 0 | 0 | 0 | 0 | 0 | 0.29046 | 0.2376 | 46.06 | 7.2532 | 247.9653 | 0 | 0 | 0 | 0 | 19.3707 | 46.4784 | 0 | 0 | -31.4606 | 0.7527 | 12.9518 | 0 | -1 | -4.2 | 14.6955 | 0 | 0 | 12.0565 | 12.0565 | 12.0565 | 12.0565 | 14.0192 | 26.8515 | 0 | 0 | 0 | 0 | 0 | 0 | 0 | 0 | 0 | 0 | 0 | 0 | 0 | 0 | 0 | 0 | 0 | 0 | 9.8079 | 0 | -503.3779 | 18.5042 | 0 | 71.2258 | 77.6894 | 52.056 | 1185.111 | 28.5371 | 52.9474 | 0 | 0.5138 | 0 | 14.074 | 3.248 | 0 | 952.7 | 309.4077 | -510.3579 | 8.9198 | 7.395 | -1.78 | 14.5507 | 1.2397 | 2025-12-23 | 2025_12_23 Hr 04 | 92.739 | 3.3e-05 | -952.7 | -534.8385 | 348.7735 | 952.1165 | 166.9075 | 19.7411 | 0 | 112.224 | 120.7703 | 115.7792 | 23.1226 | 192.1628 | 286.6375 | 0 | 7.2532 | 46.06 | 247.9653 | 0 | 148.9151 | 0
2025_12_23 Hr 05 | 0 | 0 | 0 | 3.8622 | 3.8622 | 3.8116 | 3.8622 | 3.8622 | 3.8622 | 67.1524 | 0 | 0.084 | 87 | 0 | 96.0814 | 96.0814 | 286.6375 | 0 | 0.00697 | 0.084 | 0.03454 | 0 | 0 | 0 | 0 | 0 | 0 | 0.29046 | 0.2376 | 46.06 | 7.2532 | 247.9653 | 0 | 0 | 0 | 0 | 19.9899 | 47.9642 | 0 | 0 | -29.3584 | 0.7527 | 12.9518 | 0 | -1 | -4.2 | 14.6955 | 0 | 0 | 15.2965 | 15.2965 | 15.2965 | 15.2965 | 17.7867 | 25.7985 | 0 | 0 | 0 | 0 | 0 | 0 | 0 | 0 | 0 | 0 | 0 | 0 | 0 | 0 | 0 | 0 | 0 | 0 | 9.8079 | 0 | -505.1532 | 18.5042 | 0 | 71.2258 | 77.6894 | 50.3208 | 1212.571 | 29.4494 | 54.64 | 0 | 0.5138 | 0 | 14.074 | 3.248 | 0 | 979.8083 | 308.7292 | -512.1332 | 8.9198 | 7.395 | -1.78 | 15.0159 | 1.2793 | 2025-12-23 | 2025_12_23 Hr 05 | 99.0307 | 6.3e-05 | -979.8083 | -534.5116 | 379.3431 | 952.1165 | 163.1193 | 19.7411 | 0 | 114.3291 | 146.1252 | 118.8888 | 23.1226 | 192.1628 | 286.6375 | 0 | 7.2532 | 46.06 | 247.9653 | 0 | 148.9151 | 0
2025_12_23 Hr 06 | 0 | 0 | 0 | 3.8622 | 3.8622 | 3.8116 | 3.8622 | 3.8622 | 3.8622 | 77.2686 | 0 | 0.084 | 78 | 0 | 96.0814 | 96.0814 | 286.6375 | 0 | 0.00697 | 0.084 | 0.03454 | 0 | 0 | 0 | 0 | 0 | 0 | 0.29046 | 0.2376 | 46.06 | 7.2532 | 247.9653 | 0 | 0 | 0 | 0 | 20.7159 | 49.7064 | 0 | 0.1237 | -27.0864 | 0.7527 | 12.9518 | 0 | -1 | -4.2 | 14.6955 | 0 | 0 | 19.0955 | 19.0955 | 19.0955 | 19.0955 | 22.2041 | 22.8501 | 0 | 0 | 0 | 0 | 0 | 0 | 0 | 0 | 0 | 0 | 0 | 0 | 0 | 0 | 0 | 0 | 0 | 0 | 9.8079 | 0 | -495.6378 | 18.5042 | 0 | 69.6204 | 75.9904 | 50.61 | 1241.464 | 30.5191 | 56.6247 | 0 | 0.5138 | 0 | 14.074 | 3.248 | 0 | 1012.6 | 300.7162 | -502.6178 | 8.9198 | 7.395 | -1.78 | 15.5613 | 1.3258 | 2025-12-23 | 2025_12_23 Hr 06 | 102.5526 | 4.08e-05 | -1012.6 | -522.6005 | 415.1871 | 948.8122 | 151.4601 | 19.7411 | 0 | 116.7973 | 175.8548 | 122.535 | 23.1226 | 192.1628 | 286.6375 | 0 | 7.2532 | 46.06 | 247.9653 | 0 | 145.6109 | 0
2025_12_23 Hr 07 | 0 | 0 | 0 | 3.8622 | 3.8622 | 3.8116 | 3.8622 | 3.8622 | 3.8622 | 105.4602 | -14.3 | 0.084 | 64 | 0 | 96.0814 | 96.0814 | 285.811 | 0 | 0.00697 | 0.084 | 0.03454 | 0 | 0 | 0 | 0 | 0 | 0 | 0.29046 | 0.2376 | 46.06 | 7.2532 | 247.9653 | 0 | 0 | 0 | 0 | 22.7394 | 54.5614 | 0 | 0.18805 | -30.6384 | 0.7527 | 12.9518 | 0 | -1 | -4.2 | 14.6955 | 0 | 0 | 29.6825 | 29.6825 | 29.6825 | 29.6825 | 34.5146 | 25.7985 | 0 | 0 | 0 | 0 | 0 | 0 | 0 | 0 | 0 | 0 | 0 | 0 | 0 | 0 | 0 | 0 | 0 | 0 | 9.8079 | 0 | -506.5147 | 18.5042 | 0 | 70.8723 | 77.3038 | 49.5978 | 1332.932 | 33.5 | 62.1554 | 0 | 0.5138 | 0 | 14.074 | 3.248 | 0 | 1073.5 | 298.8135 | -527.7947 | 8.9198 | 7.395 | -1.78 | 17.0812 | 1.4553 | 2025-12-23 | 2025_12_23 Hr 07 | 102.2395 | 6.67e-05 | -1073.5 | -536.9651 | 500.7767 | 950.5511 | 139.3963 | 19.7411 | 0 | 123.6757 | 258.7049 | 118.3961 | 23.1226 | 192.1628 | 285.811 | 0 | 7.2532 | 46.06 | 247.9653 | 0 | 148.1762 | 0
2025_12_23 Hr 08 | 0.33996 | 0 | 0 | 3.8622 | 3.8622 | 3.8116 | 3.8622 | 3.8622 | 3.8622 | 123.9609 | -14.3 | 0.084 | 52 | 0 | 96.0814 | 96.0814 | 285.811 | 15.21 | 0.00697 | 0.084 | 0.03454 | 0 | 0 | 0 | 0 | 0 | 0 | 0.29046 | 0.2376 | 46.06 | 7.2532 | 247.9653 | 0 | 0 | 0 | 0 | 24.0672 | 57.7475 | 0 | 0 | -25.7471 | 0.7527 | 12.9518 | 0 | -1 | -4.2 | 14.6955 | 0 | 0 | 36.6302 | 36.6302 | 36.6302 | 36.6302 | 42.5933 | 25.7985 | 0 | 0 | 0 | 0 | 0 | 0 | 0 | 0 | 0 | 0 | 0 | 0 | 0 | 0 | 0 | 0 | 0 | 0 | 9.8079 | 0 | -529.6672 | 18.5042 | 0 | 70.3014 | 76.733 | 47.718 | 1405.884 | 35.4562 | 65.7849 | 0 | 0.5138 | -0.33996 | 14.074 | 3.248 | 0 | 1120.792 | 291.9418 | -551.2872 | 8.9198 | 7.395 | -1.78 | 18.0786 | 1.5403 | 2025-12-23 | 2025_12_23 Hr 08 | 102.1969 | -0.000279 | -1120.792 | -555.4143 | 566.3292 | 964.6192 | 125.5165 | 19.7411 | 0 | 128.1897 | 313.0752 | 125.0643 | 23.1226 | 192.1628 | 285.811 | 15.21 | 7.2532 | 46.06 | 247.9653 | 0 | 147.0344 | 0
2025_12_23 Hr 09 | 1.733 | 1.5e-05 | 0.000423 | 3.8622 | 3.8622 | 3.8116 | 3.8622 | 3.8622 | 3.8622 | 134.2593 | -14.3 | 0.084 | 39 | 0 | 96.0814 | 96.0814 | 285.811 | 15.21 | 0.00697 | 0.084 | 0.03454 | 0 | 0 | 0 | 0 | 0 | 0 | 0.29046 | 0.2376 | 45.8642 | 7.2532 | 247.9653 | 0 | 0 | 0 | 0 | 24.8064 | 59.5211 | 0 | 0.50835 | -17.7467 | 0.7527 | 12.9518 | 0 | -1 | -4.2 | 14.6955 | 0 | 0 | 40.4977 | 40.4977 | 40.4977 | 40.4977 | 47.0903 | 24.8508 | 0 | 0 | 0 | 0 | 0 | 0 | 0 | 0 | 0 | 0 | 0 | 0 | 0 | 0 | 0 | 0 | 0 | 0 | 9.8079 | 0 | -513.0401 | 18.5042 | 0 | 66.0987 | 72.153 | 47.718 | 1429.684 | 36.5451 | 67.8053 | 0 | 0.5138 | -1.733 | 14.074 | 3.248 | 0 | 1159.492 | 283.099 | -536.053 | 8.9198 | 7.395 | -1.78 | 18.6339 | 1.5876 | 2025-12-23 | 2025_12_23 Hr 09 | 92.3337 | -0.0003202 | -1159.492 | -530.2784 | 602.819 | 955.6408 | 111.5692 | 19.7411 | 0 | 130.7024 | 343.3404 | 128.7762 | 23.1226 | 192.1628 | 285.811 | 15.21 | 7.2532 | 45.8642 | 247.9653 | 0 | 138.2517 | 0
2025_12_23 Hr 10 | 4.1425 | 0.00051 | 0.014382 | 0 | 0 | 0 | 0 | 0 | 0 | 141.2161 | -14.3 | 0.084 | 14 | 0 | 96.0814 | 96.0814 | 285.811 | 15.21 | 0.00697 | 0.084 | 0.03454 | 0 | 0 | 0 | 0 | 0 | 0 | 0.29046 | 0.2376 | 45.7989 | 0 | 247.9653 | 0 | 0 | 0 | 0 | 25.3057 | 60.7191 | 0 | 1.9416 | -16.4664 | 0.7527 | 12.9518 | 0.06 | -1 | -4.2 | 14.6955 | 0 | 0 | 43.1102 | 43.1102 | 43.1102 | 43.1102 | 50.1282 | 22.8501 | 0 | 0 | 0 | 0 | 0 | 0 | 0 | 0 | 0 | 0 | 0 | 0 | 0 | 0 | 0 | 0 | 0 | 0 | 9.8079 | 0 | -443.5646 | 18.5042 | 0 | 65.048 | 70.9948 | 47.2842 | 1419.19 | 37.2807 | 69.1702 | 0 | 0.5138 | -4.1425 | 14.074 | 3.248 | 0 | 1196.26 | 260.582 | -468.9871 | 8.9198 | 7.395 | -1.78 | 19.009 | 1.6196 | 2025-12-23 | 2025_12_23 Hr 10 | 85.4435 | 5.8e-05 | -1196.26 | -458.0894 | 627.4685 | 922.9907 | 84.1492 | 19.7411 | 0 | 132.3998 | 363.7851 | 131.2836 | 0 | 192.1628 | 285.811 | 15.21 | 0 | 45.7989 | 247.9653 | 0 | 136.0428 | 0
2025_12_23 Hr 11 | 5.8688 | 0.000435 | 0.012267 | 0 | 0 | 0 | 0 | 0 | 0 | 139.9705 | -14.3 | 0.084 | 19 | 0 | 96.0814 | 96.0814 | 285.811 | 15.21 | 0.00697 | 0.084 | 0.03454 | 0 | 0 | 0 | 0 | 0 | 0 | 0.29046 | 0.2376 | 14.7392 | 0 | 247.9653 | 0 | 0 | 0 | 0 | 25.2163 | 60.5046 | 0 | 3.4502 | -3.3666 | 0.7527 | 12.9518 | 0.06 | -1 | -4.2 | 14.6955 | 0 | 0 | 42.6425 | 42.6425 | 42.6425 | 42.6425 | 49.5843 | 21.9024 | 0 | 0 | 0 | 0 | 0 | 0 | 0 | 0 | 0 | 0 | 0 | 0 | 0 | 0 | 0 | 0 | 0 | 0 | 9.8079 | 0 | -399.9231 | 18.5042 | 0 | 58.2641 | 63.5515 | 47.2842 | 1369.937 | 37.149 | 68.9258 | 0 | 0.5138 | -5.8688 | 14.074 | 3.248 | 0 | 1208.86 | 265.9116 | -427.0719 | 8.9198 | 7.395 | -1.78 | 18.9418 | 1.6138 | 2025-12-23 | 2025_12_23 Hr 11 | 80.307 | -2.7e-05 | -1208.86 | -399.8395 | 623.0552 | 877.7039 | 88.1993 | 19.7411 | 0 | 132.0959 | 360.1247 | 130.8347 | 0 | 192.1628 | 285.811 | 15.21 | 0 | 14.7392 | 247.9653 | 0 | 121.8156 | 0
2025_12_23 Hr 12 | 3.7992 | 0.00168 | 0.047376 | 0 | 0 | 0 | 0 | 0 | 0 | 135.353 | -14.3 | 0.084 | 9 | 0 | 96.0814 | 96.0814 | 285.811 | 15.21 | 0.00697 | 0.084 | 0.03454 | 0 | 0 | 0 | 0 | 0 | 0 | 0.29046 | 0.2376 | 15.3878 | 0 | 247.9653 | 0 | 0 | 0 | 0 | 24.8849 | 59.7094 | 0 | 5.0891 | -2.2464 | 0.7527 | 12.9518 | 0.06 | -1 | -4.2 | 14.6955 | 0 | 0 | 40.9084 | 40.9084 | 40.9084 | 40.9084 | 47.5679 | 19.9017 | 0 | 0 | 0 | 0 | 0 | 0 | 0 | 0 | 0 | 0 | 0 | 0 | 0 | 0 | 0 | 0 | 0 | 0 | 9.8079 | 0 | -353.5532 | 18.5042 | 0 | 58.2641 | 63.5515 | 48.0072 | 1355.923 | 36.6608 | 68.0199 | 0 | 0.5138 | -3.7992 | 14.074 | 3.248 | 0 | 1231.035 | 250.9012 | -378.6324 | 8.9198 | 7.395 | -1.78 | 18.6928 | 1.5926 | 2025-12-23 | 2025_12_23 Hr 12 | 73.9676 | 7.3e-05 | -1231.035 | -350.7105 | 606.6941 | 878.3525 | 76.958 | 19.7411 | 0 | 130.9692 | 346.5545 | 129.1704 | 0 | 192.1628 | 285.811 | 15.21 | 0 | 15.3878 | 247.9653 | 0 | 121.8156 | 0
2025_12_23 Hr 13 | 8.2983 | 0.00159 | 0.044838 | 0 | 0 | 0 | 0 | 0 | 0 | 119.799 | -14.3 | 0.084 | 6 | 0 | 96.0814 | 96.0814 | 285.811 | 15.21 | 0.00697 | 0.084 | 0.03454 | 0 | 0 | 0 | 0 | 0 | 0 | 0.29046 | 0.2376 | 22.9517 | 0 | 247.9653 | 0 | 0 | 0 | 0 | 23.7685 | 57.0308 | 0 | 6.9415 | -1.9797 | 0.7527 | 12.9518 | 0.06 | -1 | -4.2 | 14.6955 | 0 | 0 | 35.0673 | 35.0673 | 35.0673 | 35.0673 | 40.7759 | 19.9017 | 0 | 0 | 0 | 0 | 0 | 0 | 0 | 0 | 0 | 0 | 0 | 0 | 0 | 0 | 0 | 0 | 0 | 0 | 9.8079 | 0 | -305.4735 | 18.5042 | 0 | 58.2641 | 63.5515 | 49.3086 | 1313.979 | 35.0161 | 64.9685 | 0 | 0.5138 | -8.2983 | 14.074 | 3.248 | 0 | 1231.985 | 248.0955 | -335.0518 | 8.9198 | 7.395 | -1.78 | 17.8543 | 1.5212 | 2025-12-23 | 2025_12_23 Hr 13 | 76.013 | 3.5e-05 | -1231.985 | -300.5117 | 551.5826 | 885.9163 | 75.2567 | 19.7411 | 0 | 127.1742 | 300.8441 | 123.5642 | 0 | 192.1628 | 285.811 | 15.21 | 0 | 22.9517 | 247.9653 | 0 | 121.8156 | 0
2025_12_23 Hr 14 | 6.2121 | 0.002385 | 0.067257 | 3.8622 | 3.8622 | 3.8116 | 3.8622 | 3.8622 | 3.8622 | 122.1078 | -14.3 | 0.084 | 4 | 0 | 96.0814 | 96.0814 | 285.811 | 15.21 | 0.00697 | 0.084 | 0.03454 | 0 | 0 | 0 | 0 | 0 | 0 | 0.29046 | 0.2376 | 32.355 | 0 | 247.9653 | 0 | 0 | 0 | 0 | 23.9342 | 57.4284 | 0 | 3.707 | -16.671 | 0.7527 | 12.9518 | 0 | -1 | -4.2 | 14.6955 | 0 | 0 | 35.9343 | 35.9343 | 35.9343 | 35.9343 | 41.7841 | 20.8494 | 0 | 0 | 0 | 0 | 0 | 0 | 0 | 0 | 0 | 0 | 0 | 0 | 0 | 0 | 0 | 0 | 0 | 0 | 9.8079 | 0 | -355.4627 | 18.5042 | 0 | 66.1906 | 72.153 | 51.333 | 1370.404 | 35.2602 | 65.4214 | 0 | 0.5138 | -6.2121 | 14.074 | 3.248 | 0 | 1222.3 | 247.8144 | -382.9548 | 8.9198 | 7.395 | -1.78 | 17.9787 | 1.5318 | 2025-12-23 | 2025_12_23 Hr 14 | 89.636 | 2.2e-05 | -1222.3 | -368.4266 | 559.7632 | 934.9704 | 76.252 | 19.7411 | 0 | 127.7375 | 307.6292 | 124.3964 | 23.1226 | 192.1628 | 285.811 | 15.21 | 0 | 32.355 | 247.9653 | 0 | 138.3437 | 0
2025_12_23 Hr 15 | 5.5305 | 0.00186 | 0.052452 | 3.8622 | 3.8622 | 3.8116 | 3.8622 | 3.8622 | 3.8622 | 119.5559 | -14.3 | 0.084 | 3 | 0 | 96.0814 | 96.0814 | 285.811 | 15.21 | 0.00697 | 0.084 | 0.03454 | 0 | 0 | 0 | 0 | 0 | 0 | 0.29046 | 0.2376 | 41.7587 | 7.2532 | 247.9653 | 0 | 0 | 0 | 0 | 23.7511 | 56.9889 | 0 | 1.3098 | -11.7685 | 0.7527 | 12.9518 | 0 | -1 | -4.2 | 14.6955 | 0 | 0 | 34.976 | 34.976 | 34.976 | 34.976 | 40.6698 | 20.8494 | 0 | 0 | 0 | 0 | 0 | 0 | 0 | 0 | 0 | 0 | 0 | 0 | 0 | 0 | 0 | 0 | 0 | 0 | 9.8079 | 0 | -372.6733 | 18.5042 | 0 | 66.1902 | 72.153 | 51.6222 | 1378.924 | 34.9904 | 64.9208 | 0 | 0.5138 | -5.5305 | 14.074 | 3.248 | 0 | 1214.483 | 245.5017 | -399.4839 | 8.9198 | 7.395 | -1.78 | 17.8412 | 1.5201 | 2025-12-23 | 2025_12_23 Hr 15 | 95.1527 | 0.000313 | -1214.483 | -383.132 | 550.7214 | 951.6269 | 75.5259 | 19.7411 | 0 | 127.1149 | 300.1298 | 123.4767 | 23.1226 | 192.1628 | 285.811 | 15.21 | 7.2532 | 41.7587 | 247.9653 | 0 | 138.3433 | 0
2025_12_23 Hr 16 | 1.0315 | 0.000375 | 0.010575 | 3.8622 | 3.8622 | 3.8116 | 3.8622 | 3.8622 | 3.8622 | 121.6825 | -14.3 | 0.084 | 5 | 0 | 96.0814 | 96.0814 | 285.811 | 15.21 | 0.00697 | 0.084 | 0.03454 | 0 | 0 | 0 | 0 | 0 | 0 | 0.29046 | 0.2376 | 46.06 | 7.2532 | 247.9653 | 0 | 0 | 0 | 0 | 23.9037 | 57.3551 | 0 | 0 | -26.4186 | 0.7527 | 12.9518 | 0 | -1 | -4.2 | 14.6955 | 0 | 0 | 35.7746 | 35.7746 | 35.7746 | 35.7746 | 41.5984 | 21.9024 | 0 | 0 | 0 | 0 | 0 | 0 | 0 | 0 | 0 | 0 | 0 | 0 | 0 | 0 | 0 | 0 | 0 | 0 | 9.8079 | 0 | -368.8913 | 18.5042 | 0 | 70.8723 | 77.3038 | 53.6466 | 1399.785 | 35.2153 | 65.338 | 0 | 0.5138 | -1.0315 | 14.074 | 3.248 | 0 | 1229.008 | 246.845 | -391.2028 | 8.9198 | 7.395 | -1.78 | 17.9558 | 1.5298 | 2025-12-23 | 2025_12_23 Hr 16 | 111.5095 | 0.000395 | -1229.008 | -395.3099 | 558.2563 | 965.761 | 80.56 | 19.7411 | 0 | 127.6338 | 306.3794 | 124.2431 | 23.1226 | 192.1628 | 285.811 | 15.21 | 7.2532 | 46.06 | 247.9653 | 0 | 148.1762 | 0
2025_12_23 Hr 17 | 0 | 6e-05 | 0.001692 | 3.8622 | 3.8622 | 3.8116 | 3.8622 | 3.8622 | 3.8622 | 137.2364 | -14.3 | 0.084 | 6 | 0 | 96.0814 | 96.0814 | 285.811 | 15.21 | 0.00697 | 0.084 | 0.03454 | 0 | 0 | 0 | 0 | 0 | 0 | 0.29046 | 0.2376 | 46.06 | 7.2532 | 247.9653 | 0 | 0 | 0 | 0 | 25.0201 | 60.0338 | 0 | 0 | -25.1434 | 0.7527 | 12.9518 | 0 | -1 | -4.2 | 14.6955 | 0 | 0 | 41.6157 | 41.6157 | 41.6157 | 41.6157 | 48.3904 | 18.8487 | 0 | 0 | 0 | 0 | 0 | 0 | 0 | 0 | 0 | 0 | 0 | 0 | 0 | 0 | 0 | 0 | 0 | 0 | 9.8079 | 0 | -365.9464 | 18.5042 | 0 | 70.8723 | 77.3038 | 54.3696 | 1449.281 | 36.8599 | 68.3894 | 0 | 0.5138 | 0 | 14.074 | 3.248 | 0 | 1287 | 250.0887 | -387.2264 | 8.9198 | 7.395 | -1.78 | 18.7944 | 1.6013 | 2025-12-23 | 2025_12_23 Hr 17 | 112.2663 | -1.6e-05 | -1287 | -391.0898 | 613.3677 | 965.761 | 79.2201 | 19.7411 | 0 | 131.4288 | 352.0897 | 129.8492 | 23.1226 | 192.1628 | 285.811 | 15.21 | 7.2532 | 46.06 | 247.9653 | 0 | 148.1762 | 0
2025_12_23 Hr 18 | 0 | 0 | 0 | 3.8622 | 3.8622 | 3.8116 | 3.8622 | 3.8622 | 3.8622 | 133.4391 | -14.3 | 0.084 | 5 | 0 | 96.0814 | 96.0814 | 285.811 | 15.21 | 0.00697 | 0.084 | 0.03454 | 0 | 0 | 0 | 0 | 0 | 0 | 0.29046 | 0.2376 | 46.06 | 7.2532 | 247.9653 | 0 | 0 | 0 | 0 | 24.7475 | 59.3798 | 0 | 0 | -17.6586 | 0.7527 | 12.9518 | 0 | -1 | -4.2 | 14.6955 | 0 | 0 | 40.1897 | 40.1897 | 40.1897 | 40.1897 | 46.7322 | 16.848 | 0 | 0 | 0 | 0 | 0 | 0 | 0 | 0 | 0 | 0 | 0 | 0 | 0 | 0 | 0 | 0 | 0 | 0 | 9.8079 | 0 | -350.5874 | 18.5042 | 0 | 70.8723 | 77.3038 | 56.6832 | 1437.193 | 36.4584 | 67.6444 | 0 | 0.5138 | 0 | 14.074 | 3.248 | 0 | 1295.7 | 248.0328 | -371.8674 | 8.9198 | 7.395 | -1.78 | 18.5897 | 1.5838 | 2025-12-23 | 2025_12_23 Hr 18 | 112.6367 | 3.9e-05 | -1295.7 | -368.246 | 599.9128 | 965.761 | 78.5312 | 19.7411 | 0 | 130.5023 | 340.93 | 128.4805 | 23.1226 | 192.1628 | 285.811 | 15.21 | 7.2532 | 46.06 | 247.9653 | 0 | 148.1762 | 0
2025_12_23 Hr 19 | 0 | 0 | 0 | 3.8622 | 3.8622 | 3.8116 | 3.8622 | 3.8622 | 3.8622 | 123.5356 | -14.3 | 0.084 | 3 | 0 | 96.0814 | 96.0814 | 285.811 | 15.21 | 0.00697 | 0.084 | 0.03454 | 0 | 0 | 0 | 0 | 0 | 0 | 0.29046 | 0.2376 | 46.06 | 7.2532 | 247.9653 | 0 | 0 | 0 | 0 | 24.0367 | 57.6743 | 0 | 0 | -18.4911 | 0.7527 | 12.9518 | 0 | -1 | -4.2 | 14.6955 | 0 | 0 | 36.4705 | 36.4705 | 36.4705 | 36.4705 | 42.4076 | 18.8487 | 0 | 0 | 0 | 0 | 0 | 0 | 0 | 0 | 0 | 0 | 0 | 0 | 0 | 0 | 0 | 0 | 0 | 0 | 9.8079 | 0 | -337.8495 | 18.5042 | 0 | 70.8723 | 77.3038 | 65.3592 | 1405.672 | 35.4112 | 65.7015 | 0 | 0.5138 | 0 | 14.074 | 3.248 | 0 | 1281.192 | 253.14 | -359.1295 | 8.9198 | 7.395 | -1.78 | 18.0557 | 1.5383 | 2025-12-23 | 2025_12_23 Hr 19 | 110.7617 | -0.000282 | -1281.192 | -356.3406 | 564.8223 | 965.761 | 87.2079 | 19.7411 | 0 | 128.0859 | 311.8253 | 124.911 | 23.1226 | 192.1628 | 285.811 | 15.21 | 7.2532 | 46.06 | 247.9653 | 0 | 148.1762 | 0
2025_12_23 Hr 20 | 0 | 0 | 0 | 3.8622 | 3.8622 | 3.8116 | 3.8622 | 3.8622 | 3.8622 | 118.28 | -14.3 | 0.084 | 0 | 0 | 96.0814 | 96.0814 | 285.811 | 15.21 | 0.00697 | 0.084 | 0.03454 | 0 | 0 | 0 | 0 | 0 | 0 | 0.29046 | 0.2376 | 46.06 | 7.2532 | 247.9653 | 0 | 0 | 0 | 0 | 23.6595 | 56.7692 | 0 | 0 | -28.8783 | 0.7527 | 12.9518 | 0 | -1 | -4.2 | 14.6955 | 0 | 0 | 34.4969 | 34.4969 | 34.4969 | 34.4969 | 40.1126 | 16.848 | 0 | 0 | 0 | 0 | 0 | 0 | 0 | 0 | 0 | 0 | 0 | 0 | 0 | 0 | 0 | 0 | 0 | 0 | 9.8079 | 0 | -350.786 | 18.5042 | 0 | 70.8723 | 77.3038 | 74.6136 | 1388.945 | 34.8555 | 64.6705 | 0 | 0.5138 | 0 | 14.074 | 3.248 | 0 | 1243.5 | 255.4994 | -372.066 | 8.9198 | 7.395 | -1.78 | 17.7724 | 1.5142 | 2025-12-23 | 2025_12_23 Hr 20 | 106.9561 | -3e-06 | -1243.5 | -379.6643 | 546.2006 | 965.761 | 91.4616 | 19.7411 | 0 | 126.8036 | 296.3802 | 123.0168 | 23.1226 | 192.1628 | 285.811 | 15.21 | 7.2532 | 46.06 | 247.9653 | 0 | 148.1762 | 0
2025_12_23 Hr 21 | 0 | 0 | 0 | 3.8622 | 3.8622 | 3.8116 | 3.8622 | 3.8622 | 3.8622 | 107.374 | -14.3 | 0.084 | 0 | 0 | 96.0814 | 96.0814 | 285.811 | 15.21 | 0.00697 | 0.084 | 0.03454 | 0 | 0 | 0 | 0 | 0 | 0 | 0.29046 | 0.2376 | 46.06 | 7.2532 | 247.9653 | 0 | 0 | 0 | 0 | 22.8767 | 54.891 | 0 | 0 | -25.1727 | 0.7527 | 12.9518 | 0 | -1 | -4.2 | 14.6955 | 0 | 0 | 30.4013 | 30.4013 | 30.4013 | 30.4013 | 35.3503 | 18.8487 | 0 | 0 | 0 | 0 | 0 | 0 | 0 | 0 | 0 | 0 | 0 | 0 | 0 | 0 | 0 | 0 | 0 | 0 | 9.8079 | 0 | -341.6361 | 18.5042 | 0 | 70.8723 | 77.3038 | 72.3 | 1354.233 | 33.7023 | 62.5309 | 0 | 0.5138 | 0 | 14.074 | 3.248 | 0 | 1217.4 | 251.2557 | -362.9161 | 8.9198 | 7.395 | -1.78 | 17.1844 | 1.4641 | 2025-12-23 | 2025_12_23 Hr 21 | 108.5622 | -1.2079e-13 | -1217.4 | -366.8088 | 507.5579 | 965.761 | 91.1487 | 19.7411 | 0 | 124.1427 | 264.3293 | 119.0859 | 23.1226 | 192.1628 | 285.811 | 15.21 | 7.2532 | 46.06 | 247.9653 | 0 | 148.1762 | 0
2025_12_23 Hr 22 | 0 | 0 | 0 | 3.8622 | 3.8622 | 3.8116 | 3.8622 | 3.8622 | 3.8622 | 101.0552 | -14.3 | 0.084 | 4 | 0 | 96.0814 | 96.0814 | 285.811 | 15.21 | 0.00697 | 0.084 | 0.03454 | 0 | 0 | 0 | 0 | 0 | 0 | 0.29046 | 0.2376 | 46.06 | 7.2532 | 247.9653 | 0 | 0 | 0 | 0 | 22.4232 | 53.8028 | 0 | 0 | -26.7835 | 0.7527 | 12.9518 | 0 | -1 | -4.2 | 14.6955 | 0 | 0 | 28.0283 | 28.0283 | 28.0283 | 28.0283 | 32.5911 | 19.9017 | 0 | 0 | 0 | 0 | 0 | 0 | 0 | 0 | 0 | 0 | 0 | 0 | 0 | 0 | 0 | 0 | 0 | 0 | 9.8079 | 0 | -384.6136 | 18.5042 | 0 | 70.8723 | 77.3038 | 74.3244 | 1334.122 | 33.0342 | 61.2912 | 0 | 0.5138 | 0 | 14.074 | 3.248 | 0 | 1157.5 | 256.0556 | -405.8936 | 8.9198 | 7.395 | -1.78 | 16.8437 | 1.4351 | 2025-12-23 | 2025_12_23 Hr 22 | 112.4892 | -2.5e-05 | -1157.5 | -411.3971 | 485.1689 | 965.761 | 98.2261 | 19.7411 | 0 | 122.601 | 245.7595 | 116.8084 | 23.1226 | 192.1628 | 285.811 | 15.21 | 7.2532 | 46.06 | 247.9653 | 0 | 148.1762 | 0
2025_12_23 Hr 23 | 0 | 0 | 0 | 3.8622 | 3.8622 | 3.8116 | 3.8622 | 3.8622 | 3.8622 | 95.7693 | 0 | 0.084 | 2 | 0 | 96.0814 | 96.0814 | 286.6375 | 15.29 | 0.00697 | 0.084 | 0.03454 | 0 | 0 | 0 | 0 | 0 | 0 | 0.29046 | 0.2376 | 46.06 | 7.2532 | 247.9653 | 0 | 0 | 0 | 0 | 22.0438 | 52.8925 | 0 | 0 | -31.5071 | 0.7527 | 12.9518 | 0 | -1 | -4.2 | 14.6955 | 0 | 0 | 26.0433 | 26.0433 | 26.0433 | 26.0433 | 30.2828 | 19.9017 | 0 | 0 | 0 | 0 | 0 | 0 | 0 | 0 | 0 | 0 | 0 | 0 | 0 | 0 | 0 | 0 | 0 | 0 | 9.8079 | 0 | -427.0208 | 18.5042 | 0 | 71.2258 | 77.6894 | 75.0474 | 1318.943 | 32.4753 | 60.2542 | 0 | 0.5138 | 0 | 14.074 | 3.248 | 0 | 1106.308 | 252.8734 | -434.0008 | 8.9198 | 7.395 | -1.78 | 16.5587 | 1.4108 | 2025-12-23 | 2025_12_23 Hr 23 | 110.2896 | 0.000384 | -1106.308 | -458.5279 | 480.7396 | 967.4065 | 96.9491 | 19.7411 | 0 | 121.3113 | 230.2252 | 129.2032 | 23.1226 | 192.1628 | 286.6375 | 15.29 | 7.2532 | 46.06 | 247.9653 | 0 | 148.9151 | 0
2025_12_23 Hr 24 | 0 | 0 | 0 | 3.8622 | 3.8622 | 3.8116 | 3.8622 | 3.8622 | 3.8622 | 79.5774 | 0 | 0.084 | 2 | 0 | 96.0814 | 96.0814 | 286.6375 | 0 | 0.00697 | 0.084 | 0.03454 | 0 | 0 | 0 | 0 | 0 | 0 | 0.29046 | 0.2376 | 46.06 | 7.2532 | 247.9653 | 0 | 0 | 0 | 0 | 20.8817 | 50.104 | 0 | 0 | -34.7851 | 0.7527 | 12.9518 | 0 | -1 | -4.2 | 14.6955 | 0 | 0 | 19.9626 | 19.9626 | 19.9626 | 19.9626 | 23.2123 | 18.8487 | 0 | 0 | 0 | 0 | 0 | 0 | 0 | 0 | 0 | 0 | 0 | 0 | 0 | 0 | 0 | 0 | 0 | 0 | 9.8079 | 0 | -398.9227 | 18.5042 | 0 | 71.2258 | 77.6894 | 72.7338 | 1252.117 | 30.7632 | 57.0776 | 0 | 0.5138 | 0 | 14.074 | 3.248 | 0 | 1055.1 | 243.6707 | -405.9027 | 8.9198 | 7.395 | -1.78 | 15.6858 | 1.3364 | 2025-12-23 | 2025_12_23 Hr 24 | 103.6234 | 3.7e-05 | -1055.1 | -433.7078 | 423.3677 | 952.1165 | 93.5825 | 19.7411 | 0 | 117.3606 | 182.6399 | 123.3672 | 23.1226 | 192.1628 | 286.6375 | 0 | 7.2532 | 46.06 | 247.9653 | 0 | 148.9151 | 0
2025_12_24 Hr 01 | 0 | 0 | 0 | 3.8622 | 3.8622 | 3.8116 | 3.8622 | 3.8622 | 3.8622 | 75.2821 | 0 | 0.084 | 8 | 0 | 96.0814 | 96.0814 | 286.6375 | 0 | 0.00697 | 0.084 | 0.03454 | 0 | 0 | 0 | 0 | 0 | 0 | 0.29046 | 0.2376 | 0 | 7.2532 | 247.9653 | 0 | 0 | 0 | 0 | 20.7799 | 49.8332 | 0 | 0 | -25.0958 | 0.7527 | 12.9746 | 0.55 | -1 | -4.2 | 14.7746 | 0 | 0 | 18.5811 | 18.5811 | 18.5811 | 18.5811 | 21.6059 | 20.8494 | 0 | 0 | 0 | 0 | 0 | 0 | 0 | 0 | 0 | 0 | 0 | 0 | 0 | 0 | 0 | 0 | 0 | 0 | 9.8063 | 0 | -391.6232 | 18.3282 | 0 | 71.2258 | 77.6894 | 68.2512 | 1194.356 | 30.2494 | 56.228 | 0 | 0.5138 | 0 | 14.074 | 3.248 | 0 | 1016.05 | 245.393 | -398.6032 | 8.9187 | 7.395 | -1.78 | 15.4519 | 1.3138 | 2025-12-24 | 2025_12_24 Hr 01 | 88.2361 | 4e-05 | -1016.05 | -416.719 | 409.8709 | 906.0565 | 97.1006 | 19.7411 | 0 | 117.0873 | 171.2123 | 121.5713 | 23.1226 | 192.1628 | 286.6375 | 0 | 7.2532 | 0 | 247.9653 | 0 | 148.9151 | 0
2025_12_24 Hr 02 | 0 | 0 | 0 | 3.8622 | 3.8622 | 3.8116 | 3.8622 | 3.8622 | 3.8622 | 68.2282 | 0 | 0.084 | 30 | 0 | 96.0814 | 96.0814 | 286.6375 | 0 | 0.00697 | 0.084 | 0.03454 | 0 | 0 | 0 | 0 | 0 | 0 | 0.29046 | 0.2376 | 0 | 7.2532 | 247.9653 | 0 | 0 | 0 | 0 | 20.2575 | 48.5804 | 0 | 0 | -37.1298 | 0.7527 | 12.9746 | 0.55 | -1 | -4.2 | 14.7746 | 0 | 0 | 15.9395 | 15.9395 | 15.9395 | 15.9395 | 18.5343 | 22.8501 | 0 | 0 | 0 | 0 | 0 | 0 | 0 | 0 | 0 | 0 | 0 | 0 | 0 | 0 | 0 | 0 | 0 | 0 | 9.8063 | 0 | -394.5026 | 18.3282 | 0 | 71.2258 | 77.6894 | 73.6014 | 1171.889 | 29.489 | 54.8145 | 0 | 0.5138 | 0 | 14.074 | 3.248 | 0 | 1005.425 | 272.1484 | -401.4826 | 8.9187 | 7.395 | -1.78 | 15.0635 | 1.2808 | 2025-12-24 | 2025_12_24 Hr 02 | 86.9518 | 5.3e-05 | -1005.425 | -431.6324 | 384.8084 | 906.0565 | 126.4515 | 19.7411 | 0 | 115.3122 | 150.5204 | 118.9759 | 23.1226 | 192.1628 | 286.6375 | 0 | 7.2532 | 0 | 247.9653 | 0 | 148.9151 | 0
2025_12_24 Hr 03 | 0 | 0 | 0 | 3.8622 | 3.8622 | 3.8116 | 3.8622 | 3.8622 | 3.8622 | 65.7368 | 0 | 0.084 | 23 | 0 | 96.0814 | 96.0814 | 286.6375 | 0 | 0.00697 | 0.084 | 0.03454 | 0 | 0 | 0 | 0 | 0 | 0 | 0.29046 | 0.2376 | 0 | 7.2532 | 247.9653 | 0 | 0 | 0 | 0 | 20.073 | 48.138 | 0 | 0 | -33.6978 | 0.7527 | 12.9746 | 0.55 | -1 | -4.2 | 14.7746 | 0 | 0 | 15.0065 | 15.0065 | 15.0065 | 15.0065 | 17.4494 | 22.8501 | 0 | 0 | 0 | 0 | 0 | 0 | 0 | 0 | 0 | 0 | 0 | 0 | 0 | 0 | 0 | 0 | 0 | 0 | 9.8063 | 0 | -373.9528 | 18.3282 | 0 | 71.2258 | 77.6894 | 66.3714 | 1163.954 | 29.2204 | 54.3152 | 0 | 0.5138 | 0 | 14.074 | 3.248 | 0 | 1006.325 | 257.0018 | -380.9328 | 8.9187 | 7.395 | -1.78 | 14.9263 | 1.2691 | 2025-12-24 | 2025_12_24 Hr 03 | 80.4898 | 3.8e-05 | -1006.325 | -407.6506 | 375.9565 | 906.0565 | 112.2215 | 19.7411 | 0 | 114.6852 | 143.2121 | 118.0592 | 23.1226 | 192.1628 | 286.6375 | 0 | 7.2532 | 0 | 247.9653 | 0 | 148.9151 | 0
2025_12_24 Hr 04 | 0 | 0 | 0 | 3.8622 | 3.8622 | 3.8116 | 3.8622 | 3.8622 | 3.8622 | 60.9641 | 0 | 0.084 | 27 | 0 | 96.0814 | 96.0814 | 286.6375 | 0 | 0.00697 | 0.084 | 0.03454 | 0 | 0 | 0 | 0 | 0 | 0 | 0.29046 | 0.2376 | 0 | 7.2532 | 247.9653 | 0 | 0 | 0 | 0 | 19.7195 | 47.2903 | 0 | 0 | -33.0967 | 0.7527 | 12.9746 | 0.55 | -1 | -4.2 | 14.7746 | 0 | 0 | 13.2192 | 13.2192 | 13.2192 | 13.2192 | 15.3712 | 20.8494 | 0 | 0 | 0 | 0 | 0 | 0 | 0 | 0 | 0 | 0 | 0 | 0 | 0 | 0 | 0 | 0 | 0 | 0 | 9.8063 | 0 | -378.3163 | 18.3282 | 0 | 71.2258 | 77.6894 | 62.0334 | 1148.753 | 28.7059 | 53.3589 | 0 | 0.5138 | 0 | 14.074 | 3.248 | 0 | 983.2667 | 252.907 | -385.2963 | 8.9187 | 7.395 | -1.78 | 14.6635 | 1.2468 | 2025-12-24 | 2025_12_24 Hr 04 | 93.5375 | -9e-06 | -983.2667 | -411.413 | 358.9993 | 906.0565 | 109.8828 | 19.7411 | 0 | 113.4841 | 129.2121 | 116.3031 | 23.1226 | 192.1628 | 286.6375 | 0 | 7.2532 | 0 | 247.9653 | 0 | 148.9151 | 0
2025_12_24 Hr 05 | 0 | 0 | 0 | 3.8622 | 3.8622 | 3.8116 | 3.8622 | 3.8622 | 3.8622 | 69.4889 | 0 | 0.084 | 15 | 0 | 96.0814 | 96.0814 | 286.6375 | 0 | 0.00697 | 0.084 | 0.03454 | 0 | 0 | 0 | 0 | 0 | 0 | 0.29046 | 0.2376 | 0 | 7.2532 | 0 | 0 | 0 | 0 | 0 | 20.3509 | 48.8043 | 0 | 0 | -22.0673 | 0.7527 | 12.9746 | 2.27 | -1 | -4.2 | 14.7746 | 0 | 0 | 16.4116 | 16.4116 | 16.4116 | 16.4116 | 19.0832 | 20.8494 | 0 | 0 | 0 | 0 | 0 | 0 | 0 | 0 | 0 | 0 | 0 | 0 | 0 | 0 | 0 | 0 | 0 | 0 | 9.8063 | 0 | -113.718 | 18.3282 | 0 | 71.2258 | 77.6894 | 59.286 | 927.9391 | 29.6249 | 55.0671 | 0 | 0.5138 | 0 | 14.074 | 3.248 | 0 | 1026.47 | 241.2962 | -120.698 | 8.9187 | 7.395 | -1.78 | 15.1329 | 1.2867 | 2025-12-24 | 2025_12_24 Hr 05 | 82.6593 | 4.6e-05 | -1026.47 | -135.7853 | 389.2876 | 658.0912 | 95.1354 | 19.7411 | 0 | 115.6294 | 154.2185 | 119.4397 | 23.1226 | 192.1628 | 286.6375 | 0 | 7.2532 | 0 | 0 | 0 | 148.9151 | 0
2025_12_24 Hr 06 | 0 | 0 | 0 | 3.8622 | 3.8622 | 3.8116 | 3.8622 | 3.8622 | 3.8622 | 74.6818 | 0 | 0.084 | 7 | 0 | 96.0814 | 96.0814 | 286.6375 | 0 | 0.00697 | 0.084 | 0.03454 | 0 | 0 | 0 | 0 | 0 | 0 | 0.29046 | 0.2376 | 0 | 7.2532 | 0 | 0 | 0 | 0 | 0 | 20.7354 | 49.7266 | 0 | 0 | -17.6625 | 0.7527 | 12.9746 | 2.27 | -1 | -4.2 | 14.7746 | 0 | 0 | 18.3562 | 18.3562 | 18.3562 | 18.3562 | 21.3445 | 19.9017 | 0 | 0 | 0 | 0 | 0 | 0 | 0 | 0 | 0 | 0 | 0 | 0 | 0 | 0 | 0 | 0 | 0 | 0 | 9.8063 | 0 | -79.8255 | 18.3282 | 0 | 69.6204 | 75.9904 | 58.2738 | 941.1744 | 30.1847 | 56.1077 | 0 | 0.5138 | 0 | 14.074 | 3.248 | 0 | 1069.953 | 233.247 | -86.8055 | 8.9187 | 7.395 | -1.78 | 15.4189 | 1.311 | 2025-12-24 | 2025_12_24 Hr 06 | 80.1246 | 0.00037 | -1069.953 | -97.4881 | 407.7379 | 654.787 | 85.1755 | 19.7411 | 0 | 116.9362 | 169.4513 | 121.3504 | 23.1226 | 192.1628 | 286.6375 | 0 | 7.2532 | 0 | 0 | 0 | 145.6109 | 0
2025_12_24 Hr 07 | 0 | 0 | 0 | 3.8622 | 3.8622 | 3.8116 | 3.8622 | 3.8622 | 3.8622 | 95.2433 | -14.3 | 0.084 | 6 | 0 | 96.0814 | 96.0814 | 285.811 | 0 | 0.00697 | 0.084 | 0.03454 | 0 | 0 | 0 | 0 | 0 | 0 | 0.29046 | 0.2376 | 0 | 7.2532 | 0 | 0 | 0 | 0 | 0 | 22.2581 | 53.3782 | 0 | 1.1047 | -16.5236 | 0.7527 | 12.9746 | 2.27 | -1 | -4.2 | 14.7746 | 0 | 0 | 26.0562 | 26.0562 | 26.0562 | 26.0562 | 30.2979 | 18.8487 | 0 | 0 | 0 | 0 | 0 | 0 | 0 | 0 | 0 | 0 | 0 | 0 | 0 | 0 | 0 | 0 | 0 | 0 | 9.8063 | 0 | -62.0037 | 18.3282 | 0 | 70.8723 | 77.3038 | 57.9846 | 1008.402 | 32.4013 | 60.228 | 0 | 0.5138 | 0 | 14.074 | 3.248 | 0 | 1148.17 | 238.4702 | -83.2837 | 8.9187 | 7.395 | -1.78 | 16.5511 | 1.4073 | 2025-12-24 | 2025_12_24 Hr 07 | 82.418 | 7e-06 | -1148.17 | -77.4226 | 466.4925 | 656.5258 | 82.8333 | 19.7411 | 0 | 122.1106 | 229.766 | 114.6158 | 23.1226 | 192.1628 | 285.811 | 0 | 7.2532 | 0 | 0 | 0 | 148.1762 | 0
2025_12_24 Hr 08 | 0.33996 | 0 | 0 | 3.8622 | 3.8622 | 3.8116 | 3.8622 | 3.8622 | 3.8622 | 111.0621 | -14.3 | 0.084 | 4 | 0 | 96.0814 | 96.0814 | 285.811 | 15.21 | 0.00697 | 0.084 | 0.03454 | 0 | 0 | 0 | 0 | 0 | 0 | 0.29046 | 0.2376 | 0 | 7.2532 | 0 | 0 | 0 | 0 | 0 | 23.4296 | 56.1876 | 0 | 0 | -13.929 | 0.7527 | 12.9746 | 2.27 | -1 | -4.2 | 14.7746 | 0 | 0 | 31.9801 | 31.9801 | 31.9801 | 31.9801 | 37.1862 | 18.8487 | 0 | 0 | 0 | 0 | 0 | 0 | 0 | 0 | 0 | 0 | 0 | 0 | 0 | 0 | 0 | 0 | 0 | 0 | 9.8063 | 0 | -86.2265 | 18.3282 | 0 | 70.8723 | 77.3038 | 62.6118 | 1073.996 | 34.1066 | 63.3979 | 0 | 0.5138 | -0.33996 | 14.074 | 3.248 | 0 | 1199.478 | 247.2578 | -107.8465 | 8.9187 | 7.395 | -1.78 | 17.4223 | 1.4813 | 2025-12-24 | 2025_12_24 Hr 08 | 81.9853 | 0.000298 | -1199.478 | -100.1555 | 522.6965 | 671.7358 | 85.4605 | 19.7411 | 0 | 126.0914 | 276.1688 | 120.4362 | 23.1226 | 192.1628 | 285.811 | 15.21 | 7.2532 | 0 | 0 | 0 | 148.1762 | 0
2025_12_24 Hr 09 | 2.0713 | 0 | 0 | 3.8622 | 3.8622 | 3.8116 | 3.8622 | 3.8622 | 3.8622 | 120.4274 | -14.3 | 0.084 | 6 | 0 | 96.0814 | 96.0814 | 285.811 | 15.21 | 0.00697 | 0.084 | 0.03454 | 0 | 0 | 0 | 0 | 0 | 0 | 0.29046 | 0.2376 | 0 | 7.2532 | 0 | 0 | 0 | 0 | 0 | 24.1231 | 57.8509 | 0 | 0 | -33.1497 | 0.7527 | 12.9746 | 2.27 | -1 | -4.2 | 14.7746 | 0 | 0 | 35.4873 | 35.4873 | 35.4873 | 35.4873 | 41.2642 | 16.848 | 0 | 0 | 0 | 0 | 0 | 0 | 0 | 0 | 0 | 0 | 0 | 0 | 0 | 0 | 0 | 0 | 0 | 0 | 9.8063 | 0 | -52.2451 | 18.3282 | 0 | 70.8723 | 77.3038 | 66.6606 | 1103.825 | 35.1163 | 65.2745 | 0 | 0.5138 | -2.0713 | 14.074 | 3.248 | 0 | 1251.562 | 256.483 | -75.5963 | 8.9187 | 7.395 | -1.78 | 17.938 | 1.5252 | 2025-12-24 | 2025_12_24 Hr 09 | 79.6974 | -0.000293 | -1251.562 | -85.3947 | 555.971 | 671.7358 | 89.5086 | 19.7411 | 0 | 128.4482 | 303.6407 | 123.8821 | 23.1226 | 192.1628 | 285.811 | 15.21 | 7.2532 | 0 | 0 | 0 | 148.1762 | 0
2025_12_24 Hr 10 | 4.1425 | 3e-05 | 0.000846 | 0 | 0 | 0 | 0 | 0 | 0 | 126.0405 | -14.3 | 0.084 | 7 | 0 | 96.0814 | 96.0814 | 285.811 | 15.21 | 0.00697 | 0.084 | 0.03454 | 0 | 0 | 0 | 0 | 0 | 0 | 0.29046 | 0.2376 | 0 | 0 | 0 | 0 | 0 | 0 | 0 | 24.5388 | 58.8477 | 0 | 0 | -12.5713 | 0.7527 | 12.9746 | 2.43 | -1 | -4.2 | 14.7746 | 0 | 0 | 37.5893 | 37.5893 | 37.5893 | 37.5893 | 43.7085 | 16.848 | 0 | 0 | 0 | 0 | 0 | 0 | 0 | 0 | 0 | 0 | 0 | 0 | 0 | 0 | 0 | 0 | 0 | 0 | 9.8063 | 127.3886 | 0 | 18.3282 | 0 | 0 | 0 | 51.333 | 943.1516 | 35.7214 | 66.3993 | 0 | 0.5138 | -4.1425 | 14.074 | 3.248 | 0 | 1278.838 | 373.6806 | -25.4225 | 8.9187 | 7.395 | -1.78 | 18.2471 | 1.5515 | 2025-12-24 | 2025_12_24 Hr 10 | 66.8414 | 0.000335 | -1278.838 | 114.8173 | 575.9143 | 493.1838 | 75.1819 | 19.7411 | 0 | 129.8608 | 320.1061 | 125.9474 | 0 | 192.1628 | 285.811 | 15.21 | 0 | 0 | 0 | 0 | 0 | 0
2025_12_24 Hr 11 | 4.8407 | 0.00039 | 0.010998 | 0 | 0 | 0 | 0 | 0 | 0 | 125.8304 | -14.3 | 0.084 | 8 | 0 | 96.0814 | 96.0814 | 285.811 | 15.21 | 0.00697 | 0.084 | 0.03454 | 0 | 0 | 0 | 0 | 0 | 0 | 0.29046 | 0.2376 | 0 | 0 | 0 | 0 | 0 | 0 | 0 | 24.5233 | 58.8104 | 0 | 0.11386 | -6.5765 | 0.7527 | 12.9746 | 2.43 | -1 | -4.2 | 14.7746 | 0 | 0 | 37.5106 | 37.5106 | 37.5106 | 37.5106 | 43.617 | 16.848 | 0 | 0 | 0 | 0 | 0 | 0 | 0 | 0 | 0 | 0 | 0 | 0 | 0 | 0 | 0 | 0 | 0 | 0 | 9.8063 | 170.0226 | 0 | 18.3282 | 0 | 0 | 0 | 47.718 | 942.4925 | 35.6987 | 66.3572 | 0 | 0.5138 | -4.8407 | 14.074 | 3.248 | 0 | 1324.23 | 414.3208 | -26.1207 | 8.9187 | 7.395 | -1.78 | 18.2355 | 1.5505 | 2025-12-24 | 2025_12_24 Hr 11 | 59.6923 | 1.9e-06 | -1324.23 | 163.56 | 575.1678 | 493.1838 | 72.5774 | 19.7411 | 0 | 129.8079 | 319.4898 | 125.8701 | 0 | 192.1628 | 285.811 | 15.21 | 0 | 0 | 0 | 0 | 0 | 0
2025_12_24 Hr 12 | 5.8688 | 0.00081 | 0.022842 | 0 | 0 | 0 | 0 | 0 | 0 | 116.255 | -14.3 | 0.084 | 7 | 0 | 96.0814 | 96.0814 | 285.811 | 15.21 | 0.00697 | 0.084 | 0.03454 | 0 | 0 | 0 | 0 | 0 | 0 | 0.29046 | 0.2376 | 0 | 0 | 0 | 0 | 0 | 0 | 0 | 23.8142 | 57.1099 | 0 | 0.84175 | -12.0159 | 0.7527 | 12.9746 | 2.43 | -1 | -4.2 | 14.7746 | 0 | 0 | 33.9248 | 33.9248 | 33.9248 | 33.9248 | 39.4474 | 16.848 | 0 | 0 | 0 | 0 | 0 | 0 | 0 | 0 | 0 | 0 | 0 | 0 | 0 | 0 | 0 | 0 | 0 | 0 | 9.8063 | 182.6342 | 0 | 18.3282 | 0 | 0 | 0 | 50.61 | 912.0065 | 34.6664 | 64.4385 | 0 | 0.5138 | -5.8688 | 14.074 | 3.248 | 0 | 1300.013 | 426.3299 | -27.1488 | 8.9187 | 7.395 | -1.78 | 17.7082 | 1.5056 | 2025-12-24 | 2025_12_24 Hr 12 | 65.8974 | 0.0002778 | -1300.013 | 171.4601 | 541.1467 | 493.1838 | 74.4817 | 19.7411 | 0 | 127.3983 | 291.4015 | 122.3469 | 0 | 192.1628 | 285.811 | 15.21 | 0 | 0 | 0 | 0 | 0 | 0
2025_12_24 Hr 13 | 4.1409 | 0.001275 | 0.035955 | 0 | 0 | 0 | 0 | 0 | 0 | 109.4112 | -14.3 | 0.084 | 8 | 0 | 96.0814 | 96.0814 | 285.811 | 15.21 | 0.00697 | 0.084 | 0.03454 | 0 | 0 | 0 | 0 | 0 | 0 | 0.29046 | 0.2376 | 0 | 0 | 0 | 0 | 0 | 0 | 0 | 23.3073 | 55.8944 | 0 | 0 | -10.0887 | 0.7527 | 12.9746 | 2.43 | -1 | -4.2 | 14.7746 | 0 | 0 | 31.3619 | 31.3619 | 31.3619 | 31.3619 | 36.4673 | 18.8487 | 0 | 0 | 0 | 0 | 0 | 0 | 0 | 0 | 0 | 0 | 0 | 0 | 0 | 0 | 0 | 0 | 0 | 0 | 9.8063 | 201.6783 | 0 | 18.3282 | 0 | 0 | 0 | 48.0072 | 890.2217 | 33.9287 | 63.0671 | 0 | 0.5138 | -4.1409 | 14.074 | 3.248 | 0 | 1296.238 | 441.5262 | -25.4209 | 8.9187 | 7.395 | -1.78 | 17.3313 | 1.4736 | 2025-12-24 | 2025_12_24 Hr 13 | 73.0924 | 0.000338 | -1296.238 | 191.5896 | 516.8308 | 493.1838 | 74.8931 | 19.7411 | 0 | 125.676 | 271.326 | 119.8288 | 0 | 192.1628 | 285.811 | 15.21 | 0 | 0 | 0 | 0 | 0 | 0
2025_12_24 Hr 14 | 5.1707 | 0.00138 | 0.038916 | 0 | 0 | 0 | 0 | 0 | 0 | 109.6213 | -14.3 | 0.084 | 9 | 0 | 96.0814 | 96.0814 | 285.811 | 15.21 | 0.00697 | 0.084 | 0.03454 | 0 | 0 | 0 | 0 | 0 | 0 | 0.29046 | 0.2376 | 0 | 0 | 0 | 0 | 0 | 0 | 0 | 23.3229 | 55.9317 | 0 | 0 | -10.871 | 0.7527 | 12.9746 | 2.43 | -1 | -4.2 | 14.7746 | 0 | 0 | 31.4406 | 31.4406 | 31.4406 | 31.4406 | 36.5588 | 20.8494 | 0 | 0 | 0 | 0 | 0 | 0 | 0 | 0 | 0 | 0 | 0 | 0 | 0 | 0 | 0 | 0 | 0 | 0 | 9.8063 | 188.9936 | 0 | 18.3282 | 0 | 0 | 0 | 48.0072 | 890.8939 | 33.9513 | 63.1091 | 0 | 0.5138 | -5.1707 | 14.074 | 3.248 | 0 | 1286.522 | 432.9495 | -26.4507 | 8.9187 | 7.395 | -1.78 | 17.3429 | 1.4746 | 2025-12-24 | 2025_12_24 Hr 14 | 75.0952 | -0.000362 | -1286.522 | 178.1226 | 517.5773 | 493.1838 | 77.8969 | 19.7411 | 0 | 125.7289 | 271.9423 | 119.9061 | 0 | 192.1628 | 285.811 | 15.21 | 0 | 0 | 0 | 0 | 0 | 0
2025_12_24 Hr 15 | 5.5305 | 0.00108 | 0.030456 | 0 | 0 | 0 | 0 | 0 | 0 | 108.5707 | -14.3 | 0.084 | 9 | 0 | 96.0814 | 96.0814 | 285.811 | 15.21 | 0.00697 | 0.084 | 0.03454 | 0 | 0 | 0 | 0 | 0 | 0 | 0.29046 | 0.2376 | 0 | 0 | 0 | 0 | 0 | 0 | 0 | 23.2451 | 55.7452 | 0 | 0 | -21.8524 | 0.7527 | 12.9746 | 2.43 | -1 | -4.2 | 14.7746 | 0 | 0 | 31.0471 | 31.0471 | 31.0471 | 31.0471 | 36.1013 | 22.8501 | 0 | 0 | 0 | 0 | 0 | 0 | 0 | 0 | 0 | 0 | 0 | 0 | 0 | 0 | 0 | 0 | 0 | 0 | 9.8063 | 186.328 | 0 | 18.3282 | 0 | 0 | 0 | 46.995 | 887.5393 | 33.8381 | 62.8986 | 0 | 0.5138 | -5.5305 | 14.074 | 3.248 | 0 | 1270.122 | 431.2454 | -26.8105 | 8.9187 | 7.395 | -1.78 | 17.2851 | 1.4697 | 2025-12-24 | 2025_12_24 Hr 15 | 69.8112 | -0.000381 | -1270.122 | 164.4756 | 513.8446 | 493.1838 | 78.8766 | 19.7411 | 0 | 125.4645 | 268.8605 | 119.5196 | 0 | 192.1628 | 285.811 | 15.21 | 0 | 0 | 0 | 0 | 0 | 0
2025_12_24 Hr 16 | 1.728 | 0.001065 | 0.030033 | 0 | 0 | 0 | 0 | 0 | 0 | 114.394 | -14.3 | 0.084 | 8 | 0 | 96.0814 | 96.0814 | 285.811 | 10.14 | 0.00697 | 0.084 | 0.03454 | 0 | 0 | 0 | 0 | 0 | 0 | 0.29046 | 0.2376 | 0 | 0 | 0 | 0 | 0 | 0 | 0 | 23.6763 | 56.7793 | 0 | 0 | -25.8628 | 0.7527 | 12.9746 | 2.43 | -1 | -4.2 | 14.7746 | 0 | 0 | 33.2278 | 33.2278 | 33.2278 | 33.2278 | 38.637 | 24.8508 | 0 | 0 | 0 | 0 | 0 | 0 | 0 | 0 | 0 | 0 | 0 | 0 | 0 | 0 | 0 | 0 | 0 | 0 | 9.8063 | 163.243 | 0 | 18.3282 | 0 | 0 | 0 | 34.2702 | 901.0162 | 34.4658 | 64.0655 | 0 | 0.5138 | -1.728 | 14.074 | 3.248 | 0 | 1246.922 | 394.7763 | -23.008 | 8.9187 | 7.395 | -1.78 | 17.6057 | 1.4969 | 2025-12-24 | 2025_12_24 Hr 16 | 55.4966 | -0.000324 | -1246.922 | 137.3802 | 534.5345 | 488.1138 | 67.1521 | 19.7411 | 0 | 126.9299 | 285.9424 | 121.6622 | 0 | 192.1628 | 285.811 | 10.14 | 0 | 0 | 0 | 0 | 0 | 0
2025_12_24 Hr 17 | 0 | 0.00036 | 0.010152 | 0 | 0 | 0 | 0 | 0 | 0 | 122.2884 | -14.3 | 0.084 | 10 | 0 | 96.0814 | 96.0814 | 285.811 | 15.21 | 0.00697 | 0.084 | 0.03454 | 0 | 0 | 0 | 0 | 0 | 0 | 0.29046 | 0.2376 | 0 | 0 | 0 | 0 | 0 | 0 | 0 | 24.261 | 58.1814 | 0 | 9.6219 | -5.6055 | 0.7527 | 12.9746 | 2.43 | -1 | -4.2 | 14.7746 | 0 | 0 | 36.1842 | 36.1842 | 36.1842 | 36.1842 | 42.0746 | 27.7992 | 0 | 0 | 0 | 0 | 0 | 0 | 0 | 0 | 0 | 0 | 0 | 0 | 0 | 0 | 0 | 0 | 0 | 0 | 9.8063 | 149.8553 | 0 | 18.3282 | 0 | 0 | 0 | 29.9322 | 931.2103 | 35.3169 | 65.6475 | 0 | 0.5138 | 0 | 14.074 | 3.248 | 0 | 1297.122 | 383.175 | -21.28 | 8.9187 | 7.395 | -1.78 | 18.0405 | 1.5339 | 2025-12-24 | 2025_12_24 Hr 17 | 73.741 | -0.000334 | -1297.122 | 153.8717 | 562.5832 | 493.1838 | 67.7419 | 19.7411 | 0 | 128.9166 | 309.0998 | 124.5669 | 0 | 192.1628 | 285.811 | 15.21 | 0 | 0 | 0 | 0 | 0 | 0
2025_12_24 Hr 18 | 0 | 0 | 0 | 3.8622 | 3.8622 | 3.8116 | 3.8622 | 3.8622 | 3.8622 | 131.8638 | -14.3 | 0.084 | 12 | 0 | 96.0814 | 96.0814 | 285.811 | 15.21 | 0.00697 | 0.084 | 0.03454 | 0 | 0 | 0 | 0 | 0 | 0 | 0.29046 | 0.2376 | 0 | 7.2532 | 0 | 0 | 0 | 0 | 0 | 24.9701 | 59.8819 | 0 | 3.2601 | -12.668 | 0.7527 | 12.9746 | 2.27 | -1 | -4.2 | 14.7746 | 0 | 0 | 39.77 | 39.77 | 39.77 | 39.77 | 46.2442 | 30.7476 | 0 | 0 | 0 | 0 | 0 | 0 | 0 | 0 | 0 | 0 | 0 | 0 | 0 | 0 | 0 | 0 | 0 | 0 | 9.8063 | 0 | -46.717 | 18.3282 | 0 | 69.3423 | 75.5789 | 42.9462 | 1136.995 | 36.3491 | 67.5662 | 0 | 0.5138 | 0 | 14.074 | 3.248 | 0 | 1314.395 | 254.8049 | -67.997 | 8.9187 | 7.395 | -1.78 | 18.5678 | 1.5787 | 2025-12-24 | 2025_12_24 Hr 18 | 86.3478 | 4.1e-05 | -1314.395 | -56.1249 | 596.6043 | 668.4807 | 85.6938 | 19.7411 | 0 | 131.3262 | 337.188 | 128.09 | 23.1226 | 192.1628 | 285.811 | 15.21 | 7.2532 | 0 | 0 | 0 | 144.9212 | 0
2025_12_24 Hr 19 | 0 | 0 | 0 | 3.8622 | 3.8622 | 3.8116 | 3.8622 | 3.8622 | 3.8622 | 124.7798 | -14.3 | 0.084 | 8 | 0 | 96.0814 | 96.0814 | 285.811 | 15.21 | 0.00697 | 0.084 | 0.03454 | 0 | 0 | 0 | 0 | 0 | 0 | 0.29046 | 0.2376 | 0 | 7.2532 | 0 | 0 | 0 | 0 | 0 | 24.4455 | 58.6238 | 0 | 0 | -17.7524 | 0.7527 | 12.9746 | 2.27 | -1 | -4.2 | 14.7746 | 0 | 0 | 37.1172 | 37.1172 | 37.1172 | 37.1172 | 43.1595 | 31.8006 | 0 | 0 | 0 | 0 | 0 | 0 | 0 | 0 | 0 | 0 | 0 | 0 | 0 | 0 | 0 | 0 | 0 | 0 | 9.8063 | 0 | -27.8915 | 18.3282 | 0 | 70.8723 | 77.3038 | 47.718 | 1117.687 | 35.5855 | 66.1467 | 0 | 0.5138 | 0 | 14.074 | 3.248 | 0 | 1304.787 | 254.0232 | -49.1715 | 8.9187 | 7.395 | -1.78 | 18.1777 | 1.5456 | 2025-12-24 | 2025_12_24 Hr 19 | 71.7153 | -0.000324 | -1304.787 | -45.6438 | 571.4351 | 671.7358 | 87.5186 | 19.7411 | 0 | 129.5435 | 316.408 | 125.4835 | 23.1226 | 192.1628 | 285.811 | 15.21 | 7.2532 | 0 | 0 | 0 | 148.1762 | 0
2025_12_24 Hr 20 | 0 | 0 | 0 | 3.8622 | 3.8622 | 3.8116 | 3.8622 | 3.8622 | 3.8622 | 120.8176 | -14.3 | 0.084 | 6 | 0 | 96.0814 | 96.0814 | 285.811 | 15.21 | 0.00697 | 0.084 | 0.03454 | 0 | 0 | 0 | 0 | 0 | 0 | 0.29046 | 0.2376 | 0 | 7.2532 | 0 | 0 | 0 | 0 | 0 | 24.152 | 57.9201 | 0 | 0 | -17.6601 | 0.7527 | 12.9746 | 2.27 | -1 | -4.2 | 14.7746 | 0 | 0 | 35.6334 | 35.6334 | 35.6334 | 35.6334 | 41.4342 | 30.7476 | 0 | 0 | 0 | 0 | 0 | 0 | 0 | 0 | 0 | 0 | 0 | 0 | 0 | 0 | 0 | 0 | 0 | 0 | 9.8063 | 0 | -54.3864 | 18.3282 | 0 | 70.8723 | 77.3038 | 47.718 | 1105.068 | 35.1583 | 65.3527 | 0 | 0.5138 | 0 | 14.074 | 3.248 | 0 | 1261.253 | 249.5123 | -75.6664 | 8.9187 | 7.395 | -1.78 | 17.9595 | 1.527 | 2025-12-24 | 2025_12_24 Hr 20 | 86.3478 | 0.000365 | -1261.253 | -72.0465 | 557.3574 | 671.7358 | 84.4656 | 19.7411 | 0 | 128.5464 | 304.7853 | 124.0257 | 23.1226 | 192.1628 | 285.811 | 15.21 | 7.2532 | 0 | 0 | 0 | 148.1762 | 0
2025_12_24 Hr 21 | 0 | 0 | 0 | 3.8622 | 3.8622 | 3.8116 | 3.8622 | 3.8622 | 3.8622 | 117.6958 | -14.3 | 0.084 | 6 | 0 | 96.0814 | 96.0814 | 285.811 | 15.21 | 0.00697 | 0.084 | 0.03454 | 0 | 0 | 0 | 0 | 0 | 0 | 0.29046 | 0.2376 | 0 | 7.2532 | 0 | 0 | 0 | 0 | 0 | 23.9209 | 57.3657 | 0 | 0 | -16.2862 | 0.7527 | 12.9746 | 2.27 | -1 | -4.2 | 14.7746 | 0 | 0 | 34.4643 | 34.4643 | 34.4643 | 34.4643 | 40.0748 | 27.7992 | 0 | 0 | 0 | 0 | 0 | 0 | 0 | 0 | 0 | 0 | 0 | 0 | 0 | 0 | 0 | 0 | 0 | 0 | 9.8063 | 0 | -70.2699 | 18.3282 | 0 | 70.8723 | 77.3038 | 47.2842 | 1095.125 | 34.8218 | 64.7272 | 0 | 0.5138 | 0 | 14.074 | 3.248 | 0 | 1232.27 | 244.9815 | -91.5499 | 8.9187 | 7.395 | -1.78 | 17.7876 | 1.5124 | 2025-12-24 | 2025_12_24 Hr 21 | 94.5426 | -4.2e-05 | -1232.27 | -86.5561 | 546.2659 | 671.7358 | 81.0834 | 19.7411 | 0 | 127.7608 | 295.628 | 122.8771 | 23.1226 | 192.1628 | 285.811 | 15.21 | 7.2532 | 0 | 0 | 0 | 148.1762 | 0
2025_12_24 Hr 22 | 0 | 0 | 0 | 0 | 0 | 0 | 0 | 0 | 0 | 111.8726 | -14.3 | 0.084 | 6 | 0 | 96.0814 | 96.0814 | 285.811 | 15.21 | 0.00697 | 0.084 | 0.03454 | 0 | 0 | 0 | 0 | 0 | 0 | 0.29046 | 0.2376 | 0 | 0 | 0 | 0 | 0 | 0 | 0 | 23.4896 | 56.3315 | 0 | 0 | -25.5166 | 0.7527 | 12.9746 | 2.43 | -1 | -4.2 | 14.7746 | 0 | 0 | 32.2836 | 32.2836 | 32.2836 | 32.2836 | 37.5391 | 25.7985 | 0 | 0 | 0 | 0 | 0 | 0 | 0 | 0 | 0 | 0 | 0 | 0 | 0 | 0 | 0 | 0 | 0 | 0 | 9.8063 | 89.1426 | 0 | 18.3282 | 0 | 0 | 0 | 48.2964 | 898.0253 | 34.194 | 63.5603 | 0 | 0.5138 | 0 | 14.074 | 3.248 | 0 | 1182.222 | 330.993 | -21.28 | 8.9187 | 7.395 | -1.78 | 17.4669 | 1.4851 | 2025-12-24 | 2025_12_24 Hr 22 | 54.1522 | -0.000327 | -1182.222 | 63.6259 | 525.576 | 493.1838 | 80.0949 | 19.7411 | 0 | 126.2954 | 278.5462 | 120.7344 | 0 | 192.1628 | 285.811 | 15.21 | 0 | 0 | 0 | 0 | 0 | 0
2025_12_24 Hr 23 | 0 | 0 | 0 | 0 | 0 | 0 | 0 | 0 | 0 | 98.1549 | 0 | 0.084 | 5 | 0 | 96.0814 | 96.0814 | 286.6375 | 15.29 | 0.00697 | 0.084 | 0.03454 | 0 | 0 | 0 | 0 | 0 | 0 | 0.29046 | 0.2376 | 0 | 0 | 0 | 0 | 0 | 0 | 0 | 22.4737 | 53.8953 | 0 | 0 | -10.5504 | 0.7527 | 12.9746 | 2.43 | -1 | -4.2 | 14.7746 | 0 | 0 | 27.1466 | 27.1466 | 27.1466 | 27.1466 | 31.5658 | 24.8508 | 0 | 0 | 0 | 0 | 0 | 0 | 0 | 0 | 0 | 0 | 0 | 0 | 0 | 0 | 0 | 0 | 0 | 0 | 9.8063 | 54.544 | 0 | 18.3282 | 0 | 0 | 0 | 49.3086 | 855.2405 | 32.7152 | 60.8114 | 0 | 0.5138 | 0 | 14.074 | 3.248 | 0 | 1128.122 | 290.4116 | -6.98 | 8.9187 | 7.395 | -1.78 | 16.7115 | 1.4209 | 2025-12-24 | 2025_12_24 Hr 23 | 79.4159 | -0.000305 | -1128.122 | 43.9935 | 491.1374 | 494.0903 | 79.1594 | 19.7411 | 0 | 122.8433 | 238.307 | 129.9871 | 0 | 192.1628 | 286.6375 | 15.29 | 0 | 0 | 0 | 0 | 0 | 0
2025_12_24 Hr 24 | 0 | 0 | 0 | 0 | 0 | 0 | 0 | 0 | 0 | 85.0676 | 0 | 0.084 | 4 | 0 | 96.0814 | 96.0814 | 286.6375 | 0 | 0.00697 | 0.084 | 0.03454 | 0 | 0 | 0 | 0 | 0 | 0 | 0.29046 | 0.2376 | 0 | 0 | 0 | 0 | 0 | 0 | 0 | 21.5045 | 51.5711 | 0 | 0 | -12.0662 | 0.7527 | 12.9746 | 2.43 | -1 | -4.2 | 14.7746 | 0 | 0 | 22.2456 | 22.2456 | 22.2456 | 22.2456 | 25.8669 | 20.8494 | 0 | 0 | 0 | 0 | 0 | 0 | 0 | 0 | 0 | 0 | 0 | 0 | 0 | 0 | 0 | 0 | 0 | 0 | 9.8063 | 68.9476 | 0 | 18.3282 | 0 | 0 | 0 | 49.0194 | 798.2669 | 31.3043 | 58.1889 | 0 | 0.5138 | 0 | 14.074 | 3.248 | 0 | 1073.93 | 294.7093 | -6.98 | 8.9187 | 7.395 | -1.78 | 15.9908 | 1.3596 | 2025-12-24 | 2025_12_24 Hr 24 | 75.5227 | 2.8e-05 | -1073.93 | 56.8815 | 444.6384 | 478.8003 | 73.8688 | 19.7411 | 0 | 119.5498 | 199.9168 | 125.1718 | 0 | 192.1628 | 286.6375 | 0 | 0 | 0 | 0 | 0 | 0 | 0
2025_12_25 Hr 01 | 0 | 0 | 0 | 0 | 0 | 0 | 0 | 0 | 0 | 53.6191 | 0 | 0.084 | 3 | 0 | 96.0814 | 96.0814 | 0 | 0 | 0.00697 | 0.084 | 0.03454 | 0 | 0 | 0 | 0 | 0 | 0 | 0.29046 | 0.2376 | 0 | 0 | 0 | 0 | 0 | 0 | 0 | 18.9312 | 45.3757 | 0 | 1.7449 | -1.8826 | 0.7527 | 12.9974 | 2.92 | -1 | -4.2 | 14.8537 | 0 | 0 | 9.6905 | 9.6905 | 9.6905 | 9.6905 | 11.268 | 24.8508 | 0 | 0 | 0 | 0 | 0 | 0 | 0 | 0 | 0 | 0 | 0 | 0 | 0 | 0 | 0 | 0 | 0 | 0 | 9.8048 | 413.4348 | 0 | 20.1488 | 0 | 0 | 0 | 48.7302 | 406.6762 | 30.2235 | 56.2819 | 0 | 0.5138 | 0 | 14.074 | 3.248 | 0 | 1039.728 | 640.1699 | -6.98 | 8.9017 | 7.395 | -1.78 | 15.4664 | 1.3124 | 2025-12-25 | 2025_12_25 Hr 01 | 69.8314 | 0.000366 | -1039.728 | 413.2971 | 337.9465 | 192.1628 | 76.581 | 19.7411 | 0 | 110.8646 | 103.6489 | 123.433 | 0 | 192.1628 | 0 | 0 | 0 | 0 | 0 | 0 | 0 | 0
2025_12_25 Hr 02 | 0 | 0 | 0 | 0 | 0 | 0 | 0 | 0 | 0 | 51.7508 | 0 | 0.084 | 6 | 0 | 96.0814 | 96.0814 | 0 | 0 | 0.00697 | 0.084 | 0.03454 | 0 | 0 | 0 | 0 | 0 | 0 | 0.29046 | 0.2376 | 0 | 0 | 0 | 0 | 0 | 0 | 0 | 18.8026 | 45.0673 | 0 | 0.82609 | -1.0756 | 0.7527 | 12.9974 | 2.92 | -1 | -4.2 | 14.8537 | 0 | 0 | 8.9928 | 8.9928 | 8.9928 | 8.9928 | 10.4568 | 27.7992 | 0 | 0 | 0 | 0 | 0 | 0 | 0 | 0 | 0 | 0 | 0 | 0 | 0 | 0 | 0 | 0 | 0 | 0 | 9.8048 | 397.4009 | 0 | 20.1488 | 0 | 0 | 0 | 49.0194 | 400.7694 | 30.0182 | 55.8995 | 0 | 0.5138 | 0 | 14.074 | 3.248 | 0 | 1023.212 | 629.6718 | -6.98 | 8.9017 | 7.395 | -1.78 | 15.3613 | 1.3035 | 2025-12-25 | 2025_12_25 Hr 02 | 70.8186 | -0.0003141 | -1023.212 | 397.1514 | 331.3379 | 192.1628 | 82.8186 | 19.7411 | 0 | 110.4276 | 98.179 | 122.7312 | 0 | 192.1628 | 0 | 0 | 0 | 0 | 0 | 0 | 0 | 0
2025_12_25 Hr 03 | 0 | 0 | 0 | 0 | 0 | 0 | 0 | 0 | 0 | 49.9122 | 0 | 0.084 | 5 | 0 | 96.0814 | 96.0814 | 0 | 0 | 0.00697 | 0.084 | 0.03454 | 0 | 0 | 0 | 0 | 0 | 0 | 0.29046 | 0.2376 | 0 | 0 | 0 | 0 | 0 | 0 | 0 | 18.676 | 44.7639 | 0 | 2.5254 | -1.8111 | 0.7527 | 12.9974 | 2.92 | -1 | -4.2 | 14.8537 | 0 | 0 | 8.3063 | 8.3063 | 8.3063 | 8.3063 | 9.6585 | 29.7999 | 0 | 0 | 0 | 0 | 0 | 0 | 0 | 0 | 0 | 0 | 0 | 0 | 0 | 0 | 0 | 0 | 0 | 0 | 9.8048 | 404.6797 | 0 | 20.1488 | 0 | 0 | 0 | 48.2964 | 394.9563 | 29.8161 | 55.5232 | 0 | 0.5138 | 0 | 14.074 | 3.248 | 0 | 1025.228 | 636.5377 | -6.98 | 8.9017 | 7.395 | -1.78 | 15.2579 | 1.2947 | 2025-12-25 | 2025_12_25 Hr 03 | 70.8743 | 0.000354 | -1025.228 | 405.3941 | 324.8341 | 192.1628 | 83.0963 | 19.7411 | 0 | 109.9976 | 92.7959 | 122.0406 | 0 | 192.1628 | 0 | 0 | 0 | 0 | 0 | 0 | 0 | 0
2025_12_25 Hr 04 | 0 | 0 | 0 | 0 | 0 | 0 | 0 | 0 | 0 | 53.6191 | 0 | 0.084 | 5 | 0 | 96.0814 | 96.0814 | 0 | 0 | 0.00697 | 0.084 | 0.03454 | 0 | 0 | 0 | 0 | 0 | 0 | 0.29046 | 0.2376 | 0 | 0 | 0 | 0 | 0 | 0 | 0 | 18.9312 | 45.3757 | 0 | 1.6824 | -2.3402 | 0.7527 | 12.9974 | 2.92 | -1 | -4.2 | 14.8537 | 0 | 0 | 9.6905 | 9.6905 | 9.6905 | 9.6905 | 11.268 | 24.8508 | 0 | 0 | 0 | 0 | 0 | 0 | 0 | 0 | 0 | 0 | 0 | 0 | 0 | 0 | 0 | 0 | 0 | 0 | 9.8048 | 392.6956 | 0 | 20.1488 | 0 | 0 | 0 | 49.5978 | 406.6762 | 30.2235 | 56.2819 | 0 | 0.5138 | 0 | 14.074 | 3.248 | 0 | 1021.337 | 622.2983 | -6.98 | 8.9017 | 7.395 | -1.78 | 15.4664 | 1.3124 | 2025-12-25 | 2025_12_25 Hr 04 | 71.4128 | -0.000301 | -1021.337 | 392.0378 | 337.9465 | 192.1628 | 79.4486 | 19.7411 | 0 | 110.8646 | 103.6489 | 123.433 | 0 | 192.1628 | 0 | 0 | 0 | 0 | 0 | 0 | 0 | 0
2025_12_25 Hr 05 | 0 | 0 | 0 | 0 | 0 | 0 | 0 | 0 | 0 | 67.1713 | 0 | 0.084 | 9 | 0 | 96.0814 | 96.0814 | 0 | 0 | 0.00697 | 0.084 | 0.03454 | 0 | 0 | 0 | 0 | 0 | 0 | 0.29046 | 0.2376 | 0 | 0 | 0 | 0 | 0 | 0 | 0 | 19.8643 | 47.6121 | 0 | 1.474 | -0.32868 | 0.7527 | 12.9974 | 2.92 | -1 | -4.2 | 14.8537 | 0 | 0 | 14.7509 | 14.7509 | 14.7509 | 14.7509 | 17.1522 | 29.7999 | 0 | 0 | 0 | 0 | 0 | 0 | 0 | 0 | 0 | 0 | 0 | 0 | 0 | 0 | 0 | 0 | 0 | 0 | 9.8048 | 345.8857 | 0 | 20.1488 | 0 | 0 | 0 | 49.3086 | 449.5241 | 31.7132 | 59.056 | 0 | 0.5138 | 0 | 14.074 | 3.248 | 0 | 1032.928 | 589.239 | -6.98 | 8.9017 | 7.395 | -1.78 | 16.2287 | 1.3771 | 2025-12-25 | 2025_12_25 Hr 05 | 72.7219 | 0.0003333 | -1032.928 | 347.031 | 385.885 | 192.1628 | 88.1085 | 19.7411 | 0 | 114.0342 | 143.3272 | 128.5237 | 0 | 192.1628 | 0 | 0 | 0 | 0 | 0 | 0 | 0 | 0
2025_12_25 Hr 06 | 0 | 0 | 0 | 0 | 0 | 0 | 0 | 0 | 0 | 84.6379 | 0 | 0.084 | 8 | 0 | 96.0814 | 96.0814 | 0 | 0 | 0.00697 | 0.084 | 0.03454 | 0 | 0 | 0 | 0 | 0 | 0 | 0.29046 | 0.2376 | 0 | 0 | 0 | 0 | 0 | 0 | 0 | 21.0669 | 50.4946 | 0 | 2.1378 | -1.1518 | 0.7527 | 12.9974 | 2.92 | -1 | -4.2 | 14.8537 | 0 | 0 | 21.2731 | 21.2731 | 21.2731 | 21.2731 | 24.7361 | 34.749 | 0 | 0 | 0 | 0 | 0 | 0 | 0 | 0 | 0 | 0 | 0 | 0 | 0 | 0 | 0 | 0 | 0 | 0 | 9.8048 | 356.5901 | 0 | 20.1488 | 0 | 0 | 0 | 50.3208 | 504.7482 | 33.6331 | 62.6312 | 0 | 0.5138 | 0 | 14.074 | 3.248 | 0 | 1110.22 | 611.4658 | -6.98 | 8.9017 | 7.395 | -1.78 | 17.2112 | 1.4604 | 2025-12-25 | 2025_12_25 Hr 06 | 73.6101 | 3.7e-05 | -1110.22 | 357.5762 | 447.6703 | 192.1628 | 93.0698 | 19.7411 | 0 | 118.1192 | 194.4663 | 135.0848 | 0 | 192.1628 | 0 | 0 | 0 | 0 | 0 | 0 | 0 | 0
2025_12_25 Hr 07 | 0 | 0 | 0 | 0 | 0 | 0 | 0 | 0 | 0 | 103.528 | -14.3 | 0.084 | 7 | 0 | 96.0814 | 96.0814 | 0 | 0 | 0.00697 | 0.084 | 0.03454 | 0 | 0 | 0 | 0 | 0 | 0 | 0.29046 | 0.2376 | 0 | 0 | 0 | 0 | 0 | 0 | 0 | 22.3675 | 53.612 | 0 | 1.7126 | -0.33588 | 0.7527 | 12.9974 | 2.92 | -1 | -4.2 | 14.8537 | 0 | 0 | 28.3267 | 28.3267 | 28.3267 | 28.3267 | 32.938 | 35.802 | 0 | 0 | 0 | 0 | 0 | 0 | 0 | 0 | 0 | 0 | 0 | 0 | 0 | 0 | 0 | 0 | 0 | 0 | 9.8048 | 355.4247 | 0 | 20.1488 | 0 | 0 | 0 | 51.6222 | 564.4728 | 35.7095 | 66.4979 | 0 | 0.5138 | 0 | 14.074 | 3.248 | 0 | 1163.32 | 618.7505 | -21.28 | 8.9017 | 7.395 | -1.78 | 18.2738 | 1.5506 | 2025-12-25 | 2025_12_25 Hr 07 | 68.2738 | 3.2e-05 | -1163.32 | 356.8014 | 500.1906 | 192.1628 | 94.4242 | 19.7411 | 0 | 122.5372 | 249.7728 | 127.8805 | 0 | 192.1628 | 0 | 0 | 0 | 0 | 0 | 0 | 0 | 0
2025_12_25 Hr 08 | 0 | 0 | 0 | 0 | 0 | 0 | 0 | 0 | 0 | 118.9188 | -14.3 | 0.084 | 5 | 0 | 96.0814 | 96.0814 | 0 | 0 | 0.00697 | 0.084 | 0.03454 | 0 | 0 | 0 | 0 | 0 | 0 | 0.29046 | 0.2376 | 0 | 0 | 0 | 0 | 0 | 0 | 0 | 23.4271 | 56.1519 | 0 | 4.4657 | -0.15488 | 0.7527 | 12.9974 | 2.92 | -1 | -4.2 | 14.8537 | 0 | 0 | 34.0737 | 34.0737 | 34.0737 | 34.0737 | 39.6206 | 36.7497 | 0 | 0 | 0 | 0 | 0 | 0 | 0 | 0 | 0 | 0 | 0 | 0 | 0 | 0 | 0 | 0 | 0 | 0 | 9.8048 | 368.3992 | 0 | 20.1488 | 0 | 0 | 0 | 52.9236 | 613.1337 | 37.4013 | 69.6483 | 0 | 0.5138 | 0 | 14.074 | 3.248 | 0 | 1233.92 | 637.7554 | -21.28 | 8.9017 | 7.395 | -1.78 | 19.1395 | 1.6241 | 2025-12-25 | 2025_12_25 Hr 08 | 76.7898 | 4.37e-05 | -1233.92 | 372.71 | 554.6329 | 192.1628 | 94.6733 | 19.7411 | 0 | 126.1368 | 294.8342 | 133.6619 | 0 | 192.1628 | 0 | 0 | 0 | 0 | 0 | 0 | 0 | 0
2025_12_25 Hr 09 | 1.0282 | 0.00015 | 0.00423 | 0 | 0 | 0 | 0 | 0 | 0 | 131.0476 | -14.3 | 0.084 | 5 | 0 | 96.0814 | 96.0814 | 0 | 0 | 0.00697 | 0.084 | 0.03454 | 0 | 0 | 0 | 0 | 0 | 0 | 0.29046 | 0.2376 | 0 | 0 | 0 | 0 | 0 | 0 | 0 | 24.2622 | 58.1535 | 0 | 2.4382 | -2.7962 | 0.7527 | 12.9974 | 2.92 | -1 | -4.2 | 14.8537 | 0 | 0 | 38.6027 | 38.6027 | 38.6027 | 38.6027 | 44.8868 | 36.7497 | 0 | 0 | 0 | 0 | 0 | 0 | 0 | 0 | 0 | 0 | 0 | 0 | 0 | 0 | 0 | 0 | 0 | 0 | 9.8048 | 366.0006 | 0 | 20.1488 | 0 | 0 | 0 | 56.6832 | 651.4854 | 38.7345 | 72.1309 | 0 | 0.5138 | -1.0282 | 14.074 | 3.248 | 0 | 1273.52 | 644.7007 | -22.3082 | 8.9017 | 7.395 | -1.78 | 19.8217 | 1.6819 | 2025-12-25 | 2025_12_25 Hr 09 | 78.4288 | 4.3e-05 | -1273.52 | 365.6426 | 597.5363 | 192.1628 | 98.4373 | 19.7411 | 0 | 128.9734 | 330.3451 | 138.2179 | 0 | 192.1628 | 0 | 0 | 0 | 0 | 0 | 0 | 0 | 0
2025_12_25 Hr 10 | 4.1425 | 0.000645 | 0.018189 | 0 | 0 | 0 | 0 | 0 | 0 | 138.4316 | -14.3 | 0.084 | 3 | 0 | 96.0814 | 96.0814 | 0 | 0 | 0.00697 | 0.084 | 0.03454 | 0 | 0 | 0 | 0 | 0 | 0 | 0.29046 | 0.2376 | 0 | 0 | 0 | 0 | 0 | 0 | 0 | 24.7706 | 59.372 | 0 | 3.7031 | -2.5777 | 0.7527 | 12.9974 | 2.92 | -1 | -4.2 | 14.8537 | 0 | 0 | 41.3599 | 41.3599 | 41.3599 | 41.3599 | 48.0929 | 37.6974 | 0 | 0 | 0 | 0 | 0 | 0 | 0 | 0 | 0 | 0 | 0 | 0 | 0 | 0 | 0 | 0 | 0 | 0 | 9.8048 | 336.8328 | 0 | 20.1488 | 0 | 0 | 0 | 56.394 | 674.8454 | 39.5461 | 73.6424 | 0 | 0.5138 | -4.1425 | 14.074 | 3.248 | 0 | 1270.628 | 620.08 | -25.4225 | 8.9017 | 7.395 | -1.78 | 20.2371 | 1.7172 | 2025-12-25 | 2025_12_25 Hr 10 | 79.1565 | 0.000345 | -1270.628 | 337.9582 | 623.656 | 192.1628 | 97.1102 | 19.7411 | 0 | 130.7004 | 351.9641 | 140.9916 | 0 | 192.1628 | 0 | 0 | 0 | 0 | 0 | 0 | 0 | 0
2025_12_25 Hr 11 | 4.1409 | 0.00171 | 0.048222 | 0 | 0 | 0 | 0 | 0 | 0 | 139.8847 | -14.3 | 0.084 | 4 | 0 | 96.0814 | 96.0814 | 0 | 0 | 0.00697 | 0.084 | 0.03454 | 0 | 0 | 0 | 0 | 0 | 0 | 0.29046 | 0.2376 | 0 | 0 | 0 | 0 | 0 | 0 | 0 | 24.8707 | 59.6118 | 0 | 0 | -6.6777 | 0.7527 | 12.9974 | 2.92 | -1 | -4.2 | 14.8537 | 0 | 0 | 41.9025 | 41.9025 | 41.9025 | 41.9025 | 48.7238 | 34.749 | 0 | 0 | 0 | 0 | 0 | 0 | 0 | 0 | 0 | 0 | 0 | 0 | 0 | 0 | 0 | 0 | 0 | 0 | 9.8048 | 356.9049 | 0 | 20.1488 | 0 | 0 | 0 | 56.394 | 679.4696 | 39.7058 | 73.9398 | 0 | 0.5138 | -4.1409 | 14.074 | 3.248 | 0 | 1286.12 | 638.749 | -25.4209 | 8.9017 | 7.395 | -1.78 | 20.3188 | 1.7241 | 2025-12-25 | 2025_12_25 Hr 11 | 72.6498 | 3.3e-05 | -1286.12 | 350.2272 | 628.7961 | 192.1628 | 95.1929 | 19.7411 | 0 | 131.0402 | 356.2184 | 141.5374 | 0 | 192.1628 | 0 | 0 | 0 | 0 | 0 | 0 | 0 | 0
2025_12_25 Hr 12 | 4.4991 | 0.00258 | 0.072756 | 0 | 0 | 0 | 0 | 0 | 0 | 132.6489 | -14.3 | 0.084 | 6 | 0 | 96.0814 | 96.0814 | 0 | 0 | 0.00697 | 0.084 | 0.03454 | 0 | 0 | 0 | 0 | 0 | 0 | 0.29046 | 0.2376 | 0 | 0 | 0 | 0 | 0 | 0 | 0 | 24.3725 | 58.4177 | 0 | 2.3323 | -3.3939 | 0.7527 | 12.9974 | 2.92 | -1 | -4.2 | 14.8537 | 0 | 0 | 39.2006 | 39.2006 | 39.2006 | 39.2006 | 45.5821 | 20.8494 | 0 | 0 | 0 | 0 | 0 | 0 | 0 | 0 | 0 | 0 | 0 | 0 | 0 | 0 | 0 | 0 | 0 | 0 | 9.8048 | 374.8206 | 0 | 20.1488 | 0 | 0 | 0 | 50.0316 | 656.6169 | 38.9105 | 72.4587 | 0 | 0.5138 | -4.4991 | 14.074 | 3.248 | 0 | 1265.82 | 636.0437 | -25.7791 | 8.9017 | 7.395 | -1.78 | 19.9118 | 1.6896 | 2025-12-25 | 2025_12_25 Hr 12 | 71.8271 | -1.9e-05 | -1265.82 | 373.759 | 603.2008 | 192.1628 | 76.9563 | 19.7411 | 0 | 129.3479 | 335.0335 | 138.8194 | 0 | 192.1628 | 0 | 0 | 0 | 0 | 0 | 0 | 0 | 0
2025_12_25 Hr 13 | 2.0729 | 0.00438 | 0.12352 | 0 | 0 | 0 | 0 | 0 | 0 | 128.7938 | -14.3 | 0.084 | 6 | 0 | 96.0814 | 96.0814 | 0 | 0 | 0.00697 | 0.084 | 0.03454 | 0 | 0 | 0 | 0 | 0 | 0 | 0.29046 | 0.2376 | 0 | 0 | 0 | 0 | 0 | 0 | 0 | 24.107 | 57.7815 | 0 | 1.9871 | -3.0337 | 0.7527 | 12.9974 | 2.92 | -1 | -4.2 | 14.8537 | 0 | 0 | 37.7611 | 37.7611 | 37.7611 | 37.7611 | 43.9083 | 29.7999 | 0 | 0 | 0 | 0 | 0 | 0 | 0 | 0 | 0 | 0 | 0 | 0 | 0 | 0 | 0 | 0 | 0 | 0 | 9.8048 | 357.2516 | 0 | 20.1488 | 0 | 0 | 0 | 49.0194 | 644.479 | 38.4867 | 71.6696 | 0 | 0.5138 | -2.0729 | 14.074 | 3.248 | 0 | 1242.62 | 622.5405 | -23.3529 | 8.9017 | 7.395 | -1.78 | 19.695 | 1.6712 | 2025-12-25 | 2025_12_25 Hr 13 | 61.2132 | -1e-05 | -1242.62 | 356.205 | 589.564 | 192.1628 | 84.9472 | 19.7411 | 0 | 128.4463 | 323.7464 | 137.3713 | 0 | 192.1628 | 0 | 0 | 0 | 0 | 0 | 0 | 0 | 0
2025_12_25 Hr 14 | 3.7992 | 0.00648 | 0.18274 | 0 | 0 | 0 | 0 | 0 | 0 | 130.3655 | -14.3 | 0.084 | 8 | 0 | 96.0814 | 96.0814 | 0 | 0 | 0.00697 | 0.084 | 0.03454 | 0 | 0 | 0 | 0 | 0 | 0 | 0.29046 | 0.2376 | 0 | 0 | 0 | 0 | 0 | 0 | 0 | 24.2153 | 58.0409 | 0 | 4.1086 | -3.7868 | 0.7527 | 12.9974 | 2.92 | -1 | -4.2 | 14.8537 | 0 | 0 | 38.348 | 38.348 | 38.348 | 38.348 | 44.5907 | 27.7992 | 0 | 0 | 0 | 0 | 0 | 0 | 0 | 0 | 0 | 0 | 0 | 0 | 0 | 0 | 0 | 0 | 0 | 0 | 9.8048 | 352.4643 | 0 | 20.1488 | 0 | 0 | 0 | 47.718 | 649.5074 | 38.6595 | 71.9913 | 0 | 0.5138 | -3.7992 | 14.074 | 3.248 | 0 | 1243.52 | 618.77 | -25.0792 | 8.9017 | 7.395 | -1.78 | 19.7834 | 1.6787 | 2025-12-25 | 2025_12_25 Hr 14 | 58.5975 | -1.6e-05 | -1243.52 | 352.7861 | 595.1236 | 192.1628 | 83.7064 | 19.7411 | 0 | 128.8139 | 328.3481 | 137.9617 | 0 | 192.1628 | 0 | 0 | 0 | 0 | 0 | 0 | 0 | 0
2025_12_25 Hr 15 | 1.3698 | 0.00714 | 0.20135 | 0 | 0 | 0 | 0 | 0 | 0 | 130.929 | -14.3 | 0.084 | 15 | 0 | 96.0814 | 96.0814 | 0 | 0 | 0.00697 | 0.084 | 0.03454 | 0 | 0 | 0 | 0 | 0 | 0 | 0.29046 | 0.2376 | 0 | 0 | 0 | 0 | 0 | 0 | 0 | 24.254 | 58.1339 | 0 | 0 | -18.5646 | 0.7527 | 12.9974 | 2.92 | -1 | -4.2 | 14.8537 | 0 | 0 | 38.5584 | 38.5584 | 38.5584 | 38.5584 | 44.8353 | 32.7483 | 0 | 0 | 0 | 0 | 0 | 0 | 0 | 0 | 0 | 0 | 0 | 0 | 0 | 0 | 0 | 0 | 0 | 0 | 9.8048 | 360.2893 | 0 | 20.1488 | 0 | 0 | 0 | 47.718 | 651.3075 | 38.7214 | 72.1067 | 0 | 0.5138 | -1.3698 | 14.074 | 3.248 | 0 | 1246.42 | 636.3269 | -22.6498 | 8.9017 | 7.395 | -1.78 | 19.8151 | 1.6814 | 2025-12-25 | 2025_12_25 Hr 15 | 58.7515 | 4.1e-05 | -1246.42 | 341.7247 | 597.1168 | 192.1628 | 95.6748 | 19.7411 | 0 | 128.9457 | 329.9977 | 138.1733 | 0 | 192.1628 | 0 | 0 | 0 | 0 | 0 | 0 | 0 | 0
2025_12_25 Hr 16 | 0.69816 | 0.00591 | 0.16666 | 0 | 0 | 0 | 0 | 0 | 0 | 130.8696 | -14.3 | 0.084 | 19 | 0 | 96.0814 | 96.0814 | 0 | 0 | 0.00697 | 0.084 | 0.03454 | 0 | 0 | 0 | 0 | 0 | 0 | 0.29046 | 0.2376 | 0 | 0 | 0 | 0 | 0 | 0 | 0 | 24.25 | 58.1241 | 0 | 0 | -11.3208 | 0.7527 | 12.9974 | 2.92 | -1 | -4.2 | 14.8537 | 0 | 0 | 38.5362 | 38.5362 | 38.5362 | 38.5362 | 44.8096 | 34.749 | 0 | 0 | 0 | 0 | 0 | 0 | 0 | 0 | 0 | 0 | 0 | 0 | 0 | 0 | 0 | 0 | 0 | 0 | 9.8048 | 366.6502 | 0 | 20.1488 | 0 | 0 | 0 | 28.3416 | 651.0853 | 38.7149 | 72.0945 | 0 | 0.5138 | -0.69816 | 14.074 | 3.248 | 0 | 1246.403 | 628.617 | -21.9782 | 8.9017 | 7.395 | -1.78 | 19.8117 | 1.6811 | 2025-12-25 | 2025_12_25 Hr 16 | 60.6134 | 0.000312 | -1246.403 | 355.3294 | 596.9069 | 192.1628 | 82.2632 | 19.7411 | 0 | 128.9318 | 329.824 | 138.151 | 0 | 192.1628 | 0 | 0 | 0 | 0 | 0 | 0 | 0 | 0
2025_12_25 Hr 17 | 0.34162 | 0.00195 | 0.05499 | 0 | 0 | 0 | 0 | 0 | 0 | 147.8915 | -14.3 | 0.084 | 28 | 0 | 96.0814 | 96.0814 | 0 | 0 | 0.00697 | 0.084 | 0.03454 | 0 | 0 | 0 | 0 | 0 | 0 | 0.29046 | 0.2376 | 0 | 0 | 0 | 0 | 0 | 0 | 0 | 25.4219 | 60.9332 | 0 | 1.0249 | -0.70311 | 0.7527 | 12.9974 | 2.92 | -1 | -4.2 | 14.8537 | 0 | 0 | 44.8922 | 44.8922 | 44.8922 | 44.8922 | 52.2003 | 32.7483 | 0 | 0 | 0 | 0 | 0 | 0 | 0 | 0 | 0 | 0 | 0 | 0 | 0 | 0 | 0 | 0 | 0 | 0 | 9.8048 | 339.8077 | 0 | 20.1488 | 0 | 0 | 0 | 17.0628 | 704.7913 | 40.586 | 75.5787 | 0 | 0.5138 | -0.34162 | 14.074 | 3.248 | 0 | 1287.02 | 603.5284 | -21.6216 | 8.9017 | 7.395 | -1.78 | 20.7692 | 1.7623 | 2025-12-25 | 2025_12_25 Hr 17 | 64.7857 | 4.61e-05 | -1287.02 | 340.1295 | 657.1187 | 192.1628 | 77.868 | 19.7411 | 0 | 132.9128 | 379.6608 | 144.545 | 0 | 192.1628 | 0 | 0 | 0 | 0 | 0 | 0 | 0 | 0
2025_12_25 Hr 18 | 0 | 0 | 0 | 0 | 0 | 0 | 0 | 0 | 0 | 153.0514 | -14.3 | 0.084 | 33 | 0 | 96.0814 | 96.0814 | 0 | 0 | 0.00697 | 0.084 | 0.03454 | 0 | 0 | 0 | 0 | 0 | 0 | 0.29046 | 0.2376 | 0 | 0 | 0 | 0 | 0 | 0 | 0 | 25.7772 | 61.7847 | 0 | 0 | -3.6803 | 0.7527 | 12.9974 | 2.92 | -1 | -4.2 | 14.8537 | 0 | 0 | 46.819 | 46.819 | 46.819 | 46.819 | 54.4407 | 32.7483 | 0 | 0 | 0 | 0 | 0 | 0 | 0 | 0 | 0 | 0 | 0 | 0 | 0 | 0 | 0 | 0 | 0 | 0 | 9.8048 | 343.8311 | 0 | 20.1488 | 0 | 0 | 0 | 17.0628 | 721.0504 | 41.1531 | 76.635 | 0 | 0.5138 | 0 | 14.074 | 3.248 | 0 | 1310.237 | 614.1465 | -21.28 | 8.9017 | 7.395 | -1.78 | 21.0594 | 1.787 | 2025-12-25 | 2025_12_25 Hr 18 | 65.1168 | -0.000322 | -1310.237 | 340.1508 | 675.371 | 192.1628 | 82.8111 | 19.7411 | 0 | 134.1196 | 394.7681 | 146.4833 | 0 | 192.1628 | 0 | 0 | 0 | 0 | 0 | 0 | 0 | 0
2025_12_25 Hr 19 | 0 | 0 | 0 | 0 | 0 | 0 | 0 | 0 | 0 | 147.0908 | -14.3 | 0.084 | 31 | 0 | 96.0814 | 96.0814 | 0 | 0 | 0.00697 | 0.084 | 0.03454 | 0 | 0 | 0 | 0 | 0 | 0 | 0.29046 | 0.2376 | 0 | 0 | 0 | 0 | 0 | 0 | 0 | 25.3668 | 60.801 | 0 | 7.826 | 0 | 0.7527 | 12.9974 | 2.92 | -1 | -4.2 | 14.8537 | 0 | 0 | 44.5933 | 44.5933 | 44.5933 | 44.5933 | 51.8526 | 34.749 | 0 | 0 | 0 | 0 | 0 | 0 | 0 | 0 | 0 | 0 | 0 | 0 | 0 | 0 | 0 | 0 | 0 | 0 | 9.8048 | 331.3491 | 0 | 20.1488 | 0 | 0 | 0 | 13.014 | 702.2048 | 40.498 | 75.4149 | 0 | 0.5138 | 0 | 14.074 | 3.248 | 0 | 1284.128 | 595.3774 | -21.28 | 8.9017 | 7.395 | -1.78 | 20.7242 | 1.7585 | 2025-12-25 | 2025_12_25 Hr 19 | 66.2313 | 0.000347 | -1284.128 | 339.1751 | 654.2864 | 192.1628 | 78.763 | 19.7411 | 0 | 132.7256 | 377.3165 | 144.2443 | 0 | 192.1628 | 0 | 0 | 0 | 0 | 0 | 0 | 0 | 0
2025_12_25 Hr 20 | 0 | 0 | 0 | 0 | 0 | 0 | 0 | 0 | 0 | 136.6227 | -14.3 | 0.084 | 27 | 0 | 96.0814 | 96.0814 | 0 | 0 | 0.00697 | 0.084 | 0.03454 | 0 | 0 | 0 | 0 | 0 | 0 | 0.29046 | 0.2376 | 0 | 0 | 0 | 0 | 0 | 0 | 0 | 24.6461 | 59.0735 | 0 | 0 | -4.0587 | 0.7527 | 12.9974 | 2.92 | -1 | -4.2 | 14.8537 | 0 | 0 | 40.6844 | 40.6844 | 40.6844 | 40.6844 | 47.3075 | 19.9017 | 0 | 0 | 0 | 0 | 0 | 0 | 0 | 0 | 0 | 0 | 0 | 0 | 0 | 0 | 0 | 0 | 0 | 0 | 9.8048 | 344.7406 | 0 | 20.1488 | 0 | 0 | 0 | 20.967 | 669.1079 | 39.3473 | 73.2721 | 0 | 0.5138 | 0 | 14.074 | 3.248 | 0 | 1237.712 | 593.9424 | -21.28 | 8.9017 | 7.395 | -1.78 | 20.1353 | 1.7086 | 2025-12-25 | 2025_12_25 Hr 20 | 65.2676 | -0.000259 | -1237.712 | 340.6819 | 617.2573 | 192.1628 | 67.8687 | 19.7411 | 0 | 130.2773 | 346.6679 | 140.3121 | 0 | 192.1628 | 0 | 0 | 0 | 0 | 0 | 0 | 0 | 0
2025_12_25 Hr 21 | 0 | 0 | 0 | 0 | 0 | 0 | 0 | 0 | 0 | 129.209 | -14.3 | 0.084 | 26 | 0 | 96.0814 | 96.0814 | 0 | 0 | 0.00697 | 0.084 | 0.03454 | 0 | 0 | 0 | 0 | 0 | 0 | 0.29046 | 0.2376 | 0 | 0 | 0 | 0 | 0 | 0 | 0 | 24.1356 | 57.85 | 0 | 4.1596 | -0.19299 | 0.7527 | 12.9974 | 2.92 | -1 | -4.2 | 14.8537 | 0 | 0 | 37.9161 | 37.9161 | 37.9161 | 37.9161 | 44.0885 | 14.8473 | 0 | 0 | 0 | 0 | 0 | 0 | 0 | 0 | 0 | 0 | 0 | 0 | 0 | 0 | 0 | 0 | 0 | 0 | 9.8048 | 347.5093 | 0 | 20.1488 | 0 | 0 | 0 | 17.352 | 645.6682 | 38.5324 | 71.7546 | 0 | 0.5138 | 0 | 14.074 | 3.248 | 0 | 1212.612 | 584.2569 | -21.28 | 8.9017 | 7.395 | -1.78 | 19.7183 | 1.6732 | 2025-12-25 | 2025_12_25 Hr 21 | 66.4313 | -0.00029 | -1212.612 | 351.4759 | 591.0326 | 192.1628 | 58.1993 | 19.7411 | 0 | 128.5434 | 324.962 | 137.5272 | 0 | 192.1628 | 0 | 0 | 0 | 0 | 0 | 0 | 0 | 0
2025_12_25 Hr 22 | 0 | 0 | 0 | 0 | 0 | 0 | 0 | 0 | 0 | 113.403 | -14.3 | 0.084 | 43 | 0 | 96.0814 | 96.0814 | 0 | 0 | 0.00697 | 0.084 | 0.03454 | 0 | 0 | 0 | 0 | 0 | 0 | 0.29046 | 0.2376 | 0 | 0 | 0 | 0 | 0 | 0 | 0 | 23.0474 | 55.2416 | 0 | 3.8624 | -0.038645 | 0.7527 | 12.9974 | 2.92 | -1 | -4.2 | 14.8537 | 0 | 0 | 32.0141 | 32.0141 | 32.0141 | 32.0141 | 37.2257 | 13.8996 | 0 | 0 | 0 | 0 | 0 | 0 | 0 | 0 | 0 | 0 | 0 | 0 | 0 | 0 | 0 | 0 | 0 | 0 | 9.8048 | 318.2041 | 0 | 20.1488 | 0 | 0 | 0 | 20.967 | 595.6945 | 36.795 | 68.5192 | 0 | 0.5138 | 0 | 14.074 | 3.248 | 0 | 1146.92 | 568.6817 | -21.28 | 8.9017 | 7.395 | -1.78 | 18.8292 | 1.5977 | 2025-12-25 | 2025_12_25 Hr 22 | 63.4615 | 1.891e-05 | -1146.92 | 322.0278 | 535.1217 | 192.1628 | 77.8666 | 19.7411 | 0 | 124.8467 | 278.685 | 131.59 | 0 | 192.1628 | 0 | 0 | 0 | 0 | 0 | 0 | 0 | 0
2025_12_25 Hr 23 | 0 | 0 | 0 | 0 | 0 | 0 | 0 | 0 | 0 | 99.4653 | 0 | 0.084 | 58 | 0 | 96.0814 | 96.0814 | 0 | 0 | 0.00697 | 0.084 | 0.03454 | 0 | 0 | 0 | 0 | 0 | 0 | 0.29046 | 0.2376 | 0 | 0 | 0 | 0 | 0 | 0 | 0 | 22.0877 | 52.9415 | 0 | 18.2802 | 0 | 0.7527 | 12.9974 | 2.92 | -1 | -4.2 | 14.8537 | 0 | 0 | 26.8097 | 26.8097 | 26.8097 | 26.8097 | 31.174 | 15.9003 | 0 | 0 | 0 | 0 | 0 | 0 | 0 | 0 | 0 | 0 | 0 | 0 | 0 | 0 | 0 | 0 | 0 | 0 | 9.8048 | 272.5896 | 0 | 20.1488 | 0 | 0 | 0 | 24.7266 | 551.6277 | 35.2629 | 65.6663 | 0 | 0.5138 | 0 | 14.074 | 3.248 | 0 | 1101.52 | 538.592 | -6.98 | 8.9017 | 7.395 | -1.78 | 18.0452 | 1.5312 | 2025-12-25 | 2025_12_25 Hr 23 | 69.1969 | 1.7e-05 | -1101.52 | 290.8698 | 500.1195 | 192.1628 | 98.6269 | 19.7411 | 0 | 121.587 | 237.878 | 140.6544 | 0 | 192.1628 | 0 | 0 | 0 | 0 | 0 | 0 | 0 | 0
2025_12_25 Hr 24 | 0 | 0 | 0 | 0 | 0 | 0 | 0 | 0 | 0 | 83.2145 | 0 | 0.084 | 63 | 0 | 96.0814 | 96.0814 | 0 | 0 | 0.00697 | 0.084 | 0.03454 | 0 | 0 | 0 | 0 | 0 | 0 | 0.29046 | 0.2376 | 0 | 0 | 0 | 0 | 0 | 0 | 0 | 20.9688 | 50.2597 | 0 | 3.5393 | -1.3237 | 0.7527 | 12.9974 | 2.92 | -1 | -4.2 | 14.8537 | 0 | 0 | 20.7415 | 20.7415 | 20.7415 | 20.7415 | 24.1181 | 31.8006 | 0 | 0 | 0 | 0 | 0 | 0 | 0 | 0 | 0 | 0 | 0 | 0 | 0 | 0 | 0 | 0 | 0 | 0 | 9.8048 | 246.1187 | 0 | 20.1488 | 0 | 0 | 0 | 42.9462 | 500.2478 | 33.4766 | 62.3399 | 0 | 0.5138 | 0 | 14.074 | 3.248 | 0 | 1040.62 | 545.1367 | -6.98 | 8.9017 | 7.395 | -1.78 | 17.1311 | 1.4536 | 2025-12-25 | 2025_12_25 Hr 24 | 69.9737 | 9e-06 | -1040.62 | 248.3343 | 442.6351 | 192.1628 | 137.7468 | 19.7411 | 0 | 117.7863 | 190.2987 | 134.5501 | 0 | 192.1628 | 0 | 0 | 0 | 0 | 0 | 0 | 0 | 0
2025_12_26 Hr 01 | 0 | 0 | 0 | 0 | 0 | 0 | 0 | 0 | 0 | 60.7896 | 0 | 0.084 | 67 | 0 | 96.0814 | 96.0814 | 0 | 0 | 0.00697 | 0.084 | 0.03454 | 0 | 0 | 0 | 0 | 0 | 0 | 0.29046 | 0.2376 | 0 | 0 | 0 | 0 | 0 | 0 | 0 | 19.3818 | 46.4311 | 0 | 5.2529 | -0.12134 | 0.7527 | 13.0203 | 2.92 | -1 | -4.2 | 14.9329 | 0 | 0 | 12.1124 | 12.1124 | 12.1124 | 12.1124 | 14.0842 | 39.6981 | 0 | 0 | 0 | 0 | 0 | 0 | 0 | 0 | 0 | 0 | 0 | 0 | 0 | 0 | 0 | 0 | 0 | 0 | 9.8033 | 277.1632 | 0 | 20.9853 | 0 | 0 | 0 | 44.9706 | 427.9404 | 32.1509 | 59.9781 | 0 | 0.5138 | 0 | 14.074 | 3.248 | 0 | 1012.637 | 586.5447 | -6.98 | 8.8848 | 7.395 | -1.78 | 16.4818 | 1.3958 | 2025-12-26 | 2025_12_26 Hr 01 | 71.0755 | -0.0003023 | -1012.637 | 282.2947 | 366.7694 | 192.1628 | 151.6687 | 19.7411 | 0 | 112.4541 | 123.3235 | 130.9918 | 0 | 192.1628 | 0 | 0 | 0 | 0 | 0 | 0 | 0 | 0
2025_12_26 Hr 02 | 0 | 0 | 0 | 0 | 0 | 0 | 0 | 0 | 0 | 53.4958 | 0 | 0.084 | 64 | 0 | 96.0814 | 96.0814 | 0 | 0 | 0.00697 | 0.084 | 0.03454 | 0 | 0 | 0 | 0 | 0 | 0 | 0.29046 | 0.2376 | 0 | 0 | 0 | 0 | 0 | 0 | 0 | 18.8889 | 45.2504 | 0 | 1.7925 | -0.44659 | 0.7527 | 13.0203 | 2.92 | -1 | -4.2 | 14.9329 | 0 | 0 | 9.3969 | 9.3969 | 9.3969 | 9.3969 | 10.9266 | 46.6479 | 0 | 0 | 0 | 0 | 0 | 0 | 0 | 0 | 0 | 0 | 0 | 0 | 0 | 0 | 0 | 0 | 0 | 0 | 9.8033 | 279.0082 | 0 | 20.9853 | 0 | 0 | 0 | 50.3208 | 404.9534 | 31.3333 | 58.4529 | 0 | 0.5138 | 0 | 14.074 | 3.248 | 0 | 994.2117 | 594.8924 | -6.98 | 8.8848 | 7.395 | -1.78 | 16.0626 | 1.3603 | 2025-12-26 | 2025_12_26 Hr 02 | 73.1428 | -2.37e-05 | -994.2117 | 280.3541 | 340.9851 | 192.1628 | 160.9687 | 19.7411 | 0 | 110.7806 | 102.0101 | 128.1944 | 0 | 192.1628 | 0 | 0 | 0 | 0 | 0 | 0 | 0 | 0
2025_12_26 Hr 03 | 0 | 0 | 0 | 0 | 0 | 0 | 0 | 0 | 0 | 57.5089 | 0 | 0.084 | 64 | 0 | 96.0814 | 96.0814 | 0 | 0 | 0.00697 | 0.084 | 0.03454 | 0 | 0 | 0 | 0 | 0 | 0 | 0.29046 | 0.2376 | 0 | 0 | 0 | 0 | 0 | 0 | 0 | 19.1601 | 45.9 | 0 | 1.8259 | -4.468 | 0.7527 | 13.0203 | 2.92 | -1 | -4.2 | 14.9329 | 0 | 0 | 10.891 | 10.891 | 10.891 | 10.891 | 12.6639 | 45.7002 | 0 | 0 | 0 | 0 | 0 | 0 | 0 | 0 | 0 | 0 | 0 | 0 | 0 | 0 | 0 | 0 | 0 | 0 | 9.8033 | 251.7426 | 0 | 20.9853 | 0 | 0 | 0 | 51.0438 | 417.6008 | 31.7832 | 59.2921 | 0 | 0.5138 | 0 | 14.074 | 3.248 | 0 | 976.92 | 568.9412 | -6.98 | 8.8848 | 7.395 | -1.78 | 16.2932 | 1.3798 | 2025-12-26 | 2025_12_26 Hr 03 | 70.3358 | 3.9e-05 | -976.92 | 249.1005 | 355.1717 | 192.1628 | 160.744 | 19.7411 | 0 | 111.7014 | 113.7368 | 129.7335 | 0 | 192.1628 | 0 | 0 | 0 | 0 | 0 | 0 | 0 | 0
2025_12_26 Hr 04 | 0 | 0 | 0 | 0 | 0 | 0 | 0 | 0 | 0 | 55.4877 | 0 | 0.084 | 64 | 0 | 96.0814 | 96.0814 | 0 | 0 | 0.00697 | 0.084 | 0.03454 | 0 | 0 | 0 | 0 | 0 | 0 | 0.29046 | 0.2376 | 0 | 0 | 0 | 0 | 0 | 0 | 0 | 19.0235 | 45.5728 | 0 | 1.2542 | -1.2162 | 0.7527 | 13.0203 | 2.92 | -1 | -4.2 | 14.9329 | 0 | 0 | 10.1385 | 10.1385 | 10.1385 | 10.1385 | 11.7889 | 42.7518 | 0 | 0 | 0 | 0 | 0 | 0 | 0 | 0 | 0 | 0 | 0 | 0 | 0 | 0 | 0 | 0 | 0 | 0 | 9.8033 | 273.5118 | 0 | 20.9853 | 0 | 0 | 0 | 48.2964 | 411.231 | 31.5566 | 58.8694 | 0 | 0.5138 | 0 | 14.074 | 3.248 | 0 | 988.5283 | 584.2394 | -6.98 | 8.8848 | 7.395 | -1.78 | 16.1771 | 1.37 | 2025-12-26 | 2025_12_26 Hr 04 | 69.0236 | 4.9e-05 | -988.5283 | 273.5497 | 348.0266 | 192.1628 | 155.0482 | 19.7411 | 0 | 111.2376 | 107.8306 | 128.9584 | 0 | 192.1628 | 0 | 0 | 0 | 0 | 0 | 0 | 0 | 0
2025_12_26 Hr 05 | 0 | 0 | 0 | 0 | 0 | 0 | 0 | 0 | 0 | 68.2886 | 0 | 0.084 | 66 | 0 | 96.0814 | 96.0814 | 0 | 0 | 0.00697 | 0.084 | 0.03454 | 0 | 0 | 0 | 0 | 0 | 0 | 0.29046 | 0.2376 | 0 | 0 | 0 | 0 | 0 | 0 | 0 | 19.8885 | 47.645 | 0 | 2.9231 | -3.8716 | 0.7527 | 13.0203 | 2.92 | -1 | -4.2 | 14.9329 | 0 | 0 | 14.9043 | 14.9043 | 14.9043 | 14.9043 | 17.3305 | 45.7002 | 0 | 0 | 0 | 0 | 0 | 0 | 0 | 0 | 0 | 0 | 0 | 0 | 0 | 0 | 0 | 0 | 0 | 0 | 9.8033 | 251.31 | 0 | 20.9853 | 0 | 0 | 0 | 47.2842 | 451.5736 | 32.9915 | 61.5461 | 0 | 0.5138 | 0 | 14.074 | 3.248 | 0 | 1014.528 | 570.8832 | -6.98 | 8.8848 | 7.395 | -1.78 | 16.9126 | 1.4322 | 2025-12-26 | 2025_12_26 Hr 05 | 71.9049 | 0.00036 | -1014.528 | 250.3615 | 393.2786 | 192.1628 | 158.9844 | 19.7411 | 0 | 114.1747 | 145.2362 | 133.8678 | 0 | 192.1628 | 0 | 0 | 0 | 0 | 0 | 0 | 0 | 0
2025_12_26 Hr 06 | 0 | 0 | 0 | 0 | 0 | 0 | 0 | 0 | 0 | 87.9732 | 0 | 0.084 | 62 | 0 | 96.0814 | 96.0814 | 0 | 0 | 0.00697 | 0.084 | 0.03454 | 0 | 0 | 0 | 0 | 0 | 0 | 0.29046 | 0.2376 | 0 | 0 | 0 | 0 | 0 | 0 | 0 | 21.2186 | 50.8314 | 0 | 2.81 | -0.71136 | 0.7527 | 13.0203 | 2.92 | -1 | -4.2 | 14.9329 | 0 | 0 | 22.2328 | 22.2328 | 22.2328 | 22.2328 | 25.8522 | 42.7518 | 0 | 0 | 0 | 0 | 0 | 0 | 0 | 0 | 0 | 0 | 0 | 0 | 0 | 0 | 0 | 0 | 0 | 0 | 9.8033 | 233.0201 | 0 | 20.9853 | 0 | 0 | 0 | 46.272 | 513.6108 | 35.1979 | 65.6623 | 0 | 0.5138 | 0 | 14.074 | 3.248 | 0 | 1060.912 | 552.1822 | -6.98 | 8.8848 | 7.395 | -1.78 | 18.0437 | 1.528 | 2025-12-26 | 2025_12_26 Hr 06 | 77.7633 | -0.0003224 | -1060.912 | 235.1187 | 462.8653 | 192.1628 | 151.0238 | 19.7411 | 0 | 118.6913 | 202.7568 | 141.4172 | 0 | 192.1628 | 0 | 0 | 0 | 0 | 0 | 0 | 0 | 0
2025_12_26 Hr 07 | 0 | 0 | 0 | 0 | 0 | 0 | 0 | 0 | 0 | 113.5165 | -14.3 | 0.084 | 53 | 0 | 96.0814 | 96.0814 | 0 | 0 | 0.00697 | 0.084 | 0.03454 | 0 | 0 | 0 | 0 | 0 | 0 | 0.29046 | 0.2376 | 0 | 0 | 0 | 0 | 0 | 0 | 0 | 22.9446 | 54.9662 | 0 | 3.8223 | -0.44522 | 0.7527 | 13.0203 | 2.92 | -1 | -4.2 | 14.9329 | 0 | 0 | 31.7426 | 31.7426 | 31.7426 | 31.7426 | 36.91 | 32.7483 | 0 | 0 | 0 | 0 | 0 | 0 | 0 | 0 | 0 | 0 | 0 | 0 | 0 | 0 | 0 | 0 | 0 | 0 | 9.8033 | 253.2129 | 0 | 20.9853 | 0 | 0 | 0 | 48.0072 | 594.1115 | 38.061 | 71.0035 | 0 | 0.5138 | 0 | 14.074 | 3.248 | 0 | 1141.112 | 564.903 | -21.28 | 8.8848 | 7.395 | -1.78 | 19.5115 | 1.6523 | 2025-12-26 | 2025_12_26 Hr 07 | 78.1502 | -0.0002764 | -1141.112 | 256.59 | 538.8624 | 192.1628 | 133.7555 | 19.7411 | 0 | 124.5521 | 277.3967 | 136.9136 | 0 | 192.1628 | 0 | 0 | 0 | 0 | 0 | 0 | 0 | 0
2025_12_26 Hr 08 | 0 | 0 | 0 | 0 | 0 | 0 | 0 | 0 | 0 | 127.3133 | -14.3 | 0.084 | 46 | 0 | 96.0814 | 96.0814 | 0 | 0 | 0.00697 | 0.084 | 0.03454 | 0 | 0 | 0 | 0 | 0 | 0 | 0.29046 | 0.2376 | 0 | 0 | 0 | 0 | 0 | 0 | 0 | 23.8769 | 57.1996 | 0 | 0 | -6.5696 | 0.7527 | 13.0203 | 2.92 | -1 | -4.2 | 14.9329 | 0 | 0 | 36.8791 | 36.8791 | 36.8791 | 36.8791 | 42.8827 | 31.8006 | 0 | 0 | 0 | 0 | 0 | 0 | 0 | 0 | 0 | 0 | 0 | 0 | 0 | 0 | 0 | 0 | 0 | 0 | 9.8033 | 271.2292 | 0 | 20.9853 | 0 | 0 | 0 | 50.3208 | 637.593 | 39.6075 | 73.8884 | 0 | 0.5138 | 0 | 14.074 | 3.248 | 0 | 1192.32 | 582.5766 | -21.28 | 8.8848 | 7.395 | -1.78 | 20.3043 | 1.7195 | 2025-12-26 | 2025_12_26 Hr 08 | 76.7407 | 8e-06 | -1192.32 | 264.6596 | 587.6352 | 192.1628 | 128.1214 | 19.7411 | 0 | 127.7177 | 317.7125 | 142.2049 | 0 | 192.1628 | 0 | 0 | 0 | 0 | 0 | 0 | 0 | 0
2025_12_26 Hr 09 | 0.33996 | 7.5e-05 | 0.002115 | 0 | 0 | 0 | 0 | 0 | 0 | 133.2304 | -14.3 | 0.084 | 40 | 0 | 96.0814 | 96.0814 | 0 | 0 | 0.00697 | 0.084 | 0.03454 | 0 | 0 | 0 | 0 | 0 | 0 | 0.29046 | 0.2376 | 0 | 0 | 0 | 0 | 0 | 0 | 0 | 24.2767 | 58.1574 | 0 | 10.0619 | 0 | 0.7527 | 13.0203 | 2.92 | -1 | -4.2 | 14.9329 | 0 | 0 | 39.0821 | 39.0821 | 39.0821 | 39.0821 | 45.4443 | 35.802 | 0 | 0 | 0 | 0 | 0 | 0 | 0 | 0 | 0 | 0 | 0 | 0 | 0 | 0 | 0 | 0 | 0 | 0 | 9.8033 | 270.6175 | 0 | 20.9853 | 0 | 0 | 0 | 43.38 | 656.2432 | 40.2707 | 75.1257 | 0 | 0.5138 | -0.33996 | 14.074 | 3.248 | 0 | 1220.32 | 575.6349 | -21.62 | 8.8848 | 7.395 | -1.78 | 20.6443 | 1.7483 | 2025-12-26 | 2025_12_26 Hr 09 | 72.994 | 1e-06 | -1220.32 | 280.6794 | 608.5526 | 192.1628 | 119.1842 | 19.7411 | 0 | 129.0754 | 335.0029 | 144.4743 | 0 | 192.1628 | 0 | 0 | 0 | 0 | 0 | 0 | 0 | 0
2025_12_26 Hr 10 | 2.7694 | 0.00066 | 0.018612 | 0 | 0 | 0 | 0 | 0 | 0 | 136.8627 | -14.3 | 0.084 | 15 | 0 | 96.0814 | 96.0814 | 0 | 0 | 0.00697 | 0.084 | 0.03454 | 0 | 0 | 0 | 0 | 0 | 0 | 0.29046 | 0.2376 | 0 | 0 | 0 | 0 | 0 | 0 | 0 | 24.5221 | 58.7454 | 0 | 1.3627 | -0.061652 | 0.7527 | 13.0203 | 2.92 | -1 | -4.2 | 14.9329 | 0 | 0 | 40.4344 | 40.4344 | 40.4344 | 40.4344 | 47.0167 | 32.7483 | 0 | 0 | 0 | 0 | 0 | 0 | 0 | 0 | 0 | 0 | 0 | 0 | 0 | 0 | 0 | 0 | 0 | 0 | 9.8033 | 299.808 | 0 | 20.9853 | 0 | 0 | 0 | 53.6466 | 667.707 | 40.6779 | 75.8852 | 0 | 0.5138 | -2.7694 | 14.074 | 3.248 | 0 | 1235.82 | 590.8614 | -24.0494 | 8.8848 | 7.395 | -1.78 | 20.853 | 1.7659 | 2025-12-26 | 2025_12_26 Hr 10 | 61.1477 | -4.459e-05 | -1235.82 | 301.109 | 621.3929 | 192.1628 | 101.4142 | 19.7411 | 0 | 129.9088 | 345.6168 | 145.8673 | 0 | 192.1628 | 0 | 0 | 0 | 0 | 0 | 0 | 0 | 0
2025_12_26 Hr 11 | 1.3698 | 0.00123 | 0.034686 | 0 | 0 | 0 | 0 | 0 | 0 | 137.4779 | -14.3 | 0.084 | 6 | 0 | 96.0814 | 96.0814 | 0 | 0 | 0.00697 | 0.084 | 0.03454 | 0 | 0 | 0 | 0 | 0 | 0 | 0.29046 | 0.2376 | 0 | 0 | 0 | 0 | 0 | 0 | 0 | 24.5637 | 58.845 | 0 | 7.5774 | 0 | 0.7527 | 13.0203 | 2.92 | -1 | -4.2 | 14.9329 | 0 | 0 | 40.6634 | 40.6634 | 40.6634 | 40.6634 | 47.283 | 36.7497 | 0 | 0 | 0 | 0 | 0 | 0 | 0 | 0 | 0 | 0 | 0 | 0 | 0 | 0 | 0 | 0 | 0 | 0 | 9.8033 | 324.0498 | 0 | 20.9853 | 0 | 0 | 0 | 53.9358 | 669.6617 | 40.7468 | 76.0139 | 0 | 0.5138 | -1.3698 | 14.074 | 3.248 | 0 | 1263.82 | 609.2307 | -22.6498 | 8.8848 | 7.395 | -1.78 | 20.8883 | 1.7689 | 2025-12-26 | 2025_12_26 Hr 11 | 56.9782 | 1.5e-05 | -1263.82 | 331.6272 | 623.5676 | 192.1628 | 96.7214 | 19.7411 | 0 | 130.0499 | 347.4144 | 146.1032 | 0 | 192.1628 | 0 | 0 | 0 | 0 | 0 | 0 | 0 | 0
2025_12_26 Hr 12 | 1.7313 | 0.00144 | 0.040608 | 0 | 0 | 0 | 0 | 0 | 0 | 145.9728 | -14.3 | 0.084 | 5 | 0 | 96.0814 | 96.0814 | 0 | 0 | 0.00697 | 0.084 | 0.03454 | 0 | 0 | 0 | 0 | 0 | 0 | 0.29046 | 0.2376 | 0 | 0 | 0 | 0 | 0 | 0 | 0 | 25.1377 | 60.2201 | 0 | 0.49304 | -10.156 | 0.7527 | 13.0203 | 2.92 | -1 | -4.2 | 14.9329 | 0 | 0 | 43.826 | 43.826 | 43.826 | 43.826 | 50.9605 | 40.7511 | 0 | 0 | 0 | 0 | 0 | 0 | 0 | 0 | 0 | 0 | 0 | 0 | 0 | 0 | 0 | 0 | 0 | 0 | 9.8033 | 269.5564 | 0 | 20.9853 | 0 | 0 | 0 | 60.732 | 696.4397 | 41.699 | 77.7902 | 0 | 0.5138 | -1.7313 | 14.074 | 3.248 | 0 | 1231.92 | 568.1545 | -23.0113 | 8.8848 | 7.395 | -1.78 | 21.3764 | 1.8103 | 2025-12-26 | 2025_12_26 Hr 12 | 58.1713 | 6.27e-05 | -1231.92 | 259.8935 | 653.5976 | 192.1628 | 106.5251 | 19.7411 | 0 | 131.999 | 372.2374 | 149.3612 | 0 | 192.1628 | 0 | 0 | 0 | 0 | 0 | 0 | 0 | 0
2025_12_26 Hr 13 | 1.7296 | 0.00168 | 0.047376 | 0 | 0 | 0 | 0 | 0 | 0 | 141.1102 | -14.3 | 0.084 | 5 | 0 | 96.0814 | 96.0814 | 0 | 0 | 0.00697 | 0.084 | 0.03454 | 0 | 0 | 0 | 0 | 0 | 0 | 0.29046 | 0.2376 | 0 | 0 | 0 | 0 | 0 | 0 | 0 | 24.8091 | 59.4329 | 0 | 0 | -28.27 | 0.7527 | 13.0203 | 2.92 | -1 | -4.2 | 14.9329 | 0 | 0 | 42.0157 | 42.0157 | 42.0157 | 42.0157 | 48.8554 | 37.6974 | 0 | 0 | 0 | 0 | 0 | 0 | 0 | 0 | 0 | 0 | 0 | 0 | 0 | 0 | 0 | 0 | 0 | 0 | 9.8033 | 322.0046 | 0 | 20.9853 | 0 | 0 | 0 | 51.0438 | 681.1218 | 41.154 | 76.7734 | 0 | 0.5138 | -1.7296 | 14.074 | 3.248 | 0 | 1235.837 | 605.9945 | -23.0096 | 8.8848 | 7.395 | -1.78 | 21.097 | 1.7866 | 2025-12-26 | 2025_12_26 Hr 13 | 54.9262 | -0.0003 | -1235.837 | 293.7346 | 636.408 | 192.1628 | 93.7903 | 19.7411 | 0 | 130.8833 | 358.0284 | 147.4963 | 0 | 192.1628 | 0 | 0 | 0 | 0 | 0 | 0 | 0 | 0
2025_12_26 Hr 14 | 1.0315 | 0.001215 | 0.034263 | 0 | 0 | 0 | 0 | 0 | 0 | 138.8546 | -14.3 | 0.084 | 6 | 0 | 96.0814 | 96.0814 | 0 | 0 | 0.00697 | 0.084 | 0.03454 | 0 | 0 | 0 | 0 | 0 | 0 | 0.29046 | 0.2376 | 0 | 0 | 0 | 0 | 0 | 0 | 0 | 24.6567 | 59.0678 | 0 | 0 | -13.2343 | 0.7527 | 13.0203 | 2.92 | -1 | -4.2 | 14.9329 | 0 | 0 | 41.176 | 41.176 | 41.176 | 41.176 | 47.879 | 30.7476 | 0 | 0 | 0 | 0 | 0 | 0 | 0 | 0 | 0 | 0 | 0 | 0 | 0 | 0 | 0 | 0 | 0 | 0 | 9.8033 | 353.1512 | 0 | 20.9853 | 0 | 0 | 0 | 21.69 | 674.0002 | 40.9011 | 76.3018 | 0 | 0.5138 | -1.0315 | 14.074 | 3.248 | 0 | 1238.728 | 600.2738 | -22.3115 | 8.8848 | 7.395 | -1.78 | 20.9674 | 1.7756 | 2025-12-26 | 2025_12_26 Hr 14 | 59.8398 | 0.000317 | -1238.728 | 339.9169 | 628.4345 | 192.1628 | 58.4731 | 19.7411 | 0 | 130.3658 | 351.4374 | 146.6313 | 0 | 192.1628 | 0 | 0 | 0 | 0 | 0 | 0 | 0 | 0
2025_12_26 Hr 15 | 0.3383 | 0.001035 | 0.029187 | 0 | 0 | 0 | 0 | 0 | 0 | 133.4062 | -14.3 | 0.084 | 6 | 0 | 96.0814 | 96.0814 | 0 | 0 | 0.00697 | 0.084 | 0.03454 | 0 | 0 | 0 | 0 | 0 | 0 | 0.29046 | 0.2376 | 0 | 0 | 0 | 0 | 0 | 0 | 0 | 24.2886 | 58.1859 | 0 | 0.78267 | -3.6379 | 0.7527 | 13.0203 | 2.92 | -1 | -4.2 | 14.9329 | 0 | 0 | 39.1475 | 39.1475 | 39.1475 | 39.1475 | 45.5204 | 30.7476 | 0 | 0 | 0 | 0 | 0 | 0 | 0 | 0 | 0 | 0 | 0 | 0 | 0 | 0 | 0 | 0 | 0 | 0 | 9.8033 | 351.1329 | 0 | 20.9853 | 0 | 0 | 0 | 8.3868 | 656.8242 | 40.2904 | 75.1625 | 0 | 0.5138 | -0.3383 | 14.074 | 3.248 | 0 | 1214.52 | 582.1694 | -21.6183 | 8.8848 | 7.395 | -1.78 | 20.6544 | 1.7491 | 2025-12-26 | 2025_12_26 Hr 15 | 61.5804 | 2.78e-05 | -1214.52 | 348.2777 | 609.1739 | 192.1628 | 45.1646 | 19.7411 | 0 | 129.1157 | 335.5165 | 144.5417 | 0 | 192.1628 | 0 | 0 | 0 | 0 | 0 | 0 | 0 | 0
2025_12_26 Hr 16 | 0.3383 | 0.000495 | 0.013959 | 0 | 0 | 0 | 0 | 0 | 0 | 129.3638 | -14.3 | 0.084 | 6 | 0 | 96.0814 | 96.0814 | 0 | 0 | 0.00697 | 0.084 | 0.03454 | 0 | 0 | 0 | 0 | 0 | 0 | 0.29046 | 0.2376 | 0 | 0 | 0 | 0 | 0 | 0 | 0 | 24.0154 | 57.5315 | 0 | 0.1052 | -1.9744 | 0.7527 | 13.0203 | 2.92 | -1 | -4.2 | 14.9329 | 0 | 0 | 37.6425 | 37.6425 | 37.6425 | 37.6425 | 43.7704 | 35.802 | 0 | 0 | 0 | 0 | 0 | 0 | 0 | 0 | 0 | 0 | 0 | 0 | 0 | 0 | 0 | 0 | 0 | 0 | 9.8033 | 366.6241 | 0 | 20.9853 | 0 | 0 | 0 | 5.061 | 644.0692 | 39.8373 | 74.3172 | 0 | 0.5138 | -0.3383 | 14.074 | 3.248 | 0 | 1218.42 | 597.8383 | -21.6183 | 8.8848 | 7.395 | -1.78 | 20.4221 | 1.7294 | 2025-12-26 | 2025_12_26 Hr 16 | 61.8426 | -7.8e-06 | -1218.42 | 364.755 | 594.8838 | 192.1628 | 46.8775 | 19.7411 | 0 | 128.1882 | 323.7043 | 142.9913 | 0 | 192.1628 | 0 | 0 | 0 | 0 | 0 | 0 | 0 | 0
2025_12_26 Hr 17 | 0 | 0.00018 | 0.005076 | 0 | 0 | 0 | 0 | 0 | 0 | 148.4333 | -14.3 | 0.084 | 6 | 0 | 96.0814 | 96.0814 | 0 | 0 | 0.00697 | 0.084 | 0.03454 | 0 | 0 | 0 | 0 | 0 | 0 | 0.29046 | 0.2376 | 0 | 0 | 0 | 0 | 0 | 0 | 0 | 25.304 | 60.6184 | 0 | 7.5204 | 0 | 0.7527 | 13.0203 | 2.92 | -1 | -4.2 | 14.9329 | 0 | 0 | 44.7421 | 44.7421 | 44.7421 | 44.7421 | 52.0257 | 36.7497 | 0 | 0 | 0 | 0 | 0 | 0 | 0 | 0 | 0 | 0 | 0 | 0 | 0 | 0 | 0 | 0 | 0 | 0 | 9.8033 | 314.1167 | 0 | 20.9853 | 0 | 0 | 0 | 3.0366 | 704.1588 | 41.9748 | 78.3047 | 0 | 0.5138 | 0 | 14.074 | 3.248 | 0 | 1241.628 | 551.2291 | -21.28 | 8.8848 | 7.395 | -1.78 | 21.5178 | 1.8222 | 2025-12-26 | 2025_12_26 Hr 17 | 65.2774 | 0.00029 | -1241.628 | 321.6371 | 662.2958 | 192.1628 | 45.7916 | 19.7411 | 0 | 132.5636 | 379.4273 | 150.3049 | 0 | 192.1628 | 0 | 0 | 0 | 0 | 0 | 0 | 0 | 0
2025_12_26 Hr 18 | 0 | 0 | 0 | 0 | 0 | 0 | 0 | 0 | 0 | 147.6131 | -14.3 | 0.084 | 7 | 0 | 96.0814 | 96.0814 | 0 | 0 | 0.00697 | 0.084 | 0.03454 | 0 | 0 | 0 | 0 | 0 | 0 | 0.29046 | 0.2376 | 0 | 0 | 0 | 0 | 0 | 0 | 0 | 25.2486 | 60.4856 | 0 | 19.27 | 0 | 0.7527 | 13.0203 | 2.92 | -1 | -4.2 | 14.9329 | 0 | 0 | 44.4367 | 44.4367 | 44.4367 | 44.4367 | 51.6706 | 31.8006 | 0 | 0 | 0 | 0 | 0 | 0 | 0 | 0 | 0 | 0 | 0 | 0 | 0 | 0 | 0 | 0 | 0 | 0 | 9.8033 | 307.0634 | 0 | 20.9853 | 0 | 0 | 0 | 9.9774 | 701.5688 | 41.8829 | 78.1332 | 0 | 0.5138 | 0 | 14.074 | 3.248 | 0 | 1246.412 | 546.8528 | -21.28 | 8.8848 | 7.395 | -1.78 | 21.4707 | 1.8182 | 2025-12-26 | 2025_12_26 Hr 18 | 65.7986 | -0.000392 | -1246.412 | 326.3334 | 659.3964 | 192.1628 | 48.778 | 19.7411 | 0 | 132.3754 | 377.0306 | 149.9903 | 0 | 192.1628 | 0 | 0 | 0 | 0 | 0 | 0 | 0 | 0
2025_12_26 Hr 19 | 0 | 0 | 0 | 0 | 0 | 0 | 0 | 0 | 0 | 147.4374 | -14.3 | 0.084 | 15 | 0 | 96.0814 | 96.0814 | 0 | 0 | 0.00697 | 0.084 | 0.03454 | 0 | 0 | 0 | 0 | 0 | 0 | 0.29046 | 0.2376 | 0 | 0 | 0 | 0 | 0 | 0 | 0 | 25.2367 | 60.4571 | 0 | 8.9128 | -0.69587 | 0.7527 | 13.0203 | 2.92 | -1 | -4.2 | 14.9329 | 0 | 0 | 44.3713 | 44.3713 | 44.3713 | 44.3713 | 51.5945 | 29.7999 | 0 | 0 | 0 | 0 | 0 | 0 | 0 | 0 | 0 | 0 | 0 | 0 | 0 | 0 | 0 | 0 | 0 | 0 | 9.8033 | 275.3596 | 0 | 20.9853 | 0 | 0 | 0 | 29.0646 | 701.015 | 41.8632 | 78.0964 | 0 | 0.5138 | 0 | 14.074 | 3.248 | 0 | 1228.12 | 540.1681 | -21.28 | 8.8848 | 7.395 | -1.78 | 21.4606 | 1.8174 | 2025-12-26 | 2025_12_26 Hr 19 | 64.0712 | 1.59e-05 | -1228.12 | 283.5766 | 658.7751 | 192.1628 | 73.8645 | 19.7411 | 0 | 132.3351 | 376.5171 | 149.9229 | 0 | 192.1628 | 0 | 0 | 0 | 0 | 0 | 0 | 0 | 0
2025_12_26 Hr 20 | 0 | 0 | 0 | 0 | 0 | 0 | 0 | 0 | 0 | 138.093 | -14.3 | 0.084 | 27 | 0 | 96.0814 | 96.0814 | 0 | 0 | 0.00697 | 0.084 | 0.03454 | 0 | 0 | 0 | 0 | 0 | 0 | 0.29046 | 0.2376 | 0 | 0 | 0 | 0 | 0 | 0 | 0 | 24.6053 | 58.9445 | 0 | 2.6506 | -0.78064 | 0.7527 | 13.0203 | 2.92 | -1 | -4.2 | 14.9329 | 0 | 0 | 40.8924 | 40.8924 | 40.8924 | 40.8924 | 47.5493 | 29.7999 | 0 | 0 | 0 | 0 | 0 | 0 | 0 | 0 | 0 | 0 | 0 | 0 | 0 | 0 | 0 | 0 | 0 | 0 | 9.8033 | 266.489 | 0 | 20.9853 | 0 | 0 | 0 | 37.3068 | 671.5657 | 40.8158 | 76.1425 | 0 | 0.5138 | 0 | 14.074 | 3.248 | 0 | 1200.112 | 547.9559 | -21.28 | 8.8848 | 7.395 | -1.78 | 20.9237 | 1.7719 | 2025-12-26 | 2025_12_26 Hr 20 | 63.4779 | -0.0003497 | -1200.112 | 268.359 | 625.7421 | 192.1628 | 94.1067 | 19.7411 | 0 | 130.1911 | 349.2119 | 146.3392 | 0 | 192.1628 | 0 | 0 | 0 | 0 | 0 | 0 | 0 | 0
2025_12_26 Hr 21 | 0 | 0 | 0 | 0 | 0 | 0 | 0 | 0 | 0 | 120.8396 | -14.3 | 0.084 | 43 | 0 | 96.0814 | 96.0814 | 0 | 0 | 0.00697 | 0.084 | 0.03454 | 0 | 0 | 0 | 0 | 0 | 0 | 0.29046 | 0.2376 | 0 | 0 | 0 | 0 | 0 | 0 | 0 | 23.4394 | 56.1516 | 0 | 0 | -5.7522 | 0.7527 | 13.0203 | 2.92 | -1 | -4.2 | 14.9329 | 0 | 0 | 34.469 | 34.469 | 34.469 | 34.469 | 40.0802 | 32.7483 | 0 | 0 | 0 | 0 | 0 | 0 | 0 | 0 | 0 | 0 | 0 | 0 | 0 | 0 | 0 | 0 | 0 | 0 | 9.8033 | 290.6578 | 0 | 20.9853 | 0 | 0 | 0 | 39.6204 | 617.1909 | 38.8818 | 72.5348 | 0 | 0.5138 | 0 | 14.074 | 3.248 | 0 | 1176.928 | 586.7697 | -21.28 | 8.8848 | 7.395 | -1.78 | 19.9323 | 1.688 | 2025-12-26 | 2025_12_26 Hr 21 | 63.7696 | 0.000299 | -1176.928 | 284.9056 | 564.7502 | 192.1628 | 115.3687 | 19.7411 | 0 | 126.2323 | 298.7957 | 139.7221 | 0 | 192.1628 | 0 | 0 | 0 | 0 | 0 | 0 | 0 | 0
2025_12_26 Hr 22 | 0 | 0 | 0 | 0 | 0 | 0 | 0 | 0 | 0 | 110.2943 | -14.3 | 0.084 | 57 | 0 | 96.0814 | 96.0814 | 0 | 0 | 0.00697 | 0.084 | 0.03454 | 0 | 0 | 0 | 0 | 0 | 0 | 0.29046 | 0.2376 | 0 | 0 | 0 | 0 | 0 | 0 | 0 | 22.7269 | 54.4446 | 0 | 0.38187 | -12.4441 | 0.7527 | 13.0203 | 2.92 | -1 | -4.2 | 14.9329 | 0 | 0 | 30.543 | 30.543 | 30.543 | 30.543 | 35.5151 | 31.8006 | 0 | 0 | 0 | 0 | 0 | 0 | 0 | 0 | 0 | 0 | 0 | 0 | 0 | 0 | 0 | 0 | 0 | 0 | 9.8033 | 267.6565 | 0 | 20.9853 | 0 | 0 | 0 | 33.258 | 583.9566 | 37.6998 | 70.3297 | 0 | 0.5138 | 0 | 14.074 | 3.248 | 0 | 1117.028 | 566.4139 | -21.28 | 8.8848 | 7.395 | -1.78 | 19.3263 | 1.6366 | 2025-12-26 | 2025_12_26 Hr 22 | 58.9609 | 0.0003805 | -1117.028 | 255.5942 | 527.4717 | 192.1628 | 122.0586 | 19.7411 | 0 | 123.8128 | 267.9812 | 135.6778 | 0 | 192.1628 | 0 | 0 | 0 | 0 | 0 | 0 | 0 | 0
2025_12_26 Hr 23 | 0 | 0 | 0 | 0 | 0 | 0 | 0 | 0 | 0 | 95.0621 | 0 | 0.084 | 63 | 0 | 96.0814 | 96.0814 | 0 | 0 | 0.00697 | 0.084 | 0.03454 | 0 | 0 | 0 | 0 | 0 | 0 | 0.29046 | 0.2376 | 0 | 0 | 0 | 0 | 0 | 0 | 0 | 21.6976 | 51.9789 | 0 | 14.105 | 0 | 0.7527 | 13.0203 | 2.92 | -1 | -4.2 | 14.9329 | 0 | 0 | 24.872 | 24.872 | 24.872 | 24.872 | 28.921 | 34.749 | 0 | 0 | 0 | 0 | 0 | 0 | 0 | 0 | 0 | 0 | 0 | 0 | 0 | 0 | 0 | 0 | 0 | 0 | 9.8033 | 234.7645 | 0 | 20.9853 | 0 | 0 | 0 | 21.2562 | 535.9516 | 35.9925 | 67.1446 | 0 | 0.5138 | 0 | 14.074 | 3.248 | 0 | 1067.703 | 524.6267 | -6.98 | 8.8848 | 7.395 | -1.78 | 18.4511 | 1.5625 | 2025-12-26 | 2025_12_26 Hr 23 | 64.0998 | 0.000361 | -1067.703 | 248.8695 | 487.9248 | 192.1628 | 119.0052 | 19.7411 | 0 | 120.3178 | 223.4711 | 144.1359 | 0 | 192.1628 | 0 | 0 | 0 | 0 | 0 | 0 | 0 | 0
2025_12_26 Hr 24 | 0 | 0 | 0 | 0 | 0 | 0 | 0 | 0 | 0 | 84.1066 | 0 | 0.084 | 66 | 0 | 96.0814 | 96.0814 | 0 | 0 | 0.00697 | 0.084 | 0.03454 | 0 | 0 | 0 | 0 | 0 | 0 | 0.29046 | 0.2376 | 0 | 0 | 0 | 0 | 0 | 0 | 0 | 20.9573 | 50.2055 | 0 | 12.7597 | 0 | 0.7527 | 13.0203 | 2.92 | -1 | -4.2 | 14.9329 | 0 | 0 | 20.7933 | 20.7933 | 20.7933 | 20.7933 | 24.1783 | 37.6974 | 0 | 0 | 0 | 0 | 0 | 0 | 0 | 0 | 0 | 0 | 0 | 0 | 0 | 0 | 0 | 0 | 0 | 0 | 9.8033 | 211.661 | 0 | 20.9853 | 0 | 0 | 0 | 34.9932 | 501.425 | 34.7645 | 64.8537 | 0 | 0.5138 | 0 | 14.074 | 3.248 | 0 | 1024.212 | 517.007 | -6.98 | 8.8848 | 7.395 | -1.78 | 17.8216 | 1.5092 | 2025-12-26 | 2025_12_26 Hr 24 | 63.2952 | -0.00031 | -1024.212 | 224.4207 | 449.1965 | 192.1628 | 138.6906 | 19.7411 | 0 | 117.8041 | 191.4581 | 139.9343 | 0 | 192.1628 | 0 | 0 | 0 | 0 | 0 | 0 | 0 | 0
2025_12_27 Hr 01 | 0 | 0 | 0 | 0 | 0 | 0 | 0 | 0 | 0 | 73.5834 | 0 | 0.084 | 69 | 0 | 96.0814 | 96.0814 | 0 | 0 | 0.00697 | 0.084 | 0.03454 | 0 | 0 | 0 | 0 | 0 | 0 | 0.29046 | 0.2376 | 0 | 0 | 0 | 0 | 0 | 0 | 0 | 20.4979 | 49.0792 | 0 | 3.7594 | -4.8072 | 0.7527 | 13.0431 | 2.92 | -1 | -4.2 | 15.012 | 0 | 0 | 17.2399 | 17.2399 | 17.2399 | 17.2399 | 20.0465 | 46.6479 | 0 | 0 | 0 | 0 | 0 | 0 | 0 | 0 | 0 | 0 | 0 | 0 | 0 | 0 | 0 | 0 | 0 | 0 | 9.8018 | 181.1515 | 0 | 20.5552 | 0 | 0 | 0 | 47.2842 | 471.0543 | 33.2266 | 62.0938 | 0 | 0.5138 | 0 | 14.074 | 3.248 | 0 | 968.2117 | 505.1851 | -6.98 | 8.8679 | 7.395 | -1.78 | 17.0628 | 1.4421 | 2025-12-27 | 2025_12_27 Hr 01 | 63.1923 | -2.8e-05 | -968.2117 | 180.1037 | 413.272 | 192.1628 | 162.9321 | 19.7411 | 0 | 116.3019 | 162.5897 | 134.3805 | 0 | 192.1628 | 0 | 0 | 0 | 0 | 0 | 0 | 0 | 0
2025_12_27 Hr 02 | 0 | 0 | 0 | 0 | 0 | 0 | 0 | 0 | 0 | 65.5697 | 0 | 0.084 | 72 | 0 | 96.0814 | 96.0814 | 0 | 0 | 0.00697 | 0.084 | 0.03454 | 0 | 0 | 0 | 0 | 0 | 0 | 0.29046 | 0.2376 | 0 | 0 | 0 | 0 | 0 | 0 | 0 | 19.9328 | 47.726 | 0 | 13.1411 | 0 | 0.7527 | 13.0431 | 2.92 | -1 | -4.2 | 15.012 | 0 | 0 | 14.2655 | 14.2655 | 14.2655 | 14.2655 | 16.5878 | 47.7009 | 0 | 0 | 0 | 0 | 0 | 0 | 0 | 0 | 0 | 0 | 0 | 0 | 0 | 0 | 0 | 0 | 0 | 0 | 9.8018 | 176.4436 | 0 | 20.5552 | 0 | 0 | 0 | 45.6936 | 445.7658 | 32.3105 | 60.3818 | 0 | 0.5138 | 0 | 14.074 | 3.248 | 0 | 951.7283 | 499.8014 | -6.98 | 8.8679 | 7.395 | -1.78 | 16.5923 | 1.4024 | 2025-12-27 | 2025_12_27 Hr 02 | 63.1088 | 4.5e-05 | -951.7283 | 189.5847 | 384.8453 | 192.1628 | 165.3945 | 19.7411 | 0 | 114.3836 | 139.2194 | 131.2423 | 0 | 192.1628 | 0 | 0 | 0 | 0 | 0 | 0 | 0 | 0
2025_12_27 Hr 03 | 0 | 0 | 0 | 0 | 0 | 0 | 0 | 0 | 0 | 62.7634 | 0 | 0.084 | 77 | 0 | 96.0814 | 96.0814 | 0 | 0 | 0.00697 | 0.084 | 0.03454 | 0 | 0 | 0 | 0 | 0 | 0 | 0.29046 | 0.2376 | 0 | 0 | 0 | 0 | 0 | 0 | 0 | 19.7349 | 47.2522 | 0 | 7.7264 | 0 | 0.7527 | 13.0431 | 2.92 | -1 | -4.2 | 15.012 | 0 | 0 | 13.2239 | 13.2239 | 13.2239 | 13.2239 | 15.3766 | 47.7009 | 0 | 0 | 0 | 0 | 0 | 0 | 0 | 0 | 0 | 0 | 0 | 0 | 0 | 0 | 0 | 0 | 0 | 0 | 9.8018 | 162.0134 | 0 | 20.5552 | 0 | 0 | 0 | 57.9846 | 436.9103 | 31.9897 | 59.7823 | 0 | 0.5138 | 0 | 14.074 | 3.248 | 0 | 939.22 | 501.5633 | -6.98 | 8.8679 | 7.395 | -1.78 | 16.4276 | 1.3885 | 2025-12-27 | 2025_12_27 Hr 03 | 63.149 | 1.9e-05 | -939.22 | 169.7398 | 374.8909 | 192.1628 | 182.6855 | 19.7411 | 0 | 113.7119 | 131.0357 | 130.1433 | 0 | 192.1628 | 0 | 0 | 0 | 0 | 0 | 0 | 0 | 0
2025_12_27 Hr 04 | 0 | 0 | 0 | 0 | 0 | 0 | 0 | 0 | 0 | 62.7634 | 0 | 0.084 | 82 | 0 | 96.0814 | 96.0814 | 0 | 0 | 0.00697 | 0.084 | 0.03454 | 0 | 0 | 0 | 0 | 0 | 0 | 0.29046 | 0.2376 | 0 | 0 | 0 | 0 | 0 | 0 | 0 | 19.7349 | 47.2522 | 0 | 0 | -5.4782 | 0.7527 | 13.0431 | 2.92 | -1 | -4.2 | 15.012 | 0 | 0 | 13.2239 | 13.2239 | 13.2239 | 13.2239 | 15.3766 | 46.6479 | 0 | 0 | 0 | 0 | 0 | 0 | 0 | 0 | 0 | 0 | 0 | 0 | 0 | 0 | 0 | 0 | 0 | 0 | 9.8018 | 152.2964 | 0 | 20.5552 | 0 | 0 | 0 | 65.3592 | 436.9103 | 31.9897 | 59.7823 | 0 | 0.5138 | 0 | 14.074 | 3.248 | 0 | 927.62 | 503.1679 | -6.98 | 8.8679 | 7.395 | -1.78 | 16.4276 | 1.3885 | 2025-12-27 | 2025_12_27 Hr 04 | 63.115 | 1.8e-05 | -927.62 | 146.8182 | 374.8909 | 192.1628 | 194.0071 | 19.7411 | 0 | 113.7119 | 131.0357 | 130.1433 | 0 | 192.1628 | 0 | 0 | 0 | 0 | 0 | 0 | 0 | 0
2025_12_27 Hr 05 | 0 | 0 | 0 | 0 | 0 | 0 | 0 | 0 | 0 | 65.1936 | 0 | 0.084 | 87 | 0 | 96.0814 | 96.0814 | 0 | 0 | 0.00697 | 0.084 | 0.03454 | 0 | 0 | 0 | 0 | 0 | 0 | 0.29046 | 0.2376 | 0 | 0 | 0 | 0 | 0 | 0 | 0 | 19.9063 | 47.6625 | 0 | 4.6141 | -2.2303 | 0.7527 | 13.0431 | 2.92 | -1 | -4.2 | 15.012 | 0 | 0 | 14.1259 | 14.1259 | 14.1259 | 14.1259 | 16.4255 | 48.6486 | 0 | 0 | 0 | 0 | 0 | 0 | 0 | 0 | 0 | 0 | 0 | 0 | 0 | 0 | 0 | 0 | 0 | 0 | 9.8018 | 166.3444 | 0 | 20.5552 | 0 | 0 | 0 | 59.7198 | 444.579 | 32.2675 | 60.3015 | 0 | 0.5138 | 0 | 14.074 | 3.248 | 0 | 959.5117 | 519.5289 | -6.98 | 8.8679 | 7.395 | -1.78 | 16.5703 | 1.4005 | 2025-12-27 | 2025_12_27 Hr 05 | 62.7962 | -1.2e-05 | -959.5117 | 168.7282 | 383.5112 | 192.1628 | 195.3684 | 19.7411 | 0 | 114.2936 | 138.1227 | 131.095 | 0 | 192.1628 | 0 | 0 | 0 | 0 | 0 | 0 | 0 | 0
2025_12_27 Hr 06 | 0 | 0 | 0 | 0 | 0 | 0 | 0 | 0 | 0 | 80.8161 | 0 | 0.084 | 89 | 0 | 96.0814 | 96.0814 | 0 | 0 | 0.00697 | 0.084 | 0.03454 | 0 | 0 | 0 | 0 | 0 | 0 | 0.29046 | 0.2376 | 0 | 0 | 0 | 0 | 0 | 0 | 0 | 21.008 | 50.3004 | 0 | 3.9872 | 0 | 0.7527 | 13.0431 | 2.92 | -1 | -4.2 | 15.012 | 0 | 0 | 19.9245 | 19.9245 | 19.9245 | 19.9245 | 23.168 | 51.7023 | 0 | 0 | 0 | 0 | 0 | 0 | 0 | 0 | 0 | 0 | 0 | 0 | 0 | 0 | 0 | 0 | 0 | 0 | 9.8018 | 114.8909 | 0 | 20.5552 | 0 | 0 | 0 | 61.5996 | 493.8778 | 34.0534 | 63.6388 | 0 | 0.5138 | 0 | 14.074 | 3.248 | 0 | 972.0117 | 481.1266 | -6.98 | 8.8679 | 7.395 | -1.78 | 17.4873 | 1.478 | 2025-12-27 | 2025_12_27 Hr 06 | 63.3749 | -8e-06 | -972.0117 | 118.8781 | 438.9279 | 192.1628 | 202.3019 | 19.7411 | 0 | 118.0332 | 183.6819 | 137.2128 | 0 | 192.1628 | 0 | 0 | 0 | 0 | 0 | 0 | 0 | 0
2025_12_27 Hr 07 | 0 | 0 | 0 | 0 | 0 | 0 | 0 | 0 | 0 | 94.0374 | -14.3 | 0.084 | 89 | 0 | 96.0814 | 96.0814 | 0 | 0 | 0.00697 | 0.084 | 0.03454 | 0 | 0 | 0 | 0 | 0 | 0 | 0.29046 | 0.2376 | 0 | 0 | 0 | 0 | 0 | 0 | 0 | 21.9404 | 52.5328 | 0 | 0.97027 | -4.5412 | 0.7527 | 13.0431 | 2.92 | -1 | -4.2 | 15.012 | 0 | 0 | 24.8317 | 24.8317 | 24.8317 | 24.8317 | 28.8741 | 58.6521 | 0 | 0 | 0 | 0 | 0 | 0 | 0 | 0 | 0 | 0 | 0 | 0 | 0 | 0 | 0 | 0 | 0 | 0 | 9.8018 | 127.4491 | 0 | 20.5552 | 0 | 0 | 0 | 65.3592 | 535.5992 | 35.5647 | 66.4632 | 0 | 0.5138 | 0 | 14.074 | 3.248 | 0 | 1020.32 | 509.5717 | -21.28 | 8.8679 | 7.395 | -1.78 | 18.2635 | 1.5436 | 2025-12-27 | 2025_12_27 Hr 07 | 64.6973 | 2.67e-05 | -1020.32 | 123.8781 | 471.5267 | 192.1628 | 213.0113 | 19.7411 | 0 | 121.198 | 222.2385 | 128.0903 | 0 | 192.1628 | 0 | 0 | 0 | 0 | 0 | 0 | 0 | 0
2025_12_27 Hr 08 | 0 | 0 | 0 | 0 | 0 | 0 | 0 | 0 | 0 | 105.06 | -14.3 | 0.084 | 87 | 0 | 96.0814 | 96.0814 | 0 | 0 | 0.00697 | 0.084 | 0.03454 | 0 | 0 | 0 | 0 | 0 | 0 | 0.29046 | 0.2376 | 0 | 0 | 0 | 0 | 0 | 0 | 0 | 22.7177 | 54.394 | 0 | 0.13301 | -6.2744 | 0.7527 | 13.0431 | 2.92 | -1 | -4.2 | 15.012 | 0 | 0 | 28.9229 | 28.9229 | 28.9229 | 28.9229 | 33.6313 | 62.5482 | 0 | 0 | 0 | 0 | 0 | 0 | 0 | 0 | 0 | 0 | 0 | 0 | 0 | 0 | 0 | 0 | 0 | 0 | 9.8018 | 124.3703 | 0 | 20.5552 | 0 | 0 | 0 | 61.0212 | 570.3823 | 36.8247 | 68.8179 | 0 | 0.5138 | 0 | 14.074 | 3.248 | 0 | 1051.328 | 508.3675 | -21.28 | 8.8679 | 7.395 | -1.78 | 18.9105 | 1.5983 | 2025-12-27 | 2025_12_27 Hr 08 | 61.7471 | 0.0003683 | -1051.328 | 118.2289 | 510.6263 | 192.1628 | 210.5694 | 19.7411 | 0 | 123.8365 | 254.3831 | 132.4067 | 0 | 192.1628 | 0 | 0 | 0 | 0 | 0 | 0 | 0 | 0
2025_12_27 Hr 09 | 0.33996 | 0 | 0 | 0 | 0 | 0 | 0 | 0 | 0 | 116.2561 | -14.3 | 0.084 | 85 | 0 | 96.0814 | 96.0814 | 0 | 0 | 0.00697 | 0.084 | 0.03454 | 0 | 0 | 0 | 0 | 0 | 0 | 0.29046 | 0.2376 | 0 | 0 | 0 | 0 | 0 | 0 | 0 | 23.5072 | 56.2845 | 0 | 6.3824 | -0.79876 | 0.7527 | 13.0431 | 2.92 | -1 | -4.2 | 15.012 | 0 | 0 | 33.0786 | 33.0786 | 33.0786 | 33.0786 | 38.4635 | 61.6005 | 0 | 0 | 0 | 0 | 0 | 0 | 0 | 0 | 0 | 0 | 0 | 0 | 0 | 0 | 0 | 0 | 0 | 0 | 9.8018 | 151.1293 | 0 | 20.5552 | 0 | 0 | 0 | 54.3696 | 605.7131 | 38.1046 | 71.2097 | 0 | 0.5138 | -0.33996 | 14.074 | 3.248 | 0 | 1119.928 | 530.2516 | -21.62 | 8.8679 | 7.395 | -1.78 | 19.5678 | 1.6539 | 2025-12-27 | 2025_12_27 Hr 09 | 59.8066 | 0.0003281 | -1119.928 | 156.7129 | 550.3415 | 192.1628 | 200.9701 | 19.7411 | 0 | 126.5165 | 287.0338 | 136.7911 | 0 | 192.1628 | 0 | 0 | 0 | 0 | 0 | 0 | 0 | 0
2025_12_27 Hr 10 | 0.33664 | 3e-05 | 0.000846 | 0 | 0 | 0 | 0 | 0 | 0 | 131.0975 | -14.3 | 0.084 | 73 | 0 | 96.0814 | 96.0814 | 0 | 0 | 0.00697 | 0.084 | 0.03454 | 0 | 0 | 0 | 0 | 0 | 0 | 0.29046 | 0.2376 | 0 | 0 | 0 | 0 | 0 | 0 | 0 | 24.5539 | 58.7905 | 0 | 4.4094 | -2.2818 | 0.7527 | 13.0431 | 2.92 | -1 | -4.2 | 15.012 | 0 | 0 | 38.5872 | 38.5872 | 38.5872 | 38.5872 | 44.8688 | 55.5984 | 0 | 0 | 0 | 0 | 0 | 0 | 0 | 0 | 0 | 0 | 0 | 0 | 0 | 0 | 0 | 0 | 0 | 0 | 9.8018 | 131.6847 | 0 | 20.5552 | 0 | 0 | 0 | 60.009 | 652.5478 | 39.8011 | 74.3802 | 0 | 0.5138 | -0.33664 | 14.074 | 3.248 | 0 | 1137.312 | 504.2529 | -21.6166 | 8.8679 | 7.395 | -1.78 | 20.439 | 1.7275 | 2025-12-27 | 2025_12_27 Hr 10 | 57.1777 | -0.000359 | -1137.312 | 133.8123 | 602.9873 | 192.1628 | 188.6083 | 19.7411 | 0 | 130.0691 | 330.3151 | 142.6031 | 0 | 192.1628 | 0 | 0 | 0 | 0 | 0 | 0 | 0 | 0
2025_12_27 Hr 11 | 1.0282 | 0.000105 | 0.002961 | 0 | 0 | 0 | 0 | 0 | 0 | 135.5239 | -14.3 | 0.084 | 49 | 0 | 96.0814 | 96.0814 | 0 | 0 | 0.00697 | 0.084 | 0.03454 | 0 | 0 | 0 | 0 | 0 | 0 | 0.29046 | 0.2376 | 0 | 0 | 0 | 0 | 0 | 0 | 0 | 24.866 | 59.5379 | 0 | 0.57428 | -4.4457 | 0.7527 | 13.0431 | 2.92 | -1 | -4.2 | 15.012 | 0 | 0 | 40.2301 | 40.2301 | 40.2301 | 40.2301 | 46.7792 | 46.6479 | 0 | 0 | 0 | 0 | 0 | 0 | 0 | 0 | 0 | 0 | 0 | 0 | 0 | 0 | 0 | 0 | 0 | 0 | 9.8018 | 195.84 | 0 | 20.5552 | 0 | 0 | 0 | 61.5996 | 666.5179 | 40.3071 | 75.3258 | 0 | 0.5138 | -1.0282 | 14.074 | 3.248 | 0 | 1179.812 | 539.4733 | -22.3082 | 8.8679 | 7.395 | -1.78 | 20.6988 | 1.7495 | 2025-12-27 | 2025_12_27 Hr 11 | 58.9478 | -0.0003446 | -1179.812 | 191.9686 | 618.6886 | 192.1628 | 157.2506 | 19.7411 | 0 | 131.1286 | 343.2235 | 144.3365 | 0 | 192.1628 | 0 | 0 | 0 | 0 | 0 | 0 | 0 | 0
2025_12_27 Hr 12 | 2.7727 | 0.000225 | 0.006345 | 0 | 0 | 0 | 0 | 0 | 0 | 134.7139 | -14.3 | 0.084 | 34 | 0 | 96.0814 | 96.0814 | 0 | 0 | 0.00697 | 0.084 | 0.03454 | 0 | 0 | 0 | 0 | 0 | 0 | 0.29046 | 0.2376 | 0 | 0 | 0 | 0 | 0 | 0 | 0 | 24.8089 | 59.4011 | 0 | 0.050902 | -1.92 | 0.7527 | 13.0431 | 2.92 | -1 | -4.2 | 15.012 | 0 | 0 | 39.9295 | 39.9295 | 39.9295 | 39.9295 | 46.4296 | 45.7002 | 0 | 0 | 0 | 0 | 0 | 0 | 0 | 0 | 0 | 0 | 0 | 0 | 0 | 0 | 0 | 0 | 0 | 0 | 9.8018 | 206.8679 | 0 | 20.5552 | 0 | 0 | 0 | 57.6954 | 663.9651 | 40.2145 | 75.1528 | 0 | 0.5138 | -2.7727 | 14.074 | 3.248 | 0 | 1170.12 | 532.0768 | -24.0527 | 8.8679 | 7.395 | -1.78 | 20.6513 | 1.7454 | 2025-12-27 | 2025_12_27 Hr 12 | 57.6268 | 7.456e-05 | -1170.12 | 204.9988 | 615.8153 | 192.1628 | 137.4022 | 19.7411 | 0 | 130.9347 | 340.8613 | 144.0192 | 0 | 192.1628 | 0 | 0 | 0 | 0 | 0 | 0 | 0 | 0
2025_12_27 Hr 13 | 2.7711 | 0.00057 | 0.016074 | 0 | 0 | 0 | 0 | 0 | 0 | 133.9038 | -14.3 | 0.084 | 23 | 0 | 96.0814 | 96.0814 | 0 | 0 | 0.00697 | 0.084 | 0.03454 | 0 | 0 | 0 | 0 | 0 | 0 | 0.29046 | 0.2376 | 0 | 0 | 0 | 0 | 0 | 0 | 0 | 24.7518 | 59.2643 | 0 | 1.1947 | -0.78876 | 0.7527 | 13.0431 | 2.92 | -1 | -4.2 | 15.012 | 0 | 0 | 39.6288 | 39.6288 | 39.6288 | 39.6288 | 46.08 | 42.7518 | 0 | 0 | 0 | 0 | 0 | 0 | 0 | 0 | 0 | 0 | 0 | 0 | 0 | 0 | 0 | 0 | 0 | 0 | 9.8018 | 223.4124 | 0 | 20.5552 | 0 | 0 | 0 | 55.671 | 661.4186 | 40.1219 | 74.9797 | 0 | 0.5138 | -2.7711 | 14.074 | 3.248 | 0 | 1170.103 | 532.3299 | -24.0511 | 8.8679 | 7.395 | -1.78 | 20.6037 | 1.7414 | 2025-12-27 | 2025_12_27 Hr 13 | 56.5222 | 0.0003423 | -1170.103 | 223.8183 | 612.9418 | 192.1628 | 121.4394 | 19.7411 | 0 | 130.7408 | 338.4989 | 143.702 | 0 | 192.1628 | 0 | 0 | 0 | 0 | 0 | 0 | 0 | 0
2025_12_27 Hr 14 | 4.5007 | 0.000195 | 0.005499 | 0 | 0 | 0 | 0 | 0 | 0 | 126.9026 | -14.3 | 0.084 | 18 | 0 | 96.0814 | 96.0814 | 0 | 0 | 0.00697 | 0.084 | 0.03454 | 0 | 0 | 0 | 0 | 0 | 0 | 0.29046 | 0.2376 | 0 | 0 | 0 | 0 | 0 | 0 | 0 | 24.258 | 58.0821 | 0 | 6.7986 | 0 | 0.7527 | 13.0431 | 2.92 | -1 | -4.2 | 15.012 | 0 | 0 | 37.0302 | 37.0302 | 37.0302 | 37.0302 | 43.0583 | 35.802 | 0 | 0 | 0 | 0 | 0 | 0 | 0 | 0 | 0 | 0 | 0 | 0 | 0 | 0 | 0 | 0 | 0 | 0 | 9.8018 | 259.9129 | 0 | 20.5552 | 0 | 0 | 0 | 55.3818 | 639.3148 | 39.3216 | 73.4841 | 0 | 0.5138 | -4.5007 | 14.074 | 3.248 | 0 | 1175.912 | 555.579 | -25.7807 | 8.8679 | 7.395 | -1.78 | 20.1927 | 1.7067 | 2025-12-27 | 2025_12_27 Hr 14 | 58.1873 | -0.000321 | -1175.912 | 266.7115 | 588.1069 | 192.1628 | 109.1895 | 19.7411 | 0 | 129.065 | 318.0816 | 140.9603 | 0 | 192.1628 | 0 | 0 | 0 | 0 | 0 | 0 | 0 | 0
2025_12_27 Hr 15 | 2.0729 | 0.00027 | 0.007614 | 0 | 0 | 0 | 0 | 0 | 0 | 123.1127 | -14.3 | 0.084 | 11 | 0 | 96.0814 | 96.0814 | 0 | 0 | 0.00697 | 0.084 | 0.03454 | 0 | 0 | 0 | 0 | 0 | 0 | 0.29046 | 0.2376 | 0 | 0 | 0 | 0 | 0 | 0 | 0 | 23.9908 | 57.4422 | 0 | 5.2599 | -0.21236 | 0.7527 | 13.0431 | 2.92 | -1 | -4.2 | 15.012 | 0 | 0 | 35.6235 | 35.6235 | 35.6235 | 35.6235 | 41.4227 | 31.8006 | 0 | 0 | 0 | 0 | 0 | 0 | 0 | 0 | 0 | 0 | 0 | 0 | 0 | 0 | 0 | 0 | 0 | 0 | 9.8018 | 256.2719 | 0 | 20.5552 | 0 | 0 | 0 | 62.0334 | 627.3574 | 38.8884 | 72.6745 | 0 | 0.5138 | -2.0729 | 14.074 | 3.248 | 0 | 1152.728 | 543.6763 | -23.3529 | 8.8679 | 7.395 | -1.78 | 19.9703 | 1.6879 | 2025-12-27 | 2025_12_27 Hr 15 | 57.7743 | 0.0003649 | -1152.728 | 261.3194 | 574.6633 | 192.1628 | 104.8419 | 19.7411 | 0 | 128.1577 | 307.0293 | 139.4762 | 0 | 192.1628 | 0 | 0 | 0 | 0 | 0 | 0 | 0 | 0
2025_12_27 Hr 16 | 3.1011 | 0.000165 | 0.004653 | 0 | 0 | 0 | 0 | 0 | 0 | 125.3114 | -14.3 | 0.084 | 19 | 0 | 96.0814 | 96.0814 | 0 | 0 | 0.00697 | 0.084 | 0.03454 | 0 | 0 | 0 | 0 | 0 | 0 | 0.29046 | 0.2376 | 0 | 0 | 0 | 0 | 0 | 0 | 0 | 24.1458 | 57.8135 | 0 | 12.2413 | 0 | 0.7527 | 13.0431 | 2.92 | -1 | -4.2 | 15.012 | 0 | 0 | 36.4396 | 36.4396 | 36.4396 | 36.4396 | 42.3716 | 35.802 | 0 | 0 | 0 | 0 | 0 | 0 | 0 | 0 | 0 | 0 | 0 | 0 | 0 | 0 | 0 | 0 | 0 | 0 | 9.8018 | 223.9091 | 0 | 20.5552 | 0 | 0 | 0 | 66.3714 | 634.2928 | 39.1397 | 73.1442 | 0 | 0.5138 | -3.1011 | 14.074 | 3.248 | 0 | 1151.695 | 529.5421 | -24.3811 | 8.8679 | 7.395 | -1.78 | 20.0993 | 1.6988 | 2025-12-27 | 2025_12_27 Hr 16 | 57.9087 | 2e-06 | -1151.695 | 236.1504 | 582.4626 | 192.1628 | 121.1782 | 19.7411 | 0 | 128.6841 | 313.4413 | 140.3372 | 0 | 192.1628 | 0 | 0 | 0 | 0 | 0 | 0 | 0 | 0
2025_12_27 Hr 17 | 0 | 1.5e-05 | 0.000423 | 0 | 0 | 0 | 0 | 0 | 0 | 141.5126 | -14.3 | 0.084 | 8 | 0 | 96.0814 | 96.0814 | 0 | 0 | 0.00697 | 0.084 | 0.03454 | 0 | 0 | 0 | 0 | 0 | 0 | 0.29046 | 0.2376 | 0 | 0 | 0 | 0 | 0 | 0 | 0 | 25.2884 | 60.5491 | 0 | 3.0356 | -1.2654 | 0.7527 | 13.0431 | 2.92 | -1 | -4.2 | 15.012 | 0 | 0 | 42.4529 | 42.4529 | 42.4529 | 42.4529 | 49.3638 | 37.6974 | 0 | 0 | 0 | 0 | 0 | 0 | 0 | 0 | 0 | 0 | 0 | 0 | 0 | 0 | 0 | 0 | 0 | 0 | 9.8018 | 239.4541 | 0 | 20.5552 | 0 | 0 | 0 | 78.6624 | 685.4133 | 40.9917 | 76.6052 | 0 | 0.5138 | 0 | 14.074 | 3.248 | 0 | 1217.42 | 551.5166 | -21.28 | 8.8679 | 7.395 | -1.78 | 21.0504 | 1.7792 | 2025-12-27 | 2025_12_27 Hr 17 | 60.1176 | 8.2e-05 | -1217.42 | 241.2242 | 639.9318 | 192.1628 | 124.3602 | 19.7411 | 0 | 132.5622 | 360.688 | 146.6816 | 0 | 192.1628 | 0 | 0 | 0 | 0 | 0 | 0 | 0 | 0
2025_12_27 Hr 18 | 0 | 0 | 0 | 0 | 0 | 0 | 0 | 0 | 0 | 145.5629 | -14.3 | 0.084 | 6 | 0 | 96.0814 | 96.0814 | 0 | 0 | 0.00697 | 0.084 | 0.03454 | 0 | 0 | 0 | 0 | 0 | 0 | 0.29046 | 0.2376 | 0 | 0 | 0 | 0 | 0 | 0 | 0 | 25.574 | 61.2329 | 0 | 0 | -10.8765 | 0.7527 | 13.0431 | 2.92 | -1 | -4.2 | 15.012 | 0 | 0 | 43.9562 | 43.9562 | 43.9562 | 43.9562 | 51.1119 | 34.749 | 0 | 0 | 0 | 0 | 0 | 0 | 0 | 0 | 0 | 0 | 0 | 0 | 0 | 0 | 0 | 0 | 0 | 0 | 9.8018 | 253.5593 | 0 | 20.5552 | 0 | 0 | 0 | 79.3854 | 698.194 | 41.4547 | 77.4704 | 0 | 0.5138 | 0 | 14.074 | 3.248 | 0 | 1229.02 | 562.9825 | -21.28 | 8.8679 | 7.395 | -1.78 | 21.2881 | 1.7993 | 2025-12-27 | 2025_12_27 Hr 18 | 65.1164 | 4.1e-05 | -1229.02 | 242.6828 | 654.299 | 192.1628 | 120.1344 | 19.7411 | 0 | 133.5317 | 372.4996 | 148.2677 | 0 | 192.1628 | 0 | 0 | 0 | 0 | 0 | 0 | 0 | 0
2025_12_27 Hr 19 | 0 | 0 | 0 | 0 | 0 | 0 | 0 | 0 | 0 | 141.1365 | -14.3 | 0.084 | 4 | 0 | 96.0814 | 96.0814 | 0 | 0 | 0.00697 | 0.084 | 0.03454 | 0 | 0 | 0 | 0 | 0 | 0 | 0.29046 | 0.2376 | 0 | 0 | 0 | 0 | 0 | 0 | 0 | 25.2618 | 60.4855 | 0 | 2.3393 | -2.5417 | 0.7527 | 13.0431 | 2.92 | -1 | -4.2 | 15.012 | 0 | 0 | 42.3133 | 42.3133 | 42.3133 | 42.3133 | 49.2015 | 30.7476 | 0 | 0 | 0 | 0 | 0 | 0 | 0 | 0 | 0 | 0 | 0 | 0 | 0 | 0 | 0 | 0 | 0 | 0 | 9.8018 | 231.5992 | 0 | 20.5552 | 0 | 0 | 0 | 68.9742 | 684.226 | 40.9487 | 76.5248 | 0 | 0.5138 | 0 | 14.074 | 3.248 | 0 | 1185.62 | 522.8764 | -21.28 | 8.8679 | 7.395 | -1.78 | 21.0283 | 1.7773 | 2025-12-27 | 2025_12_27 Hr 19 | 63.9823 | 2.9e-05 | -1185.62 | 231.3968 | 638.5976 | 192.1628 | 103.7218 | 19.7411 | 0 | 132.4721 | 359.5912 | 146.5343 | 0 | 192.1628 | 0 | 0 | 0 | 0 | 0 | 0 | 0 | 0
2025_12_27 Hr 20 | 0 | 0 | 0 | 0 | 0 | 0 | 0 | 0 | 0 | 132.3126 | -14.3 | 0.084 | 4 | 0 | 96.0814 | 96.0814 | 0 | 0 | 0.00697 | 0.084 | 0.03454 | 0 | 0 | 0 | 0 | 0 | 0 | 0.29046 | 0.2376 | 0 | 0 | 0 | 0 | 0 | 0 | 0 | 24.6396 | 58.9956 | 0 | 2.1333 | -0.48263 | 0.7527 | 13.0431 | 2.92 | -1 | -4.2 | 15.012 | 0 | 0 | 39.0382 | 39.0382 | 39.0382 | 39.0382 | 45.3932 | 34.749 | 0 | 0 | 0 | 0 | 0 | 0 | 0 | 0 | 0 | 0 | 0 | 0 | 0 | 0 | 0 | 0 | 0 | 0 | 9.8018 | 227.7678 | 0 | 20.5552 | 0 | 0 | 0 | 68.2512 | 656.3813 | 39.94 | 74.6398 | 0 | 0.5138 | 0 | 14.074 | 3.248 | 0 | 1155.62 | 518.868 | -21.28 | 8.8679 | 7.395 | -1.78 | 20.5103 | 1.7335 | 2025-12-27 | 2025_12_27 Hr 20 | 64.946 | 1e-06 | -1155.62 | 229.4185 | 607.2975 | 192.1628 | 107.0002 | 19.7411 | 0 | 130.36 | 333.8586 | 143.0789 | 0 | 192.1628 | 0 | 0 | 0 | 0 | 0 | 0 | 0 | 0
2025_12_27 Hr 21 | 0 | 0 | 0 | 0 | 0 | 0 | 0 | 0 | 0 | 125.3114 | -14.3 | 0.084 | 4 | 0 | 96.0814 | 96.0814 | 0 | 0 | 0.00697 | 0.084 | 0.03454 | 0 | 0 | 0 | 0 | 0 | 0 | 0.29046 | 0.2376 | 0 | 0 | 0 | 0 | 0 | 0 | 0 | 24.1458 | 57.8135 | 0 | 3.2397 | -1.4284 | 0.7527 | 13.0431 | 2.92 | -1 | -4.2 | 15.012 | 0 | 0 | 36.4396 | 36.4396 | 36.4396 | 36.4396 | 42.3716 | 35.802 | 0 | 0 | 0 | 0 | 0 | 0 | 0 | 0 | 0 | 0 | 0 | 0 | 0 | 0 | 0 | 0 | 0 | 0 | 9.8018 | 216.1347 | 0 | 20.5552 | 0 | 0 | 0 | 69.6972 | 634.2881 | 39.1397 | 73.1442 | 0 | 0.5138 | 0 | 14.074 | 3.248 | 0 | 1121.812 | 506.9922 | -21.28 | 8.8679 | 7.395 | -1.78 | 20.0993 | 1.6988 | 2025-12-27 | 2025_12_27 Hr 21 | 57.1151 | -0.00033 | -1121.812 | 217.946 | 582.4626 | 192.1628 | 109.4992 | 19.7411 | 0 | 128.6841 | 313.4413 | 140.3372 | 0 | 192.1628 | 0 | 0 | 0 | 0 | 0 | 0 | 0 | 0
2025_12_27 Hr 22 | 0 | 0 | 0 | 0 | 0 | 0 | 0 | 0 | 0 | 109.6889 | -14.3 | 0.084 | 2 | 0 | 96.0814 | 96.0814 | 0 | 0 | 0.00697 | 0.084 | 0.03454 | 0 | 0 | 0 | 0 | 0 | 0 | 0.29046 | 0.2376 | 0 | 0 | 0 | 0 | 0 | 0 | 0 | 23.0441 | 55.1756 | 0 | 0.41732 | -1.1956 | 0.7527 | 13.0431 | 2.92 | -1 | -4.2 | 15.012 | 0 | 0 | 30.641 | 30.641 | 30.641 | 30.641 | 35.6291 | 34.749 | 0 | 0 | 0 | 0 | 0 | 0 | 0 | 0 | 0 | 0 | 0 | 0 | 0 | 0 | 0 | 0 | 0 | 0 | 9.8018 | 231.6779 | 0 | 20.5552 | 0 | 0 | 0 | 71.7216 | 584.9893 | 37.3539 | 69.8068 | 0 | 0.5138 | 0 | 14.074 | 3.248 | 0 | 1078.32 | 515.389 | -21.28 | 8.8679 | 7.395 | -1.78 | 19.1822 | 1.6213 | 2025-12-27 | 2025_12_27 Hr 22 | 58.0886 | 3.96e-05 | -1078.32 | 230.8996 | 527.046 | 192.1628 | 108.4706 | 19.7411 | 0 | 124.9445 | 267.8821 | 134.2194 | 0 | 192.1628 | 0 | 0 | 0 | 0 | 0 | 0 | 0 | 0
2025_12_27 Hr 23 | 0 | 0 | 0 | 0 | 0 | 0 | 0 | 0 | 0 | 93.2563 | 0 | 0.084 | 0 | 0 | 96.0814 | 96.0814 | 0 | 0 | 0.00697 | 0.084 | 0.03454 | 0 | 0 | 0 | 0 | 0 | 0 | 0.29046 | 0.2376 | 0 | 0 | 0 | 0 | 0 | 0 | 0 | 21.8853 | 52.4009 | 0 | 1.6597 | -0.44218 | 0.7527 | 13.0431 | 2.92 | -1 | -4.2 | 15.012 | 0 | 0 | 24.5418 | 24.5418 | 24.5418 | 24.5418 | 28.537 | 35.802 | 0 | 0 | 0 | 0 | 0 | 0 | 0 | 0 | 0 | 0 | 0 | 0 | 0 | 0 | 0 | 0 | 0 | 0 | 9.8018 | 257.9422 | 0 | 20.5552 | 0 | 0 | 0 | 70.9986 | 533.1343 | 35.4754 | 66.2964 | 0 | 0.5138 | 0 | 14.074 | 3.248 | 0 | 1060.92 | 533.5482 | -6.98 | 8.8679 | 7.395 | -1.78 | 18.2176 | 1.5397 | 2025-12-27 | 2025_12_27 Hr 23 | 60.113 | 2.13e-05 | -1060.92 | 259.1597 | 483.0559 | 192.1628 | 106.8006 | 19.7411 | 0 | 121.011 | 219.9606 | 142.0844 | 0 | 192.1628 | 0 | 0 | 0 | 0 | 0 | 0 | 0 | 0
2025_12_27 Hr 24 | 0 | 0 | 0 | 0 | 0 | 0 | 0 | 0 | 0 | 79.601 | 0 | 0.084 | 1 | 0 | 96.0814 | 96.0814 | 0 | 0 | 0.00697 | 0.084 | 0.03454 | 0 | 0 | 0 | 0 | 0 | 0 | 0.29046 | 0.2376 | 0 | 0 | 0 | 0 | 0 | 0 | 0 | 20.9223 | 50.0952 | 0 | 0 | -5.7313 | 0.7527 | 13.0431 | 2.92 | -1 | -4.2 | 15.012 | 0 | 0 | 19.4735 | 19.4735 | 19.4735 | 19.4735 | 22.6436 | 34.749 | 0 | 0 | 0 | 0 | 0 | 0 | 0 | 0 | 0 | 0 | 0 | 0 | 0 | 0 | 0 | 0 | 0 | 0 | 9.8018 | 259.2534 | 0 | 20.5552 | 0 | 0 | 0 | 72.0108 | 490.0435 | 33.9145 | 63.3793 | 0 | 0.5138 | 0 | 14.074 | 3.248 | 0 | 1007.803 | 530.4712 | -6.98 | 8.8679 | 7.395 | -1.78 | 17.416 | 1.472 | 2025-12-27 | 2025_12_27 Hr 24 | 59.8531 | 0.000363 | -1007.803 | 253.5221 | 434.6177 | 192.1628 | 107.7598 | 19.7411 | 0 | 117.7423 | 180.1384 | 136.737 | 0 | 192.1628 | 0 | 0 | 0 | 0 | 0 | 0 | 0 | 0
2025_12_28 Hr 01 | 0 | 0 | 0 | 0 | 0 | 0 | 0 | 0 | 0 | 72.5539 | 0 | 0.084 | 7 | 0 | 96.0814 | 96.0814 | 0 | 0 | 0.00697 | 0.084 | 0.03454 | 0 | 0 | 0 | 0 | 0 | 0 | 0.29046 | 0.2376 | 0 | 0 | 0 | 0 | 0 | 0 | 0 | 20.6412 | 49.3963 | 0 | 0.68098 | -2.8139 | 0.7527 | 13.0659 | 2.92 | -1 | -4.2 | 15.0912 | 0 | 0 | 17.1265 | 17.1265 | 17.1265 | 17.1265 | 19.9145 | 30.7476 | 0 | 0 | 0 | 0 | 0 | 0 | 0 | 0 | 0 | 0 | 0 | 0 | 0 | 0 | 0 | 0 | 0 | 0 | 9.8003 | 273.0714 | 0 | 20.296 | 0 | 0 | 0 | 66.3714 | 469.9827 | 32.9587 | 61.6997 | 0 | 0.5138 | 0 | 14.074 | 3.248 | 0 | 998.12 | 537.2502 | -6.98 | 8.8509 | 7.395 | -1.78 | 16.9541 | 1.4302 | 2025-12-28 | 2025_12_28 Hr 01 | 56.6097 | -5.6e-06 | -998.12 | 270.9384 | 411.1587 | 192.1628 | 104.119 | 19.7411 | 0 | 116.8458 | 160.9742 | 133.3388 | 0 | 192.1628 | 0 | 0 | 0 | 0 | 0 | 0 | 0 | 0
2025_12_28 Hr 02 | 0 | 0 | 0 | 0 | 0 | 0 | 0 | 0 | 0 | 64.269 | 0 | 0.084 | 32 | 0 | 96.0814 | 96.0814 | 0 | 0 | 0.00697 | 0.084 | 0.03454 | 0 | 0 | 0 | 0 | 0 | 0 | 0.29046 | 0.2376 | 0 | 0 | 0 | 0 | 0 | 0 | 0 | 20.0363 | 47.9486 | 0 | 0 | -5.6609 | 0.7527 | 13.0659 | 2.92 | -1 | -4.2 | 15.0912 | 0 | 0 | 14.061 | 14.061 | 14.061 | 14.061 | 16.35 | 30.7476 | 0 | 0 | 0 | 0 | 0 | 0 | 0 | 0 | 0 | 0 | 0 | 0 | 0 | 0 | 0 | 0 | 0 | 0 | 9.8003 | 266.9814 | 0 | 20.296 | 0 | 0 | 0 | 64.0578 | 443.819 | 31.9928 | 59.8914 | 0 | 0.5138 | 0 | 14.074 | 3.248 | 0 | 981.7117 | 550.5336 | -6.98 | 8.8509 | 7.395 | -1.78 | 16.4572 | 1.3883 | 2025-12-28 | 2025_12_28 Hr 02 | 57.0244 | -2.4e-05 | -981.7117 | 261.3205 | 381.682 | 192.1628 | 126.8054 | 19.7411 | 0 | 114.7932 | 136.8631 | 130.0257 | 0 | 192.1628 | 0 | 0 | 0 | 0 | 0 | 0 | 0 | 0
2025_12_28 Hr 03 | 0 | 0 | 0 | 0 | 0 | 0 | 0 | 0 | 0 | 63.869 | 0 | 0.084 | 53 | 0 | 96.0814 | 96.0814 | 0 | 0 | 0.00697 | 0.084 | 0.03454 | 0 | 0 | 0 | 0 | 0 | 0 | 0.29046 | 0.2376 | 0 | 0 | 0 | 0 | 0 | 0 | 0 | 20.0071 | 47.8787 | 0 | 0.18018 | -6.3668 | 0.7527 | 13.0659 | 2.92 | -1 | -4.2 | 15.0912 | 0 | 0 | 13.913 | 13.913 | 13.913 | 13.913 | 16.178 | 35.802 | 0 | 0 | 0 | 0 | 0 | 0 | 0 | 0 | 0 | 0 | 0 | 0 | 0 | 0 | 0 | 0 | 0 | 0 | 9.8003 | 224.7739 | 0 | 20.296 | 0 | 0 | 0 | 57.9846 | 442.5559 | 31.9461 | 59.8041 | 0 | 0.5138 | 0 | 14.074 | 3.248 | 0 | 957.5367 | 528.1473 | -6.98 | 8.8509 | 7.395 | -1.78 | 16.4333 | 1.3863 | 2025-12-28 | 2025_12_28 Hr 03 | 55.5451 | -2.03e-05 | -957.5367 | 218.5873 | 380.259 | 192.1628 | 146.7866 | 19.7411 | 0 | 114.6941 | 135.6991 | 129.8658 | 0 | 192.1628 | 0 | 0 | 0 | 0 | 0 | 0 | 0 | 0
2025_12_28 Hr 04 | 0 | 0 | 0 | 0 | 0 | 0 | 0 | 0 | 0 | 60.4979 | 0 | 0.084 | 66 | 0 | 96.0814 | 96.0814 | 0 | 0 | 0.00697 | 0.084 | 0.03454 | 0 | 0 | 0 | 0 | 0 | 0 | 0.29046 | 0.2376 | 0 | 0 | 0 | 0 | 0 | 0 | 0 | 19.7609 | 47.2897 | 0 | 0.11174 | -5.0388 | 0.7527 | 13.0659 | 2.92 | -1 | -4.2 | 15.0912 | 0 | 0 | 12.6657 | 12.6657 | 12.6657 | 12.6657 | 14.7276 | 34.749 | 0 | 0 | 0 | 0 | 0 | 0 | 0 | 0 | 0 | 0 | 0 | 0 | 0 | 0 | 0 | 0 | 0 | 0 | 9.8003 | 220.7733 | 0 | 20.296 | 0 | 0 | 0 | 52.056 | 431.91 | 31.5531 | 59.0684 | 0 | 0.5138 | 0 | 14.074 | 3.248 | 0 | 948.82 | 528.8171 | -6.98 | 8.8509 | 7.395 | -1.78 | 16.2311 | 1.3692 | 2025-12-28 | 2025_12_28 Hr 04 | 55.3532 | 1.52e-05 | -948.82 | 215.8462 | 368.265 | 192.1628 | 152.805 | 19.7411 | 0 | 113.8588 | 125.8884 | 128.5177 | 0 | 192.1628 | 0 | 0 | 0 | 0 | 0 | 0 | 0 | 0
2025_12_28 Hr 05 | 0 | 0 | 0 | 0 | 0 | 0 | 0 | 0 | 0 | 65.8117 | 0 | 0.084 | 70 | 0 | 96.0814 | 96.0814 | 0 | 0 | 0.00697 | 0.084 | 0.03454 | 0 | 0 | 0 | 0 | 0 | 0 | 0.29046 | 0.2376 | 0 | 0 | 0 | 0 | 0 | 0 | 0 | 20.1489 | 48.2182 | 0 | 0.70666 | -0.62708 | 0.7527 | 13.0659 | 2.92 | -1 | -4.2 | 15.0912 | 0 | 0 | 14.6318 | 14.6318 | 14.6318 | 14.6318 | 17.0138 | 37.6974 | 0 | 0 | 0 | 0 | 0 | 0 | 0 | 0 | 0 | 0 | 0 | 0 | 0 | 0 | 0 | 0 | 0 | 0 | 9.8003 | 203.3759 | 0 | 20.296 | 0 | 0 | 0 | 47.2842 | 448.6909 | 32.1726 | 60.2281 | 0 | 0.5138 | 0 | 14.074 | 3.248 | 0 | 957.5117 | 515.7212 | -6.98 | 8.8509 | 7.395 | -1.78 | 16.5498 | 1.3961 | 2025-12-28 | 2025_12_28 Hr 05 | 54.6755 | -3.32e-05 | -957.5117 | 203.4555 | 387.1708 | 192.1628 | 154.9816 | 19.7411 | 0 | 115.1754 | 141.3528 | 130.6426 | 0 | 192.1628 | 0 | 0 | 0 | 0 | 0 | 0 | 0 | 0
2025_12_28 Hr 06 | 0 | 0 | 0 | 0 | 0 | 0 | 0 | 0 | 0 | 74.3251 | 0 | 0.084 | 72 | 0 | 96.0814 | 96.0814 | 0 | 0 | 0.00697 | 0.084 | 0.03454 | 0 | 0 | 0 | 0 | 0 | 0 | 0.29046 | 0.2376 | 0 | 0 | 0 | 0 | 0 | 0 | 0 | 20.7706 | 49.7058 | 0 | 2.243 | -2.8369 | 0.7527 | 13.0659 | 2.92 | -1 | -4.2 | 15.0912 | 0 | 0 | 17.7818 | 17.7818 | 17.7818 | 17.7818 | 20.6765 | 40.7511 | 0 | 0 | 0 | 0 | 0 | 0 | 0 | 0 | 0 | 0 | 0 | 0 | 0 | 0 | 0 | 0 | 0 | 0 | 9.8003 | 187.4033 | 0 | 20.296 | 0 | 0 | 0 | 46.995 | 475.5764 | 33.1652 | 62.0863 | 0 | 0.5138 | 0 | 14.074 | 3.248 | 0 | 975.92 | 507.9175 | -6.98 | 8.8509 | 7.395 | -1.78 | 17.0604 | 1.4392 | 2025-12-28 | 2025_12_28 Hr 06 | 67.2465 | 1.1e-05 | -975.92 | 186.8094 | 417.4607 | 192.1628 | 159.7461 | 19.7411 | 0 | 117.2846 | 166.129 | 134.0471 | 0 | 192.1628 | 0 | 0 | 0 | 0 | 0 | 0 | 0 | 0
2025_12_28 Hr 07 | 0 | 0 | 0 | 0 | 0 | 0 | 0 | 0 | 0 | 87.5809 | 0 | 0.084 | 73 | 0 | 96.0814 | 96.0814 | 0 | 0 | 0.00697 | 0.084 | 0.03454 | 0 | 0 | 0 | 0 | 0 | 0 | 0.29046 | 0.2376 | 0 | 0 | 0 | 0 | 0 | 0 | 0 | 21.7385 | 52.0221 | 0 | 1.2205 | -1.0876 | 0.7527 | 13.0659 | 2.92 | -1 | -4.2 | 15.0912 | 0 | 0 | 22.6865 | 22.6865 | 22.6865 | 22.6865 | 26.3797 | 41.6988 | 0 | 0 | 0 | 0 | 0 | 0 | 0 | 0 | 0 | 0 | 0 | 0 | 0 | 0 | 0 | 0 | 0 | 0 | 9.8003 | 157.1469 | 0 | 20.296 | 0 | 0 | 0 | 46.7058 | 517.4383 | 34.7107 | 64.9796 | 0 | 0.5138 | 0 | 14.074 | 3.248 | 0 | 995.2117 | 484.6205 | -6.98 | 8.8509 | 7.395 | -1.78 | 17.8554 | 1.5062 | 2025-12-28 | 2025_12_28 Hr 07 | 46.3368 | -2e-05 | -995.2117 | 157.2798 | 464.6235 | 192.1628 | 161.4046 | 19.7411 | 0 | 120.5689 | 204.7067 | 139.3479 | 0 | 192.1628 | 0 | 0 | 0 | 0 | 0 | 0 | 0 | 0
2025_12_28 Hr 08 | 0 | 0 | 0 | 0 | 0 | 0 | 0 | 0 | 0 | 101.2367 | 0 | 0.084 | 69 | 0 | 96.0814 | 96.0814 | 0 | 0 | 0.00697 | 0.084 | 0.03454 | 0 | 0 | 0 | 0 | 0 | 0 | 0.29046 | 0.2376 | 0 | 0 | 0 | 0 | 0 | 0 | 0 | 22.7356 | 54.4083 | 0 | 0 | -66.3659 | 0.7527 | 13.0659 | 2.92 | -1 | -4.2 | 15.0912 | 0 | 0 | 27.7392 | 27.7392 | 27.7392 | 27.7392 | 32.2549 | 46.6479 | 0 | 0 | 0 | 0 | 0 | 0 | 0 | 0 | 0 | 0 | 0 | 0 | 0 | 0 | 0 | 0 | 0 | 0 | 9.8003 | 186.7358 | 0 | 20.296 | 0 | 0 | 0 | 46.7058 | 560.5634 | 36.3029 | 67.9601 | 0 | 0.5138 | 0 | 14.074 | 3.248 | 0 | 1007.837 | 520.6193 | -6.98 | 8.8509 | 7.395 | -1.78 | 18.6744 | 1.5753 | 2025-12-28 | 2025_12_28 Hr 08 | 36.2013 | -0.00033 | -1007.837 | 120.3699 | 513.2093 | 192.1628 | 162.3537 | 19.7411 | 0 | 123.9522 | 244.4484 | 144.8087 | 0 | 192.1628 | 0 | 0 | 0 | 0 | 0 | 0 | 0 | 0
2025_12_28 Hr 09 | 0 | 0 | 0 | 0 | 0 | 0 | 0 | 0 | 0 | 117.8636 | 0 | 0.084 | 56 | 0 | 96.0814 | 96.0814 | 0 | 0 | 0.00697 | 0.084 | 0.03454 | 0 | 0 | 0 | 0 | 0 | 0 | 0.29046 | 0.2376 | 0 | 0 | 0 | 0 | 0 | 0 | 0 | 23.9496 | 57.3137 | 0 | 0 | -35.481 | 0.7527 | 13.0659 | 2.92 | -1 | -4.2 | 15.0912 | 0 | 0 | 33.8912 | 33.8912 | 33.8912 | 33.8912 | 39.4084 | 52.65 | 0 | 0 | 0 | 0 | 0 | 0 | 0 | 0 | 0 | 0 | 0 | 0 | 0 | 0 | 0 | 0 | 0 | 0 | 9.8003 | 153.4091 | 0 | 20.296 | 0 | 0 | 0 | 46.272 | 613.0712 | 38.2414 | 71.5891 | 0 | 0.5138 | 0 | 14.074 | 3.248 | 0 | 1057.12 | 486.5098 | -6.98 | 8.8509 | 7.395 | -1.78 | 19.6716 | 1.6594 | 2025-12-28 | 2025_12_28 Hr 09 | 37.495 | -9e-06 | -1057.12 | 117.9281 | 572.3661 | 192.1628 | 154.922 | 19.7411 | 0 | 128.0716 | 292.8369 | 151.4576 | 0 | 192.1628 | 0 | 0 | 0 | 0 | 0 | 0 | 0 | 0
2025_12_28 Hr 10 | 1.3698 | 1.5e-05 | 0.000423 | 0 | 0 | 0 | 0 | 0 | 0 | 127.5484 | 0 | 0.084 | 53 | 0 | 96.0814 | 96.0814 | 0 | 0 | 0.00697 | 0.084 | 0.03454 | 0 | 0 | 0 | 0 | 0 | 0 | 0.29046 | 0.2376 | 0 | 0 | 0 | 0 | 0 | 0 | 0 | 24.6568 | 59.006 | 0 | 0.50578 | -1.587 | 0.7527 | 13.0659 | 2.92 | -1 | -4.2 | 15.0912 | 0 | 0 | 37.4746 | 37.4746 | 37.4746 | 37.4746 | 43.5751 | 48.6486 | 0 | 0 | 0 | 0 | 0 | 0 | 0 | 0 | 0 | 0 | 0 | 0 | 0 | 0 | 0 | 0 | 0 | 0 | 9.8003 | 148.2474 | 0 | 20.296 | 0 | 0 | 0 | 43.6692 | 643.6562 | 39.3706 | 73.703 | 0 | 0.5138 | -1.3698 | 14.074 | 3.248 | 0 | 1111.212 | 476.9865 | -8.3498 | 8.8509 | 7.395 | -1.78 | 20.2524 | 1.7084 | 2025-12-28 | 2025_12_28 Hr 10 | 44.6718 | -0.0002772 | -1111.212 | 147.1662 | 606.8234 | 192.1628 | 145.3182 | 19.7411 | 0 | 130.4711 | 321.022 | 155.3304 | 0 | 192.1628 | 0 | 0 | 0 | 0 | 0 | 0 | 0 | 0
2025_12_28 Hr 11 | 1.3698 | 0.00045 | 0.01269 | 0 | 0 | 0 | 0 | 0 | 0 | 126.7484 | 0 | 0.084 | 53 | 0 | 96.0814 | 96.0814 | 0 | 0 | 0.00697 | 0.084 | 0.03454 | 0 | 0 | 0 | 0 | 0 | 0 | 0.29046 | 0.2376 | 0 | 0 | 0 | 0 | 0 | 0 | 0 | 24.5984 | 58.8662 | 0 | 3.6713 | -0.87736 | 0.7527 | 13.0659 | 2.92 | -1 | -4.2 | 15.0912 | 0 | 0 | 37.1786 | 37.1786 | 37.1786 | 37.1786 | 43.231 | 48.6486 | 0 | 0 | 0 | 0 | 0 | 0 | 0 | 0 | 0 | 0 | 0 | 0 | 0 | 0 | 0 | 0 | 0 | 0 | 9.8003 | 168.2325 | 0 | 20.296 | 0 | 0 | 0 | 41.934 | 641.1423 | 39.2773 | 73.5284 | 0 | 0.5138 | -1.3698 | 14.074 | 3.248 | 0 | 1130.503 | 494.9169 | -8.3498 | 8.8509 | 7.395 | -1.78 | 20.2045 | 1.7044 | 2025-12-28 | 2025_12_28 Hr 11 | 44.8977 | 0.0002835 | -1130.503 | 171.0264 | 603.9773 | 192.1628 | 143.5957 | 19.7411 | 0 | 130.2729 | 318.6939 | 155.0105 | 0 | 192.1628 | 0 | 0 | 0 | 0 | 0 | 0 | 0 | 0
2025_12_28 Hr 12 | 2.7727 | 0.000795 | 0.022419 | 0 | 0 | 0 | 0 | 0 | 0 | 126.577 | 0 | 0.084 | 46 | 0 | 96.0814 | 96.0814 | 0 | 0 | 0.00697 | 0.084 | 0.03454 | 0 | 0 | 0 | 0 | 0 | 0 | 0.29046 | 0.2376 | 0 | 0 | 0 | 0 | 0 | 0 | 0 | 24.5859 | 58.8362 | 0 | 1.408 | -1.2735 | 0.7527 | 13.0659 | 2.92 | -1 | -4.2 | 15.0912 | 0 | 0 | 37.1152 | 37.1152 | 37.1152 | 37.1152 | 43.1572 | 50.6493 | 0 | 0 | 0 | 0 | 0 | 0 | 0 | 0 | 0 | 0 | 0 | 0 | 0 | 0 | 0 | 0 | 0 | 0 | 9.8003 | 176.9495 | 0 | 20.296 | 0 | 0 | 0 | 44.3922 | 640.6107 | 39.2574 | 73.4909 | 0 | 0.5138 | -2.7727 | 14.074 | 3.248 | 0 | 1133.42 | 502.4276 | -9.7527 | 8.8509 | 7.395 | -1.78 | 20.1942 | 1.7035 | 2025-12-28 | 2025_12_28 Hr 12 | 44.0064 | -2.4e-05 | -1133.42 | 177.084 | 603.3675 | 192.1628 | 141.0647 | 19.7411 | 0 | 130.2304 | 318.1951 | 154.942 | 0 | 192.1628 | 0 | 0 | 0 | 0 | 0 | 0 | 0 | 0
2025_12_28 Hr 13 | 1.7296 | 0.0006 | 0.01692 | 0 | 0 | 0 | 0 | 0 | 0 | 123.4059 | 0 | 0.084 | 48 | 0 | 96.0814 | 96.0814 | 0 | 0 | 0.00697 | 0.084 | 0.03454 | 0 | 0 | 0 | 0 | 0 | 0 | 0.29046 | 0.2376 | 0 | 0 | 0 | 0 | 0 | 0 | 0 | 24.3543 | 58.2821 | 0 | 0.37967 | -2.6202 | 0.7527 | 13.0659 | 2.92 | -1 | -4.2 | 15.0912 | 0 | 0 | 35.9419 | 35.9419 | 35.9419 | 35.9419 | 41.7929 | 50.6493 | 0 | 0 | 0 | 0 | 0 | 0 | 0 | 0 | 0 | 0 | 0 | 0 | 0 | 0 | 0 | 0 | 0 | 0 | 9.8003 | 194.1151 | 0 | 20.296 | 0 | 0 | 0 | 44.6814 | 630.5908 | 38.8876 | 72.7988 | 0 | 0.5138 | -1.7296 | 14.074 | 3.248 | 0 | 1139.212 | 519.571 | -8.7096 | 8.8509 | 7.395 | -1.78 | 20.004 | 1.6875 | 2025-12-28 | 2025_12_28 Hr 13 | 42.2038 | -0.0003396 | -1139.212 | 191.8746 | 592.085 | 192.1628 | 143.3482 | 19.7411 | 0 | 129.4448 | 308.9664 | 153.6739 | 0 | 192.1628 | 0 | 0 | 0 | 0 | 0 | 0 | 0 | 0
2025_12_28 Hr 14 | 1.0315 | 0.001665 | 0.046953 | 0 | 0 | 0 | 0 | 0 | 0 | 115.721 | 0 | 0.084 | 56 | 0 | 96.0814 | 96.0814 | 0 | 0 | 0.00697 | 0.084 | 0.03454 | 0 | 0 | 0 | 0 | 0 | 0 | 0.29046 | 0.2376 | 0 | 0 | 0 | 0 | 0 | 0 | 0 | 23.7932 | 56.9393 | 0 | 0.50065 | -4.6663 | 0.7527 | 13.0659 | 2.92 | -1 | -4.2 | 15.0912 | 0 | 0 | 33.0984 | 33.0984 | 33.0984 | 33.0984 | 38.4866 | 48.6486 | 0 | 0 | 0 | 0 | 0 | 0 | 0 | 0 | 0 | 0 | 0 | 0 | 0 | 0 | 0 | 0 | 0 | 0 | 9.8003 | 216.2162 | 0 | 20.296 | 0 | 0 | 0 | 41.934 | 606.3517 | 37.9916 | 71.1215 | 0 | 0.5138 | -1.0315 | 14.074 | 3.248 | 0 | 1135.328 | 541.1538 | -8.0115 | 8.8509 | 7.395 | -1.78 | 19.5431 | 1.6486 | 2025-12-28 | 2025_12_28 Hr 14 | 40.381 | 0.000354 | -1135.328 | 212.0505 | 564.7428 | 192.1628 | 146.6312 | 19.7411 | 0 | 127.5408 | 286.6013 | 150.6008 | 0 | 192.1628 | 0 | 0 | 0 | 0 | 0 | 0 | 0 | 0
2025_12_28 Hr 15 | 1.0315 | 0.001065 | 0.030033 | 0 | 0 | 0 | 0 | 0 | 0 | 119.2635 | 0 | 0.084 | 64 | 0 | 96.0814 | 96.0814 | 0 | 0 | 0.00697 | 0.084 | 0.03454 | 0 | 0 | 0 | 0 | 0 | 0 | 0.29046 | 0.2376 | 0 | 0 | 0 | 0 | 0 | 0 | 0 | 24.0519 | 57.5583 | 0 | 2.3837 | -5.6031 | 0.7527 | 13.0659 | 2.92 | -1 | -4.2 | 15.0912 | 0 | 0 | 34.4092 | 34.4092 | 34.4092 | 34.4092 | 40.0107 | 47.7009 | 0 | 0 | 0 | 0 | 0 | 0 | 0 | 0 | 0 | 0 | 0 | 0 | 0 | 0 | 0 | 0 | 0 | 0 | 9.8003 | 202.5477 | 0 | 20.296 | 0 | 0 | 0 | 37.0176 | 617.522 | 38.4046 | 71.8947 | 0 | 0.5138 | -1.0315 | 14.074 | 3.248 | 0 | 1137.328 | 531.0372 | -8.0115 | 8.8509 | 7.395 | -1.78 | 19.7556 | 1.6665 | 2025-12-28 | 2025_12_28 Hr 15 | 39.991 | 0.000355 | -1137.328 | 199.3283 | 577.3466 | 192.1628 | 148.7496 | 19.7411 | 0 | 128.4184 | 296.9108 | 152.0174 | 0 | 192.1628 | 0 | 0 | 0 | 0 | 0 | 0 | 0 | 0
2025_12_28 Hr 16 | 0 | 0.000555 | 0.015651 | 0 | 0 | 0 | 0 | 0 | 0 | 125.0058 | 0 | 0.084 | 63 | 0 | 96.0814 | 96.0814 | 0 | 0 | 0.00697 | 0.084 | 0.03454 | 0 | 0 | 0 | 0 | 0 | 0 | 0.29046 | 0.2376 | 0 | 0 | 0 | 0 | 0 | 0 | 0 | 24.4712 | 58.5617 | 0 | 0 | -2.8217 | 0.7527 | 13.0659 | 2.92 | -1 | -4.2 | 15.0912 | 0 | 0 | 36.5338 | 36.5338 | 36.5338 | 36.5338 | 42.4812 | 48.6486 | 0 | 0 | 0 | 0 | 0 | 0 | 0 | 0 | 0 | 0 | 0 | 0 | 0 | 0 | 0 | 0 | 0 | 0 | 9.8003 | 204.8297 | 0 | 20.296 | 0 | 0 | 0 | 33.258 | 635.6418 | 39.0742 | 73.148 | 0 | 0.5138 | 0 | 14.074 | 3.248 | 0 | 1156.612 | 530.7715 | -6.98 | 8.8509 | 7.395 | -1.78 | 20.0999 | 1.6956 | 2025-12-28 | 2025_12_28 Hr 16 | 38.6448 | -0.000278 | -1156.612 | 202.008 | 597.7771 | 192.1628 | 144.9228 | 19.7411 | 0 | 129.8411 | 313.6224 | 154.3136 | 0 | 192.1628 | 0 | 0 | 0 | 0 | 0 | 0 | 0 | 0
2025_12_28 Hr 17 | 0 | 0.000165 | 0.004653 | 0 | 0 | 0 | 0 | 0 | 0 | 139.2615 | 0 | 0.084 | 64 | 0 | 96.0814 | 96.0814 | 0 | 0 | 0.00697 | 0.084 | 0.03454 | 0 | 0 | 0 | 0 | 0 | 0 | 0.29046 | 0.2376 | 0 | 0 | 0 | 0 | 0 | 0 | 0 | 25.5121 | 61.0527 | 0 | 2.2253 | -0.24698 | 0.7527 | 13.0659 | 2.92 | -1 | -4.2 | 15.0912 | 0 | 0 | 41.8085 | 41.8085 | 41.8085 | 41.8085 | 48.6145 | 48.6486 | 0 | 0 | 0 | 0 | 0 | 0 | 0 | 0 | 0 | 0 | 0 | 0 | 0 | 0 | 0 | 0 | 0 | 0 | 9.8003 | 195.1548 | 0 | 20.296 | 0 | 0 | 0 | 29.9322 | 680.6505 | 40.7362 | 76.2595 | 0 | 0.5138 | 0 | 14.074 | 3.248 | 0 | 1200.12 | 524.4712 | -6.98 | 8.8509 | 7.395 | -1.78 | 20.9549 | 1.7677 | 2025-12-28 | 2025_12_28 Hr 17 | 39.9643 | 3.91e-05 | -1200.12 | 197.1332 | 648.4974 | 192.1628 | 142.5856 | 19.7411 | 0 | 133.3731 | 355.11 | 160.0143 | 0 | 192.1628 | 0 | 0 | 0 | 0 | 0 | 0 | 0 | 0
2025_12_28 Hr 18 | 0 | 0 | 0 | 0 | 0 | 0 | 0 | 0 | 0 | 145.0038 | 0 | 0.084 | 63 | 0 | 96.0814 | 96.0814 | 0 | 0 | 0.00697 | 0.084 | 0.03454 | 0 | 0 | 0 | 0 | 0 | 0 | 0.29046 | 0.2376 | 0 | 0 | 0 | 0 | 0 | 0 | 0 | 25.9314 | 62.0561 | 0 | 0.0034287 | -4.2235 | 0.7527 | 13.0659 | 2.92 | -1 | -4.2 | 15.0912 | 0 | 0 | 43.9332 | 43.9332 | 43.9332 | 43.9332 | 51.0851 | 57.5991 | 0 | 0 | 0 | 0 | 0 | 0 | 0 | 0 | 0 | 0 | 0 | 0 | 0 | 0 | 0 | 0 | 0 | 0 | 9.8003 | 194.6394 | 0 | 20.296 | 0 | 0 | 0 | 31.3782 | 698.78 | 41.4057 | 77.5128 | 0 | 0.5138 | 0 | 14.074 | 3.248 | 0 | 1223.228 | 535.6484 | -6.98 | 8.8509 | 7.395 | -1.78 | 21.2993 | 1.7967 | 2025-12-28 | 2025_12_28 Hr 18 | 46.5934 | 0.00037566 | -1223.228 | 190.4194 | 668.9279 | 192.1628 | 151.9773 | 19.7411 | 0 | 134.7958 | 371.8215 | 162.3106 | 0 | 192.1628 | 0 | 0 | 0 | 0 | 0 | 0 | 0 | 0
2025_12_28 Hr 19 | 0 | 0 | 0 | 0 | 0 | 0 | 0 | 0 | 0 | 134.8905 | 0 | 0.084 | 59 | 0 | 96.0814 | 96.0814 | 0 | 0 | 0.00697 | 0.084 | 0.03454 | 0 | 0 | 0 | 0 | 0 | 0 | 0.29046 | 0.2376 | 0 | 0 | 0 | 0 | 0 | 0 | 0 | 25.1929 | 60.2889 | 0 | 1.0829 | -1.7741 | 0.7527 | 13.0659 | 2.92 | -1 | -4.2 | 15.0912 | 0 | 0 | 40.1912 | 40.1912 | 40.1912 | 40.1912 | 46.734 | 57.5991 | 0 | 0 | 0 | 0 | 0 | 0 | 0 | 0 | 0 | 0 | 0 | 0 | 0 | 0 | 0 | 0 | 0 | 0 | 9.8003 | 217.1428 | 0 | 20.296 | 0 | 0 | 0 | 26.028 | 666.8422 | 40.2266 | 75.3055 | 0 | 0.5138 | 0 | 14.074 | 3.248 | 0 | 1203.928 | 544.7574 | -6.98 | 8.8509 | 7.395 | -1.78 | 20.6928 | 1.7456 | 2025-12-28 | 2025_12_28 Hr 19 | 51.4986 | 0.000366 | -1203.928 | 216.4515 | 632.9459 | 192.1628 | 142.6271 | 19.7411 | 0 | 132.2901 | 342.3893 | 158.2664 | 0 | 192.1628 | 0 | 0 | 0 | 0 | 0 | 0 | 0 | 0
2025_12_28 Hr 20 | 0 | 0 | 0 | 0 | 0 | 0 | 0 | 0 | 0 | 131.5194 | 0 | 0.084 | 58 | 0 | 96.0814 | 96.0814 | 0 | 0 | 0.00697 | 0.084 | 0.03454 | 0 | 0 | 0 | 0 | 0 | 0 | 0.29046 | 0.2376 | 0 | 0 | 0 | 0 | 0 | 0 | 0 | 24.9468 | 59.6999 | 0 | 2.5222 | -4.7853 | 0.7527 | 13.0659 | 2.92 | -1 | -4.2 | 15.0912 | 0 | 0 | 38.9439 | 38.9439 | 38.9439 | 38.9439 | 45.2836 | 57.5991 | 0 | 0 | 0 | 0 | 0 | 0 | 0 | 0 | 0 | 0 | 0 | 0 | 0 | 0 | 0 | 0 | 0 | 0 | 9.8003 | 206.8934 | 0 | 20.296 | 0 | 0 | 0 | 24.7266 | 656.1963 | 39.8336 | 74.5697 | 0 | 0.5138 | 0 | 14.074 | 3.248 | 0 | 1177.812 | 530.8585 | -6.98 | 8.8509 | 7.395 | -1.78 | 20.4906 | 1.7285 | 2025-12-28 | 2025_12_28 Hr 20 | 49.2518 | -0.000319 | -1177.812 | 204.6303 | 620.9519 | 192.1628 | 140.3257 | 19.7411 | 0 | 131.4549 | 332.5786 | 156.9184 | 0 | 192.1628 | 0 | 0 | 0 | 0 | 0 | 0 | 0 | 0
2025_12_28 Hr 21 | 0 | 0 | 0 | 0 | 0 | 0 | 0 | 0 | 0 | 117.4637 | 0 | 0.084 | 56 | 0 | 96.0814 | 96.0814 | 0 | 0 | 0.00697 | 0.084 | 0.03454 | 0 | 0 | 0 | 0 | 0 | 0 | 0.29046 | 0.2376 | 0 | 0 | 0 | 0 | 0 | 0 | 0 | 23.9204 | 57.2438 | 0 | 0 | -6.8563 | 0.7527 | 13.0659 | 2.92 | -1 | -4.2 | 15.0912 | 0 | 0 | 33.7432 | 33.7432 | 33.7432 | 33.7432 | 39.2363 | 60.5475 | 0 | 0 | 0 | 0 | 0 | 0 | 0 | 0 | 0 | 0 | 0 | 0 | 0 | 0 | 0 | 0 | 0 | 0 | 9.8003 | 232.6919 | 0 | 20.296 | 0 | 0 | 0 | 21.69 | 611.8082 | 38.1948 | 71.5018 | 0 | 0.5138 | 0 | 14.074 | 3.248 | 0 | 1146.92 | 548.9481 | -6.98 | 8.8509 | 7.395 | -1.78 | 19.6476 | 1.6574 | 2025-12-28 | 2025_12_28 Hr 21 | 43.7338 | 4.6e-05 | -1146.92 | 225.8356 | 570.9431 | 192.1628 | 138.2375 | 19.7411 | 0 | 127.9725 | 291.6729 | 151.2976 | 0 | 192.1628 | 0 | 0 | 0 | 0 | 0 | 0 | 0 | 0
2025_12_28 Hr 22 | 0 | 0 | 0 | 0 | 0 | 0 | 0 | 0 | 0 | 110.5501 | 0 | 0.084 | 55 | 0 | 96.0814 | 96.0814 | 0 | 0 | 0.00697 | 0.084 | 0.03454 | 0 | 0 | 0 | 0 | 0 | 0 | 0.29046 | 0.2376 | 0 | 0 | 0 | 0 | 0 | 0 | 0 | 23.4156 | 56.0357 | 0 | 1.5942 | -2.5467 | 0.7527 | 13.0659 | 2.92 | -1 | -4.2 | 15.0912 | 0 | 0 | 31.1852 | 31.1852 | 31.1852 | 31.1852 | 36.2618 | 60.5475 | 0 | 0 | 0 | 0 | 0 | 0 | 0 | 0 | 0 | 0 | 0 | 0 | 0 | 0 | 0 | 0 | 0 | 0 | 9.8003 | 209.7458 | 0 | 20.296 | 0 | 0 | 0 | 15.0384 | 589.975 | 37.3887 | 69.9929 | 0 | 0.5138 | 0 | 14.074 | 3.248 | 0 | 1097.628 | 515.5858 | -6.98 | 8.8509 | 7.395 | -1.78 | 19.233 | 1.6224 | 2025-12-28 | 2025_12_28 Hr 22 | 43.5357 | 0.000382 | -1097.628 | 208.7934 | 546.3453 | 192.1628 | 130.5859 | 19.7411 | 0 | 126.2596 | 271.5527 | 148.533 | 0 | 192.1628 | 0 | 0 | 0 | 0 | 0 | 0 | 0 | 0
2025_12_28 Hr 23 | 0 | 0 | 0 | 0 | 0 | 0 | 0 | 0 | 0 | 90.952 | 0 | 0.084 | 51 | 0 | 96.0814 | 96.0814 | 0 | 0 | 0.00697 | 0.084 | 0.03454 | 0 | 0 | 0 | 0 | 0 | 0 | 0.29046 | 0.2376 | 0 | 0 | 0 | 0 | 0 | 0 | 0 | 21.9846 | 52.6112 | 0 | 6.9496 | -2.9959 | 0.7527 | 13.0659 | 2.92 | -1 | -4.2 | 15.0912 | 0 | 0 | 23.9338 | 23.9338 | 23.9338 | 23.9338 | 27.83 | 58.6521 | 0 | 0 | 0 | 0 | 0 | 0 | 0 | 0 | 0 | 0 | 0 | 0 | 0 | 0 | 0 | 0 | 0 | 0 | 9.8003 | 238.5005 | 0 | 20.296 | 0 | 0 | 0 | 13.5924 | 528.0842 | 35.1038 | 65.7154 | 0 | 0.5138 | 0 | 14.074 | 3.248 | 0 | 1054.22 | 529.162 | -6.98 | 8.8509 | 7.395 | -1.78 | 18.0576 | 1.5233 | 2025-12-28 | 2025_12_28 Hr 23 | 47.7431 | 1e-05 | -1054.22 | 242.4542 | 476.6175 | 192.1628 | 123.2445 | 19.7411 | 0 | 121.4041 | 214.5174 | 140.696 | 0 | 192.1628 | 0 | 0 | 0 | 0 | 0 | 0 | 0 | 0
2025_12_28 Hr 24 | 0 | 0 | 0 | 0 | 0 | 0 | 0 | 0 | 0 | 79.6674 | 0 | 0.084 | 47 | 0 | 96.0814 | 96.0814 | 0 | 0 | 0.00697 | 0.084 | 0.03454 | 0 | 0 | 0 | 0 | 0 | 0 | 0.29046 | 0.2376 | 0 | 0 | 0 | 0 | 0 | 0 | 0 | 21.1606 | 50.6393 | 0 | 13.391 | 0 | 0.7527 | 13.0659 | 2.92 | -1 | -4.2 | 15.0912 | 0 | 0 | 19.7585 | 19.7585 | 19.7585 | 19.7585 | 22.975 | 60.5475 | 0 | 0 | 0 | 0 | 0 | 0 | 0 | 0 | 0 | 0 | 0 | 0 | 0 | 0 | 0 | 0 | 0 | 0 | 9.8003 | 221.8723 | 0 | 20.296 | 0 | 0 | 0 | 16.629 | 492.4474 | 33.7881 | 63.2523 | 0 | 0.5138 | 0 | 14.074 | 3.248 | 0 | 1007.812 | 508.9532 | -6.98 | 8.8509 | 7.395 | -1.78 | 17.3808 | 1.4662 | 2025-12-28 | 2025_12_28 Hr 24 | 48.4425 | -0.000316 | -1007.812 | 235.2633 | 436.4681 | 192.1628 | 124.1765 | 19.7411 | 0 | 118.6082 | 181.6765 | 136.1834 | 0 | 192.1628 | 0 | 0 | 0 | 0 | 0 | 0 | 0 | 0
2025_12_29 Hr 01 | 0 | 0 | 0 | 0 | 0 | 0 | 0 | 0 | 0 | 52.9538 | 0 | 0.084 | 44 | 0 | 96.0814 | 96.0814 | 0 | 0 | 0.00697 | 0.084 | 0.03454 | 0 | 0 | 0 | 0 | 0 | 0 | 0.29046 | 0.2376 | 0 | 0 | 0 | 0 | 0 | 0 | 0 | 19.0683 | 45.6083 | 0 | 2.0295 | -3.9212 | 0.7527 | 13.0887 | 2.92 | -1 | -4.2 | 15.1703 | 0 | 0 | 9.3564 | 9.3564 | 9.3564 | 9.3564 | 10.8796 | 62.5482 | 0 | 0 | 0 | 0 | 0 | 0 | 0 | 0 | 0 | 0 | 0 | 0 | 0 | 0 | 0 | 0 | 0 | 0 | 9.7988 | 281.4976 | 0 | 21.7442 | 0 | 0 | 0 | 29.643 | 404.9901 | 32.5427 | 61.0247 | 0 | 0.5138 | 0 | 14.074 | 3.248 | 0 | 974.02 | 577.9017 | -6.98 | 8.834 | 7.395 | -1.78 | 16.7683 | 1.4118 | 2025-12-29 | 2025_12_29 Hr 01 | 55.1868 | 1.3e-05 | -974.02 | 279.6058 | 346.3192 | 192.1628 | 136.1912 | 19.7411 | 0 | 111.5683 | 101.259 | 133.4918 | 0 | 192.1628 | 0 | 0 | 0 | 0 | 0 | 0 | 0 | 0
2025_12_29 Hr 02 | 0 | 0 | 0 | 0 | 0 | 0 | 0 | 0 | 0 | 53.1513 | 0 | 0.084 | 47 | 0 | 96.0814 | 96.0814 | 0 | 0 | 0.00697 | 0.084 | 0.03454 | 0 | 0 | 0 | 0 | 0 | 0 | 0.29046 | 0.2376 | 0 | 0 | 0 | 0 | 0 | 0 | 0 | 19.082 | 45.6412 | 0 | 0.19564 | -15.8609 | 0.7527 | 13.0887 | 2.92 | -1 | -4.2 | 15.1703 | 0 | 0 | 9.4292 | 9.4292 | 9.4292 | 9.4292 | 10.9642 | 60.5475 | 0 | 0 | 0 | 0 | 0 | 0 | 0 | 0 | 0 | 0 | 0 | 0 | 0 | 0 | 0 | 0 | 0 | 0 | 9.7988 | 282.2847 | 0 | 21.7442 | 0 | 0 | 0 | 27.3294 | 405.6102 | 32.5662 | 61.0688 | 0 | 0.5138 | 0 | 14.074 | 3.248 | 0 | 960.42 | 577.4551 | -6.98 | 8.834 | 7.395 | -1.78 | 16.7804 | 1.4129 | 2025-12-29 | 2025_12_29 Hr 02 | 55.5303 | 5.5e-06 | -960.42 | 266.6194 | 347.0199 | 192.1628 | 134.8769 | 19.7411 | 0 | 111.615 | 101.8324 | 133.5724 | 0 | 192.1628 | 0 | 0 | 0 | 0 | 0 | 0 | 0 | 0
2025_12_29 Hr 03 | 0 | 0 | 0 | 0 | 0 | 0 | 0 | 0 | 0 | 50.0203 | 0 | 0.084 | 50 | 0 | 96.0814 | 96.0814 | 0 | 0 | 0.00697 | 0.084 | 0.03454 | 0 | 0 | 0 | 0 | 0 | 0 | 0.29046 | 0.2376 | 0 | 0 | 0 | 0 | 0 | 0 | 0 | 18.8638 | 45.1193 | 0 | 7.3028 | -0.16699 | 0.7527 | 13.0887 | 2.92 | -1 | -4.2 | 15.1703 | 0 | 0 | 8.2745 | 8.2745 | 8.2745 | 8.2745 | 9.6215 | 62.5482 | 0 | 0 | 0 | 0 | 0 | 0 | 0 | 0 | 0 | 0 | 0 | 0 | 0 | 0 | 0 | 0 | 0 | 0 | 9.7988 | 283.6363 | 0 | 21.7442 | 0 | 0 | 0 | 11.2788 | 395.7776 | 32.1939 | 60.3705 | 0 | 0.5138 | 0 | 14.074 | 3.248 | 0 | 962.4117 | 566.4782 | -6.98 | 8.834 | 7.395 | -1.78 | 16.5886 | 1.3967 | 2025-12-29 | 2025_12_29 Hr 03 | 53.4692 | -2.62e-05 | -962.4117 | 290.7722 | 335.9087 | 192.1628 | 123.827 | 19.7411 | 0 | 110.875 | 92.7399 | 132.2938 | 0 | 192.1628 | 0 | 0 | 0 | 0 | 0 | 0 | 0 | 0
2025_12_29 Hr 04 | 0 | 0 | 0 | 0 | 0 | 0 | 0 | 0 | 0 | 58.8208 | 0 | 0.084 | 61 | 0 | 96.0814 | 96.0814 | 0 | 0 | 0.00697 | 0.084 | 0.03454 | 0 | 0 | 0 | 0 | 0 | 0 | 0.29046 | 0.2376 | 0 | 0 | 0 | 0 | 0 | 0 | 0 | 19.4771 | 46.5862 | 0 | 19.8056 | 0 | 0.7527 | 13.0887 | 2.92 | -1 | -4.2 | 15.1703 | 0 | 0 | 11.5202 | 11.5202 | 11.5202 | 11.5202 | 13.3956 | 61.6005 | 0 | 0 | 0 | 0 | 0 | 0 | 0 | 0 | 0 | 0 | 0 | 0 | 0 | 0 | 0 | 0 | 0 | 0 | 9.7988 | 224.2121 | 0 | 21.7442 | 0 | 0 | 0 | 17.6412 | 423.415 | 33.2405 | 62.3332 | 0 | 0.5138 | 0 | 14.074 | 3.248 | 0 | 963.3033 | 527.0627 | -6.98 | 8.834 | 7.395 | -1.78 | 17.1278 | 1.4421 | 2025-12-29 | 2025_12_29 Hr 04 | 53.7199 | 3.7e-05 | -963.3033 | 244.0177 | 367.1401 | 192.1628 | 140.2417 | 19.7411 | 0 | 112.9551 | 118.2972 | 135.8878 | 0 | 192.1628 | 0 | 0 | 0 | 0 | 0 | 0 | 0 | 0
2025_12_29 Hr 05 | 0 | 0 | 0 | 0 | 0 | 0 | 0 | 0 | 0 | 71.3163 | 0 | 0.084 | 58 | 0 | 96.0814 | 96.0814 | 0 | 0 | 0.00697 | 0.084 | 0.03454 | 0 | 0 | 0 | 0 | 0 | 0 | 0.29046 | 0.2376 | 0 | 0 | 0 | 0 | 0 | 0 | 0 | 20.3479 | 48.6689 | 0 | 1.5707 | -7.5547 | 0.7527 | 13.0887 | 2.92 | -1 | -4.2 | 15.1703 | 0 | 0 | 16.1287 | 16.1287 | 16.1287 | 16.1287 | 18.7543 | 61.6005 | 0 | 0 | 0 | 0 | 0 | 0 | 0 | 0 | 0 | 0 | 0 | 0 | 0 | 0 | 0 | 0 | 0 | 0 | 9.7988 | 212.4892 | 0 | 21.7442 | 0 | 0 | 0 | 37.0176 | 462.6566 | 34.7266 | 65.1199 | 0 | 0.5138 | 0 | 14.074 | 3.248 | 0 | 986.5117 | 536.8192 | -6.98 | 8.834 | 7.395 | -1.78 | 17.8936 | 1.5066 | 2025-12-29 | 2025_12_29 Hr 05 | 56.3628 | -4.1e-05 | -986.5117 | 206.5051 | 411.4846 | 192.1628 | 156.6181 | 19.7411 | 0 | 115.9085 | 154.5853 | 140.9908 | 0 | 192.1628 | 0 | 0 | 0 | 0 | 0 | 0 | 0 | 0
2025_12_29 Hr 06 | 0 | 0 | 0 | 0 | 0 | 0 | 0 | 0 | 0 | 94.1636 | 0 | 0.084 | 47 | 0 | 96.0814 | 96.0814 | 0 | 0 | 0.00697 | 0.084 | 0.03454 | 0 | 0 | 0 | 0 | 0 | 0 | 0.29046 | 0.2376 | 0 | 0 | 0 | 0 | 0 | 0 | 0 | 21.94 | 52.477 | 0 | 3.5113 | -13.0845 | 0.7527 | 13.0887 | 2.92 | -1 | -4.2 | 15.1703 | 0 | 0 | 24.555 | 24.555 | 24.555 | 24.555 | 28.5523 | 66.5496 | 0 | 0 | 0 | 0 | 0 | 0 | 0 | 0 | 0 | 0 | 0 | 0 | 0 | 0 | 0 | 0 | 0 | 0 | 9.7988 | 176.716 | 0 | 21.7442 | 0 | 0 | 0 | 30.366 | 534.4075 | 37.4438 | 70.2152 | 0 | 0.5138 | 0 | 14.074 | 3.248 | 0 | 1015.528 | 497.674 | -6.98 | 8.834 | 7.395 | -1.78 | 19.2937 | 1.6245 | 2025-12-29 | 2025_12_29 Hr 06 | 58.557 | 0.000334 | -1015.528 | 167.1428 | 492.5661 | 192.1628 | 143.9156 | 19.7411 | 0 | 121.3088 | 220.9359 | 150.3213 | 0 | 192.1628 | 0 | 0 | 0 | 0 | 0 | 0 | 0 | 0
2025_12_29 Hr 07 | 0 | 0 | 0 | 0 | 0 | 0 | 0 | 0 | 0 | 114.4722 | -14.3 | 0.084 | 43 | 0 | 96.0814 | 96.0814 | 0 | 0 | 0.00697 | 0.084 | 0.03454 | 0 | 0 | 0 | 0 | 0 | 0 | 0.29046 | 0.2376 | 0 | 0 | 0 | 0 | 0 | 0 | 0 | 23.3553 | 55.862 | 0 | 7.1791 | -0.71127 | 0.7527 | 13.0887 | 2.92 | -1 | -4.2 | 15.1703 | 0 | 0 | 32.0451 | 32.0451 | 32.0451 | 32.0451 | 37.2617 | 67.4973 | 0 | 0 | 0 | 0 | 0 | 0 | 0 | 0 | 0 | 0 | 0 | 0 | 0 | 0 | 0 | 0 | 0 | 0 | 9.7988 | 171.0406 | 0 | 21.7442 | 0 | 0 | 0 | 20.3886 | 598.1861 | 39.8591 | 74.7444 | 0 | 0.5138 | 0 | 14.074 | 3.248 | 0 | 1070.637 | 487.2627 | -21.28 | 8.834 | 7.395 | -1.78 | 20.5382 | 1.7293 | 2025-12-29 | 2025_12_29 Hr 07 | 50.5666 | -0.0003346 | -1070.637 | 177.5084 | 550.3385 | 192.1628 | 130.8859 | 19.7411 | 0 | 126.1091 | 279.9143 | 144.3152 | 0 | 192.1628 | 0 | 0 | 0 | 0 | 0 | 0 | 0 | 0
2025_12_29 Hr 08 | 0 | 0 | 0 | 0 | 0 | 0 | 0 | 0 | 0 | 127.7857 | -14.3 | 0.084 | 36 | 0 | 96.0814 | 96.0814 | 0 | 0 | 0.00697 | 0.084 | 0.03454 | 0 | 0 | 0 | 0 | 0 | 0 | 0.29046 | 0.2376 | 0 | 0 | 0 | 0 | 0 | 0 | 0 | 24.283 | 58.0811 | 0 | 6.5391 | 0 | 0.7527 | 13.0887 | 2.92 | -1 | -4.2 | 15.1703 | 0 | 0 | 36.9552 | 36.9552 | 36.9552 | 36.9552 | 42.9712 | 65.6019 | 0 | 0 | 0 | 0 | 0 | 0 | 0 | 0 | 0 | 0 | 0 | 0 | 0 | 0 | 0 | 0 | 0 | 0 | 9.7988 | 177.1279 | 0 | 21.7442 | 0 | 0 | 0 | 26.028 | 639.9965 | 41.4424 | 77.7136 | 0 | 0.5138 | 0 | 14.074 | 3.248 | 0 | 1120.787 | 495.5311 | -21.28 | 8.834 | 7.395 | -1.78 | 21.3541 | 1.798 | 2025-12-29 | 2025_12_29 Hr 08 | 53.8445 | -0.000354 | -1120.787 | 183.667 | 597.586 | 192.1628 | 127.6299 | 19.7411 | 0 | 129.2559 | 318.5779 | 149.7522 | 0 | 192.1628 | 0 | 0 | 0 | 0 | 0 | 0 | 0 | 0
2025_12_29 Hr 09 | 0.33996 | 0 | 0 | 0 | 0 | 0 | 0 | 0 | 0 | 133.6245 | -14.3 | 0.084 | 34 | 0 | 96.0814 | 96.0814 | 0 | 0 | 0.00697 | 0.084 | 0.03454 | 0 | 0 | 0 | 0 | 0 | 0 | 0.29046 | 0.2376 | 0 | 0 | 0 | 0 | 0 | 0 | 0 | 24.6899 | 59.0543 | 0 | 2.147 | -2.8408 | 0.7527 | 13.0887 | 2.92 | -1 | -4.2 | 15.1703 | 0 | 0 | 39.1086 | 39.1086 | 39.1086 | 39.1086 | 45.4752 | 65.6019 | 0 | 0 | 0 | 0 | 0 | 0 | 0 | 0 | 0 | 0 | 0 | 0 | 0 | 0 | 0 | 0 | 0 | 0 | 9.7988 | 199.9109 | 0 | 21.7442 | 0 | 0 | 0 | 32.3904 | 658.3329 | 42.1368 | 79.0157 | 0 | 0.5138 | -0.33996 | 14.074 | 3.248 | 0 | 1161.42 | 525.4009 | -21.62 | 8.834 | 7.395 | -1.78 | 21.7119 | 1.8281 | 2025-12-29 | 2025_12_29 Hr 09 | 53.8445 | 5.6e-05 | -1161.42 | 199.2171 | 618.3069 | 192.1628 | 131.9923 | 19.7411 | 0 | 130.6359 | 335.5342 | 152.1367 | 0 | 192.1628 | 0 | 0 | 0 | 0 | 0 | 0 | 0 | 0
2025_12_29 Hr 10 | 2.0696 | 0.00042 | 0.011844 | 0 | 0 | 0 | 0 | 0 | 0 | 141.4659 | -14.3 | 0.084 | 29 | 0 | 96.0814 | 96.0814 | 0 | 0 | 0.00697 | 0.084 | 0.03454 | 0 | 0 | 0 | 0 | 0 | 0 | 0.29046 | 0.2376 | 0 | 0 | 0 | 0 | 0 | 0 | 0 | 25.2363 | 60.3613 | 0 | 2.2623 | -0.60908 | 0.7527 | 13.0887 | 2.92 | -1 | -4.2 | 15.1703 | 0 | 0 | 42.0006 | 42.0006 | 42.0006 | 42.0006 | 48.8379 | 57.5991 | 0 | 0 | 0 | 0 | 0 | 0 | 0 | 0 | 0 | 0 | 0 | 0 | 0 | 0 | 0 | 0 | 0 | 0 | 9.7988 | 235.3602 | 0 | 21.7442 | 0 | 0 | 0 | 31.9566 | 682.9703 | 43.0694 | 80.7645 | 0 | 0.5138 | -2.0696 | 14.074 | 3.248 | 0 | 1213.62 | 552.346 | -23.3496 | 8.834 | 7.395 | -1.78 | 22.1924 | 1.8685 | 2025-12-29 | 2025_12_29 Hr 10 | 50.5666 | 3.37e-05 | -1213.62 | 237.0135 | 646.1348 | 192.1628 | 118.568 | 19.7411 | 0 | 132.4894 | 358.3064 | 155.339 | 0 | 192.1628 | 0 | 0 | 0 | 0 | 0 | 0 | 0 | 0
2025_12_29 Hr 11 | 3.1027 | 0.00108 | 0.030456 | 0 | 0 | 0 | 0 | 0 | 0 | 135.6271 | -14.3 | 0.084 | 29 | 0 | 96.0814 | 96.0814 | 0 | 0 | 0.00697 | 0.084 | 0.03454 | 0 | 0 | 0 | 0 | 0 | 0 | 0.29046 | 0.2376 | 0 | 0 | 0 | 0 | 0 | 0 | 0 | 24.8294 | 59.3881 | 0 | 1.9078 | -9.225 | 0.7527 | 13.0887 | 2.92 | -1 | -4.2 | 15.1703 | 0 | 0 | 39.8472 | 39.8472 | 39.8472 | 39.8472 | 46.334 | 55.5984 | 0 | 0 | 0 | 0 | 0 | 0 | 0 | 0 | 0 | 0 | 0 | 0 | 0 | 0 | 0 | 0 | 0 | 0 | 9.7988 | 268.6398 | 0 | 21.7442 | 0 | 0 | 0 | 33.258 | 664.6526 | 42.375 | 79.4624 | 0 | 0.5138 | -3.1027 | 14.074 | 3.248 | 0 | 1216.528 | 583.5756 | -24.3827 | 8.834 | 7.395 | -1.78 | 21.8346 | 1.8384 | 2025-12-29 | 2025_12_29 Hr 11 | 56.87 | 0.000292 | -1216.528 | 261.3226 | 625.4139 | 192.1628 | 117.8879 | 19.7411 | 0 | 131.1093 | 341.3501 | 152.9545 | 0 | 192.1628 | 0 | 0 | 0 | 0 | 0 | 0 | 0 | 0
2025_12_29 Hr 12 | 3.0994 | 0.0018 | 0.05076 | 0 | 0 | 0 | 0 | 0 | 0 | 135.3169 | -14.3 | 0.084 | 30 | 0 | 96.0814 | 96.0814 | 0 | 0 | 0.00697 | 0.084 | 0.03454 | 0 | 0 | 0 | 0 | 0 | 0 | 0.29046 | 0.2376 | 0 | 0 | 0 | 0 | 0 | 0 | 0 | 24.8078 | 59.3364 | 0 | 0 | -10.3963 | 0.7527 | 13.0887 | 2.92 | -1 | -4.2 | 15.1703 | 0 | 0 | 39.7328 | 39.7328 | 39.7328 | 39.7328 | 46.2009 | 55.5984 | 0 | 0 | 0 | 0 | 0 | 0 | 0 | 0 | 0 | 0 | 0 | 0 | 0 | 0 | 0 | 0 | 0 | 0 | 9.7988 | 266.1565 | 0 | 21.7442 | 0 | 0 | 0 | 26.3172 | 663.6985 | 42.3381 | 79.3932 | 0 | 0.5138 | -3.0994 | 14.074 | 3.248 | 0 | 1203.945 | 575.0222 | -24.3794 | 8.834 | 7.395 | -1.78 | 21.8156 | 1.8368 | 2025-12-29 | 2025_12_29 Hr 12 | 50.5666 | 4.2e-05 | -1203.945 | 255.7602 | 624.3129 | 192.1628 | 111.9682 | 19.7411 | 0 | 131.036 | 340.4491 | 152.8278 | 0 | 192.1628 | 0 | 0 | 0 | 0 | 0 | 0 | 0 | 0
2025_12_29 Hr 13 | 1.0315 | 0.000825 | 0.023265 | 0 | 0 | 0 | 0 | 0 | 0 | 131.5936 | -14.3 | 0.084 | 33 | 0 | 96.0814 | 96.0814 | 0 | 0 | 0.00697 | 0.084 | 0.03454 | 0 | 0 | 0 | 0 | 0 | 0 | 0.29046 | 0.2376 | 0 | 0 | 0 | 0 | 0 | 0 | 0 | 24.5484 | 58.7158 | 0 | 0 | -10.9549 | 0.7527 | 13.0887 | 2.92 | -1 | -4.2 | 15.1703 | 0 | 0 | 38.3596 | 38.3596 | 38.3596 | 38.3596 | 44.6042 | 52.65 | 0 | 0 | 0 | 0 | 0 | 0 | 0 | 0 | 0 | 0 | 0 | 0 | 0 | 0 | 0 | 0 | 0 | 0 | 9.7988 | 274.7635 | 0 | 21.7442 | 0 | 0 | 0 | 16.0506 | 651.9783 | 41.8953 | 78.5628 | 0 | 0.5138 | -1.0315 | 14.074 | 3.248 | 0 | 1188.537 | 569.8248 | -22.3115 | 8.834 | 7.395 | -1.78 | 21.5874 | 1.8176 | 2025-12-29 | 2025_12_29 Hr 13 | 52.7661 | -0.000319 | -1188.537 | 263.8086 | 611.0996 | 192.1628 | 101.7247 | 19.7411 | 0 | 130.1559 | 329.6363 | 151.3073 | 0 | 192.1628 | 0 | 0 | 0 | 0 | 0 | 0 | 0 | 0
2025_12_29 Hr 14 | 3.4576 | 0.00627 | 0.17681 | 0 | 0 | 0 | 0 | 0 | 0 | 131.8757 | -14.3 | 0.084 | 33 | 0 | 96.0814 | 96.0814 | 0 | 0 | 0.00697 | 0.084 | 0.03454 | 0 | 0 | 0 | 0 | 0 | 0 | 0.29046 | 0.2376 | 0 | 0 | 0 | 0 | 0 | 0 | 0 | 24.568 | 58.7628 | 0 | 2.6639 | -2.2988 | 0.7527 | 13.0887 | 2.92 | -1 | -4.2 | 15.1703 | 0 | 0 | 38.4637 | 38.4637 | 38.4637 | 38.4637 | 44.7252 | 56.6514 | 0 | 0 | 0 | 0 | 0 | 0 | 0 | 0 | 0 | 0 | 0 | 0 | 0 | 0 | 0 | 0 | 0 | 0 | 9.7988 | 242.5972 | 0 | 21.7442 | 0 | 0 | 0 | 4.6272 | 653.0176 | 41.9288 | 78.6257 | 0 | 0.5138 | -3.4576 | 14.074 | 3.248 | 0 | 1161.428 | 532.7833 | -24.7376 | 8.834 | 7.395 | -1.78 | 21.6047 | 1.8191 | 2025-12-29 | 2025_12_29 Hr 14 | 54.0772 | 0.000382 | -1161.428 | 242.9623 | 612.1006 | 192.1628 | 94.4617 | 19.7411 | 0 | 130.2226 | 330.4555 | 151.4225 | 0 | 192.1628 | 0 | 0 | 0 | 0 | 0 | 0 | 0 | 0
2025_12_29 Hr 15 | 2.4295 | 0.007365 | 0.20769 | 0 | 0 | 0 | 0 | 0 | 0 | 132.1013 | -14.3 | 0.084 | 46 | 0 | 96.0814 | 96.0814 | 0 | 0 | 0.00697 | 0.084 | 0.03454 | 0 | 0 | 0 | 0 | 0 | 0 | 0.29046 | 0.2376 | 0 | 0 | 0 | 0 | 0 | 0 | 0 | 24.5837 | 58.8004 | 0 | 0.64715 | -3.2475 | 0.7527 | 13.0887 | 2.92 | -1 | -4.2 | 15.1703 | 0 | 0 | 38.5469 | 38.5469 | 38.5469 | 38.5469 | 44.822 | 55.5984 | 0 | 0 | 0 | 0 | 0 | 0 | 0 | 0 | 0 | 0 | 0 | 0 | 0 | 0 | 0 | 0 | 0 | 0 | 9.7988 | 226.2554 | 0 | 21.7442 | 0 | 0 | 0 | 4.338 | 653.7571 | 41.9557 | 78.676 | 0 | 0.5138 | -2.4295 | 14.074 | 3.248 | 0 | 1154.612 | 527.1644 | -23.7095 | 8.834 | 7.395 | -1.78 | 21.6185 | 1.8202 | 2025-12-29 | 2025_12_29 Hr 15 | 59.3219 | -0.0003549 | -1154.612 | 223.655 | 612.9013 | 192.1628 | 106.1515 | 19.7411 | 0 | 130.2759 | 331.1108 | 151.5146 | 0 | 192.1628 | 0 | 0 | 0 | 0 | 0 | 0 | 0 | 0
2025_12_29 Hr 16 | 0 | 0.00261 | 0.073602 | 0 | 0 | 0 | 0 | 0 | 0 | 126.6292 | -14.3 | 0.084 | 37 | 0 | 96.0814 | 96.0814 | 0 | 0 | 0.00697 | 0.084 | 0.03454 | 0 | 0 | 0 | 0 | 0 | 0 | 0.29046 | 0.2376 | 0 | 0 | 0 | 0 | 0 | 0 | 0 | 24.2024 | 57.8883 | 0 | 3.5013 | -1.9219 | 0.7527 | 13.0887 | 2.92 | -1 | -4.2 | 15.1703 | 0 | 0 | 36.5287 | 36.5287 | 36.5287 | 36.5287 | 42.4753 | 57.5991 | 0 | 0 | 0 | 0 | 0 | 0 | 0 | 0 | 0 | 0 | 0 | 0 | 0 | 0 | 0 | 0 | 0 | 0 | 9.7988 | 271.6806 | 0 | 21.7442 | 0 | 0 | 0 | 1.5906 | 636.4383 | 41.3049 | 77.4557 | 0 | 0.5138 | 0 | 14.074 | 3.248 | 0 | 1174.912 | 558.1739 | -21.28 | 8.834 | 7.395 | -1.78 | 21.2832 | 1.792 | 2025-12-29 | 2025_12_29 Hr 16 | 49.8651 | -0.000397 | -1174.912 | 273.2601 | 593.4818 | 192.1628 | 96.2659 | 19.7411 | 0 | 128.9825 | 315.2193 | 149.2799 | 0 | 192.1628 | 0 | 0 | 0 | 0 | 0 | 0 | 0 | 0
2025_12_29 Hr 17 | 0.34162 | 0.00102 | 0.028764 | 0 | 0 | 0 | 0 | 0 | 0 | 143.4121 | -14.3 | 0.084 | 53 | 0 | 96.0814 | 96.0814 | 0 | 0 | 0.00697 | 0.084 | 0.03454 | 0 | 0 | 0 | 0 | 0 | 0 | 0.29046 | 0.2376 | 0 | 0 | 0 | 0 | 0 | 0 | 0 | 25.3719 | 60.6857 | 0 | 3.6856 | -0.30854 | 0.7527 | 13.0887 | 2.92 | -1 | -4.2 | 15.1703 | 0 | 0 | 42.7184 | 42.7184 | 42.7184 | 42.7184 | 49.6726 | 57.5991 | 0 | 0 | 0 | 0 | 0 | 0 | 0 | 0 | 0 | 0 | 0 | 0 | 0 | 0 | 0 | 0 | 0 | 0 | 9.7988 | 294.4236 | 0 | 21.7442 | 0 | 0 | 0 | 3.0366 | 689.0994 | 43.3009 | 81.1985 | 0 | 0.5138 | -0.34162 | 14.074 | 3.248 | 0 | 1276.412 | 605.5568 | -21.6216 | 8.834 | 7.395 | -1.78 | 22.3117 | 1.8786 | 2025-12-29 | 2025_12_29 Hr 17 | 62.465 | -0.0003466 | -1276.412 | 297.8007 | 653.0417 | 192.1628 | 113.6655 | 19.7411 | 0 | 132.9494 | 363.9585 | 156.1338 | 0 | 192.1628 | 0 | 0 | 0 | 0 | 0 | 0 | 0 | 0
2025_12_29 Hr 18 | 0 | 0 | 0 | 0 | 0 | 0 | 0 | 0 | 0 | 151.2253 | -14.3 | 0.084 | 66 | 0 | 96.0814 | 96.0814 | 0 | 0 | 0.00697 | 0.084 | 0.03454 | 0 | 0 | 0 | 0 | 0 | 0 | 0.29046 | 0.2376 | 0 | 0 | 0 | 0 | 0 | 0 | 0 | 25.9164 | 61.9879 | 0 | 0.086872 | -1.5513 | 0.7527 | 13.0887 | 2.92 | -1 | -4.2 | 15.1703 | 0 | 0 | 45.6 | 45.6 | 45.6 | 45.6 | 53.0233 | 55.5984 | 0 | 0 | 0 | 0 | 0 | 0 | 0 | 0 | 0 | 0 | 0 | 0 | 0 | 0 | 0 | 0 | 0 | 0 | 9.7988 | 303.6541 | 0 | 21.7442 | 0 | 0 | 0 | 5.3502 | 713.6077 | 44.2301 | 82.941 | 0 | 0.5138 | 0 | 14.074 | 3.248 | 0 | 1321.812 | 630.9484 | -21.28 | 8.834 | 7.395 | -1.78 | 22.7905 | 1.9189 | 2025-12-29 | 2025_12_29 Hr 18 | 60.8391 | -0.00038252 | -1321.812 | 302.1897 | 680.7695 | 192.1628 | 126.9486 | 19.7411 | 0 | 134.7961 | 386.6487 | 159.3246 | 0 | 192.1628 | 0 | 0 | 0 | 0 | 0 | 0 | 0 | 0
2025_12_29 Hr 19 | 0 | 0 | 0 | 0 | 0 | 0 | 0 | 0 | 0 | 141.4659 | -14.3 | 0.084 | 68 | 0 | 96.0814 | 96.0814 | 0 | 0 | 0.00697 | 0.084 | 0.03454 | 0 | 0 | 0 | 0 | 0 | 0 | 0.29046 | 0.2376 | 0 | 0 | 0 | 0 | 0 | 0 | 0 | 25.2363 | 60.3613 | 0 | 12.1076 | 0 | 0.7527 | 13.0887 | 2.92 | -1 | -4.2 | 15.1703 | 0 | 0 | 42.0006 | 42.0006 | 42.0006 | 42.0006 | 48.8379 | 58.6521 | 0 | 0 | 0 | 0 | 0 | 0 | 0 | 0 | 0 | 0 | 0 | 0 | 0 | 0 | 0 | 0 | 0 | 0 | 9.7988 | 300.6646 | 0 | 21.7442 | 0 | 0 | 0 | 4.0488 | 682.9585 | 43.0694 | 80.7645 | 0 | 0.5138 | 0 | 14.074 | 3.248 | 0 | 1301.512 | 627.7256 | -21.28 | 8.834 | 7.395 | -1.78 | 22.1924 | 1.8685 | 2025-12-29 | 2025_12_29 Hr 19 | 60.1246 | -0.000301 | -1301.512 | 312.7722 | 646.1348 | 192.1628 | 130.7009 | 19.7411 | 0 | 132.4894 | 358.3064 | 155.339 | 0 | 192.1628 | 0 | 0 | 0 | 0 | 0 | 0 | 0 | 0
2025_12_29 Hr 20 | 0 | 0 | 0 | 0 | 0 | 0 | 0 | 0 | 0 | 121.7495 | -14.3 | 0.084 | 71 | 0 | 96.0814 | 96.0814 | 0 | 0 | 0.00697 | 0.084 | 0.03454 | 0 | 0 | 0 | 0 | 0 | 0 | 0.29046 | 0.2376 | 0 | 0 | 0 | 0 | 0 | 0 | 0 | 23.8624 | 57.075 | 0 | 9.5144 | -0.34264 | 0.7527 | 13.0887 | 2.92 | -1 | -4.2 | 15.1703 | 0 | 0 | 34.729 | 34.729 | 34.729 | 34.729 | 40.3826 | 58.6521 | 0 | 0 | 0 | 0 | 0 | 0 | 0 | 0 | 0 | 0 | 0 | 0 | 0 | 0 | 0 | 0 | 0 | 0 | 9.7988 | 344.7919 | 0 | 21.7442 | 0 | 0 | 0 | 15.3276 | 621.0401 | 40.7246 | 76.3674 | 0 | 0.5138 | 0 | 14.074 | 3.248 | 0 | 1287.012 | 678.0798 | -21.28 | 8.834 | 7.395 | -1.78 | 20.9842 | 1.7668 | 2025-12-29 | 2025_12_29 Hr 20 | 63.4025 | -0.0003343 | -1287.012 | 353.9637 | 576.1644 | 192.1628 | 144.9797 | 19.7411 | 0 | 127.8291 | 301.0482 | 147.2871 | 0 | 192.1628 | 0 | 0 | 0 | 0 | 0 | 0 | 0 | 0
2025_12_29 Hr 21 | 0 | 0 | 0 | 0 | 0 | 0 | 0 | 0 | 0 | 127.1934 | -14.3 | 0.084 | 68 | 0 | 96.0814 | 96.0814 | 0 | 0 | 0.00697 | 0.084 | 0.03454 | 0 | 0 | 0 | 0 | 0 | 0 | 0.29046 | 0.2376 | 0 | 0 | 0 | 0 | 0 | 0 | 0 | 24.2417 | 57.9823 | 0 | 11.1762 | -3.4566 | 0.7527 | 13.0887 | 2.92 | -1 | -4.2 | 15.1703 | 0 | 0 | 36.7368 | 36.7368 | 36.7368 | 36.7368 | 42.7172 | 56.6514 | 0 | 0 | 0 | 0 | 0 | 0 | 0 | 0 | 0 | 0 | 0 | 0 | 0 | 0 | 0 | 0 | 0 | 0 | 9.7988 | 290.189 | 0 | 21.7442 | 0 | 0 | 0 | 23.2806 | 638.1363 | 41.372 | 77.5815 | 0 | 0.5138 | 0 | 14.074 | 3.248 | 0 | 1253.228 | 628.6524 | -21.28 | 8.834 | 7.395 | -1.78 | 21.3178 | 1.7949 | 2025-12-29 | 2025_12_29 Hr 21 | 60.1246 | 0.000358 | -1253.228 | 297.9086 | 595.4839 | 192.1628 | 147.932 | 19.7411 | 0 | 129.1159 | 316.8577 | 149.5103 | 0 | 192.1628 | 0 | 0 | 0 | 0 | 0 | 0 | 0 | 0
2025_12_29 Hr 22 | 0 | 0 | 0 | 0 | 0 | 0 | 0 | 0 | 0 | 107.2514 | -14.3 | 0.084 | 63 | 0 | 96.0814 | 96.0814 | 0 | 0 | 0.00697 | 0.084 | 0.03454 | 0 | 0 | 0 | 0 | 0 | 0 | 0.29046 | 0.2376 | 0 | 0 | 0 | 0 | 0 | 0 | 0 | 22.852 | 54.6585 | 0 | 11.0117 | -2.9834 | 0.7527 | 13.0887 | 2.92 | -1 | -4.2 | 15.1703 | 0 | 0 | 29.3819 | 29.3819 | 29.3819 | 29.3819 | 34.1651 | 55.5984 | 0 | 0 | 0 | 0 | 0 | 0 | 0 | 0 | 0 | 0 | 0 | 0 | 0 | 0 | 0 | 0 | 0 | 0 | 9.7988 | 299.7107 | 0 | 21.7442 | 0 | 0 | 0 | 30.366 | 575.5093 | 39.0003 | 73.1341 | 0 | 0.5138 | 0 | 14.074 | 3.248 | 0 | 1193.32 | 631.0624 | -21.28 | 8.834 | 7.395 | -1.78 | 20.0957 | 1.692 | 2025-12-29 | 2025_12_29 Hr 22 | 57.6661 | 5e-05 | -1193.32 | 307.739 | 524.7128 | 192.1628 | 148.9644 | 19.7411 | 0 | 124.4023 | 258.9443 | 141.3662 | 0 | 192.1628 | 0 | 0 | 0 | 0 | 0 | 0 | 0 | 0
2025_12_29 Hr 23 | 0 | 0 | 0 | 0 | 0 | 0 | 0 | 0 | 0 | 89.6787 | 0 | 0.084 | 62 | 0 | 96.0814 | 96.0814 | 0 | 0 | 0.00697 | 0.084 | 0.03454 | 0 | 0 | 0 | 0 | 0 | 0 | 0.29046 | 0.2376 | 0 | 0 | 0 | 0 | 0 | 0 | 0 | 21.6275 | 51.7295 | 0 | 5.9373 | 0 | 0.7527 | 13.0887 | 2.92 | -1 | -4.2 | 15.1703 | 0 | 0 | 22.901 | 22.901 | 22.901 | 22.901 | 26.629 | 58.6521 | 0 | 0 | 0 | 0 | 0 | 0 | 0 | 0 | 0 | 0 | 0 | 0 | 0 | 0 | 0 | 0 | 0 | 0 | 9.7988 | 272.2577 | 0 | 21.7442 | 0 | 0 | 0 | 38.319 | 520.3231 | 36.9104 | 69.215 | 0 | 0.5138 | 0 | 14.074 | 3.248 | 0 | 1125.72 | 606.4396 | -6.98 | 8.834 | 7.395 | -1.78 | 19.0188 | 1.6013 | 2025-12-29 | 2025_12_29 Hr 23 | 62.7505 | 9e-06 | -1125.72 | 278.195 | 476.6501 | 192.1628 | 158.9711 | 19.7411 | 0 | 120.2488 | 207.9116 | 148.4898 | 0 | 192.1628 | 0 | 0 | 0 | 0 | 0 | 0 | 0 | 0
2025_12_29 Hr 24 | 0 | 0 | 0 | 0 | 0 | 0 | 0 | 0 | 0 | 75.237 | 0 | 0.084 | 66 | 0 | 96.0814 | 96.0814 | 0 | 0 | 0.00697 | 0.084 | 0.03454 | 0 | 0 | 0 | 0 | 0 | 0 | 0.29046 | 0.2376 | 0 | 0 | 0 | 0 | 0 | 0 | 0 | 20.6211 | 49.3224 | 0 | 1.6971 | -4.8045 | 0.7527 | 13.0887 | 2.92 | -1 | -4.2 | 15.1703 | 0 | 0 | 17.5747 | 17.5747 | 17.5747 | 17.5747 | 20.4357 | 65.6019 | 0 | 0 | 0 | 0 | 0 | 0 | 0 | 0 | 0 | 0 | 0 | 0 | 0 | 0 | 0 | 0 | 0 | 0 | 9.7988 | 249.5539 | 0 | 21.7442 | 0 | 0 | 0 | 43.6692 | 474.9694 | 35.1929 | 65.9943 | 0 | 0.5138 | 0 | 14.074 | 3.248 | 0 | 1059.02 | 594.1381 | -6.98 | 8.834 | 7.395 | -1.78 | 18.1338 | 1.5268 | 2025-12-29 | 2025_12_29 Hr 24 | 62.4936 | 1.2e-05 | -1059.02 | 246.4465 | 425.3986 | 192.1628 | 175.2711 | 19.7411 | 0 | 116.8353 | 165.9714 | 142.592 | 0 | 192.1628 | 0 | 0 | 0 | 0 | 0 | 0 | 0 | 0
2025_12_30 Hr 01 | 0 | 0 | 0 | 0 | 0 | 0 | 0 | 0 | 0 | 65.6263 | 0 | 0.084 | 62 | 0 | 96.0814 | 96.0814 | 0 | 0 | 0.00697 | 0.084 | 0.03454 | 0 | 0 | 0 | 0 | 0 | 0 | 0.29046 | 0.2376 | 0 | 0 | 0 | 0 | 0 | 0 | 0 | 20.2498 | 48.4091 | 0 | 4.197 | -2.3309 | 0.7527 | 13.1116 | 2.92 | -1 | -4.2 | 15.2494 | 0 | 0 | 14.5149 | 14.5149 | 14.5149 | 14.5149 | 16.8778 | 65.6019 | 0 | 0 | 0 | 0 | 0 | 0 | 0 | 0 | 0 | 0 | 0 | 0 | 0 | 0 | 0 | 0 | 0 | 0 | 9.7973 | 267.5008 | 0 | 21.0226 | 0 | 0 | 0 | 40.9218 | 448.3607 | 33.3338 | 62.6128 | 0 | 0.5138 | 0 | 14.074 | 3.248 | 0 | 1041.612 | 598.3649 | -6.98 | 8.817 | 7.395 | -1.78 | 17.2043 | 1.4459 | 2025-12-30 | 2025_12_30 Hr 01 | 67.8847 | -0.000312 | -1041.612 | 269.3669 | 391.8173 | 192.1628 | 168.5237 | 19.7411 | 0 | 115.6341 | 140.5638 | 135.6193 | 0 | 192.1628 | 0 | 0 | 0 | 0 | 0 | 0 | 0 | 0
2025_12_30 Hr 02 | 0 | 0 | 0 | 0 | 0 | 0 | 0 | 0 | 0 | 62.7305 | 0 | 0.084 | 44 | 0 | 96.0814 | 96.0814 | 0 | 0 | 0.00697 | 0.084 | 0.03454 | 0 | 0 | 0 | 0 | 0 | 0 | 0.29046 | 0.2376 | 0 | 0 | 0 | 0 | 0 | 0 | 0 | 20.0363 | 47.8988 | 0 | 6.2872 | -1.4858 | 0.7527 | 13.1116 | 2.92 | -1 | -4.2 | 15.2494 | 0 | 0 | 13.4505 | 13.4505 | 13.4505 | 13.4505 | 15.6401 | 62.5482 | 0 | 0 | 0 | 0 | 0 | 0 | 0 | 0 | 0 | 0 | 0 | 0 | 0 | 0 | 0 | 0 | 0 | 0 | 9.7973 | 272.6261 | 0 | 21.0226 | 0 | 0 | 0 | 42.9462 | 439.2455 | 32.9824 | 61.9528 | 0 | 0.5138 | 0 | 14.074 | 3.248 | 0 | 1020.32 | 583.2531 | -6.98 | 8.817 | 7.395 | -1.78 | 17.023 | 1.4306 | 2025-12-30 | 2025_12_30 Hr 02 | 68.8472 | 3e-05 | -1020.32 | 277.4275 | 381.4943 | 192.1628 | 149.4944 | 19.7411 | 0 | 114.9105 | 132.1723 | 134.4115 | 0 | 192.1628 | 0 | 0 | 0 | 0 | 0 | 0 | 0 | 0
2025_12_30 Hr 03 | 0 | 0 | 0 | 0 | 0 | 0 | 0 | 0 | 0 | 63.5101 | 0 | 0.084 | 26 | 0 | 96.0814 | 96.0814 | 0 | 0 | 0.00697 | 0.084 | 0.03454 | 0 | 0 | 0 | 0 | 0 | 0 | 0.29046 | 0.2376 | 0 | 0 | 0 | 0 | 0 | 0 | 0 | 20.0938 | 48.0362 | 0 | 0 | -5.1349 | 0.7527 | 13.1116 | 2.92 | -1 | -4.2 | 15.2494 | 0 | 0 | 13.737 | 13.737 | 13.737 | 13.737 | 15.9733 | 60.5475 | 0 | 0 | 0 | 0 | 0 | 0 | 0 | 0 | 0 | 0 | 0 | 0 | 0 | 0 | 0 | 0 | 0 | 0 | 9.7973 | 292.2159 | 0 | 21.0226 | 0 | 0 | 0 | 46.7058 | 441.6996 | 33.077 | 62.1305 | 0 | 0.5138 | 0 | 14.074 | 3.248 | 0 | 1016.512 | 586.9269 | -6.98 | 8.817 | 7.395 | -1.78 | 17.0718 | 1.4347 | 2025-12-30 | 2025_12_30 Hr 03 | 68.9772 | -0.000312 | -1016.512 | 287.081 | 384.2735 | 192.1628 | 133.2533 | 19.7411 | 0 | 115.1053 | 134.4316 | 134.7367 | 0 | 192.1628 | 0 | 0 | 0 | 0 | 0 | 0 | 0 | 0
2025_12_30 Hr 04 | 0 | 0 | 0 | 0 | 0 | 0 | 0 | 0 | 0 | 61.3939 | 0 | 0.084 | 76 | 0 | 96.0814 | 96.0814 | 0 | 0 | 0.00697 | 0.084 | 0.03454 | 0 | 0 | 0 | 0 | 0 | 0 | 0.29046 | 0.2376 | 0 | 0 | 0 | 0 | 0 | 0 | 0 | 19.9378 | 47.6633 | 0 | 4.5967 | 0 | 0.7527 | 13.1116 | 2.92 | -1 | -4.2 | 15.2494 | 0 | 0 | 12.9591 | 12.9591 | 12.9591 | 12.9591 | 15.0688 | 58.6521 | 0 | 0 | 0 | 0 | 0 | 0 | 0 | 0 | 0 | 0 | 0 | 0 | 0 | 0 | 0 | 0 | 0 | 0 | 9.7973 | 270.8036 | 0 | 21.0226 | 0 | 0 | 0 | 41.934 | 435.0385 | 32.8203 | 61.6482 | 0 | 0.5138 | 0 | 14.074 | 3.248 | 0 | 1040.62 | 607.9648 | -6.98 | 8.817 | 7.395 | -1.78 | 16.9393 | 1.4236 | 2025-12-30 | 2025_12_30 Hr 04 | 69.296 | -1e-05 | -1040.62 | 275.4003 | 376.7298 | 192.1628 | 176.5861 | 19.7411 | 0 | 114.5765 | 128.2993 | 133.854 | 0 | 192.1628 | 0 | 0 | 0 | 0 | 0 | 0 | 0 | 0
2025_12_30 Hr 05 | 0 | 0 | 0 | 0 | 0 | 0 | 0 | 0 | 0 | 71.2231 | 0 | 0.084 | 82 | 0 | 96.0814 | 96.0814 | 0 | 0 | 0.00697 | 0.084 | 0.03454 | 0 | 0 | 0 | 0 | 0 | 0 | 0.29046 | 0.2376 | 0 | 0 | 0 | 0 | 0 | 0 | 0 | 20.6623 | 49.3952 | 0 | 0 | -19.9824 | 0.7527 | 13.1116 | 2.92 | -1 | -4.2 | 15.2494 | 0 | 0 | 16.5722 | 16.5722 | 16.5722 | 16.5722 | 19.27 | 58.6521 | 0 | 0 | 0 | 0 | 0 | 0 | 0 | 0 | 0 | 0 | 0 | 0 | 0 | 0 | 0 | 0 | 0 | 0 | 9.7973 | 276.6927 | 0 | 21.0226 | 0 | 0 | 0 | 45.6936 | 465.9774 | 34.0128 | 63.8883 | 0 | 0.5138 | 0 | 14.074 | 3.248 | 0 | 1066.728 | 627.7133 | -6.98 | 8.817 | 7.395 | -1.78 | 17.5548 | 1.4753 | 2025-12-30 | 2025_12_30 Hr 05 | 68.8225 | 0.000337 | -1066.728 | 256.7103 | 411.7685 | 192.1628 | 186.3457 | 19.7411 | 0 | 117.0328 | 156.7819 | 137.9538 | 0 | 192.1628 | 0 | 0 | 0 | 0 | 0 | 0 | 0 | 0
2025_12_30 Hr 06 | 0 | 0 | 0 | 0 | 0 | 0 | 0 | 0 | 0 | 88.4031 | 0 | 0.084 | 85 | 0 | 96.0814 | 96.0814 | 215.3138 | 0 | 0.00697 | 0.084 | 0.03454 | 0 | 0 | 0 | 0 | 0 | 0 | 0.29046 | 0.2376 | 0 | 0 | 0 | 0 | 0 | 0 | 0 | 21.9286 | 52.4223 | 0 | 0 | -62.4872 | 0.7527 | 13.1116 | 2.43 | -1 | -4.2 | 15.2494 | 0 | 0 | 22.8874 | 22.8874 | 22.8874 | 22.8874 | 26.6132 | 60.5475 | 0 | 0 | 0 | 0 | 0 | 0 | 0 | 0 | 0 | 0 | 0 | 0 | 0 | 0 | 0 | 0 | 0 | 0 | 9.7973 | 155.5329 | 0 | 21.0226 | 0 | 0 | 0 | 25.0158 | 735.3686 | 36.0972 | 67.8036 | 0 | 0.5138 | 0 | 14.074 | 3.248 | 0 | 1163.838 | 497.937 | -6.98 | 8.817 | 7.395 | -1.78 | 18.6306 | 1.5657 | 2025-12-30 | 2025_12_30 Hr 06 | 70.9486 | 0.000279 | -1163.838 | 93.0457 | 473.0117 | 407.4766 | 170.5633 | 19.7411 | 0 | 121.3261 | 206.5658 | 145.1197 | 0 | 192.1628 | 215.3138 | 0 | 0 | 0 | 0 | 0 | 0 | 0
2025_12_30 Hr 07 | 0 | 0 | 0 | 0 | 0 | 0 | 0 | 0 | 0 | 109.9825 | -14.3 | 0.084 | 84 | 0 | 96.0814 | 96.0814 | 230.8396 | 13.9425 | 0.00697 | 0.084 | 0.03454 | 0 | 0 | 0 | 0 | 0 | 0 | 0.29046 | 0.2376 | 0 | 0 | 0 | 0 | 0 | 0 | 0 | 23.5191 | 56.2246 | 0 | 53.2442 | 0 | 0.7527 | 13.1116 | 2.43 | -1 | -4.2 | 15.2494 | 0 | 0 | 30.8197 | 30.8197 | 30.8197 | 30.8197 | 35.8369 | 60.5475 | 0 | 0 | 0 | 0 | 0 | 0 | 0 | 0 | 0 | 0 | 0 | 0 | 0 | 0 | 0 | 0 | 0 | 0 | 9.7973 | 74.2507 | 0 | 21.0226 | 0 | 0 | 0 | 7.6638 | 832.7621 | 38.7154 | 72.7215 | 0 | 0.5138 | 0 | 14.074 | 3.248 | 0 | 1272.03 | 407.3037 | -21.28 | 8.817 | 7.395 | -1.78 | 19.9819 | 1.6793 | 2025-12-30 | 2025_12_30 Hr 07 | 77.0488 | -1.6e-05 | -1272.03 | 127.4948 | 535.6379 | 436.9449 | 152.2113 | 19.7411 | 0 | 126.7189 | 269.0983 | 139.8207 | 0 | 192.1628 | 230.8396 | 13.9425 | 0 | 0 | 0 | 0 | 0 | 0
2025_12_30 Hr 08 | 0 | 0 | 0 | 0 | 0 | 0 | 0 | 0 | 0 | 124.4617 | -14.3 | 0.084 | 82 | 0 | 96.0814 | 96.0814 | 285.6215 | 10.14 | 0.00697 | 0.084 | 0.03454 | 0 | 0 | 0 | 0 | 0 | 0 | 0.29046 | 0.2376 | 0 | 0 | 0 | 0 | 0 | 0 | 0 | 24.5862 | 58.7758 | 0 | 0.77851 | -13.571 | 0.7527 | 13.1116 | 2.43 | -1 | -4.2 | 15.2494 | 0 | 0 | 36.1421 | 36.1421 | 36.1421 | 36.1421 | 42.0257 | 62.5482 | 0 | 0 | 0 | 0 | 0 | 0 | 0 | 0 | 0 | 0 | 0 | 0 | 0 | 0 | 0 | 0 | 0 | 0 | 9.7973 | 86.7549 | 0 | 21.0226 | 0 | 0 | 0 | 24.2928 | 929.3172 | 40.4721 | 76.0212 | 0 | 0.5138 | 0 | 14.074 | 3.248 | 0 | 1337.722 | 442.477 | -21.28 | 8.817 | 7.395 | -1.78 | 20.8886 | 1.7555 | 2025-12-30 | 2025_12_30 Hr 08 | 78.6517 | -0.0003042 | -1337.722 | 73.9623 | 587.253 | 487.9243 | 168.841 | 19.7411 | 0 | 130.3373 | 311.0557 | 145.86 | 0 | 192.1628 | 285.6215 | 10.14 | 0 | 0 | 0 | 0 | 0 | 0
2025_12_30 Hr 09 | 0 | 0 | 0 | 0 | 0 | 0 | 0 | 0 | 0 | 128.4991 | -14.3 | 0.084 | 78 | 0 | 96.0814 | 96.0814 | 285.811 | 6.3375 | 0.00697 | 0.084 | 0.03454 | 0 | 0 | 0 | 0 | 0 | 0 | 0.29046 | 0.2376 | 0 | 0 | 0 | 0 | 0 | 0 | 0 | 24.8838 | 59.4872 | 0 | 12.8784 | -7.5717 | 0.7527 | 13.1116 | 2.43 | -1 | -4.2 | 15.2494 | 0 | 0 | 37.6262 | 37.6262 | 37.6262 | 37.6262 | 43.7514 | 66.5496 | 0 | 0 | 0 | 0 | 0 | 0 | 0 | 0 | 0 | 0 | 0 | 0 | 0 | 0 | 0 | 0 | 0 | 0 | 9.7973 | 66.2373 | 0 | 21.0226 | 0 | 0 | 0 | 15.0384 | 938.4128 | 40.962 | 76.9413 | 0 | 0.5138 | 0 | 14.074 | 3.248 | 0 | 1336.83 | 414.3905 | -21.28 | 8.817 | 7.395 | -1.78 | 21.1414 | 1.7767 | 2025-12-30 | 2025_12_30 Hr 09 | 76.131 | 7e-06 | -1336.83 | 71.544 | 601.6457 | 484.3113 | 159.588 | 19.7411 | 0 | 131.3463 | 322.7553 | 147.5441 | 0 | 192.1628 | 285.811 | 6.3375 | 0 | 0 | 0 | 0 | 0 | 0
2025_12_30 Hr 10 | 5.5305 | 0.00021 | 0.005922 | 0 | 0 | 0 | 0 | 0 | 0 | 130.2533 | -14.3 | 0.084 | 70 | 0 | 96.0814 | 96.0814 | 285.811 | 10.14 | 0.00697 | 0.084 | 0.03454 | 0 | 0 | 0 | 0 | 0 | 0 | 0.29046 | 0.2376 | 0 | 0 | 0 | 0 | 0 | 0 | 0 | 25.0131 | 59.7963 | 0 | 20.1784 | 0 | 0.7527 | 13.1116 | 2.43 | -1 | -4.2 | 15.2494 | 0 | 0 | 38.271 | 38.271 | 38.271 | 38.271 | 44.5012 | 66.5496 | 0 | 0 | 0 | 0 | 0 | 0 | 0 | 0 | 0 | 0 | 0 | 0 | 0 | 0 | 0 | 0 | 0 | 0 | 9.7973 | 50.3642 | 0 | 21.0226 | 0 | 0 | 0 | 20.6778 | 947.7429 | 41.1748 | 77.3411 | 0 | 0.5138 | -5.5305 | 14.074 | 3.248 | 0 | 1343.53 | 402.4192 | -26.8105 | 8.817 | 7.395 | -1.78 | 21.2513 | 1.786 | 2025-12-30 | 2025_12_30 Hr 10 | 76.6358 | -3.7e-05 | -1343.53 | 70.5426 | 607.899 | 488.1138 | 157.2335 | 19.7411 | 0 | 131.7847 | 327.8386 | 148.2758 | 0 | 192.1628 | 285.811 | 10.14 | 0 | 0 | 0 | 0 | 0 | 0
2025_12_30 Hr 11 | 4.4991 | 0.000195 | 0.005499 | 0 | 0 | 0 | 0 | 0 | 0 | 136.045 | -14.3 | 0.084 | 49 | 0 | 96.0814 | 96.0814 | 285.811 | 15.21 | 0.00697 | 0.084 | 0.03454 | 0 | 0 | 0 | 0 | 0 | 0 | 0.29046 | 0.2376 | 0 | 0 | 0 | 0 | 0 | 0 | 0 | 25.44 | 60.8167 | 0 | 3.3635 | -0.06567 | 0.7527 | 13.1116 | 2.43 | -1 | -4.2 | 15.2494 | 0 | 0 | 40.4 | 40.4 | 40.4 | 40.4 | 46.9767 | 63.6012 | 0 | 0 | 0 | 0 | 0 | 0 | 0 | 0 | 0 | 0 | 0 | 0 | 0 | 0 | 0 | 0 | 0 | 0 | 9.7973 | 49.2741 | 0 | 21.0226 | 0 | 0 | 0 | 44.6814 | 971.0428 | 41.8775 | 78.661 | 0 | 0.5138 | -4.4991 | 14.074 | 3.248 | 0 | 1351.33 | 402.7685 | -25.7791 | 8.817 | 7.395 | -1.78 | 21.614 | 1.8164 | 2025-12-30 | 2025_12_30 Hr 11 | 79.5794 | 2.864e-05 | -1351.33 | 52.5718 | 628.5451 | 493.1838 | 157.2883 | 19.7411 | 0 | 133.232 | 344.6215 | 150.6915 | 0 | 192.1628 | 285.811 | 15.21 | 0 | 0 | 0 | 0 | 0 | 0
2025_12_30 Hr 12 | 3.0994 | 0.00048 | 0.013536 | 0 | 0 | 0 | 0 | 0 | 0 | 138.3282 | -14.3 | 0.084 | 40 | 0 | 96.0814 | 96.0814 | 285.811 | 8.8725 | 0.00697 | 0.084 | 0.03454 | 0 | 0 | 0 | 0 | 0 | 0 | 0.29046 | 0.2376 | 0 | 0 | 0 | 0 | 0 | 0 | 0 | 25.6083 | 61.219 | 0 | 0.13633 | -16.8382 | 0.7527 | 13.1116 | 2.43 | -1 | -4.2 | 15.2494 | 0 | 0 | 41.2393 | 41.2393 | 41.2393 | 41.2393 | 47.9526 | 66.5496 | 0 | 0 | 0 | 0 | 0 | 0 | 0 | 0 | 0 | 0 | 0 | 0 | 0 | 0 | 0 | 0 | 0 | 0 | 9.7973 | 52.8134 | 0 | 21.0226 | 0 | 0 | 0 | 56.6832 | 971.9003 | 42.1545 | 79.1814 | 0 | 0.5138 | -3.0994 | 14.074 | 3.248 | 0 | 1342.63 | 411.8111 | -24.3794 | 8.817 | 7.395 | -1.78 | 21.7569 | 1.8285 | 2025-12-30 | 2025_12_30 Hr 12 | 75.3836 | 1.07e-05 | -1342.63 | 36.1115 | 636.6843 | 486.8463 | 163.2468 | 19.7411 | 0 | 133.8026 | 351.2379 | 151.6439 | 0 | 192.1628 | 285.811 | 8.8725 | 0 | 0 | 0 | 0 | 0 | 0
2025_12_30 Hr 13 | 1.0315 | 0.000585 | 0.016497 | 0 | 0 | 0 | 0 | 0 | 0 | 134.2908 | -14.3 | 0.084 | 41 | 0 | 96.0814 | 96.0814 | 285.811 | 6.3375 | 0.00697 | 0.084 | 0.03454 | 0 | 0 | 0 | 0 | 0 | 0 | 0.29046 | 0.2376 | 0 | 0 | 0 | 0 | 0 | 0 | 0 | 25.3107 | 60.5076 | 0 | 0.14828 | -25.0719 | 0.7527 | 13.1116 | 2.43 | -1 | -4.2 | 15.2494 | 0 | 0 | 39.7551 | 39.7551 | 39.7551 | 39.7551 | 46.2269 | 67.4973 | 0 | 0 | 0 | 0 | 0 | 0 | 0 | 0 | 0 | 0 | 0 | 0 | 0 | 0 | 0 | 0 | 0 | 0 | 9.7973 | 72.6862 | 0 | 21.0226 | 0 | 0 | 0 | 60.009 | 956.6596 | 41.6647 | 78.2612 | 0 | 0.5138 | -1.0315 | 14.074 | 3.248 | 0 | 1342.63 | 433.2055 | -22.3115 | 8.817 | 7.395 | -1.78 | 21.5041 | 1.8072 | 2025-12-30 | 2025_12_30 Hr 13 | 74.315 | 5.71e-05 | -1342.63 | 47.7626 | 622.2917 | 484.3113 | 168.5234 | 19.7411 | 0 | 132.7936 | 339.5383 | 149.9598 | 0 | 192.1628 | 285.811 | 6.3375 | 0 | 0 | 0 | 0 | 0 | 0
2025_12_30 Hr 14 | 2.7694 | 0.0006 | 0.01692 | 0 | 0 | 0 | 0 | 0 | 0 | 126.7728 | -14.3 | 0.084 | 35 | 0 | 96.0814 | 96.0814 | 285.811 | 6.3375 | 0.00697 | 0.084 | 0.03454 | 0 | 0 | 0 | 0 | 0 | 0 | 0.29046 | 0.2376 | 0 | 0 | 0 | 0 | 0 | 0 | 0 | 24.7566 | 59.183 | 0 | 9.9117 | -0.45438 | 0.7527 | 13.1116 | 2.43 | -1 | -4.2 | 15.2494 | 0 | 0 | 36.9916 | 36.9916 | 36.9916 | 36.9916 | 43.0135 | 68.5503 | 0 | 0 | 0 | 0 | 0 | 0 | 0 | 0 | 0 | 0 | 0 | 0 | 0 | 0 | 0 | 0 | 0 | 0 | 9.7973 | 136.3388 | 0 | 21.0226 | 0 | 0 | 0 | 51.6222 | 932.9957 | 40.7525 | 76.5479 | 0 | 0.5138 | -2.7694 | 14.074 | 3.248 | 0 | 1400.53 | 482.1264 | -24.0494 | 8.817 | 7.395 | -1.78 | 21.0333 | 1.7677 | 2025-12-30 | 2025_12_30 Hr 14 | 74.2888 | 2.9e-05 | -1400.53 | 145.7961 | 595.4916 | 484.3113 | 155.19 | 19.7411 | 0 | 130.9149 | 317.7527 | 146.824 | 0 | 192.1628 | 285.811 | 6.3375 | 0 | 0 | 0 | 0 | 0 | 0
2025_12_30 Hr 15 | 1.0315 | 0.00093 | 0.026226 | 0 | 0 | 0 | 0 | 0 | 0 | 127.9422 | -14.3 | 0.084 | 28 | 0 | 96.0814 | 96.0814 | 285.811 | 8.8725 | 0.00697 | 0.084 | 0.03454 | 0 | 0 | 0 | 0 | 0 | 0 | 0.29046 | 0.2376 | 0 | 0 | 0 | 0 | 0 | 0 | 0 | 24.8428 | 59.389 | 0 | 2.2994 | -10.5908 | 0.7527 | 13.1116 | 2.43 | -1 | -4.2 | 15.2494 | 0 | 0 | 37.4215 | 37.4215 | 37.4215 | 37.4215 | 43.5134 | 67.4973 | 0 | 0 | 0 | 0 | 0 | 0 | 0 | 0 | 0 | 0 | 0 | 0 | 0 | 0 | 0 | 0 | 0 | 0 | 9.7973 | 68.8882 | 0 | 21.0226 | 0 | 0 | 0 | 77.361 | 939.2211 | 40.8944 | 76.8144 | 0 | 0.5138 | -1.0315 | 14.074 | 3.248 | 0 | 1339.73 | 431.1117 | -22.3115 | 8.817 | 7.395 | -1.78 | 21.1066 | 1.7738 | 2025-12-30 | 2025_12_30 Hr 15 | 74.3085 | -3.8e-05 | -1339.73 | 60.5967 | 599.6604 | 486.8463 | 172.8855 | 19.7411 | 0 | 131.2071 | 321.1415 | 147.3118 | 0 | 192.1628 | 285.811 | 8.8725 | 0 | 0 | 0 | 0 | 0 | 0
2025_12_30 Hr 16 | 0 | 0.00036 | 0.010152 | 0 | 0 | 0 | 0 | 0 | 0 | 132.1467 | -14.3 | 0.084 | 20 | 0 | 96.0814 | 96.0814 | 285.811 | 8.8725 | 0.00697 | 0.084 | 0.03454 | 0 | 0 | 0 | 0 | 0 | 0 | 0.29046 | 0.2376 | 0 | 0 | 0 | 0 | 0 | 0 | 0 | 25.1527 | 60.1299 | 0 | 0 | -11.4933 | 0.7527 | 13.1116 | 2.43 | -1 | -4.2 | 15.2494 | 0 | 0 | 38.967 | 38.967 | 38.967 | 38.967 | 45.3105 | 67.4973 | 0 | 0 | 0 | 0 | 0 | 0 | 0 | 0 | 0 | 0 | 0 | 0 | 0 | 0 | 0 | 0 | 0 | 0 | 9.7973 | 57.3264 | 0 | 21.0226 | 0 | 0 | 0 | 88.0614 | 952.4396 | 41.4045 | 77.7726 | 0 | 0.5138 | 0 | 14.074 | 3.248 | 0 | 1342.638 | 422.972 | -21.28 | 8.817 | 7.395 | -1.78 | 21.3699 | 1.7959 | 2025-12-30 | 2025_12_30 Hr 16 | 77.1341 | 0.000298 | -1342.638 | 45.8331 | 614.6486 | 486.8463 | 175.5692 | 19.7411 | 0 | 132.2578 | 333.3253 | 149.0655 | 0 | 192.1628 | 285.811 | 8.8725 | 0 | 0 | 0 | 0 | 0 | 0
2025_12_30 Hr 17 | 0.34162 | 0 | 0 | 3.8622 | 3.8622 | 3.8116 | 3.8622 | 3.8622 | 3.8622 | 137.7713 | -14.3 | 0.084 | 25 | 0 | 96.0814 | 96.0814 | 285.811 | 15.21 | 0.00697 | 0.084 | 0.03454 | 0 | 0 | 0 | 0 | 0 | 0 | 0.29046 | 0.2376 | 0 | 0 | 0 | 0 | 0 | 0 | 0 | 25.5672 | 61.1209 | 0 | 0 | -24.7361 | 0.7527 | 13.1116 | 2.37 | -1 | -4.2 | 15.2494 | 0 | 0 | 41.0346 | 41.0346 | 41.0346 | 41.0346 | 47.7146 | 67.4973 | 0 | 0 | 0 | 0 | 0 | 0 | 0 | 0 | 0 | 0 | 0 | 0 | 0 | 0 | 0 | 0 | 0 | 0 | 9.7973 | 60.8106 | 0 | 21.0226 | 0 | 0 | 0 | 78.9516 | 999.5939 | 42.0869 | 79.0544 | 0 | 0.5138 | -0.34162 | 14.074 | 3.248 | 0 | 1378.27 | 425.0338 | -21.6216 | 8.817 | 7.395 | -1.78 | 21.7221 | 1.8255 | 2025-12-30 | 2025_12_30 Hr 17 | 95.467 | -2.9e-05 | -1378.27 | 36.0745 | 634.6991 | 516.3064 | 171.4489 | 19.7411 | 0 | 133.6634 | 349.6241 | 151.4116 | 23.1226 | 192.1628 | 285.811 | 15.21 | 0 | 0 | 0 | 0 | 0 | 0
2025_12_30 Hr 18 | 0 | 0 | 0 | 3.8622 | 3.8622 | 3.8116 | 3.8622 | 3.8622 | 3.8622 | 134.2908 | -14.3 | 0.084 | 48 | 0 | 96.0814 | 96.0814 | 285.811 | 15.21 | 0.00697 | 0.084 | 0.03454 | 0 | 0 | 0 | 0 | 0 | 0 | 0.29046 | 0.2376 | 0 | 0 | 0 | 0 | 0 | 0 | 0 | 25.3107 | 60.5076 | 0 | 0 | -16.9131 | 0.7527 | 13.1116 | 2.37 | -1 | -4.2 | 15.2494 | 0 | 0 | 39.7551 | 39.7551 | 39.7551 | 39.7551 | 46.2269 | 62.5482 | 0 | 0 | 0 | 0 | 0 | 0 | 0 | 0 | 0 | 0 | 0 | 0 | 0 | 0 | 0 | 0 | 0 | 0 | 9.7973 | 81.361 | 0 | 21.0226 | 0 | 0 | 0 | 63.3348 | 988.6382 | 41.6647 | 78.2612 | 0 | 0.5138 | 0 | 14.074 | 3.248 | 0 | 1396.67 | 446.2249 | -21.28 | 8.817 | 7.395 | -1.78 | 21.5041 | 1.8072 | 2025-12-30 | 2025_12_30 Hr 18 | 95.2703 | 5.4e-05 | -1396.67 | 64.4479 | 622.2917 | 516.3064 | 173.883 | 19.7411 | 0 | 132.7936 | 339.5383 | 149.9598 | 23.1226 | 192.1628 | 285.811 | 15.21 | 0 | 0 | 0 | 0 | 0 | 0
2025_12_30 Hr 19 | 0 | 0 | 0 | 3.8622 | 3.8622 | 3.8116 | 3.8622 | 3.8622 | 3.8622 | 125.0464 | -14.3 | 0.084 | 52 | 0 | 96.0814 | 96.0814 | 285.811 | 15.21 | 0.00697 | 0.084 | 0.03454 | 0 | 0 | 0 | 0 | 0 | 0 | 0.29046 | 0.2376 | 0 | 0 | 0 | 0 | 0 | 0 | 0 | 24.6293 | 58.8788 | 0 | 0 | -28.6078 | 0.7527 | 13.1116 | 2.37 | -1 | -4.2 | 15.2494 | 0 | 0 | 36.357 | 36.357 | 36.357 | 36.357 | 42.2756 | 61.6005 | 0 | 0 | 0 | 0 | 0 | 0 | 0 | 0 | 0 | 0 | 0 | 0 | 0 | 0 | 0 | 0 | 0 | 0 | 9.7973 | 103.5214 | 0 | 21.0226 | 0 | 0 | 0 | 55.671 | 959.5399 | 40.5431 | 76.1545 | 0 | 0.5138 | 0 | 14.074 | 3.248 | 0 | 1369.57 | 459.9179 | -21.28 | 8.817 | 7.395 | -1.78 | 20.9252 | 1.7586 | 2025-12-30 | 2025_12_30 Hr 19 | 95.5686 | 3.5e-05 | -1369.57 | 74.9136 | 589.3375 | 516.3064 | 169.2715 | 19.7411 | 0 | 130.4834 | 312.7501 | 146.1039 | 23.1226 | 192.1628 | 285.811 | 15.21 | 0 | 0 | 0 | 0 | 0 | 0
2025_12_30 Hr 20 | 0 | 0 | 0 | 3.8622 | 3.8622 | 3.8116 | 3.8622 | 3.8622 | 3.8622 | 110.79 | -14.3 | 0.084 | 51 | 0 | 96.0814 | 96.0814 | 285.811 | 15.21 | 0.00697 | 0.084 | 0.03454 | 0 | 0 | 0 | 0 | 0 | 0 | 0.29046 | 0.2376 | 0 | 0 | 0 | 0 | 0 | 0 | 0 | 23.5786 | 56.3668 | 0 | 0 | -8.8832 | 0.7527 | 13.1116 | 2.37 | -1 | -4.2 | 15.2494 | 0 | 0 | 31.1166 | 31.1166 | 31.1166 | 31.1166 | 36.182 | 58.6521 | 0 | 0 | 0 | 0 | 0 | 0 | 0 | 0 | 0 | 0 | 0 | 0 | 0 | 0 | 0 | 0 | 0 | 0 | 9.7973 | 122.7004 | 0 | 21.0226 | 0 | 0 | 0 | 36.7284 | 914.6654 | 38.8134 | 72.9055 | 0 | 0.5138 | 0 | 14.074 | 3.248 | 0 | 1334.762 | 450.2595 | -21.28 | 8.817 | 7.395 | -1.78 | 20.0325 | 1.6835 | 2025-12-30 | 2025_12_30 Hr 20 | 96.3225 | -0.000342 | -1334.762 | 113.8172 | 538.5165 | 516.3064 | 146.3805 | 19.7411 | 0 | 126.9207 | 271.4383 | 140.1575 | 23.1226 | 192.1628 | 285.811 | 15.21 | 0 | 0 | 0 | 0 | 0 | 0
2025_12_30 Hr 21 | 0 | 0 | 0 | 0 | 0 | 0 | 0 | 0 | 0 | 96.116 | -14.3 | 0.084 | 58 | 0 | 96.0814 | 96.0814 | 285.811 | 15.21 | 0.00697 | 0.084 | 0.03454 | 0 | 0 | 0 | 0 | 0 | 0 | 0.29046 | 0.2376 | 0 | 0 | 0 | 0 | 0 | 0 | 0 | 22.497 | 53.7813 | 0 | 0.4564 | -1.6694 | 0.7527 | 13.1116 | 2.43 | -1 | -4.2 | 15.2494 | 0 | 0 | 25.7226 | 25.7226 | 25.7226 | 25.7226 | 29.9099 | 62.5482 | 0 | 0 | 0 | 0 | 0 | 0 | 0 | 0 | 0 | 0 | 0 | 0 | 0 | 0 | 0 | 0 | 0 | 0 | 9.7973 | 133.9374 | 0 | 21.0226 | 0 | 0 | 0 | 37.0176 | 845.3536 | 37.033 | 69.5613 | 0 | 0.5138 | 0 | 14.074 | 3.248 | 0 | 1289.422 | 466.5611 | -21.28 | 8.817 | 7.395 | -1.78 | 19.1136 | 1.6063 | 2025-12-30 | 2025_12_30 Hr 21 | 90.1896 | -0.0003383 | -1289.422 | 132.7244 | 486.2066 | 493.1838 | 157.5658 | 19.7411 | 0 | 123.2536 | 228.9162 | 134.0368 | 0 | 192.1628 | 285.811 | 15.21 | 0 | 0 | 0 | 0 | 0 | 0
2025_12_30 Hr 22 | 0 | 0 | 0 | 0 | 0 | 0 | 0 | 0 | 0 | 81.3027 | -14.3 | 0.084 | 62 | 0 | 96.0814 | 96.0814 | 285.811 | 15.21 | 0.00697 | 0.084 | 0.03454 | 0 | 0 | 0 | 0 | 0 | 0 | 0.29046 | 0.2376 | 0 | 0 | 0 | 0 | 0 | 0 | 0 | 21.4052 | 51.1712 | 0 | 0 | -18.825 | 0.7527 | 13.1116 | 2.43 | -1 | -4.2 | 15.2494 | 0 | 0 | 20.2774 | 20.2774 | 20.2774 | 20.2774 | 23.5784 | 56.6514 | 0 | 0 | 0 | 0 | 0 | 0 | 0 | 0 | 0 | 0 | 0 | 0 | 0 | 0 | 0 | 0 | 0 | 0 | 9.7973 | 140.8861 | 0 | 21.0226 | 0 | 0 | 0 | 44.3922 | 798.7261 | 35.2357 | 66.1854 | 0 | 0.5138 | 0 | 14.074 | 3.248 | 0 | 1231.43 | 472.8089 | -21.28 | 8.817 | 7.395 | -1.78 | 18.186 | 1.5284 | 2025-12-30 | 2025_12_30 Hr 22 | 91.2188 | 2.3e-05 | -1231.43 | 122.0611 | 433.4005 | 493.1838 | 163.0436 | 19.7411 | 0 | 119.5517 | 185.9907 | 127.8581 | 0 | 192.1628 | 285.811 | 15.21 | 0 | 0 | 0 | 0 | 0 | 0
2025_12_30 Hr 23 | 0 | 0 | 0 | 0 | 0 | 0 | 0 | 0 | 0 | 67.0185 | 0 | 0.084 | 76 | 0 | 96.0814 | 96.0814 | 286.6375 | 15.29 | 0.00697 | 0.084 | 0.03454 | 0 | 0 | 0 | 0 | 0 | 0 | 0.29046 | 0.2376 | 0 | 0 | 0 | 0 | 0 | 0 | 0 | 20.3524 | 48.6544 | 0 | 1.559 | -3.3257 | 0.7527 | 13.1116 | 2.43 | -1 | -4.2 | 15.2494 | 0 | 0 | 15.0267 | 15.0267 | 15.0267 | 15.0267 | 17.4729 | 58.6521 | 0 | 0 | 0 | 0 | 0 | 0 | 0 | 0 | 0 | 0 | 0 | 0 | 0 | 0 | 0 | 0 | 0 | 0 | 9.7973 | 83.1506 | 0 | 21.0226 | 0 | 0 | 0 | 35.2824 | 754.6704 | 33.5027 | 62.9301 | 0 | 0.5138 | 0 | 14.074 | 3.248 | 0 | 1161.93 | 416.0062 | -6.98 | 8.817 | 7.395 | -1.78 | 17.2915 | 1.4532 | 2025-12-30 | 2025_12_30 Hr 23 | 92.8442 | 2.3e-05 | -1161.93 | 81.384 | 396.7802 | 494.0903 | 169.9345 | 19.7411 | 0 | 115.9821 | 144.5981 | 136.2 | 0 | 192.1628 | 286.6375 | 15.29 | 0 | 0 | 0 | 0 | 0 | 0
2025_12_30 Hr 24 | 0 | 0 | 0 | 0 | 0 | 0 | 0 | 0 | 0 | 55.4352 | 0 | 0.084 | 85 | 0 | 96.0814 | 96.0814 | 286.6375 | 0 | 0.00697 | 0.084 | 0.03454 | 0 | 0 | 0 | 0 | 0 | 0 | 0.29046 | 0.2376 | 0 | 0 | 0 | 0 | 0 | 0 | 0 | 19.4987 | 46.6134 | 0 | 11.7681 | 0 | 0.7527 | 13.1116 | 2.43 | -1 | -4.2 | 15.2494 | 0 | 0 | 10.7688 | 10.7688 | 10.7688 | 10.7688 | 12.5219 | 63.6012 | 0 | 0 | 0 | 0 | 0 | 0 | 0 | 0 | 0 | 0 | 0 | 0 | 0 | 0 | 0 | 0 | 0 | 0 | 9.7973 | 21.4684 | 0 | 21.0226 | 0 | 0 | 0 | 42.9462 | 702.9199 | 32.0973 | 60.2903 | 0 | 0.5138 | 0 | 14.074 | 3.248 | 0 | 1078.813 | 371.1054 | -6.98 | 8.817 | 7.395 | -1.78 | 16.5662 | 1.3922 | 2025-12-30 | 2025_12_30 Hr 24 | 93.033 | 0.000372 | -1078.813 | 33.2364 | 355.4882 | 478.8003 | 191.5474 | 19.7411 | 0 | 113.0874 | 111.0323 | 131.3686 | 0 | 192.1628 | 286.6375 | 0 | 0 | 0 | 0 | 0 | 0 | 0
2025_12_31 Hr 01 | 0 | 0 | 0 | 3.8622 | 3.8622 | 3.8116 | 3.8622 | 3.8622 | 3.8622 | 63.3622 | 0 | 0.084 | 87 | 0 | 96.0814 | 96.0814 | 286.6375 | 0 | 0.00697 | 0.084 | 0.03454 | 0 | 0 | 0 | 0 | 0 | 0 | 0.29046 | 0.2376 | 0 | 0 | 205.468 | 0 | 0 | 0 | 0 | 21.2428 | 50.7567 | 0 | 0 | -51.2587 | 0.7527 | 13.1344 | 0.55 | -1 | -4.2 | 15.3286 | 0 | 0 | 15.4778 | 15.4778 | 15.4778 | 15.4778 | 17.9975 | 63.6012 | 0 | 0 | 0 | 0 | 0 | 0 | 0 | 0 | 0 | 0 | 0 | 0 | 0 | 0 | 0 | 0 | 0 | 0 | 9.7958 | 0 | -356.6534 | 17.3252 | 0 | 69.7368 | 76.0127 | 66.3714 | 1115.47 | 28.7506 | 54.0931 | 0 | 0.5138 | 0 | 14.074 | 3.248 | 0 | 1060.55 | 359.9724 | -363.6334 | 8.8001 | 7.395 | -1.78 | 14.8631 | 1.2468 | 2025-12-31 | 2025_12_31 Hr 01 | 84.9309 | 4e-05 | -1060.55 | -407.9121 | 378.6081 | 853.1404 | 216.9726 | 19.7411 | 0 | 119.0583 | 143.271 | 116.2787 | 23.1226 | 192.1628 | 286.6375 | 0 | 0 | 0 | 205.468 | 0 | 145.7495 | 0
2025_12_31 Hr 02 | 0 | 0 | 0 | 3.8622 | 3.8622 | 3.8116 | 3.8622 | 3.8622 | 3.8622 | 60.6964 | 0 | 0.084 | 89 | 0 | 96.0814 | 96.0814 | 286.6375 | 0 | 0.00697 | 0.084 | 0.03454 | 0 | 0 | 0 | 0 | 0 | 0 | 0.29046 | 0.2376 | 0 | 0 | 217.8667 | 0 | 0 | 0 | 0 | 20.999 | 50.1741 | 0 | 5.8274 | -27.0898 | 0.7527 | 13.1344 | 0.55 | -1 | -4.2 | 15.3286 | 0 | 0 | 14.5013 | 14.5013 | 14.5013 | 14.5013 | 16.8619 | 62.5482 | 0 | 0 | 0 | 0 | 0 | 0 | 0 | 0 | 0 | 0 | 0 | 0 | 0 | 0 | 0 | 0 | 0 | 0 | 9.7958 | 0 | -411.8954 | 17.3252 | 0 | 71.2258 | 77.6894 | 70.2756 | 1122.5 | 28.4206 | 53.4722 | 0 | 0.5138 | 0 | 14.074 | 3.248 | 0 | 1046.05 | 363.6878 | -418.8754 | 8.8001 | 7.395 | -1.78 | 14.6925 | 1.2325 | 2025-12-31 | 2025_12_31 Hr 02 | 84.9309 | 2.8e-05 | -1046.05 | -433.1578 | 368.9383 | 868.7047 | 221.8238 | 19.7411 | 0 | 118.2319 | 135.5634 | 115.1429 | 23.1226 | 192.1628 | 286.6375 | 0 | 0 | 0 | 217.8667 | 0 | 148.9151 | 0
2025_12_31 Hr 03 | 0 | 0 | 0 | 3.8622 | 3.8622 | 3.8116 | 3.8622 | 3.8622 | 3.8622 | 52.3693 | 0 | 0.084 | 87 | 0 | 96.0814 | 96.0814 | 286.6375 | 0 | 0.00697 | 0.084 | 0.03454 | 0 | 0 | 0 | 0 | 0 | 0 | 0.29046 | 0.2376 | 0 | 0 | 247.9653 | 0 | 0 | 0 | 0 | 20.2374 | 48.3543 | 0 | 0 | -26.1982 | 0.7527 | 13.1344 | 0.55 | -1 | -4.2 | 15.3286 | 0 | 0 | 11.4507 | 11.4507 | 11.4507 | 11.4507 | 13.3148 | 62.5482 | 0 | 0 | 0 | 0 | 0 | 0 | 0 | 0 | 0 | 0 | 0 | 0 | 0 | 0 | 0 | 0 | 0 | 0 | 9.7958 | 0 | -380.6964 | 17.3252 | 0 | 71.2258 | 77.6894 | 49.0194 | 1125.941 | 27.3898 | 51.5328 | 0 | 0.5138 | 0 | 14.074 | 3.248 | 0 | 1048.95 | 336.8838 | -387.6764 | 8.8001 | 7.395 | -1.78 | 14.1596 | 1.1878 | 2025-12-31 | 2025_12_31 Hr 03 | 83.7486 | 4.6e-05 | -1048.95 | -406.8946 | 338.7327 | 898.8033 | 198.5676 | 19.7411 | 0 | 115.6505 | 111.4871 | 111.5951 | 23.1226 | 192.1628 | 286.6375 | 0 | 0 | 0 | 247.9653 | 0 | 148.9151 | 0
2025_12_31 Hr 04 | 0 | 0 | 0 | 3.8622 | 3.8622 | 3.8116 | 3.8622 | 3.8622 | 3.8622 | 51.5448 | 0 | 0.084 | 73 | 0 | 96.0814 | 96.0814 | 286.6375 | 0 | 0.00697 | 0.084 | 0.03454 | 0 | 0 | 0 | 0 | 0 | 0 | 0.29046 | 0.2376 | 0 | 0 | 247.9653 | 0 | 0 | 0 | 0 | 20.162 | 48.1741 | 0 | 0 | -25.0468 | 0.7527 | 13.1344 | 0.55 | -1 | -4.2 | 15.3286 | 0 | 0 | 11.1487 | 11.1487 | 11.1487 | 11.1487 | 12.9636 | 62.5482 | 0 | 0 | 0 | 0 | 0 | 0 | 0 | 0 | 0 | 0 | 0 | 0 | 0 | 0 | 0 | 0 | 0 | 0 | 9.7958 | 0 | -372.7937 | 17.3252 | 0 | 71.2258 | 77.6894 | 52.056 | 1123.301 | 27.2877 | 51.3408 | 0 | 0.5138 | 0 | 14.074 | 3.248 | 0 | 1044.05 | 325.5691 | -379.7737 | 8.8001 | 7.395 | -1.78 | 14.1068 | 1.1834 | 2025-12-31 | 2025_12_31 Hr 04 | 84.9309 | 5e-05 | -1044.05 | -397.8405 | 335.742 | 898.8033 | 187.6042 | 19.7411 | 0 | 115.3949 | 109.1033 | 111.2438 | 23.1226 | 192.1628 | 286.6375 | 0 | 0 | 0 | 247.9653 | 0 | 148.9151 | 0
2025_12_31 Hr 05 | 0 | 0 | 0 | 3.8622 | 3.8622 | 3.8116 | 3.8622 | 3.8622 | 3.8622 | 54.2381 | 0 | 0.084 | 61 | 0 | 96.0814 | 96.0814 | 286.6375 | 0 | 0.00697 | 0.084 | 0.03454 | 0 | 0 | 0 | 0 | 0 | 0 | 0.29046 | 0.2376 | 0 | 0 | 247.9653 | 0 | 0 | 0 | 0 | 20.4083 | 48.7627 | 0 | 0 | -11.2795 | 0.7527 | 13.1344 | 0.55 | -1 | -4.2 | 15.3286 | 0 | 0 | 12.1354 | 12.1354 | 12.1354 | 12.1354 | 14.1109 | 66.5496 | 0 | 0 | 0 | 0 | 0 | 0 | 0 | 0 | 0 | 0 | 0 | 0 | 0 | 0 | 0 | 0 | 0 | 0 | 9.7958 | 0 | -357.8783 | 17.3252 | 0 | 71.2258 | 77.6894 | 56.394 | 1131.923 | 27.6211 | 51.968 | 0 | 0.5138 | 0 | 14.074 | 3.248 | 0 | 1078.842 | 323.056 | -364.8583 | 8.8001 | 7.395 | -1.78 | 14.2792 | 1.1978 | 2025-12-31 | 2025_12_31 Hr 05 | 86.404 | -0.000322 | -1078.842 | -369.1578 | 345.5115 | 898.8033 | 183.9436 | 19.7411 | 0 | 116.2298 | 116.8903 | 112.3913 | 23.1226 | 192.1628 | 286.6375 | 0 | 0 | 0 | 247.9653 | 0 | 148.9151 | 0
2025_12_31 Hr 06 | 0 | 0 | 0 | 3.8622 | 3.8622 | 3.8116 | 3.8622 | 3.8622 | 3.8622 | 60.0643 | 0 | 0.084 | 79 | 0 | 96.0814 | 96.0814 | 286.6375 | 0 | 0.00697 | 0.084 | 0.03454 | 0 | 0 | 0 | 0 | 0 | 0 | 0.29046 | 0.2376 | 0 | 7.2532 | 247.9653 | 0 | 0 | 0 | 0 | 20.9412 | 50.036 | 0 | 0 | -18.1031 | 0.7527 | 13.1344 | 0.55 | -1 | -4.2 | 15.3286 | 0 | 0 | 14.2697 | 14.2697 | 14.2697 | 14.2697 | 16.5927 | 62.5482 | 0 | 0 | 0 | 0 | 0 | 0 | 0 | 0 | 0 | 0 | 0 | 0 | 0 | 0 | 0 | 0 | 0 | 0 | 9.7958 | 0 | -318.8434 | 17.3252 | 0 | 71.2258 | 77.6894 | 74.6136 | 1157.828 | 28.3424 | 53.325 | 0 | 0.5138 | 0 | 14.074 | 3.248 | 0 | 1171.658 | 357.7565 | -325.8234 | 8.8001 | 7.395 | -1.78 | 14.652 | 1.2291 | 2025-12-31 | 2025_12_31 Hr 06 | 95.9329 | 0.000381 | -1171.658 | -336.9465 | 366.6455 | 906.0565 | 216.1618 | 19.7411 | 0 | 118.036 | 133.7358 | 114.8736 | 23.1226 | 192.1628 | 286.6375 | 0 | 7.2532 | 0 | 247.9653 | 0 | 148.9151 | 0
2025_12_31 Hr 07 | 0 | 0 | 0 | 3.8622 | 3.8622 | 3.8116 | 3.8622 | 3.8622 | 3.8622 | 64.2966 | -14.3 | 0.084 | 79 | 0 | 96.0814 | 96.0814 | 285.811 | 0 | 0.00697 | 0.084 | 0.03454 | 0 | 0 | 0 | 0 | 0 | 0 | 0.29046 | 0.2376 | 0 | 7.2532 | 247.9653 | 0 | 0 | 0 | 0 | 21.3283 | 50.9609 | 0 | 0 | -28.8433 | 0.7527 | 13.1344 | 0.55 | -1 | -4.2 | 15.3286 | 0 | 0 | 15.8201 | 15.8201 | 15.8201 | 15.8201 | 18.3955 | 65.6019 | 0 | 0 | 0 | 0 | 0 | 0 | 0 | 0 | 0 | 0 | 0 | 0 | 0 | 0 | 0 | 0 | 0 | 0 | 9.7958 | 0 | -210.9836 | 17.3252 | 0 | 70.8723 | 77.3038 | 86.037 | 1169.812 | 28.8663 | 54.3107 | 0 | 0.5138 | 0 | 14.074 | 3.248 | 0 | 1282.742 | 374.0368 | -232.2636 | 8.8001 | 7.395 | -1.78 | 14.9229 | 1.2518 | 2025-12-31 | 2025_12_31 Hr 07 | 91.3503 | -0.000359 | -1282.742 | -239.8269 | 367.6975 | 904.491 | 230.6389 | 19.7411 | 0 | 119.348 | 145.9726 | 102.3768 | 23.1226 | 192.1628 | 285.811 | 0 | 7.2532 | 0 | 247.9653 | 0 | 148.1762 | 0
2025_12_31 Hr 08 | 0 | 0 | 0 | 3.8622 | 3.8622 | 3.8116 | 3.8622 | 3.8622 | 3.8622 | 75.482 | -14.3 | 0.084 | 82 | 0 | 96.0814 | 96.0814 | 285.811 | 0 | 0.00697 | 0.084 | 0.03454 | 0 | 0 | 0 | 0 | 0 | 0 | 0.29046 | 0.2376 | 0 | 7.2532 | 247.9653 | 0 | 0 | 0 | 0 | 22.3514 | 53.4053 | 0 | 0 | -40.323 | 0.7527 | 13.1344 | 0.55 | -1 | -4.2 | 15.3286 | 0 | 0 | 19.9177 | 19.9177 | 19.9177 | 19.9177 | 23.1601 | 65.6019 | 0 | 0 | 0 | 0 | 0 | 0 | 0 | 0 | 0 | 0 | 0 | 0 | 0 | 0 | 0 | 0 | 0 | 0 | 9.7958 | 0 | -188.535 | 17.3252 | 0 | 70.8723 | 77.3038 | 85.6032 | 1205.619 | 30.2509 | 56.9159 | 0 | 0.5138 | 0 | 14.074 | 3.248 | 0 | 1336.85 | 381.3686 | -209.815 | 8.8001 | 7.395 | -1.78 | 15.6387 | 1.3119 | 2025-12-31 | 2025_12_31 Hr 08 | 98.3093 | 7e-06 | -1336.85 | -228.858 | 408.2708 | 904.491 | 233.2051 | 19.7411 | 0 | 122.8155 | 178.3128 | 107.1424 | 23.1226 | 192.1628 | 285.811 | 0 | 7.2532 | 0 | 247.9653 | 0 | 148.1762 | 0
2025_12_31 Hr 09 | 2.0713 | 1.5e-05 | 0.000423 | 3.8622 | 3.8622 | 3.8116 | 3.8622 | 3.8622 | 3.8622 | 82.7373 | -14.3 | 0.084 | 88 | 0 | 96.0814 | 96.0814 | 285.811 | 0 | 0.00697 | 0.084 | 0.03454 | 0 | 0 | 0 | 0 | 0 | 0 | 0.29046 | 0.2376 | 0 | 7.2532 | 247.9653 | 0 | 0 | 0 | 0 | 23.0149 | 54.9909 | 0 | 0 | -33.6013 | 0.7527 | 13.1344 | 0.55 | -1 | -4.2 | 15.3286 | 0 | 0 | 22.5756 | 22.5756 | 22.5756 | 22.5756 | 26.2507 | 67.4973 | 0 | 0 | 0 | 0 | 0 | 0 | 0 | 0 | 0 | 0 | 0 | 0 | 0 | 0 | 0 | 0 | 0 | 0 | 9.7958 | 0 | -207.7602 | 17.3252 | 0 | 70.8723 | 77.3038 | 73.6014 | 1228.846 | 31.149 | 58.6057 | 0 | 0.5138 | -2.0713 | 14.074 | 3.248 | 0 | 1346.558 | 382.4247 | -231.1115 | 8.8001 | 7.395 | -1.78 | 16.103 | 1.3508 | 2025-12-31 | 2025_12_31 Hr 09 | 89.3246 | 0.000354 | -1346.558 | -241.3615 | 434.5886 | 904.491 | 229.0991 | 19.7411 | 0 | 125.0647 | 199.2902 | 110.2336 | 23.1226 | 192.1628 | 285.811 | 0 | 7.2532 | 0 | 247.9653 | 0 | 148.1762 | 0
2025_12_31 Hr 10 | 5.1707 | 0.00033 | 0.009306 | 3.8622 | 3.8622 | 3.8116 | 3.8622 | 3.8622 | 3.8622 | 91.5042 | -14.3 | 0.084 | 87 | 0 | 96.0814 | 96.0814 | 285.811 | 0 | 0.00697 | 0.084 | 0.03454 | 0 | 0 | 0 | 0 | 0 | 0 | 0.29046 | 0.2376 | 0 | 7.2532 | 247.9653 | 0 | 0 | 0 | 0 | 23.8168 | 56.9068 | 0 | 0 | -23.0255 | 0.7527 | 13.1344 | 0.55 | -1 | -4.2 | 15.3286 | 0 | 0 | 25.7872 | 25.7872 | 25.7872 | 25.7872 | 29.9851 | 63.6012 | 0 | 0 | 0 | 0 | 0 | 0 | 0 | 0 | 0 | 0 | 0 | 0 | 0 | 0 | 0 | 0 | 0 | 0 | 9.7958 | 0 | -255.3995 | 17.3252 | 0 | 70.8723 | 77.3038 | 68.2512 | 1256.921 | 32.2343 | 60.6475 | 0 | 0.5138 | -5.1707 | 14.074 | 3.248 | 0 | 1331.058 | 379.0133 | -281.8502 | 8.8001 | 7.395 | -1.78 | 16.664 | 1.3979 | 2025-12-31 | 2025_12_31 Hr 10 | 91.5404 | 0.000365 | -1331.058 | -278.425 | 466.3892 | 904.491 | 218.862 | 19.7411 | 0 | 127.7824 | 224.6379 | 113.9689 | 23.1226 | 192.1628 | 285.811 | 0 | 7.2532 | 0 | 247.9653 | 0 | 148.1762 | 0
2025_12_31 Hr 11 | 5.5305 | 0.00057 | 0.016074 | 3.8622 | 3.8622 | 3.8116 | 3.8622 | 3.8622 | 3.8622 | 97.7977 | -14.3 | 0.084 | 80 | 0 | 96.0814 | 96.0814 | 285.811 | 0 | 0.00697 | 0.084 | 0.03454 | 0 | 0 | 0 | 0 | 0 | 0 | 0.29046 | 0.2376 | 0 | 7.2532 | 247.9653 | 0 | 0 | 0 | 0 | 24.3924 | 58.2822 | 0 | 0 | -44.7022 | 0.7527 | 13.1344 | 0.55 | -1 | -4.2 | 15.3286 | 0 | 0 | 28.0927 | 28.0927 | 28.0927 | 28.0927 | 32.6659 | 63.6012 | 0 | 0 | 0 | 0 | 0 | 0 | 0 | 0 | 0 | 0 | 0 | 0 | 0 | 0 | 0 | 0 | 0 | 0 | 9.7958 | 0 | -292.6254 | 17.3252 | 0 | 70.8723 | 77.3038 | 73.6014 | 1277.075 | 33.0134 | 62.1133 | 0 | 0.5138 | -5.5305 | 14.074 | 3.248 | 0 | 1293.342 | 380.405 | -319.4359 | 8.8001 | 7.395 | -1.78 | 17.0668 | 1.4317 | 2025-12-31 | 2025_12_31 Hr 11 | 86.6236 | -0.000332 | -1293.342 | -337.3276 | 489.2179 | 904.491 | 217.2192 | 19.7411 | 0 | 129.7335 | 242.8342 | 116.6502 | 23.1226 | 192.1628 | 285.811 | 0 | 7.2532 | 0 | 247.9653 | 0 | 148.1762 | 0
2025_12_31 Hr 12 | 5.8688 | 0.00117 | 0.032994 | 3.8622 | 3.8622 | 3.8116 | 3.8622 | 3.8622 | 3.8622 | 101.5353 | -14.3 | 0.084 | 81 | 0 | 96.0814 | 96.0814 | 285.811 | 0 | 0.00697 | 0.084 | 0.03454 | 0 | 0 | 0 | 0 | 0 | 0 | 0.29046 | 0.2376 | 0 | 7.2532 | 247.9653 | 0 | 0 | 0 | 0 | 24.7343 | 59.099 | 0 | 0 | -34.2371 | 0.7527 | 13.1344 | 0.55 | -1 | -4.2 | 15.3286 | 0 | 0 | 29.4619 | 29.4619 | 29.4619 | 29.4619 | 34.258 | 62.5482 | 0 | 0 | 0 | 0 | 0 | 0 | 0 | 0 | 0 | 0 | 0 | 0 | 0 | 0 | 0 | 0 | 0 | 0 | 9.7958 | 0 | -332.1645 | 17.3252 | 0 | 70.8723 | 77.3038 | 57.2616 | 1289.057 | 33.476 | 62.9838 | 0 | 0.5138 | -5.8688 | 14.074 | 3.248 | 0 | 1261.45 | 365.9436 | -359.3134 | 8.8001 | 7.395 | -1.78 | 17.3059 | 1.4517 | 2025-12-31 | 2025_12_31 Hr 12 | 84.7814 | 1.3e-05 | -1261.45 | -366.4016 | 502.7755 | 904.491 | 200.844 | 19.7411 | 0 | 130.8921 | 253.6408 | 118.2427 | 23.1226 | 192.1628 | 285.811 | 0 | 7.2532 | 0 | 247.9653 | 0 | 148.1762 | 0
2025_12_31 Hr 13 | 6.2088 | 0.002505 | 0.070641 | 3.8622 | 3.8622 | 3.8116 | 3.8622 | 3.8622 | 3.8622 | 97.8801 | -14.3 | 0.084 | 71 | 0 | 96.0814 | 96.0814 | 285.811 | 0 | 0.00697 | 0.084 | 0.03454 | 0 | 0 | 0 | 0 | 0 | 0 | 0.29046 | 0.2376 | 0 | 7.2532 | 247.9653 | 0 | 0 | 0 | 0 | 24.4 | 58.3002 | 0 | 0 | -47.9822 | 0.7527 | 13.1344 | 0.55 | -1 | -4.2 | 15.3286 | 0 | 0 | 28.1229 | 28.1229 | 28.1229 | 28.1229 | 32.701 | 60.5475 | 0 | 0 | 0 | 0 | 0 | 0 | 0 | 0 | 0 | 0 | 0 | 0 | 0 | 0 | 0 | 0 | 0 | 0 | 9.7958 | 0 | -301.4813 | 17.3252 | 0 | 70.8723 | 77.3038 | 51.0438 | 1277.393 | 33.0236 | 62.1325 | 0 | 0.5138 | -6.2088 | 14.074 | 3.248 | 0 | 1246.95 | 346.509 | -328.9701 | 8.8001 | 7.395 | -1.78 | 17.072 | 1.4321 | 2025-12-31 | 2025_12_31 Hr 13 | 84.6142 | -1.7e-05 | -1246.95 | -349.4635 | 489.5169 | 904.491 | 182.6644 | 19.7411 | 0 | 129.759 | 243.0726 | 116.6854 | 23.1226 | 192.1628 | 285.811 | 0 | 7.2532 | 0 | 247.9653 | 0 | 148.1762 | 0
2025_12_31 Hr 14 | 5.8722 | 0.00405 | 0.11421 | 3.8622 | 3.8622 | 3.8116 | 3.8622 | 3.8622 | 3.8622 | 93.6204 | -14.3 | 0.084 | 65 | 0 | 96.0814 | 96.0814 | 285.811 | 0 | 0.00697 | 0.084 | 0.03454 | 0 | 0 | 0 | 0 | 0 | 0 | 0.29046 | 0.2376 | 0 | 7.2532 | 247.9653 | 0 | 0 | 0 | 0 | 24.0103 | 57.3693 | 0 | 0 | -43.0625 | 0.7527 | 13.1344 | 0.55 | -1 | -4.2 | 15.3286 | 0 | 0 | 26.5624 | 26.5624 | 26.5624 | 26.5624 | 30.8865 | 63.6012 | 0 | 0 | 0 | 0 | 0 | 0 | 0 | 0 | 0 | 0 | 0 | 0 | 0 | 0 | 0 | 0 | 0 | 0 | 9.7958 | 0 | -282.1717 | 17.3252 | 0 | 70.8723 | 77.3038 | 31.6674 | 1263.8 | 32.4963 | 61.1404 | 0 | 0.5138 | -5.8722 | 14.074 | 3.248 | 0 | 1233.45 | 322.0363 | -309.3239 | 8.8001 | 7.395 | -1.78 | 16.7994 | 1.4092 | 2025-12-31 | 2025_12_31 Hr 14 | 81.1987 | 9e-06 | -1233.45 | -325.2342 | 474.0652 | 904.491 | 160.3869 | 19.7411 | 0 | 128.4385 | 230.7563 | 114.8705 | 23.1226 | 192.1628 | 285.811 | 0 | 7.2532 | 0 | 247.9653 | 0 | 148.1762 | 0
2025_12_31 Hr 15 | 5.1707 | 0.005745 | 0.16201 | 3.8622 | 3.8622 | 3.8116 | 3.8622 | 3.8622 | 3.8622 | 94.7197 | -14.3 | 0.084 | 66 | 0 | 96.0814 | 96.0814 | 285.811 | 0 | 0.00697 | 0.084 | 0.03454 | 0 | 0 | 0 | 0 | 0 | 0 | 0.29046 | 0.2376 | 0 | 7.2532 | 247.9653 | 0 | 0 | 0 | 0 | 24.1109 | 57.6095 | 0 | 0.10242 | -17.5198 | 0.7527 | 13.1344 | 0.55 | -1 | -4.2 | 15.3286 | 0 | 0 | 26.9651 | 26.9651 | 26.9651 | 26.9651 | 31.3547 | 63.6012 | 0 | 0 | 0 | 0 | 0 | 0 | 0 | 0 | 0 | 0 | 0 | 0 | 0 | 0 | 0 | 0 | 0 | 0 | 9.7958 | 0 | -329.4826 | 17.3252 | 0 | 66.1902 | 72.153 | 16.629 | 1257.534 | 32.6323 | 61.3964 | 0 | 0.5138 | -5.1707 | 14.074 | 3.248 | 0 | 1191.95 | 307.7665 | -355.9333 | 8.8001 | 7.395 | -1.78 | 16.8698 | 1.4151 | 2025-12-31 | 2025_12_31 Hr 15 | 77.7962 | 1.81e-05 | -1191.95 | -346.9 | 478.0528 | 894.6582 | 146.398 | 19.7411 | 0 | 128.7792 | 233.9347 | 115.3388 | 23.1226 | 192.1628 | 285.811 | 0 | 7.2532 | 0 | 247.9653 | 0 | 138.3433 | 0
2025_12_31 Hr 16 | 0 | 0.00462 | 0.13028 | 3.8622 | 3.8622 | 3.8116 | 3.8622 | 3.8622 | 3.8622 | 93.2081 | -14.3 | 0.084 | 78 | 0 | 96.0814 | 96.0814 | 285.811 | 0 | 0.00697 | 0.084 | 0.03454 | 0 | 0 | 0 | 0 | 0 | 0 | 0.29046 | 0.2376 | 0 | 7.2532 | 247.9653 | 0 | 0 | 0 | 0 | 23.9727 | 57.2792 | 0 | 0 | -24.9437 | 0.7527 | 13.1344 | 0.55 | -1 | -4.2 | 15.3286 | 0 | 0 | 26.4113 | 26.4113 | 26.4113 | 26.4113 | 30.7109 | 65.6019 | 0 | 0 | 0 | 0 | 0 | 0 | 0 | 0 | 0 | 0 | 0 | 0 | 0 | 0 | 0 | 0 | 0 | 0 | 9.7958 | 0 | -291.5717 | 17.3252 | 0 | 67.2409 | 73.2991 | 17.0628 | 1254.86 | 32.4452 | 61.0444 | 0 | 0.5138 | 0 | 14.074 | 3.248 | 0 | 1233.45 | 316.3852 | -312.8517 | 8.8001 | 7.395 | -1.78 | 16.7731 | 1.407 | 2025-12-31 | 2025_12_31 Hr 16 | 81.1528 | -1e-05 | -1233.45 | -316.5154 | 472.5699 | 896.8549 | 160.7996 | 19.7411 | 0 | 128.3107 | 229.5644 | 114.6948 | 23.1226 | 192.1628 | 285.811 | 0 | 7.2532 | 0 | 247.9653 | 0 | 140.54 | 0
2025_12_31 Hr 17 | 1.3698 | 0.001065 | 0.030033 | 3.8622 | 3.8622 | 3.8116 | 3.8622 | 3.8622 | 3.8622 | 109.6151 | -14.3 | 0.084 | 84 | 0 | 96.0814 | 96.0814 | 285.811 | 0 | 0.00697 | 0.084 | 0.03454 | 0 | 0 | 0 | 0 | 0 | 0 | 0.29046 | 0.2376 | 0 | 7.2532 | 247.9653 | 0 | 0 | 0 | 0 | 25.4733 | 60.8648 | 0 | 0 | -31.7799 | 0.7527 | 13.1344 | 0.55 | -1 | -4.2 | 15.3286 | 0 | 0 | 32.4218 | 32.4218 | 32.4218 | 32.4218 | 37.6997 | 62.5482 | 0 | 0 | 0 | 0 | 0 | 0 | 0 | 0 | 0 | 0 | 0 | 0 | 0 | 0 | 0 | 0 | 0 | 0 | 9.7958 | 0 | -261.7712 | 17.3252 | 0 | 70.8723 | 77.3038 | 13.014 | 1314.92 | 34.4762 | 64.8656 | 0 | 0.5138 | -1.3698 | 14.074 | 3.248 | 0 | 1322.358 | 323.6393 | -284.421 | 8.8001 | 7.395 | -1.78 | 17.823 | 1.4951 | 2025-12-31 | 2025_12_31 Hr 17 | 89.5667 | 0.000312 | -1322.358 | -293.5511 | 532.084 | 904.491 | 159.5933 | 19.7411 | 0 | 133.3969 | 277.0019 | 121.6851 | 23.1226 | 192.1628 | 285.811 | 0 | 7.2532 | 0 | 247.9653 | 0 | 148.1762 | 0
2025_12_31 Hr 18 | 0 | 4.5e-05 | 0.001269 | 3.8622 | 3.8622 | 3.8116 | 3.8622 | 3.8622 | 3.8622 | 119.921 | -14.3 | 0.084 | 87 | 0 | 96.0814 | 96.0814 | 285.811 | 0 | 0.00697 | 0.084 | 0.03454 | 0 | 0 | 0 | 0 | 0 | 0 | 0.29046 | 0.2376 | 0 | 7.2532 | 247.9653 | 0 | 0 | 0 | 0 | 26.4159 | 63.117 | 0 | 0 | -25.6237 | 0.7527 | 13.1344 | 0.55 | -1 | -4.2 | 15.3286 | 0 | 0 | 36.1972 | 36.1972 | 36.1972 | 36.1972 | 42.0897 | 67.4973 | 0 | 0 | 0 | 0 | 0 | 0 | 0 | 0 | 0 | 0 | 0 | 0 | 0 | 0 | 0 | 0 | 0 | 0 | 9.7958 | 0 | -269.5811 | 17.3252 | 0 | 70.8723 | 77.3038 | 8.9652 | 1347.883 | 35.752 | 67.2659 | 0 | 0.5138 | 0 | 14.074 | 3.248 | 0 | 1361.958 | 330.5597 | -290.8611 | 8.8001 | 7.395 | -1.78 | 18.4825 | 1.5504 | 2025-12-31 | 2025_12_31 Hr 18 | 91.2942 | 0.000313 | -1361.958 | -295.2048 | 569.4672 | 904.491 | 163.4638 | 19.7411 | 0 | 136.5918 | 306.7994 | 126.0761 | 23.1226 | 192.1628 | 285.811 | 0 | 7.2532 | 0 | 247.9653 | 0 | 148.1762 | 0
2025_12_31 Hr 19 | 0 | 4.5e-05 | 0.001269 | 3.8622 | 3.8622 | 3.8116 | 3.8622 | 3.8622 | 3.8622 | 116.7331 | -14.3 | 0.084 | 88 | 0 | 96.0814 | 96.0814 | 285.811 | 0 | 0.00697 | 0.084 | 0.03454 | 0 | 0 | 0 | 0 | 0 | 0 | 0.29046 | 0.2376 | 0 | 7.2532 | 247.9653 | 0 | 0 | 0 | 0 | 26.1243 | 62.4204 | 0 | 0 | -28.9675 | 0.7527 | 13.1344 | 0.55 | -1 | -4.2 | 15.3286 | 0 | 0 | 35.0293 | 35.0293 | 35.0293 | 35.0293 | 40.7317 | 61.6005 | 0 | 0 | 0 | 0 | 0 | 0 | 0 | 0 | 0 | 0 | 0 | 0 | 0 | 0 | 0 | 0 | 0 | 0 | 9.7958 | 0 | -275.7324 | 17.3252 | 0 | 70.8723 | 77.3038 | 11.7126 | 1337.678 | 35.3574 | 66.5234 | 0 | 0.5138 | 0 | 14.074 | 3.248 | 0 | 1338.75 | 327.052 | -297.0124 | 8.8001 | 7.395 | -1.78 | 18.2785 | 1.5333 | 2025-12-31 | 2025_12_31 Hr 19 | 89.8585 | 1.9e-05 | -1338.75 | -304.6999 | 557.9033 | 904.491 | 161.3144 | 19.7411 | 0 | 135.6035 | 297.582 | 124.7178 | 23.1226 | 192.1628 | 285.811 | 0 | 7.2532 | 0 | 247.9653 | 0 | 148.1762 | 0
2025_12_31 Hr 20 | 0 | 4.5e-05 | 0.001269 | 3.8622 | 3.8622 | 3.8116 | 3.8622 | 3.8622 | 3.8622 | 107.1967 | -14.3 | 0.084 | 84 | 0 | 96.0814 | 96.0814 | 285.811 | 0 | 0.00697 | 0.084 | 0.03454 | 0 | 0 | 0 | 0 | 0 | 0 | 0.29046 | 0.2376 | 0 | 7.2532 | 247.9653 | 0 | 0 | 0 | 0 | 25.2521 | 60.3363 | 0 | 0 | -27.8975 | 0.7527 | 13.1344 | 0.55 | -1 | -4.2 | 15.3286 | 0 | 0 | 31.5358 | 31.5358 | 31.5358 | 31.5358 | 36.6696 | 50.6493 | 0 | 0 | 0 | 0 | 0 | 0 | 0 | 0 | 0 | 0 | 0 | 0 | 0 | 0 | 0 | 0 | 0 | 0 | 9.7958 | 0 | -235.847 | 17.3252 | 0 | 70.8723 | 77.3038 | 10.7004 | 1307.149 | 34.1769 | 64.3024 | 0 | 0.5138 | 0 | 14.074 | 3.248 | 0 | 1329.15 | 307.0256 | -257.127 | 8.8001 | 7.395 | -1.78 | 17.6682 | 1.4821 | 2025-12-31 | 2025_12_31 Hr 20 | 87.5607 | 1.5e-05 | -1329.15 | -263.7445 | 523.3114 | 904.491 | 145.351 | 19.7411 | 0 | 132.6472 | 270.0095 | 120.6547 | 23.1226 | 192.1628 | 285.811 | 0 | 7.2532 | 0 | 247.9653 | 0 | 148.1762 | 0
2025_12_31 Hr 21 | 0 | 4.5e-05 | 0.001269 | 0 | 0 | 0 | 0 | 0 | 0 | 98.7046 | -14.3 | 0.084 | 84 | 0 | 96.0814 | 96.0814 | 285.811 | 0 | 0.00697 | 0.084 | 0.03454 | 0 | 0 | 0 | 0 | 0 | 0 | 0.29046 | 0.2376 | 0 | 7.2532 | 247.9653 | 0 | 0 | 0 | 0 | 24.4754 | 58.4804 | 0 | 0 | -26.0952 | 0.7527 | 13.1344 | 0.61 | -1 | -4.2 | 15.3286 | 0 | 0 | 28.4249 | 28.4249 | 28.4249 | 28.4249 | 33.0522 | 48.6486 | 0 | 0 | 0 | 0 | 0 | 0 | 0 | 0 | 0 | 0 | 0 | 0 | 0 | 0 | 0 | 0 | 0 | 0 | 9.7958 | 0 | -229.6323 | 17.3252 | 0 | 70.8723 | 77.3038 | 11.2788 | 1256.841 | 33.1256 | 62.3245 | 0 | 0.5138 | 0 | 14.074 | 3.248 | 0 | 1281.818 | 301.9852 | -250.9123 | 8.8001 | 7.395 | -1.78 | 17.1248 | 1.4365 | 2025-12-31 | 2025_12_31 Hr 21 | 83.0535 | 0.000322 | -1281.818 | -255.7275 | 492.5076 | 881.3684 | 143.9287 | 19.7411 | 0 | 130.0146 | 245.4564 | 117.0366 | 0 | 192.1628 | 285.811 | 0 | 7.2532 | 0 | 247.9653 | 0 | 148.1762 | 0
2025_12_31 Hr 22 | 0 | 4.5e-05 | 0.001269 | 0 | 0 | 0 | 0 | 0 | 0 | 92.4661 | -14.3 | 0.084 | 75 | 0 | 96.0814 | 96.0814 | 285.811 | 0 | 0.00697 | 0.084 | 0.03454 | 0 | 0 | 0 | 0 | 0 | 0 | 0.29046 | 0.2376 | 0 | 7.2532 | 247.9653 | 0 | 0 | 0 | 0 | 23.9048 | 57.1171 | 0 | 0 | -24.5762 | 0.7527 | 13.1344 | 0.61 | -1 | -4.2 | 15.3286 | 0 | 0 | 26.1395 | 26.1395 | 26.1395 | 26.1395 | 30.3948 | 50.6493 | 0 | 0 | 0 | 0 | 0 | 0 | 0 | 0 | 0 | 0 | 0 | 0 | 0 | 0 | 0 | 0 | 0 | 0 | 9.7958 | 0 | -277.6746 | 17.3252 | 0 | 70.8723 | 77.3038 | 13.014 | 1236.869 | 32.3534 | 60.8715 | 0 | 0.5138 | 0 | 14.074 | 3.248 | 0 | 1207.402 | 294.0631 | -298.9546 | 8.8001 | 7.395 | -1.78 | 16.7256 | 1.403 | 2025-12-31 | 2025_12_31 Hr 22 | 81.0409 | -0.000308 | -1207.402 | -302.2508 | 469.8783 | 881.3684 | 138.6646 | 19.7411 | 0 | 128.0806 | 227.419 | 114.3787 | 0 | 192.1628 | 285.811 | 0 | 7.2532 | 0 | 247.9653 | 0 | 148.1762 | 0
2025_12_31 Hr 23 | 0 | 4.5e-05 | 0.001269 | 0 | 0 | 0 | 0 | 0 | 0 | 78.9447 | 0 | 0.084 | 88 | 0 | 96.0814 | 96.0814 | 286.6375 | 0 | 0.00697 | 0.084 | 0.03454 | 0 | 0 | 0 | 0 | 0 | 0 | 0.29046 | 0.2376 | 0 | 7.2532 | 247.9653 | 0 | 0 | 0 | 0 | 22.6681 | 54.1621 | 0 | 0 | -24.0972 | 0.7527 | 13.1344 | 0.61 | -1 | -4.2 | 15.3286 | 0 | 0 | 21.1862 | 21.1862 | 21.1862 | 21.1862 | 24.6351 | 50.6493 | 0 | 0 | 0 | 0 | 0 | 0 | 0 | 0 | 0 | 0 | 0 | 0 | 0 | 0 | 0 | 0 | 0 | 0 | 9.7958 | 0 | -345.4102 | 17.3252 | 0 | 71.2258 | 77.6894 | 17.352 | 1195.149 | 30.6796 | 57.7223 | 0 | 0.5138 | 0 | 14.074 | 3.248 | 0 | 1124.302 | 305.6402 | -352.3902 | 8.8001 | 7.395 | -1.78 | 15.8603 | 1.3305 | 2025-12-31 | 2025_12_31 Hr 23 | 81.3161 | -0.000285 | -1124.302 | -369.5074 | 435.1315 | 882.9339 | 156.0026 | 19.7411 | 0 | 123.889 | 188.3248 | 122.9178 | 0 | 192.1628 | 286.6375 | 0 | 7.2532 | 0 | 247.9653 | 0 | 148.9151 | 0
2025_12_31 Hr 24 | 0 | 4.5e-05 | 0.001269 | 0 | 0 | 0 | 0 | 0 | 0 | 68.0617 | 0 | 0.084 | 85 | 0 | 96.0814 | 96.0814 | 286.6375 | 0 | 0.00697 | 0.084 | 0.03454 | 0 | 0 | 0 | 0 | 0 | 0 | 0.29046 | 0.2376 | 0 | 7.2532 | 247.9653 | 0 | 0 | 0 | 0 | 21.6727 | 51.7837 | 0 | 0 | -24.7441 | 0.7527 | 13.1344 | 0.61 | -1 | -4.2 | 15.3286 | 0 | 0 | 17.1994 | 17.1994 | 17.1994 | 17.1994 | 19.9993 | 49.1663 | 0 | 0 | 0 | 0 | 0 | 0 | 0 | 0 | 0 | 0 | 0 | 0 | 0 | 0 | 0 | 0 | 0 | 0 | 9.7958 | 0 | -348.8113 | 17.3252 | 0 | 69.6204 | 75.9904 | 23.2806 | 1157.005 | 29.3324 | 55.1876 | 0 | 0.5138 | 0 | 14.074 | 3.248 | 0 | 1078.918 | 302.449 | -355.7913 | 8.8001 | 7.395 | -1.78 | 15.1638 | 1.272 | 2025-12-31 | 2025_12_31 Hr 24 | 76.12 | 0.000372 | -1078.918 | -373.5554 | 395.6548 | 879.6296 | 157.4482 | 19.7411 | 0 | 120.5152 | 156.8587 | 118.281 | 0 | 192.1628 | 286.6375 | 0 | 7.2532 | 0 | 247.9653 | 0 | 145.6109 | 0
Formulas:
Day = DATE(LEFT([Time_Period¦],4),MID([Time_Period¦],6,2),MID([Time_Period¦],9,2))

## Conf MTM
Rate Year 1 Total | 755920.3465 | 10669.3462 | 3242.1221 | 320018.0403 | 346393.538 | 75597.3 | 70901.1564 | 167218.9297 | 81897.9541 | 7303.5586 | 80150.6091 | 104388.6717 | 2013.5104 | 22642.3839 | 93889.9257 | 36004.8786 | 0 | 949605.4499 | 10669.3462 | 3242.1221 | 320268.1067 | 506552.5947 | 75633.375 | 33239.9052 | 70901.1564 | 167218.9297 | 82148.0205 | 11364.1847 | 112101.7875 | 149922.0618 | 3583.4431 | 22642.3839 | 137101.1754 | 69837.5584 | 0 | 9551827.7378 | 128027.0774 | -3891560.0708 | 5094986.5525 | 6560686.0454 | 1093628.9471 | 566059.1861 | 1102792.7636 | 2747909.8561 | 1244283.9329 | 132374.4486 | 1524828.4378 | 1941496.7762 | 43060.2577 | 276248.1579 | 1808838.7219 | 833839.2452 | 0
Rate Year 1 Avg | 86.2923 | 1.218 | 0.37011 | 36.5317 | 39.5426 | 8.6298 | 8.0937 | 19.0889 | 9.3491 | 0.83374 | 9.1496 | 11.9165 | 0.22985 | 2.5847 | 10.718 | 4.1101 | 0 | 108.4024 | 1.218 | 0.37011 | 36.5603 | 57.8256 | 8.6339 | 3.7945 | 8.0937 | 19.0889 | 9.3776 | 1.2973 | 12.797 | 17.1144 | 0.40907 | 2.5847 | 15.6508 | 7.9723 | 0 | 1090.3913 | 14.615 | -444.242 | 581.6195 | 748.9368 | 124.8435 | 64.6186 | 125.8896 | 313.6883 | 142.0415 | 15.1112 | 174.0672 | 221.6321 | 4.9156 | 31.5352 | 206.4884 | 95.1871 | 0 |  |  |  | Removal of Colstrip Impact
| 193.6851 | 0 | 0 | 0.25007 | 160.1591 | 0.036075 | 0 | 0 | 0.25007 | 4.0606 | 31.9512 | 45.5334 | 1.5699 | 0 | 43.2112 | 33.8327 | 0 | [39 empty] | MTM Value of Power | 112101.7875
[57 empty] | Fuel Expense | -31951.1784
Date | Mark-to-Market Value of Power (Market Value Less Fuel Costs…does not include CCA Carbon Allowance Compliance Costs) | [16 empty] | Market Value of Power | [17 empty] | Generation | [20 empty] | Increase to NPS | 80150.6091
| Total | Load | Market | Hydro | Thermal | VER | Spokane | Clark Fork | Mid-C | BoulderPk | Colstrip | CS2&DB | KFCT | KFGS | Lan&DB | Rathdrum | Northeast | Total | Load | Market | Hydro | Thermal | VER | Other | Spokane | Clark Fork | Mid-C | BoulderPk | Colstrip | CS2&DB | KFCT | KFGS | Lan&DB | Rathdrum | Northeast | Total | Load | Market | Hydro | Thermal | VER | Other | Spokane | Clark Fork | Mid-C | BoulderPk | Colstrip | CS2&DB | KFCT | KFGS | Lan&DB | Rathdrum | Northeast |  |  |  | Washington Share | 51616.9922 | 54190.7079 | Wa Revenue Requirement.
| ($000s) | ($000s) | ($000s) | ($000s) | ($000s) | ($000s) | ($000s) | ($000s) | ($000s) | ($000s) | ($000s) | ($000s) | ($000s) | ($000s) | ($000s) | ($000s) | ($000s) | ($000s) | ($000s) | ($000s) | ($000s) | ($000s) | ($000s) | ($000s) | ($000s) | ($000s) | ($000s) | ($000s) | ($000s) | ($000s) | ($000s) | ($000s) | ($000s) | ($000s) | ($000s) | (MWh) | (MWh) | (MWh) | (MWh) | (MWh) | (MWh) | (MWh) | (MWh) | (MWh) | (MWh) | (MWh) | (MWh) | (MWh) | (MWh) | (MWh) | (MWh) | (MWh) | (MWh)
2025-01-01 | 3662.7394 | 58.8467 | 4.938 | 1565.189 | 1557.0252 | 476.7406 | 359.0544 | 780.6762 | 425.4584 | 25.1618 | 452.6564 | 462.1066 | 5.3509 | 127.9526 | 388.1862 | 95.6106 | 0 | 4927.6978 | 58.8467 | 4.938 | 1565.5486 | 2753.4229 | 476.8725 | 68.0691 | 359.0544 | 780.6762 | 425.8179 | 61.2943 | 550.2209 | 841.6955 | 17.685 | 127.9526 | 752.6832 | 401.8914 | 0 | 0.0022884 | -30436.61 | -9960.0317 | 12781.3231 | 23040.668 | 3998.6307 | 576.0221 | 3011.5522 | 6196.4413 | 3573.3296 | 509.8104 | 4656.1392 | 7024.8781 | 145.2242 | 1064.3292 | 6278.3043 | 3361.9827 | 0 | 2025-01-01 | 2025-01-01 | 2025-02-01 | 2025-03-01 | 2025-04-01 | 2025-05-01 | 2025-06-01 | 2025-07-01 | 2025-08-01 | 2025-09-01 | 2025-10-01 | 2025-11-01 | 2025-12-01
2025-01-02 | 3710.4644 | 54.0577 | 4.5169 | 1435.1454 | 1686.3077 | 530.4367 | 350.229 | 697.5791 | 387.3373 | 31.9647 | 439.0644 | 496.0847 | 7.7187 | 127.4041 | 422.0422 | 162.029 | 0 | 4724.8078 | 54.0577 | 4.5169 | 1435.82 | 2633.4371 | 530.5885 | 66.3876 | 350.229 | 697.5791 | 388.012 | 59.9149 | 536.6289 | 790.028 | 16.7826 | 127.4041 | 686.6125 | 416.0662 | 0 | 29823.5974 | 463.618 | -10702.2175 | 12076.1124 | 22807.9249 | 4602.1376 | 576.0221 | 3016.7251 | 5707.4219 | 3351.9654 | 509.8104 | 4656.1392 | 6856.1592 | 137.963 | 1105.44 | 5959.008 | 3583.405 | 0 | 2025-01-01 | 13950.5816 | 10904.4026 | 6915.377 | 5234.5795 | 2748.727 | 3128.5777 | 9106.0684 | 12758.8358 | 10786.1109 | 10281.9298 | 11253.3698 | 15033.2275 | 112101.7875
2025-01-03 | 3487.7749 | 47.2879 | 3.9348 | 1241.2842 | 1641.6039 | 553.6642 | 310.5224 | 592.7869 | 337.9749 | 34.0048 | 377.7124 | 506.532 | 9.2404 | 112.6273 | 417.4615 | 184.0254 | 0 | 4286.3323 | 47.2879 | 3.9348 | 1241.9488 | 2380.5194 | 553.8439 | 58.7976 | 310.5224 | 592.7869 | 338.6395 | 56.7699 | 475.2769 | 727.6976 | 17.7886 | 112.6273 | 608.1457 | 382.2134 | 0 | 28490.4506 | 458.3747 | -13127.1168 | 11828.2706 | 23307.009 | 5447.891 | 576.0221 | 3021.898 | 5504.3867 | 3301.9859 | 556.1568 | 4656.1392 | 7112.855 | 174.2691 | 1103.0912 | 5959.008 | 3745.4897 | 0 | 2025-01-01
2025-01-04 | 3541.3728 | 47.282 | 3.9183 | 1219.177 | 1694.2794 | 576.716 | 316.8444 | 564.8142 | 337.5184 | 35.2475 | 388.3441 | 521.8347 | 9.6281 | 115.2421 | 430.8929 | 193.09 | 0 | 4340.5603 | 47.282 | 3.9183 | 1219.8282 | 2432.5211 | 576.8977 | 60.1129 | 316.8444 | 564.8142 | 338.1696 | 58.0398 | 485.9087 | 743.3134 | 18.1865 | 115.2421 | 621.8056 | 390.025 | 0 | 28081.7662 | 450.9236 | -13298.9283 | 11544.6994 | 23302.6917 | 5506.3577 | 576.0221 | 3027.0709 | 5282.0891 | 3235.5394 | 556.1568 | 4656.1392 | 7114.1192 | 174.2691 | 1104.396 | 5959.008 | 3738.6035 | 0 | 2025-01-01
2025-01-05 | 2789.0521 | 40.515 | 3.3442 | 1049.6822 | 1357.4677 | 338.043 | 274.3117 | 466.3921 | 308.9784 | 27.6255 | 323.1799 | 409.3821 | 7.2499 | 99.2604 | 348.9291 | 141.8409 | 0 | 3564.8354 | 40.515 | 3.3442 | 1050.3708 | 2080.3884 | 338.1657 | 52.0513 | 274.3117 | 466.3921 | 309.667 | 50.2562 | 420.7444 | 619.5562 | 15.7475 | 99.2604 | 538.4877 | 336.3361 | 0 | 27699.1882 | 447.5542 | -11629.4228 | 11567.9253 | 23017.881 | 3719.2284 | 576.0221 | 3032.2438 | 5114.0563 | 3421.6252 | 556.1568 | 4656.1392 | 6856.1592 | 174.2691 | 1097.4794 | 5959.008 | 3718.6693 | 0 | 2025-01-01
2025-01-06 | 3665.8984 | 54.7876 | 4.5047 | 1361.8445 | 1846.1289 | 398.6328 | 332.2911 | 638.7994 | 390.754 | 38.2348 | 407.7877 | 560.9355 | 10.6055 | 119.8993 | 493.7965 | 214.8695 | 0 | 4464.9633 | 54.7876 | 4.5047 | 1362.565 | 2581.8326 | 398.755 | 62.5183 | 332.2911 | 638.7994 | 391.4745 | 60.3623 | 505.3522 | 777.031 | 18.9142 | 119.8993 | 693.8616 | 406.4119 | 0 | 30544.8387 | 498.4627 | -10155.2271 | 12173.8762 | 23746.0078 | 3705.697 | 576.0221 | 3037.4166 | 5556.0865 | 3580.3731 | 556.1568 | 4656.1392 | 7143.335 | 174.2691 | 1104.4617 | 6366.1563 | 3745.4897 | 0 | 2025-01-01
2025-01-07 | 3460.9342 | 53.3342 | 4.3684 | 1282.3679 | 1613.4739 | 507.3897 | 302.7166 | 598.0129 | 381.6385 | 32.905 | 363.4996 | 488.5647 | 8.933 | 109.2537 | 431.7763 | 178.5416 | 0 | 4253.5497 | 53.3342 | 4.3684 | 1283.1419 | 2348.1076 | 507.5582 | 57.0393 | 302.7166 | 598.0129 | 382.4124 | 55.0722 | 461.0641 | 703.3643 | 17.2566 | 109.2537 | 632.2012 | 369.8955 | 0 | 29841.2939 | 534.5597 | -12766.1745 | 12700.3828 | 23688.6588 | 5107.845 | 576.0221 | 3042.5896 | 5812.2579 | 3845.5353 | 556.1568 | 4656.1392 | 7097.755 | 174.2691 | 1103.0912 | 6366.1563 | 3735.0911 | 0 | 2025-01-01
2025-01-08 | 3150.9211 | 53.5028 | 4.3658 | 1288.9733 | 1326.3863 | 477.6929 | 318.2107 | 590.3768 | 380.3858 | 20.2458 | 385.5967 | 389.2215 | 4.6373 | 114.5593 | 327.7136 | 84.4121 | 0 | 4235.5959 | 53.5028 | 4.3658 | 1289.7086 | 2350.3999 | 477.8457 | 59.773 | 318.2107 | 590.3768 | 381.1211 | 47.7063 | 483.1612 | 711.3633 | 14.9485 | 114.5593 | 618.2572 | 360.4041 | 0 | 30468.9451 | 510.5856 | -9965.5158 | 12116.8047 | 22596.0464 | 4635.0021 | 576.0221 | 3047.7625 | 5415.2968 | 3653.7454 | 440.2908 | 4656.1392 | 6856.1592 | 137.963 | 1103.8742 | 5959.008 | 3442.612 | 0 | 2025-01-01
2025-01-09 | 2850.8829 | 45.9716 | 3.7375 | 1091.8229 | 1299.6651 | 409.6858 | 282.1054 | 483.4399 | 326.2775 | 24.6396 | 331.6039 | 397.9952 | 6.0661 | 101.327 | 326.225 | 111.8082 | 0 | 3748.7484 | 45.9716 | 3.7375 | 1092.5353 | 2143.5788 | 409.8317 | 53.0935 | 282.1054 | 483.4399 | 326.99 | 51.2624 | 429.1684 | 657.1476 | 16.0628 | 101.327 | 549.2225 | 339.3881 | 0 | 30279.5901 | 496.7639 | -10195.4899 | 11732.0745 | 23245.8813 | 4424.3383 | 576.0221 | 3052.9354 | 5139.2296 | 3539.9095 | 556.1568 | 4656.1392 | 7124.3025 | 174.2691 | 1098.6528 | 5959.008 | 3677.3529 | 0 | 2025-01-01
2025-01-10 | 3141.7805 | 51.6075 | 4.1807 | 1208.1637 | 1581.6841 | 296.1446 | 309.1874 | 533.4366 | 365.5397 | 32.3371 | 371.4255 | 486.1217 | 8.6609 | 111.0439 | 401.7908 | 170.3042 | 0 | 3963.7607 | 51.6075 | 4.1807 | 1208.8934 | 2344.8174 | 296.2418 | 58.0199 | 309.1874 | 533.4366 | 366.2694 | 56.0189 | 468.99 | 715.5949 | 17.5533 | 111.0439 | 600.1542 | 375.4621 | 0 | 28767.7847 | 509.3088 | -10360.7388 | 11823.3905 | 23272.5203 | 2947.2817 | 576.0221 | 3058.1082 | 5139.3647 | 3625.9176 | 556.1568 | 4656.1392 | 7097.685 | 174.2691 | 1102.2435 | 5959.008 | 3727.0188 | 0 | 2025-01-01
2025-01-11 | 3061.3505 | 51.8666 | 4.1869 | 1210.8991 | 1606.4738 | 187.9241 | 316.3069 | 529.2849 | 365.3072 | 32.5651 | 380.8331 | 493.5409 | 8.6767 | 113.3897 | 406.2739 | 171.1945 | 0 | 3909.2116 | 51.8666 | 4.1869 | 1211.6142 | 2394.3737 | 187.9865 | 59.1837 | 316.3069 | 529.2849 | 366.0223 | 57.1426 | 478.3976 | 732.3699 | 17.9054 | 113.3897 | 612.14 | 383.0285 | 0 | 26000.6613 | 500.8353 | -11825.8512 | 11565.4564 | 23292.7855 | 1891.4131 | 576.0221 | 3063.2811 | 4948.8667 | 3553.3086 | 556.1568 | 4656.1392 | 7114.1892 | 174.2691 | 1103.6779 | 5959.008 | 3729.3454 | 0 | 2025-01-01
2025-01-12 | 2610.9662 | 44.7908 | 3.6032 | 1036.2277 | 1192.9048 | 333.4398 | 262.5013 | 437.7896 | 335.9367 | 22.8423 | 300.5171 | 367.4738 | 5.622 | 90.1778 | 302.5259 | 103.7458 | 0 | 3445.8661 | 44.7908 | 3.6032 | 1037.0197 | 1977.6355 | 333.5693 | 49.2476 | 262.5013 | 437.7896 | 336.7287 | 47.5492 | 398.0816 | 606.7267 | 14.8993 | 90.1778 | 509.4755 | 310.7253 | 0 | 25453.7089 | 523.3834 | -14783.3543 | 12098.6591 | 23112.7227 | 3926.2759 | 576.0221 | 3068.4538 | 5094.9755 | 3935.2298 | 556.1568 | 4656.1392 | 7093.9625 | 174.2691 | 1048.3319 | 5959.008 | 3624.8551 | 0 | 2025-01-01
2025-01-13 | 3297.2499 | 59.8425 | 4.7977 | 1346.1519 | 1650.8121 | 235.6457 | 320.3862 | 603.5107 | 422.255 | 30.1408 | 383.9599 | 499.6003 | 8.181 | 111.2046 | 442.6236 | 175.1018 | 0 | 4149.6875 | 59.8425 | 4.7977 | 1346.9703 | 2442.7836 | 235.7228 | 59.5705 | 320.3862 | 603.5107 | 423.0734 | 50.47 | 481.5244 | 735.988 | 15.8145 | 111.2046 | 664.2116 | 383.5704 | 0 | 27942.1216 | 571.4473 | -11677.868 | 12621.0691 | 23514.9675 | 2336.4836 | 576.0221 | 3073.6267 | 5481.0125 | 4066.4299 | 463.464 | 4656.1392 | 7097.755 | 145.2242 | 1063.1533 | 6391.7363 | 3697.4953 | 0 | 2025-01-01
2025-01-14 | 3462.167 | 64.4849 | 5.1527 | 1421.0937 | 1735.103 | 236.3327 | 338.057 | 627.1606 | 455.8761 | 34.0733 | 411.4062 | 524.7618 | 9.016 | 120.8316 | 458.0095 | 177.0046 | 0 | 4397.2418 | 64.4849 | 5.1527 | 1421.9318 | 2606.3034 | 236.403 | 62.966 | 338.057 | 627.1606 | 456.7142 | 60.7945 | 508.9707 | 789.1149 | 19.0497 | 120.8316 | 700.7261 | 406.816 | 0 | 29431.5224 | 585.7462 | -10463.6847 | 12779.2325 | 23824.4846 | 2129.7217 | 576.0221 | 3078.7998 | 5536.131 | 4164.3017 | 556.1568 | 4656.1392 | 7219.535 | 174.2691 | 1105.3747 | 6391.7363 | 3721.2734 | 0 | 2025-01-01
2025-01-15 | 3874.4112 | 69.2169 | 5.5128 | 1523.4321 | 1961.7413 | 314.5082 | 371.4559 | 663.9617 | 488.0145 | 40.2644 | 460.7146 | 604.2065 | 10.9747 | 132.5442 | 493.1246 | 219.9124 | 0 | 4789.1581 | 69.2169 | 5.5128 | 1524.2494 | 2806.5189 | 314.5941 | 69.066 | 371.4559 | 663.9617 | 488.8318 | 66.6842 | 558.2791 | 865.5775 | 20.8952 | 132.5442 | 714.4214 | 448.1175 | 0 | 28844.6719 | 573.1377 | -10798.8775 | 12483.3497 | 23407.9654 | 2603.0746 | 576.0221 | 3083.9724 | 5338.4673 | 4060.91 | 556.1568 | 4656.1392 | 7219.535 | 174.2691 | 1105.44 | 5959.008 | 3737.4173 | 0 | 2025-01-01
2025-01-16 | 3867.3724 | 68.8276 | 5.4642 | 1510.4896 | 2042.948 | 239.6429 | 374.0496 | 652.8939 | 483.5461 | 42.7396 | 463.2432 | 600.5106 | 11.8854 | 133.1445 | 550.2821 | 241.1426 | 0 | 4722.8343 | 68.8276 | 5.4642 | 1511.2954 | 2828.157 | 239.7112 | 69.3789 | 374.0496 | 652.8939 | 484.3519 | 66.9862 | 560.8077 | 825.6919 | 20.9898 | 133.1445 | 769.5076 | 451.0292 | 0 | 29911.3746 | 566.6401 | -9056.5218 | 12294.7734 | 23459.8103 | 2070.6504 | 576.0221 | 3089.0734 | 5202.0335 | 4003.6666 | 556.1568 | 4656.1392 | 6856.1592 | 174.2691 | 1105.44 | 6366.1563 | 3745.4897 | 0 | 2025-01-01
2025-01-17 | 3178.8117 | 59.7633 | 4.8365 | 1317.1939 | 1593.2294 | 203.7886 | 344.6131 | 546.6827 | 425.8981 | 29.8038 | 421.917 | 480.3637 | 7.3348 | 123.0287 | 394.7903 | 135.991 | 0 | 4238.7256 | 59.7633 | 4.8365 | 1317.9643 | 2588.0462 | 203.849 | 64.2663 | 344.6131 | 546.6827 | 426.6685 | 62.0499 | 519.4815 | 793.9829 | 19.4431 | 123.0287 | 664.8897 | 405.1703 | 0 | 30645.8891 | 537.1466 | -7371.6674 | 11892.585 | 23178.9221 | 1832.8808 | 576.0221 | 3094.174 | 4970.5994 | 3827.8117 | 556.1568 | 4656.1392 | 7119.2459 | 174.2691 | 1102.1121 | 5959.008 | 3611.9911 | 0 | 2025-01-01
2025-01-18 | 3021.7689 | 51.8494 | 4.2776 | 1168.4918 | 1629.6256 | 167.5246 | 319.7 | 480.6133 | 368.1785 | 32.3719 | 383.193 | 489.8635 | 8.8059 | 113.8635 | 418.6202 | 182.9075 | 0 | 3826.4141 | 51.8494 | 4.2776 | 1169.2116 | 2374.0216 | 167.5782 | 59.4757 | 319.7 | 480.6133 | 368.8983 | 53.8949 | 480.7575 | 707.9225 | 16.8877 | 113.8635 | 615.2903 | 385.4052 | 0 | 28887.5158 | 502.9285 | -8160.4085 | 11367.5342 | 22975.0324 | 1626.4072 | 576.0221 | 3099.2746 | 4691.6426 | 3576.617 | 509.8104 | 4656.1392 | 6856.1592 | 159.7467 | 1102.5033 | 5959.008 | 3731.6656 | 0 | 2025-01-01
2025-01-19 | 2459.025 | 43.0263 | 3.5509 | 1001.2082 | 1209.2566 | 201.9829 | 265.616 | 411.1377 | 324.4545 | 20.7479 | 299.8351 | 378.3858 | 4.247 | 80.3561 | 311.7698 | 113.915 | 0 | 3252.7004 | 43.0263 | 3.5509 | 1001.9725 | 1952.9276 | 202.0598 | 49.1633 | 265.616 | 411.1377 | 325.2188 | 40.3309 | 397.3996 | 605.7954 | 9.3943 | 80.3561 | 508.6061 | 311.0452 | 0 | 29545.3045 | 502.1387 | -8304.9877 | 11624.692 | 22815.5382 | 2331.9012 | 576.0221 | 3104.3756 | 4722.7931 | 3797.5233 | 463.464 | 4656.1392 | 7090.1 | 101.657 | 915.44 | 5959.008 | 3629.7299 | 0 | 2025-01-01
2025-01-20 | 3379.173 | 57.4127 | 4.7399 | 1283.8115 | 1776.0405 | 257.1684 | 332.517 | 540.2364 | 411.0581 | 36.5411 | 400.5951 | 536.9056 | 10.0229 | 117.8974 | 472.7651 | 201.3133 | 0 | 4199.277 | 57.4127 | 4.7399 | 1284.5868 | 2533.6616 | 257.2474 | 61.6285 | 332.517 | 540.2364 | 411.8334 | 59.5031 | 498.1596 | 759.9877 | 18.645 | 117.8974 | 680.3764 | 399.0924 | 0 | 31475.8993 | 537.6899 | -7792.3498 | 12063.4827 | 23693.7914 | 2397.263 | 576.0221 | 3111.8439 | 5099.3973 | 3852.2415 | 556.1568 | 4656.1392 | 7112.925 | 174.2691 | 1101.2647 | 6366.1563 | 3726.8802 | 0 | 2025-01-01
2025-01-21 | 3417.0794 | 59.0717 | 4.8786 | 1338.8645 | 1783.7617 | 230.5028 | 336.2638 | 580.2654 | 422.3352 | 36.641 | 401.452 | 538.7579 | 10.0541 | 118.2645 | 476.443 | 202.1492 | 0 | 4237.2221 | 59.0717 | 4.8786 | 1339.6563 | 2541.3073 | 230.5736 | 61.7345 | 336.2638 | 580.2654 | 423.127 | 59.6055 | 499.0165 | 761.2826 | 18.6771 | 118.2645 | 684.0761 | 400.3851 | 0 | 30321.4305 | 547.5881 | -8932.5331 | 12296.0928 | 23688.789 | 2145.4716 | 576.0221 | 3124.6082 | 5237.3221 | 3934.1624 | 556.1568 | 4656.1392 | 7097.755 | 174.2691 | 1103.2214 | 6366.1563 | 3735.0911 | 0 | 2025-01-01
2025-01-22 | 3586.3898 | 62.3156 | 5.1485 | 1447.8449 | 1790.2961 | 280.7847 | 379.872 | 623.9787 | 443.9941 | 34.5012 | 462.925 | 541.0484 | 8.1238 | 133.0689 | 445.4193 | 165.2096 | 0 | 4655.2635 | 62.3156 | 5.1485 | 1448.5851 | 2789.0139 | 280.8609 | 69.3395 | 379.872 | 623.9787 | 444.7344 | 66.9482 | 560.4895 | 855.4585 | 18.2768 | 133.0689 | 717.2011 | 437.5709 | 0 | 30579.5178 | 512.9419 | -7711.5029 | 11763.5407 | 23130.2251 | 2308.2909 | 576.0221 | 3137.3728 | 4948.2303 | 3677.9375 | 556.1568 | 4656.1392 | 7097.755 | 145.2242 | 1105.44 | 5959.008 | 3610.5019 | 0 | 2025-01-01
2025-01-23 | 2325.1649 | 43.6187 | 3.6051 | 1002.1557 | 1015.2852 | 260.5001 | 261.5562 | 427.5593 | 313.0402 | 16.1887 | 288.6414 | 302.6685 | 3.5881 | 73.5722 | 266.0524 | 64.574 | 0 | 3206.2603 | 43.6187 | 3.6051 | 1002.9158 | 1847.7384 | 260.6038 | 47.7785 | 261.5562 | 427.5593 | 313.8004 | 37.9284 | 386.2059 | 572.3823 | 11.2977 | 73.5722 | 525.7498 | 240.6023 | 0 | 29658.6888 | 525.0285 | -8381.002 | 12036.1033 | 21760.5334 | 3142.0036 | 576.0221 | 3150.1372 | 5109.1737 | 3776.7924 | 417.1176 | 4656.1392 | 6816.194 | 123.4406 | 804.5406 | 6315.3817 | 2627.7198 | 0 | 2025-01-01
2025-01-24 | 1107.3616 | 24.6189 | 2.0356 | 572.0668 | 391.0712 | 117.5691 | 154.6997 | 240.7452 | 176.6219 | 0 | 129.7701 | 140.7626 | 0 | 0 | 120.5386 | 0 | 0 | 1577.6284 | 24.6189 | 2.0356 | 572.7972 | 832.4058 | 117.6469 | 28.1241 | 154.6997 | 240.7452 | 177.3522 | 0 | 227.3346 | 317.7888 | 0 | 0 | 287.2824 | 0 | 0 | 29378.6479 | 504.708 | -2746.1448 | 11754.463 | 16930.9101 | 2358.6896 | 576.0221 | 3170.3723 | 4955.133 | 3628.9577 | 0 | 4656.1392 | 6413.7455 | 0 | 0 | 5861.0254 | 0 | 0 | 2025-01-01
2025-01-25 | 1356.7134 | 26.4745 | 2.1899 | 630.2907 | 558.6061 | 139.1522 | 180.3212 | 260.507 | 189.4624 | 0 | 165.8532 | 215.3237 | 0 | 0 | 177.4292 | 0 | 0 | 1828.0062 | 26.4745 | 2.1899 | 630.9671 | 996.5549 | 139.2317 | 32.588 | 180.3212 | 260.507 | 190.1389 | 0 | 263.4177 | 396.8594 | 0 | 0 | 336.2778 | 0 | 0 | 30314.1849 | 468.7193 | -1935.7815 | 11195.0355 | 17600.4469 | 2409.7427 | 576.0221 | 3190.6076 | 4643.4222 | 3361.0057 | 0 | 4656.1392 | 7003.2733 | 0 | 0 | 5941.0344 | 0 | 0 | 2025-01-01
2025-01-26 | 1942.2753 | 33.0569 | 2.7355 | 822.4436 | 838.237 | 245.8023 | 224.6884 | 345.7845 | 251.9707 | 11.4046 | 225.9548 | 293.9493 | 3.1472 | 0 | 241.3233 | 62.458 | 0 | 2520.8225 | 33.0569 | 2.7355 | 823.1685 | 1375.9217 | 245.9166 | 40.0233 | 224.6884 | 345.7845 | 252.6956 | 18.2655 | 323.5193 | 492.2219 | 5.7234 | 0 | 413.5151 | 122.6766 | 0 | 34003.4387 | 470.4613 | -1176.9328 | 11516.2436 | 19154.2415 | 3463.403 | 576.0221 | 3210.843 | 4703.531 | 3601.8697 | 185.3856 | 4656.1392 | 7059.959 | 58.0897 | 0 | 5950.3111 | 1244.3568 | 0 | 2025-01-01
2025-01-27 | 3714.5935 | 55.6747 | 4.609 | 1356.6845 | 1849.4294 | 448.1958 | 355.7098 | 602.4815 | 398.4932 | 39.0888 | 409.2165 | 567.0643 | 10.9156 | 96.1593 | 505.1229 | 221.8621 | 0 | 4493.9622 | 55.6747 | 4.609 | 1357.4157 | 2565.237 | 448.3306 | 62.6951 | 355.7098 | 602.4815 | 399.2244 | 60.5329 | 506.781 | 775.3997 | 18.9677 | 96.1593 | 699.9065 | 407.4899 | 0 | 36153.7848 | 502.4168 | -4423.8807 | 11934.171 | 23477.9688 | 4087.0868 | 576.0221 | 3231.0783 | 5069.9706 | 3633.1221 | 556.1568 | 4656.1392 | 7112.925 | 174.2691 | 841.2527 | 6391.7363 | 3745.4897 | 0 | 2025-01-01
2025-01-28 | 2785.5728 | 43.192 | 3.5772 | 1039.7965 | 1280.6177 | 418.3894 | 282.7633 | 444.9887 | 312.0445 | 25.1384 | 306.6748 | 390.7038 | 6.4385 | 85.3653 | 342.9988 | 123.2981 | 0 | 3595.31 | 43.192 | 3.5772 | 1040.5195 | 2039.4637 | 418.5482 | 50.0094 | 282.7633 | 444.9887 | 312.7676 | 48.2847 | 404.2393 | 614.7953 | 15.1298 | 85.3653 | 551.9534 | 319.6959 | 0 | 34310.0309 | 496.1385 | -6947.8826 | 11897.9905 | 23471.6563 | 4816.106 | 576.0221 | 3251.3134 | 5054.2138 | 3592.4634 | 556.1568 | 4656.1392 | 7092.6984 | 174.2691 | 963.342 | 6357.6297 | 3671.4212 | 0 | 2025-01-01
2025-01-29 | 2838.7004 | 47.6645 | 3.9494 | 1160.4948 | 1327.0882 | 299.5035 | 306.52 | 509.2245 | 344.7503 | 23.9827 | 336.0986 | 403.0017 | 5.5594 | 99.8768 | 347.5826 | 110.9864 | 0 | 3764.0939 | 47.6645 | 3.9494 | 1161.2362 | 2197.9874 | 299.607 | 53.6495 | 306.52 | 509.2245 | 345.4916 | 50.0376 | 433.6631 | 671.3149 | 14.4922 | 99.8768 | 592.454 | 336.1488 | 0 | 32784.2243 | 506.9882 | -7143.4351 | 12169.9567 | 23537.1616 | 3137.5308 | 576.0221 | 3271.5487 | 5214.685 | 3683.7229 | 532.9836 | 4656.1392 | 7204.0742 | 152.4855 | 1063.2157 | 6344.8397 | 3583.4237 | 0 | 2025-01-01
2025-01-30 | 2234.4653 | 37.1903 | 3.0829 | 932.435 | 1061.2155 | 200.5415 | 267.8103 | 396.5724 | 268.0522 | 16.6455 | 279.7061 | 335.6557 | 4.4514 | 45.7572 | 284.0271 | 94.9724 | 0 | 3022.4675 | 37.1903 | 3.0829 | 933.0989 | 1801.7975 | 200.6248 | 46.673 | 267.8103 | 396.5724 | 268.7161 | 33.4571 | 377.2706 | 556.679 | 11.878 | 45.7572 | 482.8268 | 293.9288 | 0 | 30994.7579 | 456.045 | -6026.5761 | 11327.2956 | 22136.8638 | 2525.1075 | 576.0221 | 3291.784 | 4736.8506 | 3298.6609 | 393.9444 | 4656.1392 | 6871.3992 | 145.2242 | 505.4206 | 5959.008 | 3605.7282 | 0 | 2025-01-01
2025-01-31 | 1814.3445 | 27.6963 | 2.297 | 682.5199 | 898.708 | 203.1233 | 193.8935 | 287.6076 | 201.0188 | 19.851 | 172.7046 | 307.691 | 5.806 | 0 | 270.9228 | 121.7326 | 0 | 2262.5598 | 27.6963 | 2.297 | 683.2202 | 1312.6729 | 203.2378 | 33.4356 | 193.8935 | 287.6076 | 201.719 | 29.9073 | 270.2691 | 415.1069 | 9.7537 | 0 | 370.5708 | 217.065 | 0 | 31011.789 | 478.4431 | -7981.9762 | 11844.6298 | 22621.8804 | 3472.7898 | 576.0221 | 3346.0327 | 5019.2432 | 3479.3539 | 509.8104 | 4656.1392 | 7158.575 | 167.0079 | 0 | 6391.7363 | 3738.6115 | 0 | 2025-01-01
2025-02-01 | 1390.1791 | 24.6932 | 2.0473 | 652.8511 | 425.1784 | 285.4091 | 217.8102 | 259.3196 | 175.7213 | 0 | 205.1505 | 220.0279 | 0 | 0 | 0 | 0 | 0 | 1684.6827 | 24.6932 | 2.0473 | 653.3956 | 680.8656 | 285.5532 | 38.1277 | 217.8102 | 259.3196 | 176.2658 | 0 | 302.5309 | 378.3348 | 0 | 0 | 0 | 0 | 0 | 27256.2487 | 379.3203 | 1491.3652 | 10026.5004 | 10403.1089 | 4370.1763 | 585.7776 | 3346.0327 | 3974.9402 | 2705.5275 | 0 | 4647.3517 | 5755.7572 | 0 | 0 | 0 | 0 | 0 | 2025-02-01
2025-02-02 | 1093.6985 | 22.1767 | 1.8423 | 581.8333 | 222.9976 | 264.8486 | 192.0056 | 218.3304 | 171.4973 | 0 | 170.1519 | 52.8457 | 0 | 0 | 0 | 0 | 0 | 1269.4816 | 22.1767 | 1.8423 | 582.4425 | 364.3028 | 264.9985 | 33.7188 | 192.0056 | 218.3304 | 172.1065 | 0 | 267.4693 | 96.8335 | 0 | 0 | 0 | 0 | 0 | 28012.9178 | 390.7795 | 6010.7678 | 10483.8055 | 5995.5389 | 4546.2485 | 585.7776 | 3365.2599 | 4091.8168 | 3026.7288 | 0 | 4644.3471 | 1351.1918 | 0 | 0 | 0 | 0 | 0 | 2025-02-01
2025-02-03 | 1110.1712 | 24.1005 | 2.0062 | 618.7716 | 291.992 | 173.301 | 182.8977 | 262.5188 | 173.3551 | 0 | 152.3938 | 76.6506 | 0 | 0 | 62.9477 | 0 | 0 | 1340.3809 | 24.1005 | 2.0062 | 619.4196 | 490.0013 | 173.4068 | 31.4467 | 182.8977 | 262.5188 | 174.0031 | 0 | 249.9583 | 130.5624 | 0 | 0 | 109.4805 | 0 | 0 | 29383.9236 | 444.2033 | 5603.884 | 11251.5883 | 8290.6356 | 3207.8347 | 585.7776 | 3384.4869 | 4647.4601 | 3219.6413 | 0 | 4656.1392 | 1984.0315 | 0 | 0 | 1650.4649 | 0 | 0 | 2025-02-01
2025-02-04 | 1387.9942 | 26.5068 | 2.2111 | 668.9221 | 507.1079 | 183.2463 | 200.2659 | 276.3608 | 192.2953 | 0 | 176.5131 | 177.0333 | 0 | 0 | 153.5614 | 0 | 0 | 1949.0493 | 26.5068 | 2.2111 | 669.5814 | 1032.9191 | 183.3498 | 34.481 | 200.2659 | 276.3608 | 192.9547 | 0 | 274.0776 | 397.8097 | 0 | 0 | 361.0317 | 0 | 0 | 29812.8713 | 450.6311 | -3255.6734 | 11390.6322 | 17503.8944 | 3137.6094 | 585.7776 | 3403.7141 | 4710.7888 | 3276.1293 | 0 | 4656.1392 | 6730.2424 | 0 | 0 | 6117.5128 | 0 | 0 | 2025-02-01
2025-02-05 | 1404.1608 | 28.7016 | 2.3993 | 737.0894 | 442.8537 | 193.1168 | 218.5829 | 310.2596 | 208.247 | 0 | 198.5857 | 125.4112 | 0 | 0 | 118.8569 | 0 | 0 | 2016.4026 | 28.7016 | 2.3993 | 737.7466 | 1017.0806 | 193.2166 | 37.2579 | 218.5829 | 310.2596 | 208.9042 | 0 | 296.1502 | 352.936 | 0 | 0 | 367.9944 | 0 | 0 | 29333.886 | 448.3712 | -1861.1491 | 11371.4239 | 15764.5629 | 3024.8995 | 585.7776 | 3422.9411 | 4683.1429 | 3265.3399 | 0 | 4656.1392 | 5386.5315 | 0 | 0 | 5721.8922 | 0 | 0 | 2025-02-01
2025-02-06 | 1576.3276 | 32.1758 | 2.6957 | 822.14 | 461.6574 | 257.6588 | 244.1591 | 343.137 | 234.8438 | 0 | 232.0171 | 123.6754 | 0 | 0 | 105.9649 | 0 | 0 | 2250.938 | 32.1758 | 2.6957 | 822.8059 | 1094.0182 | 257.7785 | 41.4639 | 244.1591 | 343.137 | 235.5098 | 0 | 329.5816 | 388.9853 | 0 | 0 | 375.4513 | 0 | 0 | 29794.8626 | 453.0396 | -1586.0229 | 11478.6482 | 15232.1396 | 3631.2805 | 585.7776 | 3442.1682 | 4727.7129 | 3308.7671 | 0 | 4656.1392 | 5356.3251 | 0 | 0 | 5219.6753 | 0 | 0 | 2025-02-01
2025-02-07 | 2078.6706 | 29.5744 | 2.4834 | 761.0638 | 1065.6689 | 219.8801 | 239.4955 | 306.3077 | 215.2606 | 23.4285 | 224.9782 | 344.9773 | 6.7715 | 22.6776 | 307.6217 | 135.2142 | 0 | 2628.782 | 29.5744 | 2.4834 | 761.691 | 1574.47 | 219.9849 | 40.5783 | 239.4955 | 306.3077 | 215.8878 | 36.9398 | 322.5427 | 485.12 | 12.0721 | 22.6776 | 438.6859 | 256.432 | 0 | 29081.268 | 427.5264 | -8823.041 | 11034.1938 | 22680.2081 | 3176.6031 | 585.7776 | 3460.2901 | 4457.3898 | 3116.5139 | 533.2524 | 4656.1392 | 6999.1866 | 174.2691 | 289.4324 | 6334.5713 | 3693.357 | 0 | 2025-02-01
2025-02-08 | 2466.5824 | 33.0659 | 2.7831 | 853.3268 | 1362.3559 | 215.0508 | 267.9889 | 342.2342 | 243.1037 | 29.5275 | 261.2119 | 419.1006 | 8.8898 | 81.8568 | 379.4068 | 182.3625 | 0 | 2952.6899 | 33.0659 | 2.7831 | 853.9629 | 1802.5585 | 215.1408 | 45.1787 | 267.9889 | 342.2342 | 243.7399 | 41.1277 | 358.5922 | 533.1644 | 13.4407 | 81.8568 | 488.2929 | 286.0837 | 0 | 27699.0526 | 429.4694 | -10500.1692 | 11112.8089 | 23344.1461 | 2727.0197 | 585.7776 | 3478.4116 | 4473.4181 | 3160.9793 | 533.2524 | 4647.3517 | 6908.7715 | 174.2691 | 1051.024 | 6327.2892 | 3702.1882 | 0 | 2025-02-01
2025-02-09 | 2405.2426 | 34.0693 | 2.868 | 873.4374 | 1324.1989 | 170.6691 | 268.4992 | 336.4757 | 268.4624 | 29.5314 | 261.1251 | 426.5833 | 8.8927 | 41.1599 | 374.4735 | 182.4328 | 0 | 2892.3332 | 34.0693 | 2.868 | 874.144 | 1765.3568 | 170.7378 | 45.1573 | 268.4992 | 336.4757 | 269.169 | 41.1081 | 358.5637 | 542.8856 | 13.4343 | 41.1599 | 482.2381 | 285.9671 | 0 | 27426.8315 | 444.7399 | -10093.4622 | 11571.4942 | 22832.8962 | 2085.3858 | 585.7776 | 3496.5331 | 4564.2918 | 3510.6694 | 533.2524 | 4650.1267 | 7031.4356 | 174.2691 | 457.9167 | 6282.8818 | 3703.0139 | 0 | 2025-02-01
2025-02-10 | 1519.18 | 23.7728 | 2.0015 | 603.129 | 761.6021 | 128.6746 | 190.5422 | 236.8965 | 175.6902 | 17.3104 | 155.6759 | 266.3347 | 4.8912 | 0 | 220.536 | 96.8541 | 0 | 1989.0407 | 23.7728 | 2.0015 | 603.7817 | 1198.8726 | 128.7525 | 31.8596 | 190.5422 | 236.8965 | 176.3429 | 29.0028 | 253.2404 | 384.2534 | 9.4782 | 0 | 321.9748 | 200.923 | 0 | 28591.272 | 439.3805 | -8089.5577 | 11267.2667 | 22026.8678 | 2361.5371 | 585.7776 | 3514.6546 | 4509.4453 | 3243.1668 | 533.2524 | 4656.1392 | 7060.3942 | 174.2691 | 0 | 5917.5032 | 3685.3097 | 0 | 2025-02-01
2025-02-11 | 2353.7463 | 30.9391 | 2.6053 | 823.1996 | 1302.1116 | 194.8906 | 264.917 | 332.5201 | 225.7625 | 28.5408 | 250.3558 | 410.6149 | 8.5867 | 59.1243 | 368.5385 | 176.3507 | 0 | 2832.1967 | 30.9391 | 2.6053 | 823.8079 | 1736.0963 | 194.9771 | 43.771 | 264.917 | 332.5201 | 226.3708 | 39.8462 | 347.9203 | 523.7372 | 13.0219 | 59.1243 | 474.5347 | 277.9117 | 0 | 29993.9078 | 411.1828 | -7595.1812 | 10806.183 | 23164.4037 | 2621.542 | 585.7776 | 3530.1347 | 4253.7128 | 3022.3355 | 533.2524 | 4656.1392 | 7016.576 | 174.2691 | 735.654 | 6328.924 | 3719.5891 | 0 | 2025-02-01
2025-02-12 | 2535.1945 | 31.9976 | 2.6949 | 860.0533 | 1447.0725 | 193.3762 | 290.94 | 334.9443 | 234.169 | 31.7519 | 284.7414 | 452.0387 | 9.5885 | 89.8691 | 381.6953 | 197.3876 | 0 | 3029.828 | 31.9976 | 2.6949 | 860.6275 | 1892.9579 | 193.4531 | 48.097 | 290.94 | 334.9443 | 234.7432 | 43.7842 | 382.3059 | 571.164 | 14.3089 | 89.8691 | 486.1172 | 305.4086 | 0 | 30096.4629 | 389.505 | -6718.2698 | 10456.5866 | 23049.8106 | 2333.0529 | 585.7776 | 3542.2789 | 4061.497 | 2852.8107 | 533.2524 | 4656.1392 | 6955.856 | 174.2691 | 1093.3123 | 5919.804 | 3717.1776 | 0 | 2025-02-01
2025-02-13 | 2710.5645 | 34.5364 | 2.9092 | 926.8905 | 1452.5615 | 293.6669 | 305.8415 | 367.9094 | 253.1397 | 30.8455 | 302.5042 | 452.207 | 9.0996 | 94.1308 | 378.7145 | 185.06 | 0 | 3293.5771 | 34.5364 | 2.9092 | 927.4834 | 1984.5374 | 293.7791 | 50.3317 | 305.8415 | 367.9094 | 253.7325 | 45.8186 | 400.0687 | 601.5336 | 14.9737 | 94.1308 | 508.658 | 319.3541 | 0 | 30052.9618 | 401.0206 | -8138.0713 | 10714.8692 | 23088.828 | 3400.5375 | 585.7776 | 3554.4232 | 4214.7211 | 2945.7249 | 533.2524 | 4656.1392 | 6997.566 | 174.2691 | 1094.1609 | 5919.804 | 3713.6364 | 0 | 2025-02-01
2025-02-14 | 1851.7344 | 26.0902 | 2.1981 | 704.5688 | 979.3781 | 139.4992 | 241.8399 | 271.4889 | 191.24 | 19.616 | 218.914 | 319.2937 | 5.489 | 32.3481 | 269.2147 | 114.5027 | 0 | 2430.8206 | 26.0902 | 2.1981 | 705.137 | 1518.0121 | 139.5677 | 39.8154 | 241.8399 | 271.4889 | 191.8082 | 33.6842 | 316.4785 | 470.8297 | 11.0081 | 32.3481 | 402.382 | 251.2816 | 0 | 28702.2602 | 385.3404 | -7083.2539 | 10471.9431 | 22265.8439 | 2076.6091 | 585.7776 | 3566.568 | 4081.9238 | 2823.4513 | 488.8147 | 4656.1392 | 6938.9746 | 159.7467 | 413.3193 | 5918.6536 | 3690.1958 | 0 | 2025-02-01
2025-02-15 | 1255.6688 | 18.8739 | 1.5904 | 520.7105 | 549.4689 | 165.0251 | 184.9047 | 198.101 | 137.7048 | 3.5106 | 143.1986 | 199.2996 | 0 | 0 | 171.1595 | 32.3006 | 0 | 1722.832 | 18.8739 | 1.5904 | 521.2479 | 985.6647 | 165.1293 | 30.3258 | 184.9047 | 198.101 | 138.2422 | 6.7267 | 240.5111 | 343.8834 | 0 | 0 | 304.0401 | 90.5033 | 0 | 26630.2058 | 365.7491 | -6420.6852 | 10153.7432 | 18786.2537 | 3159.3674 | 585.7776 | 3578.7735 | 3904.9115 | 2670.0583 | 111.0943 | 4644.1142 | 6628.1433 | 0 | 0 | 5862.8583 | 1540.0437 | 0 | 2025-02-01
2025-02-16 | 798.3483 | 14.1476 | 1.1923 | 387.1673 | 284.9728 | 110.8682 | 134.9612 | 140.4093 | 111.7969 | 0 | 79.181 | 141.4188 | 0 | 0 | 64.3731 | 0 | 0 | 1053.3139 | 14.1476 | 1.1923 | 387.7718 | 516.9866 | 110.9672 | 22.2484 | 134.9612 | 140.4093 | 112.4013 | 0 | 176.0768 | 243.1813 | 0 | 0 | 97.7286 | 0 | 0 | 27579.5912 | 378.9067 | 161.2397 | 10671.3984 | 12782.7381 | 2999.5308 | 585.7776 | 3590.9787 | 4077.1572 | 3003.2625 | 0 | 4624.2271 | 6182.1602 | 0 | 0 | 1976.3508 | 0 | 0 | 2025-02-01
2025-02-17 | 1333.5847 | 21.4711 | 1.8099 | 588.2728 | 534.6136 | 187.4173 | 181.3822 | 249.7672 | 157.1234 | 5.8437 | 134.5905 | 202.9343 | 1.7119 | 0 | 155.7724 | 33.7607 | 0 | 1741.1634 | 21.4711 | 1.8099 | 588.9055 | 912.223 | 187.545 | 29.209 | 181.3822 | 249.7672 | 157.7561 | 8.8635 | 232.1357 | 344.788 | 2.8966 | 0 | 262.1621 | 61.3771 | 0 | 28096.1861 | 425.0627 | -5522.0912 | 11362.0109 | 17375.2102 | 3870.2159 | 585.7776 | 3608.4845 | 4609.6213 | 3143.905 | 111.0943 | 4655.2142 | 6876.2889 | 36.3061 | 0 | 4929.525 | 766.7818 | 0 | 2025-02-01
2025-02-18 | 1549.2447 | 25.1637 | 2.1215 | 676.2507 | 696.661 | 149.0478 | 214.1848 | 276.3805 | 185.6854 | 8.3122 | 177.3157 | 242.9569 | 2.3437 | 19.6166 | 200.5004 | 45.6155 | 0 | 2058.8915 | 25.1637 | 2.1215 | 676.8851 | 1171.0037 | 149.1348 | 34.5827 | 214.1848 | 276.3805 | 186.3198 | 14.0033 | 274.8754 | 412.5109 | 4.5763 | 19.6166 | 347.9878 | 97.4334 | 0 | 30087.1384 | 425.862 | -4209.8249 | 11432.5881 | 19216.8466 | 2635.8891 | 585.7776 | 3625.99 | 4654.338 | 3152.2601 | 177.7508 | 4655.908 | 6959.0222 | 58.0897 | 243.4658 | 5887.5923 | 1235.0178 | 0 | 2025-02-01
2025-02-19 | 3867.3823 | 44.9013 | 3.7861 | 1252.3164 | 2062.1163 | 504.2622 | 403.5888 | 519.6299 | 329.0977 | 43.8905 | 415.2361 | 629.2188 | 13.3715 | 121.3005 | 562.2733 | 276.8255 | 0 | 4474.2674 | 44.9013 | 3.7861 | 1252.9162 | 2603.7383 | 504.4114 | 64.5142 | 403.5888 | 519.6299 | 329.6975 | 58.7294 | 512.8006 | 779.2636 | 19.193 | 121.3005 | 702.0455 | 410.4056 | 0 | 34683.5909 | 403.9413 | -5525.8451 | 11072.8444 | 23623.8977 | 4522.9749 | 585.7776 | 3643.4952 | 4449.1204 | 2980.2288 | 533.2524 | 4656.1392 | 7077.256 | 174.2691 | 1101.2063 | 6354.494 | 3727.2807 | 0 | 2025-02-01
2025-02-20 | 4226.6239 | 51.2246 | 4.3201 | 1423.1479 | 2243.8846 | 504.0468 | 466.2292 | 579.7235 | 377.1952 | 47.0336 | 494.2293 | 689.7573 | 14.012 | 140.1126 | 572.3717 | 286.3682 | 0 | 5004.2448 | 51.2246 | 4.3201 | 1423.7446 | 2946.3261 | 504.1773 | 74.4521 | 466.2292 | 579.7235 | 377.7919 | 67.7762 | 591.7938 | 899.498 | 22.1495 | 140.1126 | 752.3859 | 472.6101 | 0 | 37124.2692 | 401.7529 | -2085.1985 | 11085.1272 | 23180.6714 | 3956.1386 | 585.7776 | 3661.001 | 4459.3535 | 2964.7727 | 533.2524 | 4656.1392 | 7077.256 | 174.2691 | 1102.3152 | 5919.804 | 3717.6355 | 0 | 2025-02-01
2025-02-21 | 5771.328 | 68.201 | 5.7528 | 1890.5692 | 3164.6698 | 642.1353 | 605.7467 | 781.5191 | 503.3034 | 67.1041 | 667.1742 | 948.1505 | 20.5884 | 181.1879 | 852.176 | 428.2887 | 0 | 6576.7461 | 68.201 | 5.7528 | 1891.1851 | 3873.1332 | 642.264 | 96.2099 | 605.7467 | 781.5191 | 503.9193 | 87.583 | 764.7387 | 1153.0638 | 28.6225 | 181.1879 | 1045.0732 | 612.8641 | 0 | 35029.7014 | 413.5098 | -4806.0555 | 11364.042 | 23569.6936 | 3902.734 | 585.7776 | 3678.5068 | 4625.3655 | 3060.1697 | 533.2524 | 4656.1392 | 7016.576 | 174.2691 | 1103.1638 | 6354.494 | 3731.799 | 0 | 2025-02-01
2025-02-22 | 4768.6515 | 51.8242 | 4.3721 | 1456.5285 | 2541.1517 | 714.775 | 504.3601 | 569.114 | 383.0545 | 55.1171 | 539.4908 | 776.9357 | 16.8427 | 150.4937 | 653.7101 | 348.5616 | 0 | 5463.9245 | 51.8242 | 4.3721 | 1457.0919 | 3155.5267 | 714.9473 | 80.1623 | 504.3601 | 569.114 | 383.6178 | 72.9744 | 637.0213 | 954.5766 | 23.8483 | 150.4937 | 808.2006 | 508.4118 | 0 | 31384.5677 | 380.4262 | -8629.4903 | 10783.1417 | 23040.9747 | 5223.7377 | 585.7776 | 3696.0123 | 4288.1351 | 2798.9943 | 533.2524 | 4654.5205 | 6976.1189 | 174.2691 | 1098.4659 | 5897.9461 | 3706.4019 | 0 | 2025-02-01
2025-02-23 | 2883.156 | 34.0385 | 2.8722 | 962.2124 | 1397.5664 | 486.4665 | 323.7361 | 367.8738 | 270.6025 | 26.6651 | 310.0354 | 436.7303 | 8.2369 | 90.8528 | 362.0829 | 162.963 | 0 | 3547.1369 | 34.0385 | 2.8722 | 962.8397 | 2009.42 | 486.6466 | 51.3198 | 323.7361 | 367.8738 | 271.2299 | 41.5998 | 407.4157 | 616.0228 | 15.2677 | 90.8528 | 516.7717 | 321.4895 | 0 | 29912.3005 | 391.6192 | -10600.4688 | 11278.9119 | 22798.8704 | 5457.5903 | 585.7776 | 3713.5176 | 4448.2626 | 3117.1317 | 444.377 | 4647.3517 | 7004.8788 | 174.2691 | 1004.9255 | 5881.8402 | 3641.2281 | 0 | 2025-02-01
2025-02-24 | 4513.8309 | 56.4148 | 4.7611 | 1584.3347 | 2498.7033 | 369.617 | 494.9314 | 672.658 | 416.7452 | 52.7844 | 516.7676 | 755.8893 | 16.099 | 145.5174 | 677.8162 | 333.8294 | 0 | 5216.245 | 56.4148 | 4.7611 | 1584.9685 | 3123.1021 | 369.7109 | 77.2876 | 494.9314 | 672.658 | 417.379 | 70.3574 | 614.3321 | 933.5804 | 22.9931 | 145.5174 | 844.1076 | 492.2141 | 0 | 30497.1129 | 423.9133 | -8746.3349 | 11732.0883 | 23655.6829 | 2845.9858 | 585.7776 | 3731.0234 | 4852.0192 | 3149.0457 | 533.2524 | 4656.1392 | 7077.256 | 174.2691 | 1102.9031 | 6380.064 | 3731.799 | 0 | 2025-02-01
2025-02-25 | 3712.4585 | 47.6419 | 4.0214 | 1331.6763 | 2021.2674 | 307.8516 | 420.3195 | 558.1909 | 353.1659 | 42.1095 | 423.7514 | 614.4355 | 12.609 | 123.311 | 546.7318 | 258.3191 | 0 | 4402.375 | 47.6419 | 4.0214 | 1332.3114 | 2644.8734 | 307.9414 | 65.5855 | 420.3195 | 558.1909 | 353.801 | 59.7046 | 521.3159 | 792.3491 | 19.5117 | 123.311 | 712.4008 | 416.2802 | 0 | 30206.0652 | 424.5073 | -8936.2537 | 11800.3765 | 23611.6638 | 2719.9938 | 585.7776 | 3748.5289 | 4895.9913 | 3155.8563 | 533.2524 | 4656.1392 | 7077.256 | 174.2691 | 1101.2063 | 6352.3632 | 3717.1776 | 0 | 2025-02-01
2025-02-26 | 3152.4016 | 40.7069 | 3.4366 | 1143.0111 | 1588.8259 | 376.4211 | 370.3854 | 469.3497 | 303.276 | 32.1235 | 360.7694 | 490.0348 | 9.1639 | 107.9705 | 405.9923 | 182.7716 | 0 | 3899.6765 | 40.7069 | 3.4366 | 1143.63 | 2277.6949 | 376.5462 | 57.6619 | 370.3854 | 469.3497 | 303.8949 | 52.4915 | 458.3339 | 695.3301 | 17.1544 | 107.9705 | 582.6538 | 363.7607 | 0 | 30967.3977 | 414.1228 | -8589.4391 | 11653.8354 | 23109.8147 | 3793.2863 | 585.7776 | 3766.0347 | 4812.6641 | 3075.1366 | 533.2524 | 4656.1392 | 7056.4289 | 174.2691 | 1094.6802 | 5915.7775 | 3679.2673 | 0 | 2025-02-01
2025-02-27 | 3455.2194 | 44.4403 | 3.7525 | 1293.4915 | 1721.3492 | 392.186 | 416.5403 | 549.5953 | 327.3558 | 33.0855 | 411.7969 | 509.5184 | 9.1585 | 120.3509 | 460.0484 | 177.3907 | 0 | 4364.766 | 44.4403 | 3.7525 | 1294.0916 | 2566.0975 | 392.3027 | 64.0815 | 416.5403 | 549.5953 | 327.9559 | 58.3355 | 509.3614 | 758.6898 | 19.0643 | 120.3509 | 697.9806 | 402.315 | 0 | 30537.4726 | 402.1477 | -8882.8167 | 11474.2332 | 23420.3004 | 3537.8303 | 585.7776 | 3783.5401 | 4709.0594 | 2981.6337 | 533.2524 | 4656.1392 | 6935.0289 | 174.2691 | 1099.5091 | 6355.1344 | 3666.9673 | 0 | 2025-02-01
2025-02-28 | 3071.092 | 45.8988 | 3.8763 | 1315.2812 | 1283.4368 | 422.599 | 413.0274 | 561.2702 | 340.9836 | 15.9424 | 406.6455 | 366.2637 | 3.9325 | 118.8205 | 317.3617 | 54.4704 | 0 | 4104.4985 | 45.8988 | 3.8763 | 1315.9127 | 2252.6478 | 422.7294 | 63.4334 | 413.0274 | 561.2702 | 341.6152 | 35.4455 | 504.2101 | 742.5197 | 11.5837 | 118.8205 | 670.4627 | 169.6056 | 0 | 29200.6595 | 421.4813 | -7864.0435 | 11911.5796 | 20192.9167 | 3952.9478 | 585.7776 | 3800.6786 | 4972.905 | 3137.9959 | 266.6262 | 4656.1392 | 6756.6171 | 87.1345 | 1094.1555 | 6110.3747 | 1221.8695 | 0 | 2025-02-01
2025-03-01 | 1771.9173 | 29.8993 | 9.6814 | 843.7548 | 649.1383 | 239.4435 | 254.1911 | 359.8236 | 229.7401 | 5.1106 | 211.5828 | 163.5172 | 0.45234 | 72.4213 | 170.5811 | 25.473 | 0 | 2471.1076 | 29.8993 | 9.6814 | 844.4469 | 1291.6674 | 239.5609 | 55.8517 | 254.1911 | 359.8236 | 230.4323 | 12.333 | 308.4359 | 351.5591 | 2.1207 | 72.4213 | 386.0899 | 158.7075 | 0 | 26602.1395 | 446.3882 | -9823.7438 | 12534.3345 | 19048.9133 | 3559.0353 | 837.2119 | 3800.6787 | 5294.517 | 3439.1389 | 151.667 | 4622.1898 | 5243.9004 | 29.0448 | 1085.0967 | 5775.8073 | 2141.2072 | 0 | 2025-03-01
2025-03-02 | 1854.9146 | 31.2524 | 10.1278 | 897.778 | 677.0545 | 238.7018 | 263.0576 | 378.0466 | 256.6738 | 4.632 | 219.4141 | 172.7273 | 0.35511 | 74.2453 | 180.5648 | 25.1157 | 0 | 2557.5999 | 31.2524 | 10.1278 | 898.5333 | 1321.6207 | 238.8135 | 57.2522 | 263.0576 | 378.0466 | 257.4291 | 13.6661 | 316.3448 | 362.0822 | 2.0246 | 74.2453 | 396.6816 | 156.5761 | 0 | 27429.1531 | 455.3797 | -9387.3368 | 13028.6515 | 19110.7375 | 3384.5092 | 837.2119 | 3838.1414 | 5437.7195 | 3752.7907 | 189.5838 | 4625.8898 | 5279.2007 | 29.0448 | 1085.2925 | 5790.639 | 2111.0869 | 0 | 2025-03-01
2025-03-03 | 1743.2322 | 30.6911 | 9.9541 | 864.0969 | 605.2182 | 233.2719 | 254.1257 | 372.7278 | 237.2433 | 5.3973 | 205.9669 | 154.5367 | 1.0157 | 71.1933 | 160.0394 | 7.0688 | 0 | 2526.2999 | 30.6911 | 9.9541 | 864.8266 | 1332.637 | 233.3902 | 54.801 | 254.1257 | 372.7278 | 237.9731 | 18.3143 | 302.946 | 350.3547 | 5.7045 | 71.1933 | 382.3641 | 201.7601 | 0 | 29559.8043 | 467.5714 | -8772.5671 | 13122.8537 | 20320.5107 | 3584.2237 | 837.2119 | 3875.6039 | 5621.2783 | 3625.9715 | 265.4173 | 4628.2022 | 5349.9291 | 79.8733 | 1087.6426 | 5840.7118 | 3068.7343 | 0 | 2025-03-01
2025-03-04 | 2027.0029 | 29.8658 | 9.6944 | 859.9642 | 877.8639 | 249.6146 | 259.7697 | 369.7122 | 230.4824 | 16.2155 | 209.0727 | 232.3675 | 5.115 | 71.9199 | 247.3263 | 95.847 | 0 | 2606.4522 | 29.8658 | 9.6944 | 860.6641 | 1401.1259 | 249.7393 | 55.3628 | 259.7697 | 369.7122 | 231.1822 | 30.0881 | 306.0518 | 355.6611 | 11.524 | 71.9199 | 386.7824 | 239.0985 | 0 | 28552.5187 | 448.8279 | -10516.2259 | 12823.2704 | 21180.7484 | 3778.686 | 837.2119 | 3913.0664 | 5432.8238 | 3477.3802 | 455.0011 | 4628.2022 | 5378.5355 | 174.2691 | 1087.5773 | 5849.2368 | 3607.9263 | 0 | 2025-03-01
2025-03-05 | 1815.359 | 27.6664 | 8.9881 | 812.6722 | 772.7152 | 193.3171 | 255.9605 | 343.5955 | 213.1162 | 13.1274 | 202.4606 | 203.0122 | 3.7397 | 70.3693 | 214.4641 | 65.5419 | 0 | 2464.5142 | 27.6664 | 8.9881 | 813.3342 | 1366.9434 | 193.4154 | 54.1667 | 255.9605 | 343.5955 | 213.7783 | 29.4381 | 299.4397 | 347.9735 | 11.275 | 70.3693 | 378.4284 | 230.0194 | 0 | 28707.9551 | 425.3892 | -9068.153 | 12417.2915 | 21117.0517 | 2979.1638 | 837.2119 | 3943.3416 | 5184.4876 | 3289.4623 | 455.0011 | 4628.2022 | 5378.5355 | 174.2691 | 1087.6426 | 5849.2368 | 3544.1644 | 0 | 2025-03-01
2025-03-06 | 1540.8621 | 26.4803 | 8.6101 | 784.6189 | 572.1088 | 149.0441 | 250.203 | 330.1105 | 204.3054 | 5.0936 | 194.7791 | 144.391 | 0.91267 | 68.5609 | 149.3265 | 9.0451 | 0 | 2288.7371 | 26.4803 | 8.6101 | 785.2702 | 1266.4783 | 149.1211 | 52.7772 | 250.203 | 330.1105 | 204.9567 | 15.9758 | 291.7582 | 335.6672 | 3.0074 | 68.5609 | 367.1276 | 184.3812 | 0 | 27406.3636 | 418.2357 | -8453.0735 | 12326.8149 | 19942.911 | 2334.2636 | 837.2119 | 3958.2494 | 5132.5011 | 3236.0644 | 227.5006 | 4628.2022 | 5314.6699 | 36.3061 | 1087.5773 | 5817.9785 | 2830.6764 | 0 | 2025-03-01
2025-03-07 | 1094.8957 | 19.9334 | 6.4869 | 589.6349 | 323.5473 | 155.2931 | 187.5643 | 247.8368 | 154.2338 | 0 | 121.2778 | 74.673 | 0 | 51.0273 | 76.5692 | 0 | 0 | 1587.3431 | 19.9334 | 6.4869 | 590.2937 | 775.7471 | 155.4008 | 39.4813 | 187.5643 | 247.8368 | 154.8926 | 0 | 218.2569 | 236.5755 | 0 | 51.0273 | 269.8873 | 0 | 0 | 28638.8014 | 421.9783 | -4689.679 | 12460.6105 | 16345.0178 | 3263.6619 | 837.2119 | 3973.1574 | 5214.3698 | 3273.0833 | 0 | 4628.2022 | 4949.3472 | 0 | 1080.3314 | 5687.1369 | 0 | 0 | 2025-03-01
2025-03-08 | 1319.4837 | 20.5062 | 6.6791 | 624.2771 | 552.5062 | 115.5152 | 205.3741 | 261.421 | 157.4819 | 6.1263 | 140.1516 | 152.0575 | 0.8989 | 55.4919 | 160.4084 | 37.3715 | 0 | 1832.4289 | 20.5062 | 6.6791 | 624.8955 | 1021.8273 | 115.5889 | 42.9319 | 205.3741 | 261.421 | 158.1004 | 12.4408 | 236.9563 | 273.4432 | 2.7553 | 55.4919 | 298.1671 | 142.5727 | 0 | 26544.5207 | 397.1996 | -8690.5263 | 12003.3413 | 19762.633 | 2234.6611 | 837.2119 | 3988.0654 | 4942.4193 | 3072.8567 | 208.5422 | 4619.8773 | 5329.0508 | 50.8285 | 1081.5746 | 5812.1806 | 2660.5791 | 0 | 2025-03-01
2025-03-09 | 1626.673 | 23.7246 | 7.7342 | 733.7626 | 707.9155 | 153.5361 | 235.103 | 301.6039 | 197.0557 | 10.4233 | 174.079 | 189.7055 | 3.7554 | 63.4414 | 201.2312 | 65.2796 | 0 | 2193.2359 | 23.7246 | 7.7342 | 734.4396 | 1224.6684 | 153.6214 | 49.0478 | 235.103 | 301.6039 | 197.7326 | 21.4832 | 271.0097 | 313.0718 | 10.2095 | 63.4414 | 341.0712 | 204.3815 | 0 | 24617.722 | 403.3473 | -12510.2957 | 12420.5645 | 20882.2969 | 2584.597 | 837.2119 | 4002.9734 | 5054.1113 | 3363.4799 | 360.2092 | 4625.8898 | 5341.8347 | 174.2691 | 1082.2253 | 5819.6377 | 3478.2311 | 0 | 2025-03-01
2025-03-10 | 1252.097 | 19.9656 | 6.5145 | 606.5425 | 483.0068 | 136.0675 | 192.3362 | 259.1284 | 155.0779 | 4.5273 | 123.976 | 132.9426 | 1.3349 | 51.8374 | 139.3342 | 29.0544 | 0 | 1790.6752 | 19.9656 | 6.5145 | 607.1931 | 980.8724 | 136.1601 | 39.9694 | 192.3362 | 259.1284 | 155.7285 | 10.3276 | 220.9551 | 256.4897 | 3.7465 | 51.8374 | 279.2606 | 158.2555 | 0 | 26081.9671 | 414.9359 | -10909.778 | 12481.8432 | 20450.2549 | 2807.4991 | 837.2119 | 4013.2673 | 5235.9713 | 3232.6046 | 189.5838 | 4628.2022 | 5370.552 | 65.3509 | 1085.6206 | 5848.6685 | 3262.2768 | 0 | 2025-03-01
2025-03-11 | 1291.115 | 20.9809 | 6.852 | 644.1931 | 438.569 | 180.52 | 209.5727 | 272.3339 | 162.2864 | 3.088 | 143.1933 | 115.5239 | 0 | 56.4379 | 118.8259 | 1.5 | 0 | 1885.3311 | 20.9809 | 6.852 | 644.8231 | 988.5944 | 180.6351 | 43.4456 | 209.5727 | 272.3339 | 162.9164 | 10.7351 | 240.1724 | 278.1647 | 0 | 56.4379 | 303.1559 | 99.9284 | 0 | 26981.202 | 401.9372 | -8980.6187 | 12261.4334 | 18971.8409 | 3489.3975 | 837.2119 | 4023.5613 | 5107.8834 | 3129.9887 | 189.5838 | 4628.2022 | 5361.9041 | 0 | 1087.5773 | 5842.9852 | 1861.5882 | 0 | 2025-03-01
2025-03-12 | 1118.5788 | 18.1853 | 5.9444 | 566.8433 | 397.2969 | 130.309 | 184.8202 | 241.43 | 140.5931 | 3.5436 | 113.7348 | 109.1163 | 0.60355 | 49.3792 | 113.2922 | 7.6273 | 0 | 1644.4087 | 18.1853 | 5.9444 | 567.4633 | 884.2949 | 130.4041 | 38.1168 | 184.8202 | 241.43 | 141.2132 | 9.2406 | 210.7139 | 243.1138 | 2.0657 | 49.3792 | 265.7113 | 104.0703 | 0 | 27715.2599 | 395.3438 | -7873.7855 | 12174.497 | 19297.8625 | 2884.1301 | 837.2119 | 4033.8552 | 5059.8838 | 3080.7581 | 170.6254 | 4628.2022 | 5335.1679 | 36.3061 | 1084.0523 | 5835.5968 | 2207.9118 | 0 | 2025-03-01
2025-03-13 | 1147.7436 | 17.6115 | 5.7621 | 546.2407 | 400.8237 | 177.3056 | 179.3045 | 229.157 | 137.7791 | 2.8726 | 108.2507 | 109.2063 | 0.81501 | 46.4141 | 113.5865 | 19.6784 | 0 | 1645.1217 | 17.6115 | 5.7621 | 546.8632 | 860.3164 | 177.4395 | 37.129 | 179.3045 | 229.157 | 138.4017 | 6.4838 | 205.0942 | 233.4718 | 2.4834 | 46.4141 | 256.6128 | 109.7563 | 0 | 27539.0133 | 396.0922 | -8927.6431 | 12236.7586 | 18936.3184 | 4060.2753 | 837.2119 | 4037.9284 | 5105.7673 | 3093.0629 | 113.7503 | 4621.7272 | 5194.8536 | 43.5673 | 1023.9618 | 5745.1045 | 2193.3538 | 0 | 2025-03-01
2025-03-14 | 1080.7359 | 15.8736 | 5.1983 | 504.8444 | 423.7919 | 131.0276 | 167.4905 | 213.6404 | 123.7135 | 4.9042 | 93.7227 | 120.7926 | 1.7131 | 42.4185 | 127.0376 | 33.2033 | 0 | 1540.9205 | 15.8736 | 5.1983 | 505.4433 | 848.7812 | 131.1297 | 34.4944 | 167.4905 | 213.6404 | 124.3124 | 10.0743 | 190.1979 | 218.0742 | 4.753 | 42.4185 | 238.2049 | 145.0584 | 0 | 25257.7456 | 381.3996 | -11311.297 | 11969.3198 | 20288.1775 | 3092.9338 | 837.2119 | 4042.0013 | 4951.7738 | 2975.5448 | 208.5422 | 4604.1523 | 5208.6689 | 101.657 | 988.0141 | 5713.1487 | 3463.9944 | 0 | 2025-03-01
2025-03-15 | 1065.15 | 13.9833 | 4.5836 | 452.6371 | 437.2899 | 156.6561 | 161.4833 | 182.1979 | 108.956 | 4.2581 | 87.7132 | 127.9018 | 1.8066 | 37.3107 | 135.6144 | 42.6851 | 0 | 1446.9138 | 13.9833 | 4.5836 | 453.1848 | 784.9407 | 156.7896 | 33.4317 | 161.4833 | 182.1979 | 109.5037 | 7.8957 | 184.3822 | 213.2216 | 4.0473 | 37.3107 | 232.5989 | 105.4844 | 0 | 23621.2166 | 350.5252 | -12094.5673 | 11351.1828 | 19127.8607 | 4049.0033 | 837.2119 | 4046.0745 | 4583.8718 | 2721.2365 | 170.6254 | 4613.4023 | 5319.2996 | 87.1345 | 869.8126 | 5811.7132 | 2255.8731 | 0 | 2025-03-01
2025-03-16 | 787.2356 | 11.5111 | 3.7768 | 385.3176 | 308.4344 | 78.1957 | 138.1291 | 150.5193 | 96.6692 | 0.47717 | 60.9096 | 98.8009 | 0.15182 | 30.9368 | 104.575 | 12.5832 | 0 | 1121.7996 | 11.5111 | 3.7768 | 385.8917 | 613.7629 | 78.2685 | 28.5885 | 138.1291 | 150.5193 | 97.2434 | 0.86898 | 157.5689 | 181.1576 | 0.33283 | 30.9368 | 198.5384 | 44.3594 | 0 | 23867.6317 | 337.7767 | -8633.3522 | 11352.1678 | 17766.9036 | 2206.9239 | 837.2119 | 4050.1476 | 4449.3091 | 2852.7111 | 18.9584 | 4612.9398 | 5295.164 | 7.2612 | 858.8673 | 5807.689 | 1166.0239 | 0 | 2025-03-01
2025-03-17 | 876.1821 | 12.7361 | 4.1828 | 415.8807 | 377.3614 | 66.0212 | 149.9558 | 166.4382 | 99.4867 | 4.65 | 74.6619 | 110.782 | 1.558 | 36.7793 | 117.296 | 31.6341 | 0 | 1293.9933 | 12.7361 | 4.1828 | 416.421 | 763.5298 | 66.0778 | 31.0458 | 149.9558 | 166.4382 | 100.027 | 9.1875 | 171.3261 | 197.2492 | 4.0354 | 36.7793 | 216.2854 | 128.667 | 0 | 24828.4216 | 344.8754 | -9761.0426 | 11314.8702 | 20376.1865 | 1716.3201 | 837.2119 | 4054.2205 | 4576.0633 | 2684.5864 | 208.5422 | 4613.171 | 5279.5963 | 94.3958 | 955.0651 | 5812.2952 | 3413.121 | 0 | 2025-03-01
2025-03-18 | 1464.9769 | 17.7363 | 5.8306 | 591.81 | 681.1585 | 168.4414 | 213.1516 | 241.5237 | 137.1347 | 12.6186 | 145.4261 | 185.9029 | 4.053 | 56.6027 | 198.0017 | 78.5534 | 0 | 1935.4671 | 17.7363 | 5.8306 | 592.3378 | 1107.1659 | 168.5468 | 43.8495 | 213.1516 | 241.5237 | 137.6625 | 22.4948 | 242.4052 | 281.6686 | 8.6157 | 56.6027 | 306.3088 | 189.07 | 0 | 25025.2133 | 336.8937 | -11632.9695 | 11183.9142 | 21105.0513 | 3195.1117 | 837.2119 | 4058.3469 | 4503.0537 | 2622.5136 | 417.0844 | 4628.2022 | 5379.2008 | 159.7467 | 1077.2018 | 5849.2368 | 3594.3786 | 0 | 2025-03-01
2025-03-19 | 1559.9302 | 18.4759 | 6.0798 | 625.1647 | 749.2569 | 160.953 | 229.0821 | 252.6369 | 143.4457 | 13.5335 | 163.6197 | 202.6312 | 4.4579 | 61.2321 | 215.9462 | 87.8363 | 0 | 2047.8939 | 18.4759 | 6.0798 | 625.6763 | 1189.4724 | 161.0488 | 47.1406 | 229.0821 | 252.6369 | 143.9573 | 23.4076 | 260.5988 | 302.9355 | 9.2368 | 61.2321 | 329.3862 | 202.6754 | 0 | 25197.3498 | 326.7374 | -10955.0277 | 11003.8738 | 21078.5162 | 2906.0381 | 837.2119 | 4062.4731 | 4399.6211 | 2541.7796 | 398.126 | 4628.2022 | 5379.2008 | 159.7467 | 1087.4471 | 5849.2368 | 3576.5566 | 0 | 2025-03-01
2025-03-20 | 669.3454 | 9.6765 | 3.1874 | 332.3958 | 212.7791 | 111.3065 | 126.9029 | 130.1174 | 75.3754 | 0 | 47.6201 | 65.686 | 0 | 25.1456 | 67.4641 | 6.8633 | 0 | 1057.9248 | 9.6765 | 3.1874 | 332.8803 | 574.5902 | 111.4195 | 26.1708 | 126.9029 | 130.1174 | 75.8599 | 0 | 144.1582 | 163.8785 | 0 | 25.1456 | 180.4239 | 60.984 | 0 | 25467.2725 | 310.2994 | -7754.6097 | 10683.2899 | 17965.7896 | 3425.2913 | 837.2119 | 4066.5998 | 4209.3733 | 2407.3169 | 0 | 4607.1585 | 5198.6823 | 0 | 744.0032 | 5746.3686 | 1669.577 | 0 | 2025-03-01
2025-03-21 | 853.9679 | 10.8587 | 3.5804 | 373.212 | 354.7724 | 111.5445 | 139.7022 | 148.7629 | 84.7468 | 3.1918 | 61.9586 | 108.7162 | 1.4968 | 28.1281 | 115.1546 | 36.1263 | 0 | 1227.0227 | 10.8587 | 3.5804 | 373.7072 | 698.4674 | 111.6514 | 28.7577 | 139.7022 | 148.7629 | 85.242 | 5.3197 | 158.4919 | 183.6502 | 3.1352 | 28.1281 | 200.3301 | 119.4122 | 0 | 26386.5724 | 315.9432 | -8957.7642 | 10849.4193 | 20098.5102 | 3243.252 | 837.2119 | 4070.7259 | 4318.0133 | 2460.6801 | 113.7503 | 4606.9281 | 5324.6468 | 72.6121 | 744.6407 | 5817.9785 | 3417.9537 | 0 | 2025-03-01
2025-03-22 | 1326.5737 | 13.6083 | 4.4916 | 485.2256 | 647.7254 | 175.5229 | 188.6083 | 191.6528 | 104.9644 | 11.68 | 116.2964 | 181.6442 | 4.2974 | 48.1449 | 194.9179 | 90.7446 | 0 | 1687.0179 | 13.6083 | 4.4916 | 485.6842 | 968.9781 | 175.6465 | 38.6091 | 188.6083 | 191.6528 | 105.4231 | 17.5329 | 213.0914 | 247.0917 | 7.286 | 48.1449 | 269.0679 | 166.7633 | 0 | 25974.401 | 293.2434 | -10261.3505 | 10391.5679 | 20965.3468 | 3748.3815 | 837.2119 | 4074.8525 | 4037.9407 | 2278.7746 | 360.2092 | 4619.4148 | 5355.8902 | 152.4855 | 1030.3335 | 5833.3097 | 3613.704 | 0 | 2025-03-01
2025-03-23 | 705.4698 | 8.7226 | 2.882 | 307.3905 | 278.1104 | 108.3644 | 117.9993 | 114.6864 | 74.7048 | 0 | 38.0336 | 92.3327 | 0.15655 | 21.2554 | 98.1855 | 28.1467 | 0 | 1003.3387 | 8.7226 | 2.882 | 307.9156 | 550.8985 | 108.4817 | 24.4383 | 117.9993 | 114.6864 | 75.2299 | 0 | 133.9565 | 155.265 | 0.2948 | 21.2554 | 169.9926 | 70.1342 | 0 | 25492.4517 | 303.1039 | -8495.911 | 10893.3771 | 18398.7967 | 3555.873 | 837.2119 | 4078.979 | 4205.3171 | 2609.0811 | 0 | 4577.7964 | 5297.9255 | 7.2612 | 647.3809 | 5811.7086 | 2056.724 | 0 | 2025-03-01
2025-03-24 | 1618.7317 | 17.4815 | 5.5631 | 595.2997 | 797.2769 | 203.1105 | 217.7252 | 244.2773 | 133.2972 | 14.8341 | 148.3876 | 219.5662 | 5.8261 | 56.2975 | 235.8813 | 116.4841 | 0 | 1985.9466 | 17.4815 | 5.5631 | 595.8015 | 1119.478 | 203.2344 | 44.3882 | 217.7252 | 244.2773 | 133.799 | 20.3756 | 245.3183 | 285.2341 | 9.2396 | 56.2975 | 310.1574 | 192.8555 | 0 | 25879.6582 | 326.1906 | -11036.4622 | 10963.5821 | 21034.1011 | 3755.0347 | 837.2119 | 4083.1054 | 4387.4102 | 2493.0665 | 341.2509 | 4625.8897 | 5378.5355 | 174.2691 | 1042.874 | 5849.2368 | 3622.0451 | 0 | 2025-03-01
2025-03-25 | 1467.8711 | 17.2944 | 5.521 | 569.2865 | 739.3976 | 136.3716 | 212.773 | 227.2189 | 129.2945 | 13.1978 | 143.7063 | 203.2223 | 5.0835 | 56.3713 | 217.6276 | 100.1887 | 0 | 1871.524 | 17.2944 | 5.521 | 569.7871 | 1098.9269 | 136.4562 | 43.5384 | 212.773 | 227.2189 | 129.7952 | 19.6577 | 240.6854 | 279.7811 | 9.0627 | 56.3713 | 304.2124 | 189.1563 | 0 | 26078.3491 | 331.94 | -9646.0389 | 10907.3478 | 21085.0116 | 2562.8767 | 837.2119 | 4087.2318 | 4332.6556 | 2487.4603 | 341.2509 | 4628.2022 | 5379.2008 | 174.2691 | 1082.6182 | 5849.2368 | 3630.2336 | 0 | 2025-03-01
2025-03-26 | 1654.6254 | 20.0137 | 6.408 | 634.1186 | 835.8366 | 158.2485 | 227.5185 | 259.4994 | 147.1006 | 17.314 | 159.4237 | 227.792 | 6.008 | 60.252 | 244.6622 | 120.3846 | 0 | 2041.77 | 20.0137 | 6.408 | 634.6529 | 1175.9695 | 158.3442 | 46.3816 | 227.5185 | 259.4994 | 147.6349 | 25.2071 | 256.4028 | 297.9499 | 9.6545 | 60.252 | 324.0079 | 202.4953 | 0 | 25438.9658 | 359.0001 | -11185.1583 | 11297.4806 | 21229.5739 | 2900.8576 | 837.2119 | 4091.3582 | 4551.4482 | 2654.6742 | 455.0011 | 4628.2022 | 5379.2008 | 174.2691 | 1087.5773 | 5849.2368 | 3656.0866 | 0 | 2025-03-01
2025-03-27 | 1132.2343 | 14.172 | 4.5502 | 428.9285 | 529.5146 | 155.069 | 159.8381 | 162.5865 | 106.5039 | 10.183 | 85.8223 | 152.8255 | 3.7735 | 39.0543 | 163.5506 | 74.3054 | 0 | 1467.6782 | 14.172 | 4.5502 | 429.4769 | 831.2162 | 155.1907 | 33.0722 | 159.8381 | 162.5865 | 107.0522 | 15.5133 | 182.5834 | 212.6029 | 6.8841 | 39.0543 | 231.2293 | 143.349 | 0 | 25067.037 | 365.754 | -12071.7134 | 11328.1523 | 20918.5063 | 3689.1259 | 837.2119 | 4095.485 | 4507.9975 | 2724.6698 | 360.2092 | 4617.796 | 5372.5479 | 174.2691 | 941.0161 | 5848.6685 | 3603.9995 | 0 | 2025-03-01
2025-03-28 | 1179.4127 | 14.8075 | 4.7668 | 455.0894 | 589.6767 | 115.0724 | 165.797 | 178.7553 | 110.5371 | 12.9416 | 90.114 | 169.0339 | 4.5261 | 40.2973 | 181.6773 | 91.0864 | 0 | 1478.7927 | 14.8075 | 4.7668 | 455.6405 | 854.5666 | 115.1667 | 33.8446 | 165.797 | 178.7553 | 111.0882 | 18.3936 | 187.0835 | 217.4944 | 7.0449 | 40.2973 | 236.4841 | 147.7689 | 0 | 24973.4984 | 365.6243 | -11413.734 | 11222.578 | 21102.3121 | 2859.5061 | 837.2119 | 4099.6111 | 4384.5674 | 2738.3995 | 455.0011 | 4627.7398 | 5379.2008 | 174.2691 | 962.986 | 5849.2368 | 3653.8785 | 0 | 2025-03-01
2025-03-29 | 729.0989 | 10.6238 | 3.4284 | 329.5665 | 293.5618 | 91.9184 | 122.7641 | 126.8351 | 79.9673 | 0 | 43.0358 | 94.1115 | 0.13959 | 23.835 | 99.8938 | 32.5461 | 0 | 1017.3477 | 10.6238 | 3.4284 | 330.1015 | 556.2066 | 92.0217 | 24.9656 | 122.7641 | 126.8351 | 80.5023 | 0 | 130.4246 | 156.7647 | 0.28074 | 23.835 | 171.9978 | 72.9037 | 0 | 24705.6643 | 354.0748 | -8170.9282 | 10896.2806 | 17656.3705 | 3132.6547 | 837.2119 | 4103.7375 | 4134.4889 | 2658.0542 | 0 | 4170.5183 | 5157.4687 | 7.2612 | 686.1676 | 5698.3101 | 1936.6446 | 0 | 2025-03-01
2025-03-30 | 1022.4807 | 13.1666 | 4.259 | 447.8651 | 438.785 | 118.4051 | 152.0897 | 188.3481 | 107.4273 | 3.3091 | 74.3897 | 131.1988 | 1.0921 | 34.1995 | 139.9454 | 54.6503 | 0 | 1374.6352 | 13.1666 | 4.259 | 448.4519 | 759.2188 | 118.5093 | 31.0297 | 152.0897 | 188.3481 | 108.0142 | 5.5286 | 171.0345 | 198.4694 | 2.1175 | 34.1995 | 216.2181 | 131.6511 | 0 | 25457.4463 | 355.4772 | -11397.8361 | 12118.4866 | 20387.1891 | 3156.9175 | 837.2119 | 4105.2729 | 5097.2361 | 2915.9776 | 132.7087 | 4612.246 | 5347.873 | 50.8285 | 879.7562 | 5828.7631 | 3535.0137 | 0 | 2025-03-01
2025-03-31 | 1541.8954 | 18.563 | 6.0178 | 659.3033 | 664.8487 | 193.1626 | 194.0324 | 324.8624 | 140.4085 | 11.8197 | 120.5534 | 185.293 | 4.6879 | 51.0823 | 198.6021 | 92.8105 | 0 | 1910.9462 | 18.563 | 6.0178 | 659.9043 | 993.8116 | 193.2992 | 39.3502 | 194.0324 | 324.8624 | 141.0095 | 17.8225 | 217.5325 | 252.6906 | 8.1909 | 51.0823 | 274.826 | 171.6668 | 0 | 26933.7603 | 390.8945 | -13253.6605 | 13685.2983 | 21132.8955 | 4141.1206 | 837.2119 | 4106.8084 | 6592.1609 | 2986.329 | 360.2092 | 4628.2022 | 5379.2008 | 174.2691 | 1086.7948 | 5849.2368 | 3654.9825 | 0 | 2025-03-01
2025-04-01 | 1507.9258 | 23.0017 | 10.8113 | 789.7249 | 527.5715 | 156.8165 | 222.2072 | 387.0735 | 180.4442 | 9.2586 | 141.1797 | 150.211 | 3.1477 | 38.9233 | 157.1233 | 27.7279 | 0 | 1994.4923 | 23.0017 | 10.8113 | 790.4128 | 896.2219 | 156.9124 | 117.1321 | 222.2072 | 387.0735 | 181.1321 | 17.2016 | 233.2513 | 247.3806 | 8.0473 | 38.9233 | 266.11 | 85.3079 | 0 | 27408.4222 | 434.6342 | -9859.632 | 14917.2119 | 16799.9244 | 2909.7436 | 2206.5401 | 4186.8619 | 7312.3581 | 3417.9919 | 285.9326 | 4393.9982 | 4659.116 | 145.2242 | 733.2384 | 5012.2752 | 1570.1397 | 0 | 2025-04-01
2025-04-02 | 1878.298 | 26.6425 | 12.4881 | 925.3007 | 700.8653 | 213.0014 | 260.703 | 454.2108 | 210.3869 | 15.2704 | 182.3524 | 197.5737 | 5.2009 | 45.7939 | 208.0447 | 46.6291 | 0 | 2383.9 | 26.6425 | 12.4881 | 925.9861 | 1067.8627 | 213.1126 | 137.8079 | 260.703 | 454.2108 | 211.0724 | 26.7866 | 274.4241 | 291.4948 | 10.8839 | 45.7939 | 313.3879 | 105.0916 | 0 | 26060.0436 | 434.3521 | -12016.4976 | 14990.0344 | 17073.3054 | 3372.3091 | 2206.5401 | 4189.6069 | 7394.7068 | 3405.7207 | 428.8989 | 4393.9982 | 4659.116 | 174.2691 | 733.2384 | 5012.2752 | 1671.5096 | 0 | 2025-04-01
2025-04-03 | 1572.8028 | 23.6524 | 11.0566 | 819.705 | 535.9138 | 182.4751 | 226.3131 | 407.5727 | 185.8192 | 9.6926 | 145.5816 | 151.8187 | 3.3431 | 39.6578 | 158.5841 | 27.2358 | 0 | 2073.9528 | 23.6524 | 11.0566 | 820.3994 | 916.9139 | 182.5879 | 119.3426 | 226.3131 | 407.5727 | 186.5136 | 18.9367 | 237.6532 | 252.3403 | 9.4255 | 39.6578 | 271.3305 | 87.5698 | 0 | 25337.7402 | 440.8895 | -12850.5355 | 15235.4046 | 16885.3371 | 3420.1045 | 2206.5401 | 4192.3512 | 7592.5183 | 3450.5351 | 321.6742 | 4393.9982 | 4659.116 | 174.2691 | 733.2384 | 5012.2752 | 1590.766 | 0 | 2025-04-01
2025-04-04 | 1010.382 | 16.4153 | 7.6532 | 570.4197 | 258.4879 | 157.4058 | 154.5513 | 286.4382 | 129.4302 | 3.4171 | 70.6934 | 73.6089 | 1.085 | 24.5274 | 75.4812 | 9.6748 | 0 | 1404.4116 | 16.4153 | 7.6532 | 571.1359 | 569.9274 | 157.5438 | 81.7359 | 154.5513 | 286.4382 | 130.1464 | 6.8983 | 162.7651 | 162.7602 | 2.8029 | 24.5274 | 180.3086 | 29.8649 | 0 | 24538.3175 | 455.0399 | -12750.8885 | 15676.2917 | 14769.1086 | 4182.2257 | 2206.5401 | 4194.108 | 7923.6034 | 3558.5803 | 125.0955 | 4393.9982 | 4241.4767 | 50.8285 | 624.5743 | 4774.9828 | 558.1525 | 0 | 2025-04-01
2025-04-05 | 1026.5929 | 16.8215 | 7.8222 | 583.1066 | 266.6041 | 152.2385 | 155.253 | 296.3414 | 131.5122 | 0.95186 | 70.859 | 79.9267 | 0.69201 | 26.3206 | 82.2639 | 5.5899 | 0 | 1414.2861 | 16.8215 | 7.8222 | 583.8271 | 571.6198 | 152.372 | 81.8235 | 155.253 | 296.3414 | 132.2327 | 1.8938 | 162.9016 | 170.051 | 2.3189 | 26.3206 | 185.0006 | 23.1333 | 0 | 22579.201 | 458.7731 | -15196.063 | 15850.5631 | 15212.9521 | 4046.4356 | 2206.5401 | 4195.8644 | 8074.8845 | 3579.8141 | 35.7416 | 4392.6108 | 4548.1355 | 50.8285 | 700.3492 | 4974.4077 | 510.8788 | 0 | 2025-04-01
2025-04-06 | 1058.3162 | 17.6069 | 8.1665 | 618.4783 | 286.4932 | 127.5713 | 159.5688 | 313.6527 | 145.2568 | 2.6461 | 75.6053 | 84.0307 | 0.8261 | 27.5734 | 86.5114 | 9.3002 | 0 | 1465.9227 | 17.6069 | 8.1665 | 619.2621 | 608.9896 | 127.6736 | 84.2239 | 159.5688 | 313.6527 | 146.0406 | 5.5037 | 167.5751 | 175.5046 | 2.2362 | 27.5734 | 190.3135 | 40.283 | 0 | 22070.9486 | 470.7111 | -15839.6089 | 16463.8878 | 15667.0014 | 3102.4171 | 2206.5401 | 4197.6209 | 8371.6894 | 3894.5775 | 107.2247 | 4389.142 | 4566.1211 | 43.5673 | 718.8207 | 4969.3958 | 872.7297 | 0 | 2025-04-01
2025-04-07 | 1506.7003 | 23.7508 | 10.9885 | 811.3421 | 440.4101 | 220.2089 | 200.0851 | 426.6846 | 184.5723 | 6.6645 | 117.2095 | 126.8892 | 2.3063 | 34.9233 | 132.1473 | 20.27 | 0 | 1971.8332 | 23.7508 | 10.9885 | 812.1247 | 799.5134 | 220.3609 | 105.095 | 200.0851 | 426.6846 | 185.3549 | 12.4908 | 209.2811 | 221.924 | 5.421 | 34.9233 | 238.7395 | 76.7337 | 0 | 21988.1189 | 498.4907 | -19050.9639 | 17043.6416 | 16681.9576 | 4608.4528 | 2206.5401 | 4199.3776 | 8955.6707 | 3888.5933 | 214.4494 | 4393.9982 | 4659.116 | 94.3958 | 733.2384 | 5012.2752 | 1574.4845 | 0 | 2025-04-01
2025-04-08 | 828.3052 | 14.9431 | 6.8965 | 516.5636 | 143.2551 | 146.647 | 126.833 | 271.9531 | 117.7775 | 0 | 43.9978 | 39.8152 | 0 | 17.5814 | 38.0608 | 3.7999 | 0 | 1176.197 | 14.9431 | 6.8965 | 517.3651 | 423.1801 | 146.8024 | 67.0098 | 126.833 | 271.9531 | 118.5791 | 0 | 122.1934 | 123.2935 | 0 | 17.5814 | 139.8191 | 20.2928 | 0 | 24275.5395 | 511.15 | -13378.3054 | 17458.1325 | 12768.6671 | 4709.3552 | 2206.5401 | 4201.9019 | 9273.43 | 3982.8006 | 0 | 3731.7798 | 3754.3963 | 0 | 496.3416 | 4351.1458 | 435.0036 | 0 | 2025-04-01
2025-04-09 | 1106.8463 | 19.1716 | 8.8266 | 658.3457 | 257.6009 | 162.9015 | 157.5269 | 351.4021 | 149.4167 | 2.254 | 73.0005 | 74.3586 | 0.81073 | 24.814 | 75.427 | 6.936 | 0 | 1505.5438 | 19.1716 | 8.8266 | 659.1517 | 572.4479 | 163.0515 | 82.8945 | 157.5269 | 351.4021 | 150.2227 | 4.7859 | 165.0721 | 163.8722 | 2.5599 | 24.814 | 179.5424 | 31.8014 | 0 | 25782.9336 | 515.0525 | -13747.0054 | 17642.6313 | 14616.2489 | 4549.4663 | 2206.5401 | 4204.4258 | 9433.4188 | 4004.7867 | 89.3539 | 4393.9982 | 4178.3474 | 50.8285 | 615.3838 | 4634.9326 | 653.4044 | 0 | 2025-04-01
2025-04-10 | 1125.5001 | 19.6577 | 9.0289 | 676.5722 | 266.2222 | 154.0192 | 160.8292 | 363.4827 | 152.2603 | 0 | 76.2152 | 78.2686 | 0.20662 | 28.0807 | 79.574 | 3.8771 | 0 | 1541.4022 | 19.6577 | 9.0289 | 677.3763 | 596.6807 | 154.1498 | 84.5088 | 160.8292 | 363.4827 | 153.0644 | 0 | 168.2868 | 178.5009 | 0.71235 | 28.0807 | 192.0697 | 29.0304 | 0 | 25912.9971 | 515.1076 | -13971.799 | 17719.6828 | 15483.1655 | 3960.3001 | 2206.5401 | 4202.5356 | 9521.8509 | 3995.2963 | 0 | 4393.9982 | 4655.8591 | 14.5224 | 733.1731 | 5012.2752 | 673.3374 | 0 | 2025-04-01
2025-04-11 | 1364.4183 | 21.5218 | 9.862 | 747.6179 | 415.9609 | 169.4558 | 179.2597 | 401.6126 | 166.7457 | 7.9982 | 95.7383 | 124.2537 | 2.8275 | 30.7631 | 130.1077 | 24.2724 | 0 | 1765.9168 | 21.5218 | 9.862 | 748.4059 | 722.2288 | 169.5856 | 94.3127 | 179.2597 | 401.6126 | 167.5337 | 14.1446 | 187.8099 | 199.4454 | 6.0502 | 30.7631 | 214.4436 | 69.572 | 0 | 24085.185 | 506.5215 | -16898.5229 | 17563.407 | 16772.1933 | 3935.046 | 2206.5401 | 4200.6454 | 9447.4065 | 3915.3551 | 285.9326 | 4393.9982 | 4659.116 | 123.4406 | 711.1862 | 5012.2752 | 1586.2445 | 0 | 2025-04-01
2025-04-12 | 1293.1742 | 21.3662 | 9.7682 | 746.6092 | 416.7896 | 98.6411 | 179.9462 | 402.1754 | 164.4876 | 6.4316 | 96.4358 | 124.6926 | 2.9217 | 31.3134 | 130.6787 | 24.3159 | 0 | 1696.7062 | 21.3662 | 9.7682 | 747.3856 | 724.8028 | 98.7164 | 94.6669 | 179.9462 | 402.1754 | 165.2641 | 11.8159 | 188.4929 | 199.9118 | 7.4766 | 31.3134 | 215.0882 | 70.7041 | 0 | 22388.7178 | 500.6433 | -16926.0671 | 17476.2022 | 16846.3285 | 2285.0708 | 2206.5401 | 4198.7545 | 9419.4372 | 3858.0105 | 250.191 | 4393.3045 | 4655.2077 | 174.2691 | 729.0623 | 5010.6046 | 1633.6894 | 0 | 2025-04-01
2025-04-13 | 1165.3797 | 18.6281 | 8.4972 | 660.1197 | 325.1629 | 152.9718 | 156.938 | 352.193 | 150.9886 | 5.035 | 72.8773 | 99.7153 | 1.5033 | 26.1122 | 103.8268 | 16.0929 | 0 | 1545.7505 | 18.6281 | 8.4972 | 660.9424 | 621.8355 | 153.1084 | 82.7389 | 156.938 | 352.193 | 151.8114 | 9.621 | 163.6116 | 172.7495 | 3.5778 | 26.1122 | 186.4948 | 59.6685 | 0 | 22394.7411 | 502.2964 | -18540.1103 | 17772.8109 | 16313.6566 | 4139.5474 | 2206.5401 | 4196.8642 | 9487.9919 | 4087.9548 | 214.4494 | 4330.1737 | 4541.6922 | 79.8733 | 668.6212 | 4924.9807 | 1553.866 | 0 | 2025-04-01
2025-04-14 | 1655.0768 | 26.3852 | 12.0619 | 911.674 | 525.5878 | 179.3679 | 206.7192 | 502.258 | 202.6967 | 10.9098 | 124.0898 | 153.7127 | 3.761 | 36.0714 | 161.9305 | 35.1124 | 0 | 2076.2503 | 26.3852 | 12.0619 | 912.5026 | 837.2597 | 179.4908 | 108.5501 | 206.7192 | 502.258 | 203.5253 | 18.6176 | 216.1614 | 229.1472 | 7.5647 | 36.0714 | 246.5388 | 83.1585 | 0 | 24490.8981 | 532.717 | -17422.0271 | 18458.3233 | 16990.4339 | 3724.9109 | 2206.5401 | 4194.974 | 10146.1745 | 4117.1748 | 357.4157 | 4393.9982 | 4659.116 | 145.2242 | 733.2384 | 5012.2752 | 1689.1661 | 0 | 2025-04-01
2025-04-15 | 1819.6327 | 28.6831 | 13.1406 | 1005.0087 | 614.7414 | 158.0589 | 231.9092 | 550.9327 | 222.1668 | 12.8907 | 151.1624 | 176.8568 | 4.7246 | 40.5891 | 186.4189 | 42.0988 | 0 | 2271.0752 | 28.6831 | 13.1406 | 1005.8183 | 943.1347 | 158.1533 | 122.1452 | 231.9092 | 550.9327 | 222.9763 | 21.2029 | 243.234 | 258.206 | 9.6468 | 40.5891 | 277.6613 | 92.5945 | 0 | 25780.6478 | 520.2335 | -14999.338 | 18204.6606 | 16986.6267 | 2861.9249 | 2206.5401 | 4193.0833 | 9989.1714 | 4022.4059 | 357.4157 | 4393.9982 | 4659.116 | 174.2691 | 733.2384 | 5012.2752 | 1656.314 | 0 | 2025-04-01
2025-04-16 | 1987.479 | 28.7899 | 13.2177 | 1024.0695 | 676.7769 | 244.6249 | 243.3376 | 557.6338 | 223.0982 | 15.4935 | 163.5751 | 194.2464 | 5.4707 | 42.6605 | 205.3061 | 50.0245 | 0 | 2435.3238 | 28.7899 | 13.2177 | 1024.8462 | 995.3297 | 244.7617 | 128.3785 | 243.3376 | 557.6338 | 223.8749 | 24.9537 | 255.6467 | 271.4 | 10.1391 | 42.6605 | 291.8426 | 98.6871 | 0 | 24717.2062 | 499.3313 | -16946.5239 | 17714.9668 | 17095.4519 | 4147.4399 | 2206.5401 | 4191.1931 | 9664.5386 | 3859.2351 | 428.8989 | 4393.9982 | 4659.116 | 174.2691 | 733.2384 | 5012.2752 | 1693.6561 | 0 | 2025-04-01
2025-04-17 | 2417.8417 | 35.6353 | 16.4423 | 1267.3554 | 882.7621 | 215.6466 | 296.2055 | 695.1071 | 276.0428 | 20.5657 | 218.3507 | 249.8183 | 7.5077 | 51.801 | 265.0944 | 69.6242 | 0 | 2899.7529 | 35.6353 | 16.4423 | 1268.1429 | 1207.9012 | 215.746 | 155.8852 | 296.2055 | 695.1071 | 276.8303 | 30.3004 | 310.4223 | 329.2102 | 12.3116 | 51.801 | 354.1413 | 119.7145 | 0 | 25481.1159 | 504.1248 | -15274.2033 | 17936.3188 | 17095.9878 | 3012.3476 | 2206.5401 | 4189.3026 | 9833.9767 | 3913.0395 | 428.8989 | 4393.9982 | 4659.116 | 174.2691 | 733.2384 | 5012.2752 | 1694.192 | 0 | 2025-04-01
2025-04-18 | 2417.9265 | 32.5871 | 15.1099 | 1183.5076 | 897.3999 | 289.3221 | 288.3116 | 641.2493 | 253.9467 | 21.6214 | 211.0824 | 256.8177 | 8.0905 | 50.5881 | 273.1614 | 76.0383 | 0 | 2853.9241 | 32.5871 | 15.1099 | 1184.2557 | 1180.2781 | 289.4582 | 152.2353 | 288.3116 | 641.2493 | 254.6948 | 29.5909 | 303.154 | 321.8138 | 12.0233 | 50.5881 | 346.0619 | 117.046 | 0 | 25032.6526 | 478.5945 | -16187.5888 | 17312.9656 | 17095.9878 | 4126.1535 | 2206.5401 | 4187.8115 | 9407.9955 | 3717.1586 | 428.8989 | 4393.9982 | 4659.116 | 174.2691 | 733.2384 | 5012.2752 | 1694.192 | 0 | 2025-04-01
2025-04-19 | 1808.9009 | 23.2499 | 10.8328 | 871.0908 | 664.8988 | 238.8286 | 224.5963 | 465.4505 | 181.0441 | 16.2383 | 144.4718 | 195.2923 | 6.0008 | 39.4435 | 207.3986 | 56.0534 | 0 | 2184.5377 | 23.2499 | 10.8328 | 871.7758 | 920.9215 | 238.9706 | 118.787 | 224.5963 | 465.4505 | 181.7291 | 23.0894 | 236.5386 | 251.1668 | 9.3816 | 39.4435 | 270.0681 | 91.2335 | 0 | 22337.645 | 439.0286 | -18072.9948 | 16368.087 | 17091.4325 | 4305.5518 | 2206.5401 | 4186.3204 | 8778.11 | 3403.6566 | 428.8989 | 4393.767 | 4659.116 | 174.2691 | 732.3906 | 5012.2752 | 1690.7157 | 0 | 2025-04-01
2025-04-20 | 1040.3235 | 14.7776 | 6.9182 | 566.6157 | 327.6871 | 124.325 | 143.7099 | 300.7961 | 122.1097 | 5.1722 | 59.4412 | 105.4515 | 1.8799 | 21.7137 | 110.9714 | 23.0572 | 0 | 1361.1736 | 14.7776 | 6.9182 | 567.344 | 571.5936 | 124.439 | 76.1013 | 143.7099 | 300.7961 | 122.838 | 7.7153 | 150.9944 | 160.4753 | 3.1348 | 21.7137 | 172.9113 | 54.6488 | 0 | 22511.6914 | 436.3082 | -16604.1771 | 16673.0481 | 16344.3794 | 3455.5927 | 2206.5401 | 4184.8293 | 8869.2028 | 3619.016 | 160.8371 | 4369.2571 | 4633.712 | 65.3509 | 578.1074 | 5003.3651 | 1533.7498 | 0 | 2025-04-01
2025-04-21 | 673.9883 | 11.7759 | 5.5389 | 438.9638 | 163.9538 | 53.756 | 103.4272 | 243.4242 | 92.1123 | 1.3601 | 19.8518 | 60.9947 | 0.63196 | 11.8564 | 63.1778 | 6.0811 | 0 | 937.9448 | 11.7759 | 5.5389 | 439.7228 | 372.472 | 53.8281 | 54.6071 | 103.4272 | 243.4242 | 92.8713 | 2.47 | 95.5639 | 115.1087 | 1.4536 | 11.8564 | 124.0794 | 21.9401 | 0 | 23610.5868 | 480.2457 | -13719.4217 | 17875.437 | 14579.4224 | 2188.3633 | 2206.5401 | 4183.3379 | 9920.8906 | 3771.2086 | 71.4831 | 3613.2609 | 4640.8772 | 43.5673 | 426.7045 | 5010.6046 | 772.9247 | 0 | 2025-04-01
2025-04-22 | 1288.5034 | 19.3456 | 9.1417 | 726.2173 | 434.4141 | 99.3848 | 169.5282 | 405.6669 | 151.0222 | 9.8135 | 85.5663 | 133.0778 | 3.4961 | 28.5737 | 140.684 | 33.2027 | 0 | 1631.2798 | 19.3456 | 9.1417 | 726.9674 | 687.1592 | 99.4613 | 89.2047 | 169.5282 | 405.6669 | 151.7723 | 15.4499 | 177.6379 | 188.2389 | 6.2775 | 28.5737 | 202.5534 | 68.4278 | 0 | 22951.4301 | 473.3819 | -16844.9411 | 17842.7607 | 16952.0429 | 2321.6456 | 2206.5401 | 4181.847 | 9933.8043 | 3727.1094 | 357.4157 | 4393.9982 | 4659.116 | 145.2242 | 690.3698 | 5012.2752 | 1693.6437 | 0 | 2025-04-01
2025-04-23 | 1555.9936 | 21.8874 | 10.3901 | 832.7096 | 550.4982 | 140.5083 | 192.4221 | 466.8079 | 173.4795 | 13.6524 | 110.7486 | 165.2106 | 5.0116 | 33.8452 | 175.3318 | 46.6981 | 0 | 1897.9011 | 21.8874 | 10.3901 | 833.4748 | 789.6918 | 140.6066 | 101.8505 | 192.4221 | 466.8079 | 174.2447 | 19.7973 | 202.8202 | 215.3261 | 8.044 | 33.8452 | 231.5419 | 78.3171 | 0 | 23562.8491 | 480.7745 | -17427.4403 | 18226.7884 | 17095.9878 | 2980.1987 | 2206.5401 | 4180.3559 | 10244.4989 | 3801.9335 | 428.8989 | 4393.9982 | 4659.116 | 174.2691 | 733.2384 | 5012.2752 | 1694.192 | 0 | 2025-04-01
2025-04-24 | 1077.8875 | 16.6503 | 7.9396 | 636.0856 | 301.436 | 115.776 | 142.8405 | 360.4991 | 132.746 | 3.5824 | 58.5605 | 96.6755 | 1.9947 | 21.4534 | 100.9919 | 18.1775 | 0 | 1422.6181 | 16.6503 | 7.9396 | 636.8754 | 569.6227 | 115.887 | 75.6431 | 142.8405 | 360.4991 | 133.5357 | 6.1706 | 150.6321 | 160.0009 | 4.3895 | 21.4534 | 172.0185 | 54.9576 | 0 | 23168.1388 | 493.7376 | -18135.9517 | 18781.6079 | 16454.6122 | 3367.5927 | 2206.5401 | 4178.8646 | 10678.8988 | 3923.8445 | 142.9663 | 4393.9982 | 4659.116 | 108.9182 | 577.4856 | 5012.2752 | 1559.8527 | 0 | 2025-04-01
2025-04-25 | 1002.2413 | 15.5571 | 7.4514 | 603.2319 | 285.4397 | 90.5613 | 136.0539 | 342.1466 | 125.0314 | 4.5986 | 52.1029 | 92.5766 | 2.0253 | 20.0354 | 96.6757 | 17.4252 | 0 | 1334.85 | 15.5571 | 7.4514 | 604.0203 | 544.85 | 90.6512 | 72.32 | 136.0539 | 342.1466 | 125.8198 | 7.6899 | 142.7017 | 153.0753 | 4.3135 | 20.0354 | 164.5407 | 52.4935 | 0 | 23125.5597 | 491.4034 | -17554.7296 | 18879.0202 | 16375.9625 | 2727.3631 | 2206.5401 | 4177.3735 | 10784.2958 | 3917.351 | 178.7079 | 4323.7095 | 4658.4646 | 108.9182 | 547.8941 | 5012.2752 | 1545.993 | 0 | 2025-04-01
2025-04-26 | 960.2719 | 14.2403 | 6.8505 | 556.1039 | 264.5266 | 118.5506 | 124.3944 | 317.3964 | 114.3131 | 4.0793 | 40.0822 | 88.9284 | 1.6932 | 17.6938 | 93.3592 | 18.6906 | 0 | 1246.5813 | 14.2403 | 6.8505 | 556.8861 | 483.8765 | 118.6823 | 66.0456 | 124.3944 | 317.3964 | 115.0953 | 6.4087 | 127.0952 | 139.4045 | 3.0982 | 17.6938 | 150.1398 | 40.0363 | 0 | 21924.189 | 486.1892 | -19334.5217 | 18884.7169 | 15688.5923 | 3992.6722 | 2206.5401 | 4175.8823 | 10822.5862 | 3886.2484 | 160.8371 | 4152.5846 | 4640.8773 | 79.8733 | 524.814 | 5007.8201 | 1121.7858 | 0 | 2025-04-01
2025-04-27 | 389.0124 | 7.192 | 3.4748 | 282.3411 | 45.3942 | 50.6103 | 59.8188 | 162.3527 | 60.1696 | 0 | -4.228 | 23.2805 | 0 | 4.8282 | 18.0075 | 3.506 | 0 | 519.6505 | 7.192 | 3.4748 | 283.199 | 143.4106 | 50.7185 | 31.6557 | 59.8188 | 162.3527 | 61.0275 | 0 | 41.8247 | 57.7074 | 0 | 4.8282 | 31.2703 | 7.7799 | 0 | 22517.8468 | 502.4506 | -10863.0554 | 19777.7809 | 7613.8023 | 3280.3283 | 2206.5401 | 4174.3912 | 11340.856 | 4262.5337 | 0 | 2197.8042 | 3561.0559 | 0 | 278.2765 | 1317.5149 | 259.1508 | 0 | 2025-04-01
2025-04-28 | 550.6184 | 10.5055 | 5.0973 | 403.3754 | 77.1225 | 54.5176 | 78.8712 | 240.3405 | 84.1637 | 0 | -3.2481 | 38.1825 | 0 | 4.5386 | 36.6031 | 1.0465 | 0 | 768.7128 | 10.5055 | 5.0973 | 404.2811 | 252.5272 | 54.6126 | 41.6891 | 78.8712 | 240.3405 | 85.0693 | 0 | 59.0948 | 86.857 | 0 | 4.5386 | 94.19 | 7.8468 | 0 | 22908.0134 | 555.3236 | -17228.6257 | 21378.1012 | 13117.4105 | 2879.2637 | 2206.5401 | 4172.9001 | 12705.3191 | 4499.882 | 0 | 2975.2352 | 4572.0162 | 0 | 239.0145 | 4973.7572 | 357.3874 | 0 | 2025-04-01
2025-04-29 | 523.2222 | 10.0433 | 4.8935 | 388.0559 | 71.6609 | 48.5686 | 74.328 | 232.8187 | 80.9092 | 0 | -2.6269 | 34.0538 | 0 | 4.8231 | 35.5963 | -0.18543 | 0 | 704.6792 | 10.0433 | 4.8935 | 388.977 | 212.8114 | 48.6564 | 39.2976 | 74.328 | 232.8187 | 81.8303 | 0 | 44.1899 | 76.8953 | 0 | 4.8231 | 86.903 | 0 | 0 | 23425.6593 | 562.6525 | -15331.4189 | 21792.7556 | 11532.4402 | 2662.69 | 2206.5401 | 4171.4093 | 13044.6487 | 4576.6976 | 0 | 2234.2712 | 4206.4981 | 0 | 257.2964 | 4834.3745 | 0 | 0 | 2025-04-01
2025-04-30 | 405.449 | 7.885 | 3.8578 | 311.0313 | 40.8672 | 41.8077 | 61.5771 | 185.3168 | 64.1374 | 0 | -7.2871 | 26.6501 | 0 | 3.6166 | 17.8876 | 0 | 0 | 528.5675 | 7.885 | 3.8578 | 311.9156 | 130.3293 | 41.8959 | 32.6839 | 61.5771 | 185.3168 | 65.0216 | 0 | 33.5496 | 60.1396 | 0 | 3.6166 | 33.0235 | 0 | 0 | 24466.5069 | 539.5642 | -9874.8942 | 21235.6708 | 7684.0797 | 2675.5464 | 2206.5401 | 4169.9179 | 12672.3917 | 4393.3612 | 0 | 1948.8753 | 3816.1549 | 0 | 239.7321 | 1679.3174 | 0 | 0 | 2025-04-01
2025-05-01 | 473.3551 | 11.2486 | 5.0966 | 406.9957 | 2.2733 | 47.7409 | 79.4468 | 241.8078 | 85.7411 | 0 | 1.3601 | 0.17875 | 0 | 0.73444 | 0 | 0 | 0 | 585.5173 | 11.2486 | 5.0966 | 407.912 | 60.4501 | 47.824 | 52.9859 | 79.4468 | 241.8078 | 86.6574 | 0 | 39.7792 | 19.9365 | 0 | 0.73444 | 0 | 0 | 0 | 23452.1076 | 595.3374 | -6961.4915 | 21646.9396 | 2858.5326 | 2519.4831 | 2793.3065 | 4169.9179 | 12924.4475 | 4552.5741 | 0 | 1833.5025 | 992.0456 | 0 | 32.9844 | 0 | 0 | 0 | 2025-05-01
2025-05-02 | 497.7553 | 9.7337 | 5.0128 | 404.061 | 27.3633 | 51.5844 | 71.7298 | 255.1195 | 77.2118 | 0 | 3.7644 | 4.0542 | 0 | 0.82187 | 14.2928 | 4.43 | 0 | 625.6862 | 9.7337 | 5.0128 | 404.9785 | 106.7418 | 51.676 | 47.5434 | 71.7298 | 255.1195 | 78.1292 | 0 | 37.2788 | 19.9499 | 0 | 0.82187 | 40.5794 | 8.1118 | 0 | 22335.9681 | 577.3415 | -12183.8058 | 24141.5778 | 4231.0195 | 2776.5286 | 2793.3065 | 4168.9921 | 15414.0309 | 4558.5548 | 0 | 1599.4298 | 1036.4442 | 0 | 35.5244 | 1417.8851 | 141.736 | 0 | 2025-05-01
2025-05-03 | 544.4354 | 10.2625 | 5.2806 | 419.8782 | 46.7289 | 62.2853 | 80.3211 | 256.0484 | 83.5086 | 0 | 8.3406 | 7.2182 | 0 | 1.1228 | 27.828 | 2.2192 | 0 | 685.1093 | 10.2625 | 5.2806 | 420.7594 | 132.9936 | 62.3954 | 53.4179 | 80.3211 | 256.0484 | 84.3898 | 0 | 45.1336 | 24.3333 | 0 | 1.1228 | 54.0267 | 8.3771 | 0 | 21854.5845 | 542.5829 | -12657.0467 | 23033.3371 | 4806.987 | 3335.4176 | 2793.3065 | 4168.0663 | 14486.7797 | 4378.4911 | 0 | 1755.8988 | 1123.4776 | 0 | 44.5164 | 1667.0897 | 216.0045 | 0 | 2025-05-01
2025-05-04 | 287.5773 | 5.0597 | 2.6012 | 227.1372 | 13.1882 | 39.591 | 39.6918 | 144.3215 | 43.1238 | 0 | -3.7027 | -3.1428 | 0 | 0.63449 | 19.3992 | 0 | 0 | 374.1505 | 5.0597 | 2.6012 | 228.0714 | 72.0873 | 39.6719 | 26.6589 | 39.6918 | 144.3215 | 44.058 | 0 | 26.2886 | 12.801 | 0 | 0.63449 | 32.3632 | 0 | 0 | 21459.2289 | 533.4686 | -9144.3852 | 21498.9736 | 3325.9043 | 2451.961 | 2793.3065 | 4167.1404 | 12689.934 | 4641.8992 | 0 | 1431.2956 | 1037.1167 | 0 | 37.1279 | 820.3641 | 0 | 0 | 2025-05-01
2025-05-05 | 1139.6127 | 19.6198 | 10.0777 | 829.0597 | 173.9061 | 106.9494 | 142.0708 | 521.0923 | 165.8966 | 3.4655 | 45.0887 | 26.3993 | 0.94602 | 2.4141 | 84.837 | 10.7556 | 0 | 1433.4232 | 19.6198 | 10.0777 | 830.0461 | 371.7913 | 107.049 | 94.8393 | 142.0708 | 521.0923 | 166.883 | 5.7868 | 111.8222 | 48.763 | 1.8601 | 2.4141 | 173.008 | 28.137 | 0 | 22917.7902 | 579.4752 | -18370.5476 | 24540.9358 | 10354.1438 | 3020.4765 | 2793.3065 | 4166.2147 | 15473.3885 | 4901.3327 | 108.2382 | 3184.7726 | 1382.6068 | 34.7921 | 63.0609 | 4983.3475 | 597.3257 | 0 | 2025-05-01
2025-05-06 | 877.8486 | 15.3465 | 7.8759 | 647.5694 | 113.0416 | 94.0152 | 110.8076 | 404.2514 | 132.5104 | 1.5733 | 25.0096 | 18.1594 | 0.43308 | 1.7592 | 58.3128 | 7.7942 | 0 | 1106.6942 | 15.3465 | 7.8759 | 648.5845 | 267.0228 | 94.1242 | 73.7404 | 110.8076 | 404.2514 | 133.5254 | 3.2356 | 77.1416 | 36.564 | 0.59672 | 1.7592 | 128.6222 | 19.1035 | 0 | 23237.469 | 585.4443 | -17179.0746 | 24842.3831 | 8892.1311 | 3303.2787 | 2793.3065 | 4165.2888 | 15633.5809 | 5043.5134 | 86.5905 | 2487.9324 | 1262.8058 | 6.9584 | 53.8154 | 4555.4416 | 438.5869 | 0 | 2025-05-01
2025-05-07 | 875.2632 | 14.7908 | 7.5841 | 614.413 | 139.6519 | 98.8235 | 110.5083 | 373.7381 | 130.1666 | 4.6442 | 29.1617 | 19.7086 | 1.3224 | 1.7371 | 70.2527 | 12.8253 | 0 | 1065.1772 | 14.7908 | 7.5841 | 615.4263 | 255.8793 | 98.9464 | 72.5504 | 110.5083 | 373.7381 | 131.1799 | 7.0008 | 77.5876 | 36.9459 | 2.2503 | 1.7371 | 107.0148 | 23.3426 | 0 | 22246.8389 | 585.4525 | -16481.5518 | 24833.8744 | 6789.141 | 3726.6163 | 2793.3065 | 4164.3631 | 15634.6062 | 5034.9051 | 129.8858 | 2311.0639 | 1250.3449 | 41.7505 | 48.414 | 2574.6088 | 433.0732 | 0 | 2025-05-01
2025-05-08 | 1123.2444 | 18.4527 | 9.4535 | 786.4601 | 214.3006 | 94.5776 | 137.6128 | 488.786 | 160.0613 | 7.6339 | 44.6205 | 31.3095 | 2.1529 | 2.3405 | 105.6843 | 20.5589 | 0 | 1378.8574 | 18.4527 | 9.4535 | 787.4393 | 376.864 | 94.6715 | 91.9764 | 137.6128 | 488.786 | 161.0405 | 11.794 | 104.8241 | 48.0384 | 3.7911 | 2.3405 | 167.9646 | 38.1113 | 0 | 22024.7789 | 562.7926 | -18623.0676 | 24059.2742 | 10385.9363 | 2846.5369 | 2793.3065 | 4163.4372 | 15030.2451 | 4865.5919 | 259.7716 | 2873.138 | 1385.2216 | 83.501 | 59.2418 | 4899.8772 | 825.1851 | 0 | 2025-05-01
2025-05-09 | 1095.1615 | 18.2532 | 9.3431 | 766.7482 | 211.0187 | 89.7984 | 133.9751 | 474.184 | 158.5891 | 7.5305 | 43.2116 | 30.3875 | 2.3184 | 2.3313 | 102.3925 | 22.8468 | 0 | 1341.8917 | 18.2532 | 9.3431 | 767.7536 | 367.8444 | 89.8841 | 88.8134 | 133.9751 | 474.184 | 159.5945 | 11.2319 | 99.6319 | 46.1297 | 4.041 | 2.3313 | 161.6316 | 42.847 | 0 | 23382.5525 | 582.2722 | -17485.3388 | 24709.285 | 10185.0176 | 2598.01 | 2793.3065 | 4162.5114 | 15551.2779 | 4995.4957 | 238.124 | 2692.5853 | 1339.7685 | 90.4594 | 60.3204 | 4781.3978 | 982.3621 | 0 | 2025-05-01
2025-05-10 | 475.7393 | 9.0331 | 4.6196 | 382.7128 | 28.7396 | 50.6342 | 67.0632 | 237.6737 | 77.9759 | 0 | 2.0648 | 9.1809 | 0 | 0.96125 | 13.708 | 2.8246 | 0 | 585.0667 | 9.0331 | 4.6196 | 383.6989 | 92.2672 | 50.7351 | 44.7128 | 67.0632 | 237.6737 | 78.9619 | 0 | 41.0765 | 22.2036 | 0 | 0.96125 | 21.1608 | 6.8651 | 0 | 22467.8758 | 569.6278 | -12020.0702 | 24080.1542 | 3985.4884 | 3059.3691 | 2793.3065 | 4161.5856 | 15019.2928 | 4899.2758 | 0 | 1861.782 | 1196.2059 | 0 | 43.5221 | 667.4418 | 216.5366 | 0 | 2025-05-01
2025-05-11 | 719.1032 | 11.4515 | 5.8513 | 514.7951 | 168.5809 | 18.4243 | 77.9454 | 335.8315 | 101.0182 | 7.4237 | 31.568 | 17.5476 | 2.2745 | 1.6211 | 85.1014 | 23.0445 | 0 | 851.1746 | 11.4515 | 5.8513 | 515.8158 | 244.7754 | 18.4898 | 54.7909 | 77.9454 | 335.8315 | 102.0389 | 8.9683 | 66.041 | 29.8373 | 2.8828 | 1.6211 | 104.1528 | 31.2721 | 0 | 23271.64 | 561.7146 | -10163.1449 | 23032.1888 | 5064.7097 | 1982.8654 | 2793.3065 | 4160.6599 | 13800.1886 | 5071.3403 | 108.2382 | 1645.1812 | 1124.3827 | 34.7921 | 42.1184 | 1691.8165 | 418.1807 | 0 | 2025-05-01
2025-05-12 | 1075.8553 | 18.5923 | 9.4916 | 795.6396 | 200.9492 | 51.1827 | 124.4443 | 517.284 | 153.9113 | 7.6877 | 42.7985 | 28.7364 | 2.3312 | 1.9317 | 94.1923 | 23.2715 | 0 | 1292.1686 | 18.5923 | 9.4916 | 796.6573 | 330.7825 | 51.2451 | 85.3997 | 124.4443 | 517.284 | 154.929 | 9.6221 | 88.0505 | 43.1858 | 3.0929 | 1.9317 | 148.6222 | 36.2774 | 0 | 25513.0011 | 594.939 | -13542.6002 | 25109.3559 | 8665.1608 | 1892.8391 | 2793.3065 | 4160.2913 | 15892.0351 | 5057.0296 | 129.8858 | 2159.5923 | 1280.0016 | 41.7505 | 43.3687 | 4366.9653 | 643.5965 | 0 | 2025-05-01
2025-05-13 | 1361.6222 | 22.0273 | 11.2354 | 944.5569 | 273.6434 | 110.1592 | 151.4156 | 610.5588 | 182.5825 | 10.9764 | 67.9654 | 34.7606 | 3.2893 | 2.7316 | 122.5225 | 31.3976 | 0 | 1590.0486 | 22.0273 | 11.2354 | 945.5627 | 398.1708 | 110.2598 | 102.7927 | 151.4156 | 610.5588 | 183.5883 | 14.2796 | 115.785 | 52.7005 | 4.59 | 2.7316 | 160.927 | 47.1571 | 0 | 24632.2725 | 587.5875 | -12987.5934 | 24440.4841 | 6749.5423 | 3048.9455 | 2793.3065 | 4159.9228 | 15282.9402 | 4997.6211 | 173.1811 | 2282.1273 | 1237.6436 | 55.6674 | 50.5982 | 2342.1013 | 608.2235 | 0 | 2025-05-01
2025-05-14 | 1753.5501 | 28.3063 | 14.4254 | 1207.2505 | 380.6424 | 122.9256 | 196.7108 | 773.8252 | 236.7144 | 14.2021 | 95.4533 | 50.9405 | 4.2807 | 3.6038 | 170.9632 | 41.1988 | 0 | 2058.8841 | 28.3063 | 14.4254 | 1208.253 | 551.7113 | 123.0145 | 133.1737 | 196.7108 | 773.8252 | 237.717 | 18.1337 | 150.939 | 69.2689 | 5.8289 | 3.6038 | 243.77 | 60.167 | 0 | 25134.1159 | 586.5007 | -15652.1457 | 24808.4699 | 9904.1958 | 2693.7888 | 2793.3065 | 4158.7649 | 15668.2423 | 4981.4626 | 216.4763 | 2647.9843 | 1335.2008 | 69.5842 | 57.8069 | 4823.8519 | 753.2913 | 0 | 2025-05-01
2025-05-15 | 1285.2484 | 21.1123 | 10.7498 | 900.0822 | 243.5585 | 109.7457 | 150.3469 | 573.0477 | 176.6876 | 9.0375 | 55.0842 | 35.7787 | 2.6478 | 2.5828 | 116.3094 | 22.118 | 0 | 1540.1965 | 21.1123 | 10.7498 | 901.0688 | 395.9229 | 109.8508 | 101.492 | 150.3469 | 573.0477 | 177.6742 | 12.5925 | 112.5746 | 53.5736 | 4.0477 | 2.5828 | 176.7046 | 33.847 | 0 | 26350.7089 | 576.2207 | -14394.0153 | 24454.3376 | 9734.323 | 3186.5365 | 2793.3065 | 4157.607 | 15394.4056 | 4902.325 | 216.4763 | 2743.6528 | 1440.9236 | 69.5842 | 57.8486 | 4662.3487 | 543.4888 | 0 | 2025-05-01
2025-05-16 | 507.5849 | 9.7646 | 4.9675 | 414.1451 | 17.5925 | 61.1153 | 72.3159 | 259.3551 | 82.474 | 1.4839 | 3.7212 | 8.5713 | 0 | 0.85418 | 0 | 2.9619 | 0 | 611.1619 | 9.7646 | 4.9675 | 415.1162 | 71.766 | 61.2282 | 48.3194 | 72.3159 | 259.3551 | 83.4452 | 2.8221 | 37.5787 | 21.945 | 0 | 0.85418 | 0 | 8.5661 | 0 | 27376.3872 | 566.2151 | -6639.5133 | 24109.6938 | 3124.5037 | 3422.1814 | 2793.3065 | 4156.4491 | 15127.8751 | 4825.3696 | 86.5905 | 1615.8037 | 1130.1173 | 0 | 36.9906 | 0 | 255.0015 | 0 | 2025-05-01
2025-05-17 | 542.9072 | 10.0672 | 5.1169 | 430.6596 | 30.6607 | 66.4028 | 77.8769 | 268.2727 | 84.51 | 2.5631 | 7.8727 | 10.9994 | 0.727 | 0.98228 | 0 | 7.5163 | 0 | 657.1391 | 10.0672 | 5.1169 | 431.5828 | 91.7064 | 66.5187 | 52.1472 | 77.8769 | 268.2727 | 85.4332 | 3.9023 | 45.9808 | 25.2119 | 1.2543 | 0.98228 | 0 | 14.3748 | 0 | 26408.7392 | 540.0009 | -7122.4064 | 23170.5055 | 3515.3237 | 3512.009 | 2793.3065 | 4155.2787 | 14428.2367 | 4586.9901 | 86.5905 | 1818.6584 | 1206.3501 | 27.8337 | 38.4314 | 0 | 337.4596 | 0 | 2025-05-01
2025-05-18 | 134.6043 | 2.9947 | 1.5208 | 126.7237 | -19.5988 | 22.9638 | 24.4849 | 76.2615 | 25.9773 | 0 | -14.087 | -5.6714 | 0 | 0.15966 | 0 | 0 | 0 | 182.9847 | 2.9947 | 1.5208 | 127.6786 | 11.5557 | 23.0926 | 16.1423 | 24.4849 | 76.2615 | 26.9323 | 0 | 5.3687 | 6.0273 | 0 | 0.15966 | 0 | 0 | 0 | 24716.954 | 532.7371 | -7396.0178 | 22954.1444 | 1930.0125 | 3902.7713 | 2793.3065 | 4154.1082 | 14055.0931 | 4744.9431 | 0 | 928.4972 | 973.8881 | 0 | 27.6272 | 0 | 0 | 0 | 2025-05-01
2025-05-19 | 243.5461 | 5.2081 | 2.6425 | 223.7997 | -8.4041 | 20.2999 | 36.8331 | 144.6081 | 42.3585 | 0 | -9.3044 | -1.3096 | 0 | 0.40134 | 0 | 1.8086 | 0 | 314.6229 | 5.2081 | 2.6425 | 224.7759 | 36.6627 | 20.3721 | 24.9616 | 36.8331 | 144.6081 | 43.3347 | 0 | 18.4269 | 11.0815 | 0 | 0.40134 | 0 | 6.7529 | 0 | 23420.9002 | 573.5939 | -8729.6517 | 23952.4741 | 2642.2937 | 2188.8836 | 2793.3065 | 4152.9377 | 14949.1518 | 4850.3846 | 0 | 1323.4438 | 1041.9618 | 0 | 32.9917 | 0 | 243.8964 | 0 | 2025-05-01
2025-05-20 | 689.1516 | 12.9047 | 6.5418 | 544.5232 | 62.2202 | 62.9617 | 92.3854 | 344.2886 | 107.8491 | 0 | 15.8009 | 12.0367 | 0 | 1.3119 | 30.4657 | 2.6049 | 0 | 852.7967 | 12.9047 | 6.5418 | 545.5108 | 162.9226 | 63.0579 | 61.859 | 92.3854 | 344.2886 | 108.8368 | 0 | 61.85 | 29.4341 | 0 | 1.3119 | 59.487 | 10.8396 | 0 | 23002.2634 | 583.2202 | -13363.2641 | 24644.3528 | 5429.0011 | 2915.647 | 2793.3065 | 4151.7673 | 15585.4149 | 4907.1705 | 0 | 2197.6308 | 1180.3052 | 0 | 45.3464 | 1691.819 | 313.8996 | 0 | 2025-05-01
2025-05-21 | 1185.0318 | 20.118 | 10.1894 | 847.9307 | 189.8965 | 116.8971 | 143.6557 | 535.737 | 168.5381 | 6.5801 | 50.7132 | 25.8775 | 1.8319 | 2.3346 | 85.6618 | 16.8975 | 0 | 1461.8039 | 20.118 | 10.1894 | 848.9201 | 369.4434 | 117.021 | 96.1121 | 143.6557 | 535.737 | 169.5274 | 10.4949 | 104.8536 | 46.3305 | 3.3735 | 2.3346 | 167.9751 | 34.0812 | 0 | 22674.8036 | 585.7686 | -18308.5142 | 24720.7043 | 9128.8004 | 3754.738 | 2793.3065 | 4150.5968 | 15654.3206 | 4915.7869 | 173.1811 | 2583.7807 | 1186.3888 | 55.6674 | 51.056 | 4520.3958 | 558.3307 | 0 | 2025-05-01
2025-05-22 | 1788.7819 | 28.5821 | 14.4636 | 1194.9239 | 371.2747 | 179.5376 | 203.5113 | 750.4248 | 240.9878 | 11.9148 | 95.3959 | 50.1065 | 3.8608 | 3.8739 | 170.0786 | 36.0442 | 0 | 2161.9545 | 28.5821 | 14.4636 | 1195.9202 | 607.2727 | 179.6589 | 136.0569 | 203.5113 | 750.4248 | 241.9841 | 18.7669 | 167.418 | 74.064 | 6.7389 | 3.8739 | 257.2255 | 79.1854 | 0 | 23497.4435 | 592.1951 | -20778.7227 | 24926.8124 | 12284.5589 | 3679.2933 | 2793.3065 | 4149.4264 | 15826.8777 | 4950.5084 | 324.7145 | 3437.1619 | 1514.5834 | 111.3347 | 72.0954 | 5265.6832 | 1558.9859 | 0 | 2025-05-01
2025-05-23 | 1442.6137 | 23.2152 | 11.7373 | 977.9531 | 288.8358 | 140.8722 | 172.4435 | 609.4486 | 196.061 | 9.3928 | 70.6731 | 39.8915 | 2.5844 | 3.1527 | 134.8822 | 28.2592 | 0 | 1762.4058 | 23.2152 | 11.7373 | 978.9112 | 492.4689 | 140.9798 | 115.0934 | 172.4435 | 609.4486 | 197.019 | 15.4042 | 135.835 | 61.4347 | 4.9515 | 3.1527 | 214.2354 | 57.4553 | 0 | 23806.3712 | 568.6546 | -18129.8217 | 24107.0547 | 11205.3385 | 3261.8386 | 2793.3065 | 4148.2559 | 15198.5195 | 4760.2793 | 303.0668 | 3109.7671 | 1444.3865 | 97.4179 | 68.4638 | 5069.375 | 1112.8614 | 0 | 2025-05-01
2025-05-24 | 616.114 | 11.5658 | 5.8423 | 484.1091 | 54.2014 | 60.3953 | 91.2074 | 295.9331 | 96.9687 | 0.71656 | 16.3716 | 12.5097 | 0.20056 | 1.3982 | 21.5595 | 1.4452 | 0 | 757.9627 | 11.5658 | 5.8423 | 485.001 | 133.9315 | 60.4882 | 61.1337 | 91.2074 | 295.9331 | 97.8606 | 1.1281 | 62.3457 | 30.1457 | 0.36263 | 1.3982 | 34.7896 | 3.7615 | 0 | 20967.6609 | 532.5311 | -12436.8304 | 22808.3038 | 4452.9429 | 2817.407 | 2793.3065 | 4142.7699 | 14233.7744 | 4431.7595 | 21.6476 | 2194.0554 | 1218.4862 | 6.9584 | 49.694 | 889.9224 | 72.1789 | 0 | 2025-05-01
2025-05-25 | 680.7393 | 12.4161 | 6.2663 | 547.6534 | 73.3678 | 41.0357 | 97.8142 | 342.2893 | 107.55 | 0 | 13.8548 | 13.4003 | 0 | 1.2001 | 41.2074 | 3.7051 | 0 | 868.1292 | 12.4161 | 6.2663 | 548.5698 | 193.5387 | 41.0964 | 66.2418 | 97.8142 | 342.2893 | 108.4664 | 0 | 66.6948 | 31.5643 | 0 | 1.2001 | 82.6732 | 11.4063 | 0 | 20956.3571 | 520.922 | -13732.4638 | 22616.1415 | 6918.5605 | 1839.8904 | 2793.3065 | 4138.6234 | 13924.1948 | 4553.3233 | 0 | 2521.7201 | 1263.976 | 0 | 43.9027 | 2779.5094 | 309.4524 | 0 | 2025-05-01
2025-05-26 | 939.3755 | 16.4637 | 8.3017 | 700.9378 | 134.9667 | 78.7056 | 125.5796 | 438.8767 | 136.4815 | 0 | 32.4142 | 22.6615 | 0 | 2.022 | 71.8809 | 5.988 | 0 | 1199.6098 | 16.4637 | 8.3017 | 701.8445 | 309.5417 | 78.7869 | 84.6714 | 125.5796 | 438.8767 | 137.3882 | 0 | 96.9076 | 43.1772 | 0 | 2.022 | 152.0635 | 15.3714 | 0 | 22558.188 | 543.9233 | -16204.0991 | 23179.4117 | 9782.3064 | 2463.3391 | 2793.3065 | 4134.477 | 14539.766 | 4505.1687 | 0 | 3077.8611 | 1379.1293 | 0 | 59.7295 | 4913.1925 | 352.394 | 0 | 2025-05-01
2025-05-27 | 1001.5291 | 17.5211 | 8.8271 | 728.844 | 152.1896 | 94.1473 | 121.2992 | 461.8297 | 145.7151 | 3.1941 | 35.2774 | 22.8902 | 0.96783 | 1.9508 | 75.3879 | 12.5214 | 0 | 1241.4426 | 17.5211 | 8.8271 | 729.8473 | 309.4014 | 94.2586 | 81.587 | 121.2992 | 461.8297 | 146.7184 | 4.0083 | 88.9299 | 41.3077 | 1.2884 | 1.9508 | 145.4337 | 26.4826 | 0 | 25102.1115 | 603.9335 | -16110.5215 | 25260.1822 | 9180.6538 | 3374.5572 | 2793.3065 | 4130.3305 | 16144.7435 | 4985.1081 | 43.2953 | 2560.4968 | 1292.2649 | 13.9168 | 53.8238 | 4650.6792 | 566.1769 | 0 | 2025-05-01
2025-05-28 | 1482.1122 | 25.8834 | 13.0284 | 1073.3116 | 307.5221 | 62.3667 | 177.2692 | 681.3023 | 214.74 | 10.19 | 74.8885 | 42.9208 | 2.8837 | 3.1343 | 145.887 | 27.6177 | 0 | 1805.3191 | 25.8834 | 13.0284 | 1074.3224 | 510.3184 | 62.4165 | 119.35 | 177.2692 | 681.3023 | 215.7508 | 15.6058 | 146.0773 | 64.4174 | 5.0163 | 3.1343 | 224.6222 | 51.4451 | 0 | 23732.0482 | 610.8463 | -18114.4277 | 25478.7989 | 11453.6953 | 1509.8289 | 2793.3065 | 4126.184 | 16330.3807 | 5022.2342 | 281.4192 | 3397.3903 | 1488.4961 | 90.4594 | 64.2312 | 5207.2012 | 924.4978 | 0 | 2025-05-01
2025-05-29 | 1956.8291 | 33.2611 | 16.7271 | 1371.5641 | 443.6202 | 91.6566 | 223.5189 | 873.6261 | 274.4191 | 15.508 | 112.8711 | 58.8691 | 4.8495 | 4.6366 | 200.6647 | 46.2211 | 0 | 2340.6704 | 33.2611 | 16.7271 | 1372.5923 | 676.1211 | 91.7101 | 150.2587 | 223.5189 | 873.6261 | 275.4473 | 22.5067 | 184.8933 | 81.8098 | 8.9834 | 4.6366 | 284.1131 | 89.1782 | 0 | 23221.6857 | 625.2639 | -20202.8178 | 25947.7597 | 12437.8663 | 1620.3071 | 2793.3065 | 4122.0376 | 16716.6797 | 5109.0424 | 346.3621 | 3437.1619 | 1514.5834 | 167.0021 | 86.0742 | 5265.6832 | 1620.9995 | 0 | 2025-05-01
2025-05-30 | 1763.0918 | 29.6716 | 14.9086 | 1225.4029 | 385.8332 | 107.2756 | 196.7662 | 785.2901 | 243.3467 | 13.6196 | 92.0459 | 52.3695 | 4.086 | 3.9905 | 178.5994 | 41.1222 | 0 | 2110.0094 | 29.6716 | 14.9086 | 1226.4277 | 598.3203 | 107.3464 | 133.3348 | 196.7662 | 785.2901 | 244.3715 | 19.3887 | 164.0632 | 72.5405 | 6.6607 | 3.9905 | 251.9727 | 79.704 | 0 | 24233.2025 | 624.0786 | -19602.2722 | 25895.68 | 12375.9718 | 2146.4378 | 2793.3065 | 4117.8911 | 16685.8485 | 5091.9404 | 324.7145 | 3436.9307 | 1514.5834 | 118.2931 | 80.9628 | 5265.6832 | 1634.8041 | 0 | 2025-05-01
2025-05-31 | 1860.0713 | 30.7741 | 15.4488 | 1269.7337 | 414.358 | 129.7567 | 201.6812 | 816.2257 | 251.8268 | 15.4822 | 95.5563 | 55.9375 | 4.8705 | 4.1337 | 191.4179 | 46.96 | 0 | 2199.1336 | 30.7741 | 15.4488 | 1270.7739 | 616.1026 | 129.8411 | 136.1931 | 201.6812 | 816.2257 | 252.867 | 22.0603 | 167.5493 | 74.0523 | 8.1425 | 4.1337 | 257.4332 | 82.7312 | 0 | 23677.0859 | 637.0275 | -21176.4388 | 26307.1512 | 12555.4727 | 2560.5669 | 2793.3065 | 4105.8094 | 17032.9332 | 5168.4087 | 411.305 | 3435.7744 | 1510.768 | 167.0021 | 83.8795 | 5262.4382 | 1684.3055 | 0 | 2025-05-01
2025-06-01 | 1119.0208 | 19.0163 | 9.5425 | 799.9088 | 220.8806 | 69.6727 | 132.1454 | 507.2881 | 160.4753 | 5.3352 | 43.996 | 84.106 | 1.6062 | 17.7291 | 58.1175 | 9.9907 | 0 | 1412.9084 | 19.0163 | 9.5425 | 800.9127 | 422.344 | 69.7439 | 91.349 | 132.1454 | 507.2881 | 161.4792 | 8.7755 | 124.1754 | 136.5025 | 3.6827 | 17.7291 | 102.143 | 29.3358 | 0 | 23985.6966 | 583.0455 | -19236.3902 | 24683.7451 | 12938.7005 | 2158.9958 | 2857.5998 | 4105.8094 | 15589.5289 | 4988.4068 | 208.319 | 3826.4571 | 4226.4758 | 101.657 | 510.5731 | 3175.2854 | 889.9332 | 0 | 2025-06-01
2025-06-02 | 1502.8944 | 24.8343 | 12.4573 | 1034.5647 | 358.9581 | 72.08 | 170.0951 | 664.0531 | 200.4165 | 12.3267 | 80.3059 | 125.5198 | 3.5735 | 28.4356 | 90.1702 | 18.6264 | 0 | 1835.8898 | 24.8343 | 12.4573 | 1035.5418 | 573.0415 | 72.1397 | 117.8751 | 170.0951 | 664.0531 | 201.3936 | 20.0907 | 163.2162 | 180.5302 | 7.1885 | 28.4356 | 132.4974 | 41.0828 | 0 | 25813.2863 | 595.7275 | -18226.385 | 24902.7861 | 13873.3125 | 1810.2454 | 2857.5998 | 4104.8634 | 15942.9735 | 4854.9492 | 462.931 | 3956.7874 | 4379.8576 | 174.2691 | 689.3525 | 3213.8944 | 996.2205 | 0 | 2025-06-01
2025-06-03 | 1467.3235 | 23.6575 | 11.8625 | 992.1652 | 352.5395 | 87.0988 | 167.4052 | 633.6397 | 191.1203 | 13.2699 | 78.1459 | 123.1739 | 3.4686 | 28.0414 | 88.4067 | 18.0329 | 0 | 1800.5724 | 23.6575 | 11.8625 | 993.1107 | 568.4596 | 87.1669 | 116.3152 | 167.4052 | 633.6397 | 192.0658 | 22.6117 | 161.0563 | 178.3321 | 7.0934 | 28.0414 | 130.8477 | 40.477 | 0 | 26200.649 | 578.0814 | -17547.8653 | 24286.4276 | 13962.0376 | 2064.3679 | 2857.5998 | 4103.9169 | 15484.6469 | 4697.8638 | 555.5172 | 3956.7874 | 4379.8576 | 174.2691 | 688.765 | 3213.8944 | 992.9469 | 0 | 2025-06-01
2025-06-04 | 1559.7926 | 24.8795 | 12.4706 | 1043.4689 | 355.0869 | 123.8867 | 176.166 | 667.5164 | 199.7864 | 12.5375 | 86.039 | 121.5609 | 3.1462 | 29.067 | 86.9162 | 15.8201 | 0 | 1921.7368 | 24.8795 | 12.4706 | 1044.4105 | 593.9728 | 123.9877 | 122.0155 | 176.166 | 667.5164 | 200.7281 | 23.1253 | 168.9493 | 186.7947 | 7.2545 | 29.067 | 137.1098 | 41.6722 | 0 | 28214.4105 | 576.5907 | -16417.3917 | 24240.2919 | 13895.7296 | 3061.5902 | 2857.5998 | 4102.9711 | 15458.6018 | 4678.719 | 532.3707 | 3956.7874 | 4379.8576 | 167.0079 | 679.3039 | 3213.8944 | 966.5078 | 0 | 2025-06-01
2025-06-05 | 1328.9876 | 20.9019 | 10.473 | 887.2646 | 286.244 | 124.1041 | 158.4026 | 561.767 | 167.095 | 8.4701 | 68.3965 | 99.8219 | 2.0562 | 26.3136 | 70.8948 | 10.2909 | 0 | 1677.6114 | 20.9019 | 10.473 | 888.139 | 524.6123 | 124.2111 | 109.2741 | 158.4026 | 561.767 | 167.9693 | 16.5562 | 151.3069 | 167.225 | 5.1938 | 26.3136 | 122.7575 | 35.2594 | 0 | 25840.1357 | 538.0147 | -17341.9601 | 22883.6255 | 13656.983 | 3245.8729 | 2857.5998 | 4102.0249 | 14437.3159 | 4344.2847 | 393.4914 | 3956.7874 | 4379.8576 | 123.4406 | 687.5904 | 3213.8944 | 901.9213 | 0 | 2025-06-01
2025-06-06 | 1061.0929 | 16.9757 | 8.5025 | 719.0772 | 205.2644 | 111.2731 | 126.5609 | 455.3388 | 137.1775 | 5.0888 | 40.2631 | 77.6578 | 1.5455 | 19.2581 | 54.8222 | 6.629 | 0 | 1368.9216 | 16.9757 | 8.5025 | 719.9752 | 423.125 | 111.387 | 88.9561 | 126.5609 | 455.3388 | 138.0756 | 10.921 | 123.1589 | 136.668 | 5.4249 | 19.2581 | 100.245 | 27.4491 | 0 | 24464.3336 | 552.591 | -19310.6786 | 23404.8988 | 13505.4996 | 3454.423 | 2857.5998 | 4101.0788 | 14841.7629 | 4462.057 | 324.0517 | 3956.0936 | 4377.9958 | 174.2691 | 601.0959 | 3213.8944 | 858.099 | 0 | 2025-06-01
2025-06-07 | 827.2611 | 13.8776 | 6.9482 | 573.4914 | 150.3669 | 82.5769 | 108.9756 | 352.485 | 112.0309 | 1.7776 | 23.4569 | 63.2183 | 0.76108 | 11.8999 | 44.5243 | 4.7289 | 0 | 1103.3089 | 13.8776 | 6.9482 | 574.3418 | 348.6436 | 82.6776 | 76.8201 | 108.9756 | 352.485 | 112.8812 | 3.3157 | 105.6357 | 117.0551 | 1.6563 | 11.8999 | 86.2238 | 22.8571 | 0 | 22195.1788 | 525.3872 | -19470.8219 | 22449.0762 | 12782.191 | 3051.7465 | 2857.5998 | 4100.1326 | 14123.7484 | 4225.1952 | 92.5862 | 3921.8743 | 4323.3387 | 43.5673 | 389.3229 | 3192.7926 | 818.7091 | 0 | 2025-06-01
2025-06-08 | 748.3299 | 12.9169 | 6.4648 | 541.961 | 115.9817 | 71.0055 | 100.1588 | 333.0109 | 108.7913 | 0 | 15.1388 | 53.2033 | 0 | 10.0752 | 34.6903 | 2.8742 | 0 | 1013.8997 | 12.9169 | 6.4648 | 542.8678 | 310.0737 | 71.1016 | 70.475 | 100.1588 | 333.0109 | 109.6981 | 0 | 94.3183 | 106.2389 | 0 | 10.0752 | 79.0243 | 20.417 | 0 | 23491.6933 | 531.3784 | -18120.7176 | 22902.0524 | 12408.9385 | 2912.4418 | 2857.5998 | 4099.1866 | 14297.5887 | 4505.2771 | 0 | 3778.7396 | 4267.2222 | 0 | 367.2802 | 3191.0618 | 804.6347 | 0 | 2025-06-01
2025-06-09 | 1127.8496 | 19.3052 | 9.6585 | 803.6578 | 221.3751 | 73.853 | 132.1192 | 518.64 | 152.8985 | 5.6345 | 43.2199 | 84.1539 | 1.7429 | 17.7958 | 59.8312 | 8.9968 | 0 | 1426.5364 | 19.3052 | 9.6585 | 804.6144 | 427.9332 | 73.9329 | 91.0922 | 132.1192 | 518.64 | 153.8551 | 9.9202 | 126.1109 | 139.3641 | 4.3129 | 17.7958 | 102.3122 | 28.117 | 0 | 26988.3759 | 589.1858 | -16895.2962 | 24718.4904 | 13296.8859 | 2421.5101 | 2857.5998 | 4098.2403 | 15867.1591 | 4753.0909 | 254.6121 | 3955.8623 | 4379.8576 | 123.4406 | 516.8158 | 3213.8944 | 852.4031 | 0 | 2025-06-01
2025-06-10 | 636.5945 | 12.0015 | 6.0021 | 504.7659 | 37.5725 | 76.2524 | 81.3272 | 325.7021 | 97.7366 | 0 | 3.7385 | 16.0196 | 0 | 7.7955 | 10.019 | 0 | 0 | 837.9544 | 12.0015 | 6.0021 | 505.7656 | 180.0966 | 76.3741 | 57.7143 | 81.3272 | 325.7021 | 98.7363 | 0 | 57.4756 | 67.52 | 0 | 7.7955 | 47.3056 | 0 | 0 | 27544.2877 | 615.3247 | -13468.9552 | 25650.4971 | 8198.4733 | 3691.3479 | 2857.5998 | 4097.2943 | 16585.8867 | 4967.3161 | 0 | 2564.5328 | 3152.6707 | 0 | 336.4131 | 2144.8567 | 0 | 0 | 2025-06-01
2025-06-11 | 205.275 | 4.7387 | 2.372 | 207.7694 | -34.0475 | 24.4423 | 32.251 | 135.6027 | 39.9158 | 0 | -13.6528 | -22.213 | 0 | 1.8183 | 0 | 0 | 0 | 297.8669 | 4.7387 | 2.372 | 208.805 | 33.8485 | 24.5478 | 23.5548 | 32.251 | 135.6027 | 40.9513 | 0 | 9.4018 | 22.6284 | 0 | 1.8183 | 0 | 0 | 0 | 22862.0976 | 640.4524 | -14391.2156 | 26520.3571 | 4036.3574 | 3198.5463 | 2857.5998 | 4096.3481 | 17278.5881 | 5145.421 | 0 | 1100.2526 | 2715.512 | 0 | 220.5928 | 0 | 0 | 0 | 2025-06-01
2025-06-12 | 983.8928 | 19.3483 | 9.6332 | 782.9352 | 123.3457 | 48.6304 | 118.0329 | 513.8663 | 151.036 | 2.8492 | 31.1567 | 42.3542 | 0.63241 | 14.7032 | 29.413 | 2.2369 | 0 | 1288.797 | 19.3483 | 9.6332 | 783.9978 | 345.4164 | 48.6829 | 81.7184 | 118.0329 | 513.8663 | 152.0986 | 7.144 | 109.5222 | 113.6625 | 2.5072 | 14.7032 | 84.225 | 13.6521 | 0 | 22978.2521 | 661.6847 | -20767.883 | 27242.6426 | 11392.3089 | 1591.8991 | 2857.5998 | 4095.4023 | 17867.3061 | 5279.9342 | 185.1724 | 3739.8937 | 3804.5959 | 65.3509 | 458.0073 | 2765.7072 | 373.5813 | 0 | 2025-06-01
2025-06-13 | 923.0609 | 16.234 | 8.1098 | 682.3905 | 126.6959 | 89.6308 | 108.2027 | 442.5742 | 131.6137 | 1.4293 | 26.7188 | 47.729 | 0.67033 | 15.4167 | 32.7301 | 2.0017 | 0 | 1197.3142 | 16.234 | 8.1098 | 683.3996 | 323.2668 | 89.7404 | 76.5637 | 108.2027 | 442.5742 | 132.6227 | 3.3687 | 94.2335 | 108.5986 | 3.3042 | 15.4167 | 81.8651 | 16.4801 | 0 | 23823.6847 | 623.2837 | -20165.1699 | 25953.5189 | 11233.8279 | 3320.6242 | 2857.5998 | 4094.4561 | 16845.346 | 5013.7168 | 92.5862 | 3222.0499 | 3844.1403 | 101.657 | 517.4901 | 2941.1152 | 514.7892 | 0 | 2025-06-01
2025-06-14 | 675.0938 | 11.6268 | 5.8061 | 493.0389 | 70.8831 | 93.7389 | 84.3779 | 314.5703 | 94.0907 | 0 | 8.6303 | 33.2304 | 0 | 8.2342 | 20.7881 | 0 | 0 | 876.6338 | 11.6268 | 5.8061 | 493.9671 | 211.3049 | 93.8792 | 60.0496 | 84.3779 | 314.5703 | 95.019 | 0 | 62.2089 | 78.4973 | 0 | 8.2342 | 62.3644 | 0 | 0 | 22146.2574 | 576.3174 | -19047.4889 | 24295.4962 | 9210.7654 | 4253.5675 | 2857.5998 | 4093.5098 | 15589.8363 | 4612.1501 | 0 | 2556.9708 | 3487.6591 | 0 | 335.2902 | 2830.8453 | 0 | 0 | 2025-06-01
2025-06-15 | 367.1111 | 7.1899 | 3.5891 | 309.4127 | 3.7038 | 43.2156 | 51.3998 | 197.025 | 60.988 | 0 | -6.4546 | 1.5795 | 0 | 3.4466 | 5.1322 | 0 | 0 | 495.8078 | 7.1899 | 3.5891 | 310.4222 | 94.2967 | 43.3187 | 36.9913 | 51.3998 | 197.025 | 61.9975 | 0 | 29.5071 | 44.5902 | 0 | 3.4466 | 16.7527 | 0 | 0 | 20514.1384 | 597.1768 | -17071.065 | 25276.9703 | 5730.3359 | 3123.1205 | 2857.5998 | 4092.5636 | 16168.4353 | 5015.9714 | 0 | 1716.2243 | 3097.0417 | 0 | 240.9021 | 676.1678 | 0 | 0 | 2025-06-01
2025-06-16 | 238.7159 | 5.6389 | 2.8116 | 237.6728 | -22.1225 | 14.7152 | 36.0181 | 156.5826 | 45.072 | 0 | -12.8507 | -11.0126 | 0 | 1.9707 | 0 | -0.22993 | 0 | 323.3908 | 5.6389 | 2.8116 | 238.7209 | 35.9196 | 14.771 | 25.5288 | 36.0181 | 156.5826 | 46.1201 | 0 | 9.5836 | 24.3653 | 0 | 1.9707 | 0 | 0 | 0 | 22453.0252 | 653.3292 | -13761.9462 | 27003.6582 | 4006.7516 | 1693.6326 | 2857.5998 | 4091.6177 | 17704.4305 | 5207.61 | 0 | 1070.6468 | 2715.512 | 0 | 220.5928 | 0 | 0 | 0 | 2025-06-01
2025-06-17 | 797.0326 | 15.4943 | 7.7279 | 631.8162 | 83.3701 | 58.6241 | 96.8629 | 414.0289 | 120.9244 | 2.2406 | 15.687 | 31.0957 | 0.56628 | 9.9154 | 21.3292 | 2.536 | 0 | 1013.8558 | 15.4943 | 7.7279 | 632.8531 | 232.2641 | 58.7003 | 66.8162 | 96.8629 | 414.0289 | 121.9613 | 4.6277 | 68.019 | 82.5218 | 1.6778 | 9.9154 | 55.2797 | 10.2226 | 0 | 21592.1533 | 645.4925 | -19544.1705 | 26750.4322 | 8574.7836 | 2308.0156 | 2857.5998 | 4090.6715 | 17507.5524 | 5152.2083 | 115.7328 | 2497.4766 | 3254.3833 | 43.5673 | 348.1671 | 2032.508 | 282.9486 | 0 | 2025-06-01
2025-06-18 | 1400.2977 | 22.8132 | 11.3751 | 963.3847 | 291.2497 | 111.475 | 163.3173 | 619.291 | 180.7764 | 8.1556 | 75.2069 | 98.9415 | 2.1541 | 26.927 | 69.5335 | 10.3311 | 0 | 1770.3165 | 22.8132 | 11.3751 | 964.3011 | 546.0654 | 111.5691 | 114.1926 | 163.3173 | 619.291 | 181.6928 | 15.2486 | 158.1172 | 175.0356 | 6.0858 | 26.927 | 128.437 | 36.214 | 0 | 22303.0308 | 572.3374 | -21726.7778 | 24180.0766 | 13566.308 | 2853.4866 | 2857.5998 | 4089.7255 | 15537.1117 | 4553.2393 | 324.0517 | 3956.7874 | 4379.8576 | 145.2242 | 669.1699 | 3213.8944 | 877.3229 | 0 | 2025-06-01
2025-06-19 | 914.4587 | 15.6593 | 7.8052 | 664.5788 | 145.6069 | 80.8086 | 115.5042 | 424.9602 | 124.1144 | 2.1191 | 29.7536 | 56.3425 | 0.49979 | 15.7058 | 39.5505 | 1.6356 | 0 | 1221.0291 | 15.6593 | 7.8052 | 665.4685 | 369.8393 | 80.9001 | 81.3567 | 115.5042 | 424.9602 | 125.0041 | 5.4434 | 112.315 | 120.8693 | 1.974 | 15.7058 | 90.7068 | 22.825 | 0 | 22630.8821 | 557.2196 | -20022.9134 | 23649.5432 | 12813.2538 | 2776.1791 | 2857.5998 | 4088.7792 | 15140.0726 | 4420.6913 | 162.0259 | 3940.1373 | 4186.3789 | 58.0897 | 514.6384 | 3167.3268 | 784.6568 | 0 | 2025-06-01
2025-06-20 | 955.2457 | 15.9542 | 7.9491 | 678.7956 | 157.1502 | 95.3965 | 119.4486 | 433.6903 | 125.6567 | 2.1372 | 33.3893 | 59.6664 | 0.48483 | 17.6708 | 41.9814 | 1.8204 | 0 | 1261.6825 | 15.9542 | 7.9491 | 679.6657 | 378.8628 | 95.5005 | 83.7502 | 119.4486 | 433.6903 | 126.5268 | 5.952 | 113.2178 | 124.124 | 2.3351 | 17.6708 | 93.0832 | 22.4798 | 0 | 24019.0559 | 546.8024 | -18527.7274 | 23281.3406 | 12707.5039 | 3153.5364 | 2857.5998 | 4087.8333 | 14870.1401 | 4323.3672 | 185.1724 | 3809.7127 | 4163.1478 | 72.6121 | 577.8549 | 3147.6981 | 751.3059 | 0 | 2025-06-01
2025-06-21 | 796.8901 | 13.7807 | 6.8636 | 588.534 | 113.2425 | 74.4692 | 105.2487 | 375.1457 | 108.1396 | 2.0333 | 20.7563 | 45.0815 | 0.46815 | 11.2587 | 31.506 | 2.1386 | 0 | 1053.3833 | 13.7807 | 6.8636 | 589.3817 | 295.2528 | 74.5636 | 73.5409 | 105.2487 | 375.1457 | 108.9873 | 4.3171 | 90.8634 | 101.2263 | 1.3543 | 11.2587 | 77.7282 | 8.5048 | 0 | 22957.4645 | 534.6315 | -16966.6609 | 22850.7246 | 10818.8804 | 2862.2891 | 2857.5998 | 4086.887 | 14551.9684 | 4211.8692 | 115.7328 | 3345.7686 | 3756.9172 | 36.3061 | 382.9138 | 2936.4187 | 244.8234 | 0 | 2025-06-01
2025-06-22 | 901.6718 | 14.7738 | 7.3555 | 638.4642 | 138.8194 | 102.2589 | 114.0988 | 402.7347 | 121.6307 | 2.0875 | 29.6604 | 54.2021 | 0.47976 | 16.1178 | 34.2283 | 2.0435 | 0 | 1182.4741 | 14.7738 | 7.3555 | 639.3445 | 339.0777 | 102.3791 | 79.5435 | 114.0988 | 402.7347 | 122.511 | 4.4434 | 101.1493 | 116.057 | 1.3939 | 16.1178 | 86.7782 | 13.1379 | 0 | 23184.253 | 527.0366 | -18240.8859 | 22817.7813 | 11579.138 | 3643.5833 | 2857.5998 | 4085.941 | 14357.8708 | 4373.9696 | 115.7328 | 3411.7166 | 4033.7691 | 36.3061 | 532.3679 | 3046.0859 | 403.1596 | 0 | 2025-06-01
2025-06-23 | 816.2692 | 14.7385 | 7.3352 | 622.6313 | 104.633 | 66.9312 | 106.3234 | 401.5563 | 114.7515 | 1.5776 | 21.9922 | 40.6302 | 0.31598 | 13.6686 | 27.1559 | -0.70754 | 0 | 1108.906 | 14.7385 | 7.3352 | 623.5232 | 321.6658 | 67.0149 | 74.6284 | 106.3234 | 401.5563 | 115.6435 | 3.9852 | 95.5633 | 106.7978 | 1.2502 | 13.6686 | 80.328 | 20.0726 | 0 | 26159.3004 | 566.1673 | -15620.3582 | 23954.4272 | 11864.8817 | 2536.5826 | 2857.5998 | 4084.9948 | 15437.4576 | 4431.9748 | 115.7328 | 3511.0823 | 3955.9438 | 36.3061 | 479.8202 | 3007.2387 | 758.7579 | 0 | 2025-06-01
2025-06-24 | 1119.86 | 19.1079 | 9.5062 | 802.7154 | 203.5171 | 85.0133 | 134.6043 | 520.9985 | 147.1127 | 3.9976 | 46.721 | 74.3198 | 0.9694 | 20.8945 | 52.1414 | 4.4734 | 0 | 1448.5007 | 19.1079 | 9.5062 | 803.6154 | 437.5526 | 85.0985 | 93.62 | 134.6043 | 520.9985 | 148.0126 | 8.3775 | 129.6314 | 143.1651 | 3.0466 | 20.8945 | 105.1831 | 27.2544 | 0 | 26079.1823 | 574.8145 | -17439.8263 | 24242.5828 | 13263.0025 | 2581.0088 | 2857.5998 | 4084.049 | 15687.0009 | 4471.5329 | 208.319 | 3956.7874 | 4371.7901 | 79.8733 | 621.4104 | 3212.3063 | 812.5161 | 0 | 2025-06-01
2025-06-25 | 1170.7673 | 20.2925 | 10.0918 | 853.45 | 221.4631 | 65.4699 | 144.2088 | 554.0652 | 155.176 | 4.6051 | 56.9419 | 77.3091 | 1.0782 | 24.3532 | 53.9888 | 3.1867 | 0 | 1529.9368 | 20.2925 | 10.0918 | 854.3314 | 478.6875 | 65.532 | 101.0015 | 144.2088 | 554.0652 | 156.0574 | 12.2513 | 139.8522 | 154.7036 | 5.1047 | 24.3532 | 113.5393 | 28.8832 | 0 | 26986.7713 | 567.854 | -15780.5205 | 23950.9879 | 13507.9012 | 1882.9488 | 2857.5998 | 4060.7726 | 15510.6378 | 4379.5776 | 324.0517 | 3956.7874 | 4379.8576 | 137.963 | 688.9612 | 3213.8944 | 806.3859 | 0 | 2025-06-01
2025-06-26 | 1308.1533 | 21.7009 | 10.7882 | 917.4618 | 289.5431 | 68.6594 | 159.2713 | 593.6875 | 164.503 | 7.7367 | 72.7617 | 99.7672 | 2.0961 | 27.1212 | 70.6474 | 9.4128 | 0 | 1673.081 | 21.7009 | 10.7882 | 918.3026 | 541.1445 | 68.7182 | 112.4267 | 159.2713 | 593.6875 | 165.3439 | 16.9376 | 155.6721 | 172.2028 | 6.8563 | 27.1212 | 126.3824 | 35.9721 | 0 | 28722.8289 | 547.1931 | -13363.6421 | 23166.0688 | 13733.913 | 1781.6964 | 2857.5998 | 4028.5602 | 14959.3929 | 4178.1157 | 416.6379 | 3956.7874 | 4379.8576 | 174.2691 | 689.3525 | 3213.8944 | 903.1141 | 0 | 2025-06-01
2025-06-27 | 1325.0204 | 21.4309 | 10.4744 | 901.6824 | 264.907 | 126.5258 | 154.186 | 587.22 | 160.2764 | 6.5172 | 68.1122 | 90.964 | 1.7414 | 25.0316 | 64.9477 | 7.5929 | 0 | 1682.5114 | 21.4309 | 10.4744 | 902.5243 | 512.3784 | 126.6349 | 109.0686 | 154.186 | 587.22 | 161.1183 | 12.8352 | 151.008 | 163.6129 | 5.2144 | 25.0316 | 122.1237 | 32.5527 | 0 | 28129.1441 | 552.6152 | -15152.3 | 23300.4043 | 13261.1059 | 3309.7189 | 2857.5998 | 3996.3476 | 15120.8481 | 4183.2087 | 277.7586 | 3956.0936 | 4256.9702 | 123.4406 | 636.3732 | 3198.0578 | 812.4119 | 0 | 2025-06-01
2025-06-28 | 1197.1352 | 19.7699 | 9.4969 | 829.5762 | 232.1039 | 106.1883 | 140.8337 | 542.5263 | 146.2161 | 5.5779 | 56.2633 | 82.6032 | 1.4192 | 20.5924 | 58.6422 | 7.0057 | 0 | 1525.7696 | 19.7699 | 9.4969 | 830.4002 | 459.2698 | 106.2942 | 100.5386 | 140.8337 | 542.5263 | 147.0402 | 10.0264 | 138.9992 | 150.7447 | 3.1453 | 20.5924 | 112.0596 | 23.7022 | 0 | 24187.9471 | 546.2885 | -18193.1082 | 23000.1541 | 12767.0836 | 3209.9293 | 2857.5998 | 3944.8115 | 14960.8002 | 4094.5424 | 208.319 | 3948.4623 | 4252.727 | 65.3509 | 540.4697 | 3179.4043 | 572.3505 | 0 | 2025-06-01
2025-06-29 | 723.2498 | 13.5517 | 6.3964 | 560.1703 | 92.3684 | 50.7629 | 92.4545 | 362.3699 | 105.3459 | 1.6209 | 17.3804 | 37.4716 | 0.37009 | 11.4037 | 22.6698 | 1.4519 | 0 | 967.9145 | 13.5517 | 6.3964 | 561.057 | 268.0957 | 50.838 | 67.9756 | 92.4545 | 362.3699 | 106.2326 | 3.4833 | 82.616 | 91.3312 | 1.0927 | 11.4037 | 70.9357 | 7.2332 | 0 | 21737.4036 | 560.877 | -17381.8899 | 23244.7304 | 10180.7594 | 2275.3268 | 2857.5998 | 3863.7973 | 14974.8423 | 4406.0908 | 92.5862 | 3113.2816 | 3530.6714 | 29.0448 | 413.2931 | 2794.4002 | 207.4821 | 0 | 2025-06-01
2025-06-30 | 10.2303 | 0.65718 | 0.31912 | 25.7811 | -20.3429 | 3.8159 | 4.8035 | 15.9935 | 4.9841 | 0 | -20.6925 | 0 | 0 | 0.34963 | 0 | 0 | 0 | 38.093 | 0.65718 | 0.31912 | 26.6566 | 2.0429 | 3.8881 | 4.5292 | 4.8035 | 15.9935 | 5.8596 | 0 | 1.6933 | 0 | 0 | 0.34963 | 0 | 0 | 0 | 20108.3008 | 565.6209 | -7145.1121 | 20351.8401 | 1288.9254 | 2189.4267 | 2857.5998 | 3635.614 | 12365.9362 | 4350.2899 | 0 | 1068.3326 | 0 | 0 | 220.5928 | 0 | 0 | 0 | 2025-06-01
2025-07-01 | 1142.7302 | 17.7264 | 8.6092 | 666.7298 | 374.4874 | 75.1774 | 116.6089 | 415.9321 | 134.1888 | 9.895 | 49.9336 | 146.127 | 2.8293 | 23.8423 | 116.878 | 24.9822 | 0 | 1432.3197 | 17.7264 | 8.6092 | 667.5887 | 581.2822 | 75.257 | 81.8563 | 116.6089 | 415.9321 | 135.0477 | 14.0163 | 129.0637 | 203.0306 | 4.541 | 23.8423 | 163.295 | 43.4933 | 0 | 22932.1687 | 554.8644 | -21199.9059 | 20681.7393 | 17843.6965 | 2411.2277 | 2640.5467 | 3635.614 | 12778.5814 | 4267.5439 | 370.4808 | 3776.3822 | 6465.5902 | 123.3419 | 625.3136 | 5247.1549 | 1235.433 | 0 | 2025-07-01
2025-07-02 | 2264.4901 | 31.5512 | 15.2873 | 1175.978 | 919.3217 | 122.3519 | 211.9756 | 725.5667 | 238.4357 | 26.0861 | 168.9763 | 321.7829 | 7.7146 | 62.8687 | 261.9555 | 69.9376 | 0 | 2641.1391 | 31.5512 | 15.2873 | 1176.8033 | 1142.9944 | 122.4237 | 152.0792 | 211.9756 | 725.5667 | 239.261 | 32.0061 | 265.6043 | 374.3012 | 10.0288 | 62.8687 | 305.0986 | 93.0866 | 0 | 24638.0888 | 536.2144 | -20442.8599 | 19863.6879 | 19864.3032 | 2176.1965 | 2640.5467 | 3594.816 | 12168.0323 | 4100.8396 | 555.7212 | 4611.4464 | 6507.1633 | 174.1297 | 1079.0793 | 5315.3273 | 1621.4361 | 0 | 2025-07-01
2025-07-03 | 1548.7796 | 21.863 | 10.568 | 813.0029 | 610.2265 | 93.1193 | 154.2642 | 494.6565 | 164.0823 | 16.474 | 101.2966 | 220.9352 | 4.9213 | 42.5497 | 179.8851 | 44.1646 | 0 | 1895.8147 | 21.863 | 10.568 | 813.7666 | 843.2083 | 93.1914 | 113.2174 | 154.2642 | 494.6565 | 164.8459 | 21.8988 | 196.7665 | 278.4105 | 7.4661 | 42.5497 | 227.3024 | 68.8144 | 0 | 24007.5158 | 500.0511 | -19327.7411 | 18526.2646 | 19482.2172 | 2186.1773 | 2640.5467 | 3554.0181 | 11177.9271 | 3794.3195 | 463.101 | 4556.178 | 6477.9015 | 174.1297 | 908.5027 | 5312.1373 | 1590.2671 | 0 | 2025-07-01
2025-07-04 | 1747.578 | 26.3149 | 12.6895 | 963.6294 | 688.5603 | 56.3839 | 173.064 | 594.7579 | 195.8075 | 17.6192 | 120.3984 | 248.8068 | 5.6341 | 44.5702 | 201.0385 | 50.493 | 0 | 2107.763 | 26.3149 | 12.6895 | 964.4468 | 923.5933 | 56.4292 | 124.2893 | 173.064 | 594.7579 | 196.6249 | 22.535 | 216.9198 | 306.9037 | 8.1962 | 44.5702 | 248.8049 | 75.6634 | 0 | 24773.871 | 535.1945 | -18591.9116 | 19355.8868 | 19460.4397 | 1373.7149 | 2640.5467 | 3513.2201 | 11781.4337 | 4061.2331 | 416.7909 | 4606.3589 | 6502.1734 | 174.1297 | 832.8879 | 5315.3273 | 1612.7717 | 0 | 2025-07-01
2025-07-05 | 1570.6792 | 25.6548 | 12.3414 | 937.7392 | 541.7747 | 53.1691 | 167.9328 | 580.5585 | 189.2478 | 12.7493 | 113.6084 | 190.0048 | 3.4945 | 39.7341 | 152.9403 | 29.2433 | 0 | 2001.3698 | 25.6548 | 12.3414 | 938.5365 | 851.6752 | 53.2165 | 119.9454 | 167.9328 | 580.5585 | 190.0451 | 19.1997 | 206.8994 | 290.6952 | 6.016 | 39.7341 | 235.1653 | 53.9655 | 0 | 22640.4961 | 524.6749 | -18371.6202 | 18804.5817 | 17604.3174 | 1437.9956 | 2640.5467 | 3472.422 | 11370.6853 | 3961.4743 | 301.0156 | 4452.1918 | 6191.6549 | 94.3202 | 680.1942 | 5035.5566 | 849.3841 | 0 | 2025-07-01
2025-07-06 | 250.1556 | 6.4313 | 3.0863 | 230.6271 | -12.3188 | 22.3297 | 43.8406 | 136.3783 | 50.4082 | 0 | -9.5134 | 0 | 0 | 0 | -2.5922 | -0.21319 | 0 | 316.1544 | 6.4313 | 3.0863 | 231.4302 | 18.6508 | 22.3896 | 34.1662 | 43.8406 | 136.3783 | 51.2113 | 0 | 18.6508 | 0 | 0 | 0 | 0 | 0 | 0 | 22472.0741 | 501.7027 | -1955.2763 | 18122.9028 | 1344.0974 | 1818.1008 | 2640.5467 | 3431.6239 | 10700.8462 | 3990.4326 | 0 | 1344.0974 | 0 | 0 | 0 | 0 | 0 | 0 | 2025-07-01
2025-07-07 | 1196.3305 | 19.4813 | 9.3261 | 697.0173 | 410.0744 | 60.4315 | 123.6597 | 431.3564 | 142.0013 | 11.0209 | 78.2941 | 145.4767 | 3.159 | 27.9134 | 116.8624 | 27.3479 | 0 | 1456.7358 | 19.4813 | 9.3261 | 697.827 | 582.2974 | 60.5007 | 87.3033 | 123.6597 | 431.3564 | 142.811 | 14.8156 | 137.1618 | 197.5053 | 4.6423 | 27.9134 | 157.2488 | 43.0104 | 0 | 25869.9277 | 536.3995 | -8796.475 | 18670.3996 | 10721.263 | 2097.7939 | 2640.5467 | 3390.8259 | 11256.3051 | 4023.2686 | 208.3954 | 2809.3833 | 3733.735 | 65.2986 | 396.4937 | 2879.6027 | 628.3543 | 0 | 2025-07-01
2025-07-08 | 1922.3999 | 31.8452 | 15.2076 | 1112.5067 | 683.2506 | 79.5898 | 191.9333 | 687.9214 | 232.6519 | 16.5618 | 148.0796 | 235.2688 | 4.7011 | 49.3161 | 188.836 | 40.4872 | 0 | 2397.2611 | 31.8452 | 15.2076 | 1113.3417 | 1017.1165 | 79.6397 | 140.1103 | 191.9333 | 687.9214 | 233.487 | 23.0771 | 244.7028 | 342.5264 | 7.4439 | 49.3161 | 279.9724 | 70.0779 | 0 | 27930.6244 | 554.3736 | -14079.7926 | 18962.4591 | 18339.6742 | 1513.3634 | 2640.5467 | 3371.3133 | 11441.9805 | 4149.1653 | 301.0156 | 4611.2151 | 6267.0769 | 101.5756 | 742.5356 | 5305.2256 | 1011.0298 | 0 | 2025-07-01
2025-07-09 | 2068.883 | 32.9453 | 15.6941 | 1130.937 | 770.8115 | 118.4951 | 197.8126 | 692.7625 | 240.3619 | 17.9856 | 162.8229 | 256.4496 | 5.0406 | 56.9902 | 226.5776 | 44.9451 | 0 | 2549.3535 | 32.9453 | 15.6941 | 1131.77 | 1103.0303 | 118.5631 | 147.3506 | 197.8126 | 692.7625 | 241.1949 | 25.6575 | 251.9945 | 360.162 | 8.0395 | 56.9902 | 318.5156 | 81.6709 | 0 | 27325.9443 | 555.1761 | -15138.8087 | 18756.7008 | 18450.7137 | 2061.6156 | 2640.5467 | 3351.8007 | 11266.0186 | 4138.8815 | 347.3257 | 4255.601 | 6189.1454 | 108.831 | 900.9828 | 5392.9686 | 1255.8593 | 0 | 2025-07-01
2025-07-10 | 809.7928 | 15.4323 | 7.3332 | 525.0122 | 214.5136 | 47.5014 | 94.8447 | 318.7578 | 111.4097 | 5.1079 | 37.2045 | 75.0515 | 1.2385 | 21.2222 | 65.7678 | 8.9212 | 0 | 1113.2893 | 15.4323 | 7.3332 | 525.8283 | 446.9778 | 47.5649 | 70.1528 | 94.8447 | 318.7578 | 112.2258 | 9.7746 | 106.2421 | 157.0922 | 3.0628 | 21.2222 | 120.0939 | 29.4899 | 0 | 27067.9977 | 546.5598 | -10149.5895 | 18287.8838 | 13818.0862 | 1924.5107 | 2640.5467 | 3332.2882 | 10900.9 | 4054.6956 | 231.5505 | 3294.7288 | 5300.8215 | 72.554 | 626.8841 | 3542.5736 | 748.9737 | 0 | 2025-07-01
2025-07-11 | 1349.8927 | 24.5739 | 11.648 | 827.9796 | 438.9483 | 46.7429 | 143.2691 | 509.0638 | 175.6466 | 11.5174 | 94.8247 | 149.0246 | 3.0809 | 37.951 | 116.6563 | 25.8934 | 0 | 1732.688 | 24.5739 | 11.648 | 828.8184 | 716.6311 | 46.7918 | 104.2249 | 143.2691 | 509.0638 | 176.4854 | 18.324 | 162.9975 | 241.6455 | 5.7417 | 37.951 | 198.6316 | 51.3397 | 0 | 25767.69 | 563.139 | -12614.4408 | 18515.1328 | 15180.3442 | 1482.9681 | 2640.5467 | 3312.7755 | 11034.7642 | 4167.5931 | 301.0156 | 3253.4602 | 5328.6308 | 94.3202 | 741.3707 | 4633.5458 | 828.0009 | 0 | 2025-07-01
2025-07-12 | 973.7434 | 19.1079 | 9.0343 | 634.1339 | 270.753 | 40.7142 | 114.4961 | 382.3013 | 137.3365 | 5.1385 | 57.1902 | 95.1769 | 1.3126 | 27.5405 | 75.0423 | 9.352 | 0 | 1353.5631 | 19.1079 | 9.0343 | 634.9474 | 563.9717 | 40.7586 | 85.7432 | 114.4961 | 382.3013 | 138.15 | 9.5193 | 135.1464 | 196.2372 | 3.2391 | 27.5405 | 163.1794 | 29.1097 | 0 | 24951.7251 | 549.191 | -13177.8734 | 17910.6912 | 15683.905 | 1345.2646 | 2640.5467 | 3299.8001 | 10568.7813 | 4042.1098 | 185.2404 | 3720.3611 | 5589.2342 | 65.2986 | 703.7198 | 4800.32 | 619.7309 | 0 | 2025-07-01
2025-07-13 | 479.2385 | 10.8627 | 5.1229 | 360.8887 | 59.4116 | 42.9525 | 69.5473 | 208.2144 | 83.127 | 0 | 6.5636 | 23.6988 | 0 | 9.4862 | 19.946 | -0.28304 | 0 | 726.3462 | 10.8627 | 5.1229 | 361.6913 | 251.2803 | 43.0233 | 54.3657 | 69.5473 | 208.2144 | 83.9296 | 0 | 71.4741 | 91.578 | 0 | 9.4862 | 78.742 | 0 | 0 | 23992.4004 | 514.5406 | -9488.7298 | 16995.4296 | 11185.7967 | 2144.8166 | 2640.5467 | 3286.825 | 9720.7436 | 3987.861 | 0 | 3097.7692 | 4262.0675 | 0 | 407.5574 | 3418.4027 | 0 | 0 | 2025-07-01
2025-07-14 | 683.1265 | 14.161 | 6.6614 | 461.214 | 156.4878 | 44.6022 | 89.2838 | 270.6404 | 101.2898 | 3.0991 | 29.9941 | 51.9378 | 0.67706 | 20.2522 | 46.0992 | 4.4283 | 0 | 997.2244 | 14.161 | 6.6614 | 461.988 | 401.4805 | 44.665 | 68.2685 | 89.2838 | 270.6404 | 102.0637 | 7.2855 | 98.5323 | 144.8894 | 2.5181 | 20.2522 | 107.7454 | 20.2576 | 0 | 23639.4725 | 526.2946 | -11551.7805 | 16951.458 | 13167.7724 | 1905.1813 | 2640.5467 | 3273.8496 | 9832.0339 | 3845.5744 | 185.2404 | 3270.8979 | 5094.1661 | 65.2986 | 647.0835 | 3376.8084 | 528.2775 | 0 | 2025-07-01
2025-07-15 | 1694.954 | 28.575 | 13.4074 | 934.669 | 630.1596 | 88.1431 | 181.5378 | 549.9626 | 203.1685 | 15.4258 | 143.5223 | 208.8295 | 4.2318 | 49.9786 | 171.9077 | 36.2639 | 0 | 2135.0279 | 28.575 | 13.4074 | 935.434 | 935.0403 | 88.2133 | 134.3579 | 181.5378 | 549.9626 | 203.9336 | 23.1833 | 222.3888 | 321.1333 | 7.2642 | 49.9786 | 243.3476 | 67.7445 | 0 | 25654.4003 | 521.3593 | -11539.1159 | 16691.7812 | 15212.0691 | 2127.7599 | 2640.5467 | 3260.8745 | 9629.6755 | 3801.2312 | 301.0156 | 3763.8043 | 5698.8776 | 94.3202 | 781.4004 | 3661.0291 | 911.6218 | 0 | 2025-07-01
2025-07-16 | 3308.1503 | 50.1971 | 23.4917 | 1620.179 | 1463.5714 | 150.7111 | 325.6105 | 935.8724 | 358.696 | 37.5017 | 341.1978 | 485.2298 | 10.5677 | 104.9139 | 390.648 | 93.5126 | 0 | 3980.9155 | 50.1971 | 23.4917 | 1620.9246 | 1884.8618 | 150.7714 | 250.6688 | 325.6105 | 935.8724 | 359.4416 | 52.755 | 437.8404 | 620.4434 | 16.5302 | 104.9139 | 501.8088 | 150.5701 | 0 | 27009.8297 | 509.6717 | -14063.4594 | 16258.481 | 19835.966 | 1828.6236 | 2640.5467 | 3247.8992 | 9305.6937 | 3704.8881 | 555.7212 | 4612.1401 | 6502.8039 | 174.1297 | 1105.0483 | 5315.3273 | 1570.7956 | 0 | 2025-07-01
2025-07-17 | 3081.1206 | 46.789 | 21.8119 | 1493.8276 | 1305.9648 | 212.7272 | 294.5109 | 864.8833 | 334.4334 | 33.2863 | 302.192 | 434.6232 | 9.2844 | 95.5635 | 349.7374 | 81.2781 | 0 | 3722.7358 | 46.789 | 21.8119 | 1494.5856 | 1718.398 | 212.8112 | 228.3401 | 294.5109 | 864.8833 | 335.1914 | 48.0557 | 398.8345 | 565.5708 | 15.0578 | 95.5635 | 457.3719 | 137.9437 | 0 | 27149.5903 | 518.4657 | -14769.0592 | 16356.2634 | 19856.8331 | 2546.5405 | 2640.5467 | 3234.1526 | 9355.8508 | 3766.26 | 555.7212 | 4612.1401 | 6504.065 | 174.1297 | 1105.0483 | 5315.3273 | 1590.4015 | 0 | 2025-07-01
2025-07-18 | 2328.9733 | 36.2705 | 16.8425 | 1151.8677 | 976.374 | 147.6187 | 235.9717 | 657.2467 | 258.6493 | 23.307 | 228.8695 | 324.1581 | 6.2671 | 77.9312 | 261.5857 | 54.2552 | 0 | 2936.7418 | 36.2705 | 16.8425 | 1152.5951 | 1396.9682 | 147.6942 | 186.3713 | 235.9717 | 657.2467 | 259.3767 | 37.3716 | 325.4975 | 459.7399 | 12.0149 | 77.9312 | 373.2579 | 111.1552 | 0 | 25446.3208 | 499.543 | -15462.9774 | 15742.2452 | 19738.8155 | 2288.1478 | 2640.5467 | 3220.4059 | 8907.592 | 3614.2473 | 509.4111 | 4611.4464 | 6483.0775 | 166.8743 | 1103.4164 | 5307.3523 | 1557.2376 | 0 | 2025-07-01
2025-07-19 | 2047.0453 | 33.8142 | 15.6401 | 1081.7473 | 867.133 | 48.7107 | 226.3091 | 617.4792 | 237.9589 | 20.3502 | 203.4348 | 290.0468 | 5.8399 | 66.2488 | 230.8329 | 50.3796 | 0 | 2596.816 | 33.8142 | 15.6401 | 1082.4478 | 1244.3735 | 48.7472 | 171.7931 | 226.3091 | 617.4792 | 238.6594 | 29.2332 | 299.5686 | 415.6351 | 9.8083 | 66.2488 | 336.9149 | 86.9645 | 0 | 24419.8513 | 482.952 | -12916.603 | 15157.6183 | 17949.7708 | 1105.5665 | 2640.5467 | 3206.6593 | 8470.3728 | 3480.5862 | 324.1707 | 4587.8597 | 6013.7766 | 116.0864 | 886.4554 | 5024.1301 | 997.2918 | 0 | 2025-07-01
2025-07-20 | 1893.3974 | 31.5627 | 14.5409 | 990.2087 | 749.8298 | 107.2552 | 195.2267 | 554.87 | 240.112 | 16.7521 | 177.9181 | 249.557 | 4.2756 | 65.7151 | 202.1601 | 33.4518 | 0 | 2474.5738 | 31.5627 | 14.5409 | 990.9993 | 1172.9568 | 107.3192 | 157.1949 | 195.2267 | 554.87 | 240.9026 | 31.0344 | 274.5558 | 387.1272 | 10.3661 | 65.7151 | 315.6512 | 88.5069 | 0 | 25344.2985 | 512.5035 | -15361.4403 | 15959.1522 | 19654.6028 | 1938.9336 | 2640.5467 | 3192.9127 | 8838.0509 | 3928.1886 | 509.4111 | 4611.9089 | 6480.2705 | 174.1297 | 1103.5474 | 5312.158 | 1463.1773 | 0 | 2025-07-01
2025-07-21 | 2525.1394 | 42.9871 | 19.725 | 1292.3272 | 1023.8072 | 146.2929 | 240.4537 | 744.3995 | 307.4739 | 24.6731 | 238.4159 | 329.634 | 6.5135 | 80.2792 | 288.9832 | 55.3084 | 0 | 3170.4017 | 42.9871 | 19.725 | 1293.1589 | 1476.3407 | 146.3626 | 191.8274 | 240.4537 | 744.3995 | 308.3057 | 40.3714 | 335.0584 | 474.341 | 12.65 | 80.2792 | 418.5025 | 115.1383 | 0 | 28480.6153 | 569.7573 | -14055.0911 | 16965.4526 | 20249.54 | 2110.4097 | 2640.5467 | 3175.575 | 9657.2809 | 4132.5967 | 555.7212 | 4612.1401 | 6502.8039 | 174.1297 | 1105.0483 | 5720.0273 | 1579.6696 | 0 | 2025-07-01
2025-07-22 | 3419.0135 | 58.9426 | 26.9375 | 1740.667 | 1369.8543 | 222.612 | 304.8714 | 1018.1239 | 417.6717 | 32.9567 | 324.6558 | 439.0438 | 8.9456 | 100.9576 | 385.3479 | 77.947 | 0 | 4148.2058 | 58.9426 | 26.9375 | 1741.5502 | 1856.8711 | 222.7019 | 241.2025 | 304.8714 | 1018.1239 | 418.5549 | 50.7627 | 421.2984 | 596.8265 | 15.906 | 100.9576 | 526.8351 | 144.2849 | 0 | 29842.8452 | 604.1624 | -13964.6849 | 17607.8901 | 20230.1247 | 2724.8061 | 2640.5467 | 3158.2373 | 10061.4801 | 4388.1727 | 555.7212 | 4612.1401 | 6500.6242 | 174.1297 | 1105.1789 | 5717.8973 | 1564.4334 | 0 | 2025-07-01
2025-07-23 | 3680.266 | 57.5083 | 26.4652 | 1734.4689 | 1683.4639 | 178.3597 | 353.6988 | 968.8557 | 411.9144 | 42.7197 | 403.3097 | 552.4171 | 12.0269 | 119.8217 | 446.1894 | 106.9796 | 0 | 4438.2321 | 57.5083 | 26.4652 | 1735.219 | 2154.3871 | 178.4187 | 286.234 | 353.6988 | 968.8557 | 412.6645 | 60.2399 | 499.9522 | 707.844 | 18.8756 | 119.8217 | 573.8706 | 173.7832 | 0 | 30616.8026 | 513.5196 | -9554.2195 | 15359.9926 | 19871.125 | 1785.8382 | 2640.5467 | 3140.8996 | 8492.2491 | 3726.8439 | 555.7212 | 4612.1401 | 6507.1633 | 174.1297 | 1105.3747 | 5315.3273 | 1601.2687 | 0 | 2025-07-01
2025-07-24 | 3882.7333 | 62.1841 | 28.8203 | 1857.8274 | 1735.2058 | 198.6958 | 362.0064 | 1046.5134 | 449.3076 | 44.0811 | 416.4682 | 569.4568 | 12.4361 | 122.9754 | 459.7161 | 110.0721 | 0 | 4654.6019 | 62.1841 | 28.8203 | 1858.616 | 2212.4596 | 198.7556 | 293.7664 | 362.0064 | 1046.5134 | 450.0962 | 61.8252 | 513.1108 | 726.8701 | 19.3723 | 122.9754 | 589.0291 | 179.2767 | 0 | 31885.0765 | 535.0355 | -8793.9504 | 15804.6743 | 19887.0135 | 1811.7569 | 2640.5467 | 3102.1489 | 8784.2135 | 3918.3119 | 555.7212 | 4612.1401 | 6507.1633 | 174.1297 | 1105.3747 | 5315.3273 | 1617.1573 | 0 | 2025-07-01
2025-07-25 | 3737.1697 | 61.0523 | 28.5008 | 1803.1795 | 1624.6801 | 219.7571 | 340.2426 | 1017.7777 | 445.1592 | 40.4933 | 396.4214 | 530.0914 | 11.2209 | 118.1707 | 428.8335 | 99.4489 | 0 | 4521.4537 | 61.0523 | 28.5008 | 1803.9948 | 2125.7894 | 219.825 | 282.2914 | 340.2426 | 1017.7777 | 445.9745 | 59.4102 | 493.0639 | 697.8595 | 18.6156 | 118.1707 | 566.6931 | 171.9765 | 0 | 31492.1462 | 548.6635 | -9689.8609 | 16055.1902 | 19878.461 | 2059.1457 | 2640.5467 | 3063.3983 | 8940.7225 | 4051.0694 | 555.7212 | 4612.1401 | 6505.6141 | 174.1297 | 1105.3747 | 5315.3273 | 1610.1539 | 0 | 2025-07-01
2025-07-26 | 4296.5435 | 68.1781 | 32.0624 | 2040.2354 | 2019.666 | 136.4016 | 409.1919 | 1134.2723 | 496.7712 | 51.3194 | 491.3202 | 659.6221 | 14.566 | 140.8984 | 531.9366 | 130.0034 | 0 | 5148.04 | 68.1781 | 32.0624 | 2040.9929 | 2533.739 | 136.4438 | 336.6238 | 409.1919 | 1134.2723 | 497.5287 | 70.8448 | 587.9579 | 832.6673 | 22.1985 | 140.8984 | 674.1978 | 204.9743 | 0 | 28698.1111 | 508.4861 | -10616.3906 | 15010.2957 | 19874.4802 | 1280.693 | 2640.5467 | 3024.6477 | 8222.0048 | 3763.6432 | 555.7212 | 4611.9089 | 6501.2949 | 174.1297 | 1105.1136 | 5313.753 | 1612.559 | 0 | 2025-07-01
2025-07-27 | 3113.8754 | 48.4191 | 22.9419 | 1478.9496 | 1389.3114 | 174.2534 | 300.7343 | 798.6843 | 379.5309 | 33.7102 | 345.0986 | 452.3812 | 9.049 | 105.8439 | 365.2186 | 78.0099 | 0 | 3880.4153 | 48.4191 | 22.9419 | 1479.7147 | 1902.1087 | 174.3185 | 252.9125 | 300.7343 | 798.6843 | 380.296 | 53.2272 | 441.7363 | 625.2609 | 16.6782 | 105.8439 | 507.4058 | 151.9564 | 0 | 28132.3705 | 481.1458 | -11305.9089 | 14504.9906 | 19838.9825 | 1972.6138 | 2640.5467 | 2985.8969 | 7717.6841 | 3801.4095 | 555.7212 | 4611.9089 | 6498.2096 | 174.1297 | 1104.9831 | 5313.2213 | 1580.8088 | 0 | 2025-07-01
2025-07-28 | 3395.8563 | 54.6307 | 26.0841 | 1607.0017 | 1455.4516 | 252.6882 | 309.1905 | 893.1144 | 404.6968 | 35.7311 | 362.4467 | 475.4351 | 9.6769 | 110.0152 | 378.3444 | 83.8021 | 0 | 4180.6632 | 54.6307 | 26.0841 | 1607.7933 | 1976.5413 | 252.7745 | 262.8394 | 309.1905 | 893.1144 | 405.4884 | 55.3163 | 459.0893 | 648.7741 | 17.3328 | 110.0152 | 526.934 | 159.0796 | 0 | 28580.9126 | 523.0127 | -12244.7719 | 15199.9265 | 19847.3203 | 2614.8784 | 2640.5467 | 2947.1462 | 8319.6912 | 3933.0891 | 555.7212 | 4612.1401 | 6493.1124 | 174.1297 | 1105.1789 | 5313.7323 | 1593.3058 | 0 | 2025-07-01
2025-07-29 | 2755.2509 | 45.5638 | 21.9257 | 1335.268 | 1191.9436 | 160.5498 | 260.3953 | 735.3008 | 339.572 | 25.0193 | 296.0523 | 378.3417 | 7.0034 | 94.046 | 331.7819 | 59.699 | 0 | 3505.9834 | 45.5638 | 21.9257 | 1336.0509 | 1717.0004 | 160.6163 | 224.8262 | 260.3953 | 735.3008 | 340.3549 | 40.7917 | 392.6949 | 554.3036 | 14.4668 | 94.046 | 489.6901 | 131.0074 | 0 | 28092.5301 | 514.0221 | -11991.4956 | 14904.754 | 20007.1778 | 2017.5252 | 2640.5467 | 2908.3955 | 8106.384 | 3889.9745 | 439.9459 | 4612.1401 | 6478.9522 | 166.8743 | 1104.0039 | 5702.4723 | 1502.7891 | 0 | 2025-07-01
2025-07-30 | 2421.573 | 40.8661 | 19.8227 | 1170.9674 | 977.2141 | 212.7026 | 212.4012 | 650.8474 | 307.7189 | 20.8579 | 257.9097 | 313.9466 | 4.8405 | 84.9343 | 253.6463 | 41.0788 | 0 | 3162.59 | 40.8661 | 19.8227 | 1171.7571 | 1514.3557 | 212.7989 | 202.9895 | 212.4012 | 650.8474 | 308.5085 | 39.2655 | 354.5522 | 499.9658 | 11.6934 | 84.9343 | 406.7354 | 117.2089 | 0 | 27518.2822 | 514.544 | -12747.6943 | 14551.4782 | 19640.2469 | 2919.1606 | 2640.5467 | 2585.8495 | 8042.2259 | 3923.4028 | 486.256 | 4612.1401 | 6487.1494 | 145.1081 | 1104.7219 | 5306.289 | 1498.5824 | 0 | 2025-07-01
2025-07-31 | 2870.2211 | 48.9987 | 23.962 | 1379.9248 | 1261.8617 | 155.474 | 228.1815 | 782.3448 | 369.3986 | 28.8136 | 310.0844 | 404.2949 | 7.6251 | 97.4036 | 349.5616 | 64.0784 | 0 | 3633.2875 | 48.9987 | 23.962 | 1380.7399 | 1791.1739 | 155.5446 | 232.8684 | 228.1815 | 782.3448 | 370.2137 | 46.9434 | 406.7124 | 583.8597 | 15.3564 | 97.4036 | 505.5452 | 135.3531 | 0 | 25482.4511 | 526.4398 | -14486.0332 | 14465.3919 | 20195.5608 | 2140.545 | 2640.5467 | 2263.3035 | 8151.9291 | 4050.1593 | 509.4111 | 4611.4464 | 6627.2371 | 174.1297 | 1103.5469 | 5677.4506 | 1492.3391 | 0 | 2025-07-01
2025-08-01 | 1627.108 | 28.9298 | 14.1564 | 769.3104 | 717.3686 | 97.3428 | 133.8961 | 415.777 | 219.6372 | 14.1367 | 160.952 | 236.898 | 4.0333 | 44.7427 | 188.8351 | 67.7708 | 0 | 2229.7822 | 28.9298 | 14.1564 | 770.0823 | 1190.3344 | 97.3982 | 128.8811 | 133.8961 | 415.777 | 220.4091 | 25.9019 | 255.7652 | 368.9814 | 9.8505 | 44.7427 | 301.3738 | 183.7189 | 0 | 24086.1426 | 500.7584 | -14117.0079 | 12753.6927 | 20987.9809 | 1680.6361 | 2280.0823 | 2240.3165 | 6678.0288 | 3835.3474 | 439.4249 | 4524.8362 | 6512.7933 | 174.2691 | 742.8134 | 5339.3837 | 3254.4604 | 0 | 2025-08-01
2025-08-02 | 2452.7062 | 40.0163 | 19.6434 | 896.2443 | 1326.2988 | 170.5033 | 182.3119 | 411.6839 | 302.2485 | 31.7941 | 285.6571 | 415.4972 | 8.8291 | 92.8481 | 334.6565 | 157.0169 | 0 | 3120.8093 | 40.0163 | 19.6434 | 896.9602 | 1801.875 | 170.5718 | 191.7424 | 182.3119 | 411.6839 | 302.9645 | 46.6778 | 380.4606 | 547.5599 | 14.6551 | 92.8481 | 447.329 | 272.3446 | 0 | 23039.7812 | 465.4885 | -13247.585 | 10013.7491 | 21451.3098 | 2076.7365 | 2280.0823 | 2025.5849 | 4430.8093 | 3557.355 | 555.063 | 4524.3736 | 6503.3278 | 174.2691 | 1104.07 | 5337.3304 | 3252.8758 | 0 | 2025-08-01
2025-08-03 | 1730.944 | 29.5944 | 14.5741 | 671.3553 | 871.2862 | 144.134 | 123.2222 | 307.7529 | 240.3802 | 20.2099 | 191.2106 | 279.6626 | 5.1923 | 61.2305 | 224.2351 | 89.5452 | 0 | 2350.7654 | 29.5944 | 14.5741 | 672.1067 | 1346.1387 | 144.2092 | 144.1424 | 123.2222 | 307.7529 | 241.1316 | 35.09 | 286.0141 | 411.6599 | 11.017 | 61.2305 | 336.872 | 204.2553 | 0 | 23906.7266 | 456.984 | -12322.3254 | 9940.4516 | 21271.2987 | 2280.2354 | 2280.0823 | 1810.8532 | 4395.9627 | 3733.6357 | 555.063 | 4524.3736 | 6501.4987 | 174.2691 | 943.016 | 5336.8171 | 3236.2611 | 0 | 2025-08-01
2025-08-04 | 1973.1296 | 35.4057 | 17.4927 | 776.059 | 991.5437 | 152.6286 | 120.975 | 385.1281 | 269.9559 | 22.7588 | 212.2189 | 310.9622 | 5.9907 | 66.2824 | 269.05 | 104.2807 | 0 | 2616.0818 | 35.4057 | 17.4927 | 776.8389 | 1478.9266 | 152.7033 | 154.7147 | 120.975 | 385.1281 | 270.7359 | 37.6637 | 307.0321 | 443.4337 | 11.825 | 66.2824 | 391.8996 | 220.79 | 0 | 27760.8902 | 502.1311 | -9351.4242 | 10353.3784 | 21714.4509 | 2262.2717 | 2280.0823 | 1596.1216 | 4881.7364 | 3875.5204 | 555.063 | 4524.8362 | 6512.7933 | 174.2691 | 938.4509 | 5748.3437 | 3260.6947 | 0 | 2025-08-01
2025-08-05 | 2462.7154 | 44.4699 | 22.0434 | 956.0144 | 1333.7866 | 106.4011 | 127.3816 | 489.1152 | 339.5176 | 31.2734 | 279.3603 | 409.8543 | 8.6855 | 91.4124 | 358.0385 | 155.1622 | 0 | 3132.057 | 44.4699 | 22.0434 | 956.8216 | 1813.7256 | 106.449 | 188.5474 | 127.3816 | 489.1152 | 340.3248 | 45.9 | 374.1735 | 539.852 | 14.4109 | 91.4124 | 479.2061 | 268.7707 | 0 | 27468.2341 | 517.375 | -9165.3033 | 10475.8945 | 21907 | 1453.1857 | 2280.0823 | 1381.3899 | 5083.8507 | 4010.6539 | 555.063 | 4524.8362 | 6512.7933 | 174.2691 | 1105.44 | 5773.9037 | 3260.6947 | 0 | 2025-08-01
2025-08-06 | 2589.9778 | 44.5556 | 22.1596 | 950.8751 | 1345.5023 | 226.8852 | 122.1603 | 486.712 | 342.0028 | 31.5674 | 277.9673 | 418.6327 | 8.8138 | 91.0721 | 359.4529 | 157.9961 | 0 | 3249.3818 | 44.5556 | 22.1596 | 951.6941 | 1816.1495 | 226.9774 | 187.8455 | 122.1603 | 486.712 | 342.8218 | 45.7291 | 372.7805 | 548.0409 | 14.3572 | 91.0721 | 476.1763 | 267.9934 | 0 | 29192.1299 | 523.2458 | -9054.6099 | 10614.2993 | 22031.18 | 2797.9325 | 2280.0823 | 1347.9087 | 5196.9614 | 4069.4292 | 555.063 | 4524.8362 | 6662.5333 | 174.2691 | 1105.44 | 5748.3437 | 3260.6947 | 0 | 2025-08-01
2025-08-07 | 2740.2043 | 46.5233 | 23.2165 | 969.695 | 1489.2134 | 211.5562 | 121.1156 | 488.9838 | 359.5956 | 35.2913 | 307.654 | 463.3349 | 9.9894 | 98.2242 | 394.5194 | 180.2 | 0 | 3412.3665 | 46.5233 | 23.2165 | 970.5059 | 1957.6783 | 211.6377 | 202.8048 | 121.1156 | 488.9838 | 360.4065 | 49.3708 | 402.4672 | 591.9918 | 15.5006 | 98.2242 | 510.5651 | 289.5586 | 0 | 29710.1576 | 517.0733 | -8123.7878 | 10535.0218 | 22029.3522 | 2472.4158 | 2280.0823 | 1314.4276 | 5191.3357 | 4029.2585 | 555.063 | 4524.8362 | 6662.5333 | 174.2691 | 1103.6122 | 5748.3437 | 3260.6947 | 0 | 2025-08-01
2025-08-08 | 2357.3087 | 37.7716 | 18.9138 | 817.688 | 1307.4115 | 175.524 | 113.4902 | 416.1554 | 288.0424 | 31.3176 | 281.4413 | 416.6607 | 8.683 | 85.0855 | 329.6574 | 154.5661 | 0 | 3026.3303 | 37.7716 | 18.9138 | 818.3812 | 1786.0633 | 175.6044 | 189.5961 | 113.4902 | 416.1554 | 288.7356 | 46.1552 | 376.2545 | 552.246 | 14.491 | 85.0855 | 442.0172 | 269.8139 | 0 | 28322.1639 | 445.0632 | -7571.7555 | 9242.4891 | 21487.7928 | 2438.4919 | 2280.0823 | 1280.9464 | 4517.0953 | 3444.4475 | 555.063 | 4524.8362 | 6662.5333 | 174.2691 | 971.0129 | 5339.3837 | 3260.6947 | 0 | 2025-08-01
2025-08-09 | 2093.609 | 33.1724 | 16.6685 | 727.1659 | 1189.5888 | 127.0135 | 104.4826 | 369.3382 | 253.3451 | 28.6193 | 259.2578 | 362.5273 | 7.9132 | 82.4334 | 307.233 | 141.6048 | 0 | 2728.3834 | 33.1724 | 16.6685 | 727.8105 | 1645.214 | 127.0711 | 178.4469 | 104.4826 | 369.3382 | 253.9898 | 42.4594 | 354.0516 | 483.286 | 13.3307 | 82.4334 | 416.5607 | 253.0921 | 0 | 24494.1478 | 414.7952 | -9674.7722 | 8706.4522 | 21020.5967 | 1746.9936 | 2280.0823 | 1247.4652 | 4256.0798 | 3202.9072 | 531.9354 | 4523.9111 | 6197.3041 | 167.0079 | 1022.3771 | 5337.3304 | 3240.7307 | 0 | 2025-08-01
2025-08-10 | 1085.8066 | 18.3913 | 9.2738 | 416.9452 | 557.0716 | 84.1247 | 62.6549 | 202.2255 | 152.0648 | 7.4198 | 128.2176 | 185.1199 | 2.1173 | 31.2268 | 154.5874 | 48.3827 | 0 | 1631.4964 | 18.3913 | 9.2738 | 417.5607 | 989.6823 | 84.1816 | 112.4068 | 62.6549 | 202.2255 | 152.6803 | 12.7767 | 223.0017 | 304.0856 | 4.6801 | 31.2268 | 262.694 | 151.2173 | 0 | 23652.0203 | 367.8027 | -8725.1984 | 8087.5087 | 19917.4317 | 1724.3933 | 2280.0823 | 1213.984 | 3815.5551 | 3057.9696 | 208.1486 | 4523.4486 | 6176.3257 | 79.8733 | 571.9176 | 5335.2771 | 3022.4408 | 0 | 2025-08-01
2025-08-11 | 1450.8062 | 23.986 | 12.1381 | 545.3275 | 762.5393 | 106.8154 | 77.7764 | 284.0433 | 183.5078 | 14.3623 | 167.3729 | 252.215 | 4.0493 | 47.1411 | 200.5531 | 76.8457 | 0 | 2017.0956 | 23.986 | 12.1381 | 545.9481 | 1196.0333 | 106.8736 | 132.1166 | 77.7764 | 284.0433 | 184.1284 | 20.2989 | 262.1861 | 376.9859 | 6.3731 | 47.1411 | 308.4481 | 174.6001 | 0 | 26378.9605 | 397.7111 | -6587.4321 | 8435.683 | 20088.202 | 1764.7141 | 2280.0823 | 1180.5029 | 4171.6351 | 3083.545 | 231.2763 | 4524.8362 | 6403.6639 | 72.6121 | 656.9558 | 5339.3837 | 2859.474 | 0 | 2025-08-01
2025-08-12 | 3305.8758 | 46.8037 | 23.7707 | 1119.9012 | 1788.9419 | 326.4582 | 150.0946 | 610.8471 | 358.9594 | 44.0759 | 379.6176 | 561.4378 | 12.7441 | 111.1141 | 449.8216 | 230.1309 | 0 | 4002.327 | 46.8037 | 23.7707 | 1120.556 | 2245.5656 | 326.5634 | 239.0675 | 150.0946 | 610.8471 | 359.6143 | 58.1986 | 474.4308 | 686.957 | 18.2722 | 111.1141 | 556.7674 | 339.8255 | 0 | 27669.1769 | 416.343 | -8412.977 | 8816.578 | 21379.9461 | 3189.2045 | 2280.0823 | 1147.0217 | 4415.8574 | 3253.6989 | 555.063 | 4524.8362 | 6512.7933 | 174.2691 | 1012.9062 | 5339.3837 | 3260.6947 | 0 | 2025-08-01
2025-08-13 | 3919.5693 | 58.3072 | 29.7217 | 1393.7345 | 2210.3628 | 227.4431 | 175.1539 | 767.9368 | 450.6438 | 54.5733 | 471.6546 | 688.2952 | 15.9784 | 138.3909 | 551.676 | 289.7943 | 0 | 4682.714 | 58.3072 | 29.7217 | 1394.4225 | 2687.297 | 227.5203 | 285.4453 | 175.1539 | 767.9368 | 451.3318 | 69.4888 | 566.4678 | 820.8606 | 21.8169 | 138.3909 | 664.6253 | 405.6467 | 0 | 28922.0723 | 434.1463 | -6792.4873 | 9188.4434 | 21472.48 | 2339.4077 | 2280.0823 | 1113.5406 | 4656.452 | 3418.4508 | 555.063 | 4524.8362 | 6512.7933 | 174.2691 | 1105.44 | 5339.3837 | 3260.6947 | 0 | 2025-08-01
2025-08-14 | 3417.891 | 50.6059 | 25.892 | 1211.7189 | 1985.3449 | 144.3292 | 153.2423 | 665.7858 | 392.6908 | 48.7525 | 424.3479 | 618.3963 | 14.1496 | 126.8336 | 496.6653 | 256.1996 | 0 | 4157.593 | 50.6059 | 25.892 | 1212.3794 | 2462.7315 | 144.3768 | 261.6073 | 153.2423 | 665.7858 | 393.3513 | 63.6857 | 519.1611 | 751.1186 | 19.9949 | 126.8336 | 609.7484 | 372.1892 | 0 | 29204.3854 | 416.1178 | -5302.9738 | 8896.5228 | 21472.48 | 1442.1563 | 2280.0823 | 1101.1674 | 4513.5806 | 3281.7748 | 555.063 | 4524.8362 | 6512.7933 | 174.2691 | 1105.44 | 5339.3837 | 3260.6947 | 0 | 2025-08-01
2025-08-15 | 2415.4169 | 37.171 | 19.0899 | 853.3466 | 1387.8244 | 117.9851 | 109.2633 | 453.3675 | 290.7158 | 32.9986 | 303.059 | 434.133 | 9.1356 | 97.2022 | 348.3393 | 162.9566 | 0 | 3116.4156 | 37.171 | 19.0899 | 853.9985 | 1887.6357 | 118.0311 | 200.4893 | 109.2633 | 453.3675 | 291.3677 | 48.8071 | 397.8722 | 574.6349 | 15.3236 | 97.2022 | 468.0508 | 285.745 | 0 | 28805.5611 | 409.2687 | -5596.4626 | 8843.487 | 21472.48 | 1396.7057 | 2280.0823 | 1114.6585 | 4489.838 | 3238.9905 | 555.063 | 4524.8362 | 6512.7933 | 174.2691 | 1105.44 | 5339.3837 | 3260.6947 | 0 | 2025-08-01
2025-08-16 | 2206.6568 | 31.3069 | 16.1397 | 710.0576 | 1236.5328 | 212.6198 | 96.2243 | 368.5461 | 245.2872 | 29.1163 | 272.0482 | 386.6346 | 7.9103 | 89.5087 | 311.5156 | 139.7991 | 0 | 2893.5964 | 31.3069 | 16.1397 | 710.6629 | 1737.8961 | 212.7074 | 184.8833 | 96.2243 | 368.5461 | 245.8925 | 45.008 | 366.8517 | 527.641 | 14.1308 | 89.5087 | 431.8188 | 262.9372 | 0 | 27826.1015 | 380.3425 | -7297.8226 | 8356.1172 | 21451.1144 | 2656.2677 | 2280.0823 | 1128.1497 | 4220.3256 | 3007.6418 | 555.063 | 4524.3736 | 6503.3278 | 174.2691 | 1103.8746 | 5337.3304 | 3252.8758 | 0 | 2025-08-01
2025-08-17 | 1459.3129 | 22.7927 | 11.8243 | 544.2353 | 727.044 | 153.4164 | 72.0177 | 277.6746 | 194.5431 | 13.4647 | 168.0995 | 238.4236 | 3.3599 | 49.361 | 189.6949 | 64.6405 | 0 | 2081.1614 | 22.7927 | 11.8243 | 544.8964 | 1215.6363 | 153.5062 | 132.5053 | 72.0177 | 277.6746 | 195.2041 | 24.6629 | 262.8933 | 378.6157 | 7.7432 | 49.361 | 309.3451 | 183.0151 | 0 | 27396.0347 | 382.514 | -7533.3551 | 8729.9109 | 20815.4844 | 2721.3982 | 2280.0823 | 1141.6408 | 4303.6966 | 3284.5735 | 393.1696 | 4523.9111 | 6499.7417 | 123.4406 | 796.1976 | 5335.7904 | 3143.2333 | 0 | 2025-08-01
2025-08-18 | 1470.4051 | 25.0435 | 13.0751 | 595.5342 | 726.2154 | 110.5368 | 75.467 | 320.0141 | 200.0531 | 13.5517 | 167.9541 | 239.4345 | 3.4991 | 46.5045 | 189.8714 | 65.4001 | 0 | 2088.5209 | 25.0435 | 13.0751 | 596.2092 | 1211.1794 | 110.6043 | 132.4094 | 75.467 | 320.0141 | 200.7281 | 24.0724 | 262.7673 | 379.6925 | 7.8747 | 46.5045 | 309.3751 | 180.8928 | 0 | 25707.7133 | 415.3491 | -8943.6596 | 9247.8493 | 20662.6662 | 2045.426 | 2280.0823 | 1155.132 | 4738.987 | 3353.7303 | 370.042 | 4524.8362 | 6512.7933 | 123.4406 | 720.0619 | 5339.3837 | 3072.1085 | 0 | 2025-08-01
2025-08-19 | 2220.5434 | 34.7048 | 18.2371 | 842.076 | 1177.6733 | 147.8522 | 105.2929 | 458.1011 | 278.682 | 27.0387 | 261.4907 | 370.0484 | 7.3869 | 85.7928 | 296.3218 | 129.5941 | 0 | 2910.0495 | 34.7048 | 18.2371 | 842.767 | 1686.8792 | 147.9185 | 179.5429 | 105.2929 | 458.1011 | 279.3731 | 42.5501 | 356.3039 | 513.9042 | 13.7227 | 85.7928 | 418.8909 | 255.7147 | 0 | 27341.6161 | 421.6969 | -8276.7586 | 9482.0289 | 21424.4265 | 2010.1401 | 2280.0823 | 1168.6232 | 4879.8529 | 3433.5528 | 531.9354 | 4524.8362 | 6512.7933 | 174.2691 | 1080.5141 | 5339.3837 | 3260.6947 | 0 | 2025-08-01
2025-08-20 | 3276.7253 | 46.3938 | 24.3416 | 1179.6097 | 1744.3492 | 282.0311 | 148.6964 | 657.5212 | 373.3921 | 39.3642 | 378.9303 | 532.2708 | 11.5044 | 110.865 | 465.8385 | 205.5759 | 0 | 4061.38 | 46.3938 | 24.3416 | 1180.2972 | 2289.5004 | 282.1258 | 238.7212 | 148.6964 | 657.5212 | 374.0795 | 54.4334 | 473.7435 | 685.3351 | 18.2457 | 110.865 | 607.785 | 339.0927 | 0 | 27715.4708 | 416.9481 | -9059.8506 | 9491.9793 | 21713.5555 | 2872.7561 | 2280.0823 | 1182.1143 | 4894.1804 | 3415.6846 | 485.6801 | 4524.8362 | 6512.7933 | 174.2691 | 1013.0618 | 5748.3437 | 3254.5714 | 0 | 2025-08-01
2025-08-21 | 3168.0678 | 42.2626 | 22.1386 | 1040.2858 | 1754.9384 | 308.4425 | 138.6438 | 561.6915 | 339.9504 | 42.4124 | 382.2259 | 545.4425 | 12.0681 | 116.543 | 438.935 | 217.3114 | 0 | 3916.6283 | 42.2626 | 22.1386 | 1040.9231 | 2262.3754 | 308.5468 | 240.3818 | 138.6438 | 561.6915 | 340.5878 | 58.5185 | 477.0391 | 688.5899 | 18.3726 | 116.543 | 560.9005 | 342.4117 | 0 | 27710.33 | 388.6041 | -8583.0847 | 8989.9349 | 21472.48 | 3162.3134 | 2280.0823 | 1195.6055 | 4627.6016 | 3166.7277 | 555.063 | 4524.8362 | 6512.7933 | 174.2691 | 1105.44 | 5339.3837 | 3260.6947 | 0 | 2025-08-01
2025-08-22 | 2971.9109 | 38.1434 | 19.9482 | 943.6901 | 1593.1575 | 376.9716 | 128.7968 | 508.4162 | 306.4772 | 38.3407 | 346.6071 | 495.8362 | 10.8128 | 107.8412 | 399.5219 | 194.1976 | 0 | 3694.906 | 38.1434 | 19.9482 | 944.3119 | 2092.9689 | 377.1002 | 222.4334 | 128.7968 | 508.4162 | 307.099 | 54.1492 | 441.4203 | 636.3381 | 17.0008 | 107.8412 | 519.2334 | 316.9859 | 0 | 26934.4032 | 379.8523 | -9983.991 | 8888.1061 | 21472.48 | 3897.8736 | 2280.0823 | 1209.0966 | 4589.5961 | 3089.4133 | 555.063 | 4524.8362 | 6512.7933 | 174.2691 | 1105.44 | 5339.3837 | 3260.6947 | 0 | 2025-08-01
2025-08-23 | 1635.8761 | 23.2752 | 12.152 | 549.0394 | 913.5702 | 137.8393 | 79.6166 | 282.1408 | 187.282 | 20.8351 | 202.1569 | 292.3064 | 5.5395 | 60.6577 | 235.9758 | 96.0987 | 0 | 2265.2865 | 23.2752 | 12.152 | 549.6181 | 1392.6627 | 137.9069 | 149.6717 | 79.6166 | 282.1408 | 187.8607 | 35.2799 | 296.9459 | 425.9799 | 11.4396 | 60.6577 | 350.071 | 212.2888 | 0 | 22474.5801 | 355.486 | -11837.8432 | 8456.6853 | 21172.8297 | 2047.3399 | 2280.0823 | 1222.5878 | 4358.6851 | 2875.4123 | 531.9354 | 4523.6799 | 6500.3519 | 174.2691 | 869.66 | 5336.8171 | 3236.1164 | 0 | 2025-08-01
2025-08-24 | 673.5986 | 12.3657 | 6.445 | 285.5604 | 304.2552 | 64.9722 | 42.1323 | 135.411 | 108.0171 | 2.3699 | 75.3296 | 113.973 | 1.015 | 0 | 92.9565 | 18.6113 | 0 | 1112.2947 | 12.3657 | 6.445 | 286.158 | 656.541 | 65.0246 | 85.7604 | 42.1323 | 135.411 | 108.6147 | 4.7244 | 169.9441 | 227.3459 | 2.6279 | 0 | 196.8593 | 55.0392 | 0 | 21763.2836 | 339.2165 | -7645.9689 | 8426.5392 | 16774.8997 | 1588.5149 | 2280.0823 | 1236.079 | 4221.3061 | 2969.1541 | 92.5105 | 4515.3549 | 5876.4565 | 50.8285 | 0 | 5154.3131 | 1085.4362 | 0 | 2025-08-01
2025-08-25 | 1676.0651 | 24.3819 | 12.6853 | 608.8303 | 862.6436 | 167.524 | 87.8571 | 325.6399 | 195.3334 | 18.897 | 204.4209 | 298.3767 | 5.0592 | 0 | 238.4457 | 97.4442 | 0 | 2302.6772 | 24.3819 | 12.6853 | 609.4186 | 1337.7955 | 167.6107 | 150.7852 | 87.8571 | 325.6399 | 195.9217 | 30.1757 | 299.2341 | 432.0329 | 9.474 | 0 | 352.3244 | 214.5545 | 0 | 24865.3352 | 361.0663 | -9311.1211 | 8733.4867 | 20172.3497 | 2629.4713 | 2280.0823 | 1249.5701 | 4560.99 | 2922.9266 | 416.2973 | 4524.8362 | 6512.7933 | 130.7018 | 0 | 5339.3837 | 3248.3374 | 0 | 2025-08-01
2025-08-26 | 3668.5097 | 43.8249 | 22.7595 | 1154.978 | 1977.0081 | 469.9393 | 165.3392 | 639.9804 | 349.6584 | 48.2765 | 430.4378 | 615.1879 | 13.9053 | 122.6282 | 495.1239 | 251.4485 | 0 | 4442.6257 | 43.8249 | 22.7595 | 1155.5677 | 2485.7284 | 470.0693 | 264.676 | 165.3392 | 639.9804 | 350.2481 | 64.4327 | 525.251 | 758.7805 | 20.2295 | 122.6282 | 617.4687 | 376.9379 | 0 | 26824.2561 | 361.9222 | -9987.1299 | 8834.2642 | 21393.9043 | 3941.2129 | 2280.0823 | 1263.0613 | 4641.4835 | 2929.7194 | 555.063 | 4524.8362 | 6512.7933 | 174.2691 | 1026.8644 | 5339.3837 | 3260.6947 | 0 | 2025-08-01
2025-08-27 | 4945.6835 | 59.2822 | 30.7293 | 1604.0713 | 2657.2198 | 594.381 | 222.4237 | 908.1096 | 473.5379 | 65.1983 | 581.7172 | 818.8038 | 19.0914 | 165.2798 | 660.1261 | 347.0031 | 0 | 5837.9693 | 59.2822 | 30.7293 | 1604.6836 | 3207.8446 | 594.5234 | 340.9063 | 222.4237 | 908.1096 | 474.1503 | 82.9902 | 676.5304 | 976.9339 | 26.0558 | 165.2798 | 794.8573 | 485.1972 | 0 | 28004.8341 | 374.8916 | -9639.5 | 9200.8655 | 21472.48 | 4316.0146 | 2280.0823 | 1276.5524 | 4881.8633 | 3042.4498 | 555.063 | 4524.8362 | 6512.7933 | 174.2691 | 1105.44 | 5339.3837 | 3260.6947 | 0 | 2025-08-01
2025-08-28 | 4415.4294 | 51.6552 | 26.7242 | 1368.6043 | 2663.7327 | 304.7128 | 205.6484 | 753.4493 | 409.5066 | 66.0786 | 571.3788 | 823.1162 | 19.5343 | 162.754 | 664.4563 | 356.4146 | 0 | 5247.3348 | 51.6552 | 26.7242 | 1369.157 | 3159.3158 | 304.7859 | 335.6967 | 205.6484 | 753.4493 | 410.0592 | 81.722 | 666.192 | 962.1512 | 25.6577 | 162.754 | 782.9179 | 477.921 | 0 | 27887.8252 | 341.0743 | -6968.2724 | 8546.6332 | 21472.48 | 2215.8278 | 2280.0823 | 1290.0436 | 4510.6383 | 2745.9513 | 555.063 | 4524.8362 | 6512.7933 | 174.2691 | 1105.44 | 5339.3837 | 3260.6947 | 0 | 2025-08-01
2025-08-29 | 6876.5818 | 80.4934 | 41.5615 | 2351.9596 | 4167.8381 | 234.7292 | 347.8107 | 1372.8836 | 631.2653 | 104.9985 | 889.324 | 1286.491 | 31.7473 | 240.4296 | 1033.5955 | 581.2522 | 0 | 7870.7884 | 80.4934 | 41.5615 | 2352.5151 | 4665.5353 | 234.7726 | 495.9105 | 347.8107 | 1372.8836 | 631.8208 | 120.7244 | 984.1372 | 1426.2594 | 37.903 | 240.4296 | 1152.682 | 703.3996 | 0 | 26085.1608 | 342.7852 | -7994.0135 | 8668.3426 | 21472.48 | 1315.4842 | 2280.0823 | 1303.5347 | 4604.6094 | 2760.1984 | 555.063 | 4524.8362 | 6512.7933 | 174.2691 | 1105.44 | 5339.3837 | 3260.6947 | 0 | 2025-08-01
2025-08-30 | 4409.5649 | 49.4115 | 25.4608 | 1383.4018 | 2532.2188 | 419.0721 | 211.489 | 782.506 | 389.4068 | 62.5385 | 548.2716 | 781.4313 | 18.3678 | 157.036 | 631.268 | 333.3056 | 0 | 5247.7215 | 49.4115 | 25.4608 | 1383.9386 | 3045.6646 | 419.173 | 324.073 | 211.489 | 782.506 | 389.9437 | 78.8923 | 643.0799 | 926.659 | 24.7692 | 157.036 | 755.0893 | 460.1389 | 0 | 21444.3394 | 332.2802 | -14209.5126 | 8519.1927 | 21460.8854 | 3061.4115 | 2280.0823 | 1317.0259 | 4534.5251 | 2667.6416 | 555.063 | 4524.6049 | 6508.0606 | 174.2691 | 1104.7228 | 5338.3571 | 3255.8079 | 0 | 2025-08-01
2025-08-31 | 1742.7561 | 21.5873 | 11.1002 | 607.0319 | 924.6661 | 178.3705 | 95.3527 | 324.0908 | 187.5884 | 20.4772 | 209.5892 | 293.246 | 5.2156 | 70.286 | 234.586 | 91.266 | 0 | 2408.2427 | 21.5873 | 11.1002 | 607.5832 | 1436.0901 | 178.4645 | 153.4174 | 95.3527 | 324.0908 | 188.1397 | 36.1398 | 304.383 | 438.2246 | 11.3465 | 70.286 | 358.3002 | 217.4099 | 0 | 21733.9774 | 313.4583 | -13456.8406 | 8416.257 | 21332.2544 | 2848.766 | 2280.0823 | 1330.5171 | 4346.5089 | 2739.231 | 531.9354 | 4523.9111 | 6501.4987 | 167.0079 | 1030.914 | 5336.8171 | 3240.1702 | 0 | 2025-08-01
2025-09-01 | 1643.7621 | 24.5811 | 8.7163 | 638.9041 | 838.3818 | 133.1787 | 98.0301 | 366.7478 | 174.1262 | 15.3113 | 195.876 | 262.618 | 3.5867 | 60.1561 | 222.2729 | 78.5606 | 0 | 2280.4992 | 24.5811 | 8.7163 | 639.4302 | 1359.1501 | 133.2506 | 115.3709 | 98.0301 | 366.7478 | 174.6523 | 26.8047 | 289.5721 | 410.8014 | 7.5781 | 60.1561 | 357.3362 | 206.9015 | 0 | 23211.3399 | 363.9643 | -10948.3252 | 9006.7178 | 20829.0036 | 2178.4264 | 1781.5529 | 1351.5238 | 5041.3442 | 2613.8499 | 369.3932 | 4471.5246 | 6355.382 | 104.4336 | 864.1934 | 5527.23 | 3136.8468 | 0 | 2025-09-01
2025-09-02 | 4085.3039 | 43.2651 | 15.5785 | 1435.3306 | 2247.3849 | 343.7447 | 218.3851 | 870.4016 | 346.5439 | 54.3234 | 490.7263 | 671.4912 | 14.19 | 144.4164 | 577.8061 | 294.4313 | 0 | 4878.7494 | 43.2651 | 15.5785 | 1435.8337 | 2807.3971 | 343.8384 | 232.8365 | 218.3851 | 870.4016 | 347.0469 | 72.4157 | 584.4273 | 827.0143 | 20.4731 | 144.4164 | 719.5576 | 439.0927 | 0 | 25729.3749 | 304.1544 | -9896.2744 | 9158.2472 | 21540.0683 | 2841.6265 | 1781.5529 | 1349.3561 | 5309.4717 | 2499.4195 | 554.0897 | 4471.7558 | 6356.0128 | 156.6505 | 1104.4613 | 5527.764 | 3369.3342 | 0 | 2025-09-01
2025-09-03 | 9805.7134 | 98.5061 | 35.4629 | 3378.4651 | 5714.1493 | 579.13 | 522.8097 | 2074.2943 | 781.3611 | 144.0786 | 1211.6034 | 1691.7097 | 39.5932 | 322.6777 | 1465.9242 | 838.5625 | 0 | 10875.7312 | 98.5061 | 35.4629 | 3378.9626 | 6263.5644 | 579.2004 | 520.0348 | 522.8097 | 2074.2943 | 781.8585 | 161.7386 | 1305.3044 | 1843.5176 | 45.7262 | 322.6777 | 1604.2896 | 980.3102 | 0 | 26363.2274 | 301.0443 | -8498.7621 | 9089.6255 | 21554.0272 | 2135.7396 | 1781.5529 | 1347.1882 | 5270.6787 | 2471.7586 | 554.0897 | 4471.7558 | 6356.0128 | 156.6505 | 1105.44 | 5527.764 | 3382.3143 | 0 | 2025-09-01
2025-09-04 | 2539.7741 | 27.4409 | 9.8772 | 830.9255 | 1407.4282 | 264.1023 | 123.8418 | 483.691 | 223.3926 | 31.6384 | 315.9277 | 425.0832 | 7.8674 | 101.1253 | 363.2119 | 162.5744 | 0 | 3263.4204 | 27.4409 | 9.8772 | 831.4192 | 1967.2842 | 264.1989 | 163.2001 | 123.8418 | 483.691 | 223.8864 | 48.3251 | 409.6238 | 581.5496 | 13.6623 | 101.1253 | 505.8248 | 307.1732 | 0 | 23969.4028 | 298.9456 | -11541.2342 | 9047.5109 | 21456.3223 | 2926.3053 | 1781.5529 | 1345.0205 | 5249.3149 | 2453.1755 | 507.9156 | 4471.5246 | 6355.382 | 143.5963 | 1103.3511 | 5527.23 | 3347.3228 | 0 | 2025-09-01
2025-09-05 | 2858.279 | 30.9659 | 11.144 | 988.1385 | 1636.0582 | 191.9724 | 154.663 | 586.8267 | 246.6488 | 36.009 | 369.4834 | 492.7392 | 9.2639 | 110.8268 | 421.9805 | 195.7555 | 0 | 3611.2137 | 30.9659 | 11.144 | 988.6105 | 2203.9191 | 192.041 | 184.5332 | 154.663 | 586.8267 | 247.1208 | 50.2041 | 463.1843 | 655.4207 | 14.1935 | 110.8268 | 570.2582 | 339.8315 | 0 | 22739.1865 | 286.8686 | -11273.2426 | 8739.8066 | 21124.5841 | 2079.6169 | 1781.5529 | 1342.8528 | 5052.001 | 2344.9529 | 415.5673 | 4471.7558 | 6355.382 | 117.4879 | 1029.9278 | 5527.23 | 3207.2334 | 0 | 2025-09-01
2025-09-06 | 2385.3276 | 24.2327 | 8.7193 | 749.0933 | 1373.5881 | 229.6942 | 121.9634 | 432.4494 | 194.6805 | 31.7253 | 307.2744 | 414.7152 | 7.8098 | 99.1231 | 354.2984 | 158.6419 | 0 | 3102.7309 | 24.2327 | 8.7193 | 749.5326 | 1930.7174 | 229.78 | 159.7491 | 121.9634 | 432.4494 | 195.1198 | 49.6844 | 400.9754 | 569.0929 | 14.0466 | 99.1231 | 495.006 | 302.7891 | 0 | 22305.9733 | 268.757 | -12167.2349 | 8270.0346 | 21554.0272 | 2598.8366 | 1781.5529 | 1340.685 | 4746.8546 | 2182.495 | 554.0897 | 4471.7558 | 6356.0128 | 156.6505 | 1105.44 | 5527.764 | 3382.3143 | 0 | 2025-09-01
2025-09-07 | 1776.1543 | 18.4847 | 6.6499 | 591.9418 | 1004.4746 | 154.6033 | 97.5438 | 328.8247 | 165.5733 | 22.1844 | 230.2834 | 306.1441 | 5.1123 | 80.0819 | 259.801 | 100.8676 | 0 | 2462.8305 | 18.4847 | 6.6499 | 592.4021 | 1561.5443 | 154.6738 | 129.0757 | 97.5438 | 328.8247 | 166.0336 | 40.1445 | 323.9843 | 460.5309 | 11.3495 | 80.0819 | 400.5168 | 244.9363 | 0 | 22018.5986 | 254.5571 | -11841.1424 | 8134.7978 | 21551.8616 | 2136.9716 | 1781.5529 | 1338.5173 | 4509.1298 | 2287.1507 | 554.0897 | 4471.7558 | 6356.0128 | 156.6505 | 1105.3094 | 5527.764 | 3380.2793 | 0 | 2025-09-01
2025-09-08 | 1922.5433 | 19.7041 | 7.0873 | 617.2764 | 1077.6828 | 200.7927 | 103.7048 | 355.691 | 157.8805 | 24.1164 | 245.8672 | 327.7433 | 5.6586 | 83.8685 | 278.63 | 111.7988 | 0 | 2614.8694 | 19.7041 | 7.0873 | 617.695 | 1634.22 | 200.8787 | 135.2844 | 103.7048 | 355.691 | 158.2991 | 42.0755 | 339.5682 | 482.1069 | 11.8954 | 83.8685 | 419.3264 | 255.3791 | 0 | 23774.7032 | 257.262 | -10396.2484 | 7986.2845 | 21538.7325 | 2607.1197 | 1781.5529 | 1336.3495 | 4570.2527 | 2079.6823 | 554.0897 | 4471.7558 | 6355.382 | 156.6505 | 1104.5914 | 5527.23 | 3369.0331 | 0 | 2025-09-01
2025-09-09 | 2807.617 | 27.2421 | 9.7969 | 868.0275 | 1652.2918 | 250.2588 | 144.9692 | 506.1611 | 216.8972 | 38.9376 | 365.4887 | 496.7037 | 9.8488 | 113.4982 | 425.714 | 202.1009 | 0 | 3548.1175 | 27.2421 | 9.7969 | 868.4497 | 2209.345 | 250.3422 | 182.9417 | 144.9692 | 506.1611 | 217.3194 | 56.8976 | 459.1896 | 651.0754 | 16.0859 | 113.4982 | 566.4292 | 346.169 | 0 | 24199.0257 | 259.2677 | -9972.0401 | 8051.3044 | 21551.2308 | 2527.7101 | 1781.5529 | 1334.1817 | 4619.1879 | 2097.9347 | 554.0897 | 4471.7558 | 6355.382 | 156.6505 | 1105.3094 | 5527.764 | 3380.2793 | 0 | 2025-09-01
2025-09-10 | 2091.3044 | 21.2407 | 7.6373 | 666.1661 | 1213.9379 | 182.3223 | 109.7677 | 385.8329 | 170.5655 | 28.0567 | 266.9427 | 369.1201 | 6.8583 | 89.1093 | 315.093 | 138.7579 | 0 | 2758.0142 | 21.2407 | 7.6373 | 666.5916 | 1736.4607 | 182.3988 | 143.6851 | 109.7677 | 385.8329 | 170.991 | 44.6882 | 360.6388 | 512.0731 | 12.6341 | 89.1093 | 445.3891 | 271.928 | 0 | 23460.8068 | 261.0446 | -10553.528 | 8110.3855 | 21543.7735 | 2317.5784 | 1781.5529 | 1332.014 | 4664.2363 | 2114.1352 | 554.0897 | 4471.5246 | 6355.382 | 156.6505 | 1104.7224 | 5527.23 | 3374.1743 | 0 | 2025-09-01
2025-09-11 | 1917.7937 | 20.1822 | 7.2554 | 635.535 | 1104.3578 | 150.4634 | 101.6431 | 371.8492 | 162.0427 | 25.7225 | 237.0831 | 338.1965 | 6.2866 | 81.6314 | 288.7082 | 126.7295 | 0 | 2537.9248 | 20.1822 | 7.2554 | 635.9744 | 1592.1922 | 150.5318 | 131.7887 | 101.6431 | 371.8492 | 162.4822 | 40.9883 | 330.7792 | 469.4103 | 11.5881 | 81.6314 | 408.3044 | 249.4905 | 0 | 23226.4536 | 268.7548 | -10768.7769 | 8324.8929 | 21546.6049 | 2073.425 | 1781.5529 | 1325.4487 | 4815.7757 | 2183.6685 | 554.0897 | 4471.5246 | 6355.382 | 156.6505 | 1103.4838 | 5527.23 | 3378.2443 | 0 | 2025-09-01
2025-09-12 | 1775.5559 | 18.4358 | 6.6264 | 574.508 | 1013.8123 | 162.1734 | 92.4939 | 333.4435 | 148.5705 | 23.3305 | 218.7272 | 311.603 | 5.6027 | 76.9256 | 265.4953 | 112.128 | 0 | 2390.416 | 18.4358 | 6.6264 | 574.937 | 1503.6945 | 162.2477 | 124.4746 | 92.4939 | 333.4435 | 148.9996 | 38.7135 | 312.4233 | 443.8246 | 10.9449 | 76.9256 | 386.0101 | 234.8525 | 0 | 22685.3999 | 262.9585 | -11308.0941 | 8170.1297 | 21527.1387 | 2251.7142 | 1781.5529 | 1312.9394 | 4725.3873 | 2131.8029 | 554.0897 | 4471.5246 | 6355.382 | 156.6505 | 1100.3525 | 5527.23 | 3361.9094 | 0 | 2025-09-01
2025-09-13 | 1394.9781 | 14.9395 | 5.3688 | 465.5821 | 808.1611 | 100.9266 | 77.4435 | 268.4812 | 119.6574 | 17.7015 | 173.5353 | 251.6792 | 4.1923 | 64.9622 | 213.5575 | 82.5331 | 0 | 1979.0872 | 14.9395 | 5.3688 | 465.9884 | 1285.3435 | 100.9797 | 106.4672 | 77.4435 | 268.4812 | 120.0637 | 31.9662 | 267.2363 | 379.6315 | 9.3616 | 64.9622 | 330.1797 | 202.0061 | 0 | 20934.3405 | 250.3557 | -12046.4662 | 7830.9 | 21508.5602 | 1609.4378 | 1781.5529 | 1300.4301 | 4511.7351 | 2018.7348 | 531.0027 | 4471.7558 | 6356.0128 | 156.6505 | 1083.0601 | 5527.764 | 3382.3143 | 0 | 2025-09-01
2025-09-14 | 981.769 | 11.8513 | 4.2582 | 378.0002 | 503.7508 | 83.9085 | 59.7689 | 212.0629 | 106.1684 | 5.0239 | 116.3902 | 171.5109 | 2.1438 | 25.5911 | 143.8424 | 39.2486 | 0 | 1528.6971 | 11.8513 | 4.2582 | 378.459 | 966.4616 | 83.9663 | 83.7006 | 59.7689 | 212.0629 | 106.6272 | 11.1892 | 210.0911 | 298.7047 | 7.0683 | 25.5911 | 259.7732 | 154.0441 | 0 | 21127.1436 | 253.5706 | -11347.2006 | 8150.4345 | 20535.0094 | 1753.7768 | 1781.5529 | 1287.9208 | 4582.6516 | 2279.8621 | 230.8707 | 4471.7558 | 6356.0128 | 150.1234 | 528.9963 | 5527.764 | 3269.4863 | 0 | 2025-09-01
2025-09-15 | 1450.6332 | 15.5027 | 5.5692 | 488.5185 | 746.4127 | 194.6302 | 76.0142 | 288.1446 | 124.3597 | 14.3706 | 164.6257 | 239.1843 | 3.3447 | 47.2043 | 202.7351 | 74.948 | 0 | 2022.1192 | 15.5027 | 5.5692 | 488.9509 | 1214.4355 | 194.739 | 102.9219 | 76.0142 | 288.1446 | 124.7921 | 25.4931 | 258.3218 | 366.6531 | 7.2073 | 47.2043 | 318.9178 | 190.6381 | 0 | 23447.9286 | 264.7322 | -11026.3227 | 8221.7757 | 20906.9052 | 3299.2853 | 1781.5529 | 1275.4116 | 4797.9132 | 2148.451 | 415.5673 | 4471.5246 | 6355.382 | 117.4879 | 732.4148 | 5527.23 | 3287.2986 | 0 | 2025-09-01
2025-09-16 | 1931.7081 | 19.3453 | 6.9484 | 609.0516 | 1068.2703 | 228.0925 | 93.679 | 360.1178 | 155.2548 | 24.8619 | 228.4319 | 327.7626 | 6.057 | 79.3798 | 279.705 | 122.0721 | 0 | 2542.3379 | 19.3453 | 6.9484 | 609.4847 | 1550.0196 | 228.2017 | 128.3381 | 93.679 | 360.1178 | 155.6879 | 39.9151 | 322.1329 | 457.1495 | 11.2847 | 79.3798 | 397.636 | 242.5217 | 0 | 23451.5586 | 265.1172 | -11676.8253 | 8233.4963 | 21538.2353 | 3309.9822 | 1781.5529 | 1262.9023 | 4818.4468 | 2152.1472 | 554.0897 | 4471.7558 | 6355.382 | 156.6505 | 1101.2626 | 5527.23 | 3371.8646 | 0 | 2025-09-01
2025-09-17 | 2128.2367 | 21.0876 | 7.5728 | 667.4257 | 1199.8083 | 232.3422 | 103.019 | 396.0298 | 168.377 | 26.514 | 258.7772 | 367.8084 | 7.0122 | 82.9161 | 314.4564 | 142.324 | 0 | 2756.0019 | 21.0876 | 7.5728 | 667.854 | 1686.6222 | 232.4375 | 140.4277 | 103.019 | 396.0298 | 168.8052 | 39.317 | 352.4781 | 499.8634 | 12.3477 | 82.9161 | 434.8193 | 264.8806 | 0 | 23425.6325 | 262.3679 | -10993.6678 | 8132.2328 | 21353.4381 | 2889.7086 | 1781.5529 | 1251.1487 | 4753.4287 | 2127.6554 | 461.7414 | 4471.7558 | 6355.382 | 156.6505 | 1019.2329 | 5527.23 | 3361.4454 | 0 | 2025-09-01
2025-09-18 | 2025.4872 | 19.2473 | 6.9107 | 597.9154 | 1100.7227 | 300.6911 | 95.3319 | 347.544 | 155.0395 | 24.4667 | 241.4057 | 337.2779 | 6.1291 | 80.5328 | 287.5405 | 123.3701 | 0 | 2668.2507 | 19.2473 | 6.9107 | 598.3336 | 1609.4223 | 300.8254 | 133.5113 | 95.3319 | 347.544 | 155.4577 | 39.2757 | 335.1018 | 476.1379 | 11.7395 | 80.5328 | 414.1059 | 252.5287 | 0 | 23185.5861 | 256.8581 | -12361.9467 | 7989.5843 | 21446.7443 | 4072.7932 | 1781.5529 | 1272.3779 | 4638.8778 | 2078.3286 | 507.9156 | 4471.5246 | 6355.382 | 156.6505 | 1059.0519 | 5527.23 | 3368.9897 | 0 | 2025-09-01
2025-09-19 | 1296.2861 | 13.8912 | 4.9867 | 433.7353 | 634.3192 | 209.3537 | 69.1667 | 252.5956 | 111.973 | 11.0882 | 140.1627 | 203.2068 | 2.9034 | 50.2423 | 171.3545 | 55.3612 | 0 | 1863.8827 | 13.8912 | 4.9867 | 434.1669 | 1108.1763 | 209.4872 | 93.1743 | 69.1667 | 252.5956 | 112.4046 | 22.343 | 233.8588 | 332.1795 | 7.8977 | 50.2423 | 288.9095 | 172.7455 | 0 | 22626.8558 | 264.196 | -12827.0575 | 8207.1406 | 21156.0145 | 4045.0092 | 1781.5529 | 1306.3145 | 4756.2623 | 2144.5638 | 415.5673 | 4471.5246 | 6354.7512 | 150.1234 | 941.1658 | 5526.696 | 3296.1863 | 0 | 2025-09-01
2025-09-20 | 1613.8644 | 15.5233 | 5.5716 | 490.581 | 852.1308 | 250.0578 | 83.0569 | 283.4962 | 124.0279 | 18.5352 | 177.4228 | 267.6973 | 4.4702 | 61.3466 | 227.9639 | 94.6948 | 0 | 2166.2343 | 15.5233 | 5.5716 | 490.9935 | 1295.9303 | 250.1996 | 108.016 | 83.0569 | 283.4962 | 124.4404 | 30.4614 | 271.1237 | 384.8617 | 8.612 | 61.3466 | 334.7533 | 204.7716 | 0 | 21248.4827 | 253.6363 | -14370.5626 | 7941.6815 | 21343.6214 | 4298.5532 | 1781.5529 | 1340.2511 | 4551.6318 | 2049.7986 | 484.8285 | 4471.7558 | 6356.0128 | 137.0692 | 983.8767 | 5527.764 | 3382.3143 | 0 | 2025-09-01
2025-09-21 | 1703.9918 | 16.5522 | 5.9399 | 537.0131 | 943.4279 | 201.0587 | 89.6687 | 298.9827 | 148.3617 | 22.0753 | 194.5447 | 292.3588 | 5.3604 | 71.2338 | 249.3724 | 108.4826 | 0 | 2265.0957 | 16.5522 | 5.9399 | 537.4757 | 1389.1271 | 201.1635 | 114.8374 | 89.6687 | 298.9827 | 148.8243 | 35.7162 | 288.2456 | 409.6168 | 10.0976 | 71.2338 | 356.2472 | 217.97 | 0 | 21685.3392 | 255.456 | -13323.4754 | 8242.2451 | 21553.6355 | 3175.9252 | 1781.5529 | 1374.1877 | 4569.6629 | 2298.3945 | 554.0897 | 4471.7558 | 6356.0128 | 156.6505 | 1105.0483 | 5527.764 | 3382.3143 | 0 | 2025-09-01
2025-09-22 | 1788.8476 | 17.9026 | 6.4234 | 562.4503 | 956.1358 | 245.9354 | 93.5076 | 324.2806 | 144.6621 | 22.4301 | 197.4029 | 296.1203 | 5.4606 | 71.6561 | 252.667 | 110.3988 | 0 | 2351.0313 | 17.9026 | 6.4234 | 562.8974 | 1401.7665 | 246.0606 | 115.9807 | 93.5076 | 324.2806 | 145.1093 | 36.0718 | 291.0991 | 413.3747 | 10.1981 | 71.6561 | 359.5398 | 219.8269 | 0 | 23937.4598 | 272.6858 | -11948.5982 | 8492.0531 | 21545.6375 | 3794.1288 | 1781.5529 | 1408.1242 | 4862.2731 | 2221.6558 | 554.0897 | 4471.5246 | 6355.382 | 156.6505 | 1100.4814 | 5527.23 | 3380.2793 | 0 | 2025-09-01
2025-09-23 | 2061.3029 | 21.0538 | 7.5527 | 670.0831 | 1172.0575 | 190.5559 | 114.4624 | 386.4093 | 169.2113 | 27.7361 | 246.8006 | 358.8053 | 6.9081 | 84.0479 | 306.9355 | 140.8239 | 0 | 2664.0771 | 21.0538 | 7.5527 | 670.5285 | 1638.6375 | 190.6439 | 135.6609 | 114.4624 | 386.4093 | 169.6567 | 42.1926 | 340.4967 | 483.0628 | 11.9285 | 84.0479 | 420.1913 | 256.7177 | 0 | 24637.7886 | 271.6972 | -10112.1756 | 8484.1686 | 21546.4078 | 2666.1377 | 1781.5529 | 1442.0608 | 4829.108 | 2212.9998 | 554.0897 | 4471.5246 | 6355.382 | 156.6505 | 1103.2867 | 5527.23 | 3378.2443 | 0 | 2025-09-01
2025-09-24 | 2104.187 | 20.9646 | 7.5193 | 660.6643 | 1183.726 | 231.3128 | 114.5751 | 376.4916 | 169.5976 | 28.1056 | 247.3693 | 362.6771 | 7.0319 | 84.2218 | 310.3683 | 143.9521 | 0 | 2699.49 | 20.9646 | 7.5193 | 661.1118 | 1642.5941 | 231.4127 | 135.8875 | 114.5751 | 376.4916 | 170.0451 | 42.263 | 341.0654 | 484.3647 | 11.9485 | 84.2218 | 421.2818 | 257.449 | 0 | 23824.8614 | 272.8616 | -11338.6883 | 8533.924 | 21547.3878 | 3027.8235 | 1781.5529 | 1475.9974 | 4834.2079 | 2223.7187 | 554.0897 | 4471.5246 | 6355.382 | 156.6505 | 1104.2667 | 5527.23 | 3378.2443 | 0 | 2025-09-01
2025-09-25 | 1821.6793 | 18.9763 | 6.805 | 595.4338 | 1042.4027 | 158.0615 | 105.296 | 336.108 | 154.0297 | 24.5188 | 216.9444 | 321.312 | 6.0297 | 76.6495 | 274.4334 | 122.515 | 0 | 2400.0426 | 18.9763 | 6.805 | 595.8812 | 1496.4779 | 158.1363 | 123.766 | 105.296 | 336.108 | 154.4771 | 38.4931 | 310.6405 | 441.4249 | 10.8826 | 76.6495 | 383.9116 | 234.4757 | 0 | 23088.437 | 272.7223 | -11327.3641 | 8548.7978 | 21544.5037 | 2268.2244 | 1781.5529 | 1509.934 | 4816.159 | 2222.7049 | 554.0897 | 4471.5246 | 6355.382 | 156.6505 | 1103.4176 | 5527.23 | 3376.2093 | 0 | 2025-09-01
2025-09-26 | 1695.1668 | 17.3018 | 6.2034 | 540.4383 | 922.5406 | 208.6826 | 97.1768 | 302.3921 | 140.8694 | 21.8268 | 189.0365 | 288.4364 | 5.3181 | 64.4171 | 246.1002 | 107.4056 | 0 | 2242.225 | 17.3018 | 6.2034 | 540.8883 | 1356.3961 | 208.79 | 112.6453 | 97.1768 | 302.3921 | 141.3194 | 35.0344 | 282.7326 | 401.9599 | 9.9048 | 64.4171 | 349.5723 | 212.775 | 0 | 21565.5497 | 274.1418 | -13751.7331 | 8587.5022 | 21416.0278 | 3258.0582 | 1781.5529 | 1543.8706 | 4807.9087 | 2235.7229 | 554.0897 | 4471.5246 | 6355.382 | 156.6505 | 989.2417 | 5527.23 | 3361.9094 | 0 | 2025-09-01
2025-09-27 | 1779.1326 | 18.8144 | 6.7446 | 594.7879 | 998.3575 | 160.4281 | 105.3918 | 336.9503 | 152.4458 | 24.3812 | 194.12 | 311.4983 | 6.1646 | 68.5062 | 266.9095 | 126.7776 | 0 | 2279.2 | 18.8144 | 6.7446 | 595.2629 | 1383.1951 | 160.5148 | 114.6682 | 105.3918 | 336.9503 | 152.9208 | 35.6635 | 287.8209 | 408.4821 | 10.0827 | 68.5062 | 355.3053 | 217.3343 | 0 | 20261.7477 | 287.9145 | -14889.5048 | 8952.2415 | 21502.7808 | 2626.7629 | 1781.5529 | 1577.8071 | 5014.481 | 2359.9533 | 554.0897 | 4471.7558 | 6356.0128 | 156.6505 | 1054.1937 | 5527.764 | 3382.3143 | 0 | 2025-09-01
2025-09-28 | 1532.3524 | 16.2651 | 5.8296 | 513.5421 | 786.4949 | 210.2207 | 87.3272 | 280.28 | 145.9349 | 18.8847 | 149.7608 | 249.2401 | 4.6106 | 57.6069 | 212.697 | 93.6948 | 0 | 2014.8556 | 16.2651 | 5.8296 | 514.0845 | 1171.3325 | 210.3485 | 96.9954 | 87.3272 | 280.28 | 146.4773 | 30.167 | 243.4617 | 346.2239 | 8.5287 | 57.6069 | 301.0928 | 184.2515 | 0 | 20455.851 | 299.3262 | -16484.832 | 9483.5867 | 21501.5617 | 3874.6555 | 1781.5529 | 1611.7437 | 5176.8922 | 2694.9507 | 554.0897 | 4471.7558 | 6356.0128 | 156.6505 | 1052.9746 | 5527.764 | 3382.3143 | 0 | 2025-09-01
2025-09-29 | 1583.7847 | 18.0245 | 6.4591 | 554.8132 | 873.3621 | 131.1259 | 96.6912 | 310.2288 | 147.8931 | 21.1765 | 168.2578 | 275.1837 | 5.2585 | 60.8421 | 235.2866 | 107.3569 | 0 | 2073.4847 | 18.0245 | 6.4591 | 555.3234 | 1258.105 | 131.2043 | 104.3686 | 96.6912 | 310.2288 | 148.4034 | 32.4602 | 261.9539 | 372.1703 | 9.177 | 60.8421 | 323.686 | 197.8154 | 0 | 23242.0395 | 307.3148 | -12150.3882 | 9458.5885 | 21468.4878 | 2376.4837 | 1781.5529 | 1645.6803 | 5277.7631 | 2535.1451 | 554.0897 | 4471.5246 | 6355.382 | 156.6505 | 1025.3667 | 5527.23 | 3378.2443 | 0 | 2025-09-01
2025-09-30 | 1948.224 | 21.667 | 7.763 | 669.5352 | 1096.1248 | 153.1339 | 117.9283 | 374.2536 | 177.3533 | 26.7716 | 214.8833 | 339.485 | 6.8285 | 76.0118 | 291.1776 | 140.967 | 0 | 2461.2591 | 21.667 | 7.763 | 670.0536 | 1485.6246 | 153.2066 | 122.9442 | 117.9283 | 374.2536 | 177.8717 | 38.2375 | 308.5794 | 438.0382 | 10.8104 | 76.0118 | 381.005 | 232.9422 | 0 | 23840.3234 | 311.8156 | -11576.3087 | 9572.8008 | 21546.356 | 2204.1069 | 1781.5529 | 1679.6168 | 5317.2388 | 2575.9451 | 554.0897 | 4471.5246 | 6355.382 | 156.6505 | 1101.1998 | 5527.23 | 3380.2793 | 0 | 2025-09-01
2025-10-01 | 2033.647 | 23.0155 | 8.2472 | 724.3918 | 1178.4603 | 99.5322 | 141.9525 | 395.2204 | 187.2188 | 32.1063 | 269.5013 | 271.1399 | 7.6784 | 91.002 | 348.1629 | 158.8694 | 0 | 2532.7747 | 23.0155 | 8.2472 | 724.8431 | 1576.6251 | 99.5725 | 100.4712 | 141.9525 | 395.2204 | 187.6702 | 45.9541 | 359.5729 | 350.4798 | 12.0979 | 91.002 | 455.8216 | 261.6968 | 0 | 23392.5938 | 273.987 | -6742.8377 | 8586.1979 | 18852.5477 | 1221.6063 | 1201.0925 | 1679.6169 | 4664.0458 | 2242.5352 | 549.3624 | 4298.5478 | 4191.3768 | 144.6259 | 1087.9144 | 5450.7696 | 3129.9507 | 0 | 2025-10-01
2025-10-02 | 2073.1993 | 22.9182 | 8.2117 | 728.7068 | 1256.6986 | 56.6641 | 150.9859 | 392.3602 | 185.3607 | 34.4811 | 286.0596 | 288.7216 | 8.318 | 95.193 | 371.1224 | 172.8028 | 0 | 2571.1588 | 22.9182 | 8.2117 | 729.1342 | 1649.1104 | 56.6864 | 105.0979 | 150.9859 | 392.3602 | 185.7882 | 48.0703 | 376.1311 | 366.5799 | 12.655 | 95.193 | 476.7708 | 273.7102 | 0 | 23327.2397 | 260.6578 | -5909.0755 | 8247.1502 | 18852.5477 | 674.867 | 1201.0925 | 1705.2204 | 4418.1337 | 2123.796 | 549.3624 | 4298.5478 | 4191.3768 | 144.6259 | 1087.9144 | 5450.7696 | 3129.9507 | 0 | 2025-10-01
2025-10-03 | 1992.6349 | 21.8779 | 7.8383 | 690.5414 | 1121.9295 | 150.4478 | 141.2083 | 371.0212 | 178.312 | 30.3075 | 258.6147 | 258.2841 | 7.1821 | 88.2456 | 331.2887 | 148.0068 | 0 | 2497.7995 | 21.8779 | 7.8383 | 690.9844 | 1529.1608 | 150.5089 | 97.4293 | 141.2083 | 371.0212 | 178.7549 | 44.5628 | 348.6863 | 339.9588 | 11.7317 | 88.2456 | 442.1156 | 253.8602 | 0 | 22971.6955 | 269.0801 | -7677.4166 | 8473.012 | 18852.5477 | 1853.3798 | 1201.0925 | 1730.8239 | 4541.2343 | 2200.9538 | 549.3624 | 4298.5478 | 4191.3768 | 144.6259 | 1087.9144 | 5450.7696 | 3129.9507 | 0 | 2025-10-01
2025-10-04 | 2064.8426 | 20.8373 | 7.4649 | 667.8233 | 1206.9426 | 161.7744 | 148.6989 | 350.7815 | 168.3429 | 33.1276 | 273.0574 | 277.9454 | 7.9789 | 91.905 | 357.1737 | 165.7545 | 0 | 2552.3271 | 20.8373 | 7.4649 | 668.2255 | 1592.497 | 161.8376 | 101.4648 | 148.6989 | 350.7815 | 168.7451 | 46.4086 | 363.129 | 354.0378 | 12.2176 | 91.905 | 460.4259 | 264.3731 | 0 | 21495.7047 | 246.4476 | -8614.4598 | 7895.8472 | 18852.5477 | 1914.2295 | 1201.0925 | 1756.4275 | 4141.2399 | 1998.1799 | 549.3624 | 4298.5478 | 4191.3768 | 144.6259 | 1087.9144 | 5450.7696 | 3129.9507 | 0 | 2025-10-01
2025-10-05 | 2168.3833 | 20.5852 | 7.3739 | 678.4046 | 1168.8584 | 293.1613 | 147.5632 | 345.622 | 185.2194 | 32.0174 | 264.3709 | 269.473 | 7.6867 | 89.727 | 346.1562 | 159.4271 | 0 | 2653.5452 | 20.5852 | 7.3739 | 678.8571 | 1554.4127 | 293.2786 | 99.0377 | 147.5632 | 345.622 | 185.6719 | 45.2984 | 354.4425 | 345.5654 | 11.9253 | 89.727 | 449.4084 | 258.0457 | 0 | 21580.3396 | 249.2245 | -10479.5701 | 8200.0946 | 18852.8084 | 3556.6897 | 1201.0925 | 1782.031 | 4169.6407 | 2248.4229 | 549.3624 | 4298.5478 | 4191.3768 | 144.6259 | 1088.1751 | 5450.7696 | 3129.9507 | 0 | 2025-10-01
2025-10-06 | 2044.1677 | 20.4063 | 7.3092 | 649.4249 | 1104.3342 | 262.693 | 143.0605 | 340.3132 | 166.0512 | 30.1351 | 249.6426 | 255.1508 | 7.1911 | 85.9537 | 327.5208 | 148.7401 | 0 | 2525.1781 | 20.4063 | 7.3092 | 649.8486 | 1489.8886 | 262.803 | 94.9223 | 143.0605 | 340.3132 | 166.4749 | 43.4161 | 339.7142 | 331.2432 | 11.4298 | 85.9537 | 430.7729 | 247.3587 | 0 | 23198.153 | 258.0627 | -8658.2824 | 8211.6144 | 18852.287 | 3333.3788 | 1201.0925 | 1807.6345 | 4298.5719 | 2105.408 | 549.3624 | 4298.5478 | 4191.3768 | 144.6259 | 1087.6537 | 5450.7696 | 3129.9507 | 0 | 2025-10-01
2025-10-07 | 1517.4521 | 16.1415 | 5.7812 | 511.0871 | 818.9147 | 165.5276 | 116.3043 | 263.4195 | 131.3633 | 21.5797 | 188.0363 | 196.8416 | 5.0159 | 53.3006 | 251.7703 | 102.3703 | 0 | 1965.0847 | 16.1415 | 5.7812 | 511.499 | 1188.3417 | 165.6129 | 77.7084 | 116.3043 | 263.4195 | 131.7752 | 33.4828 | 278.1079 | 271.2389 | 8.8147 | 53.3006 | 352.7224 | 190.6744 | 0 | 23088.1649 | 251.4404 | -7223.4221 | 8049.8752 | 18224.5895 | 2584.5894 | 1201.0925 | 1833.238 | 4169.7861 | 2046.851 | 503.5822 | 4298.5478 | 4191.3768 | 132.5738 | 782.0248 | 5450.7696 | 2865.7144 | 0 | 2025-10-01
2025-10-08 | 1816.893 | 20.6003 | 7.3775 | 656.719 | 931.6385 | 200.5577 | 138.4171 | 350.3647 | 167.9371 | 22.9287 | 218.6342 | 223.247 | 5.4376 | 69.4404 | 286.013 | 105.9375 | 0 | 2265.5587 | 20.6003 | 7.3775 | 657.188 | 1293.4835 | 200.6514 | 86.258 | 138.4171 | 350.3647 | 168.4062 | 33.6391 | 308.7058 | 300.7601 | 8.8559 | 69.4404 | 391.193 | 180.8891 | 0 | 23261.3141 | 282.6988 | -7666.1175 | 8856.7293 | 17747.4001 | 2839.5109 | 1201.0925 | 1858.8415 | 4667.3572 | 2330.5305 | 434.9119 | 4298.5478 | 4191.3768 | 114.4955 | 924.2725 | 5450.7696 | 2333.0259 | 0 | 2025-10-01
2025-10-09 | 2086.08 | 23.4945 | 8.4133 | 732.8672 | 1042.1958 | 279.1091 | 151.8646 | 387.0872 | 193.9154 | 26.9456 | 255.3421 | 238.265 | 6.1325 | 87.4163 | 304.2929 | 123.8015 | 0 | 2655.9188 | 23.4945 | 8.4133 | 733.3536 | 1514.9186 | 279.2239 | 96.5148 | 151.8646 | 387.0872 | 194.4018 | 44.1445 | 345.4136 | 336.805 | 11.6215 | 87.4163 | 438.0047 | 251.513 | 0 | 22375.186 | 292.0456 | -10551.6439 | 9101.0033 | 18852.5477 | 3480.1407 | 1201.0925 | 1884.4451 | 4800.1471 | 2416.4111 | 549.3624 | 4298.5478 | 4191.3768 | 144.6259 | 1087.9144 | 5450.7696 | 3129.9507 | 0 | 2025-10-01
2025-10-10 | 2182.4107 | 24.1017 | 8.63 | 757.824 | 1117.2078 | 274.6471 | 163.0879 | 396.9101 | 197.8261 | 29.0343 | 274.097 | 254.6575 | 6.6651 | 92.1649 | 325.5436 | 135.0453 | 0 | 2764.3242 | 24.1017 | 8.63 | 758.2953 | 1596.7881 | 274.7538 | 101.7553 | 163.0879 | 396.9101 | 198.2973 | 46.5414 | 364.1686 | 354.9633 | 12.2526 | 92.1649 | 461.6517 | 265.0455 | 0 | 22451.2571 | 283.6085 | -10011.8809 | 8892.097 | 18852.5477 | 3233.7924 | 1201.0925 | 1910.0486 | 4640.5363 | 2341.5121 | 549.3624 | 4298.5478 | 4191.3768 | 144.6259 | 1087.9144 | 5450.7696 | 3129.9507 | 0 | 2025-10-01
2025-10-11 | 1966.2766 | 20.8799 | 7.4758 | 666.8326 | 1091.2412 | 179.8471 | 154.5589 | 341.8743 | 170.3995 | 29.4632 | 250.9967 | 251.5712 | 6.967 | 86.2409 | 322.607 | 143.3953 | 0 | 2466.4399 | 20.8799 | 7.4758 | 667.2657 | 1495.596 | 179.9219 | 95.3007 | 154.5589 | 341.8743 | 170.8325 | 43.5892 | 341.0682 | 332.505 | 11.4753 | 86.2409 | 432.4286 | 248.2886 | 0 | 21127.3027 | 262.4959 | -9817.0985 | 8363.1364 | 18851.5041 | 2266.1724 | 1201.0925 | 1935.6521 | 4275.6754 | 2151.8089 | 549.3624 | 4298.5478 | 4191.3768 | 144.6259 | 1086.8708 | 5450.7696 | 3129.9507 | 0 | 2025-10-01
2025-10-12 | 1834.138 | 19.2987 | 6.9091 | 634.5404 | 1005.3979 | 167.9918 | 146.3737 | 313.9062 | 174.2605 | 26.961 | 231.4183 | 232.523 | 6.3083 | 81.1828 | 297.8247 | 129.1798 | 0 | 2328.8673 | 19.2987 | 6.9091 | 635.01 | 1409.7527 | 168.0667 | 89.8301 | 146.3737 | 313.9062 | 174.73 | 41.087 | 321.4899 | 313.4568 | 10.8166 | 81.1828 | 407.6464 | 234.0731 | 0 | 21297.9543 | 257.6474 | -9740.7605 | 8460.4429 | 18850.0031 | 2269.529 | 1201.0925 | 1949.6347 | 4177.6233 | 2333.1848 | 549.3624 | 4298.5478 | 4191.3768 | 144.6259 | 1085.3699 | 5450.7696 | 3129.9507 | 0 | 2025-10-01
2025-10-13 | 1861.5363 | 20.6289 | 7.3847 | 656.4234 | 1056.437 | 120.6623 | 152.8957 | 334.7023 | 168.8253 | 28.447 | 243.0452 | 243.8344 | 6.6995 | 84.2482 | 312.5414 | 137.6213 | 0 | 2359.4603 | 20.6289 | 7.3847 | 656.8625 | 1460.7917 | 120.7136 | 93.0789 | 152.8957 | 334.7023 | 169.2644 | 42.5729 | 333.1167 | 324.7683 | 11.2078 | 84.2482 | 422.3631 | 242.5147 | 0 | 23345.2593 | 265.5272 | -6955.0866 | 8428.0071 | 18851.7648 | 1553.9544 | 1201.0925 | 1960.4653 | 4285.7002 | 2181.8416 | 549.3624 | 4298.5478 | 4191.3768 | 144.6259 | 1087.1315 | 5450.7696 | 3129.9507 | 0 | 2025-10-01
2025-10-14 | 2330.0133 | 23.9404 | 8.5694 | 760.4984 | 1266.2969 | 270.7081 | 175.5312 | 388.9049 | 196.0623 | 34.8026 | 287.5637 | 290.9708 | 8.4099 | 95.573 | 374.0787 | 174.8982 | 0 | 2825.6173 | 23.9404 | 8.5694 | 760.9479 | 1655.8322 | 270.8092 | 105.5182 | 175.5312 | 388.9049 | 196.5117 | 48.2625 | 377.6353 | 368.0884 | 12.7057 | 95.573 | 478.722 | 274.8455 | 0 | 23293.5865 | 271.0547 | -8654.9711 | 8559.3346 | 18852.5477 | 3064.5281 | 1201.0925 | 1971.2955 | 4354.7862 | 2233.2528 | 549.3624 | 4298.5478 | 4191.3768 | 144.6259 | 1087.9144 | 5450.7696 | 3129.9507 | 0 | 2025-10-01
2025-10-15 | 2785.1991 | 26.2237 | 9.3859 | 846.8487 | 1576.5624 | 326.1784 | 210.2197 | 423.4216 | 213.2073 | 43.6874 | 360.5072 | 359.6026 | 10.7245 | 114.0775 | 463.1875 | 224.7757 | 0 | 3310.8818 | 26.2237 | 9.3859 | 847.2582 | 1975.8317 | 326.2825 | 125.8999 | 210.2197 | 423.4216 | 213.6168 | 57.5848 | 450.5788 | 439.2269 | 15.1599 | 114.0775 | 571.2322 | 327.9718 | 0 | 23601.3778 | 249.0125 | -7855.5932 | 7998.9102 | 18852.939 | 3155.0168 | 1201.0925 | 1982.1261 | 3982.1331 | 2034.651 | 549.3624 | 4298.5478 | 4191.3768 | 144.6259 | 1088.3057 | 5450.7696 | 3129.9507 | 0 | 2025-10-01
2025-10-16 | 2281.8918 | 22.9974 | 8.2305 | 734.9355 | 1269.2818 | 246.4466 | 179.5638 | 367.2298 | 188.1419 | 34.3531 | 295.7163 | 290.5067 | 8.2082 | 97.652 | 372.9596 | 169.886 | 0 | 2812.9188 | 22.9974 | 8.2305 | 735.3578 | 1692 | 246.5371 | 107.7962 | 179.5638 | 367.2298 | 188.5641 | 49.3044 | 385.7879 | 376.1695 | 12.9799 | 97.652 | 489.198 | 280.9082 | 0 | 23334.8866 | 255.8463 | -7881.6304 | 8163.21 | 18852.7431 | 2743.625 | 1201.0925 | 1992.9562 | 4072.3594 | 2097.8944 | 549.3624 | 4298.5478 | 4191.3768 | 144.6259 | 1088.1099 | 5450.7696 | 3129.9507 | 0 | 2025-10-01
2025-10-17 | 1711.5541 | 18.5282 | 6.6304 | 587.9486 | 925.3696 | 173.0773 | 142.0387 | 293.5736 | 152.3362 | 22.8859 | 217.3494 | 219.1691 | 5.3691 | 65.3525 | 280.4459 | 114.7977 | 0 | 2189.4186 | 18.5282 | 6.6304 | 588.3786 | 1316.8263 | 173.1561 | 85.899 | 142.0387 | 293.5736 | 152.7663 | 34.6201 | 307.421 | 299.8456 | 9.1141 | 65.3525 | 389.9184 | 210.5547 | 0 | 23666.9509 | 259.9874 | -6718.3114 | 8290.4889 | 18246.9425 | 2386.751 | 1201.0925 | 2003.8554 | 4149.8775 | 2136.756 | 457.802 | 4298.5478 | 4191.3768 | 120.5216 | 862.2102 | 5450.7696 | 2865.7144 | 0 | 2025-10-01
2025-10-18 | 1825.4098 | 18.8786 | 6.7553 | 617.8354 | 969.9128 | 212.0277 | 152.687 | 312.2069 | 152.9415 | 24.4861 | 222.8508 | 232.715 | 5.8893 | 68.6884 | 298.6393 | 116.6438 | 0 | 2256.3035 | 18.8786 | 6.7553 | 618.257 | 1312.853 | 212.1234 | 87.4362 | 152.687 | 312.2069 | 153.363 | 34.4515 | 312.9224 | 304.8363 | 9.0698 | 68.6884 | 396.5028 | 186.3817 | 0 | 22904.4999 | 255.2099 | -7359.0539 | 8195.1548 | 17710.6931 | 2901.4035 | 1201.0925 | 2015.4941 | 4085.0274 | 2094.6332 | 434.9119 | 4298.5478 | 4191.3768 | 114.4955 | 887.5655 | 5450.7696 | 2333.0259 | 0 | 2025-10-01
2025-10-19 | 1714.9392 | 18.1117 | 6.4803 | 596.1546 | 952.7665 | 141.4261 | 142.2845 | 289.6665 | 164.2036 | 25.9414 | 212.7821 | 222.207 | 6.116 | 75.1091 | 284.8368 | 125.7739 | 0 | 2174.1472 | 18.1117 | 6.4803 | 596.6257 | 1326.815 | 141.4917 | 84.6228 | 142.2845 | 289.6665 | 164.6747 | 38.7053 | 302.8537 | 295.3364 | 10.1896 | 75.1091 | 384.0684 | 220.5524 | 0 | 23328.4611 | 257.5126 | -7447.7022 | 8502.5441 | 18828.1426 | 1986.8715 | 1201.0925 | 2028.3048 | 4133.4139 | 2340.8253 | 549.3624 | 4298.5478 | 4191.3768 | 144.6259 | 1063.5093 | 5450.7696 | 3129.9507 | 0 | 2025-10-01
2025-10-20 | 1789.2352 | 18.7214 | 6.6979 | 597.8412 | 916.4731 | 249.5016 | 140.0112 | 303.3523 | 154.4777 | 24.8575 | 204.3003 | 213.9059 | 5.8306 | 73.961 | 274.0493 | 119.5685 | 0 | 2246.112 | 18.7214 | 6.6979 | 598.2962 | 1290.5216 | 249.6221 | 82.2529 | 140.0112 | 303.3523 | 154.9327 | 37.6213 | 294.3719 | 287.0354 | 9.9042 | 73.961 | 373.2809 | 214.347 | 0 | 26204.7459 | 273.1973 | -6487.7586 | 8722.5077 | 18844.524 | 3651.183 | 1201.0925 | 2041.1153 | 4420.6393 | 2260.7532 | 549.3624 | 4298.5478 | 4191.3768 | 144.6259 | 1079.8907 | 5450.7696 | 3129.9507 | 0 | 2025-10-01
2025-10-21 | 1608.1349 | 16.7184 | 5.9808 | 543.2161 | 807.921 | 234.2987 | 133.8042 | 272.1729 | 137.2391 | 19.8225 | 190.6039 | 193.6189 | 4.5675 | 59.2551 | 247.2682 | 92.7848 | 0 | 2067.7429 | 16.7184 | 5.9808 | 543.6404 | 1188.5601 | 234.4174 | 78.4258 | 133.8042 | 272.1729 | 137.6634 | 31.4706 | 280.6755 | 273.7031 | 8.285 | 59.2551 | 355.9369 | 179.2339 | 0 | 25467.3491 | 256.2771 | -5923.0401 | 8342.229 | 17991.2836 | 3599.5071 | 1201.0925 | 2053.9259 | 4180.1707 | 2108.1323 | 457.802 | 4298.5478 | 4191.3768 | 120.5216 | 865.677 | 5450.7696 | 2606.5887 | 0 | 2025-10-01
2025-10-22 | 1872.6842 | 18.8779 | 6.7527 | 623.3804 | 928.426 | 295.2472 | 151.7413 | 317.608 | 154.031 | 23.0674 | 216.8815 | 220.9173 | 5.4374 | 67.9277 | 282.9404 | 111.2543 | 0 | 2332.4243 | 18.8779 | 6.7527 | 623.8143 | 1301.8286 | 295.3825 | 85.7683 | 151.7413 | 317.608 | 154.465 | 34.4355 | 306.953 | 299.0766 | 9.0655 | 67.9277 | 388.9972 | 195.373 | 0 | 25758.0368 | 261.4151 | -6357.603 | 8520.9349 | 18030.2365 | 4101.9608 | 1201.0925 | 2066.7365 | 4298.0142 | 2156.1843 | 457.802 | 4298.5478 | 4191.3768 | 120.5216 | 913.5376 | 5450.7696 | 2597.6811 | 0 | 2025-10-01
2025-10-23 | 1734.2858 | 18.4482 | 6.5985 | 602.3259 | 877.1995 | 229.7137 | 142.2919 | 307.928 | 152.106 | 20.5456 | 201.529 | 207.4331 | 5.53 | 64.049 | 265.4332 | 112.6796 | 0 | 2202.6005 | 18.4482 | 6.5985 | 602.7777 | 1263.4712 | 229.8263 | 81.4785 | 142.2919 | 307.928 | 152.5578 | 31.7237 | 291.6006 | 284.286 | 9.811 | 64.049 | 369.7172 | 212.2838 | 0 | 25509.2209 | 271.0072 | -6793.5047 | 8815.4782 | 18600.8744 | 3414.2733 | 1201.0925 | 2079.5472 | 4491.0635 | 2244.8675 | 457.802 | 4298.5478 | 4191.3768 | 144.6259 | 927.8015 | 5450.7696 | 3129.9507 | 0 | 2025-10-01
2025-10-24 | 1893.1601 | 17.8651 | 6.3894 | 589.8064 | 925.1587 | 353.9405 | 143.9836 | 298.8036 | 147.0193 | 25.1864 | 205.239 | 216.0183 | 5.9289 | 74.1188 | 276.8639 | 121.8034 | 0 | 2345.677 | 17.8651 | 6.3894 | 590.2381 | 1294.5587 | 354.1106 | 82.5151 | 143.9836 | 298.8036 | 147.4509 | 37.7412 | 295.3105 | 287.9507 | 9.9358 | 74.1188 | 374.4712 | 215.0305 | 0 | 24085.4364 | 259.8712 | -9953.1794 | 8577.528 | 18843.3494 | 5156.7748 | 1201.0925 | 2092.3576 | 4340.4593 | 2144.7111 | 549.3624 | 4298.5478 | 4191.3768 | 144.6259 | 1078.7161 | 5450.7696 | 3129.9507 | 0 | 2025-10-01
2025-10-25 | 2113.2245 | 19.1893 | 6.8624 | 636.8207 | 1065.1729 | 385.1791 | 155.512 | 323.3196 | 157.9891 | 29.9412 | 227.1153 | 248.5615 | 7.2901 | 80.1747 | 319.8221 | 152.268 | 0 | 2528.2722 | 19.1893 | 6.8624 | 637.2528 | 1390.9887 | 385.3512 | 88.6278 | 155.512 | 323.3196 | 158.4211 | 40.5371 | 317.1869 | 309.2701 | 10.6718 | 80.1747 | 402.1994 | 230.9486 | 0 | 21681.8632 | 259.9393 | -12474.1203 | 8627.3951 | 18851.243 | 5216.3136 | 1201.0925 | 2105.1683 | 4375.5987 | 2146.6281 | 549.3624 | 4298.5478 | 4191.3768 | 144.6259 | 1086.6097 | 5450.7696 | 3129.9507 | 0 | 2025-10-01
2025-10-26 | 2286.2297 | 20.4658 | 7.3183 | 693.134 | 1095.289 | 470.0227 | 159.6856 | 347.199 | 186.2494 | 30.8213 | 234.0024 | 255.3144 | 7.5219 | 81.7158 | 328.5945 | 157.3187 | 0 | 2703.3016 | 20.4658 | 7.3183 | 693.6326 | 1421.1048 | 470.2281 | 90.5522 | 159.6856 | 347.199 | 186.7479 | 41.4173 | 324.074 | 316.023 | 10.9036 | 81.7158 | 410.9719 | 235.9993 | 0 | 22380.1779 | 271.4543 | -13366.7983 | 9199.9699 | 18848.2419 | 6226.2177 | 1201.0925 | 2117.9787 | 4604.9928 | 2476.9983 | 549.3624 | 4298.5478 | 4191.3768 | 144.6259 | 1083.6086 | 5450.7696 | 3129.9507 | 0 | 2025-10-01
2025-10-27 | 1752.1835 | 18.0086 | 6.4391 | 581.3938 | 805.5308 | 340.8112 | 127.8756 | 302.0595 | 151.4587 | 19.4122 | 173.7464 | 196.8507 | 5.5007 | 43.7367 | 252.525 | 113.7592 | 0 | 2149.3231 | 18.0086 | 6.4391 | 581.8927 | 1128.2743 | 340.9929 | 73.7155 | 127.8756 | 302.0595 | 151.9577 | 27.3447 | 263.8179 | 257.4491 | 8.8762 | 43.7367 | 334.7528 | 192.2969 | 0 | 23899.8681 | 296.0762 | -11063.3402 | 9671.4694 | 18286.8172 | 5507.753 | 1201.0925 | 2130.7893 | 5061.5287 | 2479.1514 | 412.0218 | 4298.5478 | 4191.3768 | 144.6259 | 659.5246 | 5450.7696 | 3129.9507 | 0 | 2025-10-01
2025-10-28 | 1927.9864 | 22.207 | 7.9396 | 720.9791 | 853.2043 | 323.6565 | 148.7864 | 385.3797 | 186.813 | 19.0012 | 205.6928 | 199.873 | 5.0203 | 68.0496 | 254.9314 | 100.6361 | 0 | 2442.5627 | 22.207 | 7.9396 | 721.5253 | 1284.4361 | 323.8128 | 82.6419 | 148.7864 | 385.3797 | 187.3592 | 31.876 | 295.7643 | 288.3913 | 9.9511 | 68.0496 | 375.0447 | 215.3592 | 0 | 25479.3964 | 321.6078 | -9831.1699 | 10397.7237 | 18650.6796 | 4739.4628 | 1201.0925 | 2143.5998 | 5540.2611 | 2713.8628 | 457.802 | 4298.5478 | 4191.3768 | 144.6259 | 977.6067 | 5450.7696 | 3129.9507 | 0 | 2025-10-01
2025-10-29 | 2129.7189 | 25.0591 | 8.9585 | 818.763 | 998.8959 | 278.0424 | 169.033 | 439.0593 | 210.6707 | 25.8573 | 243.1667 | 229.0086 | 5.8721 | 84.2698 | 292.4227 | 118.2987 | 0 | 2685.7705 | 25.0591 | 8.9585 | 819.3098 | 1461.1688 | 278.1615 | 93.1128 | 169.033 | 439.0593 | 211.2176 | 42.5885 | 333.2383 | 324.8686 | 11.2119 | 84.2698 | 422.4981 | 242.4936 | 0 | 26827.0417 | 321.7933 | -7616.6894 | 10459.3871 | 18850.6084 | 3610.85 | 1201.0925 | 2156.4104 | 5585.8058 | 2717.1709 | 549.3624 | 4298.5478 | 4191.3768 | 144.6259 | 1087.0667 | 5450.7696 | 3128.8592 | 0 | 2025-10-01
2025-10-30 | 2286.4379 | 24.5156 | 8.7634 | 813.268 | 1053.4694 | 386.4215 | 175.4937 | 429.1598 | 208.6145 | 27.3293 | 257.327 | 240.8889 | 6.2408 | 87.9007 | 307.7615 | 126.0212 | 0 | 2853.8837 | 24.5156 | 8.7634 | 813.7893 | 1523.1672 | 386.5787 | 97.0695 | 175.4937 | 429.1598 | 209.1358 | 44.3982 | 347.3985 | 338.6839 | 11.6883 | 87.9007 | 440.4625 | 252.635 | 0 | 27145.2987 | 303.2167 | -8036.3711 | 10062.7103 | 18849.0124 | 4765.6379 | 1201.0925 | 2169.2208 | 5303.3121 | 2590.1774 | 549.3624 | 4298.5478 | 4191.3768 | 144.6259 | 1087.6537 | 5450.7696 | 3126.6761 | 0 | 2025-10-01
2025-10-31 | 2548.0995 | 32.1287 | 11.2669 | 917.9801 | 1111.1585 | 475.5653 | 184.4025 | 472.9103 | 260.6674 | 28.9952 | 270.5211 | 253.6777 | 6.6782 | 91.2575 | 324.3761 | 135.6527 | 0 | 3119.9503 | 32.1287 | 11.2669 | 918.6054 | 1581.4418 | 475.7514 | 100.7561 | 184.4025 | 472.9103 | 261.2927 | 46.0844 | 360.5926 | 351.5894 | 12.1322 | 91.2575 | 457.2356 | 262.55 | 0 | 28798.087 | 381.8466 | -8152.0068 | 10874.3764 | 18852.5477 | 5640.2306 | 1201.0925 | 2182.0318 | 5585.4615 | 3106.8831 | 549.3624 | 4298.5478 | 4191.3768 | 144.6259 | 1087.9144 | 5450.7696 | 3129.9507 | 0 | 2025-10-01
2025-11-01 | 1632.4535 | 19.3664 | 6.7937 | 569.2333 | 806.755 | 230.3052 | 132.4089 | 281.7693 | 155.0551 | 9.0243 | 174.4244 | 284.3845 | 2.8597 | 0 | 244.1455 | 91.9167 | 0 | 2080.9674 | 19.3664 | 6.7937 | 569.7471 | 1235.559 | 230.4293 | 19.0719 | 132.4089 | 281.7693 | 155.5689 | 13.8745 | 266.3384 | 407.8166 | 4.9886 | 0 | 356.0847 | 186.4563 | 0 | 23323.6182 | 319.1269 | -10714.9499 | 9400.8372 | 20242.4139 | 3762.085 | 314.105 | 2182.0318 | 4665.7526 | 2553.0529 | 198.8747 | 4386.4743 | 6722.1637 | 72.6121 | 0 | 5863.9625 | 2998.3266 | 0 | 2025-11-01
2025-11-02 | 1155.9821 | 15.3172 | 5.4006 | 458.2099 | 512.5987 | 164.4557 | 106.9563 | 218.1324 | 133.1212 | 0 | 119.3686 | 212.9166 | 0 | 0 | 180.3135 | 0 | 0 | 1479.4451 | 15.3172 | 5.4006 | 458.7691 | 820.2584 | 164.5706 | 15.1293 | 106.9563 | 218.1324 | 133.6804 | 0 | 211.2842 | 326.457 | 0 | 0 | 282.5172 | 0 | 0 | 23456.1225 | 318.4081 | -7274.9119 | 9587.6864 | 17028.1734 | 3482.6615 | 314.105 | 2223.6885 | 4585.5509 | 2778.447 | 0 | 4386.5486 | 6776.7064 | 0 | 0 | 5864.9184 | 0 | 0 | 2025-11-01
2025-11-03 | 1625.6631 | 20.0767 | 7.1135 | 589.8144 | 817.228 | 191.4305 | 137.8373 | 291.8382 | 160.1389 | 11.923 | 176.0222 | 289.6081 | 4.6342 | 0 | 246.3405 | 88.7002 | 0 | 2074.4653 | 20.0767 | 7.1135 | 590.3432 | 1246.2129 | 191.5331 | 19.1861 | 137.8373 | 291.8382 | 160.6677 | 18.9242 | 267.9377 | 413.8988 | 8.6765 | 0 | 358.2211 | 178.5546 | 0 | 25613.6169 | 327.724 | -7968.2239 | 9527.0944 | 20304.4401 | 3108.4771 | 314.105 | 2249.32 | 4650.3664 | 2627.4079 | 287.2635 | 4386.5486 | 6776.7064 | 137.963 | 0 | 5864.9184 | 2851.0402 | 0 | 2025-11-01
2025-11-04 | 2131.8826 | 24.3084 | 8.6535 | 703.281 | 1094.7786 | 300.8611 | 164.707 | 344.3889 | 194.1851 | 22.0337 | 225.1156 | 365.1953 | 7.4797 | 23.6146 | 311.7611 | 139.5785 | 0 | 2607.9313 | 24.3084 | 8.6535 | 703.8239 | 1547.4482 | 300.9959 | 22.7015 | 164.707 | 344.3889 | 194.728 | 32.8241 | 317.0311 | 489.7088 | 12.595 | 23.6146 | 423.8422 | 247.8324 | 0 | 26662.7829 | 335.8014 | -9103.53 | 9668.7548 | 21364.0643 | 4083.5873 | 314.105 | 2274.9516 | 4696.2476 | 2697.5556 | 441.9438 | 4386.5486 | 6776.7064 | 174.2691 | 289.9044 | 5864.9184 | 3429.7736 | 0 | 2025-11-01
2025-11-05 | 2185.7206 | 25.8423 | 9.2413 | 733.4696 | 1089.1533 | 328.0142 | 171.6398 | 353.5055 | 208.3243 | 20.0943 | 236.9562 | 344.6598 | 6.3479 | 73.523 | 292.5778 | 114.9944 | 0 | 2775.4001 | 25.8423 | 9.2413 | 734.0286 | 1654.5818 | 328.1568 | 23.5493 | 171.6398 | 353.5055 | 208.8833 | 34.2644 | 328.8717 | 508.1733 | 13.0654 | 73.523 | 439.7649 | 256.9192 | 0 | 26855.4833 | 345.0104 | -9978.2394 | 9825.9477 | 22024.6159 | 4324.0437 | 314.105 | 2291.6928 | 4756.6858 | 2777.5691 | 441.9438 | 4386.5486 | 6776.7064 | 174.2691 | 956.1512 | 5864.9184 | 3424.0783 | 0 | 2025-11-01
2025-11-06 | 2365.7381 | 29.6056 | 10.6335 | 843.8536 | 1233.7862 | 247.8591 | 192.8819 | 412.3906 | 238.5811 | 22.5854 | 273.5277 | 385.5726 | 7.163 | 87.3843 | 327.4674 | 130.0857 | 0 | 3003.1772 | 29.6056 | 10.6335 | 844.4291 | 1844.3824 | 247.9585 | 26.1681 | 192.8819 | 412.3906 | 239.1566 | 38.1009 | 365.4433 | 564.6116 | 14.5184 | 87.3843 | 488.6298 | 285.6942 | 0 | 27029.0807 | 354.4076 | -8745.5435 | 9985.9054 | 22107.0258 | 3013.1804 | 314.105 | 2308.4342 | 4818.2539 | 2859.2173 | 441.9438 | 4386.5486 | 6776.7064 | 174.2691 | 1033.9792 | 5864.9184 | 3428.6603 | 0 | 2025-11-01
2025-11-07 | 2587.1512 | 29.7679 | 10.737 | 846.2272 | 1335.1534 | 365.2658 | 197.0803 | 410.8791 | 238.2678 | 26.0889 | 279.347 | 417.4304 | 8.3409 | 93.486 | 355.8969 | 154.5633 | 0 | 3159.0093 | 29.7679 | 10.737 | 846.7957 | 1879.7142 | 365.4098 | 26.5848 | 197.0803 | 410.8791 | 238.8363 | 40.2835 | 371.2625 | 573.4267 | 14.7495 | 93.486 | 496.3173 | 290.1887 | 0 | 26844.8351 | 350.4971 | -10231.4035 | 9844.5407 | 22200.6535 | 4366.4421 | 314.105 | 2319.7993 | 4699.9431 | 2824.7984 | 464.041 | 4386.5486 | 6776.7064 | 174.2691 | 1104.3964 | 5864.9184 | 3429.7736 | 0 | 2025-11-01
2025-11-08 | 2669.5628 | 28.7366 | 10.2253 | 806.1639 | 1345.4513 | 478.9858 | 199.031 | 377.4758 | 229.6571 | 28.6659 | 283.859 | 419.3707 | 8.3057 | 94.2266 | 357.3317 | 153.6918 | 0 | 3258.9968 | 28.7366 | 10.2253 | 806.704 | 1907.2535 | 479.1695 | 26.9079 | 199.031 | 377.4758 | 230.1972 | 45.431 | 375.7745 | 580.5867 | 14.9288 | 94.2266 | 502.4506 | 293.8553 | 0 | 24639.4285 | 335.7204 | -13291.0272 | 9450.4832 | 22261.6601 | 5568.4869 | 314.105 | 2325.3778 | 4441.3106 | 2683.7947 | 530.3326 | 4386.5486 | 6776.7064 | 174.2691 | 1099.1114 | 5864.9184 | 3429.7736 | 0 | 2025-11-01
2025-11-09 | 2756.73 | 30.0726 | 10.5589 | 860.6953 | 1437.1166 | 418.2866 | 209.3071 | 393.4781 | 257.9101 | 30.842 | 301.8588 | 447.1515 | 9.0208 | 99.1141 | 381.3836 | 167.7459 | 0 | 3347.4625 | 30.0726 | 10.5589 | 861.2747 | 1998.9188 | 418.4408 | 28.1968 | 209.3071 | 393.4781 | 258.4895 | 47.6072 | 393.7743 | 608.3674 | 15.6439 | 99.1141 | 526.5025 | 307.9094 | 0 | 25791.4704 | 334.9123 | -11378.8063 | 9581.9045 | 22266.553 | 4672.8018 | 314.105 | 2330.9564 | 4372.1011 | 2878.847 | 530.3326 | 4386.5486 | 6776.7064 | 174.2691 | 1104.0043 | 5864.9184 | 3429.7736 | 0 | 2025-11-01
2025-11-10 | 2759.8435 | 35.0083 | 12.1317 | 939.2956 | 1494.9332 | 278.4748 | 215.5568 | 447.7087 | 276.03 | 32.2156 | 313.2201 | 464.7457 | 9.4721 | 102.0231 | 396.5964 | 176.6601 | 0 | 3351.3571 | 35.0083 | 12.1317 | 939.8977 | 2056.7355 | 278.5737 | 29.0103 | 215.5568 | 447.7087 | 276.6321 | 48.9808 | 405.1356 | 625.9617 | 16.0953 | 102.0231 | 541.7153 | 316.8237 | 0 | 27172.4625 | 379.4378 | -9003.838 | 10217.3134 | 22267.01 | 2998.4342 | 314.105 | 2336.5348 | 4889.0327 | 2991.746 | 530.3326 | 4386.5486 | 6776.7064 | 174.2691 | 1104.4613 | 5864.9184 | 3429.7736 | 0 | 2025-11-01
2025-11-11 | 2559.4604 | 34.401 | 11.9052 | 922.5438 | 1342.7724 | 247.838 | 209.99 | 441.7849 | 270.7689 | 27.4977 | 301.4318 | 414.8313 | 7.703 | 99.1108 | 352.3123 | 139.8855 | 0 | 3242.4163 | 34.401 | 11.9052 | 923.1523 | 1996.8621 | 247.9294 | 28.1662 | 209.99 | 441.7849 | 271.3774 | 47.5556 | 393.3473 | 607.7107 | 15.6269 | 99.1108 | 525.9331 | 307.5777 | 0 | 28227.3852 | 383.6855 | -7813.0749 | 10303.0763 | 22267.7929 | 2771.8004 | 314.105 | 2342.1133 | 4937.2986 | 3023.6644 | 530.3326 | 4386.5486 | 6776.7064 | 174.2691 | 1105.2442 | 5864.9184 | 3429.7736 | 0 | 2025-11-01
2025-11-12 | 2556.9386 | 32.4035 | 11.1989 | 878.8241 | 1342.5723 | 291.9398 | 204.4189 | 420.4073 | 253.9978 | 28.2131 | 289.5764 | 417.1696 | 8.0809 | 95.9024 | 355.0562 | 148.5737 | 0 | 3178.8204 | 32.4035 | 11.1989 | 879.4122 | 1936.4369 | 292.0517 | 27.3173 | 204.4189 | 420.4073 | 254.5859 | 46.1223 | 381.4919 | 589.386 | 15.1559 | 95.9024 | 510.0772 | 298.3012 | 0 | 28721.4403 | 372.1824 | -7673.4505 | 10052.7745 | 22264.793 | 3391.0359 | 314.105 | 2347.6919 | 4783.0441 | 2922.0385 | 530.3326 | 4386.5486 | 6776.7064 | 174.2691 | 1102.2443 | 5864.9184 | 3429.7736 | 0 | 2025-11-01
2025-11-13 | 2416.2899 | 31.2661 | 10.7914 | 852.224 | 1295.3558 | 226.6527 | 201.4011 | 406.571 | 244.2518 | 26.9337 | 282.8791 | 402.2901 | 7.6292 | 94.198 | 342.0272 | 139.3983 | 0 | 3050.8202 | 31.2661 | 10.7914 | 852.7997 | 1902.3863 | 226.739 | 26.8377 | 201.4011 | 406.571 | 244.8275 | 45.3126 | 374.7947 | 579.0237 | 14.8899 | 94.198 | 501.1144 | 293.0531 | 0 | 28033.2379 | 365.3801 | -7430.6638 | 9903.2879 | 22264.4658 | 2616.6629 | 314.105 | 2353.2703 | 4689.5459 | 2860.4717 | 530.3326 | 4386.5486 | 6776.7064 | 174.2691 | 1101.9171 | 5864.9184 | 3429.7736 | 0 | 2025-11-01
2025-11-14 | 2559.9894 | 32.3421 | 11.1479 | 875.7345 | 1322.9776 | 317.7872 | 204.6592 | 418.6586 | 252.4167 | 27.599 | 288.1303 | 410.6551 | 7.8499 | 95.7239 | 349.2902 | 143.7292 | 0 | 3194.0887 | 32.3421 | 11.1479 | 876.3221 | 1929.1555 | 317.9074 | 27.2137 | 204.6592 | 418.6586 | 253.0043 | 45.9474 | 380.0458 | 587.0962 | 15.0985 | 95.7239 | 508.1141 | 297.1297 | 0 | 29553.2126 | 372.8127 | -7099.8766 | 10057.033 | 22267.3368 | 3641.8017 | 314.105 | 2358.8491 | 4778.7793 | 2919.4046 | 530.3326 | 4386.5486 | 6776.7064 | 174.2691 | 1104.7881 | 5864.9184 | 3429.7736 | 0 | 2025-11-01
2025-11-15 | 2382.4491 | 28.7089 | 9.8825 | 781.1553 | 1256.3207 | 306.3817 | 197.3762 | 360.3888 | 223.3903 | 26.0261 | 275.1519 | 390.7129 | 7.3328 | 91.6377 | 331.9817 | 133.4776 | 0 | 3015.37 | 28.7089 | 9.8825 | 781.6928 | 1862.3005 | 306.501 | 26.2844 | 197.3762 | 360.3888 | 223.9278 | 44.3784 | 367.0674 | 567.1906 | 14.5829 | 91.6377 | 490.8384 | 286.6051 | 0 | 28716.0383 | 343.8387 | -7243.723 | 9437.0075 | 22249.11 | 3615.7002 | 314.105 | 2364.4274 | 4401.7373 | 2670.8427 | 530.3326 | 4386.5486 | 6776.7064 | 174.2691 | 1093.3699 | 5864.9184 | 3422.965 | 0 | 2025-11-01
2025-11-16 | 2235.3186 | 26.705 | 9.1806 | 745.7437 | 1140.9953 | 312.6941 | 185.6194 | 335.4651 | 224.6592 | 23.2808 | 252.4446 | 355.5788 | 6.4307 | 85.9993 | 301.5928 | 115.6682 | 0 | 2866.6662 | 26.705 | 9.1806 | 746.3222 | 1746.9751 | 312.8249 | 24.6584 | 185.6194 | 335.4651 | 225.2378 | 41.6331 | 344.3602 | 532.0565 | 13.6808 | 85.9993 | 460.4496 | 268.7957 | 0 | 28561.4832 | 340.9005 | -7915.1789 | 9603.013 | 22250.6766 | 3967.967 | 314.105 | 2370.0059 | 4358.5589 | 2874.4481 | 530.3326 | 4386.5486 | 6776.7064 | 174.2691 | 1094.9365 | 5864.9184 | 3422.965 | 0 | 2025-11-01
2025-11-17 | 2078.6203 | 26.102 | 8.9616 | 706.3763 | 1024.4807 | 312.6997 | 174.6024 | 328.9067 | 202.8671 | 18.0823 | 231.126 | 322.3164 | 5.5694 | 75.8431 | 272.7867 | 98.7568 | 0 | 2706.2174 | 26.102 | 8.9616 | 706.9314 | 1628.2497 | 312.8408 | 23.1318 | 174.6024 | 328.9067 | 203.4223 | 33.4061 | 323.0415 | 499.1426 | 12.8338 | 75.8431 | 431.9572 | 252.0254 | 0 | 27573.329 | 355.0726 | -9123.891 | 9667.8139 | 22082.6417 | 4277.5868 | 314.105 | 2375.5845 | 4533.997 | 2758.2324 | 441.9438 | 4386.5486 | 6776.7064 | 174.2691 | 1018.8876 | 5864.9184 | 3419.3677 | 0 | 2025-11-01
2025-11-18 | 2014.9157 | 27.1128 | 9.2965 | 734.5906 | 1008.9989 | 234.9168 | 178.3802 | 345.9399 | 210.2705 | 12.6764 | 236.6638 | 316.24 | 5.1907 | 80.8055 | 267.0421 | 90.3804 | 0 | 2680.2025 | 27.1128 | 9.2965 | 735.1566 | 1650.0877 | 235.0204 | 23.5284 | 178.3802 | 345.9399 | 210.8365 | 24.287 | 328.5793 | 507.6383 | 13.0538 | 80.8055 | 439.3297 | 256.394 | 0 | 26482.8683 | 361.927 | -9152.3912 | 9809.0464 | 22009.3439 | 3140.8372 | 314.105 | 2381.1628 | 4615.6894 | 2812.1941 | 309.3607 | 4386.5486 | 6776.7064 | 174.2691 | 1075.8176 | 5864.9184 | 3421.723 | 0 | 2025-11-01
2025-11-19 | 2025.4492 | 28.5745 | 9.785 | 770.3831 | 1051.9569 | 164.7497 | 183.7449 | 364.9814 | 221.6569 | 18.5844 | 245.6669 | 332.4214 | 5.0179 | 79.997 | 281.1306 | 89.1387 | 0 | 2661.3725 | 28.5745 | 9.785 | 770.964 | 1663.0557 | 164.8203 | 24.1731 | 183.7449 | 364.9814 | 222.2377 | 34.9728 | 337.5824 | 521.5325 | 11.4922 | 79.997 | 451.3593 | 226.1194 | 0 | 26417.6101 | 371.1789 | -7908.4556 | 10000.6548 | 21501.0387 | 2139.0883 | 314.105 | 2386.7414 | 4727.7352 | 2886.1782 | 441.9438 | 4386.5486 | 6776.7064 | 145.2242 | 1028.4529 | 5864.9184 | 2857.2442 | 0 | 2025-11-01
2025-11-20 | 1924.5835 | 28.0102 | 9.5794 | 753.471 | 951.0243 | 182.4987 | 171.1888 | 365.0778 | 217.2044 | 14.1213 | 220.9809 | 306.3162 | 3.8249 | 65.5831 | 258.9842 | 81.2136 | 0 | 2521.0117 | 28.0102 | 9.5794 | 754.0855 | 1524.3473 | 182.5839 | 22.4054 | 171.1888 | 365.0778 | 217.8189 | 26.3924 | 312.8964 | 483.3169 | 8.6726 | 65.5831 | 418.3118 | 209.174 | 0 | 25240.6066 | 391.5519 | -9722.5384 | 10426.6243 | 21246.6586 | 2584.2051 | 314.105 | 2392.3202 | 4980.9966 | 3053.3074 | 353.5551 | 4386.5486 | 6776.7064 | 116.1794 | 897.7114 | 5864.9184 | 2851.0393 | 0 | 2025-11-01
2025-11-21 | 2149.0788 | 32.2449 | 11.0135 | 851.9298 | 1087.2717 | 166.6189 | 187.5858 | 412.8179 | 251.5261 | 19.033 | 250.9107 | 339.0797 | 5.7911 | 83.3671 | 286.84 | 102.2501 | 0 | 2817.9887 | 32.2449 | 11.0135 | 852.5784 | 1730.9142 | 166.6891 | 24.5486 | 187.5858 | 412.8179 | 252.1747 | 35.5471 | 342.8262 | 529.6414 | 13.6198 | 83.3671 | 458.3746 | 267.5381 | 0 | 25555.4037 | 412.2225 | -10282.3205 | 10857.8688 | 22126.4566 | 2127.0713 | 314.105 | 2397.8986 | 5237.4314 | 3222.5388 | 441.9438 | 4386.5486 | 6776.7064 | 174.2691 | 1060.3472 | 5864.9184 | 3421.723 | 0 | 2025-11-01
2025-11-22 | 1983.5434 | 28.0883 | 9.5815 | 742.4268 | 956.0757 | 247.3712 | 175.0693 | 348.5281 | 218.8295 | 12.8889 | 225.4864 | 306.0579 | 2.6536 | 63.3613 | 258.4347 | 87.1928 | 0 | 2622.0454 | 28.0883 | 9.5815 | 743.0357 | 1571.1271 | 247.4848 | 22.728 | 175.0693 | 348.5281 | 219.4383 | 24.0765 | 317.4019 | 490.482 | 5.8105 | 63.3613 | 424.4445 | 245.5504 | 0 | 25390.2656 | 389.1492 | -10790.4397 | 10389.5758 | 21644.0451 | 3443.8302 | 314.105 | 2426.1831 | 4938.1603 | 3025.2324 | 309.3607 | 4386.5486 | 6776.7064 | 72.6121 | 846.5192 | 5864.9184 | 3387.3797 | 0 | 2025-11-01
2025-11-23 | 2427.6685 | 30.2075 | 10.2913 | 837.0813 | 1174.0655 | 376.023 | 198.9636 | 386.2412 | 251.8764 | 23.8061 | 263.2721 | 364.7106 | 6.5512 | 88.9574 | 309.2541 | 117.514 | 0 | 3081.7641 | 30.2075 | 10.2913 | 837.7083 | 1801.9467 | 376.1765 | 25.4337 | 198.9636 | 386.2412 | 252.5035 | 42.9421 | 355.1876 | 548.7248 | 14.1109 | 88.9574 | 474.8949 | 277.1289 | 0 | 25437.0008 | 372.6928 | -12450.5824 | 10293.7173 | 22252.7599 | 4654.3082 | 314.105 | 2454.4674 | 4723.514 | 3115.7359 | 530.3326 | 4386.5486 | 6776.7064 | 174.2691 | 1098.1331 | 5864.9184 | 3421.8517 | 0 | 2025-11-01
2025-11-24 | 1719.7222 | 25.9805 | 8.84 | 685.0513 | 733.3667 | 266.4837 | 156.5425 | 326.1127 | 202.3961 | 4.7821 | 185.3088 | 253.8633 | 0.25183 | 45.3332 | 213.6214 | 30.2061 | 0 | 2219.1188 | 25.9805 | 8.84 | 685.6969 | 1212.128 | 266.6224 | 19.851 | 156.5425 | 326.1127 | 203.0417 | 9.3189 | 277.2243 | 428.3691 | 0.55054 | 45.3332 | 370.7031 | 80.6288 | 0 | 29244.616 | 411.9363 | -5625.4237 | 10946.4167 | 18992.6664 | 4204.9152 | 314.105 | 2482.7519 | 5255.9752 | 3207.6896 | 132.5832 | 4386.5486 | 6776.7064 | 7.2612 | 684.6663 | 5864.9184 | 1139.9822 | 0 | 2025-11-01
2025-11-25 | 2434.9322 | 36.1523 | 12.2856 | 969.6673 | 1165.0974 | 251.7295 | 209.657 | 478.6369 | 281.3734 | 18.9597 | 273.5422 | 361.7182 | 4.1576 | 91.4843 | 306.0124 | 109.2229 | 0 | 3135.2208 | 36.1523 | 12.2856 | 970.3476 | 1838.4385 | 251.8276 | 26.1691 | 209.657 | 478.6369 | 282.0537 | 34.782 | 365.4577 | 564.584 | 8.3247 | 91.4843 | 488.6226 | 285.1832 | 0 | 30891.8428 | 433.1084 | -6400.4897 | 11540.9704 | 22031.4121 | 2972.7366 | 314.105 | 2511.0364 | 5649.7666 | 3380.1674 | 397.7495 | 4386.5486 | 6776.7064 | 87.1345 | 1096.6317 | 5864.9184 | 3421.723 | 0 | 2025-11-01
2025-11-26 | 4297.9739 | 57.5713 | 19.5399 | 1581.6619 | 2157.3091 | 481.8917 | 334.756 | 800.7034 | 446.2025 | 45.6503 | 482.9499 | 658.5016 | 13.416 | 144.87 | 562.0257 | 249.8957 | 0 | 5100.34 | 57.5713 | 19.5399 | 1582.348 | 2917.7048 | 482.012 | 41.1641 | 334.756 | 800.7034 | 446.8886 | 69.5011 | 574.8654 | 887.8541 | 22.8383 | 144.87 | 768.4778 | 449.2981 | 0 | 29517.757 | 437.049 | -8920.016 | 11773.2149 | 22267.9887 | 3645.4153 | 314.105 | 2539.3209 | 5825.1834 | 3408.7106 | 530.3326 | 4386.5486 | 6776.7064 | 174.2691 | 1105.44 | 5864.9184 | 3429.7736 | 0 | 2025-11-01
2025-11-27 | 3604.2762 | 47.6369 | 16.148 | 1317.824 | 1715.2169 | 507.4505 | 298.5721 | 651.3396 | 367.9122 | 33.7846 | 417.8692 | 519.6624 | 9.2513 | 128.4692 | 440.4856 | 165.6946 | 0 | 4513.9959 | 47.6369 | 16.148 | 1318.4633 | 2587.6491 | 507.5948 | 36.5039 | 298.5721 | 651.3396 | 368.5515 | 61.6328 | 509.7847 | 787.4541 | 20.2528 | 128.4692 | 681.5389 | 398.5166 | 0 | 28161.4669 | 409.692 | -10526.0334 | 11320.4934 | 22267.9887 | 4375.2212 | 314.105 | 2567.6055 | 5576.0945 | 3176.7934 | 530.3326 | 4386.5486 | 6776.7064 | 174.2691 | 1105.44 | 5864.9184 | 3429.7736 | 0 | 2025-11-01
2025-11-28 | 3746.5662 | 51.6793 | 17.4966 | 1437.5016 | 1776.1103 | 463.7784 | 309.3037 | 727.4677 | 400.7302 | 35.232 | 429.8408 | 538.2104 | 9.7269 | 131.4861 | 456.5202 | 175.094 | 0 | 4657.1682 | 51.6793 | 17.4966 | 1438.1806 | 2648.5425 | 463.9082 | 37.3611 | 309.3037 | 727.4677 | 401.4091 | 63.0802 | 521.7563 | 806.002 | 20.7284 | 131.4861 | 697.5735 | 407.916 | 0 | 29810.1111 | 433.8366 | -9135.9089 | 11995.6525 | 22267.9887 | 3934.4371 | 314.105 | 2595.8897 | 6026.3148 | 3373.448 | 530.3326 | 4386.5486 | 6776.7064 | 174.2691 | 1105.44 | 5864.9184 | 3429.7736 | 0 | 2025-11-01
2025-11-29 | 4624.2722 | 62.3295 | 21.0762 | 1780.4259 | 2379.4871 | 380.9534 | 385.1185 | 915.0748 | 480.2327 | 49.6152 | 548.8091 | 721.7565 | 14.4533 | 161.4669 | 615.4529 | 267.9333 | 0 | 5543.3344 | 62.3295 | 21.0762 | 1781.0893 | 3251.9193 | 381.0401 | 45.88 | 385.1185 | 915.0748 | 480.8961 | 77.4634 | 640.7246 | 989.5481 | 25.4547 | 161.4669 | 856.5062 | 500.7553 | 0 | 29045.142 | 425.0091 | -8533.9317 | 11942.2287 | 22267.9887 | 2629.7422 | 314.105 | 2624.1743 | 6022.0955 | 3295.959 | 530.3326 | 4386.5486 | 6776.7064 | 174.2691 | 1105.44 | 5864.9184 | 3429.7736 | 0 | 2025-11-01
2025-11-30 | 3689.0345 | 49.2395 | 16.6295 | 1423.3928 | 1675.8134 | 523.9593 | 303.6494 | 712.212 | 407.5314 | 32.8456 | 410.1654 | 507.8184 | 8.9422 | 126.5278 | 430.1888 | 159.3252 | 0 | 4597.8889 | 49.2395 | 16.6295 | 1424.1106 | 2547.8469 | 524.1101 | 35.9522 | 303.6494 | 712.212 | 408.2491 | 60.7015 | 502.0809 | 775.6839 | 19.9467 | 126.5278 | 671.3085 | 391.5976 | 0 | 29765.256 | 430.1312 | -10242.7882 | 12432.5585 | 22258.9539 | 4572.2955 | 314.105 | 2652.4588 | 6213.7739 | 3566.3258 | 530.3326 | 4386.5486 | 6776.7064 | 174.2691 | 1105.44 | 5864.9184 | 3420.7388 | 0 | 2025-11-01
2025-12-01 | 2202.6633 | 28.7109 | 2.5278 | 816.028 | 1110.1543 | 245.2423 | 181.1401 | 421.1069 | 213.781 | 22.0911 | 217.1261 | 379.2477 | 7.647 | 0 | 333.7707 | 150.2717 | 0 | 2649.0531 | 28.7109 | 2.5278 | 816.6602 | 1523.5564 | 245.3607 | 32.2371 | 181.1401 | 421.1069 | 214.4133 | 30.9287 | 313.7436 | 489.2961 | 11.8445 | 0 | 435.4047 | 242.3387 | 0 | 31849.7851 | 419.3598 | -6839.2319 | 11848.0965 | 22357.8051 | 3589.9699 | 473.7857 | 2652.4588 | 6054.2075 | 3141.4301 | 439.3295 | 4610.9471 | 7185.886 | 174.0774 | 0 | 6385.5172 | 3562.0479 | 0 | 2025-12-01
2025-12-02 | 2381.6822 | 30.3185 | 2.6663 | 878.0685 | 1190.2342 | 280.3947 | 202.1359 | 450.6936 | 225.2391 | 29.1566 | 247.7805 | 398.9321 | 8.3803 | 0 | 341.3125 | 164.6724 | 0 | 2850.6659 | 30.3185 | 2.6663 | 878.6752 | 1623.1054 | 280.5181 | 35.3824 | 202.1359 | 450.6936 | 225.8457 | 41.4432 | 344.4181 | 513.8027 | 13.0001 | 0 | 444.4344 | 266.0069 | 0 | 31720.208 | 404.0159 | -6280.0806 | 11644.8546 | 21735.599 | 3742.0335 | 473.7857 | 2698.884 | 5931.6498 | 3014.3208 | 554.9425 | 4611.9062 | 6881.366 | 174.0774 | 0 | 5951.1672 | 3562.1397 | 0 | 2025-12-01
2025-12-03 | 2077.6908 | 26.6927 | 2.3447 | 779.8497 | 1030.6126 | 238.191 | 187.8603 | 393.5726 | 198.4169 | 24.3012 | 220.8528 | 355.0954 | 6.7566 | 0 | 293.0089 | 130.5978 | 0 | 2594.0844 | 26.6927 | 2.3447 | 780.4323 | 1513.6933 | 238.3052 | 32.6161 | 187.8603 | 393.5726 | 198.9995 | 38.2031 | 317.4904 | 491.0753 | 11.9837 | 0 | 409.6871 | 245.2537 | 0 | 30688.1884 | 389.5547 | -7077.0837 | 11445.3071 | 21994.249 | 3462.3755 | 473.7857 | 2736.5318 | 5814.1762 | 2894.5991 | 554.9425 | 4611.9062 | 7140.016 | 174.0774 | 0 | 5951.1672 | 3562.1397 | 0 | 2025-12-01
2025-12-04 | 2479.6589 | 31.176 | 2.7354 | 931.4953 | 1186.729 | 327.5231 | 219.2436 | 482.1312 | 230.1205 | 27.6051 | 266.1626 | 404.0461 | 7.6591 | 0 | 333.4467 | 147.8096 | 0 | 3059.6343 | 31.176 | 2.7354 | 932.0832 | 1728.7068 | 327.6621 | 37.2708 | 219.2436 | 482.1312 | 230.7084 | 43.6551 | 362.8002 | 560.2202 | 13.694 | 0 | 468.1546 | 280.1827 | 0 | 31039.8212 | 393.3042 | -7665.0616 | 11660.5071 | 21963.749 | 4213.5368 | 473.7857 | 2774.1793 | 5965.3172 | 2921.0106 | 554.9425 | 4611.9062 | 7109.516 | 174.0774 | 0 | 5951.1672 | 3562.1397 | 0 | 2025-12-01
2025-12-05 | 2922.2105 | 38.4817 | 3.3726 | 1155.7698 | 1526.0988 | 198.4876 | 270.2379 | 601.2163 | 284.3156 | 35.7908 | 345.1343 | 512.7868 | 10.1448 | 0 | 424.2996 | 197.9425 | 0 | 3546.7749 | 38.4817 | 3.3726 | 1156.3671 | 2104.6124 | 198.5575 | 45.3837 | 270.2379 | 601.2163 | 284.9129 | 53.1576 | 441.7719 | 681.7735 | 16.6748 | 0 | 570.059 | 341.1755 | 0 | 29963.9099 | 399.5594 | -6929.8926 | 11935.5517 | 21963.749 | 2121.1567 | 473.7857 | 2811.8271 | 6156.3055 | 2967.419 | 554.9425 | 4611.9062 | 7109.516 | 174.0774 | 0 | 5951.1672 | 3562.1397 | 0 | 2025-12-01
2025-12-06 | 3849.4811 | 43.8075 | 3.835 | 1347.8614 | 2158.5368 | 295.4404 | 331.6621 | 694.525 | 321.6743 | 50.3021 | 438.4674 | 665.2565 | 14.9012 | 120.2637 | 572.2701 | 297.0759 | 0 | 4386.8508 | 43.8075 | 3.835 | 1348.4194 | 2640.293 | 295.5241 | 54.9719 | 331.6621 | 694.525 | 322.2323 | 64.3882 | 535.105 | 796.5912 | 20.1977 | 120.2637 | 690.4953 | 413.252 | 0 | 28426.1743 | 375.632 | -9204.8613 | 11499.5016 | 22746.9776 | 2535.1388 | 473.7857 | 2849.4745 | 5877.4573 | 2772.5698 | 554.9425 | 4611.9062 | 6866.076 | 174.0774 | 1026.6686 | 5951.1672 | 3562.1397 | 0 | 2025-12-01
2025-12-07 | 4501.0852 | 49.8819 | 4.3619 | 1573.1457 | 2536.3448 | 337.351 | 378.451 | 797.327 | 397.3676 | 58.6453 | 506.9918 | 796.1603 | 17.5244 | 144.6415 | 661.5146 | 350.8669 | 0 | 5048.9218 | 49.8819 | 4.3619 | 1573.7563 | 3021.474 | 337.4363 | 62.0114 | 378.451 | 797.327 | 397.9783 | 72.6337 | 603.6294 | 932.6306 | 22.7841 | 144.6415 | 778.9186 | 466.2361 | 0 | 26896.6051 | 380.1882 | -11588.7797 | 11960.5429 | 23084.0878 | 2586.7802 | 473.7857 | 2887.1219 | 6039.1134 | 3034.3076 | 554.9425 | 4611.9062 | 7124.806 | 174.0774 | 1105.0487 | 5951.1672 | 3562.1397 | 0 | 2025-12-01
2025-12-08 | 5120.9187 | 59.8603 | 5.2285 | 1825.6523 | 2754.6428 | 475.5346 | 401.6148 | 980.3017 | 443.7359 | 62.7283 | 539.6511 | 847.3193 | 18.8147 | 152.5137 | 756.3101 | 377.3056 | 0 | 5677.4097 | 59.8603 | 5.2285 | 1826.2981 | 3245.0085 | 475.6476 | 65.3666 | 401.6148 | 980.3017 | 444.3817 | 76.5635 | 636.2887 | 981.9439 | 24.0169 | 152.5137 | 882.2701 | 491.4118 | 0 | 29283.7025 | 431.2185 | -11609.8887 | 13060.314 | 23503.619 | 3424.6539 | 473.7857 | 2899.8453 | 6951.5935 | 3208.8752 | 554.9425 | 4611.9062 | 7109.596 | 174.0774 | 1105.44 | 6385.5172 | 3562.1397 | 0 | 2025-12-01
2025-12-09 | 5017.8026 | 57.9838 | 5.059 | 1786.304 | 2638.3579 | 530.0978 | 394.7076 | 962.308 | 429.2884 | 59.3985 | 527.9568 | 809.3366 | 17.6504 | 149.7107 | 721.8682 | 352.4369 | 0 | 5627.8128 | 57.9838 | 5.059 | 1786.9402 | 3183.4395 | 530.225 | 64.1652 | 394.7076 | 962.308 | 429.9246 | 75.1563 | 624.5944 | 962.6698 | 23.5755 | 149.7107 | 865.3326 | 482.4002 | 0 | 30593.4623 | 425.7125 | -10693.1724 | 13028.1115 | 23503.619 | 3855.406 | 473.7857 | 2904.142 | 6962.8236 | 3161.1459 | 554.9425 | 4611.9062 | 7109.596 | 174.0774 | 1105.44 | 6385.5172 | 3562.1397 | 0 | 2025-12-01
2025-12-10 | 5431.5951 | 64.0665 | 5.5835 | 1990.9688 | 2903.8001 | 467.1763 | 434.7969 | 1083.3047 | 472.8672 | 66.4662 | 589.6147 | 915.9486 | 19.8455 | 164.4896 | 750.329 | 397.1065 | 0 | 6049.7484 | 64.0665 | 5.5835 | 1991.6068 | 3450.7138 | 467.2784 | 70.4994 | 434.7969 | 1083.3047 | 473.5053 | 82.5755 | 686.2523 | 1075.9904 | 25.9027 | 164.4896 | 885.5346 | 529.9687 | 0 | 30395.8658 | 427.3486 | -9960.3781 | 13168.1498 | 23191.429 | 3095.5309 | 473.7857 | 2908.4393 | 7089.3649 | 3170.3456 | 554.9425 | 4611.9062 | 7231.756 | 174.0774 | 1105.44 | 5951.1672 | 3562.1397 | 0 | 2025-12-01
2025-12-11 | 5724.4809 | 65.7547 | 5.7243 | 2056.6895 | 3025.7038 | 570.6086 | 455.9743 | 1115.0428 | 485.6724 | 67.5189 | 623.9251 | 923.1523 | 19.9841 | 172.7136 | 820.1006 | 398.3093 | 0 | 6441.0632 | 65.7547 | 5.7243 | 2057.3143 | 3667.5178 | 570.7279 | 74.0241 | 455.9743 | 1115.0428 | 486.2972 | 86.704 | 720.5627 | 1109.835 | 27.1978 | 172.7136 | 993.9654 | 556.5393 | 0 | 31197.9088 | 419.5417 | -9865.5499 | 13074.4871 | 23478.069 | 3617.5752 | 473.7857 | 2912.736 | 7057.2378 | 3104.5133 | 554.9425 | 4611.9062 | 7109.596 | 174.0774 | 1105.44 | 6359.9672 | 3562.1397 | 0 | 2025-12-01
2025-12-12 | 4226.8888 | 52.9541 | 4.6049 | 1666.7399 | 2091.7036 | 410.8863 | 373.3621 | 902.6618 | 390.7161 | 42.3751 | 493.707 | 629.4701 | 11.5064 | 141.4945 | 553.7443 | 219.4062 | 0 | 5198.9471 | 52.9541 | 4.6049 | 1667.3548 | 3002.3937 | 410.9931 | 60.6467 | 373.3621 | 902.6618 | 391.3309 | 71.0351 | 590.3447 | 908.3488 | 22.2827 | 141.4945 | 813.4748 | 455.4131 | 0 | 31011.2701 | 413.7447 | -9612.1068 | 13027.0237 | 23472.4728 | 3236.3501 | 473.7857 | 2917.033 | 7055.1982 | 3054.7925 | 554.9425 | 4611.9062 | 7109.596 | 174.0774 | 1105.3747 | 6359.9672 | 3556.6087 | 0 | 2025-12-01
2025-12-13 | 3240.389 | 47.1522 | 4.0959 | 1503.6103 | 1410.743 | 274.7875 | 337.4406 | 820.2555 | 345.9143 | 13.2295 | 435.2305 | 429.071 | 2.7209 | 127.2977 | 349.8768 | 53.3166 | 0 | 4301.4691 | 47.1522 | 4.0959 | 1504.215 | 2416.5015 | 274.8652 | 54.6393 | 337.4406 | 820.2555 | 346.5189 | 29.932 | 531.8682 | 818.5371 | 7.7451 | 127.2977 | 686.3185 | 214.803 | 0 | 30624.6426 | 407.8189 | -6380.8478 | 12973.2147 | 20796.8043 | 2353.8668 | 473.7857 | 2921.3297 | 7047.7094 | 3004.1756 | 231.226 | 4611.9062 | 7100.7235 | 58.0258 | 1103.6135 | 5951.1672 | 1740.142 | 0 | 2025-12-01
2025-12-14 | 2971.099 | 45.2695 | 3.928 | 1465.4511 | 1257.5261 | 198.9243 | 315.0123 | 792.6318 | 357.807 | 6.7317 | 399.9444 | 392.9296 | 0 | 118.7997 | 320.0616 | 19.059 | 0 | 3876.5749 | 45.2695 | 3.928 | 1466.1211 | 2111.2569 | 198.985 | 51.0144 | 315.0123 | 792.6318 | 358.477 | 16.2851 | 496.5821 | 763.7962 | 0 | 118.7997 | 640.7855 | 75.0085 | 0 | 30624.7315 | 420.4343 | -5257.7274 | 13616.5416 | 19531.4441 | 1840.2532 | 473.7857 | 2925.627 | 7361.6092 | 3329.3054 | 138.7356 | 4611.9062 | 7094.386 | 0 | 1103.1561 | 5951.1672 | 632.0929 | 0 | 2025-12-01
2025-12-15 | 2851.7563 | 45.6701 | 3.9585 | 1446.8615 | 1143.3548 | 211.9114 | 298.1611 | 811.9551 | 336.7453 | 4.6498 | 371.2118 | 345.7346 | 0 | 110.5788 | 297.5068 | 13.673 | 0 | 3769.1712 | 45.6701 | 3.9585 | 1447.5286 | 2011.9711 | 211.9802 | 48.0626 | 298.1611 | 811.9551 | 337.4123 | 11.0641 | 467.8494 | 716.7171 | 0 | 110.5788 | 644.6748 | 61.0869 | 0 | 32694.043 | 447.9343 | -4110.8806 | 14105.1935 | 19691.608 | 2086.4021 | 473.7857 | 2929.9238 | 7860.8957 | 3314.374 | 92.4904 | 4611.9062 | 7055.0335 | 0 | 1087.3003 | 6334.4172 | 510.4604 | 0 | 2025-12-01
2025-12-16 | 4659.8705 | 62.8593 | 5.4425 | 1980.3044 | 2101.7545 | 509.5098 | 406.2691 | 1111.8048 | 462.2304 | 39.3922 | 538.3315 | 635.4174 | 9.9897 | 152.1974 | 550.9263 | 175.5001 | 0 | 5809.0099 | 62.8593 | 5.4425 | 1980.9778 | 3184.8695 | 509.6297 | 65.231 | 406.2691 | 1111.8048 | 462.9039 | 74.1333 | 634.9691 | 995.5662 | 22.4845 | 152.1974 | 879.4548 | 426.0641 | 0 | 33875.7799 | 452.4612 | -7750.0554 | 14100.9467 | 22963.7738 | 3634.868 | 473.7857 | 2934.2207 | 7820.4572 | 3346.2688 | 531.8199 | 4611.9062 | 7231.756 | 159.571 | 1105.44 | 6359.9672 | 2963.3135 | 0 | 2025-12-01
2025-12-17 | 4670.0727 | 65.2308 | 5.6418 | 2035.258 | 2065.195 | 498.7471 | 427.6697 | 1128.1737 | 479.4146 | 36.5434 | 571.9679 | 612.1205 | 7.8815 | 160.2598 | 525.6727 | 150.7492 | 0 | 6076.5922 | 65.2308 | 5.6418 | 2035.9222 | 3402.2505 | 498.8603 | 68.6865 | 427.6697 | 1128.1737 | 480.0789 | 80.4521 | 668.6055 | 1048.3414 | 21.6398 | 160.2598 | 923.5944 | 499.3574 | 0 | 36630.3489 | 447.1564 | -5011.6408 | 13850.005 | 23438.0479 | 3432.9946 | 473.7857 | 2938.5177 | 7610.978 | 3300.5093 | 554.9425 | 4611.9062 | 7231.756 | 145.0645 | 1105.44 | 6359.9672 | 3428.9715 | 0 | 2025-12-01
2025-12-18 | 4677.7782 | 59.4212 | 5.1338 | 1828.6154 | 2333.7108 | 450.8969 | 386.3088 | 1005.4186 | 436.8881 | 50.967 | 507.3716 | 731.3715 | 14.6345 | 144.7766 | 597.1767 | 287.413 | 0 | 5444.1396 | 59.4212 | 5.1338 | 1829.2866 | 3037.237 | 451.0104 | 62.0505 | 386.3088 | 1005.4186 | 437.5593 | 72.6794 | 604.0093 | 947.0781 | 22.7985 | 144.7766 | 779.4087 | 466.4866 | 0 | 38964.8116 | 452.0279 | -2446.3307 | 13853.416 | 23191.429 | 3440.4837 | 473.7857 | 2942.8145 | 7575.5069 | 3335.0946 | 554.9425 | 4611.9062 | 7231.756 | 174.0774 | 1105.44 | 5951.1672 | 3562.1397 | 0 | 2025-12-01
2025-12-19 | 7027.8351 | 86.7408 | 7.4862 | 2756.9739 | 3826.3755 | 350.2588 | 627.0327 | 1504.9421 | 624.999 | 84.7054 | 872.311 | 1144.8057 | 24.5837 | 232.2499 | 982.7011 | 485.0186 | 0 | 8096.449 | 86.7408 | 7.4862 | 2757.5692 | 4794.7938 | 350.3179 | 99.5411 | 627.0327 | 1504.9421 | 625.5943 | 116.5919 | 968.9487 | 1442.1039 | 36.5732 | 232.2499 | 1250.3237 | 748.0026 | 0 | 37186.3098 | 404.6507 | -891.3735 | 12581.379 | 22825.749 | 1792.119 | 473.7857 | 2947.1117 | 6676.1451 | 2958.1222 | 554.9425 | 4611.9062 | 6866.076 | 174.0774 | 1105.44 | 5951.1672 | 3562.1397 | 0 | 2025-12-01
2025-12-20 | 4543.8877 | 53.4886 | 4.6115 | 1673.0003 | 2390.7791 | 422.0083 | 418.22 | 867.1186 | 387.6617 | 51.3011 | 557.082 | 718.1342 | 14.3874 | 156.6918 | 613.9242 | 279.2583 | 0 | 5456.3543 | 53.4886 | 4.6115 | 1673.5521 | 3235.4382 | 422.1066 | 67.1573 | 418.22 | 867.1186 | 388.2135 | 78.6609 | 653.7197 | 973.2276 | 24.6748 | 156.6918 | 843.5547 | 504.9088 | 0 | 32450.5344 | 377.6088 | -6032.3719 | 11825.914 | 22825.749 | 2979.8489 | 473.7857 | 2951.7284 | 6132.2292 | 2741.9563 | 554.9425 | 4611.9062 | 6866.076 | 174.0774 | 1105.44 | 5951.1672 | 3562.1397 | 0 | 2025-12-01
2025-12-21 | 3157.2386 | 40.0075 | 3.423 | 1248.9029 | 1565.2023 | 299.7029 | 309.3446 | 627.1019 | 312.4564 | 30.9978 | 387.2094 | 479.8832 | 7.5369 | 115.2469 | 395.873 | 148.4551 | 0 | 4056.9722 | 40.0075 | 3.423 | 1249.506 | 2414.5328 | 299.7967 | 49.7061 | 309.3446 | 627.1019 | 313.0595 | 58.2205 | 483.8471 | 744.7717 | 16.9198 | 115.2469 | 624.3524 | 371.1745 | 0 | 28193.2108 | 383.2187 | -10566.5316 | 12038.8117 | 23017.9176 | 2846.0087 | 473.7857 | 2957.6547 | 6084.5112 | 2996.6458 | 554.9425 | 4611.9062 | 7109.516 | 159.571 | 1097.2196 | 5951.1672 | 3533.5951 | 0 | 2025-12-01
2025-12-22 | 2445.5598 | 34.6961 | 2.9623 | 1037.2598 | 1044.0661 | 326.5755 | 249.4114 | 537.8581 | 249.9903 | 11.2212 | 291.6149 | 331.0918 | 1.848 | 67.1467 | 270.3252 | 70.8182 | 0 | 3316.7224 | 34.6961 | 2.9623 | 1037.8588 | 1874.6159 | 326.7037 | 39.8856 | 249.4114 | 537.8581 | 250.5894 | 26.1084 | 388.2526 | 598.5233 | 5.7233 | 67.1467 | 500.998 | 287.8636 | 0 | 27603.5816 | 412.3463 | -11743.9499 | 12340.5082 | 22235.134 | 3885.7575 | 473.7857 | 2963.5808 | 6400.3899 | 2976.5374 | 300.5939 | 4611.9062 | 7109.516 | 65.279 | 785.8149 | 5951.1672 | 3410.8567 | 0 | 2025-12-01
2025-12-23 | 2852.7181 | 40.5455 | 3.4545 | 1198.3102 | 1346.0855 | 264.3224 | 293.6625 | 612.7122 | 291.9356 | 22.7635 | 359.8896 | 413.3375 | 5.4081 | 101.2075 | 338.6275 | 104.8518 | 0 | 3809.0204 | 40.5455 | 3.4545 | 1198.9055 | 2254.8051 | 264.4103 | 46.8995 | 293.6625 | 612.7122 | 292.5308 | 47.6326 | 456.5272 | 703.7228 | 14.2915 | 101.2075 | 589.0991 | 342.3243 | 0 | 27798.9661 | 410.2338 | -10613.9946 | 12151.7693 | 22711.6171 | 2665.555 | 473.7857 | 2969.5069 | 6224.4508 | 2957.8115 | 462.4521 | 4611.9062 | 7109.516 | 137.8113 | 1001.8755 | 5951.1672 | 3436.8888 | 0 | 2025-12-01
2025-12-24 | 1867.3766 | 31.133 | 2.6471 | 908.8024 | 765.6765 | 159.1177 | 227.963 | 456.4475 | 224.3919 | 14.7294 | 257.6743 | 355.0202 | 3.9603 | 0 | 59.2938 | 74.9985 | 0 | 2320.1303 | 31.133 | 2.6471 | 909.3922 | 1181.3741 | 159.1852 | 36.3988 | 227.963 | 456.4475 | 224.9817 | 25.3205 | 354.3119 | 545.1124 | 7.9427 | 0 | 86.5932 | 162.0933 | 0 | 28910.7115 | 407.0263 | -984.2547 | 11942.4345 | 15027.2639 | 2044.4558 | 473.7857 | 2975.4331 | 6036.35 | 2930.6515 | 300.5939 | 4611.9062 | 7104.446 | 94.2919 | 0 | 991.8612 | 1924.1647 | 0 | 2025-12-01
2025-12-25 | 1264.2951 | 30.6669 | 2.6022 | 867.7578 | 219.6691 | 143.5992 | 204.1437 | 441.7193 | 221.8949 | 0 | 219.6691 | 0 | 0 | 0 | 0 | 0 | 0 | 1394.1498 | 30.6669 | 2.6022 | 868.4115 | 316.3067 | 143.668 | 32.4945 | 204.1437 | 441.7193 | 222.5485 | 0 | 316.3067 | 0 | 0 | 0 | 0 | 0 | 0 | 28793.9258 | 448.2119 | 8448.4764 | 12725.2865 | 4611.9062 | 2086.2591 | 473.7857 | 2980.9805 | 6496.3874 | 3247.9186 | 0 | 4611.9062 | 0 | 0 | 0 | 0 | 0 | 0 | 2025-12-01
2025-12-26 | 1266.1268 | 30.717 | 2.6013 | 849.0117 | 207.0559 | 176.7409 | 196.5523 | 429.5146 | 222.9448 | 0 | 207.8188 | 0 | 0 | 0 | 0 | -0.76283 | 0 | 1395.5744 | 30.717 | 2.6013 | 849.6951 | 304.4564 | 176.8275 | 31.2771 | 196.5523 | 429.5146 | 223.6282 | 0 | 304.4564 | 0 | 0 | 0 | 0 | 0 | 0 | 28010.2908 | 467.5939 | 6825.7182 | 13005.1579 | 4611.9062 | 2626.1289 | 473.7857 | 2986.5276 | 6622.8545 | 3395.7758 | 0 | 4611.9062 | 0 | 0 | 0 | 0 | 0 | 0 | 2025-12-01
2025-12-27 | 1197.1342 | 27.833 | 2.3524 | 766.4611 | 183.6248 | 216.8628 | 181.6414 | 383.5614 | 201.2583 | 0 | 183.6248 | 0 | 0 | 0 | 0 | 0 | 0 | 1323.3499 | 27.833 | 2.3524 | 767.1303 | 280.2625 | 216.9801 | 28.7916 | 181.6414 | 383.5614 | 201.9275 | 0 | 280.2625 | 0 | 0 | 0 | 0 | 0 | 0 | 26562.8542 | 458.757 | 4797.7017 | 12665.8064 | 4611.9062 | 3554.8972 | 473.7857 | 2992.0748 | 6348.8513 | 3324.8802 | 0 | 4611.9062 | 0 | 0 | 0 | 0 | 0 | 0 | 2025-12-01
2025-12-28 | 889.5623 | 21.2087 | 1.7891 | 584.3273 | 120.8997 | 161.3375 | 140.6022 | 280.0457 | 163.6794 | 0 | 120.8997 | 0 | 0 | 0 | 0 | 0 | 0 | 1009.3678 | 21.2087 | 1.7891 | 585.0342 | 217.5373 | 161.4507 | 22.3478 | 140.6022 | 280.0457 | 164.3862 | 0 | 217.5373 | 0 | 0 | 0 | 0 | 0 | 0 | 26388.7696 | 453.6976 | 4774.0538 | 12644.0117 | 4611.9062 | 3431.3147 | 473.7857 | 2997.6222 | 6134.2294 | 3512.16 | 0 | 4611.9062 | 0 | 0 | 0 | 0 | 0 | 0 | 2025-12-01
2025-12-29 | 1096.8804 | 27.4905 | 2.3146 | 731.9399 | 158.0032 | 177.1321 | 169.5702 | 363.2422 | 199.1276 | 0 | 163.7392 | 0 | 0 | 0 | -5.736 | 0 | 0 | 1226.8177 | 27.4905 | 2.3146 | 732.6519 | 260.3769 | 177.2351 | 26.7488 | 169.5702 | 363.2422 | 199.8396 | 0 | 260.3769 | 0 | 0 | 0 | 0 | 0 | 0 | 27833.493 | 486.8378 | 6169.8531 | 12970.4704 | 4611.9062 | 3120.6397 | 473.7857 | 3003.1694 | 6429.8504 | 3537.4507 | 0 | 4611.9062 | 0 | 0 | 0 | 0 | 0 | 0 | 2025-12-01
2025-12-30 | 1961.6266 | 37.9606 | 3.1902 | 1008.3727 | 593.784 | 318.3191 | 242.0689 | 492.587 | 273.7168 | 5.6097 | 273.8842 | 314.2901 | 0 | 0 | 0 | 0 | 0 | 2247.1118 | 37.9606 | 3.1902 | 1009.0601 | 840.387 | 318.4497 | 38.0641 | 242.0689 | 492.587 | 274.4042 | 8.8474 | 370.5219 | 461.0178 | 0 | 0 | 0 | 0 | 0 | 30471.5101 | 471.4132 | 2849.9066 | 12505.5728 | 10212.4131 | 3958.4187 | 473.7857 | 3008.7165 | 6081.068 | 3415.7883 | 92.4904 | 4611.9062 | 5508.0164 | 0 | 0 | 0 | 0 | 0 | 2025-12-01
2025-12-31 | 2432.4491 | 33.5207 | 2.8119 | 920.6226 | 1091.6212 | 383.8726 | 259.6691 | 422.3882 | 238.5653 | 19.8731 | 300.6358 | 362.1288 | 4.5918 | 0 | 302.1596 | 102.232 | 0 | 3234.7467 | 33.5207 | 2.8119 | 921.1816 | 1852.4013 | 384.0188 | 40.8123 | 259.6691 | 422.3882 | 239.1243 | 40.3686 | 397.2735 | 591.4406 | 11.913 | 0 | 506.4729 | 304.9327 | 0 | 29641.6523 | 389.0953 | -7840.4643 | 10693.2605 | 21495.0176 | 4430.9576 | 473.7857 | 3014.2637 | 4901.5192 | 2777.4776 | 462.4521 | 4611.9062 | 6866.076 | 137.8113 | 0 | 5878.5713 | 3538.2007 | 0 | 2025-12-01
Note on G6: Kalich, Clint: this column references 2nd rate-year sheet for the 2nd rate year, so must modify cells in 2nd year dates
Note on J6: Kalich, Clint: this column references 2nd rate-year sheet for the 2nd rate year, so must modify cells in 2nd year dates
Note on L6: Kalich, Clint: this column references 2nd rate-year sheet for the 2nd rate year, so must modify cells in 2nd year dates
Note on O6: Kalich, Clint: this column references 2nd rate-year sheet for the 2nd rate year, so must modify cells in 2nd year dates
Note on AB6: Kalich, Clint: includes Columbia Basin Hydro
Note on AQ6: Kalich, Clint: includes columbia basin hydro
Note on AT6: Kalich, Clint: includes Columbia Basin Hydro