## Index
Puget Sound Energy
Index
Electric Schedule 40 Rate Design Workpapers
Docket No. UE-170033
Page | Title
2 | Schedule 40 Proforma & Proposed Revenue
3 | Schedule 40 Rate Summary
4 | Schedule 40 Rate Design - Distribution Charges by Campus
5 - 6 | Schedule 40 Distribution Charge - Transformers
7 - 17 | Schedule 40 Distribution Charge - Feeders
18 - 23 | Schedule 40 Distribution Charge - Substations
24 | Substation Net Plant Balances - 2003 to 2016
25 | Schedule 40 Campus Circuit and Substation Load Percentages
26 | Schedule 40 Campus Coincident Demand Factors
27 | Schedule 40 Fixed Charge Rate (FCR) Summary
28 - 29 | 2017 Handy Whitman Index
30 | Load Research Loss Factors
31 | Feeder Overhead Charge Summary from COS
32 | Substation O&M Charge Summary from COS
33 | Substation A&G Charge Summary from COS
34 | Distribution Unit Cost Study from ECOS

## Bill Determinants
Puget Sound Energy
Proforma and Proposed Revenue
Twelve Months ended September 2016
Campus Service > 3aMW
Schedule 40
[5 empty] | Proforma |  | Proposed
Line | [8 empty] | Differences
No. |  | Bill Determinants |  |  | Charge | Revenue | Charge | Revenue | $ | %
1
2 | Basic Charge:
2 | Secondary Voltage - Medium Demand | 495 |  |  | 51.67 | 25577 | 52.3 | 25889
3 | Secondary Voltage - Large Demand | 825 |  |  | 104.46 | 86180 | 105.74 | 87236
3 | Primary Voltage | 387 |  |  | 339.51 | 131390 | 343.66 | 132996
4 |  | 1707 |  |  |  | 243147 |  | 246121 | 2974 | 1.223%
4 | Production / Transmission Charge:
5 | kWh
5 | Secondary Voltage | 286202830 |  |  | 0.056638 | 16209956 | 0.053848 | 15411450
6 | Primary Voltage | 343241100 |  |  | 0.055191 | 18943820 | 0.051729 | 17755519
6 |  | 629443930 |  |  |  | 35153776 |  | 33166969
7
7 | Temperature Adjustment
8 | Secondary Voltage - Medium Demand | 423503.0453 |  |  | 0.056638 | 23986 | 0.053848 | 22805
8 | Primary Voltage | -30131.2567 |  |  | 0.055191 | -1663 | 0.051729 | -1559
9 |  | 393371.7886 |  |  |  | 22323 |  | 21246 | -1987884 | -5.651%
9 | kW | Billed | Proforma | Proposed
10 | Secondary Voltage | 629520 | 578556 | 570788 | 4.2 | 2429935 | 6.13 | 3498930
10 | Primary Voltage | 668417 | 628883 | 627620 | 4.11 | 2584709 | 5.88 | 3690406
11 |  | 1297937 | 1207439 | 1198408 |  | 5014644 |  | 7189336 | 2174692 | 43.37%
11 | kVarh
12 | Secondary Voltage | 61195990 |  |  | 0.00124 | 75883 | 0.00126 | 77107
12 | Primary Voltage | 98712577 |  |  | 0.00108 | 106610 | 0.00107 | 105622
13 |  | 159908567 |  |  |  | 182493 |  | 182729 | 236 | 0.1293%
13
14 | Distribution Charge:
14 | Customer Specific |  |  |  |  | 3441161.8013 |  | 4898827.5 | 1457665.6987 | 42.36%
15
15 | Unbilled Revenue | -8158575.4495 |  |  | 0.062048 | -506223 | 0.072567 | -592043 | -85820 | 16.95%
16
16 | Total Schedule 40 | 621678726.3391 |  |  |  | 43551321.8013 |  | 45113185.5 | 1561863.6987 | 3.586%
45113185.5
0

## Tariff Summary
Puget Sound Energy
Calculation of Schedule 40 Tariff Charges
Test Year Twelve Months ended September 2016
Line No. | Basic Charge | Rate | Notes
1 | Primary Voltage Metering Points | 343.66 | Set Equal to Schedule 31
2 | Secondary Voltage >- 350 kW | 105.74 | Set Equal to Schedule 26
3 | Secondary Voltage< 350 kW | 52.3 | Set Equal to Schedule 25
4
5
6 | Production & Transmission Charges
7 | Demand ($/kW of Coincident Billing Demand) | Non-Coincident Charge
8 | High Voltage Metering Point | 5.77
9 | Primary Voltage Metering Point | 5.88
10 | Secondary Voltage Metering Point | 6.13
11
12 | Energy Charge (Cents / kWh)
13 | High Voltage Metering Point | 0.050739
14 | Primary Voltage Metering Point | 0.051729
15 | Secondary Voltage Metering Point | 0.053848
16
17 | Reactive Power Charge - (Cents / kVARh) | Rate | Notes
18 | Primary Voltage Metering Point | 0.00107 | Set Equal to Schedule 31
19 | Secondary Voltage Metering Point | 0.00126 | Set Equal to Schedule 26
20
21 |  | Production/Transmission Rate
22 |  | Coincident Demand Charge | [5 empty] | Coincident Demand Charge
23 | Customer Specific Distribution Charge | Primary Voltage | Secondary Voltage | Total Distribution | Transformer Charge | Feeder Charge | Substation Charge | % Coincident | Distribution Rate
24 | Customer 1 | 5.23 | 5.45 | 4.28 | 0.4 | 1.06 | 2.82 | 88.98% | 3.81
25 | Customer 2 | 5.28 | 5.51 | 7.26 | 0.66 | 2.4 | 4.2 | 89.86% | 6.52
26 | Customer 3 | 5.88 | 6.13 | 1.56 | 0 | 0.57 | 0.99 | 100% | 1.56
27 | Customer 4 | 5.88 | 6.13 | 0.6 | 0 | 0.21 | 0.39 | 100% | 0.6
28 | Customer 5 | 5.8 | 6.05 | 2.77 | 0.08 | 1.89 | 0.8 | 98.68% | 2.73
29 | Customer 6 | 5.88 | 6.13 | 0.46 | 0 | 0.24 | 0.22 | 100% | 0.46
30 | Customer 7 | 5.88 | 6.13 | 2.18 | 0 | 0.64 | 1.54 | 100% | 2.18
31 | Customer 8 | 5.87 | 6.12 | 2.62 | 0.03 | 1.33 | 1.26 | 99.77% | 2.61
32 | Customer 9 | 5.39 | 5.62 | 5.99 | 0.82 | 2.36 | 2.81 | 91.7% | 5.49
33 | Customer 10 | 5.64 | 5.88 | 1.57 | 0.59 | 0.42 | 0.56 | 95.85% | 1.5
34 | Customer 11 | 5.58 | 5.82 | 2.09 | 0.71 | 0.52 | 0.86 | 94.93% | 1.98
35 | Customer 12 | 5.72 | 5.97 | 0.84 | 0.22 | 0.27 | 0.35 | 97.32% | 0.82
36
37
38
39 | Docket No. UE-111048 GRC | [6 empty] | % Coincident | Distribution Rate
40 | Customer 1 |  |  | 1.68 | 0.2 | 1.05 | 0.43 | 92% | 1.55
41 | Customer 2 |  |  | 5.74 | 0.54 | 3.59 | 1.61 | 92% | 5.28
42 | Customer 3 |  |  | 1.8 | 0 | 1.13 | 0.67 | 100% | 1.8
43 | Customer 4 |  |  | 0.83 | 0.17 | 0.25 | 0.41 | 100% | 0.83
44 | Customer 5 |  |  | 4.39 | 0.14 | 3.37 | 0.88 | 92% | 4.04
45 | Customer 6 |  |  | 0.87 | 0 | 0.67 | 0.2 | 100% | 0.87
46 | Customer 7 |  |  | 1.86 | 0 |  | 1.25 | 100% | 1.86
47 | Customer 8 |  |  | 1.83 | 0.08 | 0.16 | 1.59 | 92% | 1.68
48 | Customer 9 |  |  | 5.81 | 0.56 | 1.84 | 3.41 | 92% | 5.35
49 | Customer 10 |  |  | 1.42 | 0.41 | 0.77 | 0.24 | 92% | 1.31
50 | Customer 11 |  |  | 2.27 | 0.31 | 1.24 | 0.72 | 92% | 2.09
51 | Customer 12 |  |  | 0.63 | 0.11 | 0.25 | 0.27 | 92% | 0.58

## Distribution Revenue
Puget Sound Energy
Schedule 40
Summary of Distribution Revenue
|  | Proposed (Docket No. UE-170033) | [5 empty] | Proforma (Docket No. UE-111048)
Line No. | Customer Specific Distribution Charge | Billed Distribution Charge | Coincidence Factor | Tariffed (Coincident) Distribution Charge | Coincident Bill Determinant | Bill Determinant (Registered kW) | Distribution Revenue | Tariffed Distribution Charge | Coincidence Factor | Billed Distribution Charge | Distribution Revenue | Bill Determinant | UOM
|  | a = b * c | b | c | d = e * b | e | f = a * e | g | h | i = g * h | j = I * k | k
1 | Customer 1 | 3.81 | 88.98% | 4.28 | 478594 | 537867 | 2049273.27 | 1.68 | 92.26% | 1.55 | 833692.3 | 537866 | C kW
2 | Customer 2 | 6.52 | 89.86% | 7.26 | 249161 | 277277 | 1807846.04 | 5.74 | 91.99% | 5.28 | 1240937.28 | 235026 | C kW
3 | Customer 2 | [8 empty] | 0.011511 | 215320.1616 | 18705600 | kwh Large Secondary Voltage
4 | Customer 3 | 1.56 | 100% | 1.56 | 56070 | 56070 | 87469.2 | 1.8 | 100% | 1.8 | 100926 | 56070 | C kW
5 | Customer 4 | 0.6 | 100% | 0.6 | 41376 | 41376 | 24825.6 | 0.83 | 100% | 0.83 | 34342.08 | 41376 | C kW
6 | Customer 5 | 2.73 | 98.68% | 2.77 | 54505 | 55234 | 150788.82 | 4.39 | 92.03% | 4.04 | 223145.36 | 55234 | C kW
7 | Customer 6 | 0.46 | 100% | 0.46 | 67312 | 67312 | 30963.52 | 0.87 | 100% | 0.87 | 58561.44 | 67312 | C kW
8 | Customer 7 | 2.18 | 100% | 2.18 | 11290 | 11290 | 24612.2 | 1.86 | 100% | 1.86 | 20999.4 | 11290 | C kW
9 | Customer 8 | 2.61 | 99.77% | 2.62 | 51897 | 52016 | 135761.76 | 1.83 | 91.8% | 1.68 | 87388.56 | 52017 | C kW
10 | Customer 9 | 5.49 | 91.7% | 5.99 | 64529 | 70369 | 386325.81 | 5.81 | 92.08% | 5.35 | 264627.05 | 49463 | C kW
11 | Customer 9 | [8 empty] | 0.016377 | 160167.06 | 9780000 | kwh Primary Voltage
12 | Customer 10 | 1.5 | 95.85% | 1.57 | 45839 | 47824 | 71736 | 1.42 | 92.25% | 1.31 | 62649.44 | 47824 | C kW
13 | Customer 11 | 1.98 | 94.93% | 2.09 | 51195 | 53929 | 106779.42 | 2.27 | 92.07% | 2.09 | 110326.92 | 52788 | C kW
14 | Customer 11 | [8 empty] | 0.016131 | 10663.2362 | 661040 | kwh Med Secondary Voltage
15 | Customer 12 | 0.82 | 97.32% | 0.84 | 26640 | 27373 | 22445.86 | 0.63 | 92.06% | 0.58 | 15874.02 | 27369 | C kW
16 | Customer 12 | [8 empty] | 0.016131 | 1552.2861 | 96230 | kwh Med Secondary Voltage
17
18
19
20
21
22
23 | Total |  |  |  | 1198408 | 1297937 | 4898827.5 |  |  |  | 3441172.594 | 1233635 | C kW
24 | Check |  |  |  | 1198408 | 1297937 | 4899981.78 |  |  |  | 3441161.8013 | 757270 | 0
25 | Check |  |  |  | 0 | 0 | 1154.28 |  |  |  | -10.7927 | 18705600 | 0
26 | [11 empty] | 9780000 | 0
Note on H32: prasan: difference due to coincident demand rounding

## Dist Line Transformers 2017
Schedule 40
Distribution Line Transformer Charge Basis
Docket No. UE-170033
|  |  |  | Customer 1 |  | Customer 2 |  | Customer 3 |  | Customer 4 |  | Customer 5 |  | Customer 6 |  | Customer 7 |  | Customer 8 |  | Customer 9 |  | Customer 10 |  | Customer 11 |  | Customer 12
Line No. | Size | Monthly Rate | Annual Rate | # of Transformers | Annual Cost | # of Transformers | Annual Cost | # of Transformers | Annual Cost | # of Transformers | Annual Cost | # of Transformers | Annual Cost | # of Transformers | Annual Cost | # of Transformers | Annual Cost | # of Transformers | Annual Cost | # of Transformers | Annual Cost | # of Transformers | Annual Cost | # of Transformers | Annual Cost | # of Transformers | Annual Cost | Total Transformer Count | New Transformer Cost | Line Transformer Direct Assignment | Net Plant Assumption (50% Depreciated) | OH | UG | Current Monthly Rate | Proposed Monthly Rate???
1 | 25 KVA OH | 21.9379 | 263.2543 | 0 | 0 | 0 | 0 | 0 | 0 | 0 | 0 | 3 | 790 | 0 | 0 | 0 | 0 | 0 | 0 | 0 | 0 | 0 | 0 | 0 | 0 | 0 | 0 | 3 | 2674.6352 | 8023.9055 | 4011.9527 | 4011.9527 |  | 9.39 | 21.9379
2 | 37.5 KVA PM | 30.0229 | 360.2745 | 0 | 0 | 0 | 0 | 0 | 0 | 0 | 0 | 0 | 0 | 0 | 0 | 0 | 0 | 0 | 0 | 0 | 0 | 0 | 0 | 0 | 0 | 0 | 0 | 0 | 2879.7032 | 0 | 0 | 0 |  | 16.84 | 30.0229
3 | 45 KVA PM | 87.5986 | 1051.1834 | 0 | 0 | 0 | 0 | 0 | 0 | 0 | 0 | 0 | 0 | 0 | 0 | 0 | 0 | 0 | 0 | 0 | 0 | 0 | 0 | 1 | 1051 | 0 | 0 | 1 | 3159.4927 | 3159.4927 | 1579.7464 | 1579.7464 |  | 56.32 | 87.5986
4 | 50 KVA OH 1Phase | 23.9407 | 287.2886 | 0 | 0 | 0 | 0 | 0 | 0 | 0 | 0 | 0 | 0 | 0 | 0 | 0 | 0 | 0 | 0 | 0 | 0 | 0 | 0 | 0 | 0 | 3 | 862 | 3 | 3159.4927 | 9478.4782 | 4739.2391 | 4739.2391 |  | 11.72 | 23.9407
5 | 75 KVA PM | 40.0756 | 480.9068 | 0 | 0 | 0 | 0 | 0 | 0 | 0 | 0 | 0 | 0 | 0 | 0 | 0 | 0 | 0 | 0 | 0 | 0 | 0 | 0 | 0 | 0 | 0 | 0 | 0 |  | 0 | 0 |  | 0 | 22 | 40.0756
6 | 112.5 KVA PM | 103.7857 | 1245.4285 | 0 | 0 | 0 | 0 | 0 | 0 | 0 | 0 | 0 | 0 | 0 | 0 | 0 | 0 | 0 | 0 | 0 | 0 | 0 | 0 | 0 | 0 | 0 | 0 | 0 |  | 0 | 0 |  | 0 | 68.43 | 103.7857
7 | 150 KVA PM | 109.9869 | 1319.8429 | 0 | 0 | 0 | 0 | 0 | 0 | 0 | 0 | 0 | 0 | 0 | 0 | 0 | 0 | 0 | 0 | 0 | 0 | 1 | 1320 | 0 | 0 | 0 | 0 | 1 | 6124.3861 | 6124.3861 | 3062.1931 |  | 3062.1931 | 69.26 | 109.9869
8 | 225 KVA PM | 128.7682 | 1545.2183 | 3 | 4636 | 0 | 0 | 0 | 0 | 0 | 0 | 0 | 0 | 0 | 0 | 0 | 0 | 1 | 1545 | 0 | 0 | 0 | 0 | 1 | 1545 | 0 | 0 | 5 | 8255.3781 | 41276.8904 | 20638.4452 |  | 20638.4452 | 80.97 | 128.7682
9 | 300 KVA PM | 140.7264 | 1688.7166 | 0 | 0 | 0 | 0 | 0 | 0 | 0 | 0 | 1 | 1689 | 0 | 0 | 0 | 0 | 0 | 0 | 0 | 0 | 2 | 3377 | 0 | 0 | 0 | 0 | 3 | 8342.3469 | 25027.0407 | 12513.5204 |  | 12513.5204 | 97.37 | 140.7264
10 | 500 KVA PM | 174.3444 | 2092.1322 | 3 | 6276 | 4 | 8369 | 0 | 0 | 0 | 0 | 1 | 2092 | 0 | 0 | 0 | 0 | 0 | 0 | 0 | 0 | 0 | 0 | 1 | 2092 | 0 | 0 | 9 | 11958.6833 | 107628.1495 | 53814.0748 |  | 53814.0748 | 124.94 | 174.3444
11 | 750 KVA PM | 253.3786 | 3040.5428 | 0 | 0 | 2 | 6081 | 0 | 0 | 0 | 0 | 0 | 0 | 0 | 0 | 0 | 0 | 0 | 0 | 0 | 0 | 1 | 3041 | 2 | 6081 | 0 | 0 | 5 | 15738.5483 | 78692.7417 | 39346.3709 |  | 39346.3709 | 183.4 | 253.3786
12 | 1000 KVA PM | 328.3616 | 3940.3388 | 12 | 47284 | 2 | 7881 | 0 | 0 | 0 | 0 | 0 | 0 | 0 | 0 | 0 | 0 | 0 | 0 | 0 | 0 | 0 | 0 | 4 | 15761 | 0 | 0 | 18 | 21709.1089 | 390763.9601 | 195381.98 |  | 195381.98 | 231.11 | 328.3616
13 | 1500 KVA PM | 405.9743 | 4871.6916 | 2 | 9743 | 5 | 24358 | 0 | 0 | 0 | 0 | 0 | 0 | 0 | 0 | 0 | 0 | 0 | 0 | 0 | 0 | 4 | 19487 | 2 | 9743 | 1 | 4872 | 14 | 28085.1876 | 393192.6262 | 196596.3131 |  | 196596.3131 | 272.89 | 405.9743
14 | 2000 KVA PM | 455.7083 | 5468.4994 | 5 | 27342 | 1 | 5468 | 0 | 0 | 0 | 0 | 0 | 0 | 0 | 0 | 0 | 0 | 0 | 0 | 2 | 10937 | 0 | 0 | 0 | 0 | 0 | 0 | 8 | 28085.1876 | 224681.5007 | 112340.7503 |  | 112340.7503 | 413.94 | 455.7083
15 | 2500 KVA PM | 580.0521 | 6960.6255 | 14 | 97449 | 16 | 111370 | 0 | 0 | 0 | 0 | 0 | 0 | 0 | 0 | 0 | 0 | 0 | 0 | 0 | 0 | 0 | 0 | 0 | 0 | 0 | 0 | 30 | 28085.1876 | 842555.6275 | 421277.8138 |  | 421277.8138 | 426.77 | 580.0521
16 | 3750 KVA PM | 1160.1042 | 13921.251 | 0 | 0 | 0 | 0 | 0 | 0 | 0 | 0 | 0 | 0 | 0 | 0 | 0 | 0 | 0 | 0 | 3 | 41764 | 0 | 0 | 0 | 0 | 0 | 0 | 3 | 28085.1876 | 84255.5628 | 42127.7814 |  | 42127.7814 | 873.54 | 1160.1042
17
18 | Annual $ |  | 484306 | 39 | 192730 | 30 | 163527 | 0 | 0 | 0 | 0 | 5 | 4571 | 0 | 0 | 0 | 0 | 1 | 1545 | 5 | 52701 | 8 | 27225 | 11 | 36273 | 4 | 5734 | 103 |  | 2214860.362 | 1107430.181 | 10330.9382 | 1097099.2428
19
20 | Sec Voltage Billed Demand |  | 629520 |  | 273811 |  | 193363 |  | 0 |  | 0 |  | 3319 |  | 0 |  | 0 |  | 1040 |  | 47677 |  | 47824 |  | 53929 |  | 8557
21 | Primary Voltage Billed Demand |  | 668417 |  | 264056 |  | 83914 |  | 56070 |  | 41376 |  | 51915 |  | 67312 |  | 11290 |  | 50976 |  | 22692 |  | 0 |  | 0 |  | 18816
22
23 | Total kW Demand |  | 1297937 |  | 537867 |  | 277277 |  | 56070 |  | 41376 |  | 55234 |  | 67312 |  | 11290 |  | 52016 |  | 70369 |  | 47824 |  | 53929 |  | 27373
24
25 | Coincidence Factor |  |  |  | 88.98% |  | 89.86% |  | 100% |  | 100% |  | 98.68% |  | 100% |  | 100% |  | 99.77% |  | 91.7% |  | 95.85% |  | 94.93% |  | 97.32%
26
27 | Sum of 12 months monthly coincident demands |  | 1198408 |  | 478594 |  | 249161 |  | 56070 |  | 41376 |  | 54505 |  | 67312 |  | 11290 |  | 51897 |  | 64529 |  | 45839 |  | 51195 |  | 26640
28
29 | Coincident Distribution Line Transformer Charge / kW |  |  |  | 0.4 |  | 0.66 |  | 0 |  | 0 |  | 0.08 |  | 0 |  | 0 |  | 0.03 |  | 0.82 |  | 0.59 |  | 0.71 |  | 0.22
30
31 |  |  | 1198408 |  | 0 |  | 0 |  | 0 |  | 0 |  | 0 |  | 0 |  |  |  | -1 |  | -1 |  | 0 |  | 0 |  | -1
32 |  |  | 0
33 | Coincident Secondary Voltage |  | 570788 |  | 243637 |  | 173756 |  | 0 |  | 0 |  | 3275 |  | 0 |  |  |  | 1038 |  | 43720 |  | 45839 |  | 51195 |  | 8328
34 | Coincident Primary Voltage |  | 616330 |  | 234957 |  | 75405 |  | 56070 |  | 41376 |  | 51230 |  | 67312 |  |  |  | 50859 |  | 20809 |  | 0 |  | 0 |  | 18312
35 | Total |  | 1187118 |  | 478594 |  | 249161 |  | 56070 |  | 41376 |  | 54505 |  | 67312 |  |  |  | 51897 |  | 64529 |  | 45839 |  | 51195 |  | 26640
36 |  |  | 1187118 |  | 478594 |  | 249161 |  | 56070 |  | 41376 |  | 54505 |  | 67312 |  |  |  | 51897 |  | 64529 |  | 45839 |  | 51195 |  | 26640
37 |  |  | 0 |  | 0 |  | 0 |  | 0 |  | 0 |  | 0 |  | 0 |  |  |  | 0 |  | 0 |  | 0 |  | 0 |  | 0
38
39 | Non Coincident Rate to apply to Registered Demand |  |  |  | 0.36 |  | 0.59 |  | 0 |  | 0 |  | 0.08 |  | 0 |  |  |  | 0.03 |  | 0.75 |  | 0.57 |  | 0.67 |  | 0.21
Note on AR7: prasan: 2014 Update $/Month

## Distribution Feeders 2017
Puget Sound Energy
Directly Assigned Distribution Plant
Schedule 40
2017 Feeder Cost Calculation
Line | Description | Total | Customer 1 | [23 empty] | Customer 2 | [15 empty] | Customer 3 | Customer 4 | [5 empty] | Customer 5 | [18 empty] | Customer 6 |  |  |  |  | Customer 7 |  |  |  | Customer 8 |  | Customer 9 | [10 empty] | Customer 10 |  |  |  |  | Customer 11 | [16 empty] | Customer 12
1 | Feeder |  | Sub 1 - Evergreen 15 | Sub 1 - Evergreen 16 | Sub 1 - Evergreen 17 | Sub 1 - Evergreen 17 | Sub 1 - Evergreen 22 | Sub 1 - Evergreen 22 | Sub 1 - Evergreen 25 | Sub 1 - Evergreen 26 | Sub 15 - Ardmore 11 (Old INT-23) | Sub 15 - Ardmore 11 | Sub 15 - Ardmore 12 | Sub 15 - Ardmore 43 (Old KWH-22) | Sub 15 - Ardmore 43 | Sub 15 - Ardmore 44 (Old KWH-26) | Sub 15 - Ardmore 44 | Sub 15 - Ardmore 45 | Sub 15 - Ardmore 45 | Sub 5 - Bridal Trails 13 | Sub 2 - Kenilworth 24 | Sub 2 - Kenilworth 24 | Sub 2 - Kenilworth 24 | Sub 2 - Kenilworth 26 | Sub 2 - Kenilworth 26 | Sub 3 - Spiritbrook 16 | Sub 5 - Bridal Trails 11 | Sub 5 - Bridal Trails 12 | Sub 5 - Bridal Trails 14 | Sub 5 - Bridal Trails 14 | Sub 5 - Bridal Trails 23 | Sub 5 - Bridal Trails 23 | Sub 5 - Bridal Trails 23 | Sub 15 - Ardmore 12 | Sub 15 - Ardmore 13 | Sub 15 - Ardmore 13 (Old INT-15 | Sub 15 - Ardmore 13 (Old INT-15 | Sub 1 - Evergreen 13 | Sub 1 - Evergreen 13 | Sub 1 - Evergreen 13 | Sub 1 - Evergreen 17 | Sub 1 - Evergreen 17 | Sub 3 - Spiritbrook 17 | Sub 6 - Kent 35 | Sub 6 - Kent 35 | Sub 6 - Kent 35 | Sub 6 - Kent 35 | Sub 6 - Kent 35 | Sub 6 - Kent 35 | Sub 7 - Victoria Park 16 | Sub 7 - Victoria Park 16 | Sub 7 - Victoria Park 16 | Sub 7 - Victoria Park 16 | Sub 7 - Victoria Park 16 | Sub 7 - Victoria Park 16 | Sub 7 - Victoria Park 16 | Sub 7 - Victoria Park 16 | Sub 7 - Victoria Park 17 | Sub 7 - Victoria Park 17 | Sub 7 - Victoria Park 17 | Sub 7 - Victoria Park 17 | Sub 7 - Victoria Park 17 | Sub 7 - Victoria Park 17 | Sub 7 - Victoria Park 17 | Sub 7 - Victoria Park 17 | Sub 7 - Victoria Park 18 | Sub 7 - Victoria Park 18 | Sub 7 - Victoria Park 18 | Sub 8 - Airport 25 | Sub 8 - Airport 25 | Sub 8 - Airport 25 | Sub 8 - Airport 25 | Sub 8 - Airport 25 | Sub 9 - Falcon 14 | Sub 9 - Falcon 14 | Sub 9 - Falcon 14 | Sub 9 - Falcon 14 | Sub 10 - North Bellevue 11 | Sub 10 - North Bellevue 11 | Sub 11 - Center 11 | Sub 11 - Center 11 | Sub 11 - Center 11 | Sub 11 - Center 13 | Sub 11 - Center 13 | Sub 11 - Center 13 | Sub 11 - Center 13 | Sub 10 - North Bellevue 21 | Sub 10 - North Bellevue 21 | Sub 10 - North Bellevue 21 | Sub 10 - North Bellevue 21 | Sub 12 - M Street 27 | Sub 12 - M Street 27 | Sub 12 - M Street 27 | Sub 12 - M Street 27 | Sub 12 - M Street 27 | Sub 13 - Goodes Corner 15 | Sub 13 - Goodes Corner 15 | Sub 13 - Goodes Corner 15 | Sub 13 - Goodes Corner 15 | Sub 13 - Goodes Corner 15 | Sub 13 - Goodes Corner 15 | Sub 13 - Goodes Corner 15 | Sub 13 - Goodes Corner 15 | Sub 13 - Goodes Corner 16 | Sub 13 - Goodes Corner 16 | Sub 13 - Goodes Corner 16 | Sub 13 - Goodes Corner 16 | Sub 13 - Goodes Corner 16 | Sub 13 - Goodes Corner 16 | Sub 13 - Goodes Corner 16 | Sub 13 - Goodes Corner 16 | Sub 13 - Goodes Corner 16 | Sub 14 - Cedarhurst 16 | Sub 14 - Cedarhurst 16 | Sub 14 - Cedarhurst 16 | Sub 14 - Cedarhurst 16 | Sub 14 - Cedarhurst 16 | Sub 14 - Cedarhurst 16 | Sub 14 - Cedarhurst 16 | Sub 14 - Cedarhurst 17 | Sub 14 - Cedarhurst 17 | Sub 14 - Cedarhurst 17 | Sub 14 - Cedarhurst 17
2 | Allocations
3 | % of Feeder Load |  | 100% | 78.11% | 79.31% | 79.31% | 42.99% | 42.99% | 99.54% | 100% | 66.01% | 66.01% | 13.2% | 99.05% | 99.05% | 99.05% | 7.773% | 100% | 100% | 0% | 100% | 100% | 100% | 91.11% | 91.11% | 64.85% | 100% | 99.66% | 0% | 0% | 79.03% | 79.03% | 79.03% | 0% | 39.17% | 39.17% | 39.17% | 91.95% | 91.95% | 91.95% | 20.69% | 20.69% | 90.54% | 81.07% | 81.07% | 81.07% | 81.07% | 81.07% | 81.07% | 1.197% | 1.197% | 1.197% | 1.197% | 1.197% | 1.197% | 1.197% | 100% | 3.47% | 3.47% | 3.47% | 3.47% | 100% | 3.47% | 3.47% | 3.47% | 100% | 100% | 100% | 74.9% | 74.9% | 74.9% | 74.9% | 74.9% | 38.6% | 38.6% | 38.6% | 38.6% | 71.88% | 71.88% | 61.91% | 61.91% | 61.91% | 100% | 100% | 100% | 100% | 40.17% | 40.17% | 40.17% | 40.17% | 59.92% | 59.92% | 59.92% | 59.92% | 59.92% | 81.9% | 81.9% | 81.9% | 81.9% | 81.9% | 81.9% | 81.9% | 81.9% | 14.93% | 14.93% | 14.93% | 14.93% | 14.93% | 14.93% | 14.93% | 14.93% | 14.93% | 14.73% | 14.73% | 14.73% | 100% | 14.73% | 14.73% | 14.73% | 32.13% | 100% | 32.13% | 32.13%
4 | Current GRC Year |  | 2016 | 2016 | 2016 | 2016 | 2016 | 2016 | 2016 | 2016 | 2016 | 2016 | 2016 | 2016 | 2016 | 2016 | 2016 | 2016 | 2016 | 2016 | 2016 | 2016 | 2016 | 2016 | 2016 | 2016 | 2016 | 2016 | 2016 | 2016 | 2016 | 2016 | 2016 | 2016 | 2016 | 2016 | 2016 | 2016 | 2016 | 2016 | 2016 | 2016 | 2016 | 2016 | 2016 | 2016 | 2016 | 2016 | 2016 | 2016 | 2016 | 2016 | 2016 | 2016 | 2016 | 2016 | 2016 | 2016 | 2016 | 2016 | 2016 | 2016 | 2016 | 2016 | 2016 | 2016 | 2016 | 2016 | 2016 | 2016 | 2016 | 2016 | 2016 | 2016 | 2016 | 2016 | 2016 | 2016 | 2016 | 2016 | 2016 | 2016 | 2016 | 2016 | 2016 | 2016 | 2016 | 2016 | 2016 | 2016 | 2016 | 2016 | 2016 | 2016 | 2016 | 2016 | 2016 | 2016 | 2016 | 2016 | 2016 | 2016 | 2016 | 2016 | 2016 | 2016 | 2016 | 2016 | 2016 | 2016 | 2016 | 2016 | 2016 | 2016 | 2016 | 2016 | 2016 | 2016 | 2016 | 2016 | 2016 | 2016 | 2016
5 | Vintage Year |  | 1994 | 1994 | 1994 | 2008 | 2001 | 2008 | 1994 | 1994 | 1994 | 2012 | 2012 | 1994 | 2012 | 2005 | 2012 | 2012 | 2012 | 2014 | 1994 | 2007 | 2008 | 1994 | 2007 | 2001 | 2008 | 2008 | 1998 | 2008 | 1998 | 2008 | 2009 | 2012 | 2012 | 1994 | 1998 | 1994 | 1994 | 2008 | 1994 | 2008 | 1999 | 1966 | 1979 | 1995 | 1998 | 2003 | 2012 | 1973 | 1974 | 1977 | 1979 | 1986 | 1989 | 1990 | 1991 | 1979 | 1984 | 1986 | 1989 | 2002 | 2010 | 2012 | 2015 | 1976 | 1991 | 2009 | 1974 | 1975 | 1978 | 1994 | 2004 | 1990 | 1991 | 1992 | 2000 | 1985 | 2012 | 2002 | 2008 | 2012 | 2002 | 2003 | 2008 | 2009 | 1984 | 2008 | 2009 | 2012 | 1966 | 1984 | 1988 | 1990 | 2014 | 1977 | 1982 | 1989 | 1990 | 1992 | 1993 | 2002 | 2014 | 1982 | 1983 | 1984 | 1990 | 1994 | 1999 | 2003 | 2006 | 2012 | 1971 | 1974 | 1987 | 1990 | 1990 | 2003 | 2015 | 1987 | 1994 | 1994 | 2012
6 | Plant Age |  | 22 | 22 | 22 | 8 | 15 | 8 | 22 | 22 | 22 | 4 | 4 | 22 | 4 | 11 | 4 | 4 | 4 | 2 | 22 | 9 | 8 | 22 | 9 | 15 | 8 | 8 | 18 | 8 | 18 | 8 | 7 | 4 | 4 | 22 | 18 | 22 | 22 | 8 | 22 | 8 | 17 | 50 | 37 | 21 | 18 | 13 | 4 | 43 | 42 | 39 | 37 | 30 | 27 | 26 | 25 | 37 | 32 | 30 | 27 | 14 | 6 | 4 | 1 | 40 | 25 | 7 | 42 | 41 | 38 | 22 | 12 | 26 | 25 | 24 | 16 | 31 | 4 | 14 | 8 | 4 | 14 | 13 | 8 | 7 | 32 | 8 | 7 | 4 | 50 | 32 | 28 | 26 | 2 | 39 | 34 | 27 | 26 | 24 | 23 | 14 | 2 | 34 | 33 | 32 | 26 | 22 | 17 | 13 | 10 | 4 | 45 | 42 | 29 | 26 | 26 | 13 | 1 | 29 | 22 | 22 | 4
7 | Plant Expected Life |  | 34 | 34 | 34 | 34 | 34 | 34 | 34 | 34 | 34 | 34 | 34 | 34 | 34 | 34 | 34 | 34 | 34 | 34 | 34 | 34 | 34 | 34 | 34 | 34 | 34 | 34 | 34 | 34 | 34 | 34 | 34 | 34 | 34 | 34 | 34 | 34 | 34 | 34 | 34 | 34 | 34 | 34 | 34 | 34 | 34 | 34 | 34 | 34 | 34 | 34 | 34 | 34 | 34 | 34 | 34 | 34 | 34 | 34 | 34 | 34 | 34 | 34 | 34 | 34 | 34 | 34 | 34 | 34 | 34 | 34 | 34 | 34 | 34 | 34 | 34 | 34 | 34 | 34 | 34 | 34 | 34 | 34 | 34 | 34 | 34 | 34 | 34 | 34 | 34 | 34 | 34 | 34 | 34 | 34 | 34 | 34 | 34 | 34 | 34 | 34 | 34 | 34 | 34 | 34 | 34 | 34 | 34 | 34 | 34 | 34 | 34 | 34 | 34 | 34 | 34 | 34 | 34 | 34 | 34 | 34 | 34
8 | Plant Remaining Life |  | 12 | 12 | 12 | 26 | 19 | 26 | 12 | 12 | 12 | 30 | 30 | 12 | 30 | 23 | 30 | 30 | 30 | 32 | 12 | 25 | 26 | 12 | 25 | 19 | 26 | 26 | 16 | 26 | 16 | 26 | 27 | 30 | 30 | 12 | 16 | 12 | 12 | 26 | 12 | 26 | 17 | 0 | 0 | 13 | 16 | 21 | 30 | 0 | 0 | 0 | 0 | 4 | 7 | 8 | 9 | 0 | 2 | 4 | 7 | 20 | 28 | 30 | 33 | 0 | 9 | 27 | 0 | 0 | 0 | 12 | 22 | 8 | 9 | 10 | 18 | 3 | 30 | 20 | 26 | 30 | 20 | 21 | 26 | 27 | 2 | 26 | 27 | 30 | 0 | 2 | 6 | 8 | 32 | 0 | 0 | 7 | 8 | 10 | 11 | 20 | 32 | 0 | 1 | 2 | 8 | 12 | 17 | 21 | 24 | 30 | 0 | 0 | 5 | 8 | 8 | 21 | 33 | 5 | 12 | 12 | 30
9 | Plant Remaining Life % |  | 35.29% | 35.29% | 35.29% | 76.47% | 55.88% | 76.47% | 35.29% | 35.29% | 35.29% | 88.24% | 88.24% | 35.29% | 88.24% | 67.65% | 88.24% | 88.24% | 88.24% | 94.12% | 35.29% | 73.53% | 76.47% | 35.29% | 73.53% | 55.88% | 76.47% | 76.47% | 47.06% | 76.47% | 47.06% | 76.47% | 79.41% | 88.24% | 88.24% | 35.29% | 47.06% | 35.29% | 35.29% | 76.47% | 35.29% | 76.47% | 50% | 0% | 0% | 38.24% | 47.06% | 61.76% | 88.24% | 0% | 0% | 0% | 0% | 11.76% | 20.59% | 23.53% | 26.47% | 0% | 5.882% | 11.76% | 20.59% | 58.82% | 82.35% | 88.24% | 97.06% | 0% | 26.47% | 79.41% | 0% | 0% | 0% | 35.29% | 64.71% | 23.53% | 26.47% | 29.41% | 52.94% | 8.824% | 88.24% | 58.82% | 76.47% | 88.24% | 58.82% | 61.76% | 76.47% | 79.41% | 5.882% | 76.47% | 79.41% | 88.24% | 0% | 5.882% | 17.65% | 23.53% | 94.12% | 0% | 0% | 20.59% | 23.53% | 29.41% | 32.35% | 58.82% | 94.12% | 0% | 2.941% | 5.882% | 23.53% | 35.29% | 50% | 61.76% | 70.59% | 88.24% | 0% | 0% | 14.71% | 23.53% | 23.53% | 61.76% | 97.06% | 14.71% | 35.29% | 35.29% | 88.24%
10 | Handy Whitman Current |  | 728 | 728 | 728 | 728 | 728 | 728 | 728 | 728 | 728 | 728 | 728 | 728 | 728 | 728 | 728 | 728 | 728 | 728 | 728 | 728 | 728 | 728 | 728 | 728 | 728 | 728 | 728 | 728 | 728 | 728 | 728 | 728 | 728 | 728 | 728 | 728 | 728 | 728 | 728 | 728 | 728 | 728 | 728 | 728 | 728 | 728 | 728 | 728 | 728 | 728 | 728 | 728 | 728 | 728 | 728 | 728 | 728 | 728 | 728 | 728 | 728 | 728 | 728 | 728 | 728 | 728 | 728 | 728 | 728 | 728 | 728 | 728 | 728 | 728 | 728 | 728 | 728 | 728 | 728 | 728 | 728 | 728 | 728 | 728 | 728 | 728 | 728 | 728 | 728 | 728 | 728 | 728 | 728 | 728 | 728 | 728 | 728 | 728 | 728 | 728 | 728 | 728 | 728 | 728 | 728 | 728 | 728 | 728 | 728 | 728 | 728 | 728 | 728 | 728 | 728 | 728 | 728 | 728 | 728 | 728 | 728
11 | Handy Whitman Original |  | 311 | 311 | 311 | 566 | 351 | 566 | 311 | 311 | 311 | 657 | 657 | 311 | 657 | 425 | 657 | 657 | 657 | 701 | 311 | 511 | 566 | 311 | 511 | 351 | 566 | 566 | 336 | 566 | 336 | 566 | 577 | 657 | 657 | 311 | 336 | 311 | 311 | 566 | 311 | 566 | 337 | 68 | 190 | 322 | 336 | 378 | 657 | 100 | 120 | 162 | 190 | 251 | 280 | 287 | 292 | 190 | 254 | 251 | 280 | 369 | 609 | 657 | 717 | 150 | 292 | 577 | 120 | 139 | 172 | 311 | 401 | 287 | 292 | 295 | 345 | 250 | 657 | 369 | 566 | 657 | 369 | 378 | 566 | 577 | 254 | 566 | 577 | 657 | 68 | 254 | 267 | 287 | 701 | 162 | 246 | 280 | 287 | 295 | 303 | 369 | 701 | 246 | 253 | 254 | 287 | 311 | 337 | 378 | 472 | 657 | 88 | 120 | 253 | 287 | 287 | 378 | 717 | 253 | 311 | 311 | 657
12 | Handy Whitman % |  | 42.72% | 42.72% | 42.72% | 77.75% | 48.21% | 77.75% | 42.72% | 42.72% | 42.72% | 90.25% | 90.25% | 42.72% | 90.25% | 58.38% | 90.25% | 90.25% | 90.25% | 96.29% | 42.72% | 70.19% | 77.75% | 42.72% | 70.19% | 48.21% | 77.75% | 77.75% | 46.15% | 77.75% | 46.15% | 77.75% | 79.26% | 90.25% | 90.25% | 42.72% | 46.15% | 42.72% | 42.72% | 77.75% | 42.72% | 77.75% | 46.29% | 9.341% | 26.1% | 44.23% | 46.15% | 51.92% | 90.25% | 13.74% | 16.48% | 22.25% | 26.1% | 34.48% | 38.46% | 39.42% | 40.11% | 26.1% | 34.89% | 34.48% | 38.46% | 50.69% | 83.65% | 90.25% | 98.49% | 20.6% | 40.11% | 79.26% | 16.48% | 19.09% | 23.63% | 42.72% | 55.08% | 39.42% | 40.11% | 40.52% | 47.39% | 34.34% | 90.25% | 50.69% | 77.75% | 90.25% | 50.69% | 51.92% | 77.75% | 79.26% | 34.89% | 77.75% | 79.26% | 90.25% | 9.341% | 34.89% | 36.68% | 39.42% | 96.29% | 22.25% | 33.79% | 38.46% | 39.42% | 40.52% | 41.62% | 50.69% | 96.29% | 33.79% | 34.75% | 34.89% | 39.42% | 42.72% | 46.29% | 51.92% | 64.84% | 90.25% | 12.09% | 16.48% | 34.75% | 39.42% | 39.42% | 51.92% | 98.49% | 34.75% | 42.72% | 42.72% | 90.25%
13 | Construction Cost OH |  | 23% | 23% | 23% | 23% | 23% | 23% | 23% | 23% | 23% | 23% | 23% | 23% | 23% | 23% | 23% | 23% | 23% | 23% | 23% | 23% | 23% | 23% | 23% | 23% | 23% | 23% | 23% | 23% | 23% | 23% | 23% | 23% | 23% | 23% | 23% | 23% | 23% | 23% | 23% | 23% | 23% | 23% | 23% | 23% | 23% | 23% | 23% | 23% | 23% | 23% | 23% | 23% | 23% | 23% | 23% | 23% | 23% | 23% | 23% | 23% | 23% | 23% | 23% | 23% | 23% | 23% | 23% | 23% | 23% | 23% | 23% | 23% | 23% | 23% | 23% | 23% | 23% | 23% | 23% | 23% | 23% | 23% | 23% | 23% | 23% | 23% | 23% | 23% | 23% | 23% | 23% | 23% | 23% | 23% | 23% | 23% | 23% | 23% | 23% | 23% | 23% | 23% | 23% | 23% | 23% | 23% | 23% | 23% | 23% | 23% | 23% | 23% | 23% | 23% | 23% | 23% | 23% | 23% | 23% | 23% | 23%
14 | FCR Net Plant |  | 0.12914 | 0.12914 | 0.12914 | 0.092135 | 0.10082 | 0.092135 | 0.12914 | 0.12914 | 0.12914 | 0.090132 | 0.090132 | 0.12914 | 0.090132 | 0.094722 | 0.090132 | 0.090132 | 0.090132 | 0.089573 | 0.12914 | 0.092864 | 0.092135 | 0.12914 | 0.092864 | 0.10082 | 0.092135 | 0.092135 | 0.10901 | 0.092135 | 0.10901 | 0.092135 | 0.091514 | 0.090132 | 0.090132 | 0.12914 | 0.10901 | 0.12914 | 0.12914 | 0.092135 | 0.12914 | 0.092135 | 0.10578 | 2.0985 | 2.0985 | 0.12298 | 0.10901 | 0.097278 | 0.090132 | 2.0985 | 2.0985 | 2.0985 | 2.0985 | 0.28927 | 0.18725 | 0.16979 | 0.1562 | 2.0985 | 0.50023 | 0.28927 | 0.18725 | 0.098902 | 0.090976 | 0.090132 | 0.089394 | 2.0985 | 0.1562 | 0.091514 | 2.0985 | 2.0985 | 2.0985 | 0.12914 | 0.095898 | 0.16979 | 0.1562 | 0.14534 | 0.10308 | 0.36405 | 0.090132 | 0.098902 | 0.092135 | 0.090132 | 0.098902 | 0.097278 | 0.092135 | 0.091514 | 0.50023 | 0.092135 | 0.091514 | 0.090132 | 2.0985 | 0.50023 | 0.21038 | 0.16979 | 0.089573 | 2.0985 | 2.0985 | 0.18725 | 0.16979 | 0.14534 | 0.13648 | 0.098902 | 0.089573 | 2.0985 | 0.81521 | 0.50023 | 0.16979 | 0.12914 | 0.10578 | 0.097278 | 0.093719 | 0.090132 | 2.0985 | 2.0985 | 0.24238 | 0.16979 | 0.16979 | 0.097278 | 0.089394 | 0.24238 | 0.12914 | 0.12914 | 0.090132
15 | O&M % (Overhead Lines) |  | 21.85% | 21.85% | 21.85% | 21.85% | 21.85% | 21.85% | 21.85% | 21.85% | 21.85% | 21.85% | 21.85% | 21.85% | 21.85% | 21.85% | 21.85% | 21.85% | 21.85% | 21.85% | 21.85% | 21.85% | 21.85% | 21.85% | 21.85% | 21.85% | 21.85% | 21.85% | 21.85% | 21.85% | 21.85% | 21.85% | 21.85% | 21.85% | 21.85% | 21.85% | 21.85% | 21.85% | 21.85% | 21.85% | 21.85% | 21.85% | 21.85% | 21.85% | 21.85% | 21.85% | 21.85% | 21.85% | 21.85% | 21.85% | 21.85% | 21.85% | 21.85% | 21.85% | 21.85% | 21.85% | 21.85% | 21.85% | 21.85% | 21.85% | 21.85% | 21.85% | 21.85% | 21.85% | 21.85% | 21.85% | 21.85% | 21.85% | 21.85% | 21.85% | 21.85% | 21.85% | 21.85% | 21.85% | 21.85% | 21.85% | 21.85% | 21.85% | 21.85% | 21.85% | 21.85% | 21.85% | 21.85% | 21.85% | 21.85% | 21.85% | 21.85% | 21.85% | 21.85% | 21.85% | 21.85% | 21.85% | 21.85% | 21.85% | 21.85% | 21.85% | 21.85% | 21.85% | 21.85% | 21.85% | 21.85% | 21.85% | 21.85% | 21.85% | 21.85% | 21.85% | 21.85% | 21.85% | 21.85% | 21.85% | 21.85% | 21.85% | 21.85% | 21.85% | 21.85% | 21.85% | 21.85% | 21.85% | 21.85% | 21.85% | 21.85% | 21.85% | 21.85%
16 | O&M % (Underground Lines) |  | 4.74% | 4.74% | 4.74% | 4.74% | 4.74% | 4.74% | 4.74% | 4.74% | 4.74% | 4.74% | 4.74% | 4.74% | 4.74% | 4.74% | 4.74% | 4.74% | 4.74% | 4.74% | 4.74% | 4.74% | 4.74% | 4.74% | 4.74% | 4.74% | 4.74% | 4.74% | 4.74% | 4.74% | 4.74% | 4.74% | 4.74% | 4.74% | 4.74% | 4.74% | 4.74% | 4.74% | 4.74% | 4.74% | 4.74% | 4.74% | 4.74% | 4.74% | 4.74% | 4.74% | 4.74% | 4.74% | 4.74% | 4.74% | 4.74% | 4.74% | 4.74% | 4.74% | 4.74% | 4.74% | 4.74% | 4.74% | 4.74% | 4.74% | 4.74% | 4.74% | 4.74% | 4.74% | 4.74% | 4.74% | 4.74% | 4.74% | 4.74% | 4.74% | 4.74% | 4.74% | 4.74% | 4.74% | 4.74% | 4.74% | 4.74% | 4.74% | 4.74% | 4.74% | 4.74% | 4.74% | 4.74% | 4.74% | 4.74% | 4.74% | 4.74% | 4.74% | 4.74% | 4.74% | 4.74% | 4.74% | 4.74% | 4.74% | 4.74% | 4.74% | 4.74% | 4.74% | 4.74% | 4.74% | 4.74% | 4.74% | 4.74% | 4.74% | 4.74% | 4.74% | 4.74% | 4.74% | 4.74% | 4.74% | 4.74% | 4.74% | 4.74% | 4.74% | 4.74% | 4.74% | 4.74% | 4.74% | 4.74% | 4.74% | 4.74% | 4.74% | 4.74%
17 | A&G % |  | 0% | 0% | 0% | 0% | 0% | 0% | 0% | 0% | 0% | 0% | 0% | 0% | 0% | 0% | 0% | 0% | 0% | 0% | 0% | 0% | 0% | 0% | 0% | 0% | 0% | 0% | 0% | 0% | 0% | 0% | 0% | 0% | 0% | 0% | 0% | 0% | 0% | 0% | 0% | 0% | 0% | 0% | 0% | 0% | 0% | 0% | 0% | 0% | 0% | 0% | 0% | 0% | 0% | 0% | 0% | 0% | 0% | 0% | 0% | 0% | 0% | 0% | 0% | 0% | 0% | 0% | 0% | 0% | 0% | 0% | 0% | 0% | 0% | 0% | 0% | 0% | 0% | 0% | 0% | 0% | 0% | 0% | 0% | 0% | 0% | 0% | 0% | 0% | 0% | 0% | 0% | 0% | 0% | 0% | 0% | 0% | 0% | 0% | 0% | 0% | 0% | 0% | 0% | 0% | 0% | 0% | 0% | 0% | 0% | 0% | 0% | 0% | 0% | 0% | 0% | 0% | 0% | 0% | 0% | 0% | 0%
18
19 | Costs
20 | OH Feeder Cost to Location |  | 0 | 0 | 0 | 0 | 0 | 0 | 0 | 0 | 0 | 0 | 0 | 0 | 0 | 0 | 0 | 0 | 0 | 0 | 0 | 0 | 0 | 0 | 0 | 60000 | 0 | 0 | 0 | 0 | 0 | 0 | 0 | 0 | 0 | 0 | 0 | 0 | 0 | 0 | 0 |  | 0 | 0 | 246540 | 0 | 0 | 0 | 0 | 0 | 0 | 9900 | 0 | 0 | 0 | 0 | 0 | 0 | 0 | 0 | 0 | 0 | 0 | 0 | 0 | 36300 | 72600 | 108900 | 294000 | 0 | 0 | 0 | 0 | 76000 | 52000 | 0 | 0 | 0 | 0 | 0 | 0 | 0 | 0 | 0 | 0 | 0 | 0 | 0 | 0 | 0 | 60000 | 44580 | 84600 | 158100 | 0 | 124320 | 121380 | 0 | 0 | 0 | 0 | 0 | 0 | 80220 | 0 | 0 | 0 | 0 | 0 | 0 | 0 | 0 | 36300 | 196200 | 234600 |  | 5850 | 1800 | 35000 | 37200 | 42250
21 | UG Feeder Cost to Location |  | 81624 | 674440 | 424100 | 3270 | 782680 | 75635 | 469150 | 300700 | 516103 | 56168 | 0 | 413730 | 244668 | 114350 | 1272317 | 831114 | 480040 | 1217589 | 1251375 | 277682 | 89080 | 1293949 | 229093 | 1171825 | 1422840 | 2608082 | 1030900 | 89500 | 1078954 | 194890 | 78945 | 607585 | 1078999 | 172136 | 429028 | 1104400 | 50000 | 217950 | 148550 | 291806 | 814000 | 100498 | 0 | 79391 | 35000 | 32046 | 35000 | 4365 | 31283 | 0 | 5670 | 25000 | 291681 | 15587 | 3285 | 25000 | 184045 | 7380 | 149042 | 26370 | 25000 | 114668 | 28966 | 118483 | 21330 | 653695 | 0 | 119900 | 108100 | 26160 | 328062 | 250000 | 0 | 50000 | 114125 | 111858 | 701014 | 40000 | 696088 | 101872 | 40000 | 668495 | 120305 | 137004 | 21800 | 58027 | 478401 | 143662 | 29430 | 0 | 0 | 0 | 139240 | 0 | 10000 | 16200 | 30000 | 443724 | 268995 | 98025 | 600 | 0 | 9483 | 302321 | 47150 | 50833 | 925 | 95604 | 154654 | 25000 |  |  |  | 625 | 1125 |  |  |  |  | 15260 | 25000
22 | Total Feeder Cost to Location | 33999739 | 81624 | 674440 | 424100 | 3270 | 782680 | 75635 | 469150 | 300700 | 516103 | 56168 | 0 | 413730 | 244668 | 114350 | 1272317 | 831114 | 480040 | 1217589 | 1251375 | 277682 | 89080 | 1293949 | 229093 | 1231825 | 1422840 | 2608082 | 1030900 | 89500 | 1078954 | 194890 | 78945 | 607585 | 1078999 | 172136 | 429028 | 1104400 | 50000 | 217950 | 148550 | 291806 | 814000 | 100498 | 246540 | 79391 | 35000 | 32046 | 35000 | 4365 | 31283 | 9900 | 5670 | 25000 | 291681 | 15587 | 3285 | 25000 | 184045 | 7380 | 149042 | 26370 | 25000 | 114668 | 28966 | 154783 | 93930 | 762595 | 294000 | 119900 | 108100 | 26160 | 328062 | 326000 | 52000 | 50000 | 114125 | 111858 | 701014 | 40000 | 696088 | 101872 | 40000 | 668495 | 120305 | 137004 | 21800 | 58027 | 478401 | 143662 | 89430 | 44580 | 84600 | 158100 | 139240 | 124320 | 131380 | 16200 | 30000 | 443724 | 268995 | 98025 | 600 | 80220 | 9483 | 302321 | 47150 | 50833 | 925 | 95604 | 154654 | 25000 | 36300 | 196200 | 234600 | 625 | 6975 | 1800 | 35000 | 37200 | 42250 | 15260 | 25000
23 | Construction Cost | 41819678.97 | 100397.52 | 829561.2 | 521643 | 4022.1 | 962696.4 | 93031.05 | 577054.5 | 369861 | 634806.69 | 69086.64 | 0 | 508887.9 | 300941.64 | 140650.5 | 1564949.91 | 1022270.22 | 590449.2 | 1497634.47 | 1539191.25 | 341548.86 | 109568.4 | 1591557.27 | 281784.39 | 1515144.75 | 1750093.2 | 3207940.86 | 1268007 | 110085 | 1327113.42 | 239714.7 | 97102.35 | 747329.55 | 1327168.77 | 211727.28 | 527704.44 | 1358412 | 61500 | 268078.5 | 182716.5 | 358921.38 | 1001220 | 123612.54 | 303244.2 | 97650.93 | 43050 | 39416.58 | 43050 | 5368.95 | 38478.09 | 12177 | 6974.1 | 30750 | 358767.63 | 19172.01 | 4040.55 | 30750 | 226375.35 | 9077.4 | 183321.66 | 32435.1 | 30750 | 141041.64 | 35628.18 | 190383.09 | 115533.9 | 937991.85 | 361620 | 147477 | 132963 | 32176.8 | 403516.26 | 400980 | 63960 | 61500 | 140373.75 | 137585.34 | 862247.22 | 49200 | 856188.24 | 125302.56 | 49200 | 822248.85 | 147975.15 | 168514.92 | 26814 | 71373.21 | 588433.23 | 176704.26 | 109998.9 | 54833.4 | 104058 | 194463 | 171265.2 | 152913.6 | 161597.4 | 19926 | 36900 | 545780.52 | 330863.85 | 120570.75 | 738 | 98670.6 | 11664.09 | 371854.83 | 57994.5 | 62524.59 | 1137.75 | 117592.92 | 190224.42 | 30750 | 44649 | 241326 | 288558 | 768.75 | 8579.25 | 2214 | 43050 | 45756 | 51967.5 | 18769.8 | 30750
24 | Estimated Net Book | 16860556.2324 | 15137.5058 | 125077.6664 | 78651.0858 | 2391.2905 | 259381.9607 | 55310.4772 | 87005.7932 | 55766.0493 | 95713.4198 | 55013.6423 | 0 | 76727.9267 | 239639.6139 | 55545.3554 | 1246168.5006 | 814033.0493 | 470174.2781 | 1357261.4912 | 232072.6303 | 176280.1667 | 65142.5571 | 239968.1533 | 145434.5339 | 408229.6517 | 1040496.5874 | 1907242.15 | 275404.2353 | 65449.6954 | 288241.8288 | 142519.454 | 61116.5769 | 595097.9893 | 1056823.5479 | 31923.3278 | 114614.539 | 204815.5133 | 9272.7052 | 159382.8057 | 27549.2073 | 213392.3331 | 231738.4203 | 0 | 0 | 16514.4955 | 9350.2262 | 12640.9507 | 34280.6844 | 0 | 0 | 0 | 0 | 1247.2931 | 28409.2015 | 1778.3991 | 428.9983 | 0 | 4646.0358 | 368.2009 | 14516.421 | 9670.7756 | 21184.1063 | 112311.3576 | 34057.7879 | 0 | 12266.6083 | 590375.5265 | 0 | 0 | 0 | 4851.4794 | 143819.5073 | 37194.9774 | 6790.8403 | 7329.7107 | 35218.2041 | 4168.9158 | 686606.8482 | 14669.3601 | 509036.2855 | 99778.3394 | 14669.3601 | 263696.3224 | 87976.8224 | 106063.9115 | 550.3197 | 42434.0723 | 370362.0431 | 140709.4766 | 0 | 1125.3784 | 6734.8463 | 18038.4231 | 155212.5471 | 0 | 0 | 1577.8507 | 3422.8507 | 65047.3713 | 44552.7316 | 35949.1005 | 668.8274 | 0 | 119.2233 | 7631.7976 | 5379.5803 | 9427.1885 | 263.3391 | 37712.2091 | 87058.1056 | 24486.2031 | 0 | 0 | 14747.3283 | 71.3094 | 795.8128 | 710.0328 | 41152.4745 | 2338.451 | 7835.4359 | 2830.0296 | 24486.2031
25 | Allocated Net Book | 10482273.9012 | 15137.5058 | 97695.2696 | 62374.4125 | 1896.4181 | 111515.4133 | 23779.4899 | 86603.5677 | 55766.0493 | 63176.0547 | 36311.9914 | 0 | 76002.7354 | 237374.6683 | 55020.3704 | 96869.6549 | 814033.0493 | 470174.2781 | 0 | 232072.6303 | 176280.1667 | 65142.5571 | 218627.4856 | 132500.859 | 264745.857 | 1040496.5874 | 1900696.723 | 0 | 0 | 227790.0261 | 112629.4205 | 48298.8423 | 0 | 413958.8699 | 12504.4003 | 44894.6327 | 188331.1979 | 8526.4034 | 146555.0839 | 5701.2493 | 44161.085 | 209817.3253 | 0 | 0 | 13388.4924 | 7580.3365 | 10248.1648 | 27791.747 | 0 | 0 | 0 | 0 | 14.9318 | 340.0975 | 21.2899 | 428.9983 | 0 | 161.2364 | 12.7781 | 503.7792 | 9670.7756 | 735.1751 | 3897.6635 | 1181.9446 | 0 | 12266.6083 | 590375.5265 | 0 | 0 | 0 | 3633.7296 | 107719.9675 | 14357.369 | 2621.284 | 2829.2896 | 13594.3288 | 2996.558 | 493523.3266 | 9081.4276 | 315131.4152 | 61770.2317 | 14669.3601 | 263696.3224 | 87976.8224 | 106063.9115 | 221.0715 | 17046.3939 | 148779.9051 | 56525.0759 | 0 | 674.2867 | 4035.2804 | 10807.9817 | 92997.839 | 0 | 0 | 1292.2949 | 2803.391 | 53275.2462 | 36489.6797 | 29443.1142 | 547.7845 | 0 | 17.8025 | 1139.5829 | 803.281 | 1407.6714 | 39.3219 | 5631.2015 | 12999.5497 | 3656.2892 | 0 | 0 | 2172.5972 | 71.3094 | 117.2403 | 104.603 | 6062.6406 | 751.4041 | 7835.4359 | 909.3609 | 7868.0435
26
27 | Annual Plant Cost |  | 1954.9029 | 12616.6602 | 8055.2188 | 174.7265 | 11242.6494 | 2190.9233 | 11184.2445 | 7201.7949 | 8158.7452 | 3272.8724 | 0 | 9815.2213 | 21395.0536 | 5211.6395 | 8731.0557 | 73370.4268 | 42377.748 | 0 | 29970.5557 | 16370.0814 | 6001.9095 | 28234.2094 | 12304.5598 | 26690.8831 | 95866.1531 | 175120.6926 | 0 | 0 | 24830.2518 | 10377.1117 | 4420.0203 | 0 | 37310.9409 | 1614.8558 | 4893.7394 | 24321.6559 | 1101.1253 | 13502.8527 | 736.2764 | 4068.7816 | 22194.4767 | 0 | 0 | 1646.4766 | 826.2946 | 996.921 | 2504.9257 | 0 | 0 | 0 | 0 | 4.3194 | 63.6819 | 3.6149 | 67.0087 | 0 | 80.655 | 3.6963 | 94.3306 | 956.459 | 66.8833 | 351.3042 | 105.6588 | 0 | 1916.0197 | 54027.6259 | 0 | 0 | 0 | 469.2707 | 10330.1294 | 2437.7951 | 409.4393 | 411.1976 | 1401.3578 | 1090.9029 | 44482.2445 | 898.1714 | 29034.6329 | 5567.4745 | 1450.829 | 25651.8508 | 8105.7445 | 9706.3328 | 110.5862 | 1570.5695 | 13615.4442 | 5094.7181 | 0 | 337.2971 | 848.9463 | 1835.1304 | 8330.0954 | 0 | 0 | 241.977 | 475.999 | 7742.8112 | 4980.1845 | 2911.9829 | 49.0667 | 0 | 14.5127 | 570.0513 | 136.3923 | 181.7909 | 4.1595 | 547.792 | 1218.3048 | 329.5487 | 0 | 0 | 526.5854 | 12.1079 | 19.9067 | 10.1756 | 541.9637 | 182.1223 | 1011.8917 | 117.4376 | 709.1625
28 | O&M Costs |  | 717.5412 | 4630.743 | 2956.5276 | 89.8704 | 5285.811 | 1127.1246 | 4105.0296 | 2643.3084 | 2994.5424 | 1721.1888 | 0 | 3602.5422 | 11251.575 | 2607.948 | 4591.638 | 38585.1642 | 22286.2476 | 0 | 11000.2602 | 8355.672 | 3087.7782 | 10362.9198 | 6280.5474 | 14755.2949 | 49319.5578 | 90093.0378 | 0 | 0 | 10797.246 | 5338.6146 | 2289.3726 | 0 | 19621.6566 | 592.6896 | 2128.023 | 8926.8894 | 404.1324 | 6946.707 | 270.2274 | 2093.2314 | 9945.3258 | 0 | 0 | 634.5912 | 359.292 | 485.7552 | 1317.3408 | 0 | 0 | 0 | 0 | 0.711 | 16.116 | 0.9954 | 20.3346 | 0 | 7.6314 | 0.6162 | 23.8896 | 458.4054 | 34.839 | 184.7652 | 56.0268 | 0 | 2203.6549 | 42408.7501 | 0 | 0 | 0 | 172.2516 | 5105.928 | 1253.1935 | 572.6885 | 134.0946 | 644.3556 | 142.0578 | 23392.9902 | 430.4394 | 14937.2094 | 2927.898 | 695.3106 | 12499.1904 | 4170.1098 | 5027.4336 | 10.4754 | 807.9804 | 7052.172 | 2679.285 | 0 | 147.269 | 881.6475 | 2361.548 | 4408.1052 | 0 | 0 | 61.2408 | 132.8622 | 2525.235 | 1729.626 | 1395.5982 | 25.9752 | 0 | 0.8532 | 54.036 | 38.0622 | 66.7392 | 1.8486 | 266.9094 | 616.2 | 173.2944 | 0 | 0 | 474.8005 | 3.3654 | 22.3136 | 22.9425 | 1324.7655 | 164.0935 | 1711.9475 | 43.0866 | 372.9432
29 | A&G Costs |  | 0 | 0 | 0 | 0 | 0 | 0 | 0 | 0 | 0 | 0 | 0 | 0 | 0 | 0 | 0 | 0 | 0 | 0 | 0 | 0 | 0 | 0 | 0 | 0 | 0 | 0 | 0 | 0 | 0 | 0 | 0 | 0 | 0 | 0 | 0 | 0 | 0 | 0 | 0 | 0 | 0 | 0 | 0 | 0 | 0 | 0 | 0 | 0 | 0 | 0 | 0 | 0 | 0 | 0 | 0 | 0 | 0 | 0 | 0 | 0 | 0 | 0 | 0 | 0 | 0 | 0 | 0 | 0 | 0 | 0 | 0 | 0 | 0 | 0 | 0 | 0 | 0 | 0 | 0 | 0 | 0 | 0 | 0 | 0 | 0 | 0 | 0 | 0 | 0 | 0 | 0 | 0 | 0 | 0 | 0 | 0 | 0 | 0 | 0 | 0 | 0 | 0 | 0 | 0 | 0 | 0 | 0 | 0 | 0 | 0 | 0 | 0 | 0 | 0 | 0 | 0 | 0 | 0 | 0 | 0 | 0
30 | Annual Costs | 1548029.0521 | 2672.4441 | 17247.4032 | 11011.7464 | 264.5969 | 16528.4604 | 3318.0479 | 15289.2741 | 9845.1033 | 11153.2876 | 4994.0612 | 0 | 13417.7635 | 32646.6286 | 7819.5875 | 13322.6937 | 111955.591 | 64663.9956 | 0 | 40970.8159 | 24725.7534 | 9089.6877 | 38597.1292 | 18585.1072 | 41446.178 | 145185.7109 | 265213.7304 | 0 | 0 | 35627.4978 | 15715.7263 | 6709.3929 | 0 | 56932.5975 | 2207.5454 | 7021.7624 | 33248.5453 | 1505.2577 | 20449.5597 | 1006.5038 | 6162.013 | 32139.8025 | 0 | 0 | 2281.0678 | 1185.5866 | 1482.6762 | 3822.2665 | 0 | 0 | 0 | 0 | 5.0304 | 79.7979 | 4.6103 | 87.3433 | 0 | 88.2864 | 4.3125 | 118.2202 | 1414.8644 | 101.7223 | 536.0694 | 161.6856 | 0 | 4119.6746 | 96436.376 | 0 | 0 | 0 | 641.5223 | 15436.0574 | 3690.9886 | 982.1278 | 545.2922 | 2045.7134 | 1232.9607 | 67875.2347 | 1328.6108 | 43971.8423 | 8495.3725 | 2146.1396 | 38151.0412 | 12275.8543 | 14733.7664 | 121.0616 | 2378.5499 | 20667.6162 | 7774.0031 | 0 | 484.5661 | 1730.5938 | 4196.6784 | 12738.2006 | 0 | 0 | 303.2178 | 608.8612 | 10268.0462 | 6709.8105 | 4307.5811 | 75.0419 | 0 | 15.3659 | 624.0873 | 174.4545 | 248.5301 | 6.0081 | 814.7014 | 1834.5048 | 502.8431 | 0 | 0 | 1001.3859 | 15.4733 | 42.2203 | 33.1181 | 1866.7292 | 346.2158 | 2723.8392 | 160.5242 | 1082.1057
31
32 | Subtotal Annual Costs | 1548029.0521 | 509565.3564 | [23 empty] | 596985.8429 | [15 empty] | 32139.8025 | 8771.5971 | [5 empty] | 103157.9933 | [18 empty] | 16077.5798 |  |  |  |  | 7264.1221 |  |  |  | 69108.1954 |  | 152043.8581 | [10 empty] | 19150.039 |  |  |  |  | 26493.0538 | [16 empty] | 7271.6117
33
34 | Sec Voltage Billed Demand |  | 273811 | [23 empty] | 193363 | [15 empty] | 0 | 0 | [5 empty] | 3319 | [18 empty] | 0 |  |  |  |  | 0 |  |  |  | 1040 |  | 47677 | [10 empty] | 47824 |  |  |  |  | 53929 | [16 empty] | 8557
35 | Primary Voltage Billed Demand |  | 264056 | [23 empty] | 83914 | [15 empty] | 56070 | 41376 | [5 empty] | 51915 | [18 empty] | 67312 |  |  |  |  | 11290 |  |  |  | 50976 |  | 22692 | [10 empty] | 0 |  |  |  |  | 0 | [16 empty] | 18816
36
37 | Total kW Demand | 1297937 | 537867 | [23 empty] | 277277 | [15 empty] | 56070 | 41376 | [5 empty] | 55234 | [18 empty] | 67312 |  |  |  |  | 11290 |  |  |  | 52016 |  | 70369 | [10 empty] | 47824 |  |  |  |  | 53929 | [16 empty] | 27373
38
39 | Coincidence Factor |  | 88.98% | [23 empty] | 89.86% | [15 empty] | 100% | 100% | [5 empty] | 98.68% | [18 empty] | 100% |  |  |  |  | 100% |  |  |  | 99.77% |  | 91.7% | [10 empty] | 95.85% |  |  |  |  | 94.93% | [16 empty] | 97.32%
40
41 | Sum of 12 months monthly coincident demands | 1198408 | 478594 | [23 empty] | 249161 | [15 empty] | 56070 | 41376 | [5 empty] | 54505 | [18 empty] | 67312 |  |  |  |  | 11290 |  |  |  | 51897 |  | 64529 | [10 empty] | 45839 |  |  |  |  | 51195 | [16 empty] | 26640
42
43 | Distribution Feeder Charge / kW |  | 1.06 | [23 empty] | 2.4 | [15 empty] | 0.57 | 0.21 | [5 empty] | 1.89 | [18 empty] | 0.24 |  |  |  |  | 0.64 |  |  |  | 1.33 |  | 2.36 | [10 empty] | 0.42 |  |  |  |  | 0.52 | [16 empty] | 0.27
44
45
46 |  | 33999739 | 12330682 | [23 empty] | 10604565 | [15 empty] | 814000 | 528475 | [5 empty] | 1958550 | [18 empty] | 876222 |  |  |  |  | 542125 |  |  |  | 812872 |  | 2505654 | [10 empty] | 515950 |  |  |  |  | 1879434 | [16 empty] | 631210
47 |  | 33999739 | 12330682 | [23 empty] | 10604565 | [15 empty] | 814000 | 528475 | [5 empty] | 1958550 | [18 empty] | 876222 |  |  |  |  | 542125 |  |  |  | 812872 |  | 2505654 | [10 empty] | 515950 |  |  |  |  | 1879434 | [16 empty] | 631210
48 |  | 0 | 0 | [23 empty] | 0 | [15 empty] | 0 | 0 | [5 empty] | 0 | [18 empty] | 0 |  |  |  |  | 0 |  |  |  | 0 |  | 0 | [10 empty] | 0 |  |  |  |  | 0 | [16 empty] | 0
49
50
51 | Allocated Net Book | 10482273.9012 | 15137.5058 | 97695.2696 | 62374.4125 | 1896.4181 | 111515.4133 | 23779.4899 | 86603.5677 | 55766.0493 | 63176.0547 | 36311.9914 |  | 76002.7354 | 237374.6683 | 55020.3704 | 96869.6549 | 814033.0493 | 470174.2781 | 0 | 232072.6303 | 176280.1667 | 65142.5571 | 218627.4856 | 132500.859 | 264745.857 | 1040496.5874 | 1900696.723 | 0 | 0 | 227790.0261 | 112629.4205 | 48298.8423 | 0 | 413958.8699 | 12504.4003 | 44894.6327 | 188331.1979 | 8526.4034 | 146555.0839 | 5701.2493 | 44161.085 | 209817.3253 | 0 | 0 | 13388.4924 | 7580.3365 | 10248.1648 | 27791.747 | 0 | 0 | 0 | 0 | 14.9318 | 340.0975 | 21.2899 | 428.9983 | 0 | 161.2364 | 12.7781 | 503.7792 | 9670.7756 | 735.1751 | 3897.6635 | 1181.9446 | 0 | 12266.6083 | 590375.5265 | 0 | 0 | 0 | 3633.7296 | 107719.9675 | 14357.369 | 2621.284 | 2829.2896 | 13594.3288 | 2996.558 | 493523.3266 | 9081.4276 | 315131.4152 | 61770.2317 | 14669.3601 | 263696.3224 | 87976.8224 | 106063.9115 | 221.0715 | 17046.3939 | 148779.9051 | 56525.0759 | 0 | 674.2867 | 4035.2804 | 10807.9817 | 92997.839 | 0 | 0 | 1292.2949 | 2803.391 | 53275.2462 | 36489.6797 | 29443.1142 | 547.7845 | 0 | 17.8025 | 1139.5829 | 803.281 | 1407.6714 | 39.3219 | 5631.2015 | 12999.5497 | 3656.2892 | 0 | 0 | 2172.5972 | 71.3094 | 117.2403 | 104.603 | 6062.6406 | 751.4041 | 7835.4359 | 909.3609 | 7868.0435
52 | Overhead | 145193 | 0 | 0 | 0 | 0 | 0 | 0 | 0 | 0 | 0 | 0 |  | 0 | 0 | 0 | 0 | 0 | 0 | 0 | 0 | 0 | 0 | 0 | 0 | 12895 | 0 | 0 | 0 | 0 | 0 | 0 | 0 | 0 | 0 | 0 | 0 | 0 | 0 | 0 | 0 | 0 | 0 | 0 | 0 | 0 | 0 | 0 | 0 | 0 | 0 | 0 | 0 | 0 | 0 | 0 | 0 | 0 | 0 | 0 | 0 | 0 | 0 | 0 | 0 | 0 | 9481 | 84307 | 0 | 0 | 0 | 0 | 0 | 3347 | 2621 | 0 | 0 | 0 | 0 | 0 | 0 | 0 | 0 | 0 | 0 | 0 | 0 | 0 | 0 | 0 | 0 | 674 | 4035 | 10808 | 0 | 0 | 0 | 0 | 0 | 0 | 0 | 0 | 0 | 0 | 0 | 0 | 0 | 0 | 0 | 0 | 0 | 0 | 0 | 0 | 2173 | 0 | 98 | 105 | 6063 | 751 | 7835 | 0 | 0
53 | Underground | 10337076 | 15138 | 97695 | 62374 | 1896 | 111515 | 23779 | 86604 | 55766 | 63176 | 36312 |  | 76003 | 237375 | 55020 | 96870 | 814033 | 470174 | 0 | 232073 | 176280 | 65143 | 218627 | 132501 | 251851 | 1040497 | 1900697 | 0 | 0 | 227790 | 112629 | 48299 | 0 | 413959 | 12504 | 44895 | 188331 | 8526 | 146555 | 5701 | 44161 | 209817 | 0 | 0 | 13388 | 7580 | 10248 | 27792 | 0 | 0 | 0 | 0 | 15 | 340 | 21 | 429 | 0 | 161 | 13 | 504 | 9671 | 735 | 3898 | 1182 | 0 | 2786 | 506069 | 0 | 0 | 0 | 3634 | 107720 | 11010 | 0 | 2829 | 13594 | 2997 | 493523 | 9081 | 315131 | 61770 | 14669 | 263696 | 87977 | 106064 | 221 | 17046 | 148780 | 56525 | 0 | 0 | 0 | 0 | 92998 | 0 | 0 | 1292 | 2803 | 53275 | 36490 | 29443 | 548 | 0 | 18 | 1140 | 803 | 1408 | 39 | 5631 | 13000 | 3656 | 0 | 0 | 0 | 71 | 19 | 0 | 0 | 0 | 0 | 909 | 7868
54
55 | O&M Costs: | 521702.0729 | 717.5412 | 4630.743 | 2956.5276 | 89.8704 | 5285.811 | 1127.1246 | 4105.0296 | 2643.3084 | 2994.5424 | 1721.1888 |  | 3602.5422 | 11251.575 | 2607.948 | 4591.638 | 38585.1642 | 22286.2476 | 0 | 11000.2602 | 8355.672 | 3087.7782 | 10362.9198 | 6280.5474 | 14755.2949 | 49319.5578 | 90093.0378 | 0 | 0 | 10797.246 | 5338.6146 | 2289.3726 | 0 | 19621.6566 | 592.6896 | 2128.023 | 8926.8894 | 404.1324 | 6946.707 | 270.2274 | 2093.2314 | 9945.3258 | 0 | 0 | 634.5912 | 359.292 | 485.7552 | 1317.3408 | 0 | 0 | 0 | 0 | 0.711 | 16.116 | 0.9954 | 20.3346 | 0 | 7.6314 | 0.6162 | 23.8896 | 458.4054 | 34.839 | 184.7652 | 56.0268 | 0 | 2203.6549 | 42408.7501 | 0 | 0 | 0 | 172.2516 | 5105.928 | 1253.1935 | 572.6885 | 134.0946 | 644.3556 | 142.0578 | 23392.9902 | 430.4394 | 14937.2094 | 2927.898 | 695.3106 | 12499.1904 | 4170.1098 | 5027.4336 | 10.4754 | 807.9804 | 7052.172 | 2679.285 | 0 | 147.269 | 881.6475 | 2361.548 | 4408.1052 | 0 | 0 | 61.2408 | 132.8622 | 2525.235 | 1729.626 | 1395.5982 | 25.9752 | 0 | 0.8532 | 54.036 | 38.0622 | 66.7392 | 1.8486 | 266.9094 | 616.2 | 173.2944 | 0 | 0 | 474.8005 | 3.3654 | 22.3136 | 22.9425 | 1324.7655 | 164.0935 | 1711.9475 | 43.0866 | 372.9432
56 | Overhead | 31724.6705 | 0 | 0 | 0 | 0 | 0 | 0 | 0 | 0 | 0 | 0 |  | 0 | 0 | 0 | 0 | 0 | 0 | 0 | 0 | 0 | 0 | 0 | 0 | 2817.5575 | 0 | 0 | 0 | 0 | 0 | 0 | 0 | 0 | 0 | 0 | 0 | 0 | 0 | 0 | 0 | 0 | 0 | 0 | 0 | 0 | 0 | 0 | 0 | 0 | 0 | 0 | 0 | 0 | 0 | 0 | 0 | 0 | 0 | 0 | 0 | 0 | 0 | 0 | 0 | 0 | 2071.5985 | 18421.0795 | 0 | 0 | 0 | 0 | 0 | 731.3195 | 572.6885 | 0 | 0 | 0 | 0 | 0 | 0 | 0 | 0 | 0 | 0 | 0 | 0 | 0 | 0 | 0 | 0 | 147.269 | 881.6475 | 2361.548 | 0 | 0 | 0 | 0 | 0 | 0 | 0 | 0 | 0 | 0 | 0 | 0 | 0 | 0 | 0 | 0 | 0 | 0 | 0 | 0 | 474.8005 | 0 | 21.413 | 22.9425 | 1324.7655 | 164.0935 | 1711.9475 | 0 | 0
57 | Underground | 489977.4024 | 717.5412 | 4630.743 | 2956.5276 | 89.8704 | 5285.811 | 1127.1246 | 4105.0296 | 2643.3084 | 2994.5424 | 1721.1888 |  | 3602.5422 | 11251.575 | 2607.948 | 4591.638 | 38585.1642 | 22286.2476 | 0 | 11000.2602 | 8355.672 | 3087.7782 | 10362.9198 | 6280.5474 | 11937.7374 | 49319.5578 | 90093.0378 | 0 | 0 | 10797.246 | 5338.6146 | 2289.3726 | 0 | 19621.6566 | 592.6896 | 2128.023 | 8926.8894 | 404.1324 | 6946.707 | 270.2274 | 2093.2314 | 9945.3258 | 0 | 0 | 634.5912 | 359.292 | 485.7552 | 1317.3408 | 0 | 0 | 0 | 0 | 0.711 | 16.116 | 0.9954 | 20.3346 | 0 | 7.6314 | 0.6162 | 23.8896 | 458.4054 | 34.839 | 184.7652 | 56.0268 | 0 | 132.0564 | 23987.6706 | 0 | 0 | 0 | 172.2516 | 5105.928 | 521.874 | 0 | 134.0946 | 644.3556 | 142.0578 | 23392.9902 | 430.4394 | 14937.2094 | 2927.898 | 695.3106 | 12499.1904 | 4170.1098 | 5027.4336 | 10.4754 | 807.9804 | 7052.172 | 2679.285 | 0 | 0 | 0 | 0 | 4408.1052 | 0 | 0 | 61.2408 | 132.8622 | 2525.235 | 1729.626 | 1395.5982 | 25.9752 | 0 | 0.8532 | 54.036 | 38.0622 | 66.7392 | 1.8486 | 266.9094 | 616.2 | 173.2944 | 0 | 0 | 0 | 3.3654 | 0.9006 | 0 | 0 | 0 | 0 | 43.0866 | 372.9432
58
59 | Non Coincident Rate to apply to Registered Demand |  | 0.95 | [23 empty] | 2.15 | [15 empty] | 0.57 | 0.21 | [5 empty] | 1.87 | [18 empty] | 0.24 |  |  |  |  | 0.64 |  |  |  | 1.33 |  | 2.16 | [10 empty] | 0.4 |  |  |  |  | 0.49 | [16 empty] | 0.27
Note on BF9: prasan: 100% dedicated to customer
Note on BK9: prasan: 100% dedicated to customer
Note on B16: PSE: Only new addition receive updated Handy-Whitman
Note on B20: PSE: Update to new FCR Rates
Note on BF27: prasan: 100% dedicated to customer
Note on BK27: prasan: 100% Dedicated to customer

## Distribution Subs 2017
Puget Sound Energy
Directly Assigned Distribution Plant
Schedule 40
2017 Substation Cost Calculation
Line | Description | Total | Customer 1 | [20 empty] | Customer 2 | [9 empty] | Customer 3 | [5 empty] | Customer 4 |  |  |  |  | Customer 5 |  |  |  |  | Customer 6 |  |  |  | Customer 8 |  |  |  | Customer 9 | [5 empty] | Customer 10 |  |  | Customer 11 |  |  | Customer 12 | [5 empty] | Customer 7
1 | Substation |  | Sub 1 - Evergreen |  |  |  | Sub 2 - Kenilworth |  |  |  |  | Sub 3 - Spiritbrook | [5 empty] | Sub 5 - Bridal Trails |  |  | Sub 15 - Ardmore |  |  | Sub 1 - Evergreen |  |  |  | Sub 5 - Bridal Trails |  |  | Sub 15 - Ardmore |  |  | Sub 3 - Spiritbrook | [5 empty] | Sub 6 - Kent |  |  |  |  | Sub 7 - Victoria Park |  |  |  |  | Sub 8 - Airport |  |  |  | Sub 10 - North Bellevue |  |  |  | Sub 11 - Center |  |  | Sub 10 - North Bellevue |  |  | Sub 12 - M Street |  |  | Sub 13 - Goodes Corner |  |  | Sub 14 - Cedarhurst | [5 empty] | Sub 9 - Falcon
2 | Allocations |  | Original | Retirements | Additions | Additions | Original | Retirements | Additions | Additions | Additions | Original | Retirements | Additions | Additions | Additions | Additions | Original | Retirements | Additions | Original | Retirements | Additions | Original | Retirements | Additions | Additions | Original | Retirements | Additions | Original | Retirements | Additions | Original | Retirements | Additions | Additions | Additions | Additions | Original | Retirements | Additions | Additions | Additions | Original | Retirements | Additions | Additions | Additions | Original | Transfer | Additions | Additions | Original | Retirements | Additions | Additions | Original | Retirements | Additions | Original | Retirements | Additions | Original | Retirements | Additions | Original | Retirements | Additions | Original | Retirements | Additions |  |  |  | Original | Retirements | Additions | Additions | Additions
3 | % Alloc to Customer |  | 56.25% | 56.25% | 56.25% | 56.25% | 49.97% | 49.97% | 49.97% | 49.97% | 49.97% | 25.69% | 25.69% | 25.69% | 25.69% | 25.69% | 25.69% | 0% | 0% | 0% | 32.18% |  |  | 18.93% | 18.93% | 18.93% | 18.93% | 47.37% | 47.37% | 47.37% | 17.87% |  |  | 23.71% | 23.71% | 23.71% | 23.71% | 23.71% | 23.71% | 11.46% | 11.46% | 11.46% | 11.46% | 11.46% | 27.03% | 27.03% | 27.03% | 27.03% | 27.03% | 32.15% | 32.15% | 32.15% | 32.15% | 12.81% | 12.81% | 12.81% | 12.81% | 15.28% | 15.28% | 15.28% | 4.703% | 4.703% | 4.703% | 23.16% | 23.16% | 23.16% | 26.04% | 26.04% | 26.04% | 11.83% | 11.83% | 11.83% | 11.83% | 11.83% | 11.83% | 8.107% | 8.107% | 8.107% | 8.107% | 8.107%
4 | % Alloc to Area |  | 100% | 100% | 100% | 100% | 100% | 100% | 100% | 100% | 100% | 100% | 100% | 100% | 100% | 100% | 100% | 100% | 100% | 100% | 100% |  |  | 100% | 100% | 100% | 100% | 100% | 100% | 100% | 100% |  |  | 100% | 100% | 100% | 100% | 100% | 100% | 100% | 100% | 100% | 100% | 100% | 100% | 100% | 100% | 100% | 100% | 100% | 100% | 100% | 100% | 100% | 100% | 100% | 100% | 100% | 100% | 100% | 100% | 100% | 100% | 100% | 100% | 100% | 100% | 100% | 100% | 100% | 100% | 100% | 100% | 100% | 100% | 100% | 100% | 100% | 100% | 100%
5 | Year Added to Rate |  | 2004 | 2004 | 2007 | 2016 | 2004 | 2004 | 2007 | 2010 | 2016 | 2004 | 2004 | 2007 | 2008 | 2010 | 2016 | 2004 | 2004 | 2010 | 2016 |  |  | 2004 | 2004 | 2007 | 2016 | 2004 | 2004 | 2010 | 2016 |  |  | 2004 | 2004 | 2007 | 2008 | 2010 | 2016 | 2004 | 2004 | 2007 | 2010 | 2016 | 2006 | 2004 | 2007 | 2010 | 2016 | 2006 | 2006 | 2008 | 2016 | 2008 | 2008 | 2009 | 2016 | 2011 | 2011 | 2016 | 2016 |  |  | 2011 | 2011 | 2016 | 2011 | 2011 | 2016 | 2004 | 2004 | 2006 | 2007 | 2009 | 2016 | 2007 | 2007 | 2008 | 2010 | 2016
6 | Plant Age |  | 10 | 10 | 0 | 0 | 20 | 20 | 0 | 0 | 0 | 17 | 17 | 0 | 0 | 0 | 0 | 5 | 5 | 0 | 5 |  |  | 10 | 10 | 0 | 0 | 5 | 5 | 0 | 5 |  |  | 17 | 17 | 0 | 0 | 0 | 0 | 18 | 18 | 0 | 0 | 0 | 16 | 16 | 0 | 0 | 0 | 22 | 22 | 0 | 0 | 15 | 15 | 0 | 0 | 9 | 9 | 0 | 20 |  |  | 29 | 29 | 0 | 19 | 19 | 0 | 23 | 23 | 0 | 0 | 0 | 0 | 13 | 13 | 0 | 0 | 0
7 | Base Substation Costs Acnt 360 | 10216547.14 | 60571 | 0 | 0 | 0 | 18145 | 0 | 0 | 0 | 0 | 29774 | 0 | 0 | 0 | 0 | 0 | 892651 | 0 | 0 | 7628558.67 |  |  | 60571 | 0 | 0 | 0 | 892651 | 0 | 0 | 7628558.67 |  |  | 29774 | 0 | 0 | 0 | 0 | 0 | 495 | 0 | 0 | 0 | 0 | 122539.66 | 0 | 0 | 0 | 0 | 9399.49 | 0 | 0 | 0 | 159055.58 | 0 | 0 | 0 | 866869.03 | 0 | 0 | 159055.58 |  |  | 6075.87 | 0 | 0 | 144494.84 | 0 | 0 | 7653 | 0 | 0 | 0 | 0 | 0 | 270265 | 0 | 0 | 0 | 0
8 | Base Substation Costs Acnt 361 | 711893.97 | 11487 | 0 | 0 | 0 | 22218 | 0 | 0 | 0 | 0 | 21385 | 0 | 0 | 0 | 0 | 0 | 10576 | 0 | 0 | 413494.06 |  |  | 11487 | 0 | 0 | 0 | 10576 | 0 | 0 | 413494.06 |  |  | 21385 | 0 | 0 | 0 | 0 | 0 | 0 | 0 | 0 | 0 | 0 | 35438.47 | 0 | 0 | 0 | 0 | 4084.96 | 0 | 0 | 0 | 65943.27 | 0 | 0 | 0 | 68611.37 | 0 | 0 | 52191.05 |  |  | 14774.08 | 0 | 0 | 14467.76 | 0 | 0 | 0 | 0 | 0 | 0 | 0 | 0 | 29414 | 0 | 0 | 0 | 0
9 | Base Substation Costs Acnt 362 | 26809574.4 | 1403836 | -465410.11 | 6869.39 | 363289.34 | 301777 | 794405.28 | 63080.1 | 133496.34 | 77245.76 | 584437 | -411985.39 | 10462.09 | 742364.67 | 113758 | 25135.8 | 2982377 | 612819.94 | 64238.19 | 9292580.84 |  |  | 1403836 | -465410.11 | 6869.39 | 363289.34 | 2982377 | 612819.94 | 64238.19 | 9292580.84 |  |  | 584437 | -411985.39 | 10462.09 | 742364.67 | 113758 | 25135.8 | 454726 | -442435.75 | 30229.73 | 393606.84 | 235121.3 | 586039.74 | -551929.52 | 92574.71 | 479614.37 | 10526 | 173247.09 | 12418.34 | 6263.77 | 14122.66 | 1896922.69 | -1154092.16 | 1019332.61 | 466204.65 | 4621091.53 | -655286.34 | 100642.87 | 2242120.01 |  |  | 123960.6 | -832883.33 | 1253632.16 | 735249.49 | -85077.74 | 15500.31 | 304965 | -112532.86 | 59021 | 84990 | 709 | 24207.74 | 995224 | -241130 | 16908 | 191164 | -208051.34
10
11 | Land FCR |  | 9.135% | 9.135% | 9.135% | 9.135% | 9.135% | 9.135% | 9.135% | 9.135% | 9.135% | 9.135% | 9.135% | 9.135% | 9.135% | 9.135% | 9.135% | 9.135% | 9.135% | 9.135% | 9.135% |  |  | 9.135% | 9.135% | 9.135% | 9.135% | 9.135% | 9.135% | 9.135% | 9.135% |  |  | 9.135% | 9.135% | 9.135% | 9.135% | 9.135% | 9.135% | 9.135% | 9.135% | 9.135% | 9.135% | 9.135% | 9.135% | 9.135% | 9.135% | 9.135% | 9.135% | 9.135% | 9.135% | 9.135% | 9.135% | 9.135% | 9.135% | 9.135% | 9.135% | 9.135% | 9.135% | 9.135% | 9.135% |  |  | 9.135% | 9.135% | 9.135% | 9.135% | 9.135% | 9.135% | 9.135% | 9.135% | 9.135% | 9.135% | 9.135% | 9.135% | 9.135% | 9.135% | 9.135% | 9.135% | 9.135%
12 | Plant FCR |  | 9.653% | 9.653% | 10.06% | 10.06% | 9.9% | 9.9% | 10.06% | 10.06% | 10.06% | 9.646% | 9.646% | 10.06% | 10.06% | 10.06% | 10.06% | 9.857% | 9.857% | 10.06% | 9.857% |  |  | 9.653% | 9.653% | 10.06% | 10.06% | 9.857% | 9.857% | 10.06% | 9.857% |  |  | 9.646% | 9.646% | 10.06% | 10.06% | 10.06% | 10.06% | 9.706% | 9.706% | 10.06% | 10.06% | 10.06% | 9.606% | 9.606% | 10.06% | 10.06% | 10.06% | 10.11% | 10.11% | 10.06% | 10.06% | 9.583% | 9.583% | 10.06% | 10.06% | 9.699% | 9.699% | 10.06% | 9.9% |  |  | 11.1% | 11.1% | 10.06% | 9.789% | 9.789% | 10.06% | 10.22% | 10.22% | 10.06% | 10.06% | 10.06% | 10.06% | 9.579% | 9.579% | 10.06% | 10.06% | 10.06%
13 | O&M % |  | 7.6% | 7.6% | 7.6% | 7.6% | 7.6% | 7.6% | 7.6% | 7.6% | 7.6% | 7.6% | 7.6% | 7.6% | 7.6% | 7.6% | 7.6% | 7.6% | 7.6% | 7.6% | 7.6% |  |  | 7.6% | 7.6% | 7.6% | 7.6% | 7.6% | 7.6% | 7.6% | 7.6% |  |  | 7.6% | 7.6% | 7.6% | 7.6% | 7.6% | 7.6% | 7.6% | 7.6% | 7.6% | 7.6% | 7.6% | 7.6% | 7.6% | 7.6% | 7.6% | 7.6% | 7.6% | 7.6% | 7.6% | 7.6% | 7.6% | 7.6% | 7.6% | 7.6% | 7.6% | 7.6% | 7.6% | 7.6% |  |  | 7.6% | 7.6% | 7.6% | 7.6% | 7.6% | 7.6% | 7.6% | 7.6% | 7.6% | 7.6% | 7.6% | 7.6% | 7.6% | 7.6% | 7.6% | 7.6% | 7.6%
14 | A&G % to O&M |  | 44% | 44% | 44% | 44% | 44% | 44% | 44% | 44% | 44% | 44% | 44% | 44% | 44% | 44% | 44% | 44% | 44% | 44% | 44% |  |  | 44% | 44% | 44% | 44% | 44% | 44% | 44% | 44% |  |  | 44% | 44% | 44% | 44% | 44% | 44% | 44% | 44% | 44% | 44% | 44% | 44% | 44% | 44% | 44% | 44% | 44% | 44% | 44% | 44% | 44% | 44% | 44% | 44% | 44% | 44% | 44% | 44% |  |  | 44% | 44% | 44% | 44% | 44% | 44% | 44% | 44% | 44% | 44% | 44% | 44% | 44% | 44% | 44% | 44% | 44%
15 | A&G % (resulting) |  | 3.344% | 3.344% | 3.344% | 3.344% | 3.344% | 3.344% | 3.344% | 3.344% | 3.344% | 3.344% | 3.344% | 3.344% | 3.344% | 3.344% | 3.344% | 3.344% | 3.344% | 3.344% | 3.344% |  |  | 3.344% | 3.344% | 3.344% | 3.344% | 3.344% | 3.344% | 3.344% | 3.344% |  |  | 3.344% | 3.344% | 3.344% | 3.344% | 3.344% | 3.344% | 3.344% | 3.344% | 3.344% | 3.344% | 3.344% | 3.344% | 3.344% | 3.344% | 3.344% | 3.344% | 3.344% | 3.344% | 3.344% | 3.344% | 3.344% | 3.344% | 3.344% | 3.344% | 3.344% | 3.344% | 3.344% | 3.344% |  |  | 3.344% | 3.344% | 3.344% | 3.344% | 3.344% | 3.344% | 3.344% | 3.344% | 3.344% | 3.344% | 3.344% | 3.344% | 3.344% | 3.344% | 3.344% | 3.344% | 3.344%
16
17 | Annual Plant Cost |  | 142149.708 | -44924.437 | 690.7376 | 36529.824 | 33732.5509 | 78644.6868 | 6342.8917 | 13423.4542 | 7767.291 | 61158.0913 | -39740.4545 | 1051.9943 | 74646.9762 | 11438.7053 | 2527.4795 | 376569.6752 | 60406.974 | 6459.3411 | 1653653.4818 | 0 | 0 | 142149.708 | -44924.437 | 690.7376 | 36529.824 | 376569.6752 | 60406.974 | 6459.3411 | 1653653.4818 | 0 | 0 | 61158.0913 | -39740.4545 | 1051.9943 | 74646.9762 | 11438.7053 | 2527.4795 | 44181.2462 | -42943.1253 | 3039.6893 | 39578.3388 | 23642.1462 | 70893.9292 | -53018.4876 | 9308.6625 | 48226.6518 | 1058.4206 | 18782.7685 | 1255.2008 | 629.8407 | 1420.0755 | 202632.3095 | -110596.8784 | 102496.9266 | 46878.2646 | 534028.4903 | -63553.6543 | 10119.94 | 241663.1269 | 0 | 0 | 15956.2048 | -92459.6303 | 126056.4434 | 86592.6627 | -8328.5498 | 1558.6023 | 31856.8466 | -11497.2738 | 5934.7371 | 8545.9974 | 71.2921 | 2434.1603 | 122836.285 | -23096.9545 | 1700.1497 | 19222.1089 | -20920.1812
18 | O&M |  | 112167.944 | -35371.1684 | 522.0736 | 27609.9898 | 26002.64 | 60374.8013 | 4794.0876 | 10145.7218 | 5870.6778 | 48305.296 | -31310.8896 | 795.1188 | 56419.7149 | 8645.608 | 1910.3208 | 295305.904 | 46574.3154 | 4882.1024 | 1317432.1513 | 0 | 0 | 112167.944 | -35371.1684 | 522.0736 | 27609.9898 | 295305.904 | 46574.3154 | 4882.1024 | 1317432.1513 | 0 | 0 | 48305.296 | -31310.8896 | 795.1188 | 56419.7149 | 8645.608 | 1910.3208 | 34596.796 | -33625.117 | 2297.4595 | 29914.1198 | 17869.2188 | 56545.3581 | -41946.6435 | 7035.678 | 36450.6921 | 799.976 | 14191.597 | 943.7938 | 476.0465 | 1073.3222 | 161266.037 | -87711.0042 | 77469.2784 | 35431.5534 | 422299.4667 | -49801.7618 | 7648.8581 | 186455.8646 | 0 | 0 | 11005.6018 | -63299.1331 | 95276.0442 | 67960.1188 | -6465.9082 | 1178.0236 | 23758.968 | -8552.4974 | 4485.596 | 6459.24 | 53.884 | 1839.7882 | 98412.628 | -18325.88 | 1285.008 | 14528.464 | -15811.9018
19 | A&G |  | 49353.8954 | -15563.3141 | 229.7124 | 12148.3955 | 11441.1616 | 26564.9126 | 2109.3985 | 4464.1176 | 2583.0982 | 21254.3302 | -13776.7914 | 349.8523 | 24824.6746 | 3804.0675 | 840.5412 | 129934.5978 | 20492.6988 | 2148.1251 | 579670.1466 | 0 | 0 | 49353.8954 | -15563.3141 | 229.7124 | 12148.3955 | 129934.5978 | 20492.6988 | 2148.1251 | 579670.1466 | 0 | 0 | 21254.3302 | -13776.7914 | 349.8523 | 24824.6746 | 3804.0675 | 840.5412 | 15222.5902 | -14795.0515 | 1010.8822 | 13162.2127 | 7862.4563 | 24879.9576 | -18456.5231 | 3095.6983 | 16038.3045 | 351.9894 | 6244.3027 | 415.2693 | 209.4605 | 472.2618 | 70957.0563 | -38592.8418 | 34086.4825 | 15589.8835 | 185811.7653 | -21912.7752 | 3365.4976 | 82040.5804 | 0 | 0 | 4842.4648 | -27851.6186 | 41921.4594 | 29902.4523 | -2844.9996 | 518.3304 | 10453.9459 | -3763.0988 | 1973.6622 | 2842.0656 | 23.709 | 809.5068 | 43301.5563 | -8063.3872 | 565.4035 | 6392.5242 | -6957.2368
20 | Total Annual Net Cost |  | 303671.5473 | -95858.9195 | 1442.5236 | 76288.2093 | 71176.3525 | 165584.4006 | 13246.3779 | 28033.2936 | 16221.067 | 130717.7175 | -84828.1356 | 2196.9654 | 155891.3657 | 23888.3809 | 5278.3414 | 801810.177 | 127473.9882 | 13489.5686 | 3550755.7797 | 0 | 0 | 303671.5473 | -95858.9195 | 1442.5236 | 76288.2093 | 801810.177 | 127473.9882 | 13489.5686 | 3550755.7797 | 0 | 0 | 130717.7175 | -84828.1356 | 2196.9654 | 155891.3657 | 23888.3809 | 5278.3414 | 94000.6324 | -91363.2938 | 6348.0309 | 82654.6714 | 49373.8213 | 152319.2449 | -113421.6542 | 19440.0388 | 100715.6485 | 2210.3861 | 39218.6683 | 2614.2639 | 1315.3477 | 2965.6594 | 434855.4028 | -236900.7243 | 214052.6874 | 97899.7015 | 1142139.7223 | -135268.1913 | 21134.2957 | 510159.5719 | 0 | 0 | 31804.2714 | -183610.382 | 263253.947 | 184455.2338 | -17639.4577 | 3254.9562 | 66069.7606 | -23812.87 | 12393.9954 | 17847.303 | 148.885 | 5083.4553 | 264550.4693 | -49486.2217 | 3550.5612 | 40143.0971 | -43689.3199
21 | Annual Sub Costs | 3118291.4568 | 170813.9355 | -53920.2287 | 811.4133 | 42911.7887 | 35563.3001 | 82734.3286 | 6618.5593 | 14006.8492 | 8104.8642 | 33579.86 | -21791.3606 | 564.3748 | 40046.6772 | 6136.647 | 1355.9445 | 0 | 0 | 0 | 1142686.8379 | 0 | 0 | 57495.8813 | -18149.5208 | 273.1213 | 14444.0856 | 379836.7746 | 60387.4956 | 6390.3333 | 634435.1537 | 0 | 0 | 30989.4188 | -20110.3161 | 520.8374 | 36957.3682 | 5663.2494 | 1251.3432 | 10771.7591 | -10469.5401 | 727.4362 | 9471.598 | 5657.8652 | 41169.1842 | -30655.8569 | 5254.2969 | 27221.6494 | 597.4281 | 12610.7076 | 840.6129 | 422.9482 | 953.6036 | 55722.7457 | -30356.6628 | 27428.8957 | 12544.952 | 174492.3042 | -20665.8239 | 3228.8273 | 23991.955 | 0 | 0 | 7365.194 | -42520.2662 | 60964.025 | 48027.4489 | -4592.8659 | 847.5078 | 7815.5946 | -2816.8974 | 1466.1237 | 2111.2122 | 17.6121 | 601.3375 | 21447.0057 | -4011.8291 | 287.8426 | 3254.3856 | -3541.8765
22
23 | Ardmore Substation Reduction | -250000 | [18 empty] | -160750 | [9 empty] | -89250
24
25 | Annual Costs Less Ardmore Reduction | 2868291.4568 | 1349473.7911 | [20 empty] | 1045863.3246 | [9 empty] | 55271.901 | [5 empty] | 16159.1184 |  |  |  |  | 43586.7017 |  |  |  |  | 14827.8722 |  |  |  | 65339.9306 |  |  |  | 181047.2626 | [5 empty] | 25808.9528 |  |  | 44282.0908 |  |  | 9194.9827 | [5 empty] | 17435.5283
26
27 | Sec Voltage Billed Demand |  | 273811 | [20 empty] | 193363 | [9 empty] | 0 | [5 empty] | 0 |  |  |  |  | 3319 |  |  |  |  | 0 |  |  |  | 1040 |  |  |  | 47677 | [5 empty] | 47824 |  |  | 53929 |  |  | 8557 | [5 empty] | 0
28 | Primary Voltage Billed Demand |  | 264056 | [20 empty] | 83914 | [9 empty] | 56070 | [5 empty] | 41376 |  |  |  |  | 51915 |  |  |  |  | 67312 |  |  |  | 50976 |  |  |  | 22692 | [5 empty] | 0 |  |  | 0 |  |  | 18816 | [5 empty] | 11290
29
30 | Total kW Demand | 1297937 | 537867 | [20 empty] | 277277 | [9 empty] | 56070 | [5 empty] | 41376 |  |  |  |  | 55234 |  |  |  |  | 67312 |  |  |  | 52016 |  |  |  | 70369 | [5 empty] | 47824 |  |  | 53929 |  |  | 27373 | [5 empty] | 11290
31
32 | Coincidence Factor |  | 88.98% | [20 empty] | 89.86% | [9 empty] | 100% | [5 empty] | 100% |  |  |  |  | 98.68% |  |  |  |  | 100% |  |  |  | 99.77% |  |  |  | 91.7% | [5 empty] | 95.85% |  |  | 94.93% |  |  | 97.32% | [5 empty] | 100%
33
34 | Sum of 12 months monthly coincident demands | 1198405 | 478594 | [20 empty] | 249161 | [9 empty] | 56070 | [5 empty] | 41376 |  |  |  |  | 54505 |  |  |  |  | 67312 |  |  |  | 51896 |  |  |  | 64528 | [5 empty] | 45839 |  |  | 51195 |  |  | 26639 | [5 empty] | 11290
35
36 | Distribution Substation Charge / kW |  | 2.82 | [20 empty] | 4.2 | [9 empty] | 0.99 | [5 empty] | 0.39 |  |  |  |  | 0.8 |  |  |  |  | 0.22 |  |  |  | 1.26 |  |  |  | 2.81 | [5 empty] | 0.56 |  |  | 0.86 |  |  | 0.35 | [5 empty] | 1.54
37
38
39 | Check Current Net Plant | 64584651.64 | 1380642.62 |  |  |  | 1410367.48 |  |  |  |  | 1115331.17 | [5 empty] | 4562662.13 |  |  | 17334633.57 |  |  | 1380642.62 |  |  |  | 4562662.13 |  |  | 17334633.57 |  |  | 1115331.17 | [5 empty] | 671743.12 |  |  |  |  | 774803.43 |  |  |  |  | 219536.31 |  |  |  | 2453366.64 |  |  |  | 7455295.1 | [5 empty] | 565559.38 |  |  | 824634.66 |  |  | 369012.88 | [5 empty] | 1053793.66
40 | Check | 64584651.64 | 1380642.62 |  |  |  | 1410367.48 |  |  |  |  | 1115331.17 | [5 empty] | 4562662.13 |  |  | 17334633.57 |  |  | 1380642.62 |  |  |  | 4562662.13 |  |  | 17334633.57 |  |  | 1115331.17 | [5 empty] | 671743.12 |  |  |  |  | 774803.43 |  |  |  |  | 219536.31 |  |  |  | 2453366.64 |  |  |  | 7455295.1 | [5 empty] | 565559.38 |  |  | 824634.66 |  |  | 369012.88 | [5 empty] | 1053793.66
41 | Check | 0 | 0 |  |  |  | 0 |  |  |  |  | 0 | [5 empty] | 0 |  |  | 0 |  |  | 0 |  |  |  | 0 |  |  | 0 |  |  | 0 | [5 empty] | 0 |  |  |  |  | 0 |  |  |  |  | 0 |  |  |  | 0 |  |  |  | 0 | [5 empty] | 0 |  |  | 0 |  |  | 0 | [5 empty] | 0
42
43
44 | Net Plant Direct Assignment
45 | Total Substation | 64584651.64 | 1475894 | -465410.11 | 6869.39 | 363289.34 | 342140 | 794405.28 | 63080.1 | 133496.34 | 77245.76 | 635596 | -411985.39 | 10462.09 | 742364.67 | 113758 | 25135.8 | 3885604 | 612819.94 | 64238.19 | 17334633.57 | 0 | 0 | 1475894 | -465410.11 | 6869.39 | 363289.34 | 3885604 | 612819.94 | 64238.19 | 17334633.57 | 0 | 0 | 635596 | -411985.39 | 10462.09 | 742364.67 | 113758 | 25135.8 | 455221 | -442435.75 | 30229.73 | 393606.84 | 235121.3 | 744017.87 | -551929.52 | 92574.71 | 479614.37 | 10526 | 186731.54 | 12418.34 | 6263.77 | 14122.66 | 2121921.54 | -1154092.16 | 1019332.61 | 466204.65 | 5556571.93 | -655286.34 | 100642.87 | 2453366.64 | 0 | 0 | 144810.55 | -832883.33 | 1253632.16 | 894212.09 | -85077.74 | 15500.31 | 312618 | -112532.86 | 59021 | 84990 | 709 | 24207.74 | 1294903 | -241130 | 16908 | 191164 | -208051.34
46 | FERC 360 | 18987157.39 | 60571 | 0 | 0 | 0 | 18145 | 0 | 0 | 0 | 0 | 29774 | 0 | 0 | 0 | 0 | 0 | 892651 | 0 | 0 | 7628558.67 | 0 | 0 | 60571 | 0 | 0 | 0 | 892651 | 0 | 0 | 7628558.67 | 0 | 0 | 29774 | 0 | 0 | 0 | 0 | 0 | 495 | 0 | 0 | 0 | 0 | 122539.66 | 0 | 0 | 0 | 0 | 9399.49 | 0 | 0 | 0 | 159055.58 | 0 | 0 | 0 | 866869.03 | 0 | 0 | 159055.58 | 0 | 0 | 6075.87 | 0 | 0 | 144494.84 | 0 | 0 | 7653 | 0 | 0 | 0 | 0 | 0 | 270265 | 0 | 0 | 0 | 0
47 | FERC 361 | 1221027.08 | 11487 | 0 | 0 | 0 | 22218 | 0 | 0 | 0 | 0 | 21385 | 0 | 0 | 0 | 0 | 0 | 10576 | 0 | 0 | 413494.06 | 0 | 0 | 11487 | 0 | 0 | 0 | 10576 | 0 | 0 | 413494.06 | 0 | 0 | 21385 | 0 | 0 | 0 | 0 | 0 | 0 | 0 | 0 | 0 | 0 | 35438.47 | 0 | 0 | 0 | 0 | 4084.96 | 0 | 0 | 0 | 65943.27 | 0 | 0 | 0 | 68611.37 | 0 | 0 | 52191.05 | 0 | 0 | 14774.08 | 0 | 0 | 14467.76 | 0 | 0 | 0 | 0 | 0 | 0 | 0 | 0 | 29414 | 0 | 0 | 0 | 0
48 | FERC 362 | 44376467.17 | 1403836 | -465410.11 | 6869.39 | 363289.34 | 301777 | 794405.28 | 63080.1 | 133496.34 | 77245.76 | 584437 | -411985.39 | 10462.09 | 742364.67 | 113758 | 25135.8 | 2982377 | 612819.94 | 64238.19 | 9292580.84 | 0 | 0 | 1403836 | -465410.11 | 6869.39 | 363289.34 | 2982377 | 612819.94 | 64238.19 | 9292580.84 | 0 | 0 | 584437 | -411985.39 | 10462.09 | 742364.67 | 113758 | 25135.8 | 454726 | -442435.75 | 30229.73 | 393606.84 | 235121.3 | 586039.74 | -551929.52 | 92574.71 | 479614.37 | 10526 | 173247.09 | 12418.34 | 6263.77 | 14122.66 | 1896922.69 | -1154092.16 | 1019332.61 | 466204.65 | 4621091.53 | -655286.34 | 100642.87 | 2242120.01 | 0 | 0 | 123960.6 | -832883.33 | 1253632.16 | 735249.49 | -85077.74 | 15500.31 | 304965 | -112532.86 | 59021 | 84990 | 709 | 24207.74 | 995224 | -241130 | 16908 | 191164 | -208051.34
49
50 | Total Allocated Substation | 15156589 | 830184 | -261791 | 3864 | 204349 | 170950 | 396925 | 31518 | 66702 | 38596 | 163278 | -105834 | 2688 | 190705 | 29223 | 6457 | 0 | 0 | 0 | 5578547 | 0 | 0 | 279439 | -88119 | 1301 | 68784 | 1840704 | 290308 | 30431 | 3097285 | 0 | 0 | 150682 | -97670 | 2480 | 175993 | 26969 | 5959 | 52165 | -50700 | 3464 | 45104 | 26943 | 201094 | -149177 | 25021 | 129631 | 2845 | 60043 | 3993 | 2014 | 4541 | 271905 | -147886 | 130618 | 59740 | 848914 | -100112 | 15376 | 115377 | 0 | 0 | 33535 | -192878 | 290315 | 232830 | -22152 | 4036 | 36980 | -13312 | 6982 | 10054 | 84 | 2864 | 104977 | -19548 | 1371 | 15498 | -16867
51 | FERC 360 | 4568552 | 34071 | 0 | 0 | 0 | 9066 | 0 | 0 | 0 | 0 | 7649 | 0 | 0 | 0 | 0 | 0 | 0 | 0 | 0 | 2454985 | 0 | 0 | 11468 | 0 | 0 | 0 | 422870 | 0 | 0 | 1363041 | 0 | 0 | 7059 | 0 | 0 | 0 | 0 | 0 | 57 | 0 | 0 | 0 | 0 | 33120 | 0 | 0 | 0 | 0 | 3022 | 0 | 0 | 0 | 20382 | 0 | 0 | 0 | 132437 | 0 | 0 | 7480 | 0 | 0 | 1407 | 0 | 0 | 37623 | 0 | 0 | 905 | 0 | 0 | 0 | 0 | 0 | 21910 | 0 | 0 | 0 | 0
52 | FERC 361 | 284113 | 6461 | 0 | 0 | 0 | 11101 | 0 | 0 | 0 | 0 | 5494 | 0 | 0 | 0 | 0 | 0 | 0 | 0 | 0 | 133069 | 0 | 0 | 2175 | 0 | 0 | 0 | 5010 | 0 | 0 | 73882 | 0 | 0 | 5070 | 0 | 0 | 0 | 0 | 0 | 0 | 0 | 0 | 0 | 0 | 9578 | 0 | 0 | 0 | 0 | 1314 | 0 | 0 | 0 | 8450 | 0 | 0 | 0 | 10482 | 0 | 0 | 2454 | 0 | 0 | 3421 | 0 | 0 | 3767 | 0 | 0 | 0 | 0 | 0 | 0 | 0 | 0 | 2385 | 0 | 0 | 0 | 0
53 | FERC 362 | 10303924 | 789652 | -261791 | 3864 | 204349 | 150783 | 396925 | 31518 | 66702 | 38596 | 150135 | -105834 | 2688 | 190705 | 29223 | 6457 | 0 | 0 | 0 | 2990493 | 0 | 0 | 265796 | -88119 | 1301 | 68784 | 1412824 | 290308 | 30431 | 1660362 | 0 | 0 | 138553 | -97670 | 2480 | 175993 | 26969 | 5959 | 52108 | -50700 | 3464 | 45104 | 26943 | 158396 | -149177 | 25021 | 129631 | 2845 | 55707 | 3993 | 2014 | 4541 | 243073 | -147886 | 130618 | 59740 | 705995 | -100112 | 15376 | 105443 | 0 | 0 | 28707 | -192878 | 290315 | 191440 | -22152 | 4036 | 36075 | -13312 | 6982 | 10054 | 84 | 2864 | 80682 | -19548 | 1371 | 15498 | -16867
25803636.97
Note on B11: PSE: Change only new additions
Note on B17: PSE: Update to new FCR Rates
Note on B18: PSE: Update to new FCR Rate

## Sub Net Book 9-16
2016-09-01
Sum of net_book_value | Plant ID | Plant Name
FERC | Sub 1 - Evergreen | Sub 2 - Kenilworth | Sub 3 - Spiritbrook | Sub 5 - Bridal Trails | Sub 6 - Kent | Sub 7 - Victoria Park | Sub 8 - Airport | Sub 9 - Falcon | Sub 10 - North Bellevue | Sub 11 - Center | Sub 12 - M Street | Sub 13 - Goodes Corner | Sub 14 - Cedarhurst | Sub 15 - Ardmore
E360 | 60570.58 | 18144.91 | 29773.78 | 892650.84 | 495 | 122539.66 | 9399.49 | 271188.17 | 159055.58 | 866869.03 | 6075.87 | 362370.03 | 7653.26 | 7628558.67 | 10435344.87
E361 | 10319.6 | 19466.36 | 17813.67 |  |  | 30305.26 | 9104.48 | 25993.72 | 52191.05 | 55014.06 | 12579.25 | 11340.38 |  | 413494.06 | 657621.89
E362 | 1309752.44 | 1372756.21 | 1067743.72 | 3670011.29 | 671248.12 | 621958.51 | 201032.34 | 756611.77 | 2242120.01 | 4080045.37 | 546904.26 | 450924.25 | 361359.62 | 9292580.84 | 26645048.75
Grand Total | 1380642.62 | 1410367.48 | 1115331.17 | 4562662.13 | 671743.12 | 774803.43 | 219536.31 | 1053793.66 | 2453366.64 | 5001928.46 | 565559.38 | 824634.66 | 369012.88 | 17334633.57 | 37738015.51
| 1380642.62 | 1410367.48 | 1115331.17 | 4562662.13 | 671743.12 | 774803.43 | 219536.31 | 1053793.66 | 2453366.64 | 5001928.46 | 565559.38 | 824634.66 | 369012.88 | 17334633.57 | 37738015.51
2010-12-01
Sum of net_book_value | Plant ID | Plant Name
FERC | Sub 1 - Evergreen | Sub 2 - Kenilworth | Sub 3 - Spiritbrook | Sub 4 - Interlaken | Sub 5 - Bridal Trails | Sub 6 - Kent | Sub 7 - Victoria Park | Sub 8 - Airport | Sub 9 - Falcon | Sub 10 - North Bellevue | Sub 11 - Center | Sub 12 - M Street | Sub 13 - Goodes Corner | Sub 14 - Cedarhurst
E360 | 60570.58 | 18144.91 | 29773.78 | 384397.38 | 892650.84 | 495 | 122539.66 | 9399.49 | 271409.62 | 159055.58 | 866869.03 | 6075.87 | 144494.84 | 7653.26
E361 | 13590.44 | 25024.78 | 22390.39 | 22018.99 |  |  | 37362.64 | 11114.42 | 31725.34 | 65682.99 | 68611.37 | 14774.08 | 14467.76 | 0
E362 | 1109719.16 | 381003.95 | 1202758.65 | 1064786.38 | 4579399.79 | 791233.76 | 868806.06 | 172481.4 | 958710.8 | 2916515.58 | 4621091.53 | 123960.6 | 735249.49 | 339871.14
Grand Total | 1183880.18 | 424173.64 | 1254922.82 | 1471202.75 | 5472050.63 | 791728.76 | 1028708.36 | 192995.31 | 1261845.76 | 3141254.15 | 5556571.93 | 144810.55 | 894212.09 | 347524.4
month | 2008-12-01
Sum of net_book_value
| Plant ID | Plant Name
FERC | Sub 1 - Evergreen | Sub 2 - Kenilworth | Sub 3 - Spiritbrook | Sub 4 - Interlaken | Sub 5 - Bridal Trails | Sub 6 - Kent | Sub 7 - Victoria Park | Sub 8 - Airport | Sub 9 - Falcon | Sub 10 - North Bellevue | Sub 14 - Cedarhurst
E360 | 60570.58 | 18144.91 | 29773.78 | 384397.38 | 892650.84 | 495 | 122539.66 | 9399.49 | 271495.96 | 159055.58 | 7653
E361 | 13509.85 | 25142.8 | 22486.5 | 21975.9 |  |  | 37756.2 | 11334.84 | 32180.97 | 65943.27 | 0
E362 | 1125510.4 | 277611.89 | 1185072.03 | 263140.78 | 2208322.75 | 426625 | 480690.26 | 173745.73 | 850139.52 | 1896922.69 | 351936
Grand Total | 1199590.83 | 320899.6 | 1237332.31 | 669514.06 | 3100973.59 | 427120 | 640986.12 | 194480.06 | 1153816.45 | 2121921.54 | 359589
2007-09-30
Sum of Net book Value | AssetSup.No.
FERC | Sub 1 - Evergreen | Sub 2 - Kenilworth | Sub 3 - Spiritbrook | Sub 4 - Interlaken | Sub 5 - Bridal Trails | Sub 6 - Kent | Sub 7 - Victoria Park | Sub 8 - Airport | Sub 9 - Falcon | Sub 14 - Cedarhurst
E360 | 60570.58 | 18144.91 | 29773.78 | 384397.38 | 892650.84 | 495 | 122539.66 | 9399.49 | 270265.49 | 7653
E361 | 15734.44 | 21258.08 | 19547.74 | 18775.67 |  |  | 33408.31 | 4404.36 | 29413.9 | 0
E362 | 1346922.35 | 307332.48 | 601041.56 | 277519.94 | 2763202.96 | 583227.23 | 666893.75 | 243514.76 | 995224.11 | 417140
| 1423227.37 | 346735.47 | 650363.08 | 680692.99 | 3655853.8 | 583722.23 | 822841.72 | 257318.61 | 1294903.5 | 424793
2005-09-30
Sum of Net book Value | AsstSupNo.
FERC | Sub 1 - Evergreen | Sub 2 - Kenilworth | Sub 3 - Spiritbrook | Sub 4 - Interlaken | Sub 5 - Bridal Trails | Sub 6 - Kent | Sub 7 - Victoria Park | Sub 8 - Airport | Sub 14 - Cedarhurst
E360 | 60570.58 | 18144.91 | 29773.78 | 384397.38 | 892650.84 | 495 | 122539.66 | 9399.49 | 7653
E361 | 10710.04 | 21232.09 | 20156.65 | 18562.94 |  |  | 35438.47 | 4084.96 | 0
E362 | 1367559.04 | 272798.89 | 637648.13 | 305009.82 | 2844774.97 | 437713.2 | 586039.74 | 173247.09 | 365170
| 1438839.66 | 312175.89 | 687578.56 | 707970.14 | 3737425.81 | 438208.2 | 744017.87 | 186731.54 | 372823
2003-09-30
Sum of Net book Value | AssetSup.No.
FERC | Sub 1 - Evergreen | Sub 2 - Kenilworth | Sub 3 - Spiritbrook | Sub 4 - Interlaken | Sub 5 - Bridal Trails | Sub 6 - Kent | Sub 14 - Cedarhurst
E360 | 60571 | 18145 | 29774 | 384397 | 892651 | 495 | 7653
E361 | 11487 | 22218 | 21385 | 19747 | 10576 | 0 | 0
E362 | 1403836 | 301777 | 584437 | 326881 | 2982377 | 454726 | 304965
| 1475894 | 342140 | 635596 | 731025 | 3885604 | 455221 | 312618

## 2017 Sub & Feeder NCP %
[5 empty] | % Substation Load |  |  |  | % Circuit Load
|  |  | NCP |  | Test Year Ended September 2016 |  |  |  | Test Year Ended September 2016
Customer | Substation | Circuit | % Sub Load | % Circuit Load | Class NCP Load |  |  |  | Class NCP Load (SAS)
Customer 6 | AIR | AIR-25 | 32.15% | 74.9%
Customer 11 | GOO | GOO-15 | 26.04% | 81.9% | Sum of Total |  |  |  | Sum of Total
|  | GOO-16 |  | 14.93% | Substation | ALTSCH2 | Total | % to total | circuit_numbers | ALTSCH2 | Total | % to total
[5 empty] | AIR | Customer 6 | 136858.74 | 32.15% | AIR-25 | Customer 6 | 136858.74 | 74.9%
[6 empty] | OTHER | 288765.08 |  |  | OTHER | 45864.64
[5 empty] | ARD | Customer 1 | 218093.69 | 32.18% | ARD-11 | Customer 1 | 79862.32 | 66.01%
Customer 12 | CED | CED-16 | 11.83% | 14.73% |  | Customer 2 | 121088.56 | 17.87% |  | OTHER | 41131.24
|  | CED-17 |  | 32.13% |  | OTHER | 338516.49 |  | ARD-12 | Customer 1 | 8361.78 | 13.2%
Customer 4 | KNT | KNT-35 | 11.46% | 81.07% | BTR | Customer 2 | 261889.57 | 47.37% |  | OTHER | 55002.9
Customer 10 | MST | MST-27 | 23.16% | 59.92% |  | OTHER | 290941.9 |  | ARD-13 | Customer 2 | 54062.38 | 39.17%
Customer 8 | NOB | NOB-11 | 12.81% | 71.88% | CED | Customer 12 | 65470.54 | 11.83% |  | OTHER | 83957.12
[6 empty] | OTHER | 487989.96 |  | ARD-43 | Customer 1 | 76963.64 | 99.05%
[5 empty] | CEN | Customer 9 | 85496.06 | 15.28% |  | OTHER | 734.36
Customer 5 | VIC | VIC-16 | 27.03% | 1.197% |  | OTHER | 474118.57 |  | ARD-44 | Customer 1 | 5649.36 | 7.773%
|  | VIC-17 |  | 3.47% | EVE | Customer 1 | 458631.64 | 56.25% |  | Customer 2 | 67026.18 | 0.92227
|  | VIC-18 |  | 100% |  | Customer 2 | 154375.17 | 18.93% | ARD-45 | Customer 1 | 47256.62 | 100%
Customer 9 | CEN | CEN-11 | 15.28% | 61.91% |  | OTHER | 202344.58 |  | BTR-11 | Customer 2 | 47367.8 | 100%
|  | CEN-13 |  | 100% | FLC | Customer 7 | 28289.28 | 8.107% | BTR-12 | Customer 2 | 84287.28 | 99.66%
| NOB | NOB-21 | 4.703% | 40.17% |  | OTHER | 320661.17 |  |  | OTHER | 290.26
Customer 3 | SPI | SPI-17 | 23.71% | 90.54% | GOO | Customer 11 | 118242.19 | 26.04% | BTR-13 | Customer 2 | 15902.52 | 100%
Customer 1 | ARD | ARD-11 | 32.18% | 66.01% |  | OTHER | 335881.26 |  | BTR-23 | Customer 2 | 114331.96 | 79.03%
|  | ARD-12 |  | 13.2% | [5 empty] | OTHER | 30341.86
|  | ARD-43 |  | 99.05% |  |  |  |  | CED-16 | Customer 12 | 21669.3 | 14.73%
|  | ARD-44 |  | 7.773% | KNT | Customer 4 | 101597.74 | 11.46% |  | OTHER | 125419.3
|  | ARD-45 |  | 100% |  | OTHER | 785003.21 |  | CED-17 | Customer 12 | 43801.24 | 32.13%
| BTR | BTR-13 | 0% | 0% | KWH | Customer 1 | 211683.39 | 49.97% |  | OTHER | 92512.96
| EVE | EVE-15 | 56.25% | 100% |  | OTHER | 211979.53 |  | CEN-11 | Customer 9 | 61777.24 | 61.91%
|  | EVE-16 |  | 78.11% | MST | Customer 10 | 117873.92 | 23.16% |  | OTHER | 38012.42
|  | EVE-17 |  | 79.31% |  | OTHER | 391127.49 |  | CEN-13 | Customer 9 | 23718.82 | 100%
|  | EVE-22 |  | 42.99% | NOB | Customer 9 | 41769.74 | 4.703% | EVE-13 | Customer 2 | 127018.76 | 91.95%
|  | EVE-25 |  | 99.54% |  | Customer 8 | 113812.46 | 12.81% |  | OTHER | 11117.74
|  | EVE-26 |  | 100% |  | OTHER | 732600.22 |  | EVE-15 | Customer 1 | 54105.1 | 100%
| KWH | KWH-24 | 49.97% | 100% |  |  |  |  | EVE-16 | Customer 1 | 25701.24 | 78.11%
|  | KWH-26 |  | 91.11% | [5 empty] | OTHER | 7203.64
| SPI | SPI-16 | 25.69% | 64.85% | SPI | Customer 1 | 144917.4 | 25.69% | EVE-17 | Customer 1 | 104833.5 | 79.31%
Customer 2 | ARD | ARD-13 | 17.87% | 39.17% |  | Customer 3 | 133738.08 | 23.71% |  | Customer 2 | 27356.42 | 0.20695
| BTR | BTR-11 | 47.37% | 100% |  | OTHER | 285470.51 |  | EVE-22 | Customer 1 | 29292.82 | 42.99%
|  | BTR-12 |  | 99.66% | VIC | Customer 5 | 127781.77 | 27.03% |  | OTHER | 38841.52
|  | BTR-23 |  | 79.03% |  | OTHER | 344989.87 |  | EVE-25 | Customer 1 | 126413.38 | 99.54%
| EVE | EVE-13 | 18.93% | 91.95% | Grand Total |  | 9634341.09 |  |  | OTHER | 587.12
|  | EVE-17 |  | 20.69% |  |  |  |  | EVE-26 | Customer 1 | 118285.56 | 100%
Customer 7 | FLC | FLC-14 | 8.107% | 38.6% |  |  |  |  | FLC-14 | Customer 7 | 28289.28 | 38.6%
[10 empty] | OTHER | 44998.46
[9 empty] | GOO-15 | Customer 11 | 94373.48 | 81.9%
[10 empty] | OTHER | 20853.52
[9 empty] | GOO-16 | Customer 11 | 23868.72 | 14.93%
[10 empty] | OTHER | 135980.32
[9 empty] | KNT-35 | Customer 4 | 101597.74 | 81.07%
[10 empty] | OTHER | 23721.48
[9 empty] | KWH-24 | Customer 1 | 95332.96 | 100%
[9 empty] | KWH-26 | Customer 1 | 116350.44 | 91.11%
[10 empty] | OTHER | 11357.2
[9 empty] | MST-27 | Customer 10 | 117873.92 | 59.92%
[10 empty] | OTHER | 78856.58
[9 empty] | NOB-11 | Customer 8 | 113812.46 | 71.88%
[10 empty] | OTHER | 44527.4
[9 empty] | NOB-21 | Customer 9 | 41769.74 | 40.17%
[10 empty] | OTHER | 62208.86
[9 empty] | SPI-16 | Customer 1 | 144917.4 | 64.85%
[10 empty] | OTHER | 78540.6
[9 empty] | SPI-17 | Customer 3 | 133738.08 | 90.54%
[10 empty] | OTHER | 13972.56
[9 empty] | VIC-16 | Customer 5 | 1350.08 | 1.197%
[10 empty] | OTHER | 111425.52
[9 empty] | VIC-17 | Customer 5 | 4152.62 | 3.47%
[10 empty] | OTHER | 115505.32
[9 empty] | VIC-18 | Customer 5 | 122279.06 | 100%
[9 empty] | Grand Total |  | 4467058.64

## 2016 Coincident Demand Fac
Business Partner | Campus Name | 2016 Average of Monthly Coincidence Factors
Customer 11 |  | 94.93%
Customer 12 |  | 97.32%
Customer 4 |  | 100%
Customer 9 |  | 91.7%
Customer 1 |  | 88.98%
Customer 3 |  | 100%
Customer 2 |  | 89.86%
Customer 10 |  | 95.85%
Customer 8 |  | 99.77%
Customer 5 |  | 98.68%
Customer 7 |  | 100%
Customer 6 |  | 100%

## 2017 FCR Rates
Docket No. UE-170033 + Weighted Cost of Capital = 7.60% + 49 Year Substation Plant Life + 35 Year Feeder Plant Life
Book Life | Real Property O&M, A&G and Capital Charge | FCR on Net Plant Value of Feeders | FCR on Net Plant Value of Substations | CIS Billed Data
0 | 9.135% | 8.937% | 10.06%
1 |  | 8.939% | 9.999% | Schedule 49 Power Factor | Annual KWh | Power Factor
2 |  | 8.957% | 9.961% | Sch 49 Annual kWh | 564888008.765
3 |  | 8.982% | 9.926% | Sch 49 Annual kvarh | 182639912.304 | 95%
4 |  | 9.013% | 9.892%
5 |  | 9.052% | 9.857% | Load Research Loss Factors: |  | Difference
6 |  | 9.098% | 9.822% | Schedule 49 | 1.755%
7 |  | 9.151% | 9.784% | Schedule 31 | 3.707% | 1.952%
8 |  | 9.213% | 9.742% | Schedule 26 | 7.884% | 6.128%
9 |  | 9.286% | 9.699%
10 |  | 9.372% | 9.653%
11 |  | 9.472% | 9.617%
12 |  | 9.59% | 9.593%
13 |  | 9.728% | 9.579%
14 |  | 9.89% | 9.575%
15 |  | 10.08% | 9.583%
16 |  | 10.31% | 9.606%
17 |  | 10.58% | 9.646%
18 |  | 10.9% | 9.706%
19 |  | 11.29% | 9.789%
20 |  | 11.76% | 9.9%
21 |  | 12.3% | 10.01%
22 |  | 12.91% | 10.11%
23 |  | 13.65% | 10.22%
24 |  | 14.53% | 10.33%
25 |  | 15.62% | 10.46%
26 |  | 16.98% | 10.6%
27 |  | 18.72% | 10.75%
28 |  | 21.04% | 10.92%
29 |  | 24.24% | 11.1%
30 |  | 28.93% | 11.3%
31 |  | 36.41% | 11.53%
32 |  | 50.02% | 11.78%
33 |  | 81.52% | 12.06%
34 |  | 209.9% | 12.38%
35 |  |  | 12.74%
36 |  |  | 12.44%
37 |  |  | 12.07%
38 |  |  | 11.61%
39 |  |  | 12.21%
40 |  |  | 12.94%
41 |  |  | 13.85%
42 |  |  | 15.03%
43 |  |  | 15.07%
44 |  |  | 15.1%
45 |  |  | 15.14%
46 |  |  | 15.18%
47 |  |  | 15.23%
48 |  |  | 15.27%
49 |  |  | 0%

## 2017 Handy Whitman
PACIFIC REGION (1973=100)
Year | Rounded Index | Index | Jan 1 index | Jul 1 index
1912 | 13 | 13
1913 | 13 | 13
1914 | 12 | 12
1915 | 13 | 13
1916 | 15 | 15
1917 | 17 | 17
1918 | 21 | 21
1919 | 22 | 22
1920 | 24 | 24
1921 | 23 | 23
1922 | 21 | 21
1923 | 21 | 21
1924 | 21 | 21
1925 | 21 | 21
1926 | 20 | 20
1927 | 20 | 20
1928 | 20 | 20
1929 | 21 | 21
1930 | 20 | 20
1931 | 20 | 20
1932 | 18 | 18
1933 | 19 | 19
1934 | 20 | 20
1935 | 21 | 21
1936 | 21 | 21
1937 | 23 | 23
1938 | 23 | 23
1939 | 23 | 23
1940 | 23 | 23
1941 | 25 | 25
1942 | 26 | 26
1943 | 26 | 26
1944 | 27 | 27
1945 | 28 | 28
1946 | 30 | 30
1947 | 37 | 37
1948 | 39 | 39
1949 | 41 | 41
1950 | 42 | 42
1951 | 47 | 47
1952 | 48 | 48
1953 | 50 | 50
1954 | 51 | 51
1955 | 52 | 52
1956 | 55 | 55
1957 | 57 | 57
1958 | 59 | 59
1959 | 60 | 60
1960 | 61 | 61
1961 | 61 | 61
1962 | 61 | 61
1963 | 61 | 61
1964 | 63 | 63
1965 | 65 | 65
1966 | 68 | 68
1967 | 71 | 71
1968 | 74 | 74
1969 | 78 | 78
1970 | 83 | 83
1971 | 88 | 88
1972 | 93 | 93
1973 | 100 | 100
1974 | 120 | 120
1975 | 139 | 139
1976 | 150 | 150
1977 | 162 | 162
1978 | 172 | 172
1979 | 190 | 190
1980 | 208 | 208
1981 | 229 | 229
1982 | 246 | 246
1983 | 253 | 253
1984 | 254 | 254
1985 | 250 | 250
1986 | 251 | 251
1987 | 253 | 253
1988 | 267 | 266.75
1989 | 280 | 279.5
1990 | 287 | 286.75
1991 | 292 | 292
1992 | 295 | 295.25
1993 | 303 | 303
1994 | 311 | 310.75
1995 | 322 | 322
1996 | 325 | 325.25
1997 | 329 | 328.75
1998 | 336 | 336.25
1999 | 337 | 337.25
2000 | 345 | 345
2001 | 351 |  | 350 | 351
2002 | 369 |  | 366 | 369
2003 | 378 |  | 376 | 378
2004 | 401 |  | 383 | 401
2005 | 425 |  | 417 | 425
2006 | 472 |  | 452 | 472
2007 | 511 |  | 503 | 510.585
2008 | 566 |  | 570 | 566
2009 | 577 |  | 588 | 577
2010 | 609 |  | 600 | 608.5
2011 | 637 |  | 623 | 637
2012 | 657 |  | 647 | 657
2013 | 681 |  | 671 | 681
2014 | 701 |  | 694 | 700.5
2015 | 717 |  | 717 | 717
2016 | 728 |  | 728 | 728

## LR - 2017 Loss Factor by Class
ANNUAL ENERGY LOSS ALLOCATIONS BY BILLING SCHEDULE
12 MONTHS ENDED SEPTEMBER 30, 2016
[7 empty] | Delivery |  | % of Total | % of Annual
NET GPI | 22007938139 | [5 empty] | Voltage Level |  | Billed kWh | Energy Losses
KWH LOSSES | 1606579484.147 | [5 empty] | High Voltage (Sch 46,49) |  | 3.048% | 0.6915%
MISC USAGE | 18880488.8406 | [5 empty] | Primary (Sch 05,31,35,40,43) |  | 10.13% | 4.954%
KWH BILLED | 20382478166.0124 | [5 empty] | Secondary (7,24,25,26,29,Lighting) |  | 86.82% | 94.36%
[7 empty] | Total (not incl. transportation) |  | 100% | 100%
(1a) | (2a) | (3a) | (4a) | (5a) | (6a) | (7a) | (8a) | (9a) | (10a) | (11a)
[5 empty] | Ave Monthly | Ave Monthly | Ave Monthly |  | Annual kWh | Percent
| Annual | Misc. Use | Ave Monthly | Average | Coincident | Coincident | Coincident | Annual Loss | (incl. losses | Annual kWh
Class | Actual kWh | Allocation | Coincident kW | kW | Load Factor | kW Losses | kWh Losses | Allocation | & misc. usage) | Losses
Allocation
|  | (2a/sum(2a) | (SAS Output) | ((2+3)/8784) | (5/4) | (SAS Output) | (6*7*8760) | 8/sum(8) | (2+3+9) | (9/(2+3))
|  | *misc use) | [5 empty] | *total kWh losses
============ | ============ | ============ | ============ | ============ | ============ | ============ | ============ | ================= | ============ | ============
07 | 10208761476.3544 | 9456475.5846 | 1596531.0833 | 1163276.1785 | 0.72863 | 241622.1667 | 1542220021.4371 | 882118531.1543 | 11100336483.0933 | 7.947%
24 | 2724602308.163 | 2523825.7613 | 374204.9167 | 310465.1792 | 0.82967 | 55871.1667 | 406064716.7883 | 232260771.1921 | 2959386905.1164 | 7.848%
25 | 2805029593.569 | 2598326.3422 | 390998.5833 | 319629.7723 | 0.81747 | 57870.9167 | 414415994.9962 | 237037532.72 | 3044665452.6313 | 7.785%
26 | 1868458845.714 | 1730771.7 | 245143.25 | 212908.6541 | 0.86851 | 36011.25 | 273977991.634 | 156709846.967 | 2026899464.381 | 7.732%
29 | 14242753.409 | 13193.2018 | 1722.75 | 1622.9447 | 0.94207 | 243.75 | 2011547.096 | 1150564.0862 | 15406510.697 | 7.468%
31 | 1271891747.577 | 1178165.7633 | 163580.3333 | 144930.5457 | 0.88599 | 11025.5 | 85571912.4832 | 48945396.0515 | 1322015309.3918 | 3.702%
35 | 4429100.4 | 4102.719 | 528.9167 | 504.6907 | 0.9542 | 33.75 | 282108.3456 | 161360.2443 | 4594563.3633 | 3.512%
40 | 665910607.834 | 616839.5078 | 87075.5 | 75879.7185 | 0.87142 | 5861.0833 | 44741623.2619 | 25591299.8435 | 692118747.1853 | 3.698%
43 | 116295695.255 | 107725.8397 | 23842.5 | 13251.7556 | 0.5558 | 1656.0833 | 8063209.0318 | 4611991.8096 | 121015412.9044 | 3.811%
46 | 57454342.252 | 53220.5191 | 6545.5 | 6546.8537 | 1.0002 | 206.0833 | 1805663.3549 | 1032802.7676 | 58540365.5386 | 1.764%
49 | 563748979.773 | 522206.1927 | 68869.9167 | 64238.523 | 0.93275 | 2156 | 17616468.5182 | 10076262.2177 | 574347448.1834 | 1.754%
Small Resale (05) | 6798760.629 | 6297.7585 | 838.3333 | 774.7107 | 0.92411 | 58.75 | 475592.2524 | 272029.1095 | 7077087.497 | 3.844%
50-54,57-59 | 74853955.083 | 69337.9506 | 6785.5833 | 8529.5188 | 1.257 | 1049.6667 | 11558270.4926 | 6611095.9837 | 81534389.0172 | 8.108%
============ | ============ | ============ | ============ | ============ | ============ | ============ | ============ | ================= | ============ | ============
Total | 20382478166.0124 | 18880488.8406 | 2966667.1667 | 2322559.0454 | 0.78288 | 413666.1667 | 2808805119.6922 | 1606579484.147 | 22007938139 | 7.3%
[11 empty] | 0.57198 | 0.12763 | 0.073 | 0.57198
Transportation Schedules:
459 | 277864630.438 | 0 | 33349.6775 | 31633.0408 | 0.94853 | 568.1112 | 4720486.7362 | 4720486.7362 | 282585117.1742 | 1.67%
449 HV | 1720611951.727 | 0 | 202197.8542 | 195880.2313 | 0.96876 | 3517.8963 | 29853909.4402 | 29853909.4402 | 1750465861.1672 | 1.705%
449 PV | 103596479.899 | 0 | 12327.4375 | 11793.7705 | 0.95671 | 453.4321 | 3800110.5652 | 3800110.5652 | 107396590.4642 | 3.538%
============ | ============ | ============ | ============ | ============ | ============ | ============ | ============ | ================= | ============ | ============
Total Transp. | 2102073062.064 | 0 | 247874.9692 | 239307.0426 | 0.96543 | 4539.4397 | 38374506.7416 | 38374506.7416 | 2140447568.8056 | 1.826%
Column K (11a) is used as an input for LINECST2 and SUBCSTA4 allocation programs.
Data in 4a and 7a are calculated in Losses.sas program -- for system schedules (non-transportation)
Data in 4a and 7a are calculated in 'Avg CP kW and Losses OFFSYS' sheet for off-system schedules (transportation)
Secondary Volt. | 17695948932.2924 | 16391930.5405 | 2615386.1667 | 2016432.2476 | 0.77099 | 392668.9167 | 2650248542.4442 | 1515888342.1033 | 19228229204.9361 | 7.884%
Primary Volt. | 2065325911.695 | 1913131.5883 | 275865.5833 | 235341.4211 | 0.8531 | 18635.1667 | 139134445.3749 | 79582077.0584 | 2146821120.3418 | 3.707%
Transm. Volt. | 621203322.025 | 575426.7118 | 75415.4167 | 70785.3767 | 0.93861 | 2362.0833 | 19422131.8731 | 11109064.9853 | 632887813.7221 | 1.755%
Total | 20382478166.0124 | 18880488.8406 | 2966667.1667 | 2322559.0454 |  | 413666.1667 | 2808805119.6922 | 1606579484.147 | 22007938139

## Sch 40 Feeder OH 2017
Docket No. UE-170033 (ECOS Compliance)
Line |  |  | FERC 364 & 365 |  | FERC 366 & 367
No. | Account Description | Total | % to Total | OH Lines | % to Total | UG Lines
1 | Net Distribution Ratebase | (b) | (c) | (d) | (e) | (f)
2 | Direct Ratebase | 3527148862.637 | 20.55% | 724865529.905 | 42.48% | 1498330904.6204
3 | Direct Accumulated Depreciation | -1343449038.3773 | 19.69% | -264485586.352 | 44.1% | -592431543.6546
4 | Indirect Ratebase | -226851541.1309 | 21.08% | -47826124.5161 | 41.48% | -94108477.6678
5
6 | Total Distribution Ratebase | 1956848283.1289 |  | 412553819.0369 |  | 811790883.298
7
8 | Rate of Return | 7.6% |  | 7.6% |  | 7.6%
9 | Return on Distribution Ratebase | 148720469.5178 |  | 31354090.2468 |  | 61696107.1306
10
11 | Distribution Expense
12 | Total Distribution Expense | 393645161.7638
13 | Less: | 0
14 | Depreciation | -116557093.0813
15 | Property Tax | 0
16 | FIT | -22600350.7284
17 | Subtotal Distribution Expense | 254487717.9541
18
19 | Direct Expense | 83453080.8073 | 52.71% | 43985434.2924 | 22.49% | 18766595.5991
20 | Indirect Expense | 87581556.3395 | 52.71% | 46161420.9365 | 22.49% | 19694990.6926
21 | Total Distribution Expense | 171034637.1468 |  | 90146855.2289 |  | 38461586.2917
22
23 | Total Distribution Cost of Service | 319755106.6646 |  | 121500945.4757 |  | 100157693.4224
24
25 | % Expense to Distribution Plant | 8.74% |  | 21.85% |  | 4.74%

## Sch 40 Substation O&M 2017
Line | Account Description | Docket No. UE-17033 (ECOS Compliance) Substation O&M %
| a | b
1 | A&G - Operating Expense | 103875176.4513
2 | A&G - Maintenance Expense | 12120662.0486
3 | Total A&G | 115995838.4999
6 |  | 0
7 | Plant In Service | 9609442662.634
8 | Intangible Plant | 249690577
9 | Accumulated Reserve | -3731494011.0244
10 | Total Plant In Service | 6127639228.6097
11 |  | 0
12 | % A&G to Total Plant | 1.893%
13 |  | 0
14 | Distribution Operating Expense | 22068236.1517
15 | Distribution Maintenance Expense | 61384844.6556
16 | Total Distribution O&M Expense | 83453080.8073
17 |  | 0
18 | Distribution Plant in Service | 3527148862.637
19 | Distribution Accumulated Reserve for Depreciation | -1343449038.3773
18 | Net Distribution Plant in Service | 2183699824.2598
19 |  | 0%
20 | % Dist O&M Expense to Plant | 3.822%
23 |  | 0
24 | Total O&M and A&G | 5.715%
25 |  | 0
26 | Revenue Sensitive Factor | 75.24%
27
28 | After Tax Rate | 7.6%

## Sch 40 Substation A&G 2017
Line | Account Description | Docket No. UE-170033 ECOS Compliance Substation A&G %
1 | O&M Expense
2 | Production O&M | 878332210.4289
3 | Transmission O&M | 128743312.0186
4 | Distribution O&M | 83453080.8073
5 | Customer Accounting | 48572376.1139
6 | Customer Service / Sales | 2624824.69
7 | Less: | 0
8 | Fuel | -241078323.3586
9 | Purchased Power | -390670460.01
10 | Other Purchase Power | -138209148.6518
11 | Wheeling | -108374278.4085
12 | Conservation Amortization | -26209.8
13 | Total O&M for A&G Calculation | 263367383.8298
14
15 | Total A&G | 115995838.4999
16
17 | A&G % to Total | 44%

## Sch 40 Interim Energy Rates
Adjusted Test Year Twelve Months ended September 2016
Unit Costs (per kWh)
Docket No. UE-170033 ECOS Compliance
|  | Sec Volt Sch 25 (kW > 50 & < 350) | Sec Volt Sch 26 (kW > 350) | Pri Volt Sch 31
1
2 | Distribution
3 | Demand | 0.01411 | 0.009424 | 0.009985
4 | Energy | 0 | 0 | 0
5 | Customer | 0.000397 | 0.000103 | 0.001282
6 | ~ | 0 | 0 | 0
7 | ~ | 0 | 0 | 0
8 | ~ | 0 | 0 | 0
9 | Total | 0.014507 | 0.009528 | 0.011267