## Read Me
This workbook containts PLEXOS output data detailing the load duration and flexibility violations.
All data was sourced from the 2025 Flexibility Analysis model.
More information on the Flexibility Analysis can be found in Chapter 5.
Load Duration
The Load Duration curve compares all flexibility violations, ranked by duration and magnitude.
Violation Data
This data is queried from the PLEXOS Flexibility Analysis results.
The data is then organized for plotting, aggregated by month and use case.
Flex Violations by Case
Flexibility violations, sorted by case.
These plots include ramp up and ramp down violations over the entire study period.
The MWh plot shows the cumulative MWh of flex violations for each case.
The hr plot shows the cumulative duration of flex violations for each case.
Seasonal Flex Violations, Base Case
Seasonal flexibility violations for the base case.
These plots include ramp up and ramp down violations over the entire study period.
The MWh plot shows the cumulative MWh of flex violations for each month of the base case.
The hr plot shows the cumulative duration of flex violations for each month of the base case.
Seasonal Flex Violations, All Cases
Seasonal flexibility violations for all cases.
These plots split the flex up and down violations into separate graphs, as combining them into one was not easily done in Excel.
The MWh plots show the cumulative MWh of seasonal flex violations for each case.
The hr plots show the cumulative duration of seasonal flex violations for each case.

## Load Duration Data
|  | Base | CCCT | Frame Peaker | Recip Peaker | 2hr Li-Ion | 4hr Li-Ion | 4hr Flow | 6hr Flow | PHSE | Base | CCC | Frame
1 | 35 | 351.9861 | 351.9861 | 351.9861 | 351.9861 | 351.9861 | 351.9861 | 351.9861 | 351.9861 | 351.9861 | 582 | 582 | 265
2 | 35 | 351.9861 | 351.9861 | 351.9861 | 351.9861 | 351.9861 | 351.9861 | 351.9861 | 351.9861 | 351.9861 | 145.5 | 145.5 | 66.25
3 | 35 | 351.9861 | 351.9861 | 351.9861 | 351.9861 | 351.9861 | 351.9861 | 351.9861 | 351.9861 | 351.9861 | 1.661% | 1.661% | 0.7563%
4 | 35 | 351.9861 | 351.9861 | 351.9861 | 351.9861 | 351.9861 | 351.9861 | 351.712 | 351.9861 | 351.9861
5 | 35 | 351.9861 | 351.9861 | 337.778 | 334.778 | 351.9861 | 351.9861 | 348.6739 | 351.9861 | 348.218 | 35040 | 35040 | 35040
6 | 35 | 351.9861 | 351.9861 | 272.2049 | 265.1389 | 351.2808 | 351.712 | 346.9568 | 351.9861 | 336.6172 | 1.661% | 1.661% | 0.7563%
7 | 35 | 351.9861 | 347.6345 | 260.9281 | 256.9281 | 332.1389 | 351.6393 | 332.1389 | 332.1389 | 326.6393
8 | 35 | 351.9861 | 320.778 | 247.108 | 251.2937 | 327.6329 | 348.218 | 326.6393 | 326.6393 | 326.0805
9 | 35 | 351.9861 | 295.4386 | 244.1389 | 247.108 | 326.6393 | 347.6345 | 326.0805 | 326.0805 | 325.778
10 | 35 | 351.9861 | 273.6552 | 235.9256 | 232.0118 | 325.778 | 332.1389 | 325.778 | 325.778 | 324.1389
11 | 35 | 351.9861 | 269.2049 | 227.9861 | 207.2633 | 299.2165 | 325.778 | 299.8109 | 300.3882 | 297.6345
12 | 35 | 351.712 | 257.4693 | 211.2633 | 204.4708 | 294.4386 | 315.2165 | 297.6345 | 297.0255 | 291.2246
13 | 35 | 338.9281 | 250.036 | 208.4708 | 201.6345 | 287.267 | 299.8109 | 275.4386 | 291.2246 | 285.4386
14 | 35 | 333.778 | 243.0118 | 191.2387 | 193.5954 | 284.2049 | 294.4386 | 274.2049 | 285.4386 | 284.2049
15 | 35 | 320.0862 | 229.303 | 177.5331 | 192.0761 | 281.2246 | 284.2049 | 265.2165 | 284.2049 | 265.2165
16 | 35 | 307.9165 | 224.1389 | 173.0862 | 187.2387 | 260.4693 | 269.3526 | 251.671 | 276.0428 | 260.4693
17 | 35 | 299.2165 | 208.2633 | 171.0761 | 180.8107 | 253.3526 | 260.4693 | 250.4693 | 265.2165 | 247.108
18 | 35 | 297.4386 | 198.0216 | 170.0255 | 177.5331 | 247.108 | 251.671 | 247.108 | 262.267 | 231.9165
19 | 35 | 292.2992 | 197.9861 | 164.8371 | 176.9248 | 239.9165 | 247.108 | 239.9165 | 260.4693 | 226.2992
20 | 35 | 289.9861 | 192.1579 | 163.5296 | 176.0255 | 226.2992 | 239.9165 | 234.303 | 247.108 | 225.0118
21 | 35 | 289.9861 | 192.0954 | 162.5411 | 175.1703 | 223.2633 | 230.303 | 227.9861 | 244.8107 | 223.2633
22 | 35 | 289.9861 | 192.0255 | 162.5216 | 175.0216 | 223.0118 | 228.6552 | 227.4493 | 239.9165 | 221.303
23 | 35 | 286.4708 | 191.2165 | 155.6393 | 172.9165 | 221.303 | 225.0118 | 222.267 | 223.2633 | 219.3526
24 | 35 | 284.2049 | 189.8107 | 151.9165 | 170.3834 | 203.6552 | 223.2633 | 219.3526 | 223.0118 | 214.5216
25 | 35 | 284.0775 | 186.0747 | 148.1983 | 169.0862 | 192.4493 | 217.4493 | 213.2633 | 221.303 | 206.267
26 | 35 | 283.7885 | 182.4757 | 146.303 | 168.6393 | 191.0428 | 214.5216 | 211.9988 | 219.3526 | 203.6552
27 | 35 | 283.666 | 178.0761 | 143.3218 | 167.303 | 187.0954 | 206.267 | 203.6552 | 214.5216 | 202.7885
28 | 35 | 277.6345 | 177.4041 | 139.64 | 161.8371 | 186.4122 | 202.7885 | 197.0428 | 203.6552 | 202.4493
29 | 35 | 275.4693 | 175.5331 | 139.0805 | 160.0805 | 185.5216 | 197.0428 | 191.6443 | 202.4493 | 197.0428
30 | 35 | 266.6552 | 173.9256 | 129.0954 | 157.2992 | 177.6345 | 193.4132 | 189.4122 | 190.1703 | 194.1175
31 | 35 | 264.4122 | 171.3886 | 126.1228 | 156.64 | 176.9256 | 187.0954 | 189.0835 | 187.7885 | 186.4122
32 | 35 | 250.036 | 170.3882 | 125.392 | 154.1983 | 173.5331 | 186.0747 | 186.3834 | 186.3834 | 183.0761
33 | 35 | 246.9269 | 168.8915 | 123.2171 | 144.7885 | 173.4041 | 183.0761 | 186.1671 | 183.0761 | 173.5331
34 | 35 | 240.3882 | 154.3668 | 122.1985 | 143.5614 | 169.1175 | 174.3915 | 183.0761 | 178.5331 | 173.4041
35 | 35 | 228.6969 | 153.7551 | 118.0596 | 139.3218 | 166.1423 | 173.5331 | 183.0216 | 177.6345 | 171.4757
36 | 35 | 228.2645 | 147.8371 | 114.666 | 136.7883 | 165.0862 | 173.4041 | 180.4382 | 176.9256 | 168.0499
37 | 35 | 227.9861 | 146.6109 | 114.2327 | 134.4256 | 162.4757 | 167.0255 | 173.5331 | 176.2992 | 167.2561
38 | 35 | 226.694 | 145.3526 | 114.0163 | 133.2352 | 160.7885 | 166.1423 | 167.0255 | 175.1252 | 167.0255
39 | 35 | 225.0857 | 144.0481 | 111.8901 | 132.8979 | 158.694 | 165.0862 | 165.0862 | 173.4041 | 166.1423
40 | 35 | 223.8653 | 142.177 | 111.2992 | 131.1026 | 158.6113 | 162.6125 | 162.4757 | 165.0862 | 165.0862
41 | 35 | 223.2633 | 142.1065 | 110.7801 | 131.0428 | 155.3218 | 162.4757 | 162.0954 | 164.4122 | 158.6113
42 | 35 | 223.0118 | 142.0411 | 108.8349 | 127.5697 | 152.8371 | 161.4122 | 158.694 | 162.0954 | 155.3218
43 | 35 | 222.267 | 140.3218 | 108.6341 | 124.6661 | 149.0411 | 161.3886 | 158.6113 | 161.3886 | 152.8371
44 | 35 | 221.303 | 136.6187 | 108.3029 | 124.3882 | 144.5099 | 158.694 | 158.1175 | 158.694 | 151.9256
45 | 35 | 215.9377 | 135.6703 | 108.1703 | 124.0595 | 142.8834 | 158.6113 | 153.5296 | 158.626 | 151.4304
46 | 35 | 214.8325 | 134.718 | 107.3882 | 121.5152 | 142.6698 | 155.3218 | 152.8371 | 158.6113 | 150.694
47 | 35 | 208.4493 | 132.8127 | 107.0134 | 120.6703 | 142.0255 | 152.8371 | 152.0152 | 155.3218 | 147.0954
48 | 35 | 206.0395 | 132.7402 | 106.0118 | 119.9097 | 140.9377 | 151.9256 | 151.9256 | 152.8371 | 146.106
49 | 35 | 204.2435 | 131.9165 | 105.6345 | 118.8127 | 140.3882 | 146.8107 | 150.3354 | 152.7883 | 145.2976
50 | 35 | 197.7233 | 131.7542 | 104.9195 | 118.0775 | 136.666 | 143.5614 | 149.0411 | 150.6341 | 143.8788
51 | 35 | 196.1638 | 131.1612 | 103.438 | 112.6396 | 135.7402 | 140.9377 | 145.3218 | 145.4473 | 142.8834
52 | 35 | 195.1252 | 126.0428 | 103.3121 | 112.5596 | 135.4988 | 140.6612 | 145.2976 | 145.2976 | 140.9377
53 | 35 | 193.8107 | 125.9102 | 103.0595 | 111.6933 | 134.6125 | 139.0236 | 145.0895 | 144.1175 | 140.3882
54 | 35 | 192.7527 | 125.6165 | 101.3449 | 111.6228 | 133.0761 | 135.7402 | 144.189 | 141.1423 | 138.0236
55 | 35 | 192.0255 | 123.5848 | 99.6389 | 110.826 | 132.7139 | 131.0395 | 143.055 | 140.9377 | 137.6125
56 | 35 | 189.7323 | 123.5596 | 99.2594 | 110.0163 | 132.5879 | 130.3015 | 142.6698 | 140.6612 | 137.5411
57 | 35 | 188.0761 | 123.1859 | 98.6933 | 109.4632 | 131.0395 | 125.9102 | 141.1423 | 138.0236 | 136.0747
58 | 35 | 185.0134 | 121.8886 | 97.0775 | 107.0411 | 130.3015 | 124.6741 | 140.9377 | 137.5411 | 135.7402
59 | 35 | 183.5398 | 120.0844 | 96.681 | 107.0089 | 127.0152 | 124.5451 | 138.0236 | 137.4757 | 131.0395
60 | 35 | 180.466 | 119.5451 | 95.9011 | 104.1703 | 126.2435 | 123.626 | 137.9867 | 136.5227 | 130.3015
61 | 35 | 179.3066 | 118.4564 | 95.3685 | 104.0113 | 125.9102 | 123.0559 | 136.5227 | 135.7402 | 126.2435
62 | 35 | 177.1792 | 117.2387 | 94.8593 | 103.3121 | 124.2892 | 122.9585 | 136.2548 | 131.9382 | 125.9102
63 | 35 | 176.797 | 116.4182 | 92.8223 | 103.0134 | 124.2109 | 122.9269 | 136.0747 | 131.64 | 124.5559
64 | 35 | 175.4681 | 115.0595 | 92.3602 | 99.8718 | 123.8015 | 122.7801 | 134.6741 | 131.0395 | 124.5227
65 | 35 | 175.1579 | 112.7973 | 92.1256 | 99.4757 | 123.1839 | 120.8979 | 133.6805 | 130.3015 | 124.2109
66 | 35 | 174.3834 | 111.5089 | 91.3926 | 99.438 | 122.9269 | 120.6341 | 131.2387 | 129.3422 | 123.8441
67 | 35 | 174.2993 | 110.8938 | 91.3022 | 99.4154 | 122.7801 | 119.162 | 131.0395 | 126.4304 | 123.7139
68 | 35 | 173.5331 | 110.2 | 91.0595 | 99.2165 | 122.5947 | 119.122 | 129.9041 | 125.8644 | 122.9269
69 | 35 | 172.7249 | 109.8028 | 90.9642 | 98.8743 | 121.8107 | 119.0411 | 129.2435 | 124.2276 | 122.7801
70 | 35 | 170.0426 | 109.374 | 89.6708 | 98.6423 | 120.8979 | 118.3704 | 126.4304 | 123.5596 | 122.2
71 | 35 | 169.0152 | 109.2179 | 88.4457 | 98.0307 | 119.189 | 118.2 | 125.9102 | 122.9269 | 121.8107
72 | 35 | 167.968 | 108.9281 | 87.4708 | 97.8378 | 119.162 | 117.7527 | 125.7402 | 122.7801 | 120.8979
73 | 35 | 167.2642 | 108.7199 | 86.6091 | 97.218 | 119.122 | 117.0613 | 124.5451 | 122.2 | 119.162
74 | 35 | 166.6449 | 107.6475 | 86.2995 | 96.8866 | 118.3704 | 115.2266 | 124.2109 | 121.7707 | 119.122
75 | 35 | 162.4757 | 107.1049 | 86.2979 | 95.6389 | 117.7527 | 115.0595 | 123.626 | 120.8979 | 118.3704
76 | 35 | 160.8371 | 106.2594 | 86.1158 | 95.2594 | 115.0595 | 115.0351 | 123.5596 | 120.2446 | 117.7527
77 | 35 | 160.6228 | 104.1242 | 86.0089 | 93.2167 | 113.2202 | 114.7546 | 122.7801 | 119.162 | 116.666
78 | 35 | 160.4988 | 103.8593 | 84.6225 | 92.8144 | 112.4119 | 111.9156 | 122.3015 | 119.122 | 115.3605
79 | 35 | 159.9656 | 103.6423 | 84.41 | 92.7295 | 111.2993 | 111.2594 | 121.8107 | 118.3704 | 115.1443
80 | 35 | 158.6742 | 103.5222 | 83.8644 | 91.8372 | 111.2446 | 110.7285 | 121.5471 | 117.7527 | 115.0595
81 | 35 | 158.0216 | 102.8722 | 83.7018 | 91.7285 | 110.0227 | 109.4632 | 120.8979 | 115.1443 | 115.0351
82 | 35 | 156.64 | 102.6823 | 83.1254 | 91.694 | 109.6671 | 109.0775 | 120.2446 | 115.0351 | 113.3593
83 | 35 | 155.3218 | 102.666 | 79.4248 | 91.3685 | 109.4632 | 108.7761 | 119.2906 | 113.5837 | 111.2594
84 | 35 | 151.9606 | 102.3685 | 78.9608 | 90.0024 | 109.1476 | 108.666 | 119.162 | 113.3593 | 109.6741
85 | 35 | 150.7402 | 102.3656 | 78.7819 | 89.5316 | 109.1024 | 107.8521 | 118.3704 | 113.3074 | 109.4632
86 | 35 | 150.5819 | 102.0441 | 78.4757 | 89.41 | 109.0775 | 107.2776 | 117.7527 | 113.1457 | 109.0775
87 | 35 | 150.5411 | 102.0227 | 78.2165 | 89.0784 | 108.3127 | 107.0089 | 116.7407 | 111.9156 | 108.7761
88 | 35 | 150.5288 | 101.541 | 77.4033 | 88.9826 | 107.8521 | 106.2139 | 115.329 | 111.5681 | 107.0089
89 | 35 | 149.5531 | 100.7561 | 77.0453 | 88.8349 | 107.7285 | 105.6703 | 115.0351 | 109.6741 | 106.9382
90 | 35 | 147.3449 | 100.6717 | 77.0307 | 88.6656 | 107.3685 | 105.466 | 113.3593 | 109.4632 | 106.6341
91 | 35 | 144.4024 | 100.6239 | 76.5057 | 88.6158 | 107.2776 | 104.718 | 113.1457 | 109.3164 | 106.5861
92 | 35 | 143.7139 | 99.7091 | 76.2388 | 88.5056 | 107.0089 | 104.0479 | 112.6125 | 109.0775 | 106.5099
93 | 35 | 143.5614 | 99.38 | 76.218 | 88.3602 | 106.6341 | 104.0227 | 111.2594 | 107.7285 | 105.466
94 | 35 | 141.3406 | 99.3145 | 76.1498 | 87.935 | 106.3538 | 103.3926 | 111.122 | 107.3685 | 104.718
95 | 35 | 139.496 | 98.9546 | 76.0596 | 87.4606 | 106.3022 | 103.2251 | 110.7885 | 107.3602 | 104.0391
96 | 35 | 138.3127 | 98.6396 | 75.8178 | 87.4538 | 105.466 | 103.0555 | 109.4632 | 107.3022 | 103.2251
97 | 35 | 137.7256 | 98.4408 | 73.8708 | 87.3926 | 105.316 | 102.8372 | 109.3164 | 107.0089 | 103.0555
98 | 35 | 136.6053 | 98.4408 | 73.2158 | 87.0595 | 105.1113 | 102.1792 | 109.0775 | 105.7561 | 102.8867
99 | 35 | 134.6671 | 98.3926 | 72.7256 | 86.2965 | 102.8867 | 101.2435 | 108.1818 | 105.5316 | 102.8379
100 | 35 | 133.8223 | 97.9784 | 72.5501 | 86.2776 | 102.8372 | 101.1703 | 107.7285 | 105.466 | 102.8372
101 | 35 | 133.4098 | 97.5437 | 72.2943 | 86.0168 | 102.5681 | 101.0163 | 107.3685 | 104.718 | 102.1792
102 | 35 | 132.3371 | 97.4823 | 71.9225 | 85.6046 | 102.1792 | 100.9281 | 107.3602 | 104.2435 | 101.8926
103 | 35 | 131.6548 | 96.7285 | 71.6113 | 85.3541 | 102.1703 | 99.9304 | 107.0089 | 103.2993 | 101.0163
104 | 35 | 131.1752 | 96.5887 | 70.694 | 85.218 | 101.0163 | 99.7091 | 106.6341 | 103.2251 | 100.9281
105 | 35 | 129.9041 | 96.2993 | 70.1037 | 85.1985 | 100.9281 | 99.6768 | 106.2222 | 103.0555 | 100.4959
106 | 35 | 128.5596 | 96.0163 | 70.0483 | 85.1933 | 100.647 | 99.3886 | 105.466 | 103.0113 | 100.2085
107 | 35 | 127.177 | 95.2659 | 69.8679 | 84.8168 | 100.5849 | 99.2049 | 104.718 | 102.8867 | 99.6768
108 | 35 | 126.8909 | 93.9123 | 69.8281 | 84.1165 | 100.4959 | 97.8867 | 103.3926 | 102.8379 | 99.6049
109 | 35 | 126.8511 | 93.4304 | 69.5722 | 84.0692 | 100.2033 | 97.0844 | 103.2993 | 102.8372 | 99.2049
110 | 35 | 126.1859 | 93.1194 | 69.3423 | 84.0246 | 99.9304 | 96.2659 | 103.2251 | 102.1792 | 99.1703
111 | 35 | 125.8979 | 93.0501 | 69.2246 | 83.2979 | 99.6741 | 96.1252 | 103.0555 | 101.8926 | 97.0844
112 | 35 | 125.5954 | 93.0307 | 67.6656 | 83.1254 | 99.6049 | 95.8644 | 103.0113 | 101.0163 | 96.7906
113 | 35 | 123.0835 | 92.6768 | 66.927 | 82.8072 | 99.2049 | 95.0113 | 102.8867 | 100.0079 | 96.5044
114 | 35 | 121.2085 | 91.1125 | 66.806 | 82.6091 | 97.0844 | 94.41 | 102.8379 | 99.6768 | 96.1252
115 | 35 | 120.8809 | 90.648 | 66.4041 | 82.4304 | 96.7906 | 94.2046 | 102.8372 | 99.6049 | 95.9656
116 | 35 | 120.6703 | 90.2546 | 65.7135 | 82.3423 | 96.3074 | 94.1197 | 102.7992 | 99.1703 | 95.0113
117 | 35 | 120.2 | 90.0113 | 65.2456 | 81.6829 | 96.1859 | 93.5437 | 102.1792 | 97.9281 | 94.41
118 | 35 | 118.8867 | 89.9689 | 64.1953 | 81.2246 | 95.1823 | 92.2642 | 101.0163 | 96.7906 | 92.6742
119 | 35 | 118.6165 | 89.3522 | 64.0867 | 81.1427 | 95.1275 | 92.052 | 100.9281 | 96.5895 | 92.3886
120 | 35 | 118.606 | 89.3432 | 64.0559 | 80.9964 | 95.0113 | 91.7639 | 99.6768 | 95.1823 | 92.2642
121 | 35 | 118.4369 | 88.876 | 63.6801 | 80.8538 | 94.7783 | 91.2993 | 99.6049 | 94.4109 | 91.7639
122 | 35 | 118.2322 | 88.6818 | 63.3194 | 79.6235 | 94.7659 | 90.9135 | 99.2049 | 94.41 | 91.2993
123 | 35 | 117.3518 | 88.1703 | 63.2248 | 78.5674 | 94.7063 | 90.7561 | 99.1703 | 93.9003 | 89.981
124 | 35 | 117.0163 | 87.7885 | 62.8537 | 78.4386 | 94.41 | 90.1228 | 98.0645 | 93.5437 | 89.0307
125 | 35 | 116.6442 | 87.6998 | 62.8413 | 77.7908 | 94.3228 | 89.981 | 97.1233 | 92.9787 | 88.7369
126 | 35 | 116.5499 | 87.6712 | 62.4046 | 77.0661 | 94.257 | 89.6211 | 96.1252 | 92.8448 | 88.6025
127 | 35 | 116.0749 | 87.4847 | 62.1122 | 76.6818 | 92.6742 | 89.1056 | 95.1823 | 92.6081 | 88.0803
128 | 35 | 116.0747 | 87.1985 | 62.1021 | 76.6081 | 92.6081 | 89.0307 | 94.7063 | 92.3886 | 87.5887
129 | 35 | 115.6741 | 86.9303 | 61.8804 | 76.1276 | 92.3886 | 88.6818 | 94.4109 | 92.2642 | 87.4578
130 | 35 | 115.5559 | 86.4865 | 61.8072 | 76.097 | 92.2642 | 88.4338 | 94.41 | 91.7639 | 86.7215
131 | 35 | 115.099 | 86.3813 | 61.7123 | 75.6681 | 91.7639 | 88.4077 | 92.6081 | 91.3522 | 86.6389
132 | 35 | 115.0595 | 86.2866 | 61.3652 | 74.7783 | 90.7561 | 87.9303 | 92.513 | 90.0947 | 86.5288
133 | 35 | 114.6593 | 85.552 | 61.0879 | 74.5722 | 90.6276 | 87.6823 | 92.3886 | 89.981 | 84.6764
134 | 35 | 114.1726 | 85.5432 | 60.9546 | 74.1742 | 90.4182 | 87.6225 | 92.2642 | 89.7686 | 84.5445
135 | 35 | 114.148 | 85.4408 | 60.0819 | 74.1057 | 90.2939 | 87.4578 | 92.052 | 89.0307 | 84.2979
136 | 35 | 113.436 | 85.4257 | 59.9245 | 72.8537 | 90.1252 | 87.2979 | 91.9303 | 88.4338 | 84.2483
137 | 35 | 112.3274 | 84.7783 | 59.9245 | 72.6906 | 89.1726 | 86.7215 | 91.7639 | 88.2965 | 83.5907
138 | 35 | 111.772 | 84.3806 | 59.8697 | 72.5057 | 89.0307 | 86.6389 | 91.6556 | 88.2858 | 83.0246
139 | 35 | 111.407 | 84.2049 | 59.8379 | 71.8697 | 88.2965 | 86.1228 | 91.3522 | 87.6125 | 82.9689
140 | 35 | 111.0989 | 83.6944 | 59.6798 | 71.7734 | 87.6823 | 86.0692 | 90.7561 | 87.4578 | 82.8886
141 | 35 | 111.0351 | 83.155 | 58.7153 | 71.3209 | 87.4833 | 86.0345 | 90.166 | 86.8852 | 82.7529
142 | 35 | 110.1823 | 83.0525 | 58.2914 | 71.2437 | 87.4578 | 84.4775 | 89.0307 | 86.7215 | 82.1024
143 | 35 | 109.6474 | 82.5452 | 57.9463 | 70.9077 | 86.7215 | 83.6825 | 88.2965 | 86.6389 | 81.8644
144 | 35 | 109.6423 | 81.7215 | 57.8217 | 70.5458 | 85.8726 | 82.9689 | 87.4578 | 86.0674 | 81.8281
145 | 35 | 108.1604 | 81.6522 | 57.5911 | 70.5288 | 84.8981 | 82.8675 | 87.392 | 85.8726 | 80.8651
146 | 35 | 107.8372 | 81.6389 | 57.4386 | 70.0527 | 84.3613 | 82.3813 | 87.3022 | 85.2984 | 80.5804
147 | 35 | 106.0527 | 81.4934 | 57.427 | 69.792 | 84.2979 | 81.8281 | 87.0692 | 85.2295 | 80.4024
148 | 35 | 105.9642 | 81.2446 | 57.362 | 69.7352 | 83.7761 | 81.6109 | 86.8852 | 84.9167 | 80.2437
149 | 35 | 105.292 | 81.1046 | 57.0265 | 69.4213 | 82.9509 | 81.0211 | 86.7215 | 84.5973 | 79.9425
150 | 35 | 104.8698 | 80.6091 | 56.9473 | 69.1953 | 81.8644 | 80.9076 | 86.6389 | 84.4071 | 79.6565
151 | 35 | 104.6565 | 80.5445 | 56.8002 | 68.9192 | 81.6818 | 80.8651 | 86.5681 | 84.3613 | 79.2021
152 | 35 | 104.5906 | 80.2639 | 56.6886 | 68.8886 | 81.2628 | 80.7792 | 86.0674 | 84.3521 | 78.9303
153 | 35 | 104.4716 | 80.129 | 56.6377 | 68.8095 | 81.2263 | 80.1823 | 85.8726 | 84.3198 | 78.8613
154 | 35 | 104.1125 | 80.0732 | 56.0239 | 68.7256 | 81.0559 | 79.9425 | 84.5612 | 84.2979 | 78.8056
155 | 35 | 104.0227 | 79.898 | 56.0168 | 68.7246 | 80.8651 | 79.6656 | 84.2979 | 83.8223 | 78.6969
156 | 35 | 104.0113 | 79.3211 | 55.6746 | 68.3719 | 80.8343 | 79.6565 | 82.9689 | 82.9689 | 77.7783
157 | 35 | 103.5844 | 79.2139 | 55.5455 | 68.1005 | 80.4473 | 79.0732 | 81.981 | 82.3813 | 77.4069
158 | 35 | 103.343 | 79.0661 | 55.0097 | 67.6113 | 79.9425 | 78.6969 | 81.8644 | 81.7366 | 77.3228
159 | 35 | 101.1703 | 78.9338 | 54.8356 | 67.547 | 79.0732 | 78.4787 | 81.6131 | 81.2628 | 77.2965
160 | 35 | 100.1985 | 78.3885 | 54.6125 | 67.507 | 78.9303 | 78.3022 | 81.3327 | 81.2264 | 77.2303
161 | 35 | 99.6239 | 77.0531 | 54.6085 | 67.4579 | 78.7 | 77.2965 | 81.0559 | 81.0559 | 77.177
162 | 35 | 99.2993 | 77.0027 | 54.5507 | 67.059 | 78.6969 | 76.9819 | 80.9642 | 80.7109 | 76.6522
163 | 35 | 99.2049 | 76.8281 | 54.1046 | 66.2027 | 78.5296 | 76.8374 | 80.5882 | 80.316 | 76.3145
164 | 35 | 98.8354 | 76.6671 | 54.0956 | 66.1038 | 78.3926 | 76.5508 | 80.5361 | 80.2437 | 76.1985
165 | 35 | 98.626 | 76.0879 | 53.9377 | 65.8259 | 77.4069 | 76.3145 | 80.2437 | 80.0844 | 75.9225
166 | 35 | 98.0674 | 75.8 | 53.8294 | 65.7135 | 77.177 | 76.1985 | 80.1351 | 79.9425 | 75.4278
167 | 35 | 98.0661 | 75.6542 | 53.6397 | 65.427 | 76.5437 | 75.9225 | 80.0844 | 79.6656 | 75.0501
168 | 35 | 97.9689 | 75.41 | 53.4278 | 65.3457 | 76.3145 | 75.0501 | 79.6907 | 79.6565 | 74.4033
169 | 35 | 97.7285 | 74.9826 | 53.4097 | 65.0395 | 76.0561 | 74.9847 | 79.6565 | 78.9303 | 74.0692
170 | 35 | 97.2515 | 74.9625 | 53.1057 | 64.9927 | 75.9225 | 74.4033 | 78.8056 | 78.7883 | 74.0027
171 | 35 | 96.5044 | 74.7295 | 52.9912 | 64.8135 | 74.9847 | 74.3885 | 78.6682 | 78.6969 | 73.8072
172 | 35 | 96.41 | 74.6656 | 52.7806 | 64.3286 | 74.7026 | 74.0027 | 78.55 | 77.8956 | 73.5222
173 | 35 | 94.8593 | 73.8651 | 52.6243 | 63.7222 | 74.3885 | 73.8072 | 77.7864 | 77.7864 | 73.3481
174 | 35 | 94.7643 | 73.5222 | 52.3791 | 63.6126 | 73.8354 | 73.5887 | 77.1825 | 77.4292 | 73.3346
175 | 35 | 94.3926 | 73.2003 | 52.2285 | 63.6125 | 73.8072 | 73.0661 | 77.177 | 76.5882 | 73.2728
176 | 35 | 94.257 | 72.8909 | 52.2231 | 63.606 | 73.6612 | 73.0531 | 77.0819 | 76.5508 | 73.0531
177 | 35 | 94.175 | 72.856 | 51.7795 | 63.3194 | 73.5887 | 73.0426 | 76.6316 | 76.4069 | 72.8537
178 | 35 | 93.3603 | 72.8118 | 51.4077 | 62.8744 | 73.5222 | 72.8537 | 76.4069 | 76.3145 | 72.0879
179 | 35 | 93.3466 | 72.4556 | 51.2109 | 62.4041 | 73.3481 | 72.6475 | 76.3145 | 76.1985 | 72.0097
180 | 35 | 93.1284 | 72.2979 | 51.0675 | 62.1693 | 73.2303 | 72.6025 | 76.1985 | 75.9225 | 71.5895
181 | 35 | 92.9087 | 71.9087 | 50.9959 | 61.8311 | 73.0661 | 72.0097 | 75.9225 | 74.9646 | 71.2171
182 | 35 | 92.6654 | 71.8613 | 50.992 | 61.4532 | 73.0531 | 71.8613 | 74.7 | 74.246 | 71.1368
183 | 35 | 92.4847 | 71.6457 | 50.9835 | 61.131 | 72.8537 | 71.8538 | 74.246 | 74.0172 | 70.7275
184 | 35 | 91.6389 | 71.5236 | 50.7233 | 60.9087 | 72.5555 | 71.8 | 74.0027 | 74.0027 | 70.6235
185 | 35 | 91.5452 | 71.5006 | 49.6119 | 60.8217 | 72.2835 | 70.9625 | 73.8465 | 73.9913 | 70.0732
186 | 35 | 91.541 | 71.27 | 49.3272 | 60.5851 | 72.2437 | 70.8164 | 73.8072 | 73.8072 | 69.8697
187 | 35 | 91.3441 | 70.8424 | 49.2108 | 60.4124 | 72.175 | 70.6235 | 73.6189 | 73.5887 | 69.8278
188 | 35 | 91.1166 | 70.6779 | 48.9729 | 60.4014 | 72.1316 | 70.4556 | 73.5887 | 73.0531 | 69.7323
189 | 35 | 90.6768 | 70.2204 | 48.9706 | 60.2824 | 72.1304 | 70.4069 | 73.0661 | 72.8537 | 69.6665
190 | 35 | 90.552 | 70.1005 | 48.792 | 59.9225 | 72.0097 | 70.3719 | 72.8537 | 72.5589 | 69.6211
191 | 35 | 90.2546 | 69.889 | 48.5382 | 59.8294 | 71.8697 | 70.2704 | 72.7761 | 72.5458 | 69.4608
192 | 35 | 90.2546 | 69.5559 | 48.1684 | 59.757 | 71.6466 | 69.8697 | 72.5589 | 72.1233 | 69.3719
193 | 35 | 90.1823 | 69.4033 | 48.0947 | 59.1255 | 71.5044 | 69.8593 | 72.1713 | 72.0879 | 69.3091
194 | 35 | 89.9826 | 69.2745 | 47.8626 | 59.093 | 71.1368 | 69.8278 | 72.1316 | 72.0097 | 69.0452
195 | 35 | 89.8788 | 69.2629 | 47.7273 | 59.0458 | 70.9656 | 69.4579 | 72.0879 | 71.8697 | 69.0093
196 | 35 | 89.845 | 68.8463 | 47.5661 | 58.9512 | 70.9628 | 69.2686 | 72.0097 | 71.8 | 68.7067
197 | 35 | 89.8137 | 68.6234 | 47.5456 | 58.68 | 70.8164 | 69.189 | 71.9425 | 71.1859 | 68.5785
198 | 35 | 89.4304 | 68.3704 | 47.456 | 58.4702 | 70.6682 | 69.1009 | 71.8697 | 71.1368 | 68.2483
199 | 35 | 89.0307 | 68.2246 | 47.3698 | 58.3512 | 70.6235 | 68.9473 | 71.5044 | 70.9625 | 67.9628
200 | 35 | 88.4248 | 68.0271 | 47.3642 | 58.3512 | 70.5304 | 68.5785 | 71.2977 | 70.4556 | 67.6407
201 | 35 | 87.6946 | 67.9668 | 47.3459 | 58.166 | 70.4556 | 68.2483 | 71.2856 | 70.4278 | 67.4018
202 | 35 | 87.6823 | 67.8581 | 47.1831 | 57.9071 | 70.0785 | 68.106 | 71.1368 | 70.2704 | 67.3434
203 | 35 | 87.5387 | 67.6391 | 46.9004 | 57.9064 | 69.8654 | 68.0372 | 70.9656 | 70.0732 | 67.1037
204 | 35 | 87.5361 | 67.3481 | 46.7776 | 57.8804 | 69.8278 | 67.5452 | 70.9628 | 69.8278 | 66.9364
205 | 35 | 87.5175 | 66.6933 | 46.1845 | 57.726 | 69.6665 | 66.6243 | 70.9268 | 69.0161 | 66.3449
206 | 35 | 87.3521 | 66.6407 | 46.129 | 57.7123 | 69.4346 | 66.499 | 70.4556 | 69.0082 | 66.0162
207 | 35 | 87.1368 | 66.6368 | 45.6681 | 57.3652 | 69.3198 | 66.3834 | 70.4278 | 68.8306 | 65.8343
208 | 35 | 86.7215 | 66.0585 | 45.5674 | 57.2266 | 68.1025 | 66.3449 | 70.3719 | 68.7067 | 65.1057
209 | 35 | 85.8501 | 65.7606 | 45.2091 | 56.9546 | 68.0372 | 66.1368 | 69.8278 | 68.5785 | 65.0973
210 | 35 | 85.0247 | 65.538 | 44.5887 | 56.6377 | 67.5996 | 65.6091 | 68.7081 | 68.2407 | 64.8522
211 | 35 | 84.718 | 65.5299 | 44.5061 | 56.3022 | 67.5452 | 65.5722 | 68.7067 | 67.9908 | 64.8325
212 | 35 | 84.6656 | 65.3718 | 44.4795 | 56.2688 | 67.5282 | 65.3433 | 68.5785 | 67.9628 | 64.7137
213 | 35 | 84.5785 | 64.962 | 44.218 | 56.0819 | 67.1985 | 65.1057 | 68.2322 | 67.6682 | 64.5243
214 | 35 | 84.392 | 64.8697 | 44.0395 | 55.8704 | 67.1037 | 64.9908 | 68.1046 | 67.3434 | 64.496
215 | 35 | 84.0692 | 64.8074 | 43.9142 | 55.8218 | 66.4787 | 64.9364 | 67.3434 | 67.1284 | 64.3423
216 | 35 | 83.4708 | 64.6342 | 43.8135 | 55.5836 | 66.2264 | 64.8915 | 67.1284 | 67.1037 | 64.2285
217 | 35 | 82.4991 | 64.5159 | 43.4767 | 55.2297 | 66.1703 | 64.8629 | 67.1037 | 67.0796 | 64.1388
218 | 35 | 82.3924 | 64.505 | 43.4382 | 55.2 | 65.8412 | 64.8325 | 67.0796 | 66.9364 | 63.9891
219 | 35 | 82.0732 | 63.9785 | 43.2486 | 55.021 | 65.5506 | 64.5243 | 66.606 | 66.6243 | 63.9004
220 | 35 | 81.8281 | 63.9566 | 43.2029 | 54.9574 | 65.1057 | 64.496 | 65.8467 | 65.8343 | 63.5057
221 | 35 | 81.4257 | 63.626 | 42.9115 | 54.6522 | 64.9908 | 64.4507 | 65.8343 | 65.3196 | 63.447
222 | 35 | 81.4077 | 63.3985 | 42.8886 | 54.337 | 64.9364 | 64.3423 | 65.3924 | 65.166 | 62.9964
223 | 35 | 81.1427 | 63.3504 | 42.8098 | 54.2248 | 64.8325 | 64.2571 | 65.3196 | 65.1057 | 62.9953
224 | 35 | 80.8374 | 63.3463 | 42.0381 | 53.9703 | 64.7137 | 64.2207 | 65.2683 | 64.8722 | 62.5478
225 | 35 | 80.7792 | 63.3423 | 41.2663 | 53.962 | 64.6498 | 64.1388 | 65.1057 | 64.8651 | 62.446
226 | 35 | 80.6712 | 62.8345 | 41.0065 | 53.6665 | 64.6414 | 63.9891 | 64.9913 | 64.8325 | 62.1612
227 | 35 | 79.9585 | 62.5458 | 40.8646 | 53.6164 | 64.6243 | 63.9004 | 64.9908 | 64.7546 | 61.8501
228 | 35 | 79.9237 | 62.5124 | 40.4213 | 53.4069 | 64.5934 | 63.5057 | 64.9513 | 64.7137 | 61.5997
229 | 35 | 79.2021 | 62.4959 | 40.3063 | 53.362 | 64.496 | 63.1179 | 64.947 | 64.5243 | 61.4867
230 | 35 | 79.129 | 62.4909 | 40.2344 | 53.3526 | 64.4278 | 63.0085 | 64.9364 | 64.496 | 60.909
231 | 35 | 78.9303 | 62.4608 | 40.1407 | 53.3496 | 64.3423 | 62.9964 | 64.8651 | 64.3423 | 60.8581
232 | 35 | 78.6234 | 62.1602 | 40.0335 | 53.3164 | 64.1388 | 62.9953 | 64.7137 | 64.1388 | 60.7422
233 | 35 | 78.5007 | 62.1038 | 39.9511 | 53.2957 | 64.0338 | 62.825 | 64.5243 | 64.0728 | 60.1953
234 | 35 | 78.3722 | 61.6815 | 39.6316 | 53.158 | 63.9891 | 62.6964 | 64.496 | 64.0338 | 59.9908
235 | 35 | 77.9654 | 61.6665 | 39.5741 | 52.8413 | 63.9004 | 62.0615 | 64.3423 | 63.9891 | 59.8217
236 | 35 | 77.8268 | 61.4628 | 39.3562 | 52.8002 | 63.8054 | 62.0561 | 64.1388 | 63.9004 | 59.5449
237 | 35 | 77.6818 | 61.3834 | 39.2985 | 52.7965 | 63.447 | 61.8074 | 64.0728 | 63.8054 | 59.3211
238 | 35 | 77.4069 | 61.3338 | 39.2613 | 52.7108 | 62.9964 | 61.5997 | 64.0338 | 63.6742 | 59.3191
239 | 35 | 77.2846 | 61.0314 | 38.9196 | 52.2968 | 62.9953 | 61.4993 | 63.9891 | 63.5057 | 59.3066
240 | 35 | 77.055 | 60.9213 | 38.7709 | 52.1889 | 62.5777 | 61.2446 | 63.9004 | 63.1119 | 59.1005
241 | 35 | 76.8718 | 60.8294 | 38.5515 | 51.7527 | 62.5236 | 60.909 | 63.8054 | 62.9964 | 58.9703
242 | 35 | 76.8228 | 60.7776 | 38.4693 | 51.585 | 62.0615 | 60.8581 | 63.5057 | 62.9953 | 58.9213
243 | 35 | 76.8164 | 60.6656 | 38.4385 | 51.2943 | 62.0462 | 60.6933 | 63.1119 | 62.9718 | 58.726
244 | 35 | 76.7623 | 60.3393 | 38.1255 | 51.0031 | 61.6389 | 60.5456 | 62.9964 | 62.825 | 58.6779
245 | 35 | 76.5702 | 60.1057 | 38.1165 | 50.9908 | 61.5288 | 60.1953 | 62.9953 | 62.6483 | 58.6703
246 | 35 | 76.4723 | 60.0998 | 38.0209 | 50.8764 | 61.5085 | 60.0947 | 62.5036 | 62.3388 | 58.52
247 | 35 | 76.4536 | 59.9579 | 37.6142 | 50.8322 | 61.1908 | 59.8217 | 62.3388 | 61.4867 | 58.4178
248 | 35 | 76.27 | 59.8813 | 37.5548 | 49.9377 | 59.8367 | 59.8002 | 61.8701 | 61.0246 | 58.3219
249 | 35 | 76.0076 | 59.7732 | 37.4415 | 49.825 | 59.8217 | 59.7918 | 61.5288 | 60.8581 | 58.3127
250 | 35 | 75.8629 | 59.5391 | 37.1751 | 49.6397 | 59.5449 | 59.7618 | 61.0246 | 60.4532 | 58.2196
251 | 35 | 75.8581 | 59.5108 | 36.8518 | 49.6391 | 59.5445 | 59.6764 | 60.8581 | 60.2132 | 58.0859
252 | 35 | 75.8367 | 59.1354 | 36.6345 | 49.5911 | 59.3211 | 59.4879 | 60.7422 | 60.1953 | 57.8701
253 | 35 | 75.7109 | 59.0837 | 36.4718 | 49.5419 | 59.2276 | 59.3996 | 60.2132 | 59.8002 | 57.4579
254 | 35 | 75.4473 | 58.6703 | 36.2957 | 49.5363 | 58.9213 | 59.3481 | 60.1953 | 59.7099 | 57.3371
255 | 35 | 75.3704 | 58.4532 | 36.2365 | 49.2231 | 58.8257 | 59.3211 | 60.0732 | 59.629 | 57.0152
256 | 35 | 75.2979 | 58.2798 | 36.2266 | 49.1275 | 58.6175 | 59.2713 | 59.8002 | 59.3211 | 56.9808
257 | 35 | 75.1371 | 58.2352 | 36.0119 | 49.1241 | 58.52 | 59.2583 | 59.7618 | 59.2583 | 56.8294
258 | 35 | 75.1194 | 58.0674 | 35.827 | 49.0542 | 58.4178 | 58.9703 | 59.629 | 59.1164 | 56.6818
259 | 35 | 74.5458 | 58.0654 | 35.7864 | 49.0351 | 58.3219 | 58.9642 | 59.3211 | 58.9703 | 56.6548
260 | 35 | 74.2263 | 57.896 | 35.7276 | 49.0099 | 58.2196 | 58.9213 | 59.2583 | 58.9213 | 56.6377
261 | 35 | 73.9278 | 57.8522 | 35.6189 | 48.8626 | 57.8701 | 58.6703 | 58.9703 | 58.9168 | 56.6377
262 | 35 | 73.8623 | 57.7026 | 35.3688 | 48.8538 | 57.7428 | 58.55 | 58.9213 | 58.7761 | 56.6241
263 | 35 | 73.8072 | 57.0761 | 35.3343 | 48.7186 | 57.3371 | 58.52 | 58.726 | 58.726 | 56.4795
264 | 35 | 73.6235 | 57.0462 | 35.3191 | 48.5658 | 56.8294 | 58.4178 | 58.6703 | 58.6703 | 56.2793
265 | 35 | 73.6091 | 56.6351 | 35.2997 | 48.3791 | 56.8021 | 58.3219 | 58.5879 | 58.6703 | 56.1427
266 | 35 | 73.3423 | 56.6241 | 34.9564 | 48.2993 | 56.6548 | 58.3127 | 58.4178 | 58.4178 | 56.0277
267 | 35 | 73.2606 | 56.6228 | 34.9175 | 48.1612 | 56.6377 | 58.2974 | 58.3219 | 58.3259 | 55.8764
268 | 35 | 73.0589 | 56.5482 | 34.8704 | 48.0728 | 56.4795 | 58.2196 | 58.3127 | 58.3219 | 55.8164
269 | 35 | 72.9213 | 56.5478 | 34.8168 | 48.028 | 56.0277 | 57.3371 | 58.2974 | 58.3127 | 55.8135
270 | 35 | 72.6933 | 56.5157 | 34.5177 | 47.6426 | 55.9529 | 57.0152 | 58.2196 | 58.2748 | 55.2109
271 | 35 | 72.2437 | 56.4708 | 34.446 | 47.4806 | 55.8135 | 56.9808 | 57.3371 | 58.2466 | 55.1579
272 | 35 | 71.8697 | 56.4069 | 34.4289 | 47.2266 | 55.6287 | 56.8294 | 56.7109 | 58.2196 | 55.0331
273 | 35 | 71.5912 | 56.3719 | 34.3018 | 47.2251 | 55.4024 | 56.6548 | 56.6548 | 58.0372 | 54.9574
274 | 35 | 71.2546 | 56.1654 | 34.1787 | 47.1905 | 55.2327 | 56.6377 | 56.6241 | 57.3371 | 54.8538
275 | 35 | 71.0501 | 56.0947 | 34.0243 | 47.1357 | 55.2109 | 56.6241 | 56.4795 | 57.217 | 54.8374
276 | 35 | 71.0271 | 56.0931 | 33.595 | 47.0947 | 54.9574 | 56.4795 | 56.4227 | 57.133 | 54.6502
277 | 35 | 70.8028 | 55.9735 | 33.4245 | 47.0615 | 54.8407 | 56.1427 | 56.3356 | 56.6548 | 54.5119
278 | 35 | 70.2745 | 55.9698 | 33.3518 | 46.9858 | 54.8 | 56.0879 | 56.3356 | 56.6377 | 54.0956
279 | 35 | 69.9071 | 55.6474 | 33.041 | 46.8796 | 54.6565 | 56.0277 | 56.3356 | 56.6241 | 53.9718
280 | 35 | 69.7859 | 55.6243 | 33.036 | 46.7646 | 54.6502 | 56.0246 | 56.3356 | 56.4795 | 53.9473
281 | 35 | 69.7285 | 55.5456 | 33.0031 | 46.7233 | 54.5119 | 55.7666 | 56.2139 | 56.4532 | 53.8518
282 | 35 | 69.6665 | 55.4022 | 32.6979 | 46.6099 | 54.0956 | 55.6287 | 56.1427 | 56.4227 | 53.7566
283 | 35 | 69.6211 | 55.3852 | 32.6552 | 46.5566 | 53.9703 | 55.4155 | 56.0277 | 56.2139 | 53.427
284 | 35 | 69.5996 | 55.2486 | 32.6267 | 46.4099 | 53.9703 | 55.0296 | 56.0267 | 56.2049 | 53.3059
285 | 35 | 69.3459 | 55.1827 | 32.4109 | 46.2199 | 53.9625 | 54.9574 | 55.9025 | 56.1567 | 53.2686
286 | 35 | 68.9849 | 55.148 | 32.3526 | 46.0559 | 53.8593 | 54.9182 | 55.8135 | 56.0277 | 52.898
287 | 35 | 68.6855 | 55.0094 | 32.2085 | 46.0555 | 53.7572 | 54.8538 | 55.5203 | 55.8135 | 52.8646
288 | 35 | 68.6766 | 54.8278 | 32.1056 | 45.7663 | 53.7566 | 54.6502 | 55.4184 | 55.5203 | 52.7846
289 | 35 | 68.3481 | 54.8258 | 31.7835 | 45.7298 | 53.6754 | 54.5119 | 55.4184 | 55.4761 | 52.7566
290 | 35 | 68.2639 | 54.7186 | 31.5458 | 45.6552 | 53.6654 | 54.3248 | 55.4024 | 55.2327 | 52.5878
291 | 35 | 68.1257 | 54.6453 | 31.4994 | 45.6119 | 53.6226 | 54.0956 | 55.392 | 55.2231 | 52.3629
292 | 35 | 68.0954 | 54.5455 | 31.4891 | 45.5338 | 53.427 | 53.6654 | 54.9574 | 55.048 | 52.2776
293 | 35 | 68.0501 | 54.3459 | 31.3038 | 45.4122 | 52.8646 | 53.4278 | 54.8538 | 55.0331 | 52.0188
294 | 35 | 67.9906 | 54.2763 | 30.7542 | 45.144 | 52.859 | 53.427 | 54.8407 | 54.9574 | 51.7862
295 | 35 | 67.9047 | 53.9004 | 30.7527 | 44.9729 | 52.7359 | 52.9192 | 54.8223 | 54.8538 | 51.6521
296 | 35 | 67.4579 | 53.8646 | 30.6342 | 44.8646 | 52.5878 | 52.8701 | 54.6502 | 54.8407 | 51.5741
297 | 35 | 67.157 | 53.8379 | 30.603 | 44.6266 | 52.3095 | 52.8646 | 54.5119 | 54.8356 | 51.3257
298 | 35 | 66.8327 | 53.5218 | 30.5752 | 44.5323 | 52.297 | 52.859 | 54.4974 | 54.7023 | 51.207
299 | 35 | 66.1703 | 53.4848 | 30.5162 | 44.5057 | 52.2546 | 52.7846 | 54.0956 | 54.6774 | 51.2028
300 | 35 | 65.962 | 53.4248 | 30.1554 | 44.4767 | 52.0715 | 52.6391 | 53.9473 | 54.6502 | 50.948
301 | 35 | 65.7561 | 53.4072 | 30.0735 | 44.4693 | 52.0188 | 52.0188 | 53.7572 | 54.5119 | 50.8237
302 | 35 | 65.7081 | 53.2938 | 29.7745 | 44.387 | 51.9087 | 51.8764 | 53.7566 | 54.0956 | 50.2898
303 | 35 | 65.2075 | 53.1953 | 29.6803 | 44.3642 | 51.8374 | 51.1351 | 53.6665 | 53.7572 | 50.1164
304 | 35 | 65.1057 | 53.0175 | 29.6506 | 44.2486 | 51.5405 | 50.8237 | 53.4278 | 53.7566 | 50.083
305 | 35 | 65.0089 | 52.8994 | 29.5226 | 44.191 | 51.3257 | 49.904 | 53.427 | 53.7056 | 49.9249
306 | 35 | 64.8135 | 52.7185 | 29.4477 | 44.0317 | 51.3127 | 49.7551 | 53.3343 | 53.427 | 49.8098
307 | 35 | 64.8008 | 52.6379 | 29.4182 | 44.0065 | 51.2768 | 49.5741 | 53.2477 | 53.2477 | 49.8097
308 | 35 | 64.7975 | 52.3621 | 29.1211 | 43.8518 | 50.909 | 49.5452 | 53.1287 | 52.8646 | 49.662
309 | 35 | 64.7139 | 52.2327 | 29.0517 | 43.7546 | 50.8237 | 49.538 | 52.8994 | 52.7619 | 49.5452
310 | 35 | 64.6498 | 52.1297 | 29.0029 | 43.6926 | 50.8012 | 49.3272 | 52.8646 | 52.2857 | 49.5451
311 | 35 | 64.538 | 52.0696 | 28.9549 | 43.6703 | 50.7846 | 49.1081 | 52.7359 | 52.1969 | 49.4556
312 | 35 | 64.1388 | 51.8962 | 28.9425 | 43.5478 | 50.6266 | 48.9071 | 52.7028 | 52.0304 | 49.3272
313 | 35 | 63.9546 | 51.8626 | 28.7553 | 43.5455 | 50.2845 | 48.8518 | 52.6391 | 52.0188 | 49.1081
314 | 35 | 63.8537 | 51.8356 | 28.4229 | 43.5273 | 50.1693 | 48.5596 | 52.5455 | 51.8211 | 48.9071
315 | 35 | 63.6906 | 51.8223 | 28.3684 | 43.4713 | 50.1164 | 48.4708 | 52.3393 | 51.3449 | 48.825
316 | 35 | 63.6342 | 51.6483 | 28.3422 | 43.4204 | 49.9622 | 48.3652 | 52.3178 | 51.2346 | 48.6091
317 | 35 | 63.5057 | 51.4492 | 28.2078 | 43.3459 | 49.91 | 48.2505 | 52.2776 | 51.121 | 48.5596
318 | 35 | 63.2965 | 51.396 | 28.164 | 43.2368 | 49.855 | 48.2266 | 52.0188 | 50.8237 | 48.4708
319 | 35 | 63.2695 | 51.3635 | 28.1275 | 43.1085 | 49.8413 | 48.1556 | 51.9087 | 50.7846 | 48.3652
320 | 35 | 63.1579 | 51.292 | 28.0932 | 42.9004 | 49.8266 | 48.1022 | 51.8764 | 50.6754 | 48.2266
321 | 35 | 62.9964 | 51.2487 | 28.0227 | 42.79 | 49.6841 | 48.0835 | 51.8211 | 50.6665 | 48.1719
322 | 35 | 62.9703 | 51.0367 | 27.9721 | 42.6326 | 49.6616 | 47.9546 | 51.2768 | 50.6266 | 48.1556
323 | 35 | 62.7669 | 50.9849 | 27.9323 | 42.5108 | 49.5452 | 47.9519 | 51.2346 | 50.53 | 48.1022
324 | 35 | 62.3178 | 50.9578 | 27.7486 | 42.4425 | 49.5451 | 47.7773 | 51.2297 | 50.2898 | 48.0835
325 | 35 | 62.2776 | 50.694 | 27.618 | 42.2914 | 49.345 | 47.7276 | 51.1693 | 50.0501 | 48.059
326 | 35 | 62.1085 | 50.6119 | 27.6166 | 42.2898 | 49.1638 | 47.707 | 50.909 | 50.0093 | 48.0418
327 | 35 | 61.8571 | 50.5853 | 27.4504 | 42.2748 | 49.1005 | 47.6483 | 50.8237 | 49.8097 | 47.9546
328 | 35 | 61.8345 | 50.3138 | 27.4122 | 42.2061 | 49.0027 | 47.3895 | 50.7846 | 49.6841 | 47.707
329 | 35 | 61.7415 | 50.2109 | 27.3284 | 42.1457 | 48.9071 | 47.2688 | 50.2898 | 49.68 | 47.7068
330 | 35 | 61.6672 | 50.059 | 27.3164 | 41.9903 | 48.8501 | 47.1276 | 50.1287 | 49.5741 | 47.6982
331 | 35 | 61.5484 | 49.9182 | 27.2993 | 41.9549 | 48.8281 | 47.1255 | 50.1164 | 49.5451 | 47.6483
332 | 35 | 61.2215 | 49.8764 | 27.2636 | 41.8114 | 48.825 | 47.0615 | 50.0501 | 49.4591 | 47.456
333 | 35 | 60.8343 | 49.8538 | 27.2365 | 41.7273 | 48.7123 | 47.0615 | 49.8098 | 49.3272 | 47.3895
334 | 35 | 60.6833 | 49.6991 | 27.2062 | 41.6837 | 48.5596 | 47.0432 | 49.8097 | 49.3186 | 47.2688
335 | 35 | 60.4532 | 49.6502 | 27.1638 | 41.3955 | 48.4708 | 46.9782 | 49.68 | 49.1349 | 47.1255
336 | 35 | 60.1676 | 49.418 | 27.0251 | 41.3621 | 48.3652 | 46.8367 | 49.5741 | 49.1005 | 47.1126
337 | 35 | 59.8002 | 49.3505 | 26.5308 | 41.2171 | 48.3621 | 46.8345 | 49.538 | 48.9071 | 47.0819
338 | 35 | 59.7026 | 48.9992 | 26.3611 | 41.1957 | 48.2266 | 46.8091 | 49.1349 | 48.8281 | 47.0432
339 | 35 | 59.3211 | 48.8164 | 26.2548 | 41.1845 | 48.1298 | 46.6839 | 49.1005 | 48.3652 | 46.6839
340 | 35 | 59.2918 | 48.7566 | 26.2532 | 40.9586 | 48.1022 | 46.5368 | 49.0432 | 48.3621 | 46.4439
341 | 35 | 59.2783 | 48.4938 | 26.223 | 40.6388 | 48.0835 | 46.4439 | 48.9071 | 48.2266 | 46.3095
342 | 35 | 59.1005 | 48.2968 | 25.9858 | 40.4795 | 48.059 | 46.436 | 48.8501 | 48.1719 | 46.0947
343 | 35 | 59.0879 | 48.1252 | 25.984 | 40.4415 | 47.9546 | 46.2171 | 48.8441 | 48.1022 | 46.0378
344 | 35 | 58.9488 | 47.9225 | 25.9798 | 40.371 | 47.9519 | 45.9425 | 48.8281 | 48.0835 | 45.9425
345 | 35 | 58.9004 | 47.8069 | 25.9359 | 40.2231 | 47.707 | 45.6794 | 48.825 | 48.059 | 45.8114
346 | 35 | 58.8257 | 47.5934 | 25.8796 | 40.0747 | 47.6982 | 45.5819 | 48.4708 | 48.0418 | 45.7103
347 | 35 | 58.8257 | 47.4767 | 25.7852 | 40.0094 | 47.6483 | 45.3985 | 48.3652 | 48.0017 | 45.6794
348 | 35 | 58.427 | 47.4382 | 25.6783 | 39.9142 | 47.4119 | 45.2707 | 48.3621 | 47.9546 | 45.6099
349 | 35 | 58.3852 | 47.2661 | 25.5715 | 39.6153 | 47.1255 | 45.2369 | 48.2628 | 47.707 | 45.4675
350 | 35 | 58.2253 | 47.2486 | 25.3614 | 39.5777 | 47.1126 | 45.1466 | 48.2505 | 47.6982 | 45.3985
351 | 35 | 58.0631 | 47.1762 | 25.1801 | 39.4765 | 47.0432 | 45.1402 | 48.2266 | 47.6728 | 45.2091
352 | 35 | 58.0367 | 47.0556 | 25.0555 | 39.466 | 46.7564 | 45.0044 | 48.1022 | 47.456 | 44.8223
353 | 35 | 58.0277 | 47.013 | 24.9436 | 39.4256 | 46.4439 | 44.962 | 48.0265 | 47.3895 | 44.5954
354 | 35 | 57.6622 | 46.8135 | 24.898 | 39.0358 | 46.2171 | 44.8135 | 48.0017 | 47.2688 | 44.3708
355 | 35 | 57.3813 | 46.6908 | 24.8348 | 39.0296 | 46.0761 | 44.6266 | 47.9546 | 47.1255 | 44.3496
356 | 35 | 57.2041 | 46.3758 | 24.74 | 38.8717 | 45.9778 | 44.5954 | 47.7269 | 47.0819 | 44.3292
357 | 35 | 57.148 | 46.3417 | 24.5696 | 38.7465 | 45.9425 | 44.4751 | 47.456 | 47.0455 | 44.2361
358 | 35 | 56.7185 | 46.2742 | 24.3868 | 38.259 | 45.9278 | 44.4628 | 47.3895 | 47.0432 | 44.0441
359 | 35 | 56.6656 | 46.2156 | 24.0864 | 38.0761 | 45.8518 | 44.3805 | 47.2688 | 47.0251 | 44.0304
360 | 35 | 56.6351 | 46.1698 | 23.9669 | 38.0481 | 45.6794 | 44.3708 | 47.1255 | 46.8091 | 43.9833
361 | 35 | 56.5555 | 46.1382 | 23.8145 | 38.0381 | 45.5402 | 44.3496 | 47.1126 | 46.7564 | 43.8518
362 | 35 | 56.4795 | 46.0031 | 23.7465 | 38.0017 | 45.4675 | 44.3292 | 47.0455 | 46.4439 | 43.8002
363 | 35 | 56.456 | 45.9276 | 23.4514 | 37.7387 | 45.3985 | 44.3091 | 46.8345 | 46.2171 | 43.7509
364 | 35 | 56.2171 | 45.8237 | 23.2036 | 37.6345 | 45.3635 | 44.2361 | 46.8091 | 46.0378 | 43.7395
365 | 35 | 56.1127 | 45.7221 | 23.064 | 37.1287 | 45.2483 | 44.0304 | 46.7564 | 45.985 | 43.6391
366 | 35 | 55.949 | 45.6926 | 23.0581 | 37.1249 | 45.2369 | 43.9833 | 46.4439 | 45.9656 | 43.6327
367 | 35 | 55.7046 | 45.6825 | 22.8521 | 36.7028 | 44.9926 | 43.8518 | 46.2171 | 45.9425 | 43.5543
368 | 35 | 55.3719 | 45.4124 | 22.7546 | 36.4701 | 44.6377 | 43.7395 | 46.1211 | 45.8518 | 43.5445
369 | 35 | 55.3418 | 45.3018 | 22.741 | 36.4126 | 44.6314 | 43.7034 | 46.0947 | 45.8294 | 43.4022
370 | 35 | 55.2109 | 45.2046 | 22.6893 | 36.3796 | 44.5954 | 43.6407 | 46.0761 | 45.8114 | 43.3554
371 | 35 | 55.1445 | 45.1022 | 22.5507 | 36.3264 | 44.3708 | 43.5445 | 46.0378 | 45.7275 | 43.2407
372 | 35 | 55.1046 | 45.083 | 22.51 | 36.3038 | 44.3496 | 43.3554 | 45.9425 | 45.6099 | 43.2322
373 | 35 | 55.0307 | 45.0388 | 22.4204 | 36.2715 | 44.3292 | 43.2768 | 45.8518 | 45.4708 | 43.1046
374 | 35 | 55.0243 | 44.8098 | 22.4147 | 36.2344 | 44.3091 | 43.2322 | 45.8114 | 45.2149 | 43.0867
375 | 35 | 54.8977 | 44.5741 | 22.3211 | 36.1792 | 43.6327 | 43.1457 | 45.7275 | 45.2075 | 42.903
376 | 35 | 54.8654 | 44.4099 | 22.1207 | 35.9653 | 43.5445 | 43.1046 | 45.6099 | 45.0094 | 42.845
377 | 35 | 54.68 | 44.1907 | 22.0527 | 35.8358 | 43.3861 | 43.0867 | 44.6266 | 44.962 | 42.7773
378 | 35 | 54.6391 | 44.1081 | 22.0354 | 35.8287 | 43.2322 | 43.0246 | 44.5954 | 44.6314 | 42.7233
379 | 35 | 54.5895 | 43.9606 | 21.9765 | 35.8272 | 43.1046 | 42.9784 | 44.5132 | 44.5954 | 42.4504
380 | 35 | 54.496 | 43.7546 | 21.9703 | 35.6617 | 43.0867 | 42.9628 | 44.3805 | 44.362 | 42.3726
381 | 35 | 54.2413 | 43.7103 | 21.6355 | 35.5741 | 42.79 | 42.903 | 44.362 | 44.3496 | 42.355
382 | 35 | 53.9473 | 43.5122 | 21.632 | 35.5318 | 42.7233 | 42.8459 | 44.3496 | 44.3292 | 42.2943
383 | 35 | 53.8911 | 43.3248 | 21.6014 | 35.3726 | 42.3962 | 42.7233 | 44.3292 | 44.3191 | 42.2297
384 | 35 | 53.8832 | 43.1984 | 21.5851 | 35.2613 | 42.1751 | 42.6742 | 44.3191 | 44.2361 | 42.1751
385 | 35 | 53.4848 | 43.1719 | 21.5446 | 35.1061 | 42.1487 | 42.6712 | 44.2361 | 44.1342 | 42.1487
386 | 35 | 53.0246 | 43.0835 | 21.5424 | 35.0996 | 42.133 | 42.5478 | 44.1342 | 44.0819 | 42.1111
387 | 35 | 52.9284 | 43.0542 | 21.3127 | 35.0648 | 42.1111 | 42.4685 | 44.0731 | 44.0731 | 42.0031
388 | 35 | 52.9192 | 42.9906 | 21.2393 | 34.9749 | 42.0031 | 42.4504 | 44.0453 | 44.0452 | 41.9816
389 | 35 | 52.9146 | 42.8196 | 20.9637 | 34.9263 | 41.7218 | 42.3726 | 44.0452 | 44.0441 | 41.727
390 | 35 | 52.5051 | 42.8028 | 20.9504 | 34.8924 | 41.6927 | 42.3635 | 44.0441 | 43.9833 | 41.7218
391 | 35 | 52.4235 | 42.424 | 20.8751 | 34.8028 | 41.3248 | 42.2297 | 43.9892 | 43.8742 | 41.632
392 | 35 | 52.3537 | 42.3935 | 20.5344 | 34.7221 | 41.3121 | 42.0859 | 43.9833 | 43.7156 | 41.4248
393 | 35 | 52.2395 | 42.3259 | 20.5176 | 34.7023 | 41.2898 | 42.0047 | 43.8869 | 43.6391 | 41.2263
394 | 35 | 52.0728 | 42.2997 | 20.515 | 34.5749 | 41.2501 | 42.0031 | 43.8742 | 43.6327 | 41.2001
395 | 35 | 52.0646 | 42.1244 | 20.3429 | 34.4964 | 41.1284 | 41.9964 | 43.6327 | 43.5445 | 41.1144
396 | 35 | 52.059 | 41.9901 | 20.2218 | 34.4502 | 41.0696 | 41.9816 | 43.5848 | 43.2322 | 41.0691
397 | 35 | 51.9662 | 41.8556 | 20.1518 | 34.4289 | 41.0649 | 41.8762 | 43.5445 | 43.1046 | 41.0649
398 | 35 | 51.9532 | 41.7438 | 19.8824 | 34.3635 | 41.0517 | 41.6759 | 43.3792 | 43.0867 | 41.0517
399 | 35 | 51.909 | 41.7085 | 19.8448 | 34.1022 | 41.0271 | 41.632 | 43.2898 | 43.0864 | 40.8208
400 | 35 | 51.5741 | 41.5277 | 19.8279 | 33.8098 | 41.0031 | 41.3845 | 43.1969 | 42.903 | 40.6858
401 | 35 | 51.5451 | 41.3652 | 19.6858 | 33.6316 | 40.7427 | 41.2898 | 43.0867 | 42.7657 | 40.6397
402 | 35 | 51.396 | 41.3191 | 19.6021 | 33.5451 | 40.6858 | 41.2501 | 43.0864 | 42.7233 | 40.552
403 | 35 | 51.3869 | 41.3127 | 19.437 | 33.4701 | 40.6397 | 41.2266 | 43.0372 | 42.6742 | 40.4414
404 | 35 | 51.2935 | 41.2297 | 19.4227 | 33.1751 | 40.6277 | 41.181 | 42.903 | 42.3635 | 40.1908
405 | 35 | 51.2446 | 40.9275 | 19.2706 | 33.0696 | 40.552 | 41.0691 | 42.7657 | 42.2943 | 40.1845
406 | 35 | 51.2143 | 40.8012 | 19.2034 | 32.9872 | 40.3924 | 41.0649 | 42.7233 | 42.2368 | 40.1729
407 | 35 | 51.2046 | 40.71 | 19.18 | 32.9048 | 40.371 | 41.0517 | 42.3635 | 42.2297 | 40.013
408 | 35 | 51.1953 | 40.707 | 19.1284 | 32.8762 | 40.2819 | 41.013 | 42.3216 | 42.1751 | 39.9721
409 | 35 | 51.0812 | 40.6834 | 18.9901 | 32.8452 | 40.2344 | 41.0029 | 42.2368 | 42.1487 | 39.9393
410 | 35 | 50.8646 | 40.6561 | 18.9376 | 32.8281 | 40.1729 | 40.984 | 42.1553 | 42.0527 | 39.7542
411 | 35 | 50.8379 | 40.6345 | 18.8275 | 32.6941 | 40.046 | 40.6858 | 42.1487 | 42.0031 | 39.6941
412 | 35 | 50.8288 | 40.5388 | 18.7574 | 32.6267 | 40.0351 | 40.6397 | 42.0527 | 41.9964 | 39.4415
413 | 35 | 50.8237 | 40.4806 | 18.6643 | 32.597 | 39.9721 | 40.5244 | 42.0031 | 41.8356 | 39.4217
414 | 35 | 50.8095 | 40.2764 | 18.5432 | 32.1752 | 39.9053 | 40.3796 | 41.8356 | 41.6907 | 39.3791
415 | 35 | 50.7273 | 40.2106 | 18.5396 | 31.7835 | 39.8097 | 40.2344 | 41.8221 | 41.5108 | 39.2768
416 | 35 | 50.6825 | 40.1341 | 18.5234 | 31.7116 | 39.7186 | 40.1908 | 41.4959 | 41.4294 | 39.2644
417 | 35 | 50.4585 | 40.0649 | 18.466 | 31.595 | 39.6941 | 40.1729 | 41.4787 | 41.3119 | 39.0932
418 | 35 | 50.4556 | 40.0152 | 18.3024 | 31.5343 | 39.4701 | 39.9721 | 41.4294 | 41.2548 | 39.0922
419 | 35 | 50.2097 | 39.904 | 18.0369 | 31.5162 | 39.4415 | 39.7542 | 41.3119 | 41.2501 | 39.0314
420 | 35 | 50.144 | 39.8955 | 17.7003 | 31.475 | 39.3791 | 39.7186 | 41.2085 | 41.2085 | 38.8416
421 | 35 | 50.0162 | 39.4097 | 17.5909 | 31.389 | 39.3719 | 39.6941 | 41.1874 | 41.2001 | 38.829
422 | 35 | 49.9574 | 39.2898 | 17.2935 | 31.3688 | 39.3059 | 39.597 | 41.0749 | 41.0691 | 38.4806
423 | 35 | 49.9349 | 39.2804 | 17.2327 | 31.3343 | 39.2636 | 39.5079 | 41.0696 | 41.0649 | 38.0749
424 | 35 | 49.6474 | 39.2449 | 17.0614 | 31.3127 | 39.2231 | 39.4415 | 41.0691 | 41.0517 | 38.0654
425 | 35 | 49.5934 | 39.2365 | 16.7826 | 31.2997 | 39.2162 | 39.4217 | 41.0649 | 40.7465 | 38.0481
426 | 35 | 49.5424 | 39.1705 | 16.6449 | 31.181 | 39.181 | 39.3393 | 41.0517 | 40.6858 | 38.0369
427 | 35 | 49.5238 | 39.158 | 16.6443 | 31.1341 | 39.1228 | 39.3059 | 41.0029 | 40.6397 | 38.013
428 | 35 | 49.4869 | 38.9913 | 16.4789 | 31.0262 | 39.0542 | 39.292 | 40.7427 | 40.6277 | 37.9858
429 | 35 | 49.3805 | 38.9703 | 16.2317 | 30.9548 | 38.961 | 39.2162 | 40.6858 | 40.552 | 37.8796
430 | 35 | 49.3272 | 38.8986 | 16.1867 | 30.8364 | 38.9196 | 38.8781 | 40.6397 | 40.4317 | 37.6964
431 | 35 | 49.1834 | 38.8717 | 16.1494 | 30.8012 | 38.4806 | 38.8698 | 40.6277 | 40.2817 | 37.5159
432 | 35 | 49.1081 | 38.8002 | 16.1351 | 30.5752 | 38.3733 | 38.4806 | 40.316 | 40.1908 | 37.4787
433 | 35 | 49.0772 | 38.597 | 16.1324 | 30.5298 | 38.1053 | 38.4585 | 40.1908 | 40.1729 | 37.2655
434 | 35 | 49.0432 | 38.5285 | 16.1321 | 30.1787 | 38.0749 | 38.3816 | 40.1729 | 40.1587 | 37.1118
435 | 35 | 48.7001 | 38.5285 | 16.1223 | 30.1252 | 38.0654 | 38.2943 | 40.013 | 40.1085 | 37.0143
436 | 35 | 48.5458 | 38.5285 | 16.1215 | 30.1151 | 37.9858 | 38.0654 | 39.9912 | 40.013 | 36.8662
437 | 35 | 48.4806 | 38.475 | 16.0475 | 29.9608 | 37.9579 | 38.0369 | 39.9721 | 39.9721 | 36.7202
438 | 35 | 48.4249 | 38.4601 | 16.0056 | 29.8033 | 37.7091 | 38.013 | 39.8348 | 39.927 | 36.6858
439 | 35 | 48.2352 | 38.3861 | 15.9529 | 29.6753 | 37.6964 | 37.9858 | 39.7542 | 39.8441 | 36.6351
440 | 35 | 48.2266 | 38.2907 | 15.9239 | 29.648 | 37.6064 | 37.8796 | 39.74 | 39.74 | 36.5455
441 | 35 | 48.1953 | 38.2745 | 15.8831 | 29.5893 | 37.6049 | 37.8645 | 39.6941 | 39.6941 | 36.54
442 | 35 | 48.1556 | 38.2266 | 15.7392 | 29.4706 | 37.5664 | 37.79 | 39.4217 | 39.5445 | 36.4802
443 | 35 | 48.1067 | 38.1339 | 15.7297 | 29.4514 | 37.3191 | 37.7665 | 39.4064 | 39.4701 | 36.4552
444 | 35 | 48.0292 | 37.8931 | 15.7028 | 29.3189 | 37.2898 | 37.5387 | 39.3791 | 39.4217 | 36.3868
445 | 35 | 47.8384 | 37.8645 | 15.63 | 29.1171 | 37.05 | 37.5338 | 39.3718 | 39.4064 | 36.3328
446 | 35 | 47.8098 | 37.6389 | 15.609 | 29.0514 | 37.0143 | 37.3095 | 39.3393 | 39.3791 | 36.1228
447 | 35 | 47.7935 | 37.6337 | 15.5165 | 28.9359 | 36.8662 | 37.2655 | 39.3059 | 39.3393 | 36.0982
448 | 35 | 47.7518 | 37.5742 | 15.4701 | 28.6337 | 36.6858 | 37.1751 | 39.2783 | 39.3059 | 36.0614
449 | 35 | 47.707 | 37.1862 | 15.4441 | 28.5913 | 36.6119 | 37.0143 | 39.2679 | 39.2636 | 36.0079
450 | 35 | 47.513 | 37.0203 | 15.3111 | 28.3063 | 36.6109 | 36.8054 | 39.2636 | 39.1228 | 35.9814
451 | 35 | 47.3635 | 36.9551 | 15.2004 | 28.2883 | 36.54 | 36.7202 | 39.2231 | 38.9516 | 35.9749
452 | 35 | 47.0388 | 36.6506 | 15.1792 | 28.2112 | 36.4802 | 36.6858 | 39.1979 | 38.9196 | 35.9735
453 | 35 | 47.0108 | 36.5316 | 15.0851 | 28.0179 | 36.4716 | 36.6119 | 38.961 | 38.9157 | 35.8157
454 | 35 | 46.8613 | 36.4601 | 14.9799 | 28.0104 | 36.4552 | 36.6099 | 38.9532 | 38.8847 | 35.7847
455 | 35 | 46.7296 | 36.4477 | 14.9022 | 27.9912 | 36.3868 | 36.5696 | 38.9157 | 38.829 | 35.7393
456 | 35 | 46.6358 | 36.2041 | 14.8192 | 27.9892 | 36.3328 | 36.5455 | 38.9154 | 38.8166 | 35.6683
457 | 35 | 46.3659 | 36.0517 | 14.7271 | 27.9814 | 36.1468 | 36.4802 | 38.7207 | 38.5595 | 35.4502
458 | 35 | 46.2395 | 36.0029 | 14.5326 | 27.9523 | 36.0922 | 36.4716 | 38.5595 | 38.4806 | 35.3869
459 | 35 | 46.2068 | 35.963 | 14.4517 | 27.9427 | 36.0614 | 36.4552 | 38.4806 | 38.177 | 35.3718
460 | 35 | 46.1908 | 35.7618 | 14.4329 | 27.8192 | 36.0278 | 36.3868 | 38.3733 | 38.0654 | 35.2348
461 | 35 | 46.1554 | 35.6705 | 14.4228 | 27.4994 | 36.0119 | 36.3463 | 38.0654 | 38.0481 | 35.191
462 | 35 | 46.0681 | 35.6397 | 14.3538 | 27.453 | 35.9814 | 36.3328 | 38.013 | 37.9858 | 35.1528
463 | 35 | 45.9809 | 35.6189 | 14.3061 | 27.3861 | 35.9749 | 35.9814 | 37.9858 | 37.9579 | 34.9296
464 | 35 | 45.6567 | 35.6065 | 14.1954 | 27.1867 | 35.9735 | 35.9735 | 37.8796 | 37.8796 | 34.8762
465 | 35 | 45.4493 | 35.5988 | 14.1909 | 27.0277 | 35.8869 | 35.8917 | 37.8569 | 37.8785 | 34.6926
466 | 35 | 45.3684 | 35.5713 | 14.0996 | 27.0029 | 35.8764 | 35.8465 | 37.7091 | 37.8313 | 34.5674
467 | 35 | 45.2707 | 35.3374 | 13.8721 | 26.9196 | 35.7847 | 35.7847 | 37.6964 | 37.8221 | 34.4876
468 | 35 | 45.2588 | 35.3085 | 13.8028 | 26.8317 | 35.7393 | 35.6683 | 37.6544 | 37.7665 | 34.3743
469 | 35 | 45.1751 | 35.2408 | 13.7508 | 26.7913 | 35.6683 | 35.6548 | 37.6049 | 37.7091 | 34.3127
470 | 35 | 45.0592 | 35.2369 | 13.7009 | 26.7542 | 35.6263 | 35.5691 | 37.6049 | 37.6964 | 34.3023
471 | 35 | 45.0094 | 35.2344 | 13.6291 | 26.603 | 35.5166 | 35.4587 | 37.5387 | 37.6544 | 34.2368
472 | 35 | 44.8986 | 35.1564 | 13.626 | 26.4522 | 35.5057 | 35.4502 | 37.3762 | 37.613 | 33.8012
473 | 35 | 44.8005 | 35.144 | 13.5836 | 26.4228 | 35.4502 | 35.3906 | 37.2149 | 37.6049 | 33.7839
474 | 35 | 44.6926 | 35.1115 | 13.4346 | 26.407 | 35.4323 | 35.371 | 37.1751 | 37.5391 | 33.7001
475 | 35 | 44.6337 | 35.1056 | 13.4256 | 26.3958 | 35.3869 | 35.2348 | 37.0143 | 37.5079 | 33.6825
476 | 35 | 44.582 | 35.0158 | 13.3468 | 26.1804 | 35.3223 | 35.191 | 36.7943 | 37.05 | 33.6743
477 | 35 | 44.4628 | 35.0057 | 13.3457 | 26.178 | 35.191 | 35.1528 | 36.6654 | 37.0143 | 33.2186
478 | 35 | 44.3059 | 34.9507 | 13.164 | 26.1453 | 35.1528 | 35.1287 | 36.6109 | 37.0057 | 33.2112
479 | 35 | 44.2706 | 34.927 | 13.033 | 26.0848 | 35.085 | 35.0314 | 36.5997 | 36.9077 | 33.2061
480 | 35 | 44.1002 | 34.9053 | 12.9247 | 26.084 | 35.0813 | 34.9296 | 36.5696 | 36.6858 | 33.1389
481 | 35 | 44.03 | 34.9035 | 12.9176 | 26.0735 | 35.0079 | 34.8955 | 36.4716 | 36.6654 | 33.0018
482 | 35 | 44.0131 | 34.8868 | 12.8421 | 25.9961 | 34.9823 | 34.8313 | 36.3868 | 36.6643 | 32.9549
483 | 35 | 44.0026 | 34.8796 | 12.7212 | 25.9961 | 34.9296 | 34.7542 | 36.3633 | 36.6109 | 32.8802
484 | 35 | 43.6616 | 34.8537 | 12.6704 | 25.9883 | 34.8955 | 34.6926 | 36.3328 | 36.5997 | 32.7883
485 | 35 | 43.6192 | 34.8348 | 12.5822 | 25.9803 | 34.8313 | 34.6806 | 36.0634 | 36.5288 | 32.7276
486 | 35 | 43.4601 | 34.7976 | 12.4225 | 25.9432 | 34.8002 | 34.5674 | 36.0119 | 36.4716 | 32.7273
487 | 35 | 43.3935 | 34.7444 | 12.404 | 25.7707 | 34.7594 | 34.4872 | 36.0079 | 36.3868 | 32.6476
488 | 35 | 43.1457 | 34.7222 | 12.275 | 25.7426 | 34.6926 | 34.4516 | 36.0031 | 36.3633 | 32.404
489 | 35 | 43.0912 | 34.4683 | 12.2503 | 25.6865 | 34.6478 | 34.3743 | 35.9814 | 36.3328 | 32.3626
490 | 35 | 43.0867 | 34.4261 | 12.0877 | 25.6506 | 34.5674 | 34.3023 | 35.9749 | 36.2427 | 32.3429
491 | 35 | 42.6326 | 34.3059 | 12.0664 | 25.5998 | 34.5455 | 34.2368 | 35.7847 | 36.0761 | 32.2868
492 | 35 | 42.6099 | 34.2636 | 12.0142 | 25.5545 | 34.4516 | 34.0188 | 35.7393 | 36.0614 | 32.1957
493 | 35 | 42.5934 | 34.2062 | 11.9774 | 25.5483 | 34.3743 | 33.7001 | 35.6683 | 36.0119 | 32.1229
494 | 35 | 42.2957 | 34.1751 | 11.963 | 25.499 | 34.3023 | 33.4701 | 35.4502 | 35.9814 | 32.1069
495 | 35 | 42.2297 | 34.126 | 11.9606 | 25.4477 | 34.2368 | 33.2061 | 35.448 | 35.9749 | 31.9276
496 | 35 | 42.2034 | 34.0358 | 11.8262 | 25.2479 | 34.1207 | 33.181 | 35.3869 | 35.8869 | 31.8914
497 | 35 | 42.1388 | 34.0333 | 11.804 | 25.2439 | 34.0932 | 32.8802 | 35.2613 | 35.8764 | 31.7694
498 | 35 | 42.0031 | 33.8072 | 11.7934 | 25.2152 | 34.0188 | 32.7273 | 35.2348 | 35.7847 | 31.726
499 | 35 | 41.9833 | 33.7001 | 11.7468 | 25.0809 | 33.9173 | 32.6476 | 35.2344 | 35.6683 | 31.7249
500 | 35 | 41.662 | 33.6729 | 11.6743 | 25.0517 | 33.8294 | 32.6187 | 35.191 | 35.5237 | 31.6624
501 | 35 | 41.2611 | 33.6388 | 11.6064 | 24.9347 | 33.7839 | 32.404 | 35.1732 | 35.4502 | 31.5382
502 | 35 | 41.2369 | 33.5434 | 11.5556 | 24.9303 | 33.5132 | 32.3429 | 35.1528 | 35.3869 | 31.389
503 | 35 | 41.1298 | 33.2248 | 11.5222 | 24.9109 | 33.4085 | 32.2871 | 35.121 | 35.2348 | 31.3885
504 | 35 | 41.0691 | 33.181 | 11.5079 | 24.9109 | 33.3938 | 32.2868 | 35.1189 | 35.21 | 31.2957
505 | 35 | 41.0065 | 32.9858 | 11.4719 | 24.9109 | 33.2943 | 32.2594 | 35.1036 | 35.191 | 31.2025
506 | 35 | 40.9869 | 32.9425 | 11.4295 | 24.6037 | 33.2061 | 32.2477 | 35.0551 | 35.1732 | 31.181
507 | 35 | 40.9182 | 32.9317 | 11.3707 | 24.5079 | 33.1457 | 32.1957 | 35.0317 | 35.1528 | 31.1116
508 | 35 | 40.7231 | 32.8492 | 11.3358 | 24.4787 | 33.1324 | 32.0394 | 35.0314 | 35.0317 | 30.9929
509 | 35 | 40.6991 | 32.8284 | 11.3338 | 24.4564 | 33.0244 | 32.0065 | 35.0176 | 35.0314 | 30.985
510 | 35 | 40.6397 | 32.8231 | 11.2837 | 24.4229 | 33.0018 | 31.985 | 34.8478 | 35.0241 | 30.9593
511 | 35 | 40.6308 | 32.746 | 11.1773 | 24.3698 | 32.9549 | 31.8772 | 34.8313 | 35.0176 | 30.9076
512 | 35 | 40.6255 | 32.7457 | 11.1474 | 24.3262 | 32.8168 | 31.7249 | 34.5445 | 34.8478 | 30.9048
513 | 35 | 40.4718 | 32.6739 | 11.0629 | 24.2366 | 32.7533 | 31.6739 | 34.5273 | 34.8374 | 30.8736
514 | 35 | 40.3985 | 32.6267 | 11.0516 | 24.0932 | 32.7046 | 31.6634 | 34.3038 | 34.7594 | 30.8685
515 | 35 | 40.316 | 32.6266 | 11.0439 | 24.075 | 32.6309 | 31.5382 | 34.3023 | 34.6926 | 30.5748
516 | 35 | 40.2365 | 32.6223 | 11.021 | 24.0241 | 32.6165 | 31.5166 | 34.0932 | 34.6806 | 30.5458
517 | 35 | 40.2137 | 32.6099 | 10.985 | 23.9721 | 32.6091 | 31.4124 | 34.0188 | 34.5455 | 30.51
518 | 35 | 40.191 | 32.595 | 10.9469 | 23.9063 | 32.513 | 31.389 | 33.9954 | 34.5273 | 30.4856
519 | 35 | 40.1905 | 32.5338 | 10.831 | 23.8874 | 32.404 | 31.2883 | 33.7839 | 34.3038 | 30.3804
520 | 35 | 40.1528 | 32.2565 | 10.8214 | 23.8546 | 32.3953 | 31.1631 | 33.7162 | 34.3023 | 30.3635
521 | 35 | 40.0731 | 32.1512 | 10.7592 | 23.6742 | 32.3119 | 31.1411 | 33.6912 | 34.0932 | 30.2327
522 | 35 | 40.0317 | 32.1171 | 10.7588 | 23.6465 | 32.3072 | 31.1239 | 33.6355 | 34.0395 | 30.1561
523 | 35 | 39.7186 | 31.9321 | 10.7425 | 23.4793 | 32.2477 | 30.985 | 33.4701 | 33.7839 | 30.1379
524 | 35 | 39.6431 | 31.9196 | 10.7342 | 23.4447 | 32.1069 | 30.9628 | 33.4115 | 33.7542 | 30.137
525 | 35 | 39.5853 | 31.9009 | 10.7116 | 23.4447 | 32.0065 | 30.8736 | 33.3276 | 33.7001 | 30.1324
526 | 35 | 39.4695 | 31.6255 | 10.6905 | 23.3211 | 31.726 | 30.8685 | 33.2186 | 33.6825 | 29.9835
527 | 35 | 39.3929 | 31.6037 | 10.6698 | 23.2636 | 31.5483 | 30.8219 | 33.181 | 33.6355 | 29.9762
528 | 35 | 39.3652 | 31.5329 | 10.6477 | 23.2628 | 31.389 | 30.7484 | 33.1764 | 33.418 | 29.8767
529 | 35 | 39.3311 | 31.4775 | 10.645 | 23.2062 | 31.2025 | 30.7347 | 33.1324 | 33.4085 | 29.8313
530 | 35 | 39.2968 | 31.4369 | 10.6216 | 23.1686 | 31.1465 | 30.5748 | 33.0202 | 33.3276 | 29.8008
531 | 35 | 39.2314 | 31.3868 | 10.544 | 23.1611 | 31.1427 | 30.5458 | 33.0018 | 33.2186 | 29.6643
532 | 35 | 39.0017 | 31.3784 | 10.5264 | 23.0565 | 31.1116 | 30.51 | 32.9872 | 33.181 | 29.6219
533 | 35 | 38.9523 | 31.3079 | 10.5227 | 23.0314 | 31.0134 | 30.41 | 32.9549 | 33.1783 | 29.5915
534 | 35 | 38.927 | 31.2927 | 10.5121 | 22.9095 | 30.9977 | 30.3869 | 32.8613 | 33.1324 | 29.5906
535 | 35 | 38.7473 | 31.2703 | 10.4077 | 22.7312 | 30.985 | 30.3804 | 32.7276 | 33.0367 | 29.5893
536 | 35 | 38.7103 | 31.1964 | 10.3946 | 22.5785 | 30.9295 | 30.347 | 32.7273 | 33.0202 | 29.4915
537 | 35 | 38.6729 | 31.1763 | 10.3589 | 22.5546 | 30.9076 | 30.2385 | 32.6091 | 33.0018 | 29.4896
538 | 35 | 38.2943 | 31.1276 | 10.3309 | 22.5507 | 30.8219 | 30.2327 | 32.4493 | 32.9872 | 29.4346
539 | 35 | 38.2061 | 31.1062 | 10.3123 | 22.3946 | 30.7429 | 30.0684 | 32.4109 | 32.9549 | 29.4338
540 | 35 | 38.1022 | 31.0989 | 10.2847 | 22.3733 | 30.7429 | 29.9835 | 32.3429 | 32.7273 | 29.4248
541 | 35 | 37.9858 | 31.0168 | 10.2835 | 22.3448 | 30.7429 | 29.9048 | 32.2868 | 32.6338 | 29.3422
542 | 35 | 37.9852 | 31.0133 | 10.2711 | 22.2667 | 30.7429 | 29.8098 | 32.004 | 32.6091 | 29.3132
543 | 35 | 37.9787 | 30.9063 | 10.2215 | 22.2552 | 30.7109 | 29.8008 | 31.7546 | 32.3953 | 29.189
544 | 35 | 37.9595 | 30.7473 | 10.2145 | 22.223 | 30.6235 | 29.7981 | 31.7249 | 32.3719 | 29.1672
545 | 35 | 37.9012 | 30.6839 | 10.1361 | 22.1159 | 30.5748 | 29.7511 | 31.6834 | 32.3626 | 29.1638
546 | 35 | 37.8796 | 30.664 | 10.1355 | 22.0936 | 30.51 | 29.6567 | 31.6624 | 32.2868 | 29.0864
547 | 35 | 37.8518 | 30.5752 | 10.1038 | 22.0478 | 30.3804 | 29.6353 | 31.4579 | 32.2776 | 29.085
548 | 35 | 37.7307 | 30.5079 | 9.9614 | 21.9798 | 30.2385 | 29.6219 | 31.389 | 32.0152 | 29.0484
549 | 35 | 37.7025 | 30.4965 | 9.9351 | 21.9593 | 30.2091 | 29.5915 | 31.3008 | 31.9276 | 29.0475
550 | 35 | 37.5186 | 30.4222 | 9.8364 | 21.6759 | 30.1065 | 29.5906 | 31.2883 | 31.8914 | 29.0381
551 | 35 | 37.4614 | 30.2868 | 9.8325 | 21.6698 | 29.9929 | 29.5893 | 31.2025 | 31.6873 | 29.0338
552 | 35 | 37.4578 | 30.2144 | 9.7484 | 21.6334 | 29.9835 | 29.4915 | 31.1228 | 31.6624 | 28.9669
553 | 35 | 37.3388 | 30.1145 | 9.7351 | 21.6162 | 29.9762 | 29.4346 | 31.1116 | 31.5483 | 28.9564
554 | 35 | 37.2898 | 30.0996 | 9.7237 | 21.5548 | 29.8008 | 29.4248 | 31.0915 | 31.5166 | 28.9559
555 | 35 | 37.0693 | 30.05 | 9.6777 | 21.5226 | 29.7465 | 29.3694 | 31.0024 | 31.389 | 28.9051
556 | 35 | 36.6119 | 29.9688 | 9.6151 | 21.4336 | 29.679 | 29.3422 | 30.985 | 31.3421 | 28.8656
557 | 35 | 36.5508 | 29.8762 | 9.5684 | 21.4234 | 29.6656 | 29.336 | 30.9121 | 31.2025 | 28.7712
558 | 35 | 36.5165 | 29.8265 | 9.5298 | 21.4232 | 29.5906 | 29.2663 | 30.8736 | 31.1427 | 28.7144
559 | 35 | 36.358 | 29.7542 | 9.5059 | 21.4124 | 29.5893 | 29.2611 | 30.5748 | 31.1116 | 28.7142
560 | 35 | 36.2997 | 29.7384 | 9.447 | 21.3885 | 29.4009 | 29.1672 | 30.51 | 31.0915 | 28.6654
561 | 35 | 36.1964 | 29.5311 | 9.4234 | 21.285 | 29.3422 | 29.0484 | 30.4765 | 31.0696 | 28.6316
562 | 35 | 36.1056 | 29.5228 | 9.4048 | 21.2493 | 29.336 | 29.0481 | 30.4659 | 31.0267 | 28.6266
563 | 35 | 36.0761 | 29.4071 | 9.3315 | 21.2365 | 29.3132 | 29.0381 | 30.4604 | 30.985 | 28.6254
564 | 35 | 36.0649 | 29.3642 | 9.3284 | 21.2139 | 29.0481 | 28.9564 | 30.3804 | 30.9513 | 28.6201
565 | 35 | 36.0475 | 29.3376 | 9.3051 | 20.9521 | 28.9669 | 28.9051 | 30.3401 | 30.9349 | 28.6113
566 | 35 | 36.0358 | 29.3023 | 9.2998 | 20.9504 | 28.9564 | 28.8656 | 30.2385 | 30.9121 | 28.5787
567 | 35 | 36.0031 | 29.1887 | 9.2748 | 20.898 | 28.9559 | 28.8231 | 30.2327 | 30.9048 | 28.5582
568 | 35 | 35.9749 | 29.1207 | 9.2647 | 20.8767 | 28.9488 | 28.7712 | 30.2091 | 30.8736 | 28.4739
569 | 35 | 35.9176 | 29.0267 | 9.1948 | 20.8313 | 28.8656 | 28.7623 | 30.0922 | 30.5836 | 28.418
570 | 35 | 35.8981 | 28.938 | 9.1887 | 20.74 | 28.8317 | 28.6316 | 29.9835 | 30.5748 | 28.4017
571 | 35 | 35.8413 | 28.6355 | 9.1434 | 20.7137 | 28.8231 | 28.6254 | 29.8767 | 30.5458 | 28.358
572 | 35 | 35.7847 | 28.626 | 9.1334 | 20.6998 | 28.7509 | 28.6113 | 29.8374 | 30.51 | 28.3022
573 | 35 | 35.6798 | 28.5799 | 9.0637 | 20.6958 | 28.6732 | 28.5582 | 29.8008 | 30.4765 | 28.2511
574 | 35 | 35.6266 | 28.5625 | 9.0637 | 20.6605 | 28.5893 | 28.4739 | 29.7797 | 30.4024 | 28.2078
575 | 35 | 35.5526 | 28.5616 | 9.0551 | 20.6317 | 28.524 | 28.418 | 29.7511 | 30.3804 | 28.1417
576 | 35 | 35.4765 | 28.5526 | 9.0463 | 20.6221 | 28.418 | 28.3393 | 29.7465 | 30.3758 | 28.1312
577 | 35 | 35.3554 | 28.5519 | 9.036 | 20.5696 | 28.358 | 28.2112 | 29.6353 | 30.2091 | 28.0645
578 | 35 | 35.306 | 28.5182 | 9.0241 | 20.5508 | 28.3441 | 28.2112 | 29.5906 | 30.1379 | 28.0504
579 | 35 | 35.2927 | 28.4182 | 8.992 | 20.4071 | 28.2859 | 28.1881 | 29.5893 | 30.0661 | 28.0244
580 | 35 | 35.2819 | 28.4098 | 8.8358 | 20.3868 | 28.218 | 28.0645 | 29.5531 | 30.0623 | 28.0179
581 | 35 | 35.1115 | 28.3219 | 8.8337 | 20.3792 | 28.1351 | 28.0179 | 29.4248 | 29.9903 | 27.9998
582 | 35 | 35.0241 | 28.3191 | 8.8019 | 20.358 | 28.1287 | 27.9998 | 29.3422 | 29.9835 | 27.9767
583 | 35 | 34.8977 | 28.2613 | 8.7661 | 20.0864 | 28.0394 | 27.9323 | 29.3132 | 29.9132 | 27.9702
584 | 35 | 34.8869 | 28.2394 | 8.7215 | 20.0614 | 28.0179 | 27.898 | 29.1672 | 29.8767 | 27.9323
585 | 35 | 34.8145 | 28.2112 | 8.6743 | 20.0031 | 27.9998 | 27.8422 | 29.0484 | 29.8098 | 27.9192
586 | 35 | 34.7883 | 28.2078 | 8.6679 | 19.9669 | 27.9323 | 27.7236 | 29.0481 | 29.8008 | 27.8422
587 | 35 | 34.7542 | 28.1971 | 8.6359 | 19.9478 | 27.7236 | 27.7182 | 29.0381 | 29.7815 | 27.836
588 | 35 | 34.5455 | 28.1783 | 8.6263 | 19.897 | 27.618 | 27.6289 | 28.9126 | 29.6965 | 27.7486
589 | 35 | 34.4289 | 28.0514 | 8.6203 | 19.8929 | 27.519 | 27.575 | 28.8656 | 29.6353 | 27.7236
590 | 35 | 34.1275 | 27.9833 | 8.6081 | 19.8145 | 27.4701 | 27.4701 | 28.8317 | 29.6351 | 27.519
591 | 35 | 34.0352 | 27.8956 | 8.5982 | 19.4371 | 27.4457 | 27.3638 | 28.7623 | 29.6235 | 27.4701
592 | 35 | 34.0202 | 27.887 | 8.589 | 19.4364 | 27.3916 | 27.3264 | 28.7047 | 29.5906 | 27.3819
593 | 35 | 33.985 | 27.8834 | 8.5795 | 19.3689 | 27.3819 | 27.2957 | 28.6254 | 29.5893 | 27.2175
594 | 35 | 33.8465 | 27.8294 | 8.5413 | 19.3613 | 27.2957 | 27.2715 | 28.5582 | 29.4915 | 27.1396
595 | 35 | 33.8072 | 27.8288 | 8.5153 | 19.2759 | 27.2175 | 27.1732 | 28.4739 | 29.4248 | 27.087
596 | 35 | 33.585 | 27.7922 | 8.4899 | 19.2297 | 27.1396 | 27.1396 | 28.4347 | 29.2663 | 27.034
597 | 35 | 33.5625 | 27.7273 | 8.4702 | 19.1909 | 27.034 | 27.1371 | 28.418 | 29.0381 | 26.9724
598 | 35 | 33.5142 | 27.6932 | 8.4474 | 19.1542 | 26.9724 | 27.1166 | 28.4017 | 29.0188 | 26.9606
599 | 35 | 33.4683 | 27.6471 | 8.4232 | 19.1377 | 26.9523 | 27.087 | 28.3629 | 28.9669 | 26.872
600 | 35 | 33.4071 | 27.6324 | 8.2498 | 19.1059 | 26.9382 | 27.0749 | 28.2686 | 28.8656 | 26.8708
601 | 35 | 33.2388 | 27.5387 | 8.2483 | 19.0921 | 26.8817 | 27.034 | 28.2266 | 28.8594 | 26.8521
602 | 35 | 33.1881 | 27.4701 | 8.2394 | 19.0891 | 26.8762 | 26.9724 | 28.2078 | 28.8317 | 26.79
603 | 35 | 33.1055 | 27.4351 | 8.223 | 18.8751 | 26.8708 | 26.9606 | 28.0179 | 28.7623 | 26.7194
604 | 35 | 32.7864 | 27.3429 | 8.1705 | 18.8054 | 26.8036 | 26.9549 | 27.9998 | 28.6316 | 26.4536
605 | 35 | 32.7501 | 27.342 | 8.0972 | 18.7135 | 26.79 | 26.9126 | 27.9731 | 28.6254 | 26.4147
606 | 35 | 32.7276 | 27.2898 | 8.0972 | 18.7003 | 26.7695 | 26.872 | 27.9323 | 28.6182 | 26.2613
607 | 35 | 32.3224 | 27.1732 | 8.0972 | 18.6786 | 26.7366 | 26.8708 | 27.9192 | 28.5582 | 26.2359
608 | 35 | 32.3168 | 27.1518 | 8.0972 | 18.6773 | 26.7194 | 26.8036 | 27.9183 | 28.4739 | 26.2281
609 | 35 | 32.3167 | 27.1434 | 8.0895 | 18.5945 | 26.7127 | 26.79 | 27.898 | 28.4347 | 26.2207
610 | 35 | 32.2175 | 27.1109 | 7.992 | 18.5453 | 26.4228 | 26.7194 | 27.8311 | 28.3629 | 26.1988
611 | 35 | 32.1763 | 27.1107 | 7.9646 | 18.5259 | 26.4147 | 26.7127 | 27.6661 | 28.2686 | 26.1368
612 | 35 | 32.1453 | 26.8253 | 7.9263 | 18.51 | 26.4047 | 26.6445 | 27.6478 | 28.2078 | 26.1117
613 | 35 | 32.1024 | 26.7768 | 7.8408 | 18.3621 | 26.2935 | 26.4514 | 27.3929 | 28.178 | 26.1021
614 | 35 | 32.0514 | 26.773 | 7.8165 | 18.3459 | 26.277 | 26.4147 | 27.3819 | 28.0645 | 26.0648
615 | 35 | 32.0262 | 26.6524 | 7.7294 | 18.3061 | 26.2613 | 26.3746 | 27.3815 | 28.0504 | 26.0604
616 | 35 | 31.9959 | 26.618 | 7.6938 | 18.3023 | 26.2281 | 26.3654 | 27.3554 | 28.0244 | 26.0561
617 | 35 | 31.985 | 26.5913 | 7.6438 | 18.2213 | 26.2207 | 26.2935 | 27.3063 | 28.0179 | 26.0453
618 | 35 | 31.9669 | 26.5057 | 7.6437 | 18.1207 | 26.0604 | 26.277 | 27.2995 | 27.9998 | 26.0134
619 | 35 | 31.9515 | 26.4478 | 7.6261 | 18.036 | 25.9689 | 26.2448 | 27.1869 | 27.9767 | 26.0104
620 | 35 | 31.9498 | 26.3465 | 7.5985 | 17.9265 | 25.9321 | 26.2359 | 27.1396 | 27.9731 | 25.9952
621 | 35 | 31.9276 | 26.3372 | 7.5366 | 17.8788 | 25.8908 | 26.1368 | 27.1166 | 27.9222 | 25.9196
622 | 35 | 31.9158 | 26.2957 | 7.4951 | 17.8651 | 25.8133 | 26.0148 | 26.9724 | 27.9192 | 25.8133
623 | 35 | 31.7974 | 26.2943 | 7.4827 | 17.8146 | 25.7221 | 26.0018 | 26.9617 | 27.898 | 25.7994
624 | 35 | 31.7236 | 26.2658 | 7.4783 | 17.7477 | 25.5819 | 25.9196 | 26.9346 | 27.8311 | 25.7221
625 | 35 | 31.6605 | 26.2352 | 7.4749 | 17.7341 | 25.5458 | 25.8908 | 26.872 | 27.7783 | 25.4256
626 | 35 | 31.5749 | 26.191 | 7.4502 | 17.7125 | 25.4673 | 25.7221 | 26.8708 | 27.7486 | 25.4023
627 | 35 | 31.5689 | 26.1768 | 7.4054 | 17.6682 | 25.464 | 25.5483 | 26.8662 | 27.7359 | 25.4009
628 | 35 | 31.5388 | 26.1295 | 7.3995 | 17.5424 | 25.4023 | 25.5424 | 26.8605 | 27.709 | 25.3758
629 | 35 | 31.502 | 26.0604 | 7.3902 | 17.5341 | 25.4009 | 25.4876 | 26.8521 | 27.6661 | 25.3702
630 | 35 | 31.389 | 26.0262 | 7.3645 | 17.4098 | 25.3758 | 25.403 | 26.8262 | 27.4583 | 25.2706
631 | 35 | 31.361 | 26.0183 | 7.2939 | 17.3615 | 25.2706 | 25.4025 | 26.6258 | 27.3929 | 25.1754
632 | 35 | 31.2344 | 25.9961 | 7.2564 | 17.3362 | 25.164 | 25.4023 | 26.5122 | 27.3819 | 25.1171
633 | 35 | 31.2116 | 25.985 | 7.213 | 17.3316 | 25.1171 | 25.3758 | 26.4228 | 27.3815 | 24.998
634 | 35 | 31.1295 | 25.9513 | 7.2101 | 17.3283 | 25.0501 | 25.1804 | 26.4147 | 27.3063 | 24.9704
635 | 35 | 31.0696 | 25.9468 | 7.2086 | 17.2976 | 24.9623 | 25.1564 | 26.3654 | 27.2995 | 24.9109
636 | 35 | 31.0498 | 25.8736 | 7.1868 | 17.2898 | 24.9109 | 25.1512 | 26.3332 | 27.2344 | 24.9109
637 | 35 | 30.9869 | 25.8201 | 7.1551 | 17.2739 | 24.9109 | 25.1275 | 26.327 | 27.1869 | 24.7327
638 | 35 | 30.9688 | 25.7484 | 7.1509 | 17.2535 | 24.9109 | 25.0104 | 26.2281 | 27.1396 | 24.7222
639 | 35 | 30.9593 | 25.7403 | 7.1411 | 17.1909 | 24.8831 | 24.9704 | 26.1434 | 27.1166 | 24.6351
640 | 35 | 30.8828 | 25.6554 | 7.0995 | 17.1424 | 24.7644 | 24.9109 | 26.1117 | 26.9724 | 24.5519
641 | 35 | 30.8736 | 25.6235 | 7.0773 | 17.1394 | 24.7327 | 24.9109 | 26.0604 | 26.9617 | 24.4967
642 | 35 | 30.8685 | 25.5696 | 7.0255 | 17.1056 | 24.7222 | 24.8831 | 26.0514 | 26.9606 | 24.4509
643 | 35 | 30.8512 | 25.5433 | 7.0104 | 17.0778 | 24.6683 | 24.8631 | 26.0134 | 26.9346 | 24.4228
644 | 35 | 30.8201 | 25.5244 | 6.9856 | 16.8532 | 24.5519 | 24.7327 | 25.9961 | 26.872 | 24.4099
645 | 35 | 30.6794 | 25.4727 | 6.954 | 16.8521 | 24.5056 | 24.7222 | 25.9961 | 26.8708 | 24.3633
646 | 35 | 30.6754 | 25.4502 | 6.8979 | 16.8486 | 24.4099 | 24.6909 | 25.9783 | 26.8662 | 24.316
647 | 35 | 30.6218 | 25.4071 | 6.8774 | 16.6709 | 24.4033 | 24.6622 | 25.9321 | 26.8605 | 24.2745
648 | 35 | 30.5458 | 25.3906 | 6.8763 | 16.6131 | 24.4009 | 24.6351 | 25.9196 | 26.8521 | 24.2374
649 | 35 | 30.5435 | 25.3733 | 6.8537 | 16.5594 | 24.3449 | 24.6277 | 25.7994 | 26.8262 | 24.2197
650 | 35 | 30.51 | 25.3634 | 6.8275 | 16.5093 | 24.2374 | 24.5519 | 25.7666 | 26.7194 | 24.1968
651 | 35 | 30.4965 | 25.3611 | 6.8182 | 16.4735 | 23.9959 | 24.5056 | 25.7221 | 26.7127 | 24.0996
652 | 35 | 30.4622 | 25.3199 | 6.7997 | 16.4578 | 23.9514 | 24.4228 | 25.6946 | 26.6818 | 24.0649
653 | 35 | 30.4477 | 25.1801 | 6.7626 | 16.3429 | 23.7973 | 24.4099 | 25.6614 | 26.679 | 23.9959
654 | 35 | 30.4097 | 25.1252 | 6.7595 | 16.342 | 23.6995 | 24.316 | 25.5596 | 26.6258 | 23.9123
655 | 35 | 30.3804 | 24.985 | 6.751 | 16.1518 | 23.5607 | 24.297 | 25.5483 | 26.5594 | 23.8465
656 | 35 | 30.3688 | 24.9721 | 6.6612 | 16.1321 | 23.5529 | 24.2724 | 25.4876 | 26.5122 | 23.8159
657 | 35 | 30.3627 | 24.9529 | 6.6549 | 16.1081 | 23.5458 | 24.0996 | 25.4256 | 26.4228 | 23.7973
658 | 35 | 30.2964 | 24.9158 | 6.6217 | 16.0475 | 23.4606 | 24.0649 | 25.4023 | 26.4147 | 23.7473
659 | 35 | 30.2465 | 24.9109 | 6.6109 | 16.0189 | 23.4478 | 23.9959 | 25.4009 | 26.3654 | 23.7009
660 | 35 | 30.2144 | 24.8407 | 6.6096 | 15.9703 | 23.4385 | 23.9669 | 25.3758 | 26.277 | 23.6995
661 | 35 | 30.178 | 24.8072 | 6.6022 | 15.8977 | 23.3666 | 23.9514 | 25.3463 | 26.2768 | 23.5529
662 | 35 | 30.1773 | 24.7926 | 6.5604 | 15.8701 | 23.2968 | 23.9123 | 25.2185 | 26.2281 | 23.5458
663 | 35 | 30.1474 | 24.7754 | 6.545 | 15.7638 | 23.2606 | 23.7973 | 25.1773 | 26.1434 | 23.458
664 | 35 | 30.1377 | 24.7236 | 6.4463 | 15.6654 | 23.2365 | 23.7487 | 25.0241 | 26.1309 | 23.4193
665 | 35 | 30.1133 | 24.7087 | 6.417 | 15.6468 | 23.1719 | 23.7473 | 24.9704 | 26.1309 | 23.3468
666 | 35 | 30.0984 | 24.7025 | 6.4017 | 15.6109 | 23.1424 | 23.7264 | 24.9109 | 26.1117 | 23.2974
667 | 35 | 29.9835 | 24.6567 | 6.3287 | 15.5654 | 22.9306 | 23.6164 | 24.9048 | 26.0922 | 23.2968
668 | 35 | 29.9704 | 24.6453 | 6.3003 | 15.4839 | 22.8659 | 23.5529 | 24.7477 | 26.0604 | 23.2606
669 | 35 | 29.8781 | 24.51 | 6.2392 | 15.4441 | 22.8527 | 23.549 | 24.7327 | 26.0104 | 23.2535
670 | 35 | 29.8743 | 24.4768 | 6.2355 | 15.4359 | 22.8486 | 23.5458 | 24.6683 | 25.7994 | 23.2365
671 | 35 | 29.8348 | 24.4514 | 6.2189 | 15.3316 | 22.6643 | 23.5211 | 24.5631 | 25.7859 | 23.2205
672 | 35 | 29.7568 | 24.4308 | 6.1825 | 15.2109 | 22.5754 | 23.5079 | 24.5452 | 25.7221 | 23.1424
673 | 35 | 29.7444 | 24.3867 | 6.164 | 15.0676 | 22.5176 | 23.4886 | 24.4538 | 25.6946 | 23.1239
674 | 35 | 29.7222 | 24.3422 | 6.1401 | 15.0567 | 22.3061 | 23.4653 | 24.4509 | 25.6779 | 22.9695
675 | 35 | 29.6353 | 24.3246 | 6.1204 | 14.9901 | 22.2688 | 23.4478 | 24.4099 | 25.6614 | 22.9306
676 | 35 | 29.5915 | 24.2876 | 6.0852 | 14.985 | 22.1832 | 23.4193 | 24.4072 | 25.4876 | 22.9085
677 | 35 | 29.4955 | 24.1715 | 6.044 | 14.8804 | 22.0679 | 23.3338 | 24.4033 | 25.4256 | 22.8659
678 | 35 | 29.3642 | 24.0932 | 6.0437 | 14.8459 | 22.064 | 23.2968 | 24.345 | 25.4023 | 22.8527
679 | 35 | 29.3476 | 24.0645 | 6.0334 | 14.7561 | 22.0262 | 23.2604 | 24.3367 | 25.4009 | 22.6434
680 | 35 | 29.2109 | 23.9521 | 6.0277 | 14.7515 | 21.8767 | 23.2535 | 24.2421 | 25.392 | 22.6087
681 | 35 | 29.0481 | 23.7553 | 6.0185 | 14.7177 | 21.8294 | 23.2064 | 24.1871 | 25.3463 | 22.6087
682 | 35 | 29.0381 | 23.7215 | 6.0044 | 14.6732 | 21.8229 | 23.1424 | 24.1334 | 25.2613 | 22.6087
683 | 35 | 28.9425 | 23.6704 | 5.9847 | 14.589 | 21.8229 | 23.1127 | 24.0809 | 25.2385 | 22.6087
684 | 35 | 28.7236 | 23.6643 | 5.9323 | 14.5326 | 21.7535 | 23.0934 | 24.0649 | 25.2185 | 22.5723
685 | 35 | 28.6324 | 23.6443 | 5.913 | 14.5072 | 21.7003 | 22.9619 | 23.9669 | 25.0241 | 22.5699
686 | 35 | 28.6254 | 23.5582 | 5.8424 | 14.4423 | 21.4514 | 22.8659 | 23.9514 | 24.9782 | 22.5176
687 | 35 | 28.6051 | 23.5545 | 5.8282 | 14.3174 | 21.3598 | 22.8527 | 23.9123 | 24.9704 | 22.4003
688 | 35 | 28.5177 | 23.3804 | 5.8134 | 14.2132 | 21.352 | 22.8191 | 23.8118 | 24.9286 | 22.396
689 | 35 | 28.5117 | 23.2765 | 5.7903 | 14.2109 | 21.3437 | 22.6698 | 23.7973 | 24.7477 | 22.3688
690 | 35 | 28.2635 | 23.2317 | 5.7148 | 14.1954 | 21.3409 | 22.6643 | 23.7487 | 24.7327 | 22.3276
691 | 35 | 28.2635 | 23.2112 | 5.6089 | 14.1954 | 21.2795 | 22.6553 | 23.7473 | 24.6683 | 22.3218
692 | 35 | 28.2112 | 23.1852 | 5.5681 | 14.1316 | 21.2285 | 22.6217 | 23.7009 | 24.6351 | 22.2344
693 | 35 | 28.2095 | 23.1485 | 5.5374 | 14.0559 | 21.1887 | 22.5699 | 23.6995 | 24.5519 | 22.2298
694 | 35 | 28.2078 | 23.1363 | 5.521 | 14.0007 | 21.1787 | 22.5176 | 23.6643 | 24.5452 | 22.1276
695 | 35 | 28.1909 | 23.1077 | 5.5163 | 13.9933 | 21.0864 | 22.475 | 23.6235 | 24.5056 | 22.064
696 | 35 | 28.1867 | 23.089 | 5.4962 | 13.8241 | 20.9062 | 22.4003 | 23.564 | 24.4538 | 22.0262
697 | 35 | 28.1719 | 23.088 | 5.4573 | 13.7236 | 20.8775 | 22.3688 | 23.5529 | 24.4509 | 22.0188
698 | 35 | 28.1494 | 23.0452 | 5.4541 | 13.7194 | 20.8478 | 22.3061 | 23.5219 | 24.4099 | 21.8486
699 | 35 | 28.1081 | 23.0334 | 5.407 | 13.6753 | 20.8032 | 22.2298 | 23.4606 | 24.4072 | 21.8219
700 | 35 | 28.0645 | 22.9619 | 5.3687 | 13.5772 | 20.6974 | 22.2109 | 23.4091 | 24.345 | 21.7003
701 | 35 | 28.058 | 22.8559 | 5.3547 | 13.5545 | 20.595 | 22.064 | 23.3468 | 24.2197 | 21.6431
702 | 35 | 28.0514 | 22.836 | 5.3303 | 13.4468 | 20.5728 | 22.0278 | 23.2968 | 24.2012 | 21.2795
703 | 35 | 28.0415 | 22.7824 | 5.2692 | 13.3929 | 20.5405 | 22.0262 | 23.2606 | 24.1334 | 21.1946
704 | 35 | 28.0179 | 22.6553 | 5.2642 | 13.3422 | 20.5405 | 22.003 | 23.2604 | 24.0809 | 21.1887
705 | 35 | 27.9348 | 22.6395 | 5.264 | 13.2639 | 20.458 | 21.9523 | 23.2535 | 23.9337 | 21.1345
706 | 35 | 27.898 | 22.589 | 5.2361 | 13.0887 | 20.447 | 21.8813 | 23.1165 | 23.9123 | 20.9046
707 | 35 | 27.8787 | 22.5455 | 5.2355 | 13.0548 | 20.4278 | 21.8294 | 22.9695 | 23.9047 | 20.8775
708 | 35 | 27.836 | 22.4583 | 5.2033 | 13.033 | 20.4257 | 21.7031 | 22.9306 | 23.816 | 20.7817
709 | 35 | 27.8262 | 22.4048 | 5.1643 | 13.0292 | 20.366 | 21.7003 | 22.8659 | 23.8159 | 20.679
710 | 35 | 27.7322 | 22.3881 | 5.121 | 12.9834 | 20.1672 | 21.6194 | 22.8527 | 23.7973 | 20.595
711 | 35 | 27.7182 | 22.3063 | 5.0857 | 12.9637 | 20.1661 | 21.5696 | 22.707 | 23.7487 | 20.5728
712 | 35 | 27.6614 | 22.2965 | 5.0579 | 12.8619 | 20.1647 | 21.4745 | 22.6087 | 23.7473 | 20.4849
713 | 35 | 27.5338 | 22.2175 | 5.0453 | 12.788 | 20.0484 | 21.2795 | 22.6087 | 23.7264 | 20.4514
714 | 35 | 27.4701 | 22.1111 | 5.0201 | 12.7327 | 19.9048 | 21.2149 | 22.5699 | 23.7009 | 20.447
715 | 35 | 27.4277 | 21.9787 | 4.9934 | 12.6866 | 19.8619 | 21.1946 | 22.5176 | 23.6995 | 20.4257
716 | 35 | 27.4005 | 21.9724 | 4.9326 | 12.6761 | 19.8206 | 21.1887 | 22.4345 | 23.564 | 20.366
717 | 35 | 27.3468 | 21.9637 | 4.9238 | 12.4564 | 19.811 | 21.1638 | 22.396 | 23.5529 | 20.3634
718 | 35 | 27.2348 | 21.8772 | 4.9237 | 12.452 | 19.7789 | 21.1151 | 22.3688 | 23.4901 | 20.2898
719 | 35 | 27.1396 | 21.8666 | 4.8796 | 12.4127 | 19.7103 | 20.8061 | 22.3276 | 23.4385 | 20.1661
720 | 35 | 27.0423 | 21.8666 | 4.8701 | 12.3701 | 19.6946 | 20.6459 | 22.3061 | 23.3501 | 20.1466
721 | 35 | 27.0098 | 21.8521 | 4.8277 | 12.3315 | 19.6605 | 20.595 | 22.1276 | 23.3468 | 20.1311
722 | 35 | 26.9724 | 21.836 | 4.8061 | 12.2365 | 19.5369 | 20.3584 | 22.0788 | 23.3337 | 19.9263
723 | 35 | 26.9017 | 21.7377 | 4.7707 | 12.2317 | 19.2034 | 20.2628 | 22.0262 | 23.2968 | 19.8619
724 | 35 | 26.8762 | 21.7009 | 4.7493 | 12.2249 | 19.148 | 20.2177 | 22.0248 | 23.2535 | 19.8409
725 | 35 | 26.7745 | 21.6215 | 4.7371 | 12.1494 | 19.124 | 20.1661 | 22.015 | 23.2205 | 19.8206
726 | 35 | 26.7487 | 21.5696 | 4.7369 | 12.0645 | 19.1056 | 20.1171 | 21.8538 | 23.2064 | 19.7789
727 | 35 | 26.741 | 21.5238 | 4.7355 | 12.0452 | 19.0614 | 20.085 | 21.7495 | 23.1556 | 19.6979
728 | 35 | 26.7017 | 21.519 | 4.7169 | 11.9998 | 19.0395 | 20.0563 | 21.7003 | 22.9695 | 19.6743
729 | 35 | 26.6704 | 21.4701 | 4.6753 | 11.9945 | 19.0222 | 19.9775 | 21.6215 | 22.9306 | 19.6459
730 | 35 | 26.6589 | 21.4291 | 4.6596 | 11.9627 | 19.0093 | 19.947 | 21.4708 | 22.8527 | 19.6228
731 | 35 | 26.6215 | 21.4147 | 4.6279 | 11.9469 | 19.0035 | 19.8619 | 21.4514 | 22.6434 | 19.3989
732 | 35 | 26.5394 | 21.409 | 4.6219 | 11.9239 | 18.9385 | 19.8409 | 21.352 | 22.5699 | 19.3576
733 | 35 | 26.5274 | 21.3468 | 4.5998 | 11.8867 | 18.9051 | 19.7789 | 21.3437 | 22.5176 | 19.175
734 | 35 | 26.4477 | 21.2359 | 4.5548 | 11.804 | 18.899 | 19.6743 | 21.2795 | 22.4345 | 19.1579
735 | 35 | 26.4228 | 21.1884 | 4.5437 | 11.6634 | 18.898 | 19.6228 | 21.1946 | 22.3688 | 19.148
736 | 35 | 26.3217 | 21.1646 | 4.5365 | 11.6178 | 18.8518 | 19.5913 | 21.1887 | 22.3276 | 19.1448
737 | 35 | 26.2935 | 21.1311 | 4.5317 | 11.4719 | 18.8221 | 19.5099 | 21.1153 | 22.3061 | 19.1253
738 | 35 | 26.2703 | 21.107 | 4.5141 | 11.4659 | 18.6766 | 19.495 | 21.0498 | 22.1276 | 19.124
739 | 35 | 26.2613 | 21.087 | 4.5044 | 11.4564 | 18.6715 | 19.3788 | 21.0282 | 22.1126 | 19.1203
740 | 35 | 26.2125 | 20.9669 | 4.4993 | 11.4047 | 18.6391 | 19.3076 | 20.9557 | 22.0788 | 19.1056
741 | 35 | 26.1909 | 20.9301 | 4.4756 | 11.3847 | 18.5723 | 19.2479 | 20.9506 | 22.0262 | 19.0614
742 | 35 | 26.1804 | 20.9214 | 4.4294 | 11.2393 | 18.5514 | 19.1579 | 20.8861 | 22.0248 | 19.0551
743 | 35 | 26.179 | 20.8908 | 4.4167 | 11.2058 | 18.5105 | 19.148 | 20.7095 | 21.8701 | 19.0035
744 | 35 | 25.9961 | 20.873 | 4.3851 | 11.1639 | 18.4413 | 19.1133 | 20.595 | 21.8538 | 18.9554
745 | 35 | 25.9933 | 20.8674 | 4.3819 | 11.1233 | 18.436 | 19.0715 | 20.5532 | 21.7003 | 18.9427
746 | 35 | 25.9123 | 20.8323 | 4.3477 | 11.1128 | 18.4064 | 19.0614 | 20.366 | 21.6215 | 18.899
747 | 35 | 25.7663 | 20.7499 | 4.3432 | 11.0851 | 18.3554 | 19.0367 | 20.3337 | 21.4708 | 18.8869
748 | 35 | 25.7169 | 20.7202 | 4.3295 | 10.985 | 18.3466 | 19.0282 | 20.3132 | 21.447 | 18.8582
749 | 35 | 25.7046 | 20.675 | 4.2675 | 10.9182 | 18.3337 | 18.9849 | 20.2894 | 21.352 | 18.8287
750 | 35 | 25.6803 | 20.6681 | 4.2535 | 10.9022 | 18.2213 | 18.9554 | 20.2707 | 21.3097 | 18.6766
751 | 35 | 25.6473 | 20.6643 | 4.2436 | 10.8751 | 18.21 | 18.9427 | 20.1718 | 21.3097 | 18.674
752 | 35 | 25.618 | 20.6614 | 4.233 | 10.8521 | 18.2009 | 18.8869 | 20.1661 | 21.3097 | 18.6715
753 | 35 | 25.5813 | 20.6566 | 4.2279 | 10.8214 | 18.1867 | 18.8582 | 20.1625 | 21.2795 | 18.5514
754 | 35 | 25.5696 | 20.6443 | 4.2248 | 10.7879 | 18.1257 | 18.6817 | 20.0948 | 21.1946 | 18.5443
755 | 35 | 25.5424 | 20.5315 | 4.2225 | 10.7377 | 18.106 | 18.6715 | 20.0948 | 21.1887 | 18.5105
756 | 35 | 25.499 | 20.5234 | 4.1854 | 10.7117 | 18.0029 | 18.626 | 20.0104 | 21.1668 | 18.4879
757 | 35 | 25.4876 | 20.4246 | 4.1846 | 10.7112 | 17.9927 | 18.5893 | 19.8868 | 21.1646 | 18.3466
758 | 35 | 25.4248 | 20.4003 | 4.1475 | 10.7084 | 17.968 | 18.5149 | 19.8619 | 21.1345 | 18.3337
759 | 35 | 25.2623 | 20.3914 | 4.1453 | 10.6767 | 17.9637 | 18.5105 | 19.8409 | 21.1153 | 18.3076
760 | 35 | 25.2393 | 20.3569 | 4.1449 | 10.6553 | 17.9504 | 18.4683 | 19.7789 | 21.0968 | 18.2835
761 | 35 | 25.2194 | 20.3072 | 4.1419 | 10.6215 | 17.8123 | 18.4413 | 19.7659 | 21.0282 | 18.2659
762 | 35 | 25.1852 | 20.2479 | 4.1328 | 10.5286 | 17.8091 | 18.4064 | 19.7568 | 20.8861 | 18.2447
763 | 35 | 25.1334 | 20.2393 | 4.121 | 10.5121 | 17.7896 | 18.3629 | 19.6743 | 20.6717 | 18.2385
764 | 35 | 25.1036 | 20.2042 | 4.1064 | 10.4182 | 17.7824 | 18.3466 | 19.6228 | 20.595 | 18.2213
765 | 35 | 25.0809 | 20.1963 | 4.1059 | 10.4147 | 17.7773 | 18.3337 | 19.54 | 20.5616 | 18.2009
766 | 35 | 24.9721 | 20.164 | 4.0968 | 10.3508 | 17.7542 | 18.3218 | 19.4371 | 20.5532 | 18.1867
767 | 35 | 24.9518 | 20.1377 | 4.0946 | 10.3086 | 17.7148 | 18.3002 | 19.3708 | 20.4849 | 18.1646
768 | 35 | 24.9113 | 20.0864 | 4.0686 | 10.2611 | 17.6717 | 18.2811 | 19.3091 | 20.4675 | 18.1257
769 | 35 | 24.8831 | 20.0633 | 4.0654 | 10.1829 | 17.6712 | 18.2811 | 19.175 | 20.4601 | 18.0803
770 | 35 | 24.801 | 20.048 | 4.0583 | 10.1654 | 17.5989 | 18.2213 | 19.1579 | 20.4523 | 18.0749
771 | 35 | 24.753 | 20.0363 | 4.0415 | 10.1474 | 17.5713 | 18.2009 | 19.148 | 20.4514 | 18.0671
772 | 35 | 24.7361 | 20.0296 | 4.0012 | 10.1355 | 17.4291 | 18.1867 | 19.1144 | 20.4257 | 18.0029
773 | 35 | 24.7327 | 19.9523 | 3.9443 | 10.0915 | 17.4003 | 18.1257 | 19.0551 | 20.376 | 17.9927
774 | 35 | 24.7036 | 19.8986 | 3.9423 | 10.0664 | 17.3434 | 18.0218 | 19.0049 | 20.3337 | 17.9823
775 | 35 | 24.6643 | 19.8751 | 3.9303 | 9.9321 | 17.3111 | 17.968 | 18.9849 | 20.2797 | 17.968
776 | 35 | 24.6471 | 19.826 | 3.8638 | 9.8861 | 17.2768 | 17.9654 | 18.9554 | 20.1933 | 17.9654
777 | 35 | 24.5909 | 19.7994 | 3.8413 | 9.8391 | 17.2764 | 17.9637 | 18.9051 | 20.1661 | 17.8317
778 | 35 | 24.5893 | 19.7838 | 3.8258 | 9.8228 | 17.2297 | 17.8486 | 18.8518 | 20.1625 | 17.8123
779 | 35 | 24.5519 | 19.7644 | 3.8189 | 9.7508 | 17.1337 | 17.8317 | 18.8061 | 20.1311 | 17.8091
780 | 35 | 24.5478 | 19.736 | 3.7573 | 9.7351 | 16.9617 | 17.8123 | 18.7135 | 19.8884 | 17.79
781 | 35 | 24.5303 | 19.7327 | 3.7347 | 9.7177 | 16.9521 | 17.8028 | 18.6991 | 19.8619 | 17.7896
782 | 35 | 24.5176 | 19.6257 | 3.7206 | 9.7148 | 16.9276 | 17.7896 | 18.6766 | 19.8409 | 17.7824
783 | 35 | 24.4701 | 19.5915 | 3.6972 | 9.7062 | 16.8532 | 17.7824 | 18.6239 | 19.7789 | 17.757
784 | 35 | 24.4598 | 19.5582 | 3.6905 | 9.7009 | 16.8521 | 17.757 | 18.5519 | 19.7659 | 17.7542
785 | 35 | 24.4099 | 19.5204 | 3.6866 | 9.6842 | 16.8367 | 17.7148 | 18.5514 | 19.7568 | 17.7148
786 | 35 | 24.3613 | 19.4599 | 3.6716 | 9.6614 | 16.7452 | 17.6946 | 18.5189 | 19.7222 | 17.7006
787 | 35 | 24.2112 | 19.4228 | 3.6005 | 9.6589 | 16.7087 | 17.6717 | 18.5105 | 19.6979 | 17.6974
788 | 35 | 24.2017 | 19.3538 | 3.5913 | 9.589 | 16.7009 | 17.603 | 18.4683 | 19.6743 | 17.6712
789 | 35 | 23.9872 | 19.3115 | 3.5718 | 9.5796 | 16.5998 | 17.6022 | 18.4579 | 19.6228 | 17.603
790 | 35 | 23.9784 | 19.2789 | 3.5433 | 9.5684 | 16.5741 | 17.5713 | 18.4413 | 19.557 | 17.6009
791 | 35 | 23.9637 | 19.2186 | 3.5316 | 9.5684 | 16.5406 | 17.3776 | 18.436 | 19.54 | 17.5742
792 | 35 | 23.9239 | 19.1264 | 3.5189 | 9.5644 | 16.3468 | 17.2764 | 18.3466 | 19.5369 | 17.55
793 | 35 | 23.9135 | 19.0732 | 3.5105 | 9.4346 | 16.3267 | 17.1337 | 18.3337 | 19.3708 | 17.5176
794 | 35 | 23.9048 | 18.9004 | 3.4902 | 9.4256 | 16.2723 | 17.1327 | 18.3218 | 19.2935 | 17.4701
795 | 35 | 23.8656 | 18.8415 | 3.4845 | 9.4119 | 16.2479 | 17.0735 | 18.3076 | 19.1974 | 17.4653
796 | 35 | 23.7754 | 18.8159 | 3.4772 | 9.3686 | 16.1502 | 17.0423 | 18.2436 | 19.148 | 17.4548
797 | 35 | 23.7387 | 18.7835 | 3.4667 | 9.3468 | 16.1453 | 17.0142 | 18.2213 | 19.1203 | 17.2789
798 | 35 | 23.7264 | 18.7172 | 3.4019 | 9.2935 | 16.0809 | 16.9881 | 18.2009 | 19.0551 | 17.2764
799 | 35 | 23.6995 | 18.7148 | 3.3926 | 9.2821 | 16.0747 | 16.9276 | 18.1867 | 19.0453 | 17.275
800 | 35 | 23.6932 | 18.7134 | 3.3827 | 9.1887 | 16.0676 | 16.8532 | 18.179 | 18.9554 | 17.1337
801 | 35 | 23.6715 | 18.6761 | 3.3567 | 9.164 | 15.9925 | 16.8521 | 18.1652 | 18.8881 | 17.1085
802 | 35 | 23.6564 | 18.6743 | 3.354 | 9.162 | 15.9555 | 16.8421 | 18.1257 | 18.8518 | 17.0444
803 | 35 | 23.6468 | 18.6523 | 3.3316 | 9.1039 | 15.9443 | 16.8262 | 17.9927 | 18.8287 | 17.036
804 | 35 | 23.6404 | 18.6438 | 3.3087 | 9.0739 | 15.8011 | 16.7007 | 17.9393 | 18.674 | 16.9521
805 | 35 | 23.6289 | 18.5211 | 3.2806 | 8.8651 | 15.6705 | 16.671 | 17.8986 | 18.6239 | 16.8532
806 | 35 | 23.6045 | 18.5149 | 3.2722 | 8.8368 | 15.6553 | 16.5998 | 17.8788 | 18.5443 | 16.8262
807 | 35 | 23.5746 | 18.5079 | 3.2486 | 8.836 | 15.641 | 16.575 | 17.8489 | 18.5189 | 16.7031
808 | 35 | 23.5529 | 18.4338 | 3.2143 | 8.8258 | 15.6242 | 16.5406 | 17.8486 | 18.5105 | 16.6759
809 | 35 | 23.475 | 18.3646 | 3.1984 | 8.8198 | 15.5988 | 16.4488 | 17.7542 | 18.4413 | 16.6036
810 | 35 | 23.4739 | 18.347 | 3.1922 | 8.8138 | 15.5862 | 16.4167 | 17.7148 | 18.4183 | 16.5998
811 | 35 | 23.4691 | 18.3346 | 3.1308 | 8.7659 | 15.4601 | 16.3448 | 17.6886 | 18.3218 | 16.5406
812 | 35 | 23.4478 | 18.3338 | 3.1289 | 8.7453 | 15.4564 | 16.3295 | 17.6717 | 18.3076 | 16.5133
813 | 35 | 23.4193 | 18.2504 | 3.0791 | 8.7327 | 15.3861 | 16.3267 | 17.6712 | 18.2213 | 16.4488
814 | 35 | 23.403 | 18.2034 | 3.0747 | 8.7215 | 15.297 | 16.3147 | 17.603 | 18.2009 | 16.3295
815 | 35 | 23.3954 | 18.1909 | 3.0723 | 8.646 | 15.2493 | 16.2739 | 17.5989 | 18.1867 | 16.3267
816 | 35 | 23.2907 | 18.1909 | 3.0634 | 8.5867 | 15.1124 | 16.2659 | 17.5742 | 18.1687 | 16.2739
817 | 35 | 23.2704 | 18.178 | 2.9778 | 8.5184 | 15.1033 | 16.1522 | 17.4959 | 18.1257 | 16.2479
818 | 35 | 23.2028 | 18.021 | 2.9555 | 8.3564 | 15.0852 | 16.1502 | 17.4847 | 18.1257 | 16.2446
819 | 35 | 23.1726 | 17.9959 | 2.9135 | 8.3449 | 15.0333 | 16.1453 | 17.4688 | 18.0029 | 16.1512
820 | 35 | 23.1575 | 17.8968 | 2.8563 | 8.2711 | 15.0177 | 16.1176 | 17.4003 | 17.968 | 16.1502
821 | 35 | 23.1474 | 17.8705 | 2.8498 | 8.2415 | 15.0104 | 16.0937 | 17.2764 | 17.8868 | 16.1453
822 | 35 | 23.1364 | 17.8602 | 2.848 | 8.2355 | 15.0076 | 16.0809 | 17.1337 | 17.8831 | 16.1176
823 | 35 | 22.9998 | 17.7992 | 2.804 | 8.1994 | 14.9959 | 16.0676 | 17.0735 | 17.8788 | 16.1084
824 | 35 | 22.9619 | 17.6985 | 2.7332 | 8.1656 | 14.9272 | 16.0031 | 17.036 | 17.7824 | 16.0809
825 | 35 | 22.9441 | 17.6501 | 2.7315 | 8.141 | 14.9248 | 15.9443 | 17.0324 | 17.7542 | 16.0741
826 | 35 | 22.9306 | 17.6441 | 2.7215 | 8.0843 | 14.8546 | 15.7994 | 16.9276 | 17.7518 | 16.0735
827 | 35 | 22.8834 | 17.6434 | 2.688 | 8.0684 | 14.8522 | 15.7693 | 16.8532 | 17.7148 | 16.0615
828 | 35 | 22.8385 | 17.6022 | 2.6838 | 7.8831 | 14.8137 | 15.7439 | 16.8478 | 17.6886 | 16.0031
829 | 35 | 22.7765 | 17.5507 | 2.6783 | 7.871 | 14.7491 | 15.6487 | 16.7007 | 17.6712 | 15.9555
830 | 35 | 22.773 | 17.5481 | 2.6644 | 7.8661 | 14.6803 | 15.6153 | 16.5998 | 17.6672 | 15.9541
831 | 35 | 22.6698 | 17.5157 | 2.6586 | 7.7992 | 14.6494 | 15.5988 | 16.5954 | 17.603 | 15.9443
832 | 35 | 22.6696 | 17.5141 | 2.6348 | 7.7142 | 14.631 | 15.5862 | 16.5701 | 17.6009 | 15.7915
833 | 35 | 22.5738 | 17.499 | 2.6326 | 7.6925 | 14.6211 | 15.4601 | 16.5406 | 17.5742 | 15.6705
834 | 35 | 22.523 | 17.3785 | 2.61 | 7.6743 | 14.5243 | 15.4564 | 16.4167 | 17.5484 | 15.6153
835 | 35 | 22.519 | 17.3638 | 2.608 | 7.6548 | 14.4135 | 15.448 | 16.4009 | 17.4959 | 15.5988
836 | 35 | 22.4003 | 17.3343 | 2.6049 | 7.6437 | 14.407 | 15.3313 | 16.3448 | 17.4847 | 15.5862
837 | 35 | 22.3169 | 17.2465 | 2.6022 | 7.6219 | 14.3197 | 15.297 | 16.3295 | 17.2764 | 15.5455
838 | 35 | 22.3076 | 17.1969 | 2.5688 | 7.4951 | 14.2956 | 15.2566 | 16.3258 | 17.0735 | 15.5363
839 | 35 | 22.2973 | 17.1372 | 2.506 | 7.4734 | 14.204 | 15.2493 | 16.2479 | 17.036 | 15.506
840 | 35 | 22.2847 | 17.1254 | 2.4922 | 7.4115 | 14.201 | 15.2132 | 16.1502 | 17.0142 | 15.4601
841 | 35 | 22.2499 | 17.1154 | 2.4742 | 7.3902 | 14.1909 | 15.0514 | 16.1453 | 16.8532 | 15.4564
842 | 35 | 22.2359 | 17.064 | 2.4618 | 7.3712 | 14.1123 | 15.0076 | 16.1176 | 16.8478 | 15.371
843 | 35 | 22.181 | 17.0551 | 2.4554 | 7.3358 | 14.0684 | 14.9959 | 16.1084 | 16.8168 | 15.3258
844 | 35 | 22.1327 | 17.0239 | 2.4374 | 7.3134 | 14.0115 | 14.9063 | 16.0548 | 16.7218 | 15.3195
845 | 35 | 22.0272 | 16.9379 | 2.4047 | 7.2837 | 13.9912 | 14.8546 | 15.9929 | 16.6036 | 15.297
846 | 35 | 21.92 | 16.9007 | 2.3649 | 7.2436 | 13.965 | 14.8522 | 15.9925 | 16.5998 | 15.2935
847 | 35 | 21.8767 | 16.6589 | 2.3617 | 7.2388 | 13.938 | 14.8137 | 15.9555 | 16.5406 | 15.0852
848 | 35 | 21.7535 | 16.6476 | 2.3412 | 7.1474 | 13.9266 | 14.7505 | 15.9443 | 16.4009 | 14.8546
849 | 35 | 21.6841 | 16.632 | 2.3348 | 7.1083 | 13.9017 | 14.7009 | 15.7989 | 16.3466 | 14.8137
850 | 35 | 21.6759 | 16.5126 | 2.2863 | 7.0426 | 13.8986 | 14.6605 | 15.7379 | 16.3295 | 14.7491
851 | 35 | 21.6367 | 16.4047 | 2.285 | 7.021 | 13.8736 | 14.6494 | 15.7249 | 16.2479 | 14.719
852 | 35 | 21.5998 | 16.3673 | 2.2569 | 7.0188 | 13.8698 | 14.447 | 15.6705 | 16.1502 | 14.6494
853 | 35 | 21.5047 | 16.3534 | 2.2379 | 6.9989 | 13.8166 | 14.407 | 15.6392 | 16.1176 | 14.407
854 | 35 | 21.4507 | 16.3466 | 2.2339 | 6.9492 | 13.7883 | 14.3822 | 15.6153 | 16.1084 | 14.3822
855 | 35 | 21.4293 | 16.3024 | 2.232 | 6.9474 | 13.7747 | 14.3697 | 15.5988 | 16.0749 | 14.3197
856 | 35 | 21.427 | 16.2498 | 2.2253 | 6.9225 | 13.7219 | 14.3468 | 15.4601 | 16.0747 | 14.2956
857 | 35 | 21.4196 | 16.2388 | 2.2218 | 6.8522 | 13.6944 | 14.3315 | 15.4229 | 16.0741 | 14.1909
858 | 35 | 21.3705 | 16.1554 | 2.1526 | 6.8297 | 13.6906 | 14.3197 | 15.3885 | 16.0676 | 14.1449
859 | 35 | 21.2795 | 16.1321 | 2.141 | 6.8275 | 13.6773 | 14.2837 | 15.2935 | 16.0271 | 14.141
860 | 35 | 21.1518 | 16.0735 | 2.124 | 6.7595 | 13.6295 | 14.1909 | 15.2493 | 16.0031 | 14.1334
861 | 35 | 21.1434 | 16.0378 | 2.1123 | 6.7481 | 13.6126 | 14.1673 | 15.2365 | 15.9929 | 14.1158
862 | 35 | 21.1217 | 16.0241 | 2.0066 | 6.7458 | 13.5582 | 14.141 | 15.0852 | 15.9925 | 14.1123
863 | 35 | 20.9504 | 15.9929 | 2.0035 | 6.7342 | 13.5546 | 14.1334 | 15.075 | 15.9574 | 14.1085
864 | 35 | 20.8191 | 15.9582 | 1.9992 | 6.7249 | 13.5057 | 14.124 | 14.8137 | 15.9555 | 14.0684
865 | 35 | 20.8008 | 15.9538 | 1.9525 | 6.7017 | 13.4172 | 14.1158 | 14.7586 | 15.9443 | 14.0241
866 | 35 | 20.7515 | 15.9121 | 1.9473 | 6.6777 | 13.3965 | 14.1123 | 14.7423 | 15.8081 | 14.0115
867 | 35 | 20.7001 | 15.8943 | 1.899 | 6.645 | 13.3902 | 14.0684 | 14.6494 | 15.7989 | 13.938
868 | 35 | 20.6565 | 15.8486 | 1.8989 | 6.5472 | 13.3897 | 14.0241 | 14.458 | 15.6705 | 13.9182
869 | 35 | 20.6561 | 15.8358 | 1.8486 | 6.545 | 13.3476 | 13.965 | 14.407 | 15.6639 | 13.9176
870 | 35 | 20.6453 | 15.7058 | 1.8469 | 6.5334 | 13.3472 | 13.938 | 14.3697 | 15.6392 | 13.9095
871 | 35 | 20.595 | 15.6967 | 1.8306 | 6.5176 | 13.1367 | 13.9095 | 14.3563 | 15.6153 | 13.9017
872 | 35 | 20.515 | 15.6742 | 1.8127 | 6.4035 | 13.0926 | 13.9017 | 14.3315 | 15.5988 | 13.8986
873 | 35 | 20.3733 | 15.6709 | 1.8065 | 6.3644 | 13.0887 | 13.899 | 14.2956 | 15.4912 | 13.8831
874 | 35 | 20.3686 | 15.6203 | 1.7572 | 6.359 | 12.9798 | 13.8072 | 14.201 | 15.4229 | 13.8698
875 | 35 | 20.3586 | 15.5858 | 1.7503 | 6.3218 | 12.9564 | 13.7219 | 14.1909 | 15.3885 | 13.8072
876 | 35 | 20.2894 | 15.5424 | 1.7428 | 6.3089 | 12.9359 | 13.6944 | 14.1691 | 15.3258 | 13.7493
877 | 35 | 20.2879 | 15.5385 | 1.7219 | 6.2835 | 12.9247 | 13.6906 | 14.141 | 15.2365 | 13.7219
878 | 35 | 20.2533 | 15.46 | 1.7112 | 6.179 | 12.8154 | 13.6773 | 14.1158 | 15.0852 | 13.6944
879 | 35 | 20.2331 | 15.4367 | 1.7083 | 6.162 | 12.8069 | 13.6295 | 14.1123 | 15.075 | 13.6906
880 | 35 | 20.1963 | 15.4367 | 1.685 | 6.1339 | 12.7693 | 13.5546 | 14.0684 | 14.9393 | 13.6773
881 | 35 | 20.1632 | 15.4367 | 1.6817 | 6.124 | 12.7256 | 13.519 | 14.0567 | 14.8348 | 13.5554
882 | 35 | 20.1311 | 15.4367 | 1.6774 | 6.0903 | 12.6855 | 13.4472 | 13.9929 | 14.8137 | 13.5546
883 | 35 | 20.0626 | 15.3989 | 1.6774 | 6.064 | 12.6564 | 13.4172 | 13.965 | 14.6494 | 13.4783
884 | 35 | 19.9959 | 15.3815 | 1.6758 | 6.044 | 12.6178 | 13.4098 | 13.938 | 14.4597 | 13.4098
885 | 35 | 19.9051 | 15.3644 | 1.6568 | 6.0437 | 12.5623 | 13.3902 | 13.9266 | 14.4278 | 13.3965
886 | 35 | 19.7384 | 15.2421 | 1.6448 | 6.0186 | 12.5024 | 13.3869 | 13.9095 | 14.4135 | 13.3902
887 | 35 | 19.6743 | 15.2255 | 1.6438 | 6.013 | 12.48 | 13.3476 | 13.9017 | 14.407 | 13.3897
888 | 35 | 19.5189 | 15.2001 | 1.6047 | 5.9529 | 12.4684 | 13.2686 | 13.8831 | 14.2956 | 13.3869
889 | 35 | 19.2999 | 15.1831 | 1.5825 | 5.899 | 12.3885 | 13.2552 | 13.8698 | 14.1909 | 13.3476
890 | 35 | 19.2739 | 15.1638 | 1.5817 | 5.8199 | 12.291 | 13.223 | 13.8089 | 14.1691 | 13.3472
891 | 35 | 19.2003 | 15.1275 | 1.5716 | 5.8134 | 12.2728 | 13.1668 | 13.8072 | 14.1449 | 13.3315
892 | 35 | 19.1831 | 15.0692 | 1.5674 | 5.768 | 12.2143 | 13.1377 | 13.7815 | 14.141 | 13.3081
893 | 35 | 19.1683 | 15.0588 | 1.5579 | 5.7666 | 12.2079 | 13.1367 | 13.7747 | 14.124 | 13.2552
894 | 35 | 19.1144 | 15.0031 | 1.5369 | 5.7264 | 12.1809 | 13.1284 | 13.7367 | 14.1123 | 13.2546
895 | 35 | 19.0192 | 14.9912 | 1.5126 | 5.7237 | 12.1718 | 13.1178 | 13.7219 | 14.1059 | 13.2465
896 | 35 | 19.0104 | 14.9814 | 1.5047 | 5.723 | 12.1693 | 13.1053 | 13.6944 | 14.0684 | 13.223
897 | 35 | 18.9542 | 14.9413 | 1.4926 | 5.6905 | 12.1081 | 13.0926 | 13.6906 | 14.0567 | 13.1668
898 | 35 | 18.8474 | 14.9359 | 1.4715 | 5.6777 | 12.0796 | 13.0887 | 13.6773 | 13.9929 | 13.1367
899 | 35 | 18.8287 | 14.9263 | 1.4544 | 5.6457 | 12.0551 | 13.0749 | 13.5821 | 13.965 | 13.119
900 | 35 | 18.8054 | 14.9253 | 1.4469 | 5.6238 | 12.0506 | 12.9359 | 13.3965 | 13.961 | 13.1053
901 | 35 | 18.7984 | 14.9226 | 1.445 | 5.6179 | 12.0506 | 12.8707 | 13.3476 | 13.938 | 13.0926
902 | 35 | 18.6786 | 14.9092 | 1.442 | 5.6022 | 11.9834 | 12.8478 | 13.2748 | 13.9095 | 13.0887
903 | 35 | 18.6454 | 14.8454 | 1.4143 | 5.5998 | 11.9612 | 12.8154 | 13.2552 | 13.906 | 12.9359
904 | 35 | 18.6247 | 14.7655 | 1.3938 | 5.5533 | 11.9077 | 12.8069 | 13.223 | 13.9017 | 12.9247
905 | 35 | 18.6247 | 14.7611 | 1.3692 | 5.5501 | 11.7383 | 12.7693 | 13.2117 | 13.899 | 12.8069
906 | 35 | 18.556 | 14.7477 | 1.3691 | 5.5105 | 11.63 | 12.7256 | 13.1826 | 13.8698 | 12.7693
907 | 35 | 18.5443 | 14.7177 | 1.3607 | 5.4925 | 11.6254 | 12.6968 | 13.1367 | 13.8639 | 12.7256
908 | 35 | 18.5025 | 14.6754 | 1.3572 | 5.4922 | 11.5997 | 12.6855 | 13.1053 | 13.7747 | 12.6717
909 | 35 | 18.4926 | 14.6367 | 1.3481 | 5.4922 | 11.5222 | 12.48 | 13.0926 | 13.7367 | 12.5113
910 | 35 | 18.4923 | 14.6316 | 1.3069 | 5.4468 | 11.4658 | 12.4723 | 13.0887 | 13.7219 | 12.4918
911 | 35 | 18.3617 | 14.5842 | 1.2977 | 5.4048 | 11.4485 | 12.4638 | 13.0837 | 13.6944 | 12.48
912 | 35 | 18.3197 | 14.5749 | 1.2618 | 5.352 | 11.3792 | 12.4352 | 13.0478 | 13.6906 | 12.4684
913 | 35 | 18.3002 | 14.5432 | 1.2552 | 5.3085 | 11.368 | 12.4225 | 13.0446 | 13.6773 | 12.3885
914 | 35 | 18.2552 | 14.5326 | 1.2359 | 5.287 | 11.316 | 12.4127 | 12.9798 | 13.5111 | 12.3457
915 | 35 | 18.223 | 14.4346 | 1.227 | 5.2864 | 11.2918 | 12.4006 | 12.9637 | 13.3965 | 12.2728
916 | 35 | 18.2136 | 14.4023 | 1.2251 | 5.2795 | 11.2058 | 12.3885 | 12.9359 | 13.3902 | 12.2143
917 | 35 | 18.2127 | 14.2935 | 1.2112 | 5.2647 | 11.1805 | 12.3487 | 12.8154 | 13.3869 | 12.2079
918 | 35 | 18.1963 | 14.29 | 1.206 | 5.2225 | 11.0133 | 12.342 | 12.8069 | 13.3476 | 12.1081
919 | 35 | 18.1233 | 14.2874 | 1.2009 | 5.1578 | 11.0103 | 12.3262 | 12.7693 | 13.2552 | 12.0506
920 | 35 | 18.0389 | 14.2795 | 1.1744 | 5.121 | 10.9849 | 12.2728 | 12.7256 | 13.223 | 12.0506
921 | 35 | 18.0369 | 14.1448 | 1.1321 | 5.0924 | 10.8861 | 12.1578 | 12.6974 | 13.2117 | 11.9871
922 | 35 | 18.0369 | 14.1151 | 1.1316 | 5.083 | 10.8108 | 12.0506 | 12.6855 | 13.2109 | 11.962
923 | 35 | 18.013 | 14.1081 | 1.1257 | 5.0569 | 10.7206 | 12.0506 | 12.6228 | 13.2098 | 11.9351
924 | 35 | 18.0029 | 14.1054 | 1.0832 | 5.0551 | 10.691 | 11.9913 | 12.5017 | 13.1826 | 11.9077
925 | 35 | 17.9393 | 14.1019 | 1.0803 | 5.0453 | 10.6794 | 11.9783 | 12.4801 | 13.1605 | 11.898
926 | 35 | 17.8191 | 13.9239 | 1.0754 | 4.9934 | 10.664 | 11.9521 | 12.48 | 13.1579 | 11.6998
927 | 35 | 17.7824 | 13.9048 | 1.0671 | 4.9795 | 10.6096 | 11.7142 | 12.4684 | 13.1367 | 11.6317
928 | 35 | 17.7449 | 13.8406 | 1.0642 | 4.9695 | 10.6022 | 11.6998 | 12.4434 | 13.1053 | 11.63
929 | 35 | 17.7356 | 13.8287 | 1.063 | 4.9326 | 10.589 | 11.6317 | 12.4127 | 13.0926 | 11.6119
930 | 35 | 17.7126 | 13.8196 | 1.05 | 4.9238 | 10.5234 | 11.63 | 12.3815 | 13.0887 | 11.5696
931 | 35 | 17.5742 | 13.7186 | 1.0478 | 4.9237 | 10.4682 | 11.618 | 12.3487 | 13.0446 | 11.5514
932 | 35 | 17.5707 | 13.7186 | 1.0325 | 4.8953 | 10.4587 | 11.5542 | 12.3457 | 12.9818 | 11.5361
933 | 35 | 17.5499 | 13.6832 | 1.004 | 4.8594 | 10.3815 | 11.5514 | 12.2143 | 12.9798 | 11.5222
934 | 35 | 17.5126 | 13.6817 | 1.0017 | 4.8358 | 10.3684 | 11.5361 | 12.2079 | 12.9359 | 11.4658
935 | 35 | 17.4823 | 13.5891 | 0.97465 | 4.8272 | 10.3393 | 11.5222 | 12.0561 | 12.8154 | 11.4048
936 | 35 | 17.4688 | 13.5483 | 0.97384 | 4.8186 | 10.3138 | 11.5222 | 12.0506 | 12.8069 | 11.4007
937 | 35 | 17.4554 | 13.5445 | 0.9424 | 4.8059 | 10.3018 | 11.5176 | 11.9247 | 12.7903 | 11.3796
938 | 35 | 17.2863 | 13.4926 | 0.92388 | 4.7983 | 10.1588 | 11.4468 | 11.9077 | 12.7693 | 11.368
939 | 35 | 17.2505 | 13.4685 | 0.89799 | 4.7449 | 10.1462 | 11.4457 | 11.8168 | 12.7256 | 11.334
940 | 35 | 17.2436 | 13.4303 | 0.89313 | 4.7371 | 10.0576 | 11.4252 | 11.7383 | 12.6223 | 11.3313
941 | 35 | 17.2394 | 13.3864 | 0.87965 | 4.7083 | 9.9933 | 11.4048 | 11.6498 | 12.4801 | 11.2365
942 | 35 | 17.2317 | 13.2989 | 0.85436 | 4.6263 | 9.9777 | 11.3702 | 11.63 | 12.48 | 11.2058
943 | 35 | 17.2295 | 13.2749 | 0.85393 | 4.6203 | 9.9263 | 11.368 | 11.6178 | 12.4723 | 11.1805
944 | 35 | 17.2034 | 13.2483 | 0.84274 | 4.6098 | 9.9126 | 11.3371 | 11.5361 | 12.4684 | 11.1468
945 | 35 | 17.1631 | 13.1963 | 0.80783 | 4.6081 | 9.9099 | 11.334 | 11.5222 | 12.4127 | 11.1339
946 | 35 | 17.1312 | 13.1254 | 0.76927 | 4.5982 | 9.9057 | 11.3258 | 11.4658 | 12.3022 | 11.0103
947 | 35 | 17.0445 | 13.0926 | 0.75921 | 4.589 | 9.8802 | 11.2058 | 11.4485 | 12.2485 | 10.9989
948 | 35 | 16.9306 | 13.0852 | 0.75013 | 4.5489 | 9.8763 | 11.1805 | 11.4048 | 12.2079 | 10.9289
949 | 35 | 16.8521 | 13.058 | 0.74347 | 4.5437 | 9.8633 | 11.065 | 11.4007 | 12.0822 | 10.8861
950 | 35 | 16.769 | 13.0437 | 0.71 | 4.528 | 9.8471 | 11.0614 | 11.371 | 12.0561 | 10.8367
951 | 35 | 16.7505 | 13.0388 | 0.67523 | 4.5185 | 9.8028 | 11.0103 | 11.371 | 12.0506 | 10.8221
952 | 35 | 16.6566 | 13.0258 | 0.67344 | 4.4799 | 9.7086 | 10.8809 | 11.3702 | 12.0506 | 10.6565
953 | 35 | 16.6363 | 13.0052 | 0.66936 | 4.437 | 9.7003 | 10.7572 | 11.368 | 12.0498 | 10.6548
954 | 35 | 16.6306 | 12.8867 | 0.6606 | 4.3282 | 9.6626 | 10.7351 | 11.3622 | 11.9247 | 10.589
955 | 35 | 16.6153 | 12.8831 | 0.63876 | 4.2946 | 9.6474 | 10.6794 | 11.334 | 11.7383 | 10.5234
956 | 35 | 16.5546 | 12.8786 | 0.63738 | 4.2909 | 9.6234 | 10.662 | 11.3095 | 11.719 | 10.46
957 | 35 | 16.5483 | 12.8422 | 0.63724 | 4.2793 | 9.6039 | 10.629 | 11.2365 | 11.6498 | 10.4225
958 | 35 | 16.4167 | 12.8409 | 0.61795 | 4.2199 | 9.5685 | 10.589 | 11.2058 | 11.6377 | 10.4047
959 | 35 | 16.3702 | 12.819 | 0.61772 | 4.1854 | 9.5526 | 10.5234 | 11.1805 | 11.63 | 10.3815
960 | 35 | 16.3248 | 12.8091 | 0.60881 | 4.13 | 9.4981 | 10.5052 | 11.1056 | 11.6178 | 10.3684
961 | 35 | 16.2896 | 12.7477 | 0.59085 | 4.1042 | 9.4513 | 10.4926 | 11.0736 | 11.5361 | 10.3393
962 | 35 | 16.2667 | 12.7435 | 0.57743 | 4.0946 | 9.4236 | 10.4871 | 11.0103 | 11.4658 | 10.3018
963 | 35 | 16.2479 | 12.7263 | 0.57199 | 4.0937 | 9.4236 | 10.4682 | 10.9989 | 11.4564 | 10.3011
964 | 35 | 16.2142 | 12.6605 | 0.56982 | 4.0563 | 9.4218 | 10.46 | 10.9289 | 11.4485 | 10.2868
965 | 35 | 16.1854 | 12.6502 | 0.54997 | 4.0501 | 9.3996 | 10.4581 | 10.6794 | 11.4048 | 10.2295
966 | 35 | 16.1453 | 12.6113 | 0.54835 | 4.0236 | 9.3211 | 10.3815 | 10.589 | 11.4007 | 10.2158
967 | 35 | 16.1019 | 12.5991 | 0.53885 | 3.9969 | 9.2583 | 10.3684 | 10.5234 | 11.3702 | 10.187
968 | 35 | 16.0735 | 12.5176 | 0.51873 | 3.947 | 9.1786 | 10.3662 | 10.4682 | 11.368 | 10.1462
969 | 35 | 16.0491 | 12.5079 | 0.51353 | 3.9413 | 9.0483 | 10.3018 | 10.46 | 11.3095 | 10.0576
970 | 35 | 16.0056 | 12.506 | 0.49201 | 3.9159 | 8.8791 | 10.269 | 10.4047 | 11.2365 | 10.0437
971 | 35 | 15.985 | 12.4682 | 0.48957 | 3.9037 | 8.872 | 10.2446 | 10.3684 | 11.2177 | 9.9933
972 | 35 | 15.9769 | 12.4127 | 0.48248 | 3.8413 | 8.8629 | 10.2316 | 10.3138 | 11.2058 | 9.9057
973 | 35 | 15.9443 | 12.3872 | 0.48004 | 3.7984 | 8.7984 | 10.2295 | 10.3018 | 11.1805 | 9.8763
974 | 35 | 15.938 | 12.3662 | 0.45988 | 3.7929 | 8.6825 | 10.2158 | 10.2316 | 11.1691 | 9.7086
975 | 35 | 15.9173 | 12.3388 | 0.45587 | 3.7755 | 8.6223 | 10.1588 | 10.2295 | 11.1056 | 9.7003
976 | 35 | 15.9063 | 12.3341 | 0.44332 | 3.7392 | 8.5912 | 10.1462 | 10.1462 | 11.0736 | 9.6861
977 | 35 | 15.906 | 12.3111 | 0.4214 | 3.6732 | 8.4232 | 10.0576 | 10.0576 | 10.9989 | 9.6478
978 | 35 | 15.9054 | 12.2857 | 0.38858 | 3.6717 | 8.4047 | 10.0551 | 9.9912 | 10.9937 | 9.6474
979 | 35 | 15.7675 | 12.2821 | 0.37652 | 3.6716 | 8.3686 | 10.0394 | 9.9263 | 10.9735 | 9.5526
980 | 35 | 15.7149 | 12.2511 | 0.36727 | 3.6334 | 8.3518 | 10.0035 | 9.9057 | 10.7393 | 9.5483
981 | 35 | 15.7148 | 12.1327 | 0.36668 | 3.5851 | 8.2976 | 9.9468 | 9.8955 | 10.6794 | 9.4981
982 | 35 | 15.6889 | 12.1312 | 0.34874 | 3.5372 | 8.2618 | 9.9263 | 9.8763 | 10.589 | 9.4521
983 | 35 | 15.6658 | 12.0895 | 0.34661 | 3.5279 | 8.2535 | 9.8866 | 9.799 | 10.5234 | 9.4513
984 | 35 | 15.6487 | 12.089 | 0.34172 | 3.5252 | 8.2374 | 9.8763 | 9.7574 | 10.4896 | 9.4218
985 | 35 | 15.5673 | 12.0707 | 0.30725 | 3.4399 | 8.1764 | 9.8443 | 9.7026 | 10.4682 | 9.3996
986 | 35 | 15.5482 | 11.9933 | 0.28205 | 3.3992 | 7.9775 | 9.8196 | 9.7003 | 10.46 | 9.3613
987 | 35 | 15.5105 | 11.9895 | 0.2791 | 3.3865 | 7.8751 | 9.7995 | 9.6474 | 10.458 | 9.329
988 | 35 | 15.5075 | 11.9782 | 0.25361 | 3.3738 | 7.8408 | 9.799 | 9.6039 | 10.4521 | 9.269
989 | 35 | 15.4937 | 11.9525 | 0.2464 | 3.3499 | 7.8118 | 9.723 | 9.5556 | 10.4047 | 9.1786
990 | 35 | 15.471 | 11.9087 | 0.21388 | 3.3269 | 7.7344 | 9.7086 | 9.4981 | 10.3815 | 9.1207
991 | 35 | 15.4564 | 11.871 | 0.19926 | 3.3158 | 7.6548 | 9.7003 | 9.4879 | 10.3684 | 9.0563
992 | 35 | 15.4502 | 11.8477 | 0.18687 | 3.3003 | 7.651 | 9.6626 | 9.329 | 10.3018 | 9.0559
993 | 35 | 15.4232 | 11.804 | 0.17889 | 3.2883 | 7.651 | 9.6474 | 9.2711 | 10.2316 | 9.0527
994 | 35 | 15.4147 | 11.7929 | 0.15979 | 3.2872 | 7.651 | 9.6039 | 9.269 | 10.1861 | 8.9912
995 | 35 | 15.3111 | 11.7675 | 0.15145 | 3.2852 | 7.651 | 9.561 | 9.2501 | 10.1752 | 8.8146
996 | 35 | 15.2566 | 11.7034 | 0.14878 | 3.2564 | 7.554 | 9.5529 | 9.162 | 10.1691 | 8.8019
997 | 35 | 15.2243 | 11.6325 | 0.13469 | 3.246 | 7.5471 | 9.329 | 9.1207 | 10.0576 | 8.7984
998 | 35 | 15.2132 | 11.6127 | 0.13055 | 3.1825 | 7.5387 | 9.1786 | 9.1165 | 10.0124 | 8.71
999 | 35 | 15.1887 | 11.6036 | 0.063124 | 3.1462 | 7.4886 | 9.0559 | 8.9912 | 9.9263 | 8.6223
1000 | 35 | 15.0406 | 11.6016 | 0.056258 | 3.0957 | 7.4772 | 9.0527 | 8.8791 | 9.9126 | 8.5189
1001 | 35 | 15.0224 | 11.5963 | 0.050792 | 3.0857 | 7.3512 | 9.0115 | 8.8762 | 9.9116 | 8.5142
1002 | 35 | 14.9786 | 11.5863 | 0.034428 | 3.0791 | 7.3322 | 8.9912 | 8.8466 | 9.9057 | 8.5079
1003 | 35 | 14.9741 | 11.5766 | 0.021454 | 3.0747 | 7.3284 | 8.9351 | 8.79 | 9.8955 | 8.4515
1004 | 35 | 14.9437 | 11.575 | 0.021212 | 3.0634 | 7.2739 | 8.8986 | 8.7693 | 9.8763 | 8.4232
1005 | 35 | 14.8858 | 11.547 | 0.015758 | 3.0383 | 7.2465 | 8.8762 | 8.7653 | 9.8443 | 8.4119
1006 | 35 | 14.8546 | 11.5264 | 0.014463 | 3.0118 | 7.2393 | 8.8258 | 8.6223 | 9.7574 | 8.4054
1007 | 35 | 14.7875 | 11.5145 | 0.013425 | 2.9826 | 7.2327 | 8.8146 | 8.5889 | 9.7026 | 8.256
1008 | 35 | 14.7789 | 11.4993 |  | 2.9767 | 7.2295 | 8.7984 | 8.5142 | 9.7003 | 8.2535
1009 | 35 | 14.7309 | 11.4682 |  | 2.9191 | 7.2255 | 8.755 | 8.5079 | 9.6861 | 8.2374
1010 | 35 | 14.7009 | 11.4504 |  | 2.8763 | 7.2048 | 8.6223 | 8.4248 | 9.6474 | 8.1946
1011 | 35 | 14.6753 | 11.3707 |  | 2.8563 | 7.1902 | 8.6025 | 8.4232 | 9.5529 | 8.164
1012 | 35 | 14.6228 | 11.3295 |  | 2.8498 | 7.148 | 8.5922 | 8.3423 | 9.4981 | 7.9869
1013 | 35 | 14.6223 | 11.3284 |  | 2.8102 | 7.1218 | 8.5189 | 8.3283 | 9.4879 | 7.9775
1014 | 35 | 14.5887 | 11.3197 |  | 2.804 | 7.1014 | 8.5142 | 8.2751 | 9.4719 | 7.906
1015 | 35 | 14.5351 | 11.3147 |  | 2.7332 | 7.0857 | 8.4232 | 8.2535 | 9.4218 | 7.8751
1016 | 35 | 14.4945 | 11.2196 |  | 2.7042 | 6.9598 | 8.4047 | 8.2374 | 9.4182 | 7.8521
1017 | 35 | 14.4932 | 11.1925 |  | 2.6905 | 6.9142 | 8.3938 | 8.1024 | 9.329 | 7.8118
1018 | 35 | 14.4641 | 11.1578 |  | 2.6534 | 6.9115 | 8.3935 | 8.0443 | 9.269 | 7.7533
1019 | 35 | 14.4514 | 11.1458 |  | 2.63 | 6.8785 | 8.2976 | 8.0367 | 9.2501 | 7.7231
1020 | 35 | 14.4329 | 11.1089 |  | 2.6022 | 6.8276 | 8.2535 | 7.992 | 9.2279 | 7.6985
1021 | 35 | 14.3792 | 11.0809 |  | 2.5753 | 6.8096 | 8.2498 | 7.9775 | 9.2183 | 7.6437
1022 | 35 | 14.3538 | 11.0306 |  | 2.5585 | 6.771 | 8.111 | 7.906 | 9.2142 | 7.6331
1023 | 35 | 14.3468 | 10.9997 |  | 2.5359 | 6.6096 | 7.906 | 7.8751 | 9.1786 | 7.5893
1024 | 35 | 14.3441 | 10.9574 |  | 2.508 | 6.5664 | 7.906 | 7.8521 | 9.1718 | 7.554
1025 | 35 | 14.3422 | 10.9441 |  | 2.506 | 6.5478 | 7.892 | 7.7824 | 9.1207 | 7.551
1026 | 35 | 14.3209 | 10.8454 |  | 2.493 | 6.4726 | 7.8751 | 7.7344 | 9.1174 | 7.4772
1027 | 35 | 14.3145 | 10.8384 |  | 2.4742 | 6.4638 | 7.836 | 7.6619 | 9.1165 | 7.4703
1028 | 35 | 14.2117 | 10.7983 |  | 2.473 | 6.3597 | 7.8198 | 7.6437 | 9.0559 | 7.3512
1029 | 35 | 14.1735 | 10.7501 |  | 2.4724 | 6.3543 | 7.8105 | 7.6331 | 9.0115 | 7.2393
1030 | 35 | 14.141 | 10.718 |  | 2.4096 | 6.18 | 7.7231 | 7.5893 | 8.9912 | 7.2327
1031 | 35 | 14.1253 | 10.6981 |  | 2.4093 | 6.174 | 7.6437 | 7.551 | 8.8762 | 7.2255
1032 | 35 | 14.1177 | 10.685 |  | 2.4054 | 6.16 | 7.6331 | 7.5363 | 8.8466 | 7.148
1033 | 35 | 14.1123 | 10.6019 |  | 2.3843 | 6.0375 | 7.554 | 7.4772 | 8.8421 | 7.1264
1034 | 35 | 14.0301 | 10.5715 |  | 2.3617 | 6.0241 | 7.5455 | 7.4703 | 8.8019 | 7.1218
1035 | 35 | 14.0276 | 10.5304 |  | 2.3348 | 5.9642 | 7.5264 | 7.4614 | 8.79 | 7.1175
1036 | 35 | 14.0032 | 10.465 |  | 2.309 | 5.9593 | 7.4827 | 7.4399 | 8.7653 | 7.0924
1037 | 35 | 13.9291 | 10.4612 |  | 2.3064 | 5.9393 | 7.4772 | 7.3512 | 8.5142 | 6.985
1038 | 35 | 13.9157 | 10.4564 |  | 2.3002 | 5.8804 | 7.4703 | 7.2739 | 8.442 | 6.9142
1039 | 35 | 13.9095 | 10.447 |  | 2.2847 | 5.8673 | 7.4614 | 7.2444 | 8.4248 | 6.8511
1040 | 35 | 13.8411 | 10.4385 |  | 2.2348 | 5.8653 | 7.3797 | 7.2255 | 8.4232 | 6.8443
1041 | 35 | 13.8072 | 10.4094 |  | 2.2119 | 5.7167 | 7.3512 | 7.148 | 8.3283 | 6.8276
1042 | 35 | 13.7493 | 10.37 |  | 2.1919 | 5.6133 | 7.3284 | 7.1218 | 8.3033 | 6.7721
1043 | 35 | 13.6826 | 10.3529 |  | 2.1919 | 5.589 | 7.2465 | 7.1175 | 8.2751 | 6.771
1044 | 35 | 13.6534 | 10.3196 |  | 2.171 | 5.5596 | 7.2436 | 7.1069 | 8.256 | 6.7366
1045 | 35 | 13.637 | 10.3196 |  | 2.1254 | 5.5072 | 7.2393 | 7.1014 | 8.2535 | 6.6634
1046 | 35 | 13.6036 | 10.3196 |  | 2.0852 | 5.5005 | 7.2327 | 7.0857 | 8.2374 | 6.6434
1047 | 35 | 13.5582 | 10.3196 |  | 2.0803 | 5.4659 | 7.148 | 7.0065 | 8.1764 | 6.6133
1048 | 35 | 13.4263 | 10.2515 |  | 2.0671 | 5.4245 | 7.1218 | 6.9531 | 8.1024 | 6.5654
1049 | 35 | 13.3476 | 10.2415 |  | 2.0583 | 5.4155 | 7.1175 | 6.9142 | 7.992 | 6.4638
1050 | 35 | 13.3437 | 10.2366 |  | 2.057 | 5.3998 | 7.0857 | 6.7884 | 7.9637 | 6.4413
1051 | 35 | 13.3283 | 10.2197 |  | 2.0251 | 5.3708 | 7.0761 | 6.771 | 7.8751 | 6.3785
1052 | 35 | 13.3258 | 10.1802 |  | 2.0066 | 5.3089 | 6.9834 | 6.7197 | 7.6985 | 6.3621
1053 | 35 | 13.3033 | 10.179 |  | 2.0035 | 5.2821 | 6.9399 | 6.6096 | 7.6437 | 6.3597
1054 | 35 | 13.2686 | 10.1773 |  | 1.9927 | 5.2146 | 6.9142 | 6.5664 | 7.6331 | 6.3543
1055 | 35 | 13.2681 | 10.1173 |  | 1.9525 | 5.2132 | 6.9115 | 6.5654 | 7.5893 | 6.3497
1056 | 35 | 13.2535 | 10.1131 |  | 1.9434 | 5.2031 | 6.8887 | 6.5115 | 7.551 | 6.2658
1057 | 35 | 13.2465 | 10.0882 |  | 1.9349 | 5.1931 | 6.8348 | 6.4967 | 7.5063 | 6.18
1058 | 35 | 13.2365 | 10.0406 |  | 1.9304 | 5.1561 | 6.8276 | 6.4925 | 7.4772 | 6.16
1059 | 35 | 13.2355 | 9.9847 |  | 1.9269 | 5.121 | 6.8168 | 6.4638 | 7.4703 | 6.1324
1060 | 35 | 13.2258 | 9.9664 |  | 1.9239 | 5.0684 | 6.7884 | 6.3829 | 7.4614 | 6.1303
1061 | 35 | 13.2213 | 9.9586 |  | 1.8919 | 5.0382 | 6.771 | 6.3801 | 7.447 | 6.0375
1062 | 35 | 13.2151 | 9.9115 |  | 1.8721 | 4.9685 | 6.6096 | 6.3801 | 7.4399 | 5.988
1063 | 35 | 13.1671 | 9.8648 |  | 1.8653 | 4.9646 | 6.5654 | 6.3801 | 7.3557 | 5.9847
1064 | 35 | 13.0216 | 9.8546 |  | 1.8486 | 4.9017 | 6.4726 | 6.3801 | 7.3512 | 5.9628
1065 | 35 | 13.0044 | 9.8527 |  | 1.8424 | 4.8427 | 6.4638 | 6.3785 | 7.2739 | 5.8804
1066 | 35 | 13.0027 | 9.8421 |  | 1.7991 | 4.8421 | 6.415 | 6.371 | 7.2436 | 5.8377
1067 | 35 | 12.9814 | 9.7189 |  | 1.7572 | 4.8277 | 6.3785 | 6.3597 | 7.148 | 5.8254
1068 | 35 | 12.963 | 9.718 |  | 1.7501 | 4.8098 | 6.3597 | 6.3543 | 7.1453 | 5.8009
1069 | 35 | 12.9359 | 9.7086 |  | 1.7351 | 4.7926 | 6.3543 | 6.2984 | 7.1218 | 5.7167
1070 | 35 | 12.9247 | 9.671 |  | 1.7271 | 4.6865 | 6.3146 | 6.2833 | 7.1175 | 5.6803
1071 | 35 | 12.8036 | 9.6593 |  | 1.6474 | 4.6608 | 6.16 | 6.16 | 7.1069 | 5.678
1072 | 35 | 12.7322 | 9.6086 |  | 1.6458 | 4.5915 | 6.1434 | 6.1324 | 7.1014 | 5.6732
1073 | 35 | 12.6729 | 9.5625 |  | 1.6438 | 4.589 | 6.1324 | 6.0375 | 7.0857 | 5.6698
1074 | 35 | 12.6263 | 9.5545 |  | 1.6289 | 4.5793 | 6.1024 | 6.0161 | 7.0065 | 5.6133
1075 | 35 | 12.5991 | 9.4641 |  | 1.5674 | 4.5548 | 6.0853 | 5.9593 | 6.9142 | 5.589
1076 | 35 | 12.5948 | 9.4009 |  | 1.5591 | 4.5455 | 6.0375 | 5.9349 | 6.892 | 5.5072
1077 | 35 | 12.49 | 9.2994 |  | 1.5369 | 4.4844 | 6.0161 | 5.9082 | 6.7884 | 5.5005
1078 | 35 | 12.4684 | 9.2883 |  | 1.5298 | 4.3465 | 5.9847 | 5.8804 | 6.771 | 5.4726
1079 | 35 | 12.4463 | 9.278 |  | 1.5153 | 4.2792 | 5.9469 | 5.8673 | 6.6947 | 5.4155
1080 | 35 | 12.4225 | 9.2693 |  | 1.5126 | 4.2711 | 5.9266 | 5.8653 | 6.621 | 5.4127
1081 | 35 | 12.4127 | 9.2152 |  | 1.4985 | 4.2511 | 5.9247 | 5.8009 | 6.6025 | 5.3089
1082 | 35 | 12.4009 | 9.212 |  | 1.4942 | 4.2477 | 5.8804 | 5.7403 | 6.5664 | 5.2821
1083 | 35 | 12.3988 | 9.2023 |  | 1.4926 | 4.2338 | 5.8653 | 5.723 | 6.5654 | 5.2142
1084 | 35 | 12.3885 | 9.162 |  | 1.4852 | 4.2073 | 5.8377 | 5.7167 | 6.5555 | 5.2132
1085 | 35 | 12.3815 | 9.15 |  | 1.4762 | 4.1668 | 5.8009 | 5.6865 | 6.5115 | 5.1931
1086 | 35 | 12.3487 | 9.124 |  | 1.4715 | 4.0801 | 5.7167 | 5.6133 | 6.4925 | 5.121
1087 | 35 | 12.3457 | 9.1204 |  | 1.4544 | 4.0292 | 5.678 | 5.5912 | 6.4025 | 5.0684
1088 | 35 | 12.2498 | 9.0971 |  | 1.4469 | 4.0285 | 5.6732 | 5.5122 | 6.3829 | 5.0514
1089 | 35 | 12.2451 | 9.036 |  | 1.4463 | 3.9159 | 5.6605 | 5.5072 | 6.371 | 5.0453
1090 | 35 | 12.2448 | 9.0344 |  | 1.4143 | 3.77 | 5.6133 | 5.5005 | 6.3597 | 5.0259
1091 | 35 | 12.2138 | 9.0104 |  | 1.3908 | 3.7515 | 5.589 | 5.3089 | 6.3543 | 4.9646
1092 | 35 | 12.1624 | 9.0094 |  | 1.3691 | 3.6263 | 5.5072 | 5.2451 | 6.354 | 4.8427
1093 | 35 | 12.1515 | 8.9514 |  | 1.3572 | 3.6086 | 5.5005 | 5.2366 | 6.3504 | 4.8331
1094 | 35 | 12.0751 | 8.9443 |  | 1.3535 | 3.5774 | 5.4726 | 5.2142 | 6.3497 | 4.8277
1095 | 35 | 11.9172 | 8.906 |  | 1.3481 | 3.5159 | 5.4278 | 5.2031 | 6.2984 | 4.7981
1096 | 35 | 11.9115 | 8.899 |  | 1.3457 | 3.4848 | 5.4007 | 5.1561 | 6.2833 | 4.7466
1097 | 35 | 11.8532 | 8.7906 |  | 1.3411 | 3.4739 | 5.3998 | 5.1311 | 6.2793 | 4.7344
1098 | 35 | 11.7453 | 8.7518 |  | 1.3372 | 3.3843 | 5.3089 | 5.121 | 6.2658 | 4.6608
1099 | 35 | 11.726 | 8.7468 |  | 1.3111 | 3.3159 | 5.2031 | 5.0684 | 6.1815 | 4.6376
1100 | 35 | 11.6634 | 8.7319 |  | 1.2642 | 3.2806 | 5.164 | 5.0453 | 6.16 | 4.6215
1101 | 35 | 11.6553 | 8.7219 |  | 1.2388 | 3.2797 | 5.1561 | 4.9182 | 6.1324 | 4.589
1102 | 35 | 11.6414 | 8.7215 |  | 1.2346 | 3.277 | 5.1311 | 4.8427 | 6.0853 | 4.4009
1103 | 35 | 11.6203 | 8.6751 |  | 1.2305 | 3.2112 | 5.121 | 4.8277 | 6.054 | 4.4009
1104 | 35 | 11.609 | 8.6638 |  | 1.2066 | 3.1745 | 5.1126 | 4.8007 | 6.0514 | 4.3708
1105 | 35 | 11.5944 | 8.645 |  | 1.206 | 3.058 | 5.0453 | 4.6678 | 6.0375 | 4.3491
1106 | 35 | 11.5693 | 8.5792 |  | 1.1955 | 3.0056 | 4.9903 | 4.6608 | 5.9847 | 4.3349
1107 | 35 | 11.5455 | 8.5298 |  | 1.1758 | 2.9532 | 4.8427 | 4.6228 | 5.9303 | 4.304
1108 | 35 | 11.4719 | 8.5248 |  | 1.1308 | 2.9266 | 4.8331 | 4.5548 | 5.9082 | 4.2792
1109 | 35 | 11.4564 | 8.5231 |  | 1.1264 | 2.9192 | 4.8277 | 4.5325 | 5.9018 | 4.277
1110 | 35 | 11.4048 | 8.5093 |  | 1.0754 | 2.898 | 4.7926 | 4.5143 | 5.8673 | 4.2711
1111 | 35 | 11.3622 | 8.4844 |  | 1.0658 | 2.8959 | 4.7793 | 4.505 | 5.8653 | 4.2109
1112 | 35 | 11.3548 | 8.4472 |  | 1.063 | 2.8406 | 4.7264 | 4.4647 | 5.8327 | 4.1548
1113 | 35 | 11.3534 | 8.3708 |  | 1.0579 | 2.777 | 4.6608 | 4.4176 | 5.8009 | 4.1059
1114 | 35 | 11.2177 | 8.3476 |  | 1.0325 | 2.7352 | 4.589 | 4.4009 | 5.7403 | 4.0292
1115 | 35 | 11.1974 | 8.3194 |  | 1.0315 | 2.7021 | 4.5677 | 4.336 | 5.7351 | 3.77
1116 | 35 | 11.1805 | 8.3164 |  | 1.026 | 2.6962 | 4.5499 | 4.2792 | 5.723 | 3.7185
1117 | 35 | 11.1462 | 8.308 |  | 1.0115 | 2.6563 | 4.5401 | 4.2511 | 5.7167 | 3.7135
1118 | 35 | 11.1185 | 8.2797 |  | 1.004 | 2.6453 | 4.4766 | 4.2109 | 5.6698 | 3.6927
1119 | 35 | 11.0633 | 8.2552 |  | 0.97617 | 2.6433 | 4.4693 | 4.1668 | 5.6133 | 3.6866
1120 | 35 | 11.0053 | 8.223 |  | 0.96857 | 2.6252 | 4.4349 | 4.1451 | 5.5072 | 3.6806
1121 | 35 | 11.0036 | 8.2227 |  | 0.94797 | 2.6049 | 4.4009 | 4.0882 | 5.5005 | 3.6453
1122 | 35 | 10.8214 | 8.1867 |  | 0.93691 | 2.5725 | 4.3851 | 4.0738 | 5.4834 | 3.6263
1123 | 35 | 10.8214 | 8.171 |  | 0.93009 | 2.5672 | 4.3708 | 4.0285 | 5.3401 | 3.6223
1124 | 35 | 10.7996 | 8.1668 |  | 0.91855 | 2.5576 | 4.3472 | 3.9785 | 5.3089 | 3.5774
1125 | 35 | 10.7682 | 8.1351 |  | 0.91787 | 2.5385 | 4.304 | 3.9351 | 5.2146 | 3.5122
1126 | 35 | 10.7084 | 8.1324 |  | 0.89799 | 2.5378 | 4.2792 | 3.9159 | 5.2142 | 3.4871
1127 | 35 | 10.6549 | 8.1308 |  | 0.89313 | 2.5122 | 4.2711 | 3.8406 | 5.205 | 3.4848
1128 | 35 | 10.6474 | 8.0887 |  | 0.88675 | 2.4823 | 4.246 | 3.77 | 5.2031 | 3.4564
1129 | 35 | 10.6238 | 7.9943 |  | 0.85436 | 2.4246 | 4.2109 | 3.6654 | 5.1561 | 3.437
1130 | 35 | 10.5913 | 7.9798 |  | 0.84119 | 2.3813 | 4.1548 | 3.6453 | 5.121 | 3.3992
1131 | 35 | 10.589 | 7.9778 |  | 0.74798 | 2.3515 | 4.1336 | 3.6263 | 5.1065 | 3.316
1132 | 35 | 10.5228 | 7.964 |  | 0.74452 | 2.3494 | 4.1308 | 3.6261 | 5.091 | 3.3158
1133 | 35 | 10.5143 | 7.9614 |  | 0.70152 | 2.2369 | 4.0292 | 3.5807 | 5.0453 | 3.2806
1134 | 35 | 10.5093 | 7.949 |  | 0.69699 | 2.2351 | 3.992 | 3.5774 | 4.9762 | 3.2797
1135 | 35 | 10.4047 | 7.9194 |  | 0.69422 | 2.2253 | 3.946 | 3.5122 | 4.9532 | 3.2564
1136 | 35 | 10.3662 | 7.8262 |  | 0.69422 | 2.1838 | 3.9159 | 3.4564 | 4.8427 | 3.2117
1137 | 35 | 10.1542 | 7.7615 |  | 0.68881 | 2.1796 | 3.9018 | 3.437 | 4.8277 | 3.1691
1138 | 35 | 10.1056 | 7.7592 |  | 0.66791 | 2.1471 | 3.873 | 3.4046 | 4.8102 | 3.1287
1139 | 35 | 10.1054 | 7.7309 |  | 0.6606 | 2.1233 | 3.8633 | 3.3499 | 4.799 | 3.1051
1140 | 35 | 10.1032 | 7.6588 |  | 0.65083 | 2.1128 | 3.7934 | 3.316 | 4.7964 | 3.058
1141 | 35 | 10.0768 | 7.628 |  | 0.64024 | 2.087 | 3.6866 | 3.3159 | 4.7344 | 3.0394
1142 | 35 | 10.0551 | 7.6228 |  | 0.59996 | 2.0851 | 3.6795 | 3.3008 | 4.6704 | 3.0383
1143 | 35 | 10.0493 | 7.5998 |  | 0.577 | 2.0749 | 3.6509 | 3.2099 | 4.6631 | 3.0377
1144 | 35 | 9.988 | 7.5251 |  | 0.56982 | 2.0691 | 3.6334 | 3.1687 | 4.6608 | 3.0056
1145 | 35 | 9.9777 | 7.4951 |  | 0.55099 | 2.055 | 3.6263 | 3.1189 | 4.621 | 2.9826
1146 | 35 | 9.8641 | 7.4232 |  | 0.54835 | 2.0307 | 3.6261 | 3.1051 | 4.5691 | 2.9637
1147 | 35 | 9.8565 | 7.3933 |  | 0.53884 | 1.9808 | 3.5774 | 3.1021 | 4.5548 | 2.9266
1148 | 35 | 9.7339 | 7.3929 |  | 0.5264 | 1.9552 | 3.5122 | 3.0924 | 4.5325 | 2.8959
1149 | 35 | 9.7062 | 7.3885 |  | 0.46908 | 1.9527 | 3.4564 | 3.058 | 4.505 | 2.8667
1150 | 35 | 9.6773 | 7.3704 |  | 0.45086 | 1.9277 | 3.3843 | 3.0499 | 4.4799 | 2.8478
1151 | 35 | 9.6661 | 7.3282 |  | 0.44881 | 1.8751 | 3.3686 | 3.0383 | 4.4009 | 2.8438
1152 | 35 | 9.6626 | 7.2529 |  | 0.44536 | 1.872 | 3.3535 | 3.0056 | 4.3465 | 2.8406
1153 | 35 | 9.6228 | 7.2079 |  | 0.43739 | 1.8486 | 3.316 | 2.9612 | 4.336 | 2.6962
1154 | 35 | 9.6039 | 7.1991 |  | 0.42518 | 1.8461 | 3.3158 | 2.9585 | 4.2792 | 2.6907
1155 | 35 | 9.5994 | 7.1948 |  | 0.42079 | 1.8343 | 3.2806 | 2.9266 | 4.1668 | 2.6855
1156 | 35 | 9.5374 | 7.1794 |  | 0.40542 | 1.8147 | 3.2797 | 2.9046 | 4.1451 | 2.6563
1157 | 35 | 9.521 | 7.1593 |  | 0.40065 | 1.7707 | 3.2564 | 2.8959 | 4.1125 | 2.6433
1158 | 35 | 9.461 | 7.1145 |  | 0.35888 | 1.7199 | 3.243 | 2.8667 | 4.0738 | 2.629
1159 | 35 | 9.4182 | 7.0649 |  | 0.35661 | 1.7112 | 3.2117 | 2.8422 | 4.0211 | 2.6252
1160 | 35 | 9.3346 | 7.0549 |  | 0.35286 | 1.7099 | 3.2034 | 2.8406 | 3.9785 | 2.6049
1161 | 35 | 9.2998 | 7.021 |  | 0.3438 | 1.7084 | 3.1081 | 2.777 | 3.9351 | 2.593
1162 | 35 | 9.2713 | 6.9611 |  | 0.34227 | 1.6925 | 3.0924 | 2.7134 | 3.9159 | 2.521
1163 | 35 | 9.2543 | 6.9077 |  | 0.33838 | 1.6907 | 3.058 | 2.6962 | 3.8406 | 2.5017
1164 | 35 | 9.246 | 6.898 |  | 0.3295 | 1.6438 | 3.0383 | 2.6696 | 3.7606 | 2.4306
1165 | 35 | 9.1918 | 6.8902 |  | 0.31971 | 1.575 | 3.0377 | 2.6638 | 3.6983 | 2.3504
1166 | 35 | 9.187 | 6.847 |  | 0.30725 | 1.5605 | 3.0109 | 2.6563 | 3.6654 | 2.3494
1167 | 35 | 9.164 | 6.792 |  | 0.3005 | 1.559 | 3.0056 | 2.6433 | 3.6453 | 2.3248
1168 | 35 | 9.161 | 6.7714 |  | 0.24254 | 1.5298 | 2.9532 | 2.6397 | 3.6263 | 2.2348
1169 | 35 | 9.036 | 6.7478 |  | 0.24102 | 1.5258 | 2.9266 | 2.6252 | 3.6261 | 2.2253
1170 | 35 | 9.0292 | 6.7398 |  | 0.233 | 1.515 | 2.9009 | 2.593 | 3.5774 | 2.2218
1171 | 35 | 9.0241 | 6.7021 |  | 0.22057 | 1.5013 | 2.8791 | 2.575 | 3.4871 | 2.1732
1172 | 35 | 9.0035 | 6.6899 |  | 0.18682 | 1.5007 | 2.8667 | 2.5576 | 3.4848 | 2.1471
1173 | 35 | 8.9142 | 6.684 |  | 0.1453 | 1.4909 | 2.8406 | 2.447 | 3.437 | 2.1233
1174 | 35 | 8.8625 | 6.63 |  | 0.13469 | 1.4227 | 2.777 | 2.4306 | 3.4046 | 2.1203
1175 | 35 | 8.8605 | 6.6221 |  | 0.12208 | 1.4204 | 2.7515 | 2.2835 | 3.3843 | 2.0989
1176 | 35 | 8.8598 | 6.5681 |  | 0.11647 | 1.4183 | 2.7134 | 2.2218 | 3.316 | 2.0851
1177 | 35 | 8.8279 | 6.549 |  | 0.11359 | 1.396 | 2.7021 | 2.1587 | 3.3159 | 2.055
1178 | 35 | 8.8138 | 6.5472 |  | 0.063124 | 1.392 | 2.6696 | 2.1367 | 3.3158 | 2.0307
1179 | 35 | 8.8019 | 6.5105 |  | 0.050792 | 1.3918 | 2.6563 | 2.1367 | 3.1274 | 1.9987
1180 | 35 | 8.7137 | 6.506 |  | 0.049925 | 1.3508 | 2.6453 | 2.1367 | 3.1051 | 1.9985
1181 | 35 | 8.6875 | 6.4933 |  | 0.046354 | 1.3505 | 2.6433 | 2.1203 | 3.1021 | 1.965
1182 | 35 | 8.6287 | 6.4304 |  | 0.034428 | 1.315 | 2.6252 | 2.0851 | 3.0924 | 1.9527
1183 | 35 | 8.589 | 6.4183 |  | 0.015758 | 1.2864 | 2.6189 | 2.0307 | 3.058 | 1.9473
1184 | 35 | 8.5862 | 6.4034 |  | 0.013425 | 1.27 | 2.6049 | 1.9985 | 3.0499 | 1.9358
1185 | 35 | 8.5603 | 6.391 |  | 0.0077955 | 1.2605 | 2.5681 | 1.9552 | 3.0394 | 1.9266
1186 | 35 | 8.5079 | 6.3867 |  |  | 1.2323 | 2.5402 | 1.9527 | 3.0377 | 1.8751
1187 | 35 | 8.4783 | 6.3702 |  |  | 1.2021 | 2.5378 | 1.9358 | 3.0056 | 1.8486
1188 | 35 | 8.4487 | 6.3494 |  |  | 1.1434 | 2.521 | 1.8751 | 2.9266 | 1.8459
1189 | 35 | 8.4232 | 6.3463 |  |  | 1.1312 | 2.5172 | 1.8497 | 2.8959 | 1.8147
1190 | 35 | 8.3111 | 6.3356 |  |  | 1.1153 | 2.506 | 1.8486 | 2.8667 | 1.8135
1191 | 35 | 8.2374 | 6.3356 |  |  | 1.1117 | 2.5017 | 1.8147 | 2.8422 | 1.812
1192 | 35 | 8.2203 | 6.3356 |  |  | 1.1105 | 2.4477 | 1.8135 | 2.8406 | 1.7707
1193 | 35 | 8.2125 | 6.3304 |  |  | 0.9832 | 2.4246 | 1.8036 | 2.8161 | 1.7199
1194 | 35 | 8.1861 | 6.3224 |  |  | 0.92687 | 2.405 | 1.7199 | 2.7134 | 1.7112
1195 | 35 | 8.1768 | 6.2864 |  |  | 0.89313 | 2.3494 | 1.7112 | 2.7021 | 1.7099
1196 | 35 | 8.1489 | 6.1431 |  |  | 0.85719 | 2.2883 | 1.7084 | 2.6962 | 1.7084
1197 | 35 | 8.1424 | 6.143 |  |  | 0.81913 | 2.2218 | 1.6925 | 2.6855 | 1.6277
1198 | 35 | 8.1349 | 6.1284 |  |  | 0.8123 | 2.1796 | 1.6641 | 2.6563 | 1.575
1199 | 35 | 8.0781 | 6.1276 |  |  | 0.79952 | 2.1233 | 1.6373 | 2.6433 | 1.5579
1200 | 35 | 8.0691 | 6.0536 |  |  | 0.76177 | 2.1203 | 1.559 | 2.6252 | 1.5372
1201 | 35 | 8.0517 | 5.9834 |  |  | 0.74408 | 2.1126 | 1.5579 | 2.593 | 1.5369
1202 | 35 | 8.0375 | 5.9809 |  |  | 0.74408 | 2.1087 | 1.5298 | 2.5576 | 1.5298
1203 | 35 | 8.0333 | 5.9164 |  |  | 0.74408 | 2.0851 | 1.5238 | 2.521 | 1.5013
1204 | 35 | 7.9321 | 5.9114 |  |  | 0.72801 | 2.0556 | 1.515 | 2.5017 | 1.4469
1205 | 35 | 7.907 | 5.9045 |  |  | 0.72658 | 2.055 | 1.4909 | 2.4306 | 1.4408
1206 | 35 | 7.8751 | 5.9022 |  |  | 0.66407 | 2.0307 | 1.4469 | 2.2835 | 1.4204
1207 | 35 | 7.8723 | 5.8979 |  |  | 0.65663 | 2.0126 | 1.4182 | 2.2339 | 1.4183
1208 | 35 | 7.8701 | 5.8905 |  |  | 0.57308 | 1.9985 | 1.4103 | 2.2218 | 1.4182
1209 | 35 | 7.8673 | 5.8861 |  |  | 0.56495 | 1.9552 | 1.392 | 2.1471 | 1.396
1210 | 35 | 7.8266 | 5.8809 |  |  | 0.55739 | 1.9527 | 1.3508 | 2.1128 | 1.392
1211 | 35 | 7.7973 | 5.8438 |  |  | 0.54993 | 1.9277 | 1.3505 | 2.0851 | 1.3508
1212 | 35 | 7.723 | 5.8434 |  |  | 0.51172 | 1.8751 | 1.2909 | 2.055 | 1.3505
1213 | 35 | 7.7014 | 5.801 |  |  | 0.48185 | 1.8486 | 1.2793 | 2.0307 | 1.2977
1214 | 35 | 7.6015 | 5.7896 |  |  | 0.48148 | 1.8189 | 1.27 | 1.9985 | 1.2864
1215 | 35 | 7.5691 | 5.7503 |  |  | 0.45988 | 1.8147 | 1.2346 | 1.9557 | 1.2847
1216 | 35 | 7.5176 | 5.7437 |  |  | 0.43462 | 1.8135 | 1.171 | 1.9552 | 1.27
1217 | 35 | 7.4982 | 5.6457 |  |  | 0.4182 | 1.812 | 1.1474 | 1.9473 | 1.1872
1218 | 35 | 7.4886 | 5.644 |  |  | 0.36054 | 1.7199 | 1.1105 | 1.9277 | 1.1825
1219 | 35 | 7.4772 | 5.6308 |  |  | 0.28666 | 1.6925 | 1.1094 | 1.8751 | 1.1588
1220 | 35 | 7.4703 | 5.5775 |  |  | 0.28325 | 1.6624 | 1.0648 | 1.8686 | 1.1474
1221 | 35 | 7.4252 | 5.5491 |  |  | 0.26455 | 1.6438 | 1.0397 | 1.8486 | 1.1397
1222 | 35 | 7.392 | 5.5084 |  |  | 0.25606 | 1.559 | 1.0314 | 1.8486 | 1.1105
1223 | 35 | 7.3778 | 5.48 |  |  | 0.22491 | 1.5579 | 0.93014 | 1.8147 | 1.0024
1224 | 35 | 7.3594 | 5.4574 |  |  | 0.16268 | 1.5471 | 0.92378 | 1.8135 | 0.9832
1225 | 35 | 7.3512 | 5.4349 |  |  | 0.15125 | 1.5369 | 0.89313 | 1.7383 | 0.89313
1226 | 35 | 7.2939 | 5.4225 |  |  | 0.14529 | 1.5369 | 0.87815 | 1.7285 | 0.8809
1227 | 35 | 7.2339 | 5.3815 |  |  | 0.14433 | 1.5298 | 0.85436 | 1.7199 | 0.85436
1228 | 35 | 7.1925 | 5.3458 |  |  | 0.11312 | 1.4469 | 0.84537 | 1.7112 | 0.8123
1229 | 35 | 7.1639 | 5.2742 |  |  | 0.074129 | 1.4253 | 0.8123 | 1.7084 | 0.79394
1230 | 35 | 7.1551 | 5.1599 |  |  | 0.01653 | 1.4183 | 0.79394 | 1.6641 | 0.72658
1231 | 35 | 7.1502 | 5.1334 |  |  | 0.015036 | 1.4182 | 0.76177 | 1.575 | 0.69826
1232 | 35 | 7.1299 | 5.0035 |  |  |  | 1.4103 | 0.75696 | 1.5579 | 0.65663
1233 | 35 | 7.1175 | 4.8594 |  |  |  | 1.3508 | 0.7365 | 1.5298 | 0.65031
1234 | 35 | 7.075 | 4.8573 |  |  |  | 1.3505 | 0.67793 | 1.5238 | 0.62752
1235 | 35 | 7.064 | 4.8569 |  |  |  | 1.3223 | 0.66407 | 1.515 | 0.60161
1236 | 35 | 7.0514 | 4.8353 |  |  |  | 1.315 | 0.65948 | 1.4469 | 0.57308
1237 | 35 | 6.999 | 4.7964 |  |  |  | 1.2977 | 0.65663 | 1.4408 | 0.54835
1238 | 35 | 6.9227 | 4.7747 |  |  |  | 1.2864 | 0.65031 | 1.4204 | 0.53149
1239 | 35 | 6.9001 | 4.7554 |  |  |  | 1.2847 | 0.60859 | 1.396 | 0.51718
1240 | 35 | 6.8276 | 4.7397 |  |  |  | 1.27 | 0.56929 | 1.392 | 0.49201
1241 | 35 | 6.8102 | 4.7266 |  |  |  | 1.2657 | 0.54835 | 1.3918 | 0.48468
1242 | 35 | 6.7638 | 4.6881 |  |  |  | 1.2305 | 0.53149 | 1.3508 | 0.48185
1243 | 35 | 6.7628 | 4.6861 |  |  |  | 1.2025 | 0.48185 | 1.3505 | 0.45988
1244 | 35 | 6.6348 | 4.6681 |  |  |  | 1.0397 | 0.48148 | 1.3333 | 0.43791
1245 | 35 | 6.6254 | 4.6679 |  |  |  | 0.9933 | 0.28666 | 1.2977 | 0.40248
1246 | 35 | 6.6252 | 4.6228 |  |  |  | 0.94663 | 0.22299 | 1.2909 | 0.37426
1247 | 35 | 6.6109 | 4.6127 |  |  |  | 0.89313 | 0.18227 | 1.27 | 0.28666
1248 | 35 | 6.6096 | 4.5909 |  |  |  | 0.88189 | 0.16401 | 1.2028 | 0.28448
1249 | 35 | 6.6047 | 4.5446 |  |  |  | 0.8123 | 0.164 | 1.1105 | 0.28325
1250 | 35 | 6.6022 | 4.5338 |  |  |  | 0.7885 | 0.14681 | 1.0648 | 0.22299
1251 | 35 | 6.4962 | 4.4029 |  |  |  | 0.76177 | 0.1327 | 1.0397 | 0.19246
1252 | 35 | 6.4933 | 4.3933 |  |  |  | 0.71521 | 0.10104 | 1.0314 | 0.17026
1253 | 35 | 6.4726 | 4.3441 |  |  |  | 0.65663 | 0.090952 | 0.9832 | 0.16401
1254 | 35 | 6.3673 | 4.2946 |  |  |  | 0.60859 | 0.015036 | 0.92949 | 0.15542
1255 | 35 | 6.3597 | 4.2751 |  |  |  | 0.54835 | 0.014463 | 0.92378 | 0.11312
1256 | 35 | 6.3543 | 4.2624 |  |  |  | 0.53149 | 0.0098406 | 0.85719 | 0.070151
1257 | 35 | 6.3508 | 4.2577 |  |  |  | 0.49201 |  | 0.85436 | 0.021109
1258 | 35 | 6.3416 | 4.1858 |  |  |  | 0.45988 |  | 0.84537 | 0.015036
1259 | 35 | 6.1128 | 4.1852 |  |  |  | 0.43791 |  | 0.8123
1260 | 35 | 6.0998 | 4.1474 |  |  |  | 0.43462 |  | 0.79394
1261 | 35 | 6.0748 | 4.1238 |  |  |  | 0.4182 |  | 0.76177
1262 | 35 | 6.0741 | 4.1146 |  |  |  | 0.40853 |  | 0.75696
1263 | 35 | 5.9847 | 4.1128 |  |  |  | 0.37426 |  | 0.71521
1264 | 35 | 5.9426 | 4.0946 |  |  |  | 0.36267 |  | 0.66407
1265 | 35 | 5.8968 | 4.0693 |  |  |  | 0.36054 |  | 0.65031
1266 | 35 | 5.8876 | 4.0527 |  |  |  | 0.28448 |  | 0.62633
1267 | 35 | 5.8679 | 4.0115 |  |  |  | 0.28325 |  | 0.60859
1268 | 35 | 5.8282 | 3.9969 |  |  |  | 0.28205 |  | 0.54835
1269 | 35 | 5.8268 | 3.9746 |  |  |  | 0.25606 |  | 0.53149
1270 | 35 | 5.7903 | 3.9556 |  |  |  | 0.22911 |  | 0.48185
1271 | 35 | 5.7055 | 3.9493 |  |  |  | 0.22299 |  | 0.48148
1272 | 35 | 5.6086 | 3.9461 |  |  |  | 0.14191 |  | 0.4182
1273 | 35 | 5.6051 | 3.9244 |  |  |  | 0.1324 |  | 0.28666
1274 | 35 | 5.5821 | 3.907 |  |  |  | 0.11312 |  | 0.28325
1275 | 35 | 5.5301 | 3.78 |  |  |  | 0.021109 |  | 0.22299
1276 | 35 | 5.5264 | 3.7615 |  |  |  | 0.015036 |  | 0.18227
1277 | 35 | 5.5234 | 3.7477 | [5 empty] | 0.17726
1278 | 35 | 5.5072 | 3.7237 | [5 empty] | 0.16401
1279 | 35 | 5.4007 | 3.7143 | [5 empty] | 0.164
1280 | 35 | 5.4006 | 3.6983 | [5 empty] | 0.070151
1281 | 35 | 5.3671 | 3.6875 | [5 empty] | 0.015036
1282 | 35 | 5.3665 | 3.6795
1283 | 35 | 5.3211 | 3.6722
1284 | 35 | 5.3147 | 3.6608
1285 | 35 | 5.2994 | 3.6597
1286 | 35 | 5.121 | 3.6051
1287 | 35 | 5.1131 | 3.5912
1288 | 35 | 5.0019 | 3.5746
1289 | 35 | 4.9934 | 3.5691
1290 | 35 | 4.9873 | 3.5669
1291 | 35 | 4.9746 | 3.5085
1292 | 35 | 4.8953 | 3.489
1293 | 35 | 4.8929 | 3.489
1294 | 35 | 4.8591 | 3.485
1295 | 35 | 4.8409 | 3.4783
1296 | 35 | 4.8277 | 3.3457
1297 | 35 | 4.827 | 3.3375
1298 | 35 | 4.8254 | 3.3258
1299 | 35 | 4.8044 | 3.3106
1300 | 35 | 4.7926 | 3.2911
1301 | 35 | 4.7862 | 3.2893
1302 | 35 | 4.7793 | 3.2564
1303 | 35 | 4.7493 | 3.2535
1304 | 35 | 4.746 | 3.2503
1305 | 35 | 4.6998 | 3.2365
1306 | 35 | 4.6874 | 3.223
1307 | 35 | 4.6608 | 3.1604
1308 | 35 | 4.6587 | 3.1489
1309 | 35 | 4.6279 | 3.0895
1310 | 35 | 4.6095 | 2.9787
1311 | 35 | 4.4993 | 2.9759
1312 | 35 | 4.4766 | 2.9595
1313 | 35 | 4.4364 | 2.9469
1314 | 35 | 4.4225 | 2.9186
1315 | 35 | 4.4178 | 2.9154
1316 | 35 | 4.414 | 2.8916
1317 | 35 | 4.4054 | 2.8718
1318 | 35 | 4.3933 | 2.827
1319 | 35 | 4.3933 | 2.8066
1320 | 35 | 4.3836 | 2.7666
1321 | 35 | 4.329 | 2.6968
1322 | 35 | 4.3221 | 2.6936
1323 | 35 | 4.3219 | 2.6914
1324 | 35 | 4.3196 | 2.6774
1325 | 35 | 4.308 | 2.6709
1326 | 35 | 4.2943 | 2.6583
1327 | 35 | 4.2847 | 2.6015
1328 | 35 | 4.2792 | 2.5753
1329 | 35 | 4.2624 | 2.5576
1330 | 35 | 4.246 | 2.4772
1331 | 35 | 4.233 | 2.4749
1332 | 35 | 4.1846 | 2.4718
1333 | 35 | 4.1696 | 2.392
1334 | 35 | 4.1682 | 2.3873
1335 | 35 | 4.1668 | 2.3718
1336 | 35 | 4.1613 | 2.3504
1337 | 35 | 4.1264 | 2.3119
1338 | 35 | 4.1225 | 2.2659
1339 | 35 | 4.113 | 2.2436
1340 | 35 | 4.0887 | 2.2303
1341 | 35 | 4.0748 | 2.1957
1342 | 35 | 4.0607 | 2.1919
1343 | 35 | 3.9686 | 2.1811
1344 | 35 | 3.9085 | 2.1635
1345 | 35 | 3.9018 | 2.1471
1346 | 35 | 3.8633 | 2.1263
1347 | 35 | 3.8317 | 2.1036
1348 | 35 | 3.8287 | 2.0989
1349 | 35 | 3.8268 | 2.0209
1350 | 35 | 3.8159 | 1.9473
1351 | 35 | 3.7971 | 1.9434
1352 | 35 | 3.789 | 1.9265
1353 | 35 | 3.7693 | 1.8887
1354 | 35 | 3.7627 | 1.8843
1355 | 35 | 3.7347 | 1.8778
1356 | 35 | 3.6795 | 1.8701
1357 | 35 | 3.6655 | 1.8633
1358 | 35 | 3.5878 | 1.8343
1359 | 35 | 3.489 | 1.8168
1360 | 35 | 3.4871 | 1.8
1361 | 35 | 3.3868 | 1.7913
1362 | 35 | 3.3472 | 1.7889
1363 | 35 | 3.3426 | 1.7495
1364 | 35 | 3.3316 | 1.7458
1365 | 35 | 3.2742 | 1.7271
1366 | 35 | 3.2303 | 1.7031
1367 | 35 | 3.2133 | 1.6963
1368 | 35 | 3.1052 | 1.6571
1369 | 35 | 3.0948 | 1.6219
1370 | 35 | 3.0556 | 1.621
1371 | 35 | 3.0461 | 1.6069
1372 | 35 | 3.0413 | 1.5954
1373 | 35 | 3.0383 | 1.5508
1374 | 35 | 2.9871 | 1.5273
1375 | 35 | 2.967 | 1.5029
1376 | 35 | 2.9442 | 1.4494
1377 | 35 | 2.9251 | 1.4457
1378 | 35 | 2.9218 | 1.4143
1379 | 35 | 2.9076 | 1.3862
1380 | 35 | 2.9009 | 1.3851
1381 | 35 | 2.8959 | 1.3686
1382 | 35 | 2.8819 | 1.368
1383 | 35 | 2.8732 | 1.3411
1384 | 35 | 2.8667 | 1.2874
1385 | 35 | 2.8654 | 1.2739
1386 | 35 | 2.8625 | 1.268
1387 | 35 | 2.8619 | 1.2184
1388 | 35 | 2.8522 | 1.1338
1389 | 35 | 2.7801 | 1.1038
1390 | 35 | 2.7542 | 1.0499
1391 | 35 | 2.7332 | 1.0439
1392 | 35 | 2.7026 | 1.0325
1393 | 35 | 2.6563 | 1.0246
1394 | 35 | 2.63 | 1.0154
1395 | 35 | 2.621 | 0.99288
1396 | 35 | 2.6178 | 0.99083
1397 | 35 | 2.5576 | 0.9829
1398 | 35 | 2.5378 | 0.98256
1399 | 35 | 2.5241 | 0.96218
1400 | 35 | 2.5227 | 0.93407
1401 | 35 | 2.5172 | 0.92351
1402 | 35 | 2.4848 | 0.90636
1403 | 35 | 2.4742 | 0.90253
1404 | 35 | 2.4509 | 0.90181
1405 | 35 | 2.447 | 0.89313
1406 | 35 | 2.4421 | 0.89214
1407 | 35 | 2.4129 | 0.88043
1408 | 35 | 2.396 | 0.8167
1409 | 35 | 2.3515 | 0.7987
1410 | 35 | 2.3504 | 0.79413
1411 | 35 | 2.3392 | 0.78892
1412 | 35 | 2.2896 | 0.74958
1413 | 35 | 2.2835 | 0.7421
1414 | 35 | 2.2629 | 0.73884
1415 | 35 | 2.2449 | 0.7254
1416 | 35 | 2.2253 | 0.71668
1417 | 35 | 2.1944 | 0.71501
1418 | 35 | 2.1919 | 0.67865
1419 | 35 | 2.1919 | 0.67614
1420 | 35 | 2.1725 | 0.66922
1421 | 35 | 2.105 | 0.64451
1422 | 35 | 2.1041 | 0.64024
1423 | 35 | 2.0989 | 0.63839
1424 | 35 | 2.0851 | 0.62379
1425 | 35 | 2.0766 | 0.60346
1426 | 35 | 2.0724 | 0.59405
1427 | 35 | 2.044 | 0.53812
1428 | 35 | 2.0401 | 0.53722
1429 | 35 | 2.0118 | 0.51718
1430 | 35 | 1.9847 | 0.50717
1431 | 35 | 1.9527 | 0.49201
1432 | 35 | 1.9511 | 0.49201
1433 | 35 | 1.9182 | 0.47838
1434 | 35 | 1.8751 | 0.45255
1435 | 35 | 1.8282 | 0.43791
1436 | 35 | 1.8189 | 0.40065
1437 | 35 | 1.796 | 0.37964
1438 | 35 | 1.7503 | 0.37347
1439 | 35 | 1.7352 | 0.36784
1440 | 35 | 1.7253 | 0.35116
1441 | 35 | 1.7099 | 0.3437
1442 | 35 | 1.671 | 0.34335
1443 | 35 | 1.6291 | 0.33152
1444 | 35 | 1.6047 | 0.29759
1445 | 35 | 1.5627 | 0.28631
1446 | 35 | 1.5605 | 0.23216
1447 | 35 | 1.547 | 0.22183
1448 | 35 | 1.5361 | 0.21236
1449 | 35 | 1.5298 | 0.12813
1450 | 35 | 1.5007 | 0.12101
1451 | 35 | 1.4826 | 0.072777
1452 | 35 | 1.4801 | 0.054382
1453 | 35 | 1.48 | 0.046145
1454 | 35 | 1.4715 | 0.0095385
1455 | 35 | 1.4513 | 0.0095385
1456 | 35 | 1.4204
1457 | 35 | 1.4034
1458 | 35 | 1.3969
1459 | 35 | 1.3933
1460 | 35 | 1.3505
1461 | 35 | 1.3505
1462 | 35 | 1.3411
1463 | 35 | 1.3079
1464 | 35 | 1.2977
1465 | 35 | 1.2774
1466 | 35 | 1.26
1467 | 35 | 1.2149
1468 | 35 | 1.2025
1469 | 35 | 1.1687
1470 | 35 | 1.1321
1471 | 35 | 1.1105
1472 | 35 | 1.1071
1473 | 35 | 1.0754
1474 | 35 | 1.0536
1475 | 35 | 1.051
1476 | 35 | 1.0344
1477 | 35 | 1.0154
1478 | 35 | 1.0094
1479 | 35 | 1.004
1480 | 35 | 0.99975
1481 | 35 | 0.99736
1482 | 35 | 0.96401
1483 | 35 | 0.95411
1484 | 35 | 0.95038
1485 | 35 | 0.93009
1486 | 35 | 0.8949
1487 | 35 | 0.88969
1488 | 35 | 0.85728
1489 | 35 | 0.8496
1490 | 35 | 0.84274
1491 | 35 | 0.83929
1492 | 35 | 0.77405
1493 | 35 | 0.7421
1494 | 35 | 0.70863
1495 | 35 | 0.66936
1496 | 35 | 0.61968
1497 | 35 | 0.58898
1498 | 35 | 0.55455
1499 | 35 | 0.53041
1500 | 35 | 0.51652
1501 | 35 | 0.49442
1502 | 35 | 0.47464
1503 | 35 | 0.47007
1504 | 35 | 0.45988
1505 | 35 | 0.44686
1506 | 35 | 0.43462
1507 | 35 | 0.40394
1508 | 35 | 0.38366
1509 | 35 | 0.37822
1510 | 35 | 0.37079
1511 | 35 | 0.33677
1512 | 35 | 0.32919
1513 | 35 | 0.30925
1514 | 35 | 0.30725
1515 | 35 | 0.30403
1516 | 35 | 0.28903
1517 | 35 | 0.28666
1518 | 35 | 0.27969
1519 | 35 | 0.21992
1520 | 35 | 0.2183
1521 | 35 | 0.19246
1522 | 35 | 0.13952
1523 | 35 | 0.12375
1524 | 35 | 0.11232
1525 | 35 | 0.097569
1526 | 35 | 0.094726
1527 | 35 | 0.056258
1528 | 35 | 0.050792
1529 | 35 | 0.036893
1530 | 35 | 0.015758

## Violation Data
Case | Parent Name | Collection | Child Name | Category | Property | Band | Datetime | Value | Units | Month | Hour | Time
CCCT | System | Constraint | Flex Down | Flexibility | Violation | 1 | 2025-01-01 04:00 | 71.7891 | - | 1 | 4 | 0.25
CCCT | System | Constraint | Flex Down | Flexibility | Violation | 1 | 2025-01-06 05:00 | 90.9689 | - | 1 | 5 | 0.25
CCCT | System | Constraint | Flex Down | Flexibility | Violation | 1 | 2025-01-09 05:00 | 90.4882 | - | 1 | 5 | 0.25
CCCT | System | Constraint | Flex Down | Flexibility | Violation | 1 | 2025-01-09 06:00 | 165.8223 | - | 1 | 6 | 0.25
CCCT | System | Constraint | Flex Down | Flexibility | Violation | 1 | 2025-01-12 04:00 | 25.6248 | - | 1 | 4 | 0.25
CCCT | System | Constraint | Flex Down | Flexibility | Violation | 1 | 2025-01-18 03:00 | 80.2148 | - | 1 | 3 | 0.25
CCCT | System | Constraint | Flex Down | Flexibility | Violation | 1 | 2025-01-18 03:15 | 26.4118 | - | 1 | 3 | 0.25
CCCT | System | Constraint | Flex Down | Flexibility | Violation | 1 | 2025-01-22 11:00 | 53.754 | - | 1 | 11 | 0.25
CCCT | System | Constraint | Flex Down | Flexibility | Violation | 1 | 2025-01-22 11:15 | 55.0063 | - | 1 | 11 | 0.25
CCCT | System | Constraint | Flex Down | Flexibility | Violation | 1 | 2025-01-22 11:30 | 55.2585 | - | 1 | 11 | 0.25
CCCT | System | Constraint | Flex Down | Flexibility | Violation | 1 | 2025-01-22 11:45 | 51.5107 | - | 1 | 11 | 0.25
CCCT | System | Constraint | Flex Down | Flexibility | Violation | 1 | 2025-01-22 12:00 | 72.705 | - | 1 | 12 | 0.25
CCCT | System | Constraint | Flex Down | Flexibility | Violation | 1 | 2025-01-22 12:15 | 117.0539 | - | 1 | 12 | 0.25
CCCT | System | Constraint | Flex Down | Flexibility | Violation | 1 | 2025-01-22 12:30 | 152.4029 | - | 1 | 12 | 0.25
CCCT | System | Constraint | Flex Down | Flexibility | Violation | 1 | 2025-01-22 12:45 | 172.7518 | - | 1 | 12 | 0.25
CCCT | System | Constraint | Flex Down | Flexibility | Violation | 1 | 2025-01-22 13:00 | 189.1406 | - | 1 | 13 | 0.25
CCCT | System | Constraint | Flex Down | Flexibility | Violation | 1 | 2025-01-22 13:15 | 193.4594 | - | 1 | 13 | 0.25
CCCT | System | Constraint | Flex Down | Flexibility | Violation | 1 | 2025-01-22 13:30 | 212.7782 | - | 1 | 13 | 0.25
CCCT | System | Constraint | Flex Down | Flexibility | Violation | 1 | 2025-01-22 13:45 | 234.097 | - | 1 | 13 | 0.25
CCCT | System | Constraint | Flex Down | Flexibility | Violation | 1 | 2025-01-23 06:00 | 103.9134 | - | 1 | 6 | 0.25
CCCT | System | Constraint | Flex Down | Flexibility | Violation | 1 | 2025-01-24 12:45 | 30.8231 | - | 1 | 12 | 0.25
CCCT | System | Constraint | Flex Down | Flexibility | Violation | 1 | 2025-01-24 13:45 | 6.0664 | - | 1 | 13 | 0.25
CCCT | System | Constraint | Flex Down | Flexibility | Violation | 1 | 2025-01-25 03:00 | 174.4859 | - | 1 | 3 | 0.25
CCCT | System | Constraint | Flex Down | Flexibility | Violation | 1 | 2025-01-25 03:15 | 107.302 | - | 1 | 3 | 0.25
CCCT | System | Constraint | Flex Down | Flexibility | Violation | 1 | 2025-01-25 03:30 | 24.1182 | - | 1 | 3 | 0.25
CCCT | System | Constraint | Flex Down | Flexibility | Violation | 1 | 2025-01-25 12:45 | 26.4041 | - | 1 | 12 | 0.25
CCCT | System | Constraint | Flex Down | Flexibility | Violation | 1 | 2025-01-25 13:00 | 15.6047 | - | 1 | 13 | 0.25
CCCT | System | Constraint | Flex Down | Flexibility | Violation | 1 | 2025-01-25 13:15 | 24.9453 | - | 1 | 13 | 0.25
CCCT | System | Constraint | Flex Down | Flexibility | Violation | 1 | 2025-01-25 13:30 | 29.2858 | - | 1 | 13 | 0.25
CCCT | System | Constraint | Flex Down | Flexibility | Violation | 1 | 2025-01-25 13:45 | 26.6264 | - | 1 | 13 | 0.25
CCCT | System | Constraint | Flex Down | Flexibility | Violation | 1 | 2025-01-28 05:00 | 37.0649 | - | 1 | 5 | 0.25
CCCT | System | Constraint | Flex Down | Flexibility | Violation | 1 | 2025-01-29 02:00 | 51.1474 | - | 1 | 2 | 0.25
CCCT | System | Constraint | Flex Down | Flexibility | Violation | 1 | 2025-01-29 02:15 | 7.6788 | - | 1 | 2 | 0.25
CCCT | System | Constraint | Flex Down | Flexibility | Violation | 1 | 2025-01-29 04:00 | 110.5942 | - | 1 | 4 | 0.25
CCCT | System | Constraint | Flex Down | Flexibility | Violation | 1 | 2025-01-29 04:15 | 24.1719 | - | 1 | 4 | 0.25
CCCT | System | Constraint | Flex Down | Flexibility | Violation | 1 | 2025-01-29 05:00 | 58.2834 | - | 1 | 5 | 0.25
CCCT | System | Constraint | Flex Down | Flexibility | Violation | 1 | 2025-01-30 02:00 | 128.68 | - | 1 | 2 | 0.25
CCCT | System | Constraint | Flex Down | Flexibility | Violation | 1 | 2025-01-30 02:15 | 65.8077 | - | 1 | 2 | 0.25
CCCT | System | Constraint | Flex Down | Flexibility | Violation | 1 | 2025-01-30 04:00 | 132.1475 | - | 1 | 4 | 0.25
CCCT | System | Constraint | Flex Down | Flexibility | Violation | 1 | 2025-01-30 04:15 | 25.7375 | - | 1 | 4 | 0.25
CCCT | System | Constraint | Flex Down | Flexibility | Violation | 1 | 2025-01-30 06:00 | 11.2367 | - | 1 | 6 | 0.25
CCCT | System | Constraint | Flex Down | Flexibility | Violation | 1 | 2025-01-30 14:00 | 115.572 | - | 1 | 14 | 0.25
CCCT | System | Constraint | Flex Down | Flexibility | Violation | 1 | 2025-01-30 14:15 | 60.1686 | - | 1 | 14 | 0.25
CCCT | System | Constraint | Flex Down | Flexibility | Violation | 1 | 2025-02-01 10:00 | 45.6748 | - | 2 | 10 | 0.25
CCCT | System | Constraint | Flex Down | Flexibility | Violation | 1 | 2025-02-01 10:15 | 9.5482 | - | 2 | 10 | 0.25
CCCT | System | Constraint | Flex Down | Flexibility | Violation | 1 | 2025-02-02 01:00 | 26.8398 | - | 2 | 1 | 0.25
CCCT | System | Constraint | Flex Down | Flexibility | Violation | 1 | 2025-02-02 01:15 | 4.9834 | - | 2 | 1 | 0.25
CCCT | System | Constraint | Flex Down | Flexibility | Violation | 1 | 2025-02-02 03:00 | 10.3672 | - | 2 | 3 | 0.25
CCCT | System | Constraint | Flex Down | Flexibility | Violation | 1 | 2025-02-02 04:00 | 64.3787 | - | 2 | 4 | 0.25
CCCT | System | Constraint | Flex Down | Flexibility | Violation | 1 | 2025-02-03 04:00 | 59.4346 | - | 2 | 4 | 0.25
CCCT | System | Constraint | Flex Down | Flexibility | Violation | 1 | 2025-02-03 04:15 | 20.0284 | - | 2 | 4 | 0.25
CCCT | System | Constraint | Flex Down | Flexibility | Violation | 1 | 2025-02-18 03:00 | 20.6517 | - | 2 | 3 | 0.25
CCCT | System | Constraint | Flex Down | Flexibility | Violation | 1 | 2025-02-18 03:15 | 0.26143 | - | 2 | 3 | 0.25
CCCT | System | Constraint | Flex Down | Flexibility | Violation | 1 | 2025-02-18 12:45 | 0.44316 | - | 2 | 12 | 0.25
CCCT | System | Constraint | Flex Down | Flexibility | Violation | 1 | 2025-02-18 15:00 | 82.4978 | - | 2 | 15 | 0.25
CCCT | System | Constraint | Flex Down | Flexibility | Violation | 1 | 2025-02-21 01:45 | 8.2684 | - | 2 | 1 | 0.25
CCCT | System | Constraint | Flex Down | Flexibility | Violation | 1 | 2025-02-23 03:00 | 1.1431 | - | 2 | 3 | 0.25
CCCT | System | Constraint | Flex Down | Flexibility | Violation | 1 | 2025-02-23 12:00 | 62.2095 | - | 2 | 12 | 0.25
CCCT | System | Constraint | Flex Down | Flexibility | Violation | 1 | 2025-02-24 02:00 | 5.0439 | - | 2 | 2 | 0.25
CCCT | System | Constraint | Flex Down | Flexibility | Violation | 1 | 2025-02-24 05:00 | 237.7164 | - | 2 | 5 | 0.25
CCCT | System | Constraint | Flex Down | Flexibility | Violation | 1 | 2025-02-24 05:15 | 121.6351 | - | 2 | 5 | 0.25
CCCT | System | Constraint | Flex Down | Flexibility | Violation | 1 | 2025-02-25 03:00 | 0.5473 | - | 2 | 3 | 0.25
CCCT | System | Constraint | Flex Down | Flexibility | Violation | 1 | 2025-02-25 06:00 | 170.1329 | - | 2 | 6 | 0.25
CCCT | System | Constraint | Flex Down | Flexibility | Violation | 1 | 2025-02-25 10:45 | 18.8835 | - | 2 | 10 | 0.25
CCCT | System | Constraint | Flex Down | Flexibility | Violation | 1 | 2025-02-25 11:30 | 12.8484 | - | 2 | 11 | 0.25
CCCT | System | Constraint | Flex Down | Flexibility | Violation | 1 | 2025-02-25 11:45 | 32.6324 | - | 2 | 11 | 0.25
CCCT | System | Constraint | Flex Down | Flexibility | Violation | 1 | 2025-02-25 13:00 | 57.7845 | - | 2 | 13 | 0.25
CCCT | System | Constraint | Flex Down | Flexibility | Violation | 1 | 2025-02-25 13:15 | 28.2851 | - | 2 | 13 | 0.25
CCCT | System | Constraint | Flex Down | Flexibility | Violation | 1 | 2025-02-25 13:30 | 5.7858 | - | 2 | 13 | 0.25
CCCT | System | Constraint | Flex Down | Flexibility | Violation | 1 | 2025-02-25 14:30 | 19.7129 | - | 2 | 14 | 0.25
CCCT | System | Constraint | Flex Down | Flexibility | Violation | 1 | 2025-02-25 14:45 | 115.0071 | - | 2 | 14 | 0.25
CCCT | System | Constraint | Flex Down | Flexibility | Violation | 1 | 2025-02-25 15:00 | 161.332 | - | 2 | 15 | 0.25
CCCT | System | Constraint | Flex Down | Flexibility | Violation | 1 | 2025-02-25 15:15 | 138.955 | - | 2 | 15 | 0.25
CCCT | System | Constraint | Flex Down | Flexibility | Violation | 1 | 2025-02-25 15:30 | 107.578 | - | 2 | 15 | 0.25
CCCT | System | Constraint | Flex Down | Flexibility | Violation | 1 | 2025-02-25 15:45 | 63.2011 | - | 2 | 15 | 0.25
CCCT | System | Constraint | Flex Down | Flexibility | Violation | 1 | 2025-03-03 03:00 | 21.0356 | - | 3 | 3 | 0.25
CCCT | System | Constraint | Flex Down | Flexibility | Violation | 1 | 2025-03-05 04:00 | 138.1571 | - | 3 | 4 | 0.25
CCCT | System | Constraint | Flex Down | Flexibility | Violation | 1 | 2025-03-05 04:15 | 16.1156 | - | 3 | 4 | 0.25
CCCT | System | Constraint | Flex Down | Flexibility | Violation | 1 | 2025-03-06 04:00 | 26.7265 | - | 3 | 4 | 0.25
CCCT | System | Constraint | Flex Down | Flexibility | Violation | 1 | 2025-03-13 | 0.31236 | - | 3 | 0 | 0.25
CCCT | System | Constraint | Flex Down | Flexibility | Violation | 1 | 2025-03-13 00:15 | 0.93708 | - | 3 | 0 | 0.25
CCCT | System | Constraint | Flex Down | Flexibility | Violation | 1 | 2025-03-14 11:00 | 2.9658 | - | 3 | 11 | 0.25
CCCT | System | Constraint | Flex Down | Flexibility | Violation | 1 | 2025-03-14 11:15 | 3.4942 | - | 3 | 11 | 0.25
CCCT | System | Constraint | Flex Down | Flexibility | Violation | 1 | 2025-03-14 11:30 | 6.0226 | - | 3 | 11 | 0.25
CCCT | System | Constraint | Flex Down | Flexibility | Violation | 1 | 2025-03-14 11:45 | 17.551 | - | 3 | 11 | 0.25
CCCT | System | Constraint | Flex Down | Flexibility | Violation | 1 | 2025-03-14 13:45 | 2.2531 | - | 3 | 13 | 0.25
CCCT | System | Constraint | Flex Down | Flexibility | Violation | 1 | 2025-03-16 10:00 | 40.1884 | - | 3 | 10 | 0.25
CCCT | System | Constraint | Flex Down | Flexibility | Violation | 1 | 2025-03-16 10:15 | 53.9567 | - | 3 | 10 | 0.25
CCCT | System | Constraint | Flex Down | Flexibility | Violation | 1 | 2025-03-16 10:30 | 81.7251 | - | 3 | 10 | 0.25
CCCT | System | Constraint | Flex Down | Flexibility | Violation | 1 | 2025-03-16 10:45 | 118.4935 | - | 3 | 10 | 0.25
CCCT | System | Constraint | Flex Down | Flexibility | Violation | 1 | 2025-03-16 11:15 | 7.5066 | - | 3 | 11 | 0.25
CCCT | System | Constraint | Flex Down | Flexibility | Violation | 1 | 2025-03-16 11:30 | 36.5671 | - | 3 | 11 | 0.25
CCCT | System | Constraint | Flex Down | Flexibility | Violation | 1 | 2025-03-16 11:45 | 75.6277 | - | 3 | 11 | 0.25
CCCT | System | Constraint | Flex Down | Flexibility | Violation | 1 | 2025-03-16 12:00 | 24.3322 | - | 3 | 12 | 0.25
CCCT | System | Constraint | Flex Down | Flexibility | Violation | 1 | 2025-03-16 12:15 | 36.2206 | - | 3 | 12 | 0.25
CCCT | System | Constraint | Flex Down | Flexibility | Violation | 1 | 2025-03-16 12:30 | 45.1091 | - | 3 | 12 | 0.25
CCCT | System | Constraint | Flex Down | Flexibility | Violation | 1 | 2025-03-16 12:45 | 44.9976 | - | 3 | 12 | 0.25
CCCT | System | Constraint | Flex Down | Flexibility | Violation | 1 | 2025-03-16 13:00 | 2.6288 | - | 3 | 13 | 0.25
CCCT | System | Constraint | Flex Down | Flexibility | Violation | 1 | 2025-03-16 13:15 | 8.7267 | - | 3 | 13 | 0.25
CCCT | System | Constraint | Flex Down | Flexibility | Violation | 1 | 2025-03-16 13:30 | 22.8245 | - | 3 | 13 | 0.25
CCCT | System | Constraint | Flex Down | Flexibility | Violation | 1 | 2025-03-16 13:45 | 32.9223 | - | 3 | 13 | 0.25
CCCT | System | Constraint | Flex Down | Flexibility | Violation | 1 | 2025-03-16 22:15 | 18.0707 | - | 3 | 22 | 0.25
CCCT | System | Constraint | Flex Down | Flexibility | Violation | 1 | 2025-03-16 22:30 | 67.9603 | - | 3 | 22 | 0.25
CCCT | System | Constraint | Flex Down | Flexibility | Violation | 1 | 2025-03-16 22:45 | 122.8498 | - | 3 | 22 | 0.25
CCCT | System | Constraint | Flex Down | Flexibility | Violation | 1 | 2025-03-17 | 28.0268 | - | 3 | 0 | 0.25
CCCT | System | Constraint | Flex Down | Flexibility | Violation | 1 | 2025-03-17 00:15 | 30.8646 | - | 3 | 0 | 0.25
CCCT | System | Constraint | Flex Down | Flexibility | Violation | 1 | 2025-03-17 00:30 | 24.7024 | - | 3 | 0 | 0.25
CCCT | System | Constraint | Flex Down | Flexibility | Violation | 1 | 2025-03-17 00:45 | 17.5402 | - | 3 | 0 | 0.25
CCCT | System | Constraint | Flex Down | Flexibility | Violation | 1 | 2025-03-17 08:30 | 22.6567 | - | 3 | 8 | 0.25
CCCT | System | Constraint | Flex Down | Flexibility | Violation | 1 | 2025-03-17 08:45 | 100.5099 | - | 3 | 8 | 0.25
CCCT | System | Constraint | Flex Down | Flexibility | Violation | 1 | 2025-03-18 21:45 | 10.6545 | - | 3 | 21 | 0.25
CCCT | System | Constraint | Flex Down | Flexibility | Violation | 1 | 2025-03-18 23:30 | 16.2021 | - | 3 | 23 | 0.25
CCCT | System | Constraint | Flex Down | Flexibility | Violation | 1 | 2025-03-18 23:45 | 51.1255 | - | 3 | 23 | 0.25
CCCT | System | Constraint | Flex Down | Flexibility | Violation | 1 | 2025-03-19 22:15 | 11.3232 | - | 3 | 22 | 0.25
CCCT | System | Constraint | Flex Down | Flexibility | Violation | 1 | 2025-03-19 22:30 | 72.2508 | - | 3 | 22 | 0.25
CCCT | System | Constraint | Flex Down | Flexibility | Violation | 1 | 2025-03-19 22:45 | 127.1783 | - | 3 | 22 | 0.25
CCCT | System | Constraint | Flex Down | Flexibility | Violation | 1 | 2025-03-20 00:30 | 15.3336 | - | 3 | 0 | 0.25
CCCT | System | Constraint | Flex Down | Flexibility | Violation | 1 | 2025-03-20 00:45 | 31.7293 | - | 3 | 0 | 0.25
CCCT | System | Constraint | Flex Down | Flexibility | Violation | 1 | 2025-03-20 14:00 | 1.5348 | - | 3 | 14 | 0.25
CCCT | System | Constraint | Flex Down | Flexibility | Violation | 1 | 2025-03-20 14:15 | 1.5348 | - | 3 | 14 | 0.25
CCCT | System | Constraint | Flex Down | Flexibility | Violation | 1 | 2025-03-20 14:30 | 1.5348 | - | 3 | 14 | 0.25
CCCT | System | Constraint | Flex Down | Flexibility | Violation | 1 | 2025-03-20 14:45 | 1.5348 | - | 3 | 14 | 0.25
CCCT | System | Constraint | Flex Down | Flexibility | Violation | 1 | 2025-03-20 22:45 | 3.8912 | - | 3 | 22 | 0.25
CCCT | System | Constraint | Flex Down | Flexibility | Violation | 1 | 2025-03-20 23:45 | 17.8322 | - | 3 | 23 | 0.25
CCCT | System | Constraint | Flex Down | Flexibility | Violation | 1 | 2025-03-21 10:30 | 16.8863 | - | 3 | 10 | 0.25
CCCT | System | Constraint | Flex Down | Flexibility | Violation | 1 | 2025-03-21 10:45 | 61.8575 | - | 3 | 10 | 0.25
CCCT | System | Constraint | Flex Down | Flexibility | Violation | 1 | 2025-03-21 11:30 | 14.9111 | - | 3 | 11 | 0.25
CCCT | System | Constraint | Flex Down | Flexibility | Violation | 1 | 2025-03-21 11:45 | 30.1949 | - | 3 | 11 | 0.25
CCCT | System | Constraint | Flex Down | Flexibility | Violation | 1 | 2025-03-21 12:45 | 12.6131 | - | 3 | 12 | 0.25
CCCT | System | Constraint | Flex Down | Flexibility | Violation | 1 | 2025-03-21 13:00 | 19.9093 | - | 3 | 13 | 0.25
CCCT | System | Constraint | Flex Down | Flexibility | Violation | 1 | 2025-03-21 13:15 | 10.1721 | - | 3 | 13 | 0.25
CCCT | System | Constraint | Flex Down | Flexibility | Violation | 1 | 2025-03-21 13:30 | 1.4348 | - | 3 | 13 | 0.25
CCCT | System | Constraint | Flex Down | Flexibility | Violation | 1 | 2025-03-21 13:45 | 2.6976 | - | 3 | 13 | 0.25
CCCT | System | Constraint | Flex Down | Flexibility | Violation | 1 | 2025-03-21 14:00 | 9.3271 | - | 3 | 14 | 0.25
CCCT | System | Constraint | Flex Down | Flexibility | Violation | 1 | 2025-03-22 09:30 | 17.5105 | - | 3 | 9 | 0.25
CCCT | System | Constraint | Flex Down | Flexibility | Violation | 1 | 2025-03-22 09:45 | 42.335 | - | 3 | 9 | 0.25
CCCT | System | Constraint | Flex Down | Flexibility | Violation | 1 | 2025-03-22 10:30 | 2.5671 | - | 3 | 10 | 0.25
CCCT | System | Constraint | Flex Down | Flexibility | Violation | 1 | 2025-03-22 10:45 | 48.2818 | - | 3 | 10 | 0.25
CCCT | System | Constraint | Flex Down | Flexibility | Violation | 1 | 2025-03-22 11:00 | 60.7218 | - | 3 | 11 | 0.25
CCCT | System | Constraint | Flex Down | Flexibility | Violation | 1 | 2025-03-22 11:15 | 66.5298 | - | 3 | 11 | 0.25
CCCT | System | Constraint | Flex Down | Flexibility | Violation | 1 | 2025-03-22 11:30 | 69.3378 | - | 3 | 11 | 0.25
CCCT | System | Constraint | Flex Down | Flexibility | Violation | 1 | 2025-03-22 11:45 | 65.1458 | - | 3 | 11 | 0.25
CCCT | System | Constraint | Flex Down | Flexibility | Violation | 1 | 2025-03-22 12:00 | 108.3399 | - | 3 | 12 | 0.25
CCCT | System | Constraint | Flex Down | Flexibility | Violation | 1 | 2025-03-22 12:15 | 103.9079 | - | 3 | 12 | 0.25
CCCT | System | Constraint | Flex Down | Flexibility | Violation | 1 | 2025-03-22 12:30 | 97.4759 | - | 3 | 12 | 0.25
CCCT | System | Constraint | Flex Down | Flexibility | Violation | 1 | 2025-03-22 12:45 | 95.0438 | - | 3 | 12 | 0.25
CCCT | System | Constraint | Flex Down | Flexibility | Violation | 1 | 2025-03-22 13:00 | 113.1049 | - | 3 | 13 | 0.25
CCCT | System | Constraint | Flex Down | Flexibility | Violation | 1 | 2025-03-22 13:15 | 98.5525 | - | 3 | 13 | 0.25
CCCT | System | Constraint | Flex Down | Flexibility | Violation | 1 | 2025-03-22 13:30 | 74 | - | 3 | 13 | 0.25
CCCT | System | Constraint | Flex Down | Flexibility | Violation | 1 | 2025-03-22 13:45 | 49.4476 | - | 3 | 13 | 0.25
CCCT | System | Constraint | Flex Down | Flexibility | Violation | 1 | 2025-03-22 14:00 | 32.8785 | - | 3 | 14 | 0.25
CCCT | System | Constraint | Flex Down | Flexibility | Violation | 1 | 2025-03-22 14:15 | 29.6009 | - | 3 | 14 | 0.25
CCCT | System | Constraint | Flex Down | Flexibility | Violation | 1 | 2025-03-22 14:30 | 21.3234 | - | 3 | 14 | 0.25
CCCT | System | Constraint | Flex Down | Flexibility | Violation | 1 | 2025-03-22 14:45 | 18.0458 | - | 3 | 14 | 0.25
CCCT | System | Constraint | Flex Down | Flexibility | Violation | 1 | 2025-03-22 15:00 | 38.837 | - | 3 | 15 | 0.25
CCCT | System | Constraint | Flex Down | Flexibility | Violation | 1 | 2025-03-22 15:15 | 20.7755 | - | 3 | 15 | 0.25
CCCT | System | Constraint | Flex Down | Flexibility | Violation | 1 | 2025-03-22 22:00 | 2.976 | - | 3 | 22 | 0.25
CCCT | System | Constraint | Flex Down | Flexibility | Violation | 1 | 2025-03-22 22:15 | 44.4203 | - | 3 | 22 | 0.25
CCCT | System | Constraint | Flex Down | Flexibility | Violation | 1 | 2025-03-22 22:30 | 81.8645 | - | 3 | 22 | 0.25
CCCT | System | Constraint | Flex Down | Flexibility | Violation | 1 | 2025-03-22 22:45 | 130.3087 | - | 3 | 22 | 0.25
CCCT | System | Constraint | Flex Down | Flexibility | Violation | 1 | 2025-03-22 23:15 | 21.3047 | - | 3 | 23 | 0.25
CCCT | System | Constraint | Flex Down | Flexibility | Violation | 1 | 2025-03-22 23:30 | 37.3027 | - | 3 | 23 | 0.25
CCCT | System | Constraint | Flex Down | Flexibility | Violation | 1 | 2025-03-22 23:45 | 68.3007 | - | 3 | 23 | 0.25
CCCT | System | Constraint | Flex Down | Flexibility | Violation | 1 | 2025-03-24 14:45 | 1.7889 | - | 3 | 14 | 0.25
CCCT | System | Constraint | Flex Down | Flexibility | Violation | 1 | 2025-03-25 20:45 | 59.3222 | - | 3 | 20 | 0.25
CCCT | System | Constraint | Flex Down | Flexibility | Violation | 1 | 2025-03-25 21:00 | 85.7374 | - | 3 | 21 | 0.25
CCCT | System | Constraint | Flex Down | Flexibility | Violation | 1 | 2025-03-25 21:15 | 135.9314 | - | 3 | 21 | 0.25
CCCT | System | Constraint | Flex Down | Flexibility | Violation | 1 | 2025-03-25 21:30 | 160.1254 | - | 3 | 21 | 0.25
CCCT | System | Constraint | Flex Down | Flexibility | Violation | 1 | 2025-03-25 21:45 | 201.3194 | - | 3 | 21 | 0.25
CCCT | System | Constraint | Flex Down | Flexibility | Violation | 1 | 2025-03-25 22:00 | 69.0155 | - | 3 | 22 | 0.25
CCCT | System | Constraint | Flex Down | Flexibility | Violation | 1 | 2025-03-25 22:15 | 144.9327 | - | 3 | 22 | 0.25
CCCT | System | Constraint | Flex Down | Flexibility | Violation | 1 | 2025-03-25 22:30 | 199.85 | - | 3 | 22 | 0.25
CCCT | System | Constraint | Flex Down | Flexibility | Violation | 1 | 2025-03-25 22:45 | 245.7672 | - | 3 | 22 | 0.25
CCCT | System | Constraint | Flex Down | Flexibility | Violation | 1 | 2025-03-25 23:00 | 53.6414 | - | 3 | 23 | 0.25
CCCT | System | Constraint | Flex Down | Flexibility | Violation | 1 | 2025-03-25 23:15 | 69.5155 | - | 3 | 23 | 0.25
CCCT | System | Constraint | Flex Down | Flexibility | Violation | 1 | 2025-03-25 23:30 | 89.3897 | - | 3 | 23 | 0.25
CCCT | System | Constraint | Flex Down | Flexibility | Violation | 1 | 2025-03-25 23:45 | 107.2639 | - | 3 | 23 | 0.25
CCCT | System | Constraint | Flex Down | Flexibility | Violation | 1 | 2025-03-26 | 33.8854 | - | 3 | 0 | 0.25
CCCT | System | Constraint | Flex Down | Flexibility | Violation | 1 | 2025-03-26 00:15 | 43.1716 | - | 3 | 0 | 0.25
CCCT | System | Constraint | Flex Down | Flexibility | Violation | 1 | 2025-03-26 00:30 | 35.4579 | - | 3 | 0 | 0.25
CCCT | System | Constraint | Flex Down | Flexibility | Violation | 1 | 2025-03-26 00:45 | 33.7442 | - | 3 | 0 | 0.25
CCCT | System | Constraint | Flex Down | Flexibility | Violation | 1 | 2025-03-26 09:30 | 17.9066 | - | 3 | 9 | 0.25
CCCT | System | Constraint | Flex Down | Flexibility | Violation | 1 | 2025-03-26 09:45 | 51.8671 | - | 3 | 9 | 0.25
CCCT | System | Constraint | Flex Down | Flexibility | Violation | 1 | 2025-03-26 10:45 | 17.0758 | - | 3 | 10 | 0.25
CCCT | System | Constraint | Flex Down | Flexibility | Violation | 1 | 2025-03-26 11:00 | 176.9322 | - | 3 | 11 | 0.25
CCCT | System | Constraint | Flex Down | Flexibility | Violation | 1 | 2025-03-26 11:15 | 135.4566 | - | 3 | 11 | 0.25
CCCT | System | Constraint | Flex Down | Flexibility | Violation | 1 | 2025-03-26 11:30 | 84.981 | - | 3 | 11 | 0.25
CCCT | System | Constraint | Flex Down | Flexibility | Violation | 1 | 2025-03-26 11:45 | 38.5054 | - | 3 | 11 | 0.25
CCCT | System | Constraint | Flex Down | Flexibility | Violation | 1 | 2025-03-26 12:45 | 19.9517 | - | 3 | 12 | 0.25
CCCT | System | Constraint | Flex Down | Flexibility | Violation | 1 | 2025-03-26 13:45 | 11.4616 | - | 3 | 13 | 0.25
CCCT | System | Constraint | Flex Down | Flexibility | Violation | 1 | 2025-03-26 14:00 | 231.4968 | - | 3 | 14 | 0.25
CCCT | System | Constraint | Flex Down | Flexibility | Violation | 1 | 2025-03-26 14:15 | 146.9537 | - | 3 | 14 | 0.25
CCCT | System | Constraint | Flex Down | Flexibility | Violation | 1 | 2025-03-26 14:30 | 70.4105 | - | 3 | 14 | 0.25
CCCT | System | Constraint | Flex Down | Flexibility | Violation | 1 | 2025-03-26 15:45 | 2.1982 | - | 3 | 15 | 0.25
CCCT | System | Constraint | Flex Down | Flexibility | Violation | 1 | 2025-03-26 20:00 | 4.732 | - | 3 | 20 | 0.25
CCCT | System | Constraint | Flex Down | Flexibility | Violation | 1 | 2025-03-26 20:15 | 15.887 | - | 3 | 20 | 0.25
CCCT | System | Constraint | Flex Down | Flexibility | Violation | 1 | 2025-03-26 20:30 | 32.0419 | - | 3 | 20 | 0.25
CCCT | System | Constraint | Flex Down | Flexibility | Violation | 1 | 2025-03-26 20:45 | 53.1969 | - | 3 | 20 | 0.25
CCCT | System | Constraint | Flex Down | Flexibility | Violation | 1 | 2025-03-27 08:15 | 43.6553 | - | 3 | 8 | 0.25
CCCT | System | Constraint | Flex Down | Flexibility | Violation | 1 | 2025-03-27 08:30 | 85.114 | - | 3 | 8 | 0.25
CCCT | System | Constraint | Flex Down | Flexibility | Violation | 1 | 2025-03-27 08:45 | 121.5727 | - | 3 | 8 | 0.25
CCCT | System | Constraint | Flex Down | Flexibility | Violation | 1 | 2025-03-27 09:15 | 9.1266 | - | 3 | 9 | 0.25
CCCT | System | Constraint | Flex Down | Flexibility | Violation | 1 | 2025-03-27 09:30 | 43.2935 | - | 3 | 9 | 0.25
CCCT | System | Constraint | Flex Down | Flexibility | Violation | 1 | 2025-03-27 09:45 | 69.4605 | - | 3 | 9 | 0.25
CCCT | System | Constraint | Flex Down | Flexibility | Violation | 1 | 2025-03-27 10:15 | 3.2323 | - | 3 | 10 | 0.25
CCCT | System | Constraint | Flex Down | Flexibility | Violation | 1 | 2025-03-27 10:30 | 29.7392 | - | 3 | 10 | 0.25
CCCT | System | Constraint | Flex Down | Flexibility | Violation | 1 | 2025-03-27 10:45 | 43.2461 | - | 3 | 10 | 0.25
CCCT | System | Constraint | Flex Down | Flexibility | Violation | 1 | 2025-03-27 11:00 | 30.1774 | - | 3 | 11 | 0.25
CCCT | System | Constraint | Flex Down | Flexibility | Violation | 1 | 2025-03-27 11:15 | 27.5866 | - | 3 | 11 | 0.25
CCCT | System | Constraint | Flex Down | Flexibility | Violation | 1 | 2025-03-27 11:30 | 18.9959 | - | 3 | 11 | 0.25
CCCT | System | Constraint | Flex Down | Flexibility | Violation | 1 | 2025-03-27 11:45 | 9.4051 | - | 3 | 11 | 0.25
CCCT | System | Constraint | Flex Down | Flexibility | Violation | 1 | 2025-03-28 | 3.5585 | - | 3 | 0 | 0.25
CCCT | System | Constraint | Flex Down | Flexibility | Violation | 1 | 2025-03-28 00:15 | 7.117 | - | 3 | 0 | 0.25
CCCT | System | Constraint | Flex Down | Flexibility | Violation | 1 | 2025-03-28 00:45 | 3.5585 | - | 3 | 0 | 0.25
CCCT | System | Constraint | Flex Down | Flexibility | Violation | 1 | 2025-03-28 09:00 | 174.7817 | - | 3 | 9 | 0.25
CCCT | System | Constraint | Flex Down | Flexibility | Violation | 1 | 2025-03-28 09:15 | 126.0494 | - | 3 | 9 | 0.25
CCCT | System | Constraint | Flex Down | Flexibility | Violation | 1 | 2025-03-28 09:30 | 88.3171 | - | 3 | 9 | 0.25
CCCT | System | Constraint | Flex Down | Flexibility | Violation | 1 | 2025-03-28 09:45 | 45.5848 | - | 3 | 9 | 0.25
CCCT | System | Constraint | Flex Down | Flexibility | Violation | 1 | 2025-03-28 12:00 | 96.2359 | - | 3 | 12 | 0.25
CCCT | System | Constraint | Flex Down | Flexibility | Violation | 1 | 2025-03-28 12:15 | 43.4028 | - | 3 | 12 | 0.25
CCCT | System | Constraint | Flex Down | Flexibility | Violation | 1 | 2025-03-28 12:30 | 13.5697 | - | 3 | 12 | 0.25
CCCT | System | Constraint | Flex Down | Flexibility | Violation | 1 | 2025-03-29 | 0.056026 | - | 3 | 0 | 0.25
CCCT | System | Constraint | Flex Down | Flexibility | Violation | 1 | 2025-03-29 00:15 | 23.6694 | - | 3 | 0 | 0.25
CCCT | System | Constraint | Flex Down | Flexibility | Violation | 1 | 2025-03-29 00:30 | 35.2827 | - | 3 | 0 | 0.25
CCCT | System | Constraint | Flex Down | Flexibility | Violation | 1 | 2025-03-29 00:45 | 57.8961 | - | 3 | 0 | 0.25
CCCT | System | Constraint | Flex Down | Flexibility | Violation | 1 | 2025-03-29 08:45 | 10.5304 | - | 3 | 8 | 0.25
CCCT | System | Constraint | Flex Down | Flexibility | Violation | 1 | 2025-03-31 00:45 | 2.9736 | - | 3 | 0 | 0.25
CCCT | System | Constraint | Flex Down | Flexibility | Violation | 1 | 2025-03-31 21:00 | 140.5789 | - | 3 | 21 | 0.25
CCCT | System | Constraint | Flex Down | Flexibility | Violation | 1 | 2025-03-31 21:15 | 150.5775 | - | 3 | 21 | 0.25
CCCT | System | Constraint | Flex Down | Flexibility | Violation | 1 | 2025-03-31 21:30 | 163.5761 | - | 3 | 21 | 0.25
CCCT | System | Constraint | Flex Down | Flexibility | Violation | 1 | 2025-03-31 21:45 | 160.5746 | - | 3 | 21 | 0.25
CCCT | System | Constraint | Flex Down | Flexibility | Violation | 1 | 2025-04-01 08:45 | 19.6484 | - | 4 | 8 | 0.25
CCCT | System | Constraint | Flex Down | Flexibility | Violation | 1 | 2025-04-01 09:45 | 11.4703 | - | 4 | 9 | 0.25
CCCT | System | Constraint | Flex Down | Flexibility | Violation | 1 | 2025-04-01 10:15 | 0.74405 | - | 4 | 10 | 0.25
CCCT | System | Constraint | Flex Down | Flexibility | Violation | 1 | 2025-04-01 10:30 | 37.0059 | - | 4 | 10 | 0.25
CCCT | System | Constraint | Flex Down | Flexibility | Violation | 1 | 2025-04-01 10:45 | 72.2678 | - | 4 | 10 | 0.25
CCCT | System | Constraint | Flex Down | Flexibility | Violation | 1 | 2025-04-01 11:15 | 13.0528 | - | 4 | 11 | 0.25
CCCT | System | Constraint | Flex Down | Flexibility | Violation | 1 | 2025-04-01 11:30 | 25.7503 | - | 4 | 11 | 0.25
CCCT | System | Constraint | Flex Down | Flexibility | Violation | 1 | 2025-04-01 11:45 | 31.4478 | - | 4 | 11 | 0.25
CCCT | System | Constraint | Flex Down | Flexibility | Violation | 1 | 2025-04-01 12:00 | 36.2754 | - | 4 | 12 | 0.25
CCCT | System | Constraint | Flex Down | Flexibility | Violation | 1 | 2025-04-01 12:15 | 18.703 | - | 4 | 12 | 0.25
CCCT | System | Constraint | Flex Down | Flexibility | Violation | 1 | 2025-04-01 13:45 | 31.0887 | - | 4 | 13 | 0.25
CCCT | System | Constraint | Flex Down | Flexibility | Violation | 1 | 2025-04-02 20:45 | 26.916 | - | 4 | 20 | 0.25
CCCT | System | Constraint | Flex Down | Flexibility | Violation | 1 | 2025-04-02 21:00 | 224.3926 | - | 4 | 21 | 0.25
CCCT | System | Constraint | Flex Down | Flexibility | Violation | 1 | 2025-04-02 21:15 | 342.6009 | - | 4 | 21 | 0.25
CCCT | System | Constraint | Flex Down | Flexibility | Violation | 1 | 2025-04-02 21:30 | 342.6009 | - | 4 | 21 | 0.25
CCCT | System | Constraint | Flex Down | Flexibility | Violation | 1 | 2025-04-02 21:45 | 342.6009 | - | 4 | 21 | 0.25
CCCT | System | Constraint | Flex Down | Flexibility | Violation | 1 | 2025-04-02 22:45 | 61.1987 | - | 4 | 22 | 0.25
CCCT | System | Constraint | Flex Down | Flexibility | Violation | 1 | 2025-04-02 23:00 | 114.8775 | - | 4 | 23 | 0.25
CCCT | System | Constraint | Flex Down | Flexibility | Violation | 1 | 2025-04-02 23:15 | 134.5564 | - | 4 | 23 | 0.25
CCCT | System | Constraint | Flex Down | Flexibility | Violation | 1 | 2025-04-02 23:30 | 143.2353 | - | 4 | 23 | 0.25
CCCT | System | Constraint | Flex Down | Flexibility | Violation | 1 | 2025-04-02 23:45 | 148.9141 | - | 4 | 23 | 0.25
CCCT | System | Constraint | Flex Down | Flexibility | Violation | 1 | 2025-04-03 10:45 | 9.969 | - | 4 | 10 | 0.25
CCCT | System | Constraint | Flex Down | Flexibility | Violation | 1 | 2025-04-04 14:00 | 67.1062 | - | 4 | 14 | 0.25
CCCT | System | Constraint | Flex Down | Flexibility | Violation | 1 | 2025-04-04 14:15 | 4.0717 | - | 4 | 14 | 0.25
CCCT | System | Constraint | Flex Down | Flexibility | Violation | 1 | 2025-04-04 21:45 | 120.9018 | - | 4 | 21 | 0.25
CCCT | System | Constraint | Flex Down | Flexibility | Violation | 1 | 2025-04-05 23:15 | 14.804 | - | 4 | 23 | 0.25
CCCT | System | Constraint | Flex Down | Flexibility | Violation | 1 | 2025-04-05 23:30 | 74.6736 | - | 4 | 23 | 0.25
CCCT | System | Constraint | Flex Down | Flexibility | Violation | 1 | 2025-04-05 23:45 | 133.5432 | - | 4 | 23 | 0.25
CCCT | System | Constraint | Flex Down | Flexibility | Violation | 1 | 2025-04-06 00:30 | 11.5775 | - | 4 | 0 | 0.25
CCCT | System | Constraint | Flex Down | Flexibility | Violation | 1 | 2025-04-06 00:45 | 53.4772 | - | 4 | 0 | 0.25
CCCT | System | Constraint | Flex Down | Flexibility | Violation | 1 | 2025-04-06 01:15 | 12.6911 | - | 4 | 1 | 0.25
CCCT | System | Constraint | Flex Down | Flexibility | Violation | 1 | 2025-04-06 01:30 | 37.0798 | - | 4 | 1 | 0.25
CCCT | System | Constraint | Flex Down | Flexibility | Violation | 1 | 2025-04-06 01:45 | 56.4686 | - | 4 | 1 | 0.25
CCCT | System | Constraint | Flex Down | Flexibility | Violation | 1 | 2025-04-06 03:00 | 26.2401 | - | 4 | 3 | 0.25
CCCT | System | Constraint | Flex Down | Flexibility | Violation | 1 | 2025-04-06 10:15 | 31.8746 | - | 4 | 10 | 0.25
CCCT | System | Constraint | Flex Down | Flexibility | Violation | 1 | 2025-04-06 10:30 | 53.1593 | - | 4 | 10 | 0.25
CCCT | System | Constraint | Flex Down | Flexibility | Violation | 1 | 2025-04-06 10:45 | 80.4439 | - | 4 | 10 | 0.25
CCCT | System | Constraint | Flex Down | Flexibility | Violation | 1 | 2025-04-06 11:45 | 34.3001 | - | 4 | 11 | 0.25
CCCT | System | Constraint | Flex Down | Flexibility | Violation | 1 | 2025-04-06 12:30 | 28.4728 | - | 4 | 12 | 0.25
CCCT | System | Constraint | Flex Down | Flexibility | Violation | 1 | 2025-04-06 12:45 | 46.1903 | - | 4 | 12 | 0.25
CCCT | System | Constraint | Flex Down | Flexibility | Violation | 1 | 2025-04-07 23:00 | 20.7671 | - | 4 | 23 | 0.25
CCCT | System | Constraint | Flex Down | Flexibility | Violation | 1 | 2025-04-07 23:15 | 75.0614 | - | 4 | 23 | 0.25
CCCT | System | Constraint | Flex Down | Flexibility | Violation | 1 | 2025-04-07 23:30 | 139.3558 | - | 4 | 23 | 0.25
CCCT | System | Constraint | Flex Down | Flexibility | Violation | 1 | 2025-04-07 23:45 | 179.6501 | - | 4 | 23 | 0.25
CCCT | System | Constraint | Flex Down | Flexibility | Violation | 1 | 2025-04-08 | 58.2373 | - | 4 | 0 | 0.25
CCCT | System | Constraint | Flex Down | Flexibility | Violation | 1 | 2025-04-08 00:15 | 77.8143 | - | 4 | 0 | 0.25
CCCT | System | Constraint | Flex Down | Flexibility | Violation | 1 | 2025-04-08 00:30 | 84.3914 | - | 4 | 0 | 0.25
CCCT | System | Constraint | Flex Down | Flexibility | Violation | 1 | 2025-04-08 00:45 | 90.9685 | - | 4 | 0 | 0.25
CCCT | System | Constraint | Flex Down | Flexibility | Violation | 1 | 2025-04-08 11:45 | 19.1613 | - | 4 | 11 | 0.25
CCCT | System | Constraint | Flex Down | Flexibility | Violation | 1 | 2025-04-08 12:00 | 50.6097 | - | 4 | 12 | 0.25
CCCT | System | Constraint | Flex Down | Flexibility | Violation | 1 | 2025-04-08 12:15 | 128.798 | - | 4 | 12 | 0.25
CCCT | System | Constraint | Flex Down | Flexibility | Violation | 1 | 2025-04-08 12:30 | 178.9864 | - | 4 | 12 | 0.25
CCCT | System | Constraint | Flex Down | Flexibility | Violation | 1 | 2025-04-08 12:45 | 219.1747 | - | 4 | 12 | 0.25
CCCT | System | Constraint | Flex Down | Flexibility | Violation | 1 | 2025-04-08 13:00 | 37.3421 | - | 4 | 13 | 0.25
CCCT | System | Constraint | Flex Down | Flexibility | Violation | 1 | 2025-04-08 13:15 | 67.6772 | - | 4 | 13 | 0.25
CCCT | System | Constraint | Flex Down | Flexibility | Violation | 1 | 2025-04-08 13:30 | 91.0122 | - | 4 | 13 | 0.25
CCCT | System | Constraint | Flex Down | Flexibility | Violation | 1 | 2025-04-08 13:45 | 116.3472 | - | 4 | 13 | 0.25
CCCT | System | Constraint | Flex Down | Flexibility | Violation | 1 | 2025-04-08 21:45 | 22.4893 | - | 4 | 21 | 0.25
CCCT | System | Constraint | Flex Down | Flexibility | Violation | 1 | 2025-04-08 22:15 | 40.8638 | - | 4 | 22 | 0.25
CCCT | System | Constraint | Flex Down | Flexibility | Violation | 1 | 2025-04-08 22:30 | 116.5511 | - | 4 | 22 | 0.25
CCCT | System | Constraint | Flex Down | Flexibility | Violation | 1 | 2025-04-08 22:45 | 173.2384 | - | 4 | 22 | 0.25
CCCT | System | Constraint | Flex Down | Flexibility | Violation | 1 | 2025-04-08 23:45 | 32.1842 | - | 4 | 23 | 0.25
CCCT | System | Constraint | Flex Down | Flexibility | Violation | 1 | 2025-04-12 00:45 | 8.7658 | - | 4 | 0 | 0.25
CCCT | System | Constraint | Flex Down | Flexibility | Violation | 1 | 2025-04-12 01:00 | 85.1737 | - | 4 | 1 | 0.25
CCCT | System | Constraint | Flex Down | Flexibility | Violation | 1 | 2025-04-12 01:15 | 95.1453 | - | 4 | 1 | 0.25
CCCT | System | Constraint | Flex Down | Flexibility | Violation | 1 | 2025-04-12 01:30 | 103.1168 | - | 4 | 1 | 0.25
CCCT | System | Constraint | Flex Down | Flexibility | Violation | 1 | 2025-04-12 01:45 | 109.0883 | - | 4 | 1 | 0.25
CCCT | System | Constraint | Flex Down | Flexibility | Violation | 1 | 2025-04-12 21:15 | 40.7495 | - | 4 | 21 | 0.25
CCCT | System | Constraint | Flex Down | Flexibility | Violation | 1 | 2025-04-12 21:30 | 127.7012 | - | 4 | 21 | 0.25
CCCT | System | Constraint | Flex Down | Flexibility | Violation | 1 | 2025-04-12 21:45 | 255.653 | - | 4 | 21 | 0.25
CCCT | System | Constraint | Flex Down | Flexibility | Violation | 1 | 2025-04-12 22:00 | 86.3925 | - | 4 | 22 | 0.25
CCCT | System | Constraint | Flex Down | Flexibility | Violation | 1 | 2025-04-12 22:15 | 175.1319 | - | 4 | 22 | 0.25
CCCT | System | Constraint | Flex Down | Flexibility | Violation | 1 | 2025-04-12 22:30 | 238.8714 | - | 4 | 22 | 0.25
CCCT | System | Constraint | Flex Down | Flexibility | Violation | 1 | 2025-04-12 22:45 | 319.6109 | - | 4 | 22 | 0.25
CCCT | System | Constraint | Flex Down | Flexibility | Violation | 1 | 2025-04-12 23:30 | 14.5739 | - | 4 | 23 | 0.25
CCCT | System | Constraint | Flex Down | Flexibility | Violation | 1 | 2025-04-12 23:45 | 52.8949 | - | 4 | 23 | 0.25
CCCT | System | Constraint | Flex Down | Flexibility | Violation | 1 | 2025-04-13 12:45 | 32.6538 | - | 4 | 12 | 0.25
CCCT | System | Constraint | Flex Down | Flexibility | Violation | 1 | 2025-04-13 13:45 | 1.6328 | - | 4 | 13 | 0.25
CCCT | System | Constraint | Flex Down | Flexibility | Violation | 1 | 2025-04-13 21:30 | 139.6811 | - | 4 | 21 | 0.25
CCCT | System | Constraint | Flex Down | Flexibility | Violation | 1 | 2025-04-13 21:45 | 266.0669 | - | 4 | 21 | 0.25
CCCT | System | Constraint | Flex Down | Flexibility | Violation | 1 | 2025-04-13 22:30 | 25.8076 | - | 4 | 22 | 0.25
CCCT | System | Constraint | Flex Down | Flexibility | Violation | 1 | 2025-04-13 22:45 | 39.7212 | - | 4 | 22 | 0.25
CCCT | System | Constraint | Flex Down | Flexibility | Violation | 1 | 2025-04-14 21:45 | 60.0402 | - | 4 | 21 | 0.25
CCCT | System | Constraint | Flex Down | Flexibility | Violation | 1 | 2025-04-15 09:30 | 11.5845 | - | 4 | 9 | 0.25
CCCT | System | Constraint | Flex Down | Flexibility | Violation | 1 | 2025-04-15 09:45 | 10.8756 | - | 4 | 9 | 0.25
CCCT | System | Constraint | Flex Down | Flexibility | Violation | 1 | 2025-04-15 11:45 | 14.7448 | - | 4 | 11 | 0.25
CCCT | System | Constraint | Flex Down | Flexibility | Violation | 1 | 2025-04-19 11:45 | 31.0776 | - | 4 | 11 | 0.25
CCCT | System | Constraint | Flex Down | Flexibility | Violation | 1 | 2025-04-24 09:00 | 145.2577 | - | 4 | 9 | 0.25
CCCT | System | Constraint | Flex Down | Flexibility | Violation | 1 | 2025-04-24 09:15 | 170.1255 | - | 4 | 9 | 0.25
CCCT | System | Constraint | Flex Down | Flexibility | Violation | 1 | 2025-04-24 09:30 | 209.9933 | - | 4 | 9 | 0.25
CCCT | System | Constraint | Flex Down | Flexibility | Violation | 1 | 2025-04-24 09:45 | 232.8611 | - | 4 | 9 | 0.25
CCCT | System | Constraint | Flex Down | Flexibility | Violation | 1 | 2025-04-24 10:00 | 71.3634 | - | 4 | 10 | 0.25
CCCT | System | Constraint | Flex Down | Flexibility | Violation | 1 | 2025-04-24 10:15 | 145.6956 | - | 4 | 10 | 0.25
CCCT | System | Constraint | Flex Down | Flexibility | Violation | 1 | 2025-04-24 10:30 | 207.0279 | - | 4 | 10 | 0.25
CCCT | System | Constraint | Flex Down | Flexibility | Violation | 1 | 2025-04-24 10:45 | 241.3601 | - | 4 | 10 | 0.25
CCCT | System | Constraint | Flex Down | Flexibility | Violation | 1 | 2025-04-24 11:15 | 1.3844 | - | 4 | 11 | 0.25
CCCT | System | Constraint | Flex Down | Flexibility | Violation | 1 | 2025-04-24 11:30 | 43.3765 | - | 4 | 11 | 0.25
CCCT | System | Constraint | Flex Down | Flexibility | Violation | 1 | 2025-04-24 11:45 | 92.3686 | - | 4 | 11 | 0.25
CCCT | System | Constraint | Flex Down | Flexibility | Violation | 1 | 2025-04-24 12:15 | 14.2631 | - | 4 | 12 | 0.25
CCCT | System | Constraint | Flex Down | Flexibility | Violation | 1 | 2025-04-24 12:30 | 41.7153 | - | 4 | 12 | 0.25
CCCT | System | Constraint | Flex Down | Flexibility | Violation | 1 | 2025-04-24 12:45 | 83.1676 | - | 4 | 12 | 0.25
CCCT | System | Constraint | Flex Down | Flexibility | Violation | 1 | 2025-04-24 13:30 | 4.6553 | - | 4 | 13 | 0.25
CCCT | System | Constraint | Flex Down | Flexibility | Violation | 1 | 2025-04-24 13:45 | 15.1537 | - | 4 | 13 | 0.25
CCCT | System | Constraint | Flex Down | Flexibility | Violation | 1 | 2025-04-24 21:45 | 80.1219 | - | 4 | 21 | 0.25
CCCT | System | Constraint | Flex Down | Flexibility | Violation | 1 | 2025-04-24 23:15 | 6.6646 | - | 4 | 23 | 0.25
CCCT | System | Constraint | Flex Down | Flexibility | Violation | 1 | 2025-04-24 23:30 | 21.9962 | - | 4 | 23 | 0.25
CCCT | System | Constraint | Flex Down | Flexibility | Violation | 1 | 2025-04-24 23:45 | 33.3278 | - | 4 | 23 | 0.25
CCCT | System | Constraint | Flex Down | Flexibility | Violation | 1 | 2025-04-25 | 40.223 | - | 4 | 0 | 0.25
CCCT | System | Constraint | Flex Down | Flexibility | Violation | 1 | 2025-04-25 00:15 | 39.2423 | - | 4 | 0 | 0.25
CCCT | System | Constraint | Flex Down | Flexibility | Violation | 1 | 2025-04-25 00:30 | 40.2616 | - | 4 | 0 | 0.25
CCCT | System | Constraint | Flex Down | Flexibility | Violation | 1 | 2025-04-25 00:45 | 38.2809 | - | 4 | 0 | 0.25
CCCT | System | Constraint | Flex Down | Flexibility | Violation | 1 | 2025-04-25 08:15 | 3.1417 | - | 4 | 8 | 0.25
CCCT | System | Constraint | Flex Down | Flexibility | Violation | 1 | 2025-04-25 08:30 | 44.7084 | - | 4 | 8 | 0.25
CCCT | System | Constraint | Flex Down | Flexibility | Violation | 1 | 2025-04-25 08:45 | 120.2751 | - | 4 | 8 | 0.25
CCCT | System | Constraint | Flex Down | Flexibility | Violation | 1 | 2025-04-25 09:00 | 5.5675 | - | 4 | 9 | 0.25
CCCT | System | Constraint | Flex Down | Flexibility | Violation | 1 | 2025-04-25 09:15 | 56.5499 | - | 4 | 9 | 0.25
CCCT | System | Constraint | Flex Down | Flexibility | Violation | 1 | 2025-04-25 09:30 | 102.5323 | - | 4 | 9 | 0.25
CCCT | System | Constraint | Flex Down | Flexibility | Violation | 1 | 2025-04-25 09:45 | 146.5147 | - | 4 | 9 | 0.25
CCCT | System | Constraint | Flex Down | Flexibility | Violation | 1 | 2025-04-25 10:30 | 41.1404 | - | 4 | 10 | 0.25
CCCT | System | Constraint | Flex Down | Flexibility | Violation | 1 | 2025-04-25 10:45 | 110.0124 | - | 4 | 10 | 0.25
CCCT | System | Constraint | Flex Down | Flexibility | Violation | 1 | 2025-04-25 11:45 | 44.3756 | - | 4 | 11 | 0.25
CCCT | System | Constraint | Flex Down | Flexibility | Violation | 1 | 2025-04-27 09:45 | 68.8741 | - | 4 | 9 | 0.25
CCCT | System | Constraint | Flex Down | Flexibility | Violation | 1 | 2025-04-27 10:00 | 41.9714 | - | 4 | 10 | 0.25
CCCT | System | Constraint | Flex Down | Flexibility | Violation | 1 | 2025-04-27 10:15 | 68.6387 | - | 4 | 10 | 0.25
CCCT | System | Constraint | Flex Down | Flexibility | Violation | 1 | 2025-04-27 10:30 | 114.3059 | - | 4 | 10 | 0.25
CCCT | System | Constraint | Flex Down | Flexibility | Violation | 1 | 2025-04-27 10:45 | 148.9732 | - | 4 | 10 | 0.25
CCCT | System | Constraint | Flex Down | Flexibility | Violation | 1 | 2025-04-27 11:15 | 5.8436 | - | 4 | 11 | 0.25
CCCT | System | Constraint | Flex Down | Flexibility | Violation | 1 | 2025-04-27 11:30 | 6.1288 | - | 4 | 11 | 0.25
CCCT | System | Constraint | Flex Down | Flexibility | Violation | 1 | 2025-04-27 11:45 | 26.414 | - | 4 | 11 | 0.25
CCCT | System | Constraint | Flex Down | Flexibility | Violation | 1 | 2025-04-27 12:30 | 26.5006 | - | 4 | 12 | 0.25
CCCT | System | Constraint | Flex Down | Flexibility | Violation | 1 | 2025-04-27 12:45 | 44.8894 | - | 4 | 12 | 0.25
CCCT | System | Constraint | Flex Down | Flexibility | Violation | 1 | 2025-04-27 13:00 | 22.9241 | - | 4 | 13 | 0.25
CCCT | System | Constraint | Flex Down | Flexibility | Violation | 1 | 2025-04-27 13:15 | 26.4263 | - | 4 | 13 | 0.25
CCCT | System | Constraint | Flex Down | Flexibility | Violation | 1 | 2025-04-27 13:30 | 21.9285 | - | 4 | 13 | 0.25
CCCT | System | Constraint | Flex Down | Flexibility | Violation | 1 | 2025-04-27 13:45 | 18.4308 | - | 4 | 13 | 0.25
CCCT | System | Constraint | Flex Down | Flexibility | Violation | 1 | 2025-04-28 09:45 | 6.3458 | - | 4 | 9 | 0.25
CCCT | System | Constraint | Flex Down | Flexibility | Violation | 1 | 2025-04-29 09:45 | 9.1507 | - | 4 | 9 | 0.25
CCCT | System | Constraint | Flex Down | Flexibility | Violation | 1 | 2025-05-01 23:30 | 8.2434 | - | 5 | 23 | 0.25
CCCT | System | Constraint | Flex Down | Flexibility | Violation | 1 | 2025-05-01 23:45 | 8.2434 | - | 5 | 23 | 0.25
CCCT | System | Constraint | Flex Down | Flexibility | Violation | 1 | 2025-05-02 01:30 | 36.8701 | - | 5 | 1 | 0.25
CCCT | System | Constraint | Flex Down | Flexibility | Violation | 1 | 2025-05-02 03:00 | 10.9509 | - | 5 | 3 | 0.25
CCCT | System | Constraint | Flex Down | Flexibility | Violation | 1 | 2025-05-02 08:30 | 6.5973 | - | 5 | 8 | 0.25
CCCT | System | Constraint | Flex Down | Flexibility | Violation | 1 | 2025-05-02 08:45 | 53.2425 | - | 5 | 8 | 0.25
CCCT | System | Constraint | Flex Down | Flexibility | Violation | 1 | 2025-05-02 11:30 | 5.9582 | - | 5 | 11 | 0.25
CCCT | System | Constraint | Flex Down | Flexibility | Violation | 1 | 2025-05-02 11:45 | 32.5912 | - | 5 | 11 | 0.25
CCCT | System | Constraint | Flex Down | Flexibility | Violation | 1 | 2025-05-02 12:30 | 17.4613 | - | 5 | 12 | 0.25
CCCT | System | Constraint | Flex Down | Flexibility | Violation | 1 | 2025-05-02 12:45 | 52.2525 | - | 5 | 12 | 0.25
CCCT | System | Constraint | Flex Down | Flexibility | Violation | 1 | 2025-05-02 21:45 | 68.5599 | - | 5 | 21 | 0.25
CCCT | System | Constraint | Flex Down | Flexibility | Violation | 1 | 2025-05-02 22:45 | 5.4799 | - | 5 | 22 | 0.25
CCCT | System | Constraint | Flex Down | Flexibility | Violation | 1 | 2025-05-02 23:45 | 2.4305 | - | 5 | 23 | 0.25
CCCT | System | Constraint | Flex Down | Flexibility | Violation | 1 | 2025-05-03 16:00 | 48.566 | - | 5 | 16 | 0.25
CCCT | System | Constraint | Flex Down | Flexibility | Violation | 1 | 2025-05-03 21:00 | 58.4824 | - | 5 | 21 | 0.25
CCCT | System | Constraint | Flex Down | Flexibility | Violation | 1 | 2025-05-03 21:15 | 118.6565 | - | 5 | 21 | 0.25
CCCT | System | Constraint | Flex Down | Flexibility | Violation | 1 | 2025-05-03 21:30 | 165.8306 | - | 5 | 21 | 0.25
CCCT | System | Constraint | Flex Down | Flexibility | Violation | 1 | 2025-05-03 21:45 | 208.0048 | - | 5 | 21 | 0.25
CCCT | System | Constraint | Flex Down | Flexibility | Violation | 1 | 2025-05-03 22:45 | 45.0573 | - | 5 | 22 | 0.25
CCCT | System | Constraint | Flex Down | Flexibility | Violation | 1 | 2025-05-03 23:30 | 1.8778 | - | 5 | 23 | 0.25
CCCT | System | Constraint | Flex Down | Flexibility | Violation | 1 | 2025-05-03 23:45 | 1.8778 | - | 5 | 23 | 0.25
CCCT | System | Constraint | Flex Down | Flexibility | Violation | 1 | 2025-05-04 01:15 | 22.3236 | - | 5 | 1 | 0.25
CCCT | System | Constraint | Flex Down | Flexibility | Violation | 1 | 2025-05-04 01:30 | 48.1954 | - | 5 | 1 | 0.25
CCCT | System | Constraint | Flex Down | Flexibility | Violation | 1 | 2025-05-04 01:45 | 63.0672 | - | 5 | 1 | 0.25
CCCT | System | Constraint | Flex Down | Flexibility | Violation | 1 | 2025-05-04 02:00 | 50.5042 | - | 5 | 2 | 0.25
CCCT | System | Constraint | Flex Down | Flexibility | Violation | 1 | 2025-05-04 11:45 | 5.0746 | - | 5 | 11 | 0.25
CCCT | System | Constraint | Flex Down | Flexibility | Violation | 1 | 2025-05-04 20:45 | 89.1238 | - | 5 | 20 | 0.25
CCCT | System | Constraint | Flex Down | Flexibility | Violation | 1 | 2025-05-04 21:00 | 60.8178 | - | 5 | 21 | 0.25
CCCT | System | Constraint | Flex Down | Flexibility | Violation | 1 | 2025-05-04 21:15 | 170.5117 | - | 5 | 21 | 0.25
CCCT | System | Constraint | Flex Down | Flexibility | Violation | 1 | 2025-05-04 21:30 | 282.2056 | - | 5 | 21 | 0.25
CCCT | System | Constraint | Flex Down | Flexibility | Violation | 1 | 2025-05-04 21:45 | 342.6009 | - | 5 | 21 | 0.25
CCCT | System | Constraint | Flex Down | Flexibility | Violation | 1 | 2025-05-04 22:00 | 24.1925 | - | 5 | 22 | 0.25
CCCT | System | Constraint | Flex Down | Flexibility | Violation | 1 | 2025-05-04 22:15 | 115.4854 | - | 5 | 22 | 0.25
CCCT | System | Constraint | Flex Down | Flexibility | Violation | 1 | 2025-05-04 22:30 | 198.7783 | - | 5 | 22 | 0.25
CCCT | System | Constraint | Flex Down | Flexibility | Violation | 1 | 2025-05-04 22:45 | 283.0712 | - | 5 | 22 | 0.25
CCCT | System | Constraint | Flex Down | Flexibility | Violation | 1 | 2025-05-04 23:15 | 50.5723 | - | 5 | 23 | 0.25
CCCT | System | Constraint | Flex Down | Flexibility | Violation | 1 | 2025-05-04 23:30 | 111.4403 | - | 5 | 23 | 0.25
CCCT | System | Constraint | Flex Down | Flexibility | Violation | 1 | 2025-05-04 23:45 | 159.3083 | - | 5 | 23 | 0.25
CCCT | System | Constraint | Flex Down | Flexibility | Violation | 1 | 2025-05-05 | 30.846 | - | 5 | 0 | 0.25
CCCT | System | Constraint | Flex Down | Flexibility | Violation | 1 | 2025-05-05 00:15 | 40.9961 | - | 5 | 0 | 0.25
CCCT | System | Constraint | Flex Down | Flexibility | Violation | 1 | 2025-05-05 00:30 | 60.1462 | - | 5 | 0 | 0.25
CCCT | System | Constraint | Flex Down | Flexibility | Violation | 1 | 2025-05-05 00:45 | 59.2963 | - | 5 | 0 | 0.25
CCCT | System | Constraint | Flex Down | Flexibility | Violation | 1 | 2025-05-05 02:00 | 3.7072 | - | 5 | 2 | 0.25
CCCT | System | Constraint | Flex Down | Flexibility | Violation | 1 | 2025-05-05 04:00 | 8.5231 | - | 5 | 4 | 0.25
CCCT | System | Constraint | Flex Down | Flexibility | Violation | 1 | 2025-05-05 09:00 | 20.9214 | - | 5 | 9 | 0.25
CCCT | System | Constraint | Flex Down | Flexibility | Violation | 1 | 2025-05-05 09:15 | 20.9214 | - | 5 | 9 | 0.25
CCCT | System | Constraint | Flex Down | Flexibility | Violation | 1 | 2025-05-05 09:45 | 9.3351 | - | 5 | 9 | 0.25
CCCT | System | Constraint | Flex Down | Flexibility | Violation | 1 | 2025-05-05 18:15 | 4.6209 | - | 5 | 18 | 0.25
CCCT | System | Constraint | Flex Down | Flexibility | Violation | 1 | 2025-05-05 18:30 | 17.8169 | - | 5 | 18 | 0.25
CCCT | System | Constraint | Flex Down | Flexibility | Violation | 1 | 2025-05-05 18:45 | 5.0129 | - | 5 | 18 | 0.25
CCCT | System | Constraint | Flex Down | Flexibility | Violation | 1 | 2025-05-05 20:30 | 38.7074 | - | 5 | 20 | 0.25
CCCT | System | Constraint | Flex Down | Flexibility | Violation | 1 | 2025-05-05 20:45 | 152.017 | - | 5 | 20 | 0.25
CCCT | System | Constraint | Flex Down | Flexibility | Violation | 1 | 2025-05-05 21:15 | 31.4869 | - | 5 | 21 | 0.25
CCCT | System | Constraint | Flex Down | Flexibility | Violation | 1 | 2025-05-05 21:30 | 214.7218 | - | 5 | 21 | 0.25
CCCT | System | Constraint | Flex Down | Flexibility | Violation | 1 | 2025-05-05 21:45 | 327.4009 | - | 5 | 21 | 0.25
CCCT | System | Constraint | Flex Down | Flexibility | Violation | 1 | 2025-05-05 22:15 | 12.1848 | - | 5 | 22 | 0.25
CCCT | System | Constraint | Flex Down | Flexibility | Violation | 1 | 2025-05-05 22:30 | 29.2989 | - | 5 | 22 | 0.25
CCCT | System | Constraint | Flex Down | Flexibility | Violation | 1 | 2025-05-05 22:45 | 42.4129 | - | 5 | 22 | 0.25
CCCT | System | Constraint | Flex Down | Flexibility | Violation | 1 | 2025-05-05 23:45 | 45.1758 | - | 5 | 23 | 0.25
CCCT | System | Constraint | Flex Down | Flexibility | Violation | 1 | 2025-05-06 | 59.9941 | - | 5 | 0 | 0.25
CCCT | System | Constraint | Flex Down | Flexibility | Violation | 1 | 2025-05-06 00:15 | 46.2427 | - | 5 | 0 | 0.25
CCCT | System | Constraint | Flex Down | Flexibility | Violation | 1 | 2025-05-06 00:30 | 31.4912 | - | 5 | 0 | 0.25
CCCT | System | Constraint | Flex Down | Flexibility | Violation | 1 | 2025-05-06 18:00 | 21.1168 | - | 5 | 18 | 0.25
CCCT | System | Constraint | Flex Down | Flexibility | Violation | 1 | 2025-05-06 18:15 | 33.2491 | - | 5 | 18 | 0.25
CCCT | System | Constraint | Flex Down | Flexibility | Violation | 1 | 2025-05-06 18:30 | 39.3813 | - | 5 | 18 | 0.25
CCCT | System | Constraint | Flex Down | Flexibility | Violation | 1 | 2025-05-06 18:45 | 24.5135 | - | 5 | 18 | 0.25
CCCT | System | Constraint | Flex Down | Flexibility | Violation | 1 | 2025-05-06 20:30 | 55.8305 | - | 5 | 20 | 0.25
CCCT | System | Constraint | Flex Down | Flexibility | Violation | 1 | 2025-05-06 20:45 | 191.5001 | - | 5 | 20 | 0.25
CCCT | System | Constraint | Flex Down | Flexibility | Violation | 1 | 2025-05-06 21:00 | 193.5782 | - | 5 | 21 | 0.25
CCCT | System | Constraint | Flex Down | Flexibility | Violation | 1 | 2025-05-06 21:15 | 327.4009 | - | 5 | 21 | 0.25
CCCT | System | Constraint | Flex Down | Flexibility | Violation | 1 | 2025-05-06 21:30 | 342.6009 | - | 5 | 21 | 0.25
CCCT | System | Constraint | Flex Down | Flexibility | Violation | 1 | 2025-05-06 21:45 | 342.6009 | - | 5 | 21 | 0.25
CCCT | System | Constraint | Flex Down | Flexibility | Violation | 1 | 2025-05-06 22:00 | 50.0252 | - | 5 | 22 | 0.25
CCCT | System | Constraint | Flex Down | Flexibility | Violation | 1 | 2025-05-06 22:15 | 128.2378 | - | 5 | 22 | 0.25
CCCT | System | Constraint | Flex Down | Flexibility | Violation | 1 | 2025-05-06 22:30 | 188.4504 | - | 5 | 22 | 0.25
CCCT | System | Constraint | Flex Down | Flexibility | Violation | 1 | 2025-05-06 22:45 | 247.6631 | - | 5 | 22 | 0.25
CCCT | System | Constraint | Flex Down | Flexibility | Violation | 1 | 2025-05-06 23:30 | 40.6843 | - | 5 | 23 | 0.25
CCCT | System | Constraint | Flex Down | Flexibility | Violation | 1 | 2025-05-06 23:45 | 99.8031 | - | 5 | 23 | 0.25
CCCT | System | Constraint | Flex Down | Flexibility | Violation | 1 | 2025-05-07 | 17.5993 | - | 5 | 0 | 0.25
CCCT | System | Constraint | Flex Down | Flexibility | Violation | 1 | 2025-05-07 00:15 | 25.0734 | - | 5 | 0 | 0.25
CCCT | System | Constraint | Flex Down | Flexibility | Violation | 1 | 2025-05-07 00:30 | 36.5475 | - | 5 | 0 | 0.25
CCCT | System | Constraint | Flex Down | Flexibility | Violation | 1 | 2025-05-07 00:45 | 47.0216 | - | 5 | 0 | 0.25
CCCT | System | Constraint | Flex Down | Flexibility | Violation | 1 | 2025-05-07 03:00 | 36.8878 | - | 5 | 3 | 0.25
CCCT | System | Constraint | Flex Down | Flexibility | Violation | 1 | 2025-05-07 03:15 | 4.6925 | - | 5 | 3 | 0.25
CCCT | System | Constraint | Flex Down | Flexibility | Violation | 1 | 2025-05-07 04:00 | 146.7917 | - | 5 | 4 | 0.25
CCCT | System | Constraint | Flex Down | Flexibility | Violation | 1 | 2025-05-07 04:15 | 16.1697 | - | 5 | 4 | 0.25
CCCT | System | Constraint | Flex Down | Flexibility | Violation | 1 | 2025-05-07 07:00 | 7.8312 | - | 5 | 7 | 0.25
CCCT | System | Constraint | Flex Down | Flexibility | Violation | 1 | 2025-05-07 07:45 | 22.7142 | - | 5 | 7 | 0.25
CCCT | System | Constraint | Flex Down | Flexibility | Violation | 1 | 2025-05-07 09:30 | 52.4216 | - | 5 | 9 | 0.25
CCCT | System | Constraint | Flex Down | Flexibility | Violation | 1 | 2025-05-07 21:15 | 144.8934 | - | 5 | 21 | 0.25
CCCT | System | Constraint | Flex Down | Flexibility | Violation | 1 | 2025-05-07 21:30 | 251.272 | - | 5 | 21 | 0.25
CCCT | System | Constraint | Flex Down | Flexibility | Violation | 1 | 2025-05-07 21:45 | 342.6009 | - | 5 | 21 | 0.25
CCCT | System | Constraint | Flex Down | Flexibility | Violation | 1 | 2025-05-07 22:45 | 46.3648 | - | 5 | 22 | 0.25
CCCT | System | Constraint | Flex Down | Flexibility | Violation | 1 | 2025-05-08 08:00 | 0.0095385 | - | 5 | 8 | 0.25
CCCT | System | Constraint | Flex Down | Flexibility | Violation | 1 | 2025-05-08 22:15 | 9.401 | - | 5 | 22 | 0.25
CCCT | System | Constraint | Flex Down | Flexibility | Violation | 1 | 2025-05-08 22:30 | 29.0267 | - | 5 | 22 | 0.25
CCCT | System | Constraint | Flex Down | Flexibility | Violation | 1 | 2025-05-08 22:45 | 83.18 | - | 5 | 22 | 0.25
CCCT | System | Constraint | Flex Down | Flexibility | Violation | 1 | 2025-05-08 23:30 | 10.0464 | - | 5 | 23 | 0.25
CCCT | System | Constraint | Flex Down | Flexibility | Violation | 1 | 2025-05-08 23:45 | 13.7186 | - | 5 | 23 | 0.25
CCCT | System | Constraint | Flex Down | Flexibility | Violation | 1 | 2025-05-09 01:45 | 24.6636 | - | 5 | 1 | 0.25
CCCT | System | Constraint | Flex Down | Flexibility | Violation | 1 | 2025-05-09 02:00 | 12.3736 | - | 5 | 2 | 0.25
CCCT | System | Constraint | Flex Down | Flexibility | Violation | 1 | 2025-05-09 02:15 | 12.3736 | - | 5 | 2 | 0.25
CCCT | System | Constraint | Flex Down | Flexibility | Violation | 1 | 2025-05-09 02:30 | 12.3736 | - | 5 | 2 | 0.25
CCCT | System | Constraint | Flex Down | Flexibility | Violation | 1 | 2025-05-09 02:45 | 12.3736 | - | 5 | 2 | 0.25
CCCT | System | Constraint | Flex Down | Flexibility | Violation | 1 | 2025-05-09 21:45 | 89.0822 | - | 5 | 21 | 0.25
CCCT | System | Constraint | Flex Down | Flexibility | Violation | 1 | 2025-05-09 22:45 | 6.5918 | - | 5 | 22 | 0.25
CCCT | System | Constraint | Flex Down | Flexibility | Violation | 1 | 2025-05-10 15:00 | 3.6334 | - | 5 | 15 | 0.25
CCCT | System | Constraint | Flex Down | Flexibility | Violation | 1 | 2025-05-10 15:15 | 3.6334 | - | 5 | 15 | 0.25
CCCT | System | Constraint | Flex Down | Flexibility | Violation | 1 | 2025-05-10 15:30 | 3.6334 | - | 5 | 15 | 0.25
CCCT | System | Constraint | Flex Down | Flexibility | Violation | 1 | 2025-05-10 15:45 | 3.6334 | - | 5 | 15 | 0.25
CCCT | System | Constraint | Flex Down | Flexibility | Violation | 1 | 2025-05-11 04:00 | 0.9829 | - | 5 | 4 | 0.25
CCCT | System | Constraint | Flex Down | Flexibility | Violation | 1 | 2025-05-11 04:15 | 0.9829 | - | 5 | 4 | 0.25
CCCT | System | Constraint | Flex Down | Flexibility | Violation | 1 | 2025-05-11 04:30 | 0.9829 | - | 5 | 4 | 0.25
CCCT | System | Constraint | Flex Down | Flexibility | Violation | 1 | 2025-05-11 09:00 | 25.8605 | - | 5 | 9 | 0.25
CCCT | System | Constraint | Flex Down | Flexibility | Violation | 1 | 2025-05-11 21:00 | 84.125 | - | 5 | 21 | 0.25
CCCT | System | Constraint | Flex Down | Flexibility | Violation | 1 | 2025-05-11 21:15 | 137.5535 | - | 5 | 21 | 0.25
CCCT | System | Constraint | Flex Down | Flexibility | Violation | 1 | 2025-05-11 21:30 | 185.9821 | - | 5 | 21 | 0.25
CCCT | System | Constraint | Flex Down | Flexibility | Violation | 1 | 2025-05-11 21:45 | 231.4106 | - | 5 | 21 | 0.25
CCCT | System | Constraint | Flex Down | Flexibility | Violation | 1 | 2025-05-11 22:30 | 32.4886 | - | 5 | 22 | 0.25
CCCT | System | Constraint | Flex Down | Flexibility | Violation | 1 | 2025-05-11 22:45 | 98.2146 | - | 5 | 22 | 0.25
CCCT | System | Constraint | Flex Down | Flexibility | Violation | 1 | 2025-05-12 01:30 | 3.489 | - | 5 | 1 | 0.25
CCCT | System | Constraint | Flex Down | Flexibility | Violation | 1 | 2025-05-12 01:45 | 3.489 | - | 5 | 1 | 0.25
CCCT | System | Constraint | Flex Down | Flexibility | Violation | 1 | 2025-05-12 07:00 | 1.7452 | - | 5 | 7 | 0.25
CCCT | System | Constraint | Flex Down | Flexibility | Violation | 1 | 2025-05-12 07:15 | 1.7452 | - | 5 | 7 | 0.25
CCCT | System | Constraint | Flex Down | Flexibility | Violation | 1 | 2025-05-12 12:00 | 12.1168 | - | 5 | 12 | 0.25
CCCT | System | Constraint | Flex Down | Flexibility | Violation | 1 | 2025-05-12 14:00 | 93.6457 | - | 5 | 14 | 0.25
CCCT | System | Constraint | Flex Down | Flexibility | Violation | 1 | 2025-05-12 14:15 | 72.6813 | - | 5 | 14 | 0.25
CCCT | System | Constraint | Flex Down | Flexibility | Violation | 1 | 2025-05-12 14:30 | 75.7169 | - | 5 | 14 | 0.25
CCCT | System | Constraint | Flex Down | Flexibility | Violation | 1 | 2025-05-12 14:45 | 80.7525 | - | 5 | 14 | 0.25
CCCT | System | Constraint | Flex Down | Flexibility | Violation | 1 | 2025-05-12 15:15 | 46.3175 | - | 5 | 15 | 0.25
CCCT | System | Constraint | Flex Down | Flexibility | Violation | 1 | 2025-05-12 15:30 | 21.6348 | - | 5 | 15 | 0.25
CCCT | System | Constraint | Flex Down | Flexibility | Violation | 1 | 2025-05-12 20:45 | 64.3086 | - | 5 | 20 | 0.25
CCCT | System | Constraint | Flex Down | Flexibility | Violation | 1 | 2025-05-12 21:00 | 19.3857 | - | 5 | 21 | 0.25
CCCT | System | Constraint | Flex Down | Flexibility | Violation | 1 | 2025-05-12 21:15 | 136.4091 | - | 5 | 21 | 0.25
CCCT | System | Constraint | Flex Down | Flexibility | Violation | 1 | 2025-05-12 21:30 | 247.4844 | - | 5 | 21 | 0.25
CCCT | System | Constraint | Flex Down | Flexibility | Violation | 1 | 2025-05-12 21:45 | 342.6009 | - | 5 | 21 | 0.25
CCCT | System | Constraint | Flex Down | Flexibility | Violation | 1 | 2025-05-12 22:00 | 6.067 | - | 5 | 22 | 0.25
CCCT | System | Constraint | Flex Down | Flexibility | Violation | 1 | 2025-05-12 22:15 | 6.067 | - | 5 | 22 | 0.25
CCCT | System | Constraint | Flex Down | Flexibility | Violation | 1 | 2025-05-12 22:30 | 6.067 | - | 5 | 22 | 0.25
CCCT | System | Constraint | Flex Down | Flexibility | Violation | 1 | 2025-05-12 22:45 | 6.067 | - | 5 | 22 | 0.25
CCCT | System | Constraint | Flex Down | Flexibility | Violation | 1 | 2025-05-13 13:00 | 13.5684 | - | 5 | 13 | 0.25
CCCT | System | Constraint | Flex Down | Flexibility | Violation | 1 | 2025-05-13 20:30 | 27.677 | - | 5 | 20 | 0.25
CCCT | System | Constraint | Flex Down | Flexibility | Violation | 1 | 2025-05-13 20:45 | 153.5059 | - | 5 | 20 | 0.25
CCCT | System | Constraint | Flex Down | Flexibility | Violation | 1 | 2025-05-13 21:00 | 221.5526 | - | 5 | 21 | 0.25
CCCT | System | Constraint | Flex Down | Flexibility | Violation | 1 | 2025-05-13 21:15 | 342.6009 | - | 5 | 21 | 0.25
CCCT | System | Constraint | Flex Down | Flexibility | Violation | 1 | 2025-05-13 21:30 | 342.6009 | - | 5 | 21 | 0.25
CCCT | System | Constraint | Flex Down | Flexibility | Violation | 1 | 2025-05-13 21:45 | 342.6009 | - | 5 | 21 | 0.25
CCCT | System | Constraint | Flex Down | Flexibility | Violation | 1 | 2025-05-13 22:00 | 18.0225 | - | 5 | 22 | 0.25
CCCT | System | Constraint | Flex Down | Flexibility | Violation | 1 | 2025-05-13 22:15 | 106.2923 | - | 5 | 22 | 0.25
CCCT | System | Constraint | Flex Down | Flexibility | Violation | 1 | 2025-05-13 22:30 | 171.5621 | - | 5 | 22 | 0.25
CCCT | System | Constraint | Flex Down | Flexibility | Violation | 1 | 2025-05-13 22:45 | 236.832 | - | 5 | 22 | 0.25
CCCT | System | Constraint | Flex Down | Flexibility | Violation | 1 | 2025-05-13 23:15 | 3.6725 | - | 5 | 23 | 0.25
CCCT | System | Constraint | Flex Down | Flexibility | Violation | 1 | 2025-05-13 23:30 | 38.2602 | - | 5 | 23 | 0.25
CCCT | System | Constraint | Flex Down | Flexibility | Violation | 1 | 2025-05-13 23:45 | 74.848 | - | 5 | 23 | 0.25
CCCT | System | Constraint | Flex Down | Flexibility | Violation | 1 | 2025-05-14 00:30 | 27.3872 | - | 5 | 0 | 0.25
CCCT | System | Constraint | Flex Down | Flexibility | Violation | 1 | 2025-05-14 00:45 | 51.7603 | - | 5 | 0 | 0.25
CCCT | System | Constraint | Flex Down | Flexibility | Violation | 1 | 2025-05-14 03:00 | 2.1587 | - | 5 | 3 | 0.25
CCCT | System | Constraint | Flex Down | Flexibility | Violation | 1 | 2025-05-14 03:15 | 2.1587 | - | 5 | 3 | 0.25
CCCT | System | Constraint | Flex Down | Flexibility | Violation | 1 | 2025-05-14 03:30 | 2.1587 | - | 5 | 3 | 0.25
CCCT | System | Constraint | Flex Down | Flexibility | Violation | 1 | 2025-05-14 03:45 | 2.1587 | - | 5 | 3 | 0.25
CCCT | System | Constraint | Flex Down | Flexibility | Violation | 1 | 2025-05-14 13:00 | 1.1546 | - | 5 | 13 | 0.25
CCCT | System | Constraint | Flex Down | Flexibility | Violation | 1 | 2025-05-14 13:15 | 1.1546 | - | 5 | 13 | 0.25
CCCT | System | Constraint | Flex Down | Flexibility | Violation | 1 | 2025-05-14 13:30 | 1.1546 | - | 5 | 13 | 0.25
CCCT | System | Constraint | Flex Down | Flexibility | Violation | 1 | 2025-05-14 13:45 | 1.1546 | - | 5 | 13 | 0.25
CCCT | System | Constraint | Flex Down | Flexibility | Violation | 1 | 2025-05-14 18:00 | 17.2445 | - | 5 | 18 | 0.25
CCCT | System | Constraint | Flex Down | Flexibility | Violation | 1 | 2025-05-14 18:15 | 17.2445 | - | 5 | 18 | 0.25
CCCT | System | Constraint | Flex Down | Flexibility | Violation | 1 | 2025-05-14 18:30 | 17.2445 | - | 5 | 18 | 0.25
CCCT | System | Constraint | Flex Down | Flexibility | Violation | 1 | 2025-05-14 18:45 | 17.2445 | - | 5 | 18 | 0.25
CCCT | System | Constraint | Flex Down | Flexibility | Violation | 1 | 2025-05-14 21:30 | 32.9114 | - | 5 | 21 | 0.25
CCCT | System | Constraint | Flex Down | Flexibility | Violation | 1 | 2025-05-14 21:45 | 121.7011 | - | 5 | 21 | 0.25
CCCT | System | Constraint | Flex Down | Flexibility | Violation | 1 | 2025-05-14 22:45 | 32.1 | - | 5 | 22 | 0.25
CCCT | System | Constraint | Flex Down | Flexibility | Violation | 1 | 2025-05-15 03:00 | 11.4076 | - | 5 | 3 | 0.25
CCCT | System | Constraint | Flex Down | Flexibility | Violation | 1 | 2025-05-15 22:00 | 7.6427 | - | 5 | 22 | 0.25
CCCT | System | Constraint | Flex Down | Flexibility | Violation | 1 | 2025-05-16 02:00 | 12.1841 | - | 5 | 2 | 0.25
CCCT | System | Constraint | Flex Down | Flexibility | Violation | 1 | 2025-05-16 02:15 | 7.0241 | - | 5 | 2 | 0.25
CCCT | System | Constraint | Flex Down | Flexibility | Violation | 1 | 2025-05-16 02:30 | 5.5619 | - | 5 | 2 | 0.25
CCCT | System | Constraint | Flex Down | Flexibility | Violation | 1 | 2025-05-16 23:45 | 0.41608 | - | 5 | 23 | 0.25
CCCT | System | Constraint | Flex Down | Flexibility | Violation | 1 | 2025-05-17 00:45 | 50.1129 | - | 5 | 0 | 0.25
CCCT | System | Constraint | Flex Down | Flexibility | Violation | 1 | 2025-05-17 22:00 | 138.5795 | - | 5 | 22 | 0.25
CCCT | System | Constraint | Flex Down | Flexibility | Violation | 1 | 2025-05-17 22:15 | 162.5041 | - | 5 | 22 | 0.25
CCCT | System | Constraint | Flex Down | Flexibility | Violation | 1 | 2025-05-17 22:30 | 182.4288 | - | 5 | 22 | 0.25
CCCT | System | Constraint | Flex Down | Flexibility | Violation | 1 | 2025-05-17 22:45 | 195.3534 | - | 5 | 22 | 0.25
CCCT | System | Constraint | Flex Down | Flexibility | Violation | 1 | 2025-05-17 23:00 | 45.1598 | - | 5 | 23 | 0.25
CCCT | System | Constraint | Flex Down | Flexibility | Violation | 1 | 2025-05-17 23:15 | 150.2011 | - | 5 | 23 | 0.25
CCCT | System | Constraint | Flex Down | Flexibility | Violation | 1 | 2025-05-17 23:30 | 171.2424 | - | 5 | 23 | 0.25
CCCT | System | Constraint | Flex Down | Flexibility | Violation | 1 | 2025-05-17 23:45 | 204.2837 | - | 5 | 23 | 0.25
CCCT | System | Constraint | Flex Down | Flexibility | Violation | 1 | 2025-05-18 00:30 | 15.6398 | - | 5 | 0 | 0.25
CCCT | System | Constraint | Flex Down | Flexibility | Violation | 1 | 2025-05-18 00:45 | 45.2728 | - | 5 | 0 | 0.25
CCCT | System | Constraint | Flex Down | Flexibility | Violation | 1 | 2025-05-18 01:30 | 11.2439 | - | 5 | 1 | 0.25
CCCT | System | Constraint | Flex Down | Flexibility | Violation | 1 | 2025-05-18 01:45 | 44.4051 | - | 5 | 1 | 0.25
CCCT | System | Constraint | Flex Down | Flexibility | Violation | 1 | 2025-05-18 18:00 | 11.3707 | - | 5 | 18 | 0.25
CCCT | System | Constraint | Flex Down | Flexibility | Violation | 1 | 2025-05-18 18:15 | 11.3707 | - | 5 | 18 | 0.25
CCCT | System | Constraint | Flex Down | Flexibility | Violation | 1 | 2025-05-18 18:30 | 11.3707 | - | 5 | 18 | 0.25
CCCT | System | Constraint | Flex Down | Flexibility | Violation | 1 | 2025-05-19 18:00 | 8.8187 | - | 5 | 18 | 0.25
CCCT | System | Constraint | Flex Down | Flexibility | Violation | 1 | 2025-05-19 18:15 | 8.8187 | - | 5 | 18 | 0.25
CCCT | System | Constraint | Flex Down | Flexibility | Violation | 1 | 2025-05-19 18:30 | 8.8187 | - | 5 | 18 | 0.25
CCCT | System | Constraint | Flex Down | Flexibility | Violation | 1 | 2025-05-19 18:45 | 8.8187 | - | 5 | 18 | 0.25
CCCT | System | Constraint | Flex Down | Flexibility | Violation | 1 | 2025-05-19 20:30 | 52.9857 | - | 5 | 20 | 0.25
CCCT | System | Constraint | Flex Down | Flexibility | Violation | 1 | 2025-05-19 20:45 | 178.9778 | - | 5 | 20 | 0.25
CCCT | System | Constraint | Flex Down | Flexibility | Violation | 1 | 2025-05-19 21:00 | 150.6865 | - | 5 | 21 | 0.25
CCCT | System | Constraint | Flex Down | Flexibility | Violation | 1 | 2025-05-19 21:15 | 330.7852 | - | 5 | 21 | 0.25
CCCT | System | Constraint | Flex Down | Flexibility | Violation | 1 | 2025-05-19 21:30 | 342.6009 | - | 5 | 21 | 0.25
CCCT | System | Constraint | Flex Down | Flexibility | Violation | 1 | 2025-05-19 21:45 | 342.6009 | - | 5 | 21 | 0.25
CCCT | System | Constraint | Flex Down | Flexibility | Violation | 1 | 2025-05-19 22:00 | 34.7903 | - | 5 | 22 | 0.25
CCCT | System | Constraint | Flex Down | Flexibility | Violation | 1 | 2025-05-19 22:15 | 98.598 | - | 5 | 22 | 0.25
CCCT | System | Constraint | Flex Down | Flexibility | Violation | 1 | 2025-05-19 22:30 | 157.4057 | - | 5 | 22 | 0.25
CCCT | System | Constraint | Flex Down | Flexibility | Violation | 1 | 2025-05-19 22:45 | 216.2134 | - | 5 | 22 | 0.25
CCCT | System | Constraint | Flex Down | Flexibility | Violation | 1 | 2025-05-19 23:30 | 11.599 | - | 5 | 23 | 0.25
CCCT | System | Constraint | Flex Down | Flexibility | Violation | 1 | 2025-05-19 23:45 | 46.1726 | - | 5 | 23 | 0.25
CCCT | System | Constraint | Flex Down | Flexibility | Violation | 1 | 2025-05-20 00:15 | 11.1083 | - | 5 | 0 | 0.25
CCCT | System | Constraint | Flex Down | Flexibility | Violation | 1 | 2025-05-20 00:30 | 28.795 | - | 5 | 0 | 0.25
CCCT | System | Constraint | Flex Down | Flexibility | Violation | 1 | 2025-05-20 00:45 | 41.4817 | - | 5 | 0 | 0.25
CCCT | System | Constraint | Flex Down | Flexibility | Violation | 1 | 2025-05-20 13:45 | 14.6903 | - | 5 | 13 | 0.25
CCCT | System | Constraint | Flex Down | Flexibility | Violation | 1 | 2025-05-21 20:00 | 6.297 | - | 5 | 20 | 0.25
CCCT | System | Constraint | Flex Down | Flexibility | Violation | 1 | 2025-05-21 20:45 | 6.297 | - | 5 | 20 | 0.25
CCCT | System | Constraint | Flex Down | Flexibility | Violation | 1 | 2025-05-21 21:00 | 41.297 | - | 5 | 21 | 0.25
CCCT | System | Constraint | Flex Down | Flexibility | Violation | 1 | 2025-05-21 21:15 | 41.297 | - | 5 | 21 | 0.25
CCCT | System | Constraint | Flex Down | Flexibility | Violation | 1 | 2025-05-21 21:45 | 41.297 | - | 5 | 21 | 0.25
CCCT | System | Constraint | Flex Down | Flexibility | Violation | 1 | 2025-05-21 22:00 | 6.297 | - | 5 | 22 | 0.25
CCCT | System | Constraint | Flex Down | Flexibility | Violation | 1 | 2025-05-21 22:15 | 6.297 | - | 5 | 22 | 0.25
CCCT | System | Constraint | Flex Down | Flexibility | Violation | 1 | 2025-05-21 22:30 | 6.297 | - | 5 | 22 | 0.25
CCCT | System | Constraint | Flex Down | Flexibility | Violation | 1 | 2025-05-21 22:45 | 6.297 | - | 5 | 22 | 0.25
CCCT | System | Constraint | Flex Down | Flexibility | Violation | 1 | 2025-05-22 08:00 | 2.497 | - | 5 | 8 | 0.25
CCCT | System | Constraint | Flex Down | Flexibility | Violation | 1 | 2025-05-22 08:15 | 2.497 | - | 5 | 8 | 0.25
CCCT | System | Constraint | Flex Down | Flexibility | Violation | 1 | 2025-05-22 08:30 | 2.497 | - | 5 | 8 | 0.25
CCCT | System | Constraint | Flex Down | Flexibility | Violation | 1 | 2025-05-22 08:45 | 2.497 | - | 5 | 8 | 0.25
CCCT | System | Constraint | Flex Down | Flexibility | Violation | 1 | 2025-05-22 21:45 | 117.6781 | - | 5 | 21 | 0.25
CCCT | System | Constraint | Flex Down | Flexibility | Violation | 1 | 2025-05-22 22:00 | 54.066 | - | 5 | 22 | 0.25
CCCT | System | Constraint | Flex Down | Flexibility | Violation | 1 | 2025-05-22 22:15 | 70.5539 | - | 5 | 22 | 0.25
CCCT | System | Constraint | Flex Down | Flexibility | Violation | 1 | 2025-05-22 22:30 | 73.0418 | - | 5 | 22 | 0.25
CCCT | System | Constraint | Flex Down | Flexibility | Violation | 1 | 2025-05-22 22:45 | 61.5297 | - | 5 | 22 | 0.25
CCCT | System | Constraint | Flex Down | Flexibility | Violation | 1 | 2025-05-23 05:00 | 32.6776 | - | 5 | 5 | 0.25
CCCT | System | Constraint | Flex Down | Flexibility | Violation | 1 | 2025-05-23 05:15 | 33.4624 | - | 5 | 5 | 0.25
CCCT | System | Constraint | Flex Down | Flexibility | Violation | 1 | 2025-05-23 06:15 | 30.6717 | - | 5 | 6 | 0.25
CCCT | System | Constraint | Flex Down | Flexibility | Violation | 1 | 2025-05-23 06:30 | 2.4746 | - | 5 | 6 | 0.25
CCCT | System | Constraint | Flex Down | Flexibility | Violation | 1 | 2025-05-23 22:45 | 13.3892 | - | 5 | 22 | 0.25
CCCT | System | Constraint | Flex Down | Flexibility | Violation | 1 | 2025-05-24 19:00 | 53.8964 | - | 5 | 19 | 0.25
CCCT | System | Constraint | Flex Down | Flexibility | Violation | 1 | 2025-05-24 19:15 | 8.4304 | - | 5 | 19 | 0.25
CCCT | System | Constraint | Flex Down | Flexibility | Violation | 1 | 2025-05-24 21:00 | 22.9546 | - | 5 | 21 | 0.25
CCCT | System | Constraint | Flex Down | Flexibility | Violation | 1 | 2025-05-24 21:15 | 114.5558 | - | 5 | 21 | 0.25
CCCT | System | Constraint | Flex Down | Flexibility | Violation | 1 | 2025-05-24 21:30 | 177.157 | - | 5 | 21 | 0.25
CCCT | System | Constraint | Flex Down | Flexibility | Violation | 1 | 2025-05-24 21:45 | 231.7583 | - | 5 | 21 | 0.25
CCCT | System | Constraint | Flex Down | Flexibility | Violation | 1 | 2025-05-24 22:45 | 58.5946 | - | 5 | 22 | 0.25
CCCT | System | Constraint | Flex Down | Flexibility | Violation | 1 | 2025-05-24 23:15 | 37.6925 | - | 5 | 23 | 0.25
CCCT | System | Constraint | Flex Down | Flexibility | Violation | 1 | 2025-05-24 23:30 | 87.8589 | - | 5 | 23 | 0.25
CCCT | System | Constraint | Flex Down | Flexibility | Violation | 1 | 2025-05-24 23:45 | 128.0253 | - | 5 | 23 | 0.25
CCCT | System | Constraint | Flex Down | Flexibility | Violation | 1 | 2025-05-25 00:30 | 18.071 | - | 5 | 0 | 0.25
CCCT | System | Constraint | Flex Down | Flexibility | Violation | 1 | 2025-05-25 00:45 | 43.0888 | - | 5 | 0 | 0.25
CCCT | System | Constraint | Flex Down | Flexibility | Violation | 1 | 2025-05-25 01:15 | 5.644 | - | 5 | 1 | 0.25
CCCT | System | Constraint | Flex Down | Flexibility | Violation | 1 | 2025-05-25 01:30 | 5.644 | - | 5 | 1 | 0.25
CCCT | System | Constraint | Flex Down | Flexibility | Violation | 1 | 2025-05-25 01:45 | 5.644 | - | 5 | 1 | 0.25
CCCT | System | Constraint | Flex Down | Flexibility | Violation | 1 | 2025-05-25 09:00 | 29.9597 | - | 5 | 9 | 0.25
CCCT | System | Constraint | Flex Down | Flexibility | Violation | 1 | 2025-05-25 09:15 | 29.9597 | - | 5 | 9 | 0.25
CCCT | System | Constraint | Flex Down | Flexibility | Violation | 1 | 2025-05-25 09:30 | 29.9597 | - | 5 | 9 | 0.25
CCCT | System | Constraint | Flex Down | Flexibility | Violation | 1 | 2025-05-25 09:45 | 29.9597 | - | 5 | 9 | 0.25
CCCT | System | Constraint | Flex Down | Flexibility | Violation | 1 | 2025-05-25 10:00 | 27.1537 | - | 5 | 10 | 0.25
CCCT | System | Constraint | Flex Down | Flexibility | Violation | 1 | 2025-05-25 10:15 | 27.1537 | - | 5 | 10 | 0.25
CCCT | System | Constraint | Flex Down | Flexibility | Violation | 1 | 2025-05-25 10:30 | 27.1537 | - | 5 | 10 | 0.25
CCCT | System | Constraint | Flex Down | Flexibility | Violation | 1 | 2025-05-25 10:45 | 27.1537 | - | 5 | 10 | 0.25
CCCT | System | Constraint | Flex Down | Flexibility | Violation | 1 | 2025-05-25 11:00 | 1.6877 | - | 5 | 11 | 0.25
CCCT | System | Constraint | Flex Down | Flexibility | Violation | 1 | 2025-05-25 11:15 | 1.6877 | - | 5 | 11 | 0.25
CCCT | System | Constraint | Flex Down | Flexibility | Violation | 1 | 2025-05-25 11:30 | 1.6877 | - | 5 | 11 | 0.25
CCCT | System | Constraint | Flex Down | Flexibility | Violation | 1 | 2025-05-25 11:45 | 1.6877 | - | 5 | 11 | 0.25
CCCT | System | Constraint | Flex Down | Flexibility | Violation | 1 | 2025-05-25 13:00 | 11.4075 | - | 5 | 13 | 0.25
CCCT | System | Constraint | Flex Down | Flexibility | Violation | 1 | 2025-05-25 13:15 | 11.4075 | - | 5 | 13 | 0.25
CCCT | System | Constraint | Flex Down | Flexibility | Violation | 1 | 2025-05-25 13:30 | 11.4075 | - | 5 | 13 | 0.25
CCCT | System | Constraint | Flex Down | Flexibility | Violation | 1 | 2025-05-25 13:45 | 11.4075 | - | 5 | 13 | 0.25
CCCT | System | Constraint | Flex Down | Flexibility | Violation | 1 | 2025-05-25 18:00 | 41.4974 | - | 5 | 18 | 0.25
CCCT | System | Constraint | Flex Down | Flexibility | Violation | 1 | 2025-05-25 18:15 | 41.4974 | - | 5 | 18 | 0.25
CCCT | System | Constraint | Flex Down | Flexibility | Violation | 1 | 2025-05-25 22:00 | 9.76 | - | 5 | 22 | 0.25
CCCT | System | Constraint | Flex Down | Flexibility | Violation | 1 | 2025-05-25 22:15 | 22.6467 | - | 5 | 22 | 0.25
CCCT | System | Constraint | Flex Down | Flexibility | Violation | 1 | 2025-05-25 22:30 | 22.6467 | - | 5 | 22 | 0.25
CCCT | System | Constraint | Flex Down | Flexibility | Violation | 1 | 2025-05-25 22:45 | 22.6467 | - | 5 | 22 | 0.25
CCCT | System | Constraint | Flex Down | Flexibility | Violation | 1 | 2025-05-25 23:30 | 7.3386 | - | 5 | 23 | 0.25
CCCT | System | Constraint | Flex Down | Flexibility | Violation | 1 | 2025-05-25 23:45 | 7.3386 | - | 5 | 23 | 0.25
CCCT | System | Constraint | Flex Down | Flexibility | Violation | 1 | 2025-05-26 | 12.1025 | - | 5 | 0 | 0.25
CCCT | System | Constraint | Flex Down | Flexibility | Violation | 1 | 2025-05-26 00:15 | 12.1025 | - | 5 | 0 | 0.25
CCCT | System | Constraint | Flex Down | Flexibility | Violation | 1 | 2025-05-26 00:30 | 12.1025 | - | 5 | 0 | 0.25
CCCT | System | Constraint | Flex Down | Flexibility | Violation | 1 | 2025-05-26 00:45 | 0.58806 | - | 5 | 0 | 0.25
CCCT | System | Constraint | Flex Down | Flexibility | Violation | 1 | 2025-05-26 02:00 | 8.1362 | - | 5 | 2 | 0.25
CCCT | System | Constraint | Flex Down | Flexibility | Violation | 1 | 2025-05-26 02:15 | 8.1362 | - | 5 | 2 | 0.25
CCCT | System | Constraint | Flex Down | Flexibility | Violation | 1 | 2025-05-26 02:30 | 8.1362 | - | 5 | 2 | 0.25
CCCT | System | Constraint | Flex Down | Flexibility | Violation | 1 | 2025-05-26 02:45 | 8.1362 | - | 5 | 2 | 0.25
CCCT | System | Constraint | Flex Down | Flexibility | Violation | 1 | 2025-05-26 05:00 | 2.131 | - | 5 | 5 | 0.25
CCCT | System | Constraint | Flex Down | Flexibility | Violation | 1 | 2025-05-26 05:15 | 2.131 | - | 5 | 5 | 0.25
CCCT | System | Constraint | Flex Down | Flexibility | Violation | 1 | 2025-05-26 05:30 | 2.131 | - | 5 | 5 | 0.25
CCCT | System | Constraint | Flex Down | Flexibility | Violation | 1 | 2025-05-26 05:45 | 2.131 | - | 5 | 5 | 0.25
CCCT | System | Constraint | Flex Down | Flexibility | Violation | 1 | 2025-05-26 06:00 | 11.9065 | - | 5 | 6 | 0.25
CCCT | System | Constraint | Flex Down | Flexibility | Violation | 1 | 2025-05-26 06:15 | 11.9065 | - | 5 | 6 | 0.25
CCCT | System | Constraint | Flex Down | Flexibility | Violation | 1 | 2025-05-26 06:30 | 11.9065 | - | 5 | 6 | 0.25
CCCT | System | Constraint | Flex Down | Flexibility | Violation | 1 | 2025-05-26 21:15 | 26.6443 | - | 5 | 21 | 0.25
CCCT | System | Constraint | Flex Down | Flexibility | Violation | 1 | 2025-05-26 21:30 | 92.2665 | - | 5 | 21 | 0.25
CCCT | System | Constraint | Flex Down | Flexibility | Violation | 1 | 2025-05-26 21:45 | 148.8886 | - | 5 | 21 | 0.25
CCCT | System | Constraint | Flex Down | Flexibility | Violation | 1 | 2025-05-26 22:15 | 60.5481 | - | 5 | 22 | 0.25
CCCT | System | Constraint | Flex Down | Flexibility | Violation | 1 | 2025-05-26 22:30 | 109.8778 | - | 5 | 22 | 0.25
CCCT | System | Constraint | Flex Down | Flexibility | Violation | 1 | 2025-05-26 22:45 | 160.2075 | - | 5 | 22 | 0.25
CCCT | System | Constraint | Flex Down | Flexibility | Violation | 1 | 2025-05-27 21:45 | 20.0581 | - | 5 | 21 | 0.25
CCCT | System | Constraint | Flex Down | Flexibility | Violation | 1 | 2025-05-27 22:00 | 1.4792 | - | 5 | 22 | 0.25
CCCT | System | Constraint | Flex Down | Flexibility | Violation | 1 | 2025-05-27 22:15 | 6.4755 | - | 5 | 22 | 0.25
CCCT | System | Constraint | Flex Down | Flexibility | Violation | 1 | 2025-05-27 22:30 | 3.1841 | - | 5 | 22 | 0.25
CCCT | System | Constraint | Flex Down | Flexibility | Violation | 1 | 2025-05-27 22:45 | 42.7797 | - | 5 | 22 | 0.25
CCCT | System | Constraint | Flex Down | Flexibility | Violation | 1 | 2025-05-28 22:45 | 26.5048 | - | 5 | 22 | 0.25
CCCT | System | Constraint | Flex Down | Flexibility | Violation | 1 | 2025-05-28 23:45 | 35.0389 | - | 5 | 23 | 0.25
CCCT | System | Constraint | Flex Down | Flexibility | Violation | 1 | 2025-05-29 02:30 | 0.19249 | - | 5 | 2 | 0.25
CCCT | System | Constraint | Flex Down | Flexibility | Violation | 1 | 2025-05-29 22:45 | 41.5884 | - | 5 | 22 | 0.25
CCCT | System | Constraint | Flex Down | Flexibility | Violation | 1 | 2025-05-30 01:00 | 4.4368 | - | 5 | 1 | 0.25
CCCT | System | Constraint | Flex Down | Flexibility | Violation | 1 | 2025-05-30 01:15 | 4.4368 | - | 5 | 1 | 0.25
CCCT | System | Constraint | Flex Down | Flexibility | Violation | 1 | 2025-05-30 01:30 | 4.4368 | - | 5 | 1 | 0.25
CCCT | System | Constraint | Flex Down | Flexibility | Violation | 1 | 2025-05-30 01:45 | 4.4368 | - | 5 | 1 | 0.25
CCCT | System | Constraint | Flex Down | Flexibility | Violation | 1 | 2025-05-30 14:15 | 3.9464 | - | 5 | 14 | 0.25
CCCT | System | Constraint | Flex Down | Flexibility | Violation | 1 | 2025-05-30 21:15 | 49.6561 | - | 5 | 21 | 0.25
CCCT | System | Constraint | Flex Down | Flexibility | Violation | 1 | 2025-05-30 21:30 | 122.5739 | - | 5 | 21 | 0.25
CCCT | System | Constraint | Flex Down | Flexibility | Violation | 1 | 2025-05-30 21:45 | 174.4917 | - | 5 | 21 | 0.25
CCCT | System | Constraint | Flex Down | Flexibility | Violation | 1 | 2025-05-30 22:15 | 39.3083 | - | 5 | 22 | 0.25
CCCT | System | Constraint | Flex Down | Flexibility | Violation | 1 | 2025-05-30 22:30 | 103.2166 | - | 5 | 22 | 0.25
CCCT | System | Constraint | Flex Down | Flexibility | Violation | 1 | 2025-05-30 22:45 | 159.1249 | - | 5 | 22 | 0.25
CCCT | System | Constraint | Flex Down | Flexibility | Violation | 1 | 2025-05-30 23:15 | 34.3655 | - | 5 | 23 | 0.25
CCCT | System | Constraint | Flex Down | Flexibility | Violation | 1 | 2025-05-30 23:30 | 82.1033 | - | 5 | 23 | 0.25
CCCT | System | Constraint | Flex Down | Flexibility | Violation | 1 | 2025-05-30 23:45 | 123.8411 | - | 5 | 23 | 0.25
CCCT | System | Constraint | Flex Down | Flexibility | Violation | 1 | 2025-05-31 00:45 | 16.8708 | - | 5 | 0 | 0.25
CCCT | System | Constraint | Flex Down | Flexibility | Violation | 1 | 2025-05-31 13:00 | 16.7752 | - | 5 | 13 | 0.25
CCCT | System | Constraint | Flex Down | Flexibility | Violation | 1 | 2025-05-31 13:15 | 5.3425 | - | 5 | 13 | 0.25
CCCT | System | Constraint | Flex Down | Flexibility | Violation | 1 | 2025-05-31 22:00 | 205.8559 | - | 5 | 22 | 0.25
CCCT | System | Constraint | Flex Down | Flexibility | Violation | 1 | 2025-05-31 22:15 | 215.1938 | - | 5 | 22 | 0.25
CCCT | System | Constraint | Flex Down | Flexibility | Violation | 1 | 2025-05-31 22:30 | 228.5317 | - | 5 | 22 | 0.25
CCCT | System | Constraint | Flex Down | Flexibility | Violation | 1 | 2025-05-31 22:45 | 233.8697 | - | 5 | 22 | 0.25
CCCT | System | Constraint | Flex Down | Flexibility | Violation | 1 | 2025-05-31 23:00 | 59.2255 | - | 5 | 23 | 0.25
CCCT | System | Constraint | Flex Down | Flexibility | Violation | 1 | 2025-05-31 23:15 | 109.8161 | - | 5 | 23 | 0.25
CCCT | System | Constraint | Flex Down | Flexibility | Violation | 1 | 2025-05-31 23:30 | 154.4068 | - | 5 | 23 | 0.25
CCCT | System | Constraint | Flex Down | Flexibility | Violation | 1 | 2025-05-31 23:45 | 208.9975 | - | 5 | 23 | 0.25
CCCT | System | Constraint | Flex Down | Flexibility | Violation | 1 | 2025-06-03 22:30 | 1.3477 | - | 6 | 22 | 0.25
CCCT | System | Constraint | Flex Down | Flexibility | Violation | 1 | 2025-06-03 22:45 | 24.7174 | - | 6 | 22 | 0.25
CCCT | System | Constraint | Flex Down | Flexibility | Violation | 1 | 2025-06-05 11:00 | 26.0202 | - | 6 | 11 | 0.25
CCCT | System | Constraint | Flex Down | Flexibility | Violation | 1 | 2025-06-17 11:00 | 1.2017 | - | 6 | 11 | 0.25
CCCT | System | Constraint | Flex Down | Flexibility | Violation | 1 | 2025-06-17 18:00 | 52.1249 | - | 6 | 18 | 0.25
CCCT | System | Constraint | Flex Down | Flexibility | Violation | 1 | 2025-06-17 18:15 | 20.5946 | - | 6 | 18 | 0.25
CCCT | System | Constraint | Flex Down | Flexibility | Violation | 1 | 2025-06-17 23:00 | 216.7641 | - | 6 | 23 | 0.25
CCCT | System | Constraint | Flex Down | Flexibility | Violation | 1 | 2025-06-17 23:15 | 173.3705 | - | 6 | 23 | 0.25
CCCT | System | Constraint | Flex Down | Flexibility | Violation | 1 | 2025-06-17 23:30 | 113.9769 | - | 6 | 23 | 0.25
CCCT | System | Constraint | Flex Down | Flexibility | Violation | 1 | 2025-06-17 23:45 | 50.5834 | - | 6 | 23 | 0.25
CCCT | System | Constraint | Flex Down | Flexibility | Violation | 1 | 2025-06-19 22:45 | 1.2315 | - | 6 | 22 | 0.25
CCCT | System | Constraint | Flex Down | Flexibility | Violation | 1 | 2025-06-21 05:00 | 13.68 | - | 6 | 5 | 0.25
CCCT | System | Constraint | Flex Down | Flexibility | Violation | 1 | 2025-06-21 06:00 | 28.0761 | - | 6 | 6 | 0.25
CCCT | System | Constraint | Flex Down | Flexibility | Violation | 1 | 2025-06-21 11:45 | 5.9976 | - | 6 | 11 | 0.25
CCCT | System | Constraint | Flex Down | Flexibility | Violation | 1 | 2025-06-21 12:30 | 3.866 | - | 6 | 12 | 0.25
CCCT | System | Constraint | Flex Down | Flexibility | Violation | 1 | 2025-06-21 12:45 | 12.289 | - | 6 | 12 | 0.25
CCCT | System | Constraint | Flex Down | Flexibility | Violation | 1 | 2025-06-21 13:15 | 13.8902 | - | 6 | 13 | 0.25
CCCT | System | Constraint | Flex Down | Flexibility | Violation | 1 | 2025-06-21 13:30 | 26.8966 | - | 6 | 13 | 0.25
CCCT | System | Constraint | Flex Down | Flexibility | Violation | 1 | 2025-06-21 13:45 | 39.9031 | - | 6 | 13 | 0.25
CCCT | System | Constraint | Flex Down | Flexibility | Violation | 1 | 2025-06-21 14:00 | 6.6896 | - | 6 | 14 | 0.25
CCCT | System | Constraint | Flex Down | Flexibility | Violation | 1 | 2025-06-21 14:15 | 11.4013 | - | 6 | 14 | 0.25
CCCT | System | Constraint | Flex Down | Flexibility | Violation | 1 | 2025-06-21 14:30 | 10.113 | - | 6 | 14 | 0.25
CCCT | System | Constraint | Flex Down | Flexibility | Violation | 1 | 2025-06-21 14:45 | 16.8247 | - | 6 | 14 | 0.25
CCCT | System | Constraint | Flex Down | Flexibility | Violation | 1 | 2025-06-22 23:00 | 25.1932 | - | 6 | 23 | 0.25
CCCT | System | Constraint | Flex Down | Flexibility | Violation | 1 | 2025-06-22 23:15 | 18.3882 | - | 6 | 23 | 0.25
CCCT | System | Constraint | Flex Down | Flexibility | Violation | 1 | 2025-06-22 23:30 | 1.5831 | - | 6 | 23 | 0.25
CCCT | System | Constraint | Flex Down | Flexibility | Violation | 1 | 2025-07-05 22:15 | 17.8535 | - | 7 | 22 | 0.25
CCCT | System | Constraint | Flex Down | Flexibility | Violation | 1 | 2025-07-05 22:30 | 65.1407 | - | 7 | 22 | 0.25
CCCT | System | Constraint | Flex Down | Flexibility | Violation | 1 | 2025-07-05 22:45 | 125.4278 | - | 7 | 22 | 0.25
CCCT | System | Constraint | Flex Down | Flexibility | Violation | 1 | 2025-07-05 23:45 | 41.4115 | - | 7 | 23 | 0.25
CCCT | System | Constraint | Flex Down | Flexibility | Violation | 1 | 2025-07-08 | 209.4002 | - | 7 | 0 | 0.25
CCCT | System | Constraint | Flex Down | Flexibility | Violation | 1 | 2025-07-08 00:15 | 167.1765 | - | 7 | 0 | 0.25
CCCT | System | Constraint | Flex Down | Flexibility | Violation | 1 | 2025-07-08 00:30 | 157.7363 | - | 7 | 0 | 0.25
CCCT | System | Constraint | Flex Down | Flexibility | Violation | 1 | 2025-07-08 00:45 | 138.296 | - | 7 | 0 | 0.25
CCCT | System | Constraint | Flex Down | Flexibility | Violation | 1 | 2025-07-08 04:00 | 64.5579 | - | 7 | 4 | 0.25
CCCT | System | Constraint | Flex Down | Flexibility | Violation | 1 | 2025-07-13 01:45 | 8.5869 | - | 7 | 1 | 0.25
CCCT | System | Constraint | Flex Down | Flexibility | Violation | 1 | 2025-07-14 | 79.7893 | - | 7 | 0 | 0.25
CCCT | System | Constraint | Flex Down | Flexibility | Violation | 1 | 2025-07-14 00:15 | 100.9802 | - | 7 | 0 | 0.25
CCCT | System | Constraint | Flex Down | Flexibility | Violation | 1 | 2025-07-14 00:30 | 108.1711 | - | 7 | 0 | 0.25
CCCT | System | Constraint | Flex Down | Flexibility | Violation | 1 | 2025-07-14 00:45 | 113.362 | - | 7 | 0 | 0.25
CCCT | System | Constraint | Flex Down | Flexibility | Violation | 1 | 2025-07-16 14:00 | 26.1007 | - | 7 | 14 | 0.25
CCCT | System | Constraint | Flex Down | Flexibility | Violation | 1 | 2025-07-16 14:15 | 11.4403 | - | 7 | 14 | 0.25
CCCT | System | Constraint | Flex Down | Flexibility | Violation | 1 | 2025-07-16 14:30 | 17.7799 | - | 7 | 14 | 0.25
CCCT | System | Constraint | Flex Down | Flexibility | Violation | 1 | 2025-07-16 14:45 | 16.1196 | - | 7 | 14 | 0.25
CCCT | System | Constraint | Flex Down | Flexibility | Violation | 1 | 2025-07-19 00:30 | 19.7106 | - | 7 | 0 | 0.25
CCCT | System | Constraint | Flex Down | Flexibility | Violation | 1 | 2025-07-19 00:45 | 70.3177 | - | 7 | 0 | 0.25
CCCT | System | Constraint | Flex Down | Flexibility | Violation | 1 | 2025-08-14 00:30 | 19.2256 | - | 8 | 0 | 0.25
CCCT | System | Constraint | Flex Down | Flexibility | Violation | 1 | 2025-08-14 00:45 | 39.0851 | - | 8 | 0 | 0.25
CCCT | System | Constraint | Flex Down | Flexibility | Violation | 1 | 2025-08-21 | 45.4277 | - | 8 | 0 | 0.25
CCCT | System | Constraint | Flex Down | Flexibility | Violation | 1 | 2025-08-21 00:15 | 69.8478 | - | 8 | 0 | 0.25
CCCT | System | Constraint | Flex Down | Flexibility | Violation | 1 | 2025-08-21 00:30 | 91.2679 | - | 8 | 0 | 0.25
CCCT | System | Constraint | Flex Down | Flexibility | Violation | 1 | 2025-08-21 00:45 | 123.688 | - | 8 | 0 | 0.25
CCCT | System | Constraint | Flex Down | Flexibility | Violation | 1 | 2025-08-21 12:00 | 0.92928 | - | 8 | 12 | 0.25
CCCT | System | Constraint | Flex Down | Flexibility | Violation | 1 | 2025-09-06 12:00 | 7.1804 | - | 9 | 12 | 0.25
CCCT | System | Constraint | Flex Down | Flexibility | Violation | 1 | 2025-09-14 00:45 | 20.4381 | - | 9 | 0 | 0.25
CCCT | System | Constraint | Flex Down | Flexibility | Violation | 1 | 2025-09-14 01:00 | 13.7059 | - | 9 | 1 | 0.25
CCCT | System | Constraint | Flex Down | Flexibility | Violation | 1 | 2025-09-14 01:15 | 0.81231 | - | 9 | 1 | 0.25
CCCT | System | Constraint | Flex Down | Flexibility | Violation | 1 | 2025-09-29 09:45 | 28.0218 | - | 9 | 9 | 0.25
CCCT | System | Constraint | Flex Down | Flexibility | Violation | 1 | 2025-09-29 10:00 | 47.4197 | - | 9 | 10 | 0.25
CCCT | System | Constraint | Flex Down | Flexibility | Violation | 1 | 2025-09-29 10:15 | 56.5028 | - | 9 | 10 | 0.25
CCCT | System | Constraint | Flex Down | Flexibility | Violation | 1 | 2025-09-29 10:30 | 61.5859 | - | 9 | 10 | 0.25
CCCT | System | Constraint | Flex Down | Flexibility | Violation | 1 | 2025-09-29 10:45 | 51.669 | - | 9 | 10 | 0.25
CCCT | System | Constraint | Flex Down | Flexibility | Violation | 1 | 2025-09-29 12:30 | 4.1875 | - | 9 | 12 | 0.25
CCCT | System | Constraint | Flex Down | Flexibility | Violation | 1 | 2025-09-29 12:45 | 10.6107 | - | 9 | 12 | 0.25
CCCT | System | Constraint | Flex Down | Flexibility | Violation | 1 | 2025-09-30 01:00 | 28.8789 | - | 9 | 1 | 0.25
CCCT | System | Constraint | Flex Down | Flexibility | Violation | 1 | 2025-09-30 01:15 | 9.0737 | - | 9 | 1 | 0.25
CCCT | System | Constraint | Flex Down | Flexibility | Violation | 1 | 2025-09-30 02:00 | 5.2967 | - | 9 | 2 | 0.25
CCCT | System | Constraint | Flex Down | Flexibility | Violation | 1 | 2025-09-30 09:45 | 15.6544 | - | 9 | 9 | 0.25
CCCT | System | Constraint | Flex Down | Flexibility | Violation | 1 | 2025-09-30 10:00 | 29.2667 | - | 9 | 10 | 0.25
CCCT | System | Constraint | Flex Down | Flexibility | Violation | 1 | 2025-09-30 10:15 | 57.6841 | - | 9 | 10 | 0.25
CCCT | System | Constraint | Flex Down | Flexibility | Violation | 1 | 2025-09-30 10:30 | 71.1016 | - | 9 | 10 | 0.25
CCCT | System | Constraint | Flex Down | Flexibility | Violation | 1 | 2025-09-30 10:45 | 87.519 | - | 9 | 10 | 0.25
CCCT | System | Constraint | Flex Down | Flexibility | Violation | 1 | 2025-09-30 11:00 | 32.4877 | - | 9 | 11 | 0.25
CCCT | System | Constraint | Flex Down | Flexibility | Violation | 1 | 2025-09-30 11:15 | 50.3265 | - | 9 | 11 | 0.25
CCCT | System | Constraint | Flex Down | Flexibility | Violation | 1 | 2025-09-30 11:30 | 68.1652 | - | 9 | 11 | 0.25
CCCT | System | Constraint | Flex Down | Flexibility | Violation | 1 | 2025-09-30 11:45 | 87.0039 | - | 9 | 11 | 0.25
CCCT | System | Constraint | Flex Down | Flexibility | Violation | 1 | 2025-09-30 12:00 | 3.9732 | - | 9 | 12 | 0.25
CCCT | System | Constraint | Flex Down | Flexibility | Violation | 1 | 2025-09-30 12:15 | 6.2194 | - | 9 | 12 | 0.25
CCCT | System | Constraint | Flex Down | Flexibility | Violation | 1 | 2025-09-30 12:30 | 21.4656 | - | 9 | 12 | 0.25
CCCT | System | Constraint | Flex Down | Flexibility | Violation | 1 | 2025-09-30 12:45 | 30.7117 | - | 9 | 12 | 0.25
CCCT | System | Constraint | Flex Down | Flexibility | Violation | 1 | 2025-09-30 13:00 | 4.4236 | - | 9 | 13 | 0.25
CCCT | System | Constraint | Flex Down | Flexibility | Violation | 1 | 2025-09-30 13:15 | 19.5273 | - | 9 | 13 | 0.25
CCCT | System | Constraint | Flex Down | Flexibility | Violation | 1 | 2025-09-30 13:30 | 27.631 | - | 9 | 13 | 0.25
CCCT | System | Constraint | Flex Down | Flexibility | Violation | 1 | 2025-09-30 13:45 | 34.7348 | - | 9 | 13 | 0.25
CCCT | System | Constraint | Flex Down | Flexibility | Violation | 1 | 2025-10-02 10:00 | 15.343 | - | 10 | 10 | 0.25
CCCT | System | Constraint | Flex Down | Flexibility | Violation | 1 | 2025-10-02 10:15 | 12.4771 | - | 10 | 10 | 0.25
CCCT | System | Constraint | Flex Down | Flexibility | Violation | 1 | 2025-10-02 10:30 | 14.6113 | - | 10 | 10 | 0.25
CCCT | System | Constraint | Flex Down | Flexibility | Violation | 1 | 2025-10-02 10:45 | 13.7454 | - | 10 | 10 | 0.25
CCCT | System | Constraint | Flex Down | Flexibility | Violation | 1 | 2025-10-03 09:30 | 28.7678 | - | 10 | 9 | 0.25
CCCT | System | Constraint | Flex Down | Flexibility | Violation | 1 | 2025-10-03 09:45 | 50.213 | - | 10 | 9 | 0.25
CCCT | System | Constraint | Flex Down | Flexibility | Violation | 1 | 2025-10-04 11:00 | 4.862 | - | 10 | 11 | 0.25
CCCT | System | Constraint | Flex Down | Flexibility | Violation | 1 | 2025-10-04 11:15 | 24.4848 | - | 10 | 11 | 0.25
CCCT | System | Constraint | Flex Down | Flexibility | Violation | 1 | 2025-10-04 11:30 | 43.9122 | - | 10 | 11 | 0.25
CCCT | System | Constraint | Flex Down | Flexibility | Violation | 1 | 2025-10-04 11:45 | 43.9122 | - | 10 | 11 | 0.25
CCCT | System | Constraint | Flex Down | Flexibility | Violation | 1 | 2025-10-05 01:00 | 14.3564 | - | 10 | 1 | 0.25
CCCT | System | Constraint | Flex Down | Flexibility | Violation | 1 | 2025-10-05 01:15 | 5.1991 | - | 10 | 1 | 0.25
CCCT | System | Constraint | Flex Down | Flexibility | Violation | 1 | 2025-10-07 01:45 | 3.5374 | - | 10 | 1 | 0.25
CCCT | System | Constraint | Flex Down | Flexibility | Violation | 1 | 2025-10-12 | 1.7137 | - | 10 | 0 | 0.25
CCCT | System | Constraint | Flex Down | Flexibility | Violation | 1 | 2025-10-13 | 4.4376 | - | 10 | 0 | 0.25
CCCT | System | Constraint | Flex Down | Flexibility | Violation | 1 | 2025-10-13 00:15 | 4.4376 | - | 10 | 0 | 0.25
CCCT | System | Constraint | Flex Down | Flexibility | Violation | 1 | 2025-10-13 00:30 | 4.4376 | - | 10 | 0 | 0.25
CCCT | System | Constraint | Flex Down | Flexibility | Violation | 1 | 2025-10-13 00:45 | 4.4376 | - | 10 | 0 | 0.25
CCCT | System | Constraint | Flex Down | Flexibility | Violation | 1 | 2025-10-14 | 92.7378 | - | 10 | 0 | 0.25
CCCT | System | Constraint | Flex Down | Flexibility | Violation | 1 | 2025-10-16 | 4.4291 | - | 10 | 0 | 0.25
CCCT | System | Constraint | Flex Down | Flexibility | Violation | 1 | 2025-10-16 00:15 | 8.8582 | - | 10 | 0 | 0.25
CCCT | System | Constraint | Flex Down | Flexibility | Violation | 1 | 2025-10-16 00:45 | 4.4291 | - | 10 | 0 | 0.25
CCCT | System | Constraint | Flex Down | Flexibility | Violation | 1 | 2025-10-19 11:45 | 23.191 | - | 10 | 11 | 0.25
CCCT | System | Constraint | Flex Down | Flexibility | Violation | 1 | 2025-10-19 12:45 | 13.1367 | - | 10 | 12 | 0.25
CCCT | System | Constraint | Flex Down | Flexibility | Violation | 1 | 2025-10-22 00:45 | 57.601 | - | 10 | 0 | 0.25
CCCT | System | Constraint | Flex Down | Flexibility | Violation | 1 | 2025-10-22 03:45 | 119.4381 | - | 10 | 3 | 0.25
CCCT | System | Constraint | Flex Down | Flexibility | Violation | 1 | 2025-10-22 04:15 | 72.4415 | - | 10 | 4 | 0.25
CCCT | System | Constraint | Flex Down | Flexibility | Violation | 1 | 2025-10-24 | 54.0613 | - | 10 | 0 | 0.25
CCCT | System | Constraint | Flex Down | Flexibility | Violation | 1 | 2025-10-24 00:15 | 67.7988 | - | 10 | 0 | 0.25
CCCT | System | Constraint | Flex Down | Flexibility | Violation | 1 | 2025-10-24 00:30 | 5.8502 | - | 10 | 0 | 0.25
CCCT | System | Constraint | Flex Down | Flexibility | Violation | 1 | 2025-10-24 00:45 | 88.2737 | - | 10 | 0 | 0.25
CCCT | System | Constraint | Flex Down | Flexibility | Violation | 1 | 2025-10-24 01:00 | 216.9823 | - | 10 | 1 | 0.25
CCCT | System | Constraint | Flex Down | Flexibility | Violation | 1 | 2025-10-24 01:15 | 150.1271 | - | 10 | 1 | 0.25
CCCT | System | Constraint | Flex Down | Flexibility | Violation | 1 | 2025-10-24 01:30 | 93.2719 | - | 10 | 1 | 0.25
CCCT | System | Constraint | Flex Down | Flexibility | Violation | 1 | 2025-10-24 01:45 | 30.4167 | - | 10 | 1 | 0.25
CCCT | System | Constraint | Flex Down | Flexibility | Violation | 1 | 2025-10-26 22:30 | 2.205 | - | 10 | 22 | 0.25
CCCT | System | Constraint | Flex Down | Flexibility | Violation | 1 | 2025-10-26 22:45 | 75.7129 | - | 10 | 22 | 0.25
CCCT | System | Constraint | Flex Down | Flexibility | Violation | 1 | 2025-10-26 23:00 | 2.9303 | - | 10 | 23 | 0.25
CCCT | System | Constraint | Flex Down | Flexibility | Violation | 1 | 2025-10-27 08:15 | 20.4919 | - | 10 | 8 | 0.25
CCCT | System | Constraint | Flex Down | Flexibility | Violation | 1 | 2025-10-27 08:30 | 66.6352 | - | 10 | 8 | 0.25
CCCT | System | Constraint | Flex Down | Flexibility | Violation | 1 | 2025-10-27 08:45 | 127.7784 | - | 10 | 8 | 0.25
CCCT | System | Constraint | Flex Down | Flexibility | Violation | 1 | 2025-10-27 10:00 | 55.6123 | - | 10 | 10 | 0.25
CCCT | System | Constraint | Flex Down | Flexibility | Violation | 1 | 2025-10-27 10:15 | 47.3255 | - | 10 | 10 | 0.25
CCCT | System | Constraint | Flex Down | Flexibility | Violation | 1 | 2025-10-27 10:30 | 37.0386 | - | 10 | 10 | 0.25
CCCT | System | Constraint | Flex Down | Flexibility | Violation | 1 | 2025-10-27 10:45 | 17.7517 | - | 10 | 10 | 0.25
CCCT | System | Constraint | Flex Down | Flexibility | Violation | 1 | 2025-10-27 11:45 | 2.6631 | - | 10 | 11 | 0.25
CCCT | System | Constraint | Flex Down | Flexibility | Violation | 1 | 2025-10-27 12:45 | 5.4417 | - | 10 | 12 | 0.25
CCCT | System | Constraint | Flex Down | Flexibility | Violation | 1 | 2025-10-27 13:00 | 41.1461 | - | 10 | 13 | 0.25
CCCT | System | Constraint | Flex Down | Flexibility | Violation | 1 | 2025-10-27 13:15 | 19.4804 | - | 10 | 13 | 0.25
CCCT | System | Constraint | Flex Down | Flexibility | Violation | 1 | 2025-10-28 | 3.5181 | - | 10 | 0 | 0.25
CCCT | System | Constraint | Flex Down | Flexibility | Violation | 1 | 2025-10-28 00:15 | 6.9367 | - | 10 | 0 | 0.25
CCCT | System | Constraint | Flex Down | Flexibility | Violation | 1 | 2025-10-28 00:30 | 3.6177 | - | 10 | 0 | 0.25
CCCT | System | Constraint | Flex Down | Flexibility | Violation | 1 | 2025-10-28 09:30 | 29.4855 | - | 10 | 9 | 0.25
CCCT | System | Constraint | Flex Down | Flexibility | Violation | 1 | 2025-10-28 09:45 | 75.8402 | - | 10 | 9 | 0.25
CCCT | System | Constraint | Flex Down | Flexibility | Violation | 1 | 2025-10-28 10:00 | 65.8751 | - | 10 | 10 | 0.25
CCCT | System | Constraint | Flex Down | Flexibility | Violation | 1 | 2025-10-28 10:15 | 85.8351 | - | 10 | 10 | 0.25
CCCT | System | Constraint | Flex Down | Flexibility | Violation | 1 | 2025-10-28 10:30 | 109.7951 | - | 10 | 10 | 0.25
CCCT | System | Constraint | Flex Down | Flexibility | Violation | 1 | 2025-10-28 10:45 | 113.7552 | - | 10 | 10 | 0.25
CCCT | System | Constraint | Flex Down | Flexibility | Violation | 1 | 2025-10-28 11:00 | 9.2252 | - | 10 | 11 | 0.25
CCCT | System | Constraint | Flex Down | Flexibility | Violation | 1 | 2025-10-28 11:15 | 40.5569 | - | 10 | 11 | 0.25
CCCT | System | Constraint | Flex Down | Flexibility | Violation | 1 | 2025-10-28 11:30 | 67.8886 | - | 10 | 11 | 0.25
CCCT | System | Constraint | Flex Down | Flexibility | Violation | 1 | 2025-10-28 11:45 | 105.2204 | - | 10 | 11 | 0.25
CCCT | System | Constraint | Flex Down | Flexibility | Violation | 1 | 2025-10-28 13:00 | 86.1681 | - | 10 | 13 | 0.25
CCCT | System | Constraint | Flex Down | Flexibility | Violation | 1 | 2025-10-28 13:15 | 78.3948 | - | 10 | 13 | 0.25
CCCT | System | Constraint | Flex Down | Flexibility | Violation | 1 | 2025-10-28 13:30 | 91.6214 | - | 10 | 13 | 0.25
CCCT | System | Constraint | Flex Down | Flexibility | Violation | 1 | 2025-10-28 13:45 | 98.848 | - | 10 | 13 | 0.25
CCCT | System | Constraint | Flex Down | Flexibility | Violation | 1 | 2025-10-29 09:45 | 72.0405 | - | 10 | 9 | 0.25
CCCT | System | Constraint | Flex Down | Flexibility | Violation | 1 | 2025-10-29 10:15 | 11.176 | - | 10 | 10 | 0.25
CCCT | System | Constraint | Flex Down | Flexibility | Violation | 1 | 2025-10-29 10:30 | 40.2263 | - | 10 | 10 | 0.25
CCCT | System | Constraint | Flex Down | Flexibility | Violation | 1 | 2025-10-29 10:45 | 73.2766 | - | 10 | 10 | 0.25
CCCT | System | Constraint | Flex Down | Flexibility | Violation | 1 | 2025-10-29 11:45 | 0.016564 | - | 10 | 11 | 0.25
CCCT | System | Constraint | Flex Down | Flexibility | Violation | 1 | 2025-10-29 12:00 | 49.983 | - | 10 | 12 | 0.25
CCCT | System | Constraint | Flex Down | Flexibility | Violation | 1 | 2025-10-29 12:15 | 40.3106 | - | 10 | 12 | 0.25
CCCT | System | Constraint | Flex Down | Flexibility | Violation | 1 | 2025-10-29 12:30 | 29.6383 | - | 10 | 12 | 0.25
CCCT | System | Constraint | Flex Down | Flexibility | Violation | 1 | 2025-10-29 12:45 | 29.9659 | - | 10 | 12 | 0.25
CCCT | System | Constraint | Flex Down | Flexibility | Violation | 1 | 2025-10-30 10:45 | 33.6534 | - | 10 | 10 | 0.25
CCCT | System | Constraint | Flex Down | Flexibility | Violation | 1 | 2025-10-30 12:15 | 14.6578 | - | 10 | 12 | 0.25
CCCT | System | Constraint | Flex Down | Flexibility | Violation | 1 | 2025-10-30 12:30 | 48.886 | - | 10 | 12 | 0.25
CCCT | System | Constraint | Flex Down | Flexibility | Violation | 1 | 2025-10-30 12:45 | 81.1141 | - | 10 | 12 | 0.25
CCCT | System | Constraint | Flex Down | Flexibility | Violation | 1 | 2025-10-30 13:30 | 3.9794 | - | 10 | 13 | 0.25
CCCT | System | Constraint | Flex Down | Flexibility | Violation | 1 | 2025-10-30 13:45 | 38.7011 | - | 10 | 13 | 0.25
CCCT | System | Constraint | Flex Down | Flexibility | Violation | 1 | 2025-10-31 11:15 | 32.6229 | - | 10 | 11 | 0.25
CCCT | System | Constraint | Flex Down | Flexibility | Violation | 1 | 2025-10-31 11:30 | 83.2866 | - | 10 | 11 | 0.25
CCCT | System | Constraint | Flex Down | Flexibility | Violation | 1 | 2025-10-31 11:45 | 158.9504 | - | 10 | 11 | 0.25
CCCT | System | Constraint | Flex Down | Flexibility | Violation | 1 | 2025-11-04 01:00 | 142.6583 | - | 11 | 1 | 0.25
CCCT | System | Constraint | Flex Down | Flexibility | Violation | 1 | 2025-11-04 01:15 | 64.477 | - | 11 | 1 | 0.25
CCCT | System | Constraint | Flex Down | Flexibility | Violation | 1 | 2025-11-04 03:00 | 9.8768 | - | 11 | 3 | 0.25
CCCT | System | Constraint | Flex Down | Flexibility | Violation | 1 | 2025-11-04 04:00 | 103.8262 | - | 11 | 4 | 0.25
CCCT | System | Constraint | Flex Down | Flexibility | Violation | 1 | 2025-11-04 04:15 | 5.4681 | - | 11 | 4 | 0.25
CCCT | System | Constraint | Flex Down | Flexibility | Violation | 1 | 2025-11-04 05:00 | 149.4315 | - | 11 | 5 | 0.25
CCCT | System | Constraint | Flex Down | Flexibility | Violation | 1 | 2025-11-05 03:00 | 0.41074 | - | 11 | 3 | 0.25
CCCT | System | Constraint | Flex Down | Flexibility | Violation | 1 | 2025-11-05 04:00 | 90.5817 | - | 11 | 4 | 0.25
CCCT | System | Constraint | Flex Down | Flexibility | Violation | 1 | 2025-11-05 04:15 | 2.6578 | - | 11 | 4 | 0.25
CCCT | System | Constraint | Flex Down | Flexibility | Violation | 1 | 2025-11-05 05:00 | 183.669 | - | 11 | 5 | 0.25
CCCT | System | Constraint | Flex Down | Flexibility | Violation | 1 | 2025-11-05 05:15 | 53.5348 | - | 11 | 5 | 0.25
CCCT | System | Constraint | Flex Down | Flexibility | Violation | 1 | 2025-11-07 02:00 | 6.699 | - | 11 | 2 | 0.25
CCCT | System | Constraint | Flex Down | Flexibility | Violation | 1 | 2025-11-07 03:00 | 55.9302 | - | 11 | 3 | 0.25
CCCT | System | Constraint | Flex Down | Flexibility | Violation | 1 | 2025-11-07 03:15 | 21.0555 | - | 11 | 3 | 0.25
CCCT | System | Constraint | Flex Down | Flexibility | Violation | 1 | 2025-11-07 11:45 | 15.1378 | - | 11 | 11 | 0.25
CCCT | System | Constraint | Flex Down | Flexibility | Violation | 1 | 2025-11-07 12:45 | 6.0035 | - | 11 | 12 | 0.25
CCCT | System | Constraint | Flex Down | Flexibility | Violation | 1 | 2025-11-08 00:15 | 10.1626 | - | 11 | 0 | 0.25
CCCT | System | Constraint | Flex Down | Flexibility | Violation | 1 | 2025-11-08 00:30 | 57.6114 | - | 11 | 0 | 0.25
CCCT | System | Constraint | Flex Down | Flexibility | Violation | 1 | 2025-11-08 00:45 | 116.0602 | - | 11 | 0 | 0.25
CCCT | System | Constraint | Flex Down | Flexibility | Violation | 1 | 2025-11-08 03:00 | 0.63344 | - | 11 | 3 | 0.25
CCCT | System | Constraint | Flex Down | Flexibility | Violation | 1 | 2025-11-08 04:00 | 49.5752 | - | 11 | 4 | 0.25
CCCT | System | Constraint | Flex Down | Flexibility | Violation | 1 | 2025-11-08 04:15 | 15.2149 | - | 11 | 4 | 0.25
CCCT | System | Constraint | Flex Down | Flexibility | Violation | 1 | 2025-11-10 14:00 | 1.502 | - | 11 | 14 | 0.25
CCCT | System | Constraint | Flex Down | Flexibility | Violation | 1 | 2025-11-10 14:15 | 7.8152 | - | 11 | 14 | 0.25
CCCT | System | Constraint | Flex Down | Flexibility | Violation | 1 | 2025-11-10 14:30 | 1.1283 | - | 11 | 14 | 0.25
CCCT | System | Constraint | Flex Down | Flexibility | Violation | 1 | 2025-11-20 03:00 | 86.5352 | - | 11 | 3 | 0.25
CCCT | System | Constraint | Flex Down | Flexibility | Violation | 1 | 2025-11-20 03:15 | 39.6479 | - | 11 | 3 | 0.25
CCCT | System | Constraint | Flex Down | Flexibility | Violation | 1 | 2025-11-20 03:30 | 11.7606 | - | 11 | 3 | 0.25
CCCT | System | Constraint | Flex Down | Flexibility | Violation | 1 | 2025-11-20 05:00 | 271.9719 | - | 11 | 5 | 0.25
CCCT | System | Constraint | Flex Down | Flexibility | Violation | 1 | 2025-11-20 05:15 | 53.1399 | - | 11 | 5 | 0.25
CCCT | System | Constraint | Flex Down | Flexibility | Violation | 1 | 2025-12-04 05:00 | 84.522 | - | 12 | 5 | 0.25
CCCT | System | Constraint | Flex Down | Flexibility | Violation | 1 | 2025-12-11 02:00 | 158.2244 | - | 12 | 2 | 0.25
CCCT | System | Constraint | Flex Down | Flexibility | Violation | 1 | 2025-12-11 02:15 | 97.0402 | - | 12 | 2 | 0.25
CCCT | System | Constraint | Flex Down | Flexibility | Violation | 1 | 2025-12-11 02:30 | 36.8559 | - | 12 | 2 | 0.25
CCCT | System | Constraint | Flex Down | Flexibility | Violation | 1 | 2025-12-12 14:00 | 7.3308 | - | 12 | 14 | 0.25
CCCT | System | Constraint | Flex Down | Flexibility | Violation | 1 | 2025-12-15 01:30 | 0.28967 | - | 12 | 1 | 0.25
CCCT | System | Constraint | Flex Down | Flexibility | Violation | 1 | 2025-12-15 01:45 | 4.057 | - | 12 | 1 | 0.25
CCCT | System | Constraint | Flex Down | Flexibility | Violation | 1 | 2025-12-15 03:00 | 49.2431 | - | 12 | 3 | 0.25
CCCT | System | Constraint | Flex Down | Flexibility | Violation | 1 | 2025-12-15 03:15 | 24.3059 | - | 12 | 3 | 0.25
CCCT | System | Constraint | Flex Down | Flexibility | Violation | 1 | 2025-12-15 03:30 | 2.3687 | - | 12 | 3 | 0.25
CCCT | System | Constraint | Flex Down | Flexibility | Violation | 1 | 2025-12-15 04:00 | 158.8267 | - | 12 | 4 | 0.25
CCCT | System | Constraint | Flex Down | Flexibility | Violation | 1 | 2025-12-15 04:15 | 76.7046 | - | 12 | 4 | 0.25
CCCT | System | Constraint | Flex Down | Flexibility | Violation | 1 | 2025-12-15 04:30 | 12.5824 | - | 12 | 4 | 0.25
CCCT | System | Constraint | Flex Down | Flexibility | Violation | 1 | 2025-12-15 05:00 | 210.514 | - | 12 | 5 | 0.25
CCCT | System | Constraint | Flex Down | Flexibility | Violation | 1 | 2025-12-15 05:15 | 3.5897 | - | 12 | 5 | 0.25
CCCT | System | Constraint | Flex Down | Flexibility | Violation | 1 | 2025-12-16 00:45 | 49.8749 | - | 12 | 0 | 0.25
CCCT | System | Constraint | Flex Down | Flexibility | Violation | 1 | 2025-12-16 01:00 | 175.8327 | - | 12 | 1 | 0.25
CCCT | System | Constraint | Flex Down | Flexibility | Violation | 1 | 2025-12-16 01:15 | 101.648 | - | 12 | 1 | 0.25
CCCT | System | Constraint | Flex Down | Flexibility | Violation | 1 | 2025-12-16 01:30 | 43.4634 | - | 12 | 1 | 0.25
CCCT | System | Constraint | Flex Down | Flexibility | Violation | 1 | 2025-12-16 04:00 | 39.2766 | - | 12 | 4 | 0.25
CCCT | System | Constraint | Flex Down | Flexibility | Violation | 1 | 2025-12-16 05:00 | 196.9016 | - | 12 | 5 | 0.25
CCCT | System | Constraint | Flex Down | Flexibility | Violation | 1 | 2025-12-16 05:15 | 23.2787 | - | 12 | 5 | 0.25
CCCT | System | Constraint | Flex Down | Flexibility | Violation | 1 | 2025-12-18 04:00 | 84.2378 | - | 12 | 4 | 0.25
CCCT | System | Constraint | Flex Down | Flexibility | Violation | 1 | 2025-12-18 04:15 | 11.1653 | - | 12 | 4 | 0.25
CCCT | System | Constraint | Flex Down | Flexibility | Violation | 1 | 2025-12-18 21:45 | 102.7916 | - | 12 | 21 | 0.25
CCCT | System | Constraint | Flex Down | Flexibility | Violation | 1 | 2025-12-19 01:45 | 11.7689 | - | 12 | 1 | 0.25
CCCT | System | Constraint | Flex Down | Flexibility | Violation | 1 | 2025-12-19 03:00 | 15.2087 | - | 12 | 3 | 0.25
CCCT | System | Constraint | Flex Down | Flexibility | Violation | 1 | 2025-12-19 04:00 | 75.6297 | - | 12 | 4 | 0.25
CCCT | System | Constraint | Flex Down | Flexibility | Violation | 1 | 2025-12-19 04:15 | 40.1304 | - | 12 | 4 | 0.25
CCCT | System | Constraint | Flex Down | Flexibility | Violation | 1 | 2025-12-19 06:00 | 154.5577 | - | 12 | 6 | 0.25
CCCT | System | Constraint | Flex Down | Flexibility | Violation | 1 | 2025-12-19 06:15 | 36.7166 | - | 12 | 6 | 0.25
CCCT | System | Constraint | Flex Down | Flexibility | Violation | 1 | 2025-12-21 15:00 | 145.9723 | - | 12 | 15 | 0.25
CCCT | System | Constraint | Flex Down | Flexibility | Violation | 1 | 2025-12-22 04:00 | 184.7338 | - | 12 | 4 | 0.25
CCCT | System | Constraint | Flex Down | Flexibility | Violation | 1 | 2025-12-22 04:15 | 76.5118 | - | 12 | 4 | 0.25
CCCT | System | Constraint | Flex Down | Flexibility | Violation | 1 | 2025-12-27 08:00 | 207.4868 | - | 12 | 8 | 0.25
CCCT | System | Constraint | Flex Up | Flexibility | Violation | 1 | 2025-01-01 07:45 | 9.718 | - | 1 | 7 | 0.25
CCCT | System | Constraint | Flex Up | Flexibility | Violation | 1 | 2025-01-01 08:00 | 1.5954 | - | 1 | 8 | 0.25
CCCT | System | Constraint | Flex Up | Flexibility | Violation | 1 | 2025-01-01 12:30 | 17.0239 | - | 1 | 12 | 0.25
CCCT | System | Constraint | Flex Up | Flexibility | Violation | 1 | 2025-01-01 13:30 | 34.126 | - | 1 | 13 | 0.25
CCCT | System | Constraint | Flex Up | Flexibility | Violation | 1 | 2025-01-01 19:00 | 11.4993 | - | 1 | 19 | 0.25
CCCT | System | Constraint | Flex Up | Flexibility | Violation | 1 | 2025-01-01 21:00 | 135.6703 | - | 1 | 21 | 0.25
CCCT | System | Constraint | Flex Up | Flexibility | Violation | 1 | 2025-01-02 19:00 | 85.5432 | - | 1 | 19 | 0.25
CCCT | System | Constraint | Flex Up | Flexibility | Violation | 1 | 2025-01-03 06:45 | 35.6705 | - | 1 | 6 | 0.25
CCCT | System | Constraint | Flex Up | Flexibility | Violation | 1 | 2025-01-03 17:00 | 0.88043 | - | 1 | 17 | 0.25
CCCT | System | Constraint | Flex Up | Flexibility | Violation | 1 | 2025-01-03 22:00 | 9.7086 | - | 1 | 22 | 0.25
CCCT | System | Constraint | Flex Up | Flexibility | Violation | 1 | 2025-01-04 09:30 | 7.5998 | - | 1 | 9 | 0.25
CCCT | System | Constraint | Flex Up | Flexibility | Violation | 1 | 2025-01-04 09:45 | 26.191 | - | 1 | 9 | 0.25
CCCT | System | Constraint | Flex Up | Flexibility | Violation | 1 | 2025-01-05 07:45 | 20.5234 | - | 1 | 7 | 0.25
CCCT | System | Constraint | Flex Up | Flexibility | Violation | 1 | 2025-01-05 19:00 | 60.1057 | - | 1 | 19 | 0.25
CCCT | System | Constraint | Flex Up | Flexibility | Violation | 1 | 2025-01-06 16:45 | 24.3246 | - | 1 | 16 | 0.25
CCCT | System | Constraint | Flex Up | Flexibility | Violation | 1 | 2025-01-07 05:45 | 37.8645 | - | 1 | 5 | 0.25
CCCT | System | Constraint | Flex Up | Flexibility | Violation | 1 | 2025-01-07 07:15 | 38.2266 | - | 1 | 7 | 0.25
CCCT | System | Constraint | Flex Up | Flexibility | Violation | 1 | 2025-01-07 07:30 | 2.9469 | - | 1 | 7 | 0.25
CCCT | System | Constraint | Flex Up | Flexibility | Violation | 1 | 2025-01-07 18:00 | 19.7994 | - | 1 | 18 | 0.25
CCCT | System | Constraint | Flex Up | Flexibility | Violation | 1 | 2025-01-08 06:45 | 31.5329 | - | 1 | 6 | 0.25
CCCT | System | Constraint | Flex Up | Flexibility | Violation | 1 | 2025-01-08 07:45 | 6.792 | - | 1 | 7 | 0.25
CCCT | System | Constraint | Flex Up | Flexibility | Violation | 1 | 2025-01-08 20:00 | 16.0378 | - | 1 | 20 | 0.25
CCCT | System | Constraint | Flex Up | Flexibility | Violation | 1 | 2025-01-09 20:00 | 53.9004 | - | 1 | 20 | 0.25
CCCT | System | Constraint | Flex Up | Flexibility | Violation | 1 | 2025-01-10 06:45 | 23.1363 | - | 1 | 6 | 0.25
CCCT | System | Constraint | Flex Up | Flexibility | Violation | 1 | 2025-01-10 18:00 | 14.2795 | - | 1 | 18 | 0.25
CCCT | System | Constraint | Flex Up | Flexibility | Violation | 1 | 2025-01-10 22:00 | 13.4685 | - | 1 | 22 | 0.25
CCCT | System | Constraint | Flex Up | Flexibility | Violation | 1 | 2025-01-11 07:30 | 25.4502 | - | 1 | 7 | 0.25
CCCT | System | Constraint | Flex Up | Flexibility | Violation | 1 | 2025-01-11 07:45 | 101.541 | - | 1 | 7 | 0.25
CCCT | System | Constraint | Flex Up | Flexibility | Violation | 1 | 2025-01-11 20:00 | 64.962 | - | 1 | 20 | 0.25
CCCT | System | Constraint | Flex Up | Flexibility | Violation | 1 | 2025-01-11 22:00 | 23.7553 | - | 1 | 22 | 0.25
CCCT | System | Constraint | Flex Up | Flexibility | Violation | 1 | 2025-01-12 06:45 | 12.4127 | - | 1 | 6 | 0.25
CCCT | System | Constraint | Flex Up | Flexibility | Violation | 1 | 2025-01-12 07:45 | 33.181 | - | 1 | 7 | 0.25
CCCT | System | Constraint | Flex Up | Flexibility | Violation | 1 | 2025-01-12 14:00 | 10.37 | - | 1 | 14 | 0.25
CCCT | System | Constraint | Flex Up | Flexibility | Violation | 1 | 2025-01-12 21:00 | 70.1005 | - | 1 | 21 | 0.25
CCCT | System | Constraint | Flex Up | Flexibility | Violation | 1 | 2025-01-13 07:30 | 0.90636 | - | 1 | 7 | 0.25
CCCT | System | Constraint | Flex Up | Flexibility | Violation | 1 | 2025-01-13 07:45 | 14.7477 | - | 1 | 7 | 0.25
CCCT | System | Constraint | Flex Up | Flexibility | Violation | 1 | 2025-01-13 09:00 | 81.6522 | - | 1 | 9 | 0.25
CCCT | System | Constraint | Flex Up | Flexibility | Violation | 1 | 2025-01-13 09:15 | 25.3634 | - | 1 | 9 | 0.25
CCCT | System | Constraint | Flex Up | Flexibility | Violation | 1 | 2025-01-13 17:45 | 4.6228 | - | 1 | 17 | 0.25
CCCT | System | Constraint | Flex Up | Flexibility | Violation | 1 | 2025-01-13 22:00 | 107.1049 | - | 1 | 22 | 0.25
CCCT | System | Constraint | Flex Up | Flexibility | Violation | 1 | 2025-01-14 09:00 | 7.0549 | - | 1 | 9 | 0.25
CCCT | System | Constraint | Flex Up | Flexibility | Violation | 1 | 2025-01-14 15:45 | 14.9092 | - | 1 | 15 | 0.25
CCCT | System | Constraint | Flex Up | Flexibility | Violation | 1 | 2025-01-14 17:45 | 3.2535 | - | 1 | 17 | 0.25
CCCT | System | Constraint | Flex Up | Flexibility | Violation | 1 | 2025-01-14 18:00 | 7.964 | - | 1 | 18 | 0.25
CCCT | System | Constraint | Flex Up | Flexibility | Violation | 1 | 2025-01-14 19:00 | 43.1719 | - | 1 | 19 | 0.25
CCCT | System | Constraint | Flex Up | Flexibility | Violation | 1 | 2025-01-14 19:15 | 18.8159 | - | 1 | 19 | 0.25
CCCT | System | Constraint | Flex Up | Flexibility | Violation | 1 | 2025-01-14 21:00 | 13.8287 | - | 1 | 21 | 0.25
CCCT | System | Constraint | Flex Up | Flexibility | Violation | 1 | 2025-01-14 22:00 | 85.552 | - | 1 | 22 | 0.25
CCCT | System | Constraint | Flex Up | Flexibility | Violation | 1 | 2025-01-15 19:00 | 43.5122 | - | 1 | 19 | 0.25
CCCT | System | Constraint | Flex Up | Flexibility | Violation | 1 | 2025-01-16 08:00 | 87.1985 | - | 1 | 8 | 0.25
CCCT | System | Constraint | Flex Up | Flexibility | Violation | 1 | 2025-01-16 21:00 | 30.664 | - | 1 | 21 | 0.25
CCCT | System | Constraint | Flex Up | Flexibility | Violation | 1 | 2025-01-17 08:00 | 60.9213 | - | 1 | 8 | 0.25
CCCT | System | Constraint | Flex Up | Flexibility | Violation | 1 | 2025-01-17 19:00 | 32.9425 | - | 1 | 19 | 0.25
CCCT | System | Constraint | Flex Up | Flexibility | Violation | 1 | 2025-01-18 07:45 | 6.5105 | - | 1 | 7 | 0.25
CCCT | System | Constraint | Flex Up | Flexibility | Violation | 1 | 2025-01-18 22:00 | 14.9912 | - | 1 | 22 | 0.25
CCCT | System | Constraint | Flex Up | Flexibility | Violation | 1 | 2025-01-19 07:45 | 8.3708 | - | 1 | 7 | 0.25
CCCT | System | Constraint | Flex Up | Flexibility | Violation | 1 | 2025-01-19 09:30 | 0.71501 | - | 1 | 9 | 0.25
CCCT | System | Constraint | Flex Up | Flexibility | Violation | 1 | 2025-01-20 06:45 | 1.6069 | - | 1 | 6 | 0.25
CCCT | System | Constraint | Flex Up | Flexibility | Violation | 1 | 2025-01-20 07:45 | 10.7983 | - | 1 | 7 | 0.25
CCCT | System | Constraint | Flex Up | Flexibility | Violation | 1 | 2025-01-21 19:00 | 12.8091 | - | 1 | 19 | 0.25
CCCT | System | Constraint | Flex Up | Flexibility | Violation | 1 | 2025-01-22 01:00 | 19.7327 | - | 1 | 1 | 0.25
CCCT | System | Constraint | Flex Up | Flexibility | Violation | 1 | 2025-01-22 21:00 | 121.8886 | - | 1 | 21 | 0.25
CCCT | System | Constraint | Flex Up | Flexibility | Violation | 1 | 2025-01-23 22:00 | 56.1654 | - | 1 | 22 | 0.25
CCCT | System | Constraint | Flex Up | Flexibility | Violation | 1 | 2025-01-24 06:45 | 96.7285 | - | 1 | 6 | 0.25
CCCT | System | Constraint | Flex Up | Flexibility | Violation | 1 | 2025-01-24 21:00 | 28.2112 | - | 1 | 21 | 0.25
CCCT | System | Constraint | Flex Up | Flexibility | Violation | 1 | 2025-01-25 07:45 | 4.1128 | - | 1 | 7 | 0.25
CCCT | System | Constraint | Flex Up | Flexibility | Violation | 1 | 2025-01-25 15:00 | 37.6389 | - | 1 | 15 | 0.25
CCCT | System | Constraint | Flex Up | Flexibility | Violation | 1 | 2025-01-26 07:30 | 18.178 | - | 1 | 7 | 0.25
CCCT | System | Constraint | Flex Up | Flexibility | Violation | 1 | 2025-01-26 07:45 | 62.5458 | - | 1 | 7 | 0.25
CCCT | System | Constraint | Flex Up | Flexibility | Violation | 1 | 2025-01-26 20:00 | 5.8861 | - | 1 | 20 | 0.25
CCCT | System | Constraint | Flex Up | Flexibility | Violation | 1 | 2025-01-26 21:00 | 28.3191 | - | 1 | 21 | 0.25
CCCT | System | Constraint | Flex Up | Flexibility | Violation | 1 | 2025-01-27 06:45 | 29.8762 | - | 1 | 6 | 0.25
CCCT | System | Constraint | Flex Up | Flexibility | Violation | 1 | 2025-01-27 20:00 | 21.2359 | - | 1 | 20 | 0.25
CCCT | System | Constraint | Flex Up | Flexibility | Violation | 1 | 2025-01-28 06:45 | 17.3785 | - | 1 | 6 | 0.25
CCCT | System | Constraint | Flex Up | Flexibility | Violation | 1 | 2025-01-28 16:45 | 35.1115 | - | 1 | 16 | 0.25
CCCT | System | Constraint | Flex Up | Flexibility | Violation | 1 | 2025-01-28 21:00 | 58.6703 | - | 1 | 21 | 0.25
CCCT | System | Constraint | Flex Up | Flexibility | Violation | 1 | 2025-01-29 07:15 | 14.7611 | - | 1 | 7 | 0.25
CCCT | System | Constraint | Flex Up | Flexibility | Violation | 1 | 2025-01-29 07:45 | 10.7501 | - | 1 | 7 | 0.25
CCCT | System | Constraint | Flex Up | Flexibility | Violation | 1 | 2025-01-29 17:45 | 25.9961 | - | 1 | 17 | 0.25
CCCT | System | Constraint | Flex Up | Flexibility | Violation | 1 | 2025-01-29 18:00 | 13.0926 | - | 1 | 18 | 0.25
CCCT | System | Constraint | Flex Up | Flexibility | Violation | 1 | 2025-01-29 23:00 | 7.2529 | - | 1 | 23 | 0.25
CCCT | System | Constraint | Flex Up | Flexibility | Violation | 1 | 2025-01-30 11:00 | 27.6932 | - | 1 | 11 | 0.25
CCCT | System | Constraint | Flex Up | Flexibility | Violation | 1 | 2025-01-30 13:30 | 2.9186 | - | 1 | 13 | 0.25
CCCT | System | Constraint | Flex Up | Flexibility | Violation | 1 | 2025-01-31 08:00 | 2.6709 | - | 1 | 8 | 0.25
CCCT | System | Constraint | Flex Up | Flexibility | Violation | 1 | 2025-01-31 16:45 | 12.5079 | - | 1 | 16 | 0.25
CCCT | System | Constraint | Flex Up | Flexibility | Violation | 1 | 2025-01-31 19:00 | 8.9443 | - | 1 | 19 | 0.25
CCCT | System | Constraint | Flex Up | Flexibility | Violation | 1 | 2025-02-01 06:45 | 55.0094 | - | 2 | 6 | 0.25
CCCT | System | Constraint | Flex Up | Flexibility | Violation | 1 | 2025-02-01 07:45 | 58.4532 | - | 2 | 7 | 0.25
CCCT | System | Constraint | Flex Up | Flexibility | Violation | 1 | 2025-02-01 16:30 | 6.7714 | - | 2 | 16 | 0.25
CCCT | System | Constraint | Flex Up | Flexibility | Violation | 1 | 2025-02-01 16:45 | 17.1154 | - | 2 | 16 | 0.25
CCCT | System | Constraint | Flex Up | Flexibility | Violation | 1 | 2025-02-01 20:00 | 0.35116 | - | 2 | 20 | 0.25
CCCT | System | Constraint | Flex Up | Flexibility | Violation | 1 | 2025-02-02 07:45 | 56.4069 | - | 2 | 7 | 0.25
CCCT | System | Constraint | Flex Up | Flexibility | Violation | 1 | 2025-02-02 20:00 | 2.1957 | - | 2 | 20 | 0.25
CCCT | System | Constraint | Flex Up | Flexibility | Violation | 1 | 2025-02-02 21:00 | 16.3673 | - | 2 | 21 | 0.25
CCCT | System | Constraint | Flex Up | Flexibility | Violation | 1 | 2025-02-03 17:45 | 20.873 | - | 2 | 17 | 0.25
CCCT | System | Constraint | Flex Up | Flexibility | Violation | 1 | 2025-02-03 22:00 | 102.6823 | - | 2 | 22 | 0.25
CCCT | System | Constraint | Flex Up | Flexibility | Violation | 1 | 2025-02-03 22:30 | 36.9551 | - | 2 | 22 | 0.25
CCCT | System | Constraint | Flex Up | Flexibility | Violation | 1 | 2025-02-04 07:45 | 0.43791 | - | 2 | 7 | 0.25
CCCT | System | Constraint | Flex Up | Flexibility | Violation | 1 | 2025-02-04 17:45 | 18.9004 | - | 2 | 17 | 0.25
CCCT | System | Constraint | Flex Up | Flexibility | Violation | 1 | 2025-02-04 22:00 | 31.6037 | - | 2 | 22 | 0.25
CCCT | System | Constraint | Flex Up | Flexibility | Violation | 1 | 2025-02-05 06:30 | 19.7838 | - | 2 | 6 | 0.25
CCCT | System | Constraint | Flex Up | Flexibility | Violation | 1 | 2025-02-05 06:45 | 5.3458 | - | 2 | 6 | 0.25
CCCT | System | Constraint | Flex Up | Flexibility | Violation | 1 | 2025-02-05 07:00 | 23.088 | - | 2 | 7 | 0.25
CCCT | System | Constraint | Flex Up | Flexibility | Violation | 1 | 2025-02-05 07:45 | 31.4775 | - | 2 | 7 | 0.25
CCCT | System | Constraint | Flex Up | Flexibility | Violation | 1 | 2025-02-05 10:00 | 27.8956 | - | 2 | 10 | 0.25
CCCT | System | Constraint | Flex Up | Flexibility | Violation | 1 | 2025-02-05 16:45 | 40.6561 | - | 2 | 16 | 0.25
CCCT | System | Constraint | Flex Up | Flexibility | Violation | 1 | 2025-02-05 22:00 | 24.7025 | - | 2 | 22 | 0.25
CCCT | System | Constraint | Flex Up | Flexibility | Violation | 1 | 2025-02-05 23:00 | 4.3933 | - | 2 | 23 | 0.25
CCCT | System | Constraint | Flex Up | Flexibility | Violation | 1 | 2025-02-06 07:00 | 8.2797 | - | 2 | 7 | 0.25
CCCT | System | Constraint | Flex Up | Flexibility | Violation | 1 | 2025-02-06 07:15 | 6.4183 | - | 2 | 7 | 0.25
CCCT | System | Constraint | Flex Up | Flexibility | Violation | 1 | 2025-02-06 21:00 | 71.9087 | - | 2 | 21 | 0.25
CCCT | System | Constraint | Flex Up | Flexibility | Violation | 1 | 2025-02-07 20:00 | 41.2297 | - | 2 | 20 | 0.25
CCCT | System | Constraint | Flex Up | Flexibility | Violation | 1 | 2025-02-08 06:15 | 1.5273 | - | 2 | 6 | 0.25
CCCT | System | Constraint | Flex Up | Flexibility | Violation | 1 | 2025-02-08 06:45 | 45.1022 | - | 2 | 6 | 0.25
CCCT | System | Constraint | Flex Up | Flexibility | Violation | 1 | 2025-02-08 07:15 | 24.9158 | - | 2 | 7 | 0.25
CCCT | System | Constraint | Flex Up | Flexibility | Violation | 1 | 2025-02-08 07:30 | 11.3197 | - | 2 | 7 | 0.25
CCCT | System | Constraint | Flex Up | Flexibility | Violation | 1 | 2025-02-08 07:45 | 24.7236 | - | 2 | 7 | 0.25
CCCT | System | Constraint | Flex Up | Flexibility | Violation | 1 | 2025-02-08 17:45 | 21.4147 | - | 2 | 17 | 0.25
CCCT | System | Constraint | Flex Up | Flexibility | Violation | 1 | 2025-02-09 06:45 | 72.2979 | - | 2 | 6 | 0.25
CCCT | System | Constraint | Flex Up | Flexibility | Violation | 1 | 2025-02-09 16:00 | 64.6342 | - | 2 | 16 | 0.25
CCCT | System | Constraint | Flex Up | Flexibility | Violation | 1 | 2025-02-09 16:15 | 80.129 | - | 2 | 16 | 0.25
CCCT | System | Constraint | Flex Up | Flexibility | Violation | 1 | 2025-02-09 16:30 | 100.6239 | - | 2 | 16 | 0.25
CCCT | System | Constraint | Flex Up | Flexibility | Violation | 1 | 2025-02-09 22:00 | 37.6337 | - | 2 | 22 | 0.25
CCCT | System | Constraint | Flex Up | Flexibility | Violation | 1 | 2025-02-10 07:15 | 10.447 | - | 2 | 7 | 0.25
CCCT | System | Constraint | Flex Up | Flexibility | Violation | 1 | 2025-02-10 22:00 | 35.7618 | - | 2 | 22 | 0.25
CCCT | System | Constraint | Flex Up | Flexibility | Violation | 1 | 2025-02-11 14:00 | 0.93407 | - | 2 | 14 | 0.25
CCCT | System | Constraint | Flex Up | Flexibility | Violation | 1 | 2025-02-11 20:00 | 25.5433 | - | 2 | 20 | 0.25
CCCT | System | Constraint | Flex Up | Flexibility | Violation | 1 | 2025-02-11 21:00 | 5.3815 | - | 2 | 21 | 0.25
CCCT | System | Constraint | Flex Up | Flexibility | Violation | 1 | 2025-02-12 21:00 | 13.6832 | - | 2 | 21 | 0.25
CCCT | System | Constraint | Flex Up | Flexibility | Violation | 1 | 2025-02-12 22:00 | 62.4608 | - | 2 | 22 | 0.25
CCCT | System | Constraint | Flex Up | Flexibility | Violation | 1 | 2025-02-13 10:45 | 2.7666 | - | 2 | 10 | 0.25
CCCT | System | Constraint | Flex Up | Flexibility | Violation | 1 | 2025-02-14 15:00 | 28.5625 | - | 2 | 15 | 0.25
CCCT | System | Constraint | Flex Up | Flexibility | Violation | 1 | 2025-02-14 15:30 | 2.6015 | - | 2 | 15 | 0.25
CCCT | System | Constraint | Flex Up | Flexibility | Violation | 1 | 2025-02-14 16:00 | 42.3259 | - | 2 | 16 | 0.25
CCCT | System | Constraint | Flex Up | Flexibility | Violation | 1 | 2025-02-14 16:15 | 5.9809 | - | 2 | 16 | 0.25
CCCT | System | Constraint | Flex Up | Flexibility | Violation | 1 | 2025-02-14 16:45 | 38.2907 | - | 2 | 16 | 0.25
CCCT | System | Constraint | Flex Up | Flexibility | Violation | 1 | 2025-02-14 21:00 | 99.7091 | - | 2 | 21 | 0.25
CCCT | System | Constraint | Flex Up | Flexibility | Violation | 1 | 2025-02-14 22:00 | 4.5338 | - | 2 | 22 | 0.25
CCCT | System | Constraint | Flex Up | Flexibility | Violation | 1 | 2025-02-16 05:00 | 14.1019 | - | 2 | 5 | 0.25
CCCT | System | Constraint | Flex Up | Flexibility | Violation | 1 | 2025-02-16 05:15 | 3.6051 | - | 2 | 5 | 0.25
CCCT | System | Constraint | Flex Up | Flexibility | Violation | 1 | 2025-02-16 21:00 | 7.0649 | - | 2 | 21 | 0.25
CCCT | System | Constraint | Flex Up | Flexibility | Violation | 1 | 2025-02-17 04:00 | 4.8573 | - | 2 | 4 | 0.25
CCCT | System | Constraint | Flex Up | Flexibility | Violation | 1 | 2025-02-17 07:45 | 28.6355 | - | 2 | 7 | 0.25
CCCT | System | Constraint | Flex Up | Flexibility | Violation | 1 | 2025-02-17 08:00 | 21.5238 | - | 2 | 8 | 0.25
CCCT | System | Constraint | Flex Up | Flexibility | Violation | 1 | 2025-02-17 08:15 | 16.632 | - | 2 | 8 | 0.25
CCCT | System | Constraint | Flex Up | Flexibility | Violation | 1 | 2025-02-17 08:30 | 25.7403 | - | 2 | 8 | 0.25
CCCT | System | Constraint | Flex Up | Flexibility | Violation | 1 | 2025-02-17 09:15 | 9.5625 | - | 2 | 9 | 0.25
CCCT | System | Constraint | Flex Up | Flexibility | Violation | 1 | 2025-02-17 09:30 | 28.2394 | - | 2 | 9 | 0.25
CCCT | System | Constraint | Flex Up | Flexibility | Violation | 1 | 2025-02-17 09:45 | 5.9164 | - | 2 | 9 | 0.25
CCCT | System | Constraint | Flex Up | Flexibility | Violation | 1 | 2025-02-17 10:00 | 0.62379 | - | 2 | 10 | 0.25
CCCT | System | Constraint | Flex Up | Flexibility | Violation | 1 | 2025-02-17 20:00 | 45.7221 | - | 2 | 20 | 0.25
CCCT | System | Constraint | Flex Up | Flexibility | Violation | 1 | 2025-02-17 21:00 | 29.3023 | - | 2 | 21 | 0.25
CCCT | System | Constraint | Flex Up | Flexibility | Violation | 1 | 2025-02-18 06:45 | 93.0307 | - | 2 | 6 | 0.25
CCCT | System | Constraint | Flex Up | Flexibility | Violation | 1 | 2025-02-18 08:15 | 1.7458 | - | 2 | 8 | 0.25
CCCT | System | Constraint | Flex Up | Flexibility | Violation | 1 | 2025-02-18 21:00 | 19.4599 | - | 2 | 21 | 0.25
CCCT | System | Constraint | Flex Up | Flexibility | Violation | 1 | 2025-02-19 09:00 | 69.2629 | - | 2 | 9 | 0.25
CCCT | System | Constraint | Flex Up | Flexibility | Violation | 1 | 2025-02-19 09:15 | 0.66922 | - | 2 | 9 | 0.25
CCCT | System | Constraint | Flex Up | Flexibility | Violation | 1 | 2025-02-19 10:00 | 15.5385 | - | 2 | 10 | 0.25
CCCT | System | Constraint | Flex Up | Flexibility | Violation | 1 | 2025-02-19 11:00 | 26.8253 | - | 2 | 11 | 0.25
CCCT | System | Constraint | Flex Up | Flexibility | Violation | 1 | 2025-02-19 21:00 | 10.4612 | - | 2 | 21 | 0.25
CCCT | System | Constraint | Flex Up | Flexibility | Violation | 1 | 2025-02-20 03:45 | 15.8943 | - | 2 | 3 | 0.25
CCCT | System | Constraint | Flex Up | Flexibility | Violation | 1 | 2025-02-20 10:30 | 32.2565 | - | 2 | 10 | 0.25
CCCT | System | Constraint | Flex Up | Flexibility | Violation | 1 | 2025-02-20 11:00 | 87.4847 | - | 2 | 11 | 0.25
CCCT | System | Constraint | Flex Up | Flexibility | Violation | 1 | 2025-02-20 12:00 | 26.1295 | - | 2 | 12 | 0.25
CCCT | System | Constraint | Flex Up | Flexibility | Violation | 1 | 2025-02-20 14:00 | 10.1173 | - | 2 | 14 | 0.25
CCCT | System | Constraint | Flex Up | Flexibility | Violation | 1 | 2025-02-21 14:00 | 5.7503 | - | 2 | 14 | 0.25
CCCT | System | Constraint | Flex Up | Flexibility | Violation | 1 | 2025-02-21 20:00 | 37.5742 | - | 2 | 20 | 0.25
CCCT | System | Constraint | Flex Up | Flexibility | Violation | 1 | 2025-02-22 07:00 | 7.1794 | - | 2 | 7 | 0.25
CCCT | System | Constraint | Flex Up | Flexibility | Violation | 1 | 2025-02-22 07:15 | 14.9413 | - | 2 | 7 | 0.25
CCCT | System | Constraint | Flex Up | Flexibility | Violation | 1 | 2025-02-22 07:30 | 1.7031 | - | 2 | 7 | 0.25
CCCT | System | Constraint | Flex Up | Flexibility | Violation | 1 | 2025-02-22 07:45 | 10.465 | - | 2 | 7 | 0.25
CCCT | System | Constraint | Flex Up | Flexibility | Violation | 1 | 2025-02-22 20:00 | 93.9123 | - | 2 | 20 | 0.25
CCCT | System | Constraint | Flex Up | Flexibility | Violation | 1 | 2025-02-22 20:15 | 10.6019 | - | 2 | 20 | 0.25
CCCT | System | Constraint | Flex Up | Flexibility | Violation | 1 | 2025-02-23 16:45 | 18.7172 | - | 2 | 16 | 0.25
CCCT | System | Constraint | Flex Up | Flexibility | Violation | 1 | 2025-02-23 17:45 | 27.1434 | - | 2 | 17 | 0.25
CCCT | System | Constraint | Flex Up | Flexibility | Violation | 1 | 2025-02-23 20:00 | 5.8434 | - | 2 | 20 | 0.25
CCCT | System | Constraint | Flex Up | Flexibility | Violation | 1 | 2025-02-23 21:00 | 31.9009 | - | 2 | 21 | 0.25
CCCT | System | Constraint | Flex Up | Flexibility | Violation | 1 | 2025-02-24 06:45 | 98.6396 | - | 2 | 6 | 0.25
CCCT | System | Constraint | Flex Up | Flexibility | Violation | 1 | 2025-02-24 07:15 | 3.5669 | - | 2 | 7 | 0.25
CCCT | System | Constraint | Flex Up | Flexibility | Violation | 1 | 2025-02-24 21:00 | 3.485 | - | 2 | 21 | 0.25
CCCT | System | Constraint | Flex Up | Flexibility | Violation | 1 | 2025-02-25 08:00 | 63.3423 | - | 2 | 8 | 0.25
CCCT | System | Constraint | Flex Up | Flexibility | Violation | 1 | 2025-02-25 21:00 | 22.2175 | - | 2 | 21 | 0.25
CCCT | System | Constraint | Flex Up | Flexibility | Violation | 1 | 2025-02-26 06:45 | 75.41 | - | 2 | 6 | 0.25
CCCT | System | Constraint | Flex Up | Flexibility | Violation | 1 | 2025-02-26 21:00 | 8.308 | - | 2 | 21 | 0.25
CCCT | System | Constraint | Flex Up | Flexibility | Violation | 1 | 2025-02-26 22:00 | 24.6567 | - | 2 | 22 | 0.25
CCCT | System | Constraint | Flex Up | Flexibility | Violation | 1 | 2025-02-27 05:45 | 4.6127 | - | 2 | 5 | 0.25
CCCT | System | Constraint | Flex Up | Flexibility | Violation | 1 | 2025-02-27 09:00 | 9.278 | - | 2 | 9 | 0.25
CCCT | System | Constraint | Flex Up | Flexibility | Violation | 1 | 2025-02-27 16:45 | 2.5753 | - | 2 | 16 | 0.25
CCCT | System | Constraint | Flex Up | Flexibility | Violation | 1 | 2025-02-27 21:00 | 12.7477 | - | 2 | 21 | 0.25
CCCT | System | Constraint | Flex Up | Flexibility | Violation | 1 | 2025-02-27 21:15 | 35.0158 | - | 2 | 21 | 0.25
CCCT | System | Constraint | Flex Up | Flexibility | Violation | 1 | 2025-02-28 06:45 | 22.3063 | - | 2 | 6 | 0.25
CCCT | System | Constraint | Flex Up | Flexibility | Violation | 1 | 2025-02-28 08:00 | 62.4959 | - | 2 | 8 | 0.25
CCCT | System | Constraint | Flex Up | Flexibility | Violation | 1 | 2025-02-28 16:00 | 8.1324 | - | 2 | 16 | 0.25
CCCT | System | Constraint | Flex Up | Flexibility | Violation | 1 | 2025-03-01 09:00 | 55.3852 | - | 3 | 9 | 0.25
CCCT | System | Constraint | Flex Up | Flexibility | Violation | 1 | 2025-03-01 17:45 | 1.3851 | - | 3 | 17 | 0.25
CCCT | System | Constraint | Flex Up | Flexibility | Violation | 1 | 2025-03-01 22:00 | 14.6367 | - | 3 | 22 | 0.25
CCCT | System | Constraint | Flex Up | Flexibility | Violation | 1 | 2025-03-02 06:45 | 14.9814 | - | 3 | 6 | 0.25
CCCT | System | Constraint | Flex Up | Flexibility | Violation | 1 | 2025-03-02 07:45 | 18.1909 | - | 3 | 7 | 0.25
CCCT | System | Constraint | Flex Up | Flexibility | Violation | 1 | 2025-03-03 19:00 | 123.5596 | - | 3 | 19 | 0.25
CCCT | System | Constraint | Flex Up | Flexibility | Violation | 1 | 2025-03-03 19:15 | 21.6215 | - | 3 | 19 | 0.25
CCCT | System | Constraint | Flex Up | Flexibility | Violation | 1 | 2025-03-03 22:00 | 119.5451 | - | 3 | 22 | 0.25
CCCT | System | Constraint | Flex Up | Flexibility | Violation | 1 | 2025-03-04 05:45 | 10.685 | - | 3 | 5 | 0.25
CCCT | System | Constraint | Flex Up | Flexibility | Violation | 1 | 2025-03-04 06:45 | 60.7776 | - | 3 | 6 | 0.25
CCCT | System | Constraint | Flex Up | Flexibility | Violation | 1 | 2025-03-04 21:00 | 44.8098 | - | 3 | 21 | 0.25
CCCT | System | Constraint | Flex Up | Flexibility | Violation | 1 | 2025-03-05 09:00 | 1.5508 | - | 3 | 9 | 0.25
CCCT | System | Constraint | Flex Up | Flexibility | Violation | 1 | 2025-03-05 17:15 | 15.1831 | - | 3 | 17 | 0.25
CCCT | System | Constraint | Flex Up | Flexibility | Violation | 1 | 2025-03-05 17:30 | 34.927 | - | 3 | 17 | 0.25
CCCT | System | Constraint | Flex Up | Flexibility | Violation | 1 | 2025-03-05 18:00 | 38.8002 | - | 3 | 18 | 0.25
CCCT | System | Constraint | Flex Up | Flexibility | Violation | 1 | 2025-03-05 18:15 | 6.898 | - | 3 | 18 | 0.25
CCCT | System | Constraint | Flex Up | Flexibility | Violation | 1 | 2025-03-05 22:00 | 27.7273 | - | 3 | 22 | 0.25
CCCT | System | Constraint | Flex Up | Flexibility | Violation | 1 | 2025-03-06 05:45 | 20.6643 | - | 3 | 5 | 0.25
CCCT | System | Constraint | Flex Up | Flexibility | Violation | 1 | 2025-03-06 06:45 | 31.9196 | - | 3 | 6 | 0.25
CCCT | System | Constraint | Flex Up | Flexibility | Violation | 1 | 2025-03-06 17:00 | 66.6407 | - | 3 | 17 | 0.25
CCCT | System | Constraint | Flex Up | Flexibility | Violation | 1 | 2025-03-06 17:45 | 18.6743 | - | 3 | 17 | 0.25
CCCT | System | Constraint | Flex Up | Flexibility | Violation | 1 | 2025-03-06 18:45 | 7.4232 | - | 3 | 18 | 0.25
CCCT | System | Constraint | Flex Up | Flexibility | Violation | 1 | 2025-03-06 21:00 | 81.6389 | - | 3 | 21 | 0.25
CCCT | System | Constraint | Flex Up | Flexibility | Violation | 1 | 2025-03-06 21:15 | 8.223 | - | 3 | 21 | 0.25
CCCT | System | Constraint | Flex Up | Flexibility | Violation | 1 | 2025-03-06 22:00 | 178.0761 | - | 3 | 22 | 0.25
CCCT | System | Constraint | Flex Up | Flexibility | Violation | 1 | 2025-03-06 22:15 | 74.6656 | - | 3 | 22 | 0.25
CCCT | System | Constraint | Flex Up | Flexibility | Violation | 1 | 2025-03-06 22:30 | 8.2552 | - | 3 | 22 | 0.25
CCCT | System | Constraint | Flex Up | Flexibility | Violation | 1 | 2025-03-07 17:15 | 6.684 | - | 3 | 17 | 0.25
CCCT | System | Constraint | Flex Up | Flexibility | Violation | 1 | 2025-03-07 17:45 | 11.5264 | - | 3 | 17 | 0.25
CCCT | System | Constraint | Flex Up | Flexibility | Violation | 1 | 2025-03-07 21:00 | 69.5559 | - | 3 | 21 | 0.25
CCCT | System | Constraint | Flex Up | Flexibility | Violation | 1 | 2025-03-08 04:45 | 2.2436 | - | 3 | 4 | 0.25
CCCT | System | Constraint | Flex Up | Flexibility | Violation | 1 | 2025-03-08 05:45 | 21.9637 | - | 3 | 5 | 0.25
CCCT | System | Constraint | Flex Up | Flexibility | Violation | 1 | 2025-03-08 06:45 | 35.2344 | - | 3 | 6 | 0.25
CCCT | System | Constraint | Flex Up | Flexibility | Violation | 1 | 2025-03-08 07:45 | 3.3457 | - | 3 | 7 | 0.25
CCCT | System | Constraint | Flex Up | Flexibility | Violation | 1 | 2025-03-08 14:00 | 34.4261 | - | 3 | 14 | 0.25
CCCT | System | Constraint | Flex Up | Flexibility | Violation | 1 | 2025-03-08 16:45 | 6.506 | - | 3 | 16 | 0.25
CCCT | System | Constraint | Flex Up | Flexibility | Violation | 1 | 2025-03-09 05:45 | 4.2751 | - | 3 | 5 | 0.25
CCCT | System | Constraint | Flex Up | Flexibility | Violation | 1 | 2025-03-09 07:00 | 51.3635 | - | 3 | 7 | 0.25
CCCT | System | Constraint | Flex Up | Flexibility | Violation | 1 | 2025-03-09 07:15 | 9.6086 | - | 3 | 7 | 0.25
CCCT | System | Constraint | Flex Up | Flexibility | Violation | 1 | 2025-03-09 16:30 | 18.7134 | - | 3 | 16 | 0.25
CCCT | System | Constraint | Flex Up | Flexibility | Violation | 1 | 2025-03-09 16:45 | 2.4718 | - | 3 | 16 | 0.25
CCCT | System | Constraint | Flex Up | Flexibility | Violation | 1 | 2025-03-09 18:45 | 16.0735 | - | 3 | 18 | 0.25
CCCT | System | Constraint | Flex Up | Flexibility | Violation | 1 | 2025-03-09 20:00 | 2.0989 | - | 3 | 20 | 0.25
CCCT | System | Constraint | Flex Up | Flexibility | Violation | 1 | 2025-03-09 22:00 | 2.3504 | - | 3 | 22 | 0.25
CCCT | System | Constraint | Flex Up | Flexibility | Violation | 1 | 2025-03-10 05:30 | 27.4701 | - | 3 | 5 | 0.25
CCCT | System | Constraint | Flex Up | Flexibility | Violation | 1 | 2025-03-10 05:45 | 115.0595 | - | 3 | 5 | 0.25
CCCT | System | Constraint | Flex Up | Flexibility | Violation | 1 | 2025-03-10 15:45 | 16.2498 | - | 3 | 15 | 0.25
CCCT | System | Constraint | Flex Up | Flexibility | Violation | 1 | 2025-03-10 16:45 | 12.3111 | - | 3 | 16 | 0.25
CCCT | System | Constraint | Flex Up | Flexibility | Violation | 1 | 2025-03-10 17:45 | 20.6566 | - | 3 | 17 | 0.25
CCCT | System | Constraint | Flex Up | Flexibility | Violation | 1 | 2025-03-11 05:45 | 31.6255 | - | 3 | 5 | 0.25
CCCT | System | Constraint | Flex Up | Flexibility | Violation | 1 | 2025-03-11 10:00 | 17.1372 | - | 3 | 10 | 0.25
CCCT | System | Constraint | Flex Up | Flexibility | Violation | 1 | 2025-03-11 18:00 | 6.63 | - | 3 | 18 | 0.25
CCCT | System | Constraint | Flex Up | Flexibility | Violation | 1 | 2025-03-12 17:30 | 27.3429 | - | 3 | 17 | 0.25
CCCT | System | Constraint | Flex Up | Flexibility | Violation | 1 | 2025-03-12 17:45 | 106.2594 | - | 3 | 17 | 0.25
CCCT | System | Constraint | Flex Up | Flexibility | Violation | 1 | 2025-03-14 19:00 | 44.1081 | - | 3 | 19 | 0.25
CCCT | System | Constraint | Flex Up | Flexibility | Violation | 1 | 2025-03-15 06:45 | 54.8278 | - | 3 | 6 | 0.25
CCCT | System | Constraint | Flex Up | Flexibility | Violation | 1 | 2025-03-15 17:00 | 25.8736 | - | 3 | 17 | 0.25
CCCT | System | Constraint | Flex Up | Flexibility | Violation | 1 | 2025-03-16 17:45 | 3.3106 | - | 3 | 17 | 0.25
CCCT | System | Constraint | Flex Up | Flexibility | Violation | 1 | 2025-03-16 18:00 | 7.628 | - | 3 | 18 | 0.25
CCCT | System | Constraint | Flex Up | Flexibility | Violation | 1 | 2025-03-16 18:30 | 22.6395 | - | 3 | 18 | 0.25
CCCT | System | Constraint | Flex Up | Flexibility | Violation | 1 | 2025-03-16 18:45 | 54.6453 | - | 3 | 18 | 0.25
CCCT | System | Constraint | Flex Up | Flexibility | Violation | 1 | 2025-03-17 03:45 | 9.1204 | - | 3 | 3 | 0.25
CCCT | System | Constraint | Flex Up | Flexibility | Violation | 1 | 2025-03-17 05:45 | 24.8407 | - | 3 | 5 | 0.25
CCCT | System | Constraint | Flex Up | Flexibility | Violation | 1 | 2025-03-17 09:00 | 182.4757 | - | 3 | 9 | 0.25
CCCT | System | Constraint | Flex Up | Flexibility | Violation | 1 | 2025-03-17 09:15 | 11.6016 | - | 3 | 9 | 0.25
CCCT | System | Constraint | Flex Up | Flexibility | Violation | 1 | 2025-03-17 18:45 | 61.4628 | - | 3 | 18 | 0.25
CCCT | System | Constraint | Flex Up | Flexibility | Violation | 1 | 2025-03-18 06:45 | 5.6308 | - | 3 | 6 | 0.25
CCCT | System | Constraint | Flex Up | Flexibility | Violation | 1 | 2025-03-18 14:00 | 36.2041 | - | 3 | 14 | 0.25
CCCT | System | Constraint | Flex Up | Flexibility | Violation | 1 | 2025-03-18 15:45 | 24.6453 | - | 3 | 15 | 0.25
CCCT | System | Constraint | Flex Up | Flexibility | Violation | 1 | 2025-03-19 05:30 | 39.8955 | - | 3 | 5 | 0.25
CCCT | System | Constraint | Flex Up | Flexibility | Violation | 1 | 2025-03-19 05:45 | 192.0954 | - | 3 | 5 | 0.25
CCCT | System | Constraint | Flex Up | Flexibility | Violation | 1 | 2025-03-19 18:30 | 12.4682 | - | 3 | 18 | 0.25
CCCT | System | Constraint | Flex Up | Flexibility | Violation | 1 | 2025-03-19 18:45 | 72.4556 | - | 3 | 18 | 0.25
CCCT | System | Constraint | Flex Up | Flexibility | Violation | 1 | 2025-03-20 05:45 | 79.2139 | - | 3 | 5 | 0.25
CCCT | System | Constraint | Flex Up | Flexibility | Violation | 1 | 2025-03-20 21:00 | 40.5388 | - | 3 | 21 | 0.25
CCCT | System | Constraint | Flex Up | Flexibility | Violation | 1 | 2025-03-21 05:45 | 40.0152 | - | 3 | 5 | 0.25
CCCT | System | Constraint | Flex Up | Flexibility | Violation | 1 | 2025-03-21 07:45 | 102.8722 | - | 3 | 7 | 0.25
CCCT | System | Constraint | Flex Up | Flexibility | Violation | 1 | 2025-03-21 15:00 | 45.0388 | - | 3 | 15 | 0.25
CCCT | System | Constraint | Flex Up | Flexibility | Violation | 1 | 2025-03-21 15:15 | 47.5934 | - | 3 | 15 | 0.25
CCCT | System | Constraint | Flex Up | Flexibility | Violation | 1 | 2025-03-21 15:30 | 55.148 | - | 3 | 15 | 0.25
CCCT | System | Constraint | Flex Up | Flexibility | Violation | 1 | 2025-03-21 15:45 | 57.7026 | - | 3 | 15 | 0.25
CCCT | System | Constraint | Flex Up | Flexibility | Violation | 1 | 2025-03-21 16:00 | 51.0367 | - | 3 | 16 | 0.25
CCCT | System | Constraint | Flex Up | Flexibility | Violation | 1 | 2025-03-21 16:15 | 59.5108 | - | 3 | 16 | 0.25
CCCT | System | Constraint | Flex Up | Flexibility | Violation | 1 | 2025-03-21 16:30 | 24.985 | - | 3 | 16 | 0.25
CCCT | System | Constraint | Flex Up | Flexibility | Violation | 1 | 2025-03-21 17:00 | 20.4003 | - | 3 | 17 | 0.25
CCCT | System | Constraint | Flex Up | Flexibility | Violation | 1 | 2025-03-21 18:00 | 0.51718 | - | 3 | 18 | 0.25
CCCT | System | Constraint | Flex Up | Flexibility | Violation | 1 | 2025-03-21 22:45 | 102.0441 | - | 3 | 22 | 0.25
CCCT | System | Constraint | Flex Up | Flexibility | Violation | 1 | 2025-03-22 18:30 | 5.48 | - | 3 | 18 | 0.25
CCCT | System | Constraint | Flex Up | Flexibility | Violation | 1 | 2025-03-22 18:45 | 60.6656 | - | 3 | 18 | 0.25
CCCT | System | Constraint | Flex Up | Flexibility | Violation | 1 | 2025-03-23 05:45 | 3.7143 | - | 3 | 5 | 0.25
CCCT | System | Constraint | Flex Up | Flexibility | Violation | 1 | 2025-03-23 18:45 | 44.5741 | - | 3 | 18 | 0.25
CCCT | System | Constraint | Flex Up | Flexibility | Violation | 1 | 2025-03-23 19:00 | 8.906 | - | 3 | 19 | 0.25
CCCT | System | Constraint | Flex Up | Flexibility | Violation | 1 | 2025-03-24 05:45 | 61.3834 | - | 3 | 5 | 0.25
CCCT | System | Constraint | Flex Up | Flexibility | Violation | 1 | 2025-03-24 14:00 | 32.8492 | - | 3 | 14 | 0.25
CCCT | System | Constraint | Flex Up | Flexibility | Violation | 1 | 2025-03-24 14:15 | 7.3933 | - | 3 | 14 | 0.25
CCCT | System | Constraint | Flex Up | Flexibility | Violation | 1 | 2025-03-24 14:30 | 1.7889 | - | 3 | 14 | 0.25
CCCT | System | Constraint | Flex Up | Flexibility | Violation | 1 | 2025-03-24 15:30 | 23.5545 | - | 3 | 15 | 0.25
CCCT | System | Constraint | Flex Up | Flexibility | Violation | 1 | 2025-03-24 16:45 | 12.8409 | - | 3 | 16 | 0.25
CCCT | System | Constraint | Flex Up | Flexibility | Violation | 1 | 2025-03-24 17:00 | 2.1263 | - | 3 | 17 | 0.25
CCCT | System | Constraint | Flex Up | Flexibility | Violation | 1 | 2025-03-25 05:30 | 9.4009 | - | 3 | 5 | 0.25
CCCT | System | Constraint | Flex Up | Flexibility | Violation | 1 | 2025-03-25 05:45 | 96.2993 | - | 3 | 5 | 0.25
CCCT | System | Constraint | Flex Up | Flexibility | Violation | 1 | 2025-03-26 05:30 | 1.8633 | - | 3 | 5 | 0.25
CCCT | System | Constraint | Flex Up | Flexibility | Violation | 1 | 2025-03-26 05:45 | 102.0227 | - | 3 | 5 | 0.25
CCCT | System | Constraint | Flex Up | Flexibility | Violation | 1 | 2025-03-26 19:00 | 98.9546 | - | 3 | 19 | 0.25
CCCT | System | Constraint | Flex Up | Flexibility | Violation | 1 | 2025-03-26 19:15 | 32.8284 | - | 3 | 19 | 0.25
CCCT | System | Constraint | Flex Up | Flexibility | Violation | 1 | 2025-03-26 23:00 | 5.4225 | - | 3 | 23 | 0.25
CCCT | System | Constraint | Flex Up | Flexibility | Violation | 1 | 2025-03-27 05:45 | 56.6228 | - | 3 | 5 | 0.25
CCCT | System | Constraint | Flex Up | Flexibility | Violation | 1 | 2025-03-27 06:45 | 7.1948 | - | 3 | 6 | 0.25
CCCT | System | Constraint | Flex Up | Flexibility | Violation | 1 | 2025-03-27 18:00 | 57.0462 | - | 3 | 18 | 0.25
CCCT | System | Constraint | Flex Up | Flexibility | Violation | 1 | 2025-03-27 18:15 | 34.9053 | - | 3 | 18 | 0.25
CCCT | System | Constraint | Flex Up | Flexibility | Violation | 1 | 2025-03-27 18:30 | 19.7644 | - | 3 | 18 | 0.25
CCCT | System | Constraint | Flex Up | Flexibility | Violation | 1 | 2025-03-27 18:45 | 25.6235 | - | 3 | 18 | 0.25
CCCT | System | Constraint | Flex Up | Flexibility | Violation | 1 | 2025-03-27 19:45 | 14.1448 | - | 3 | 19 | 0.25
CCCT | System | Constraint | Flex Up | Flexibility | Violation | 1 | 2025-03-28 06:30 | 20.5315 | - | 3 | 6 | 0.25
CCCT | System | Constraint | Flex Up | Flexibility | Violation | 1 | 2025-03-28 06:45 | 79.3211 | - | 3 | 6 | 0.25
CCCT | System | Constraint | Flex Up | Flexibility | Violation | 1 | 2025-03-28 17:00 | 49.6502 | - | 3 | 17 | 0.25
CCCT | System | Constraint | Flex Up | Flexibility | Violation | 1 | 2025-03-29 12:00 | 4.0946 | - | 3 | 12 | 0.25
CCCT | System | Constraint | Flex Up | Flexibility | Violation | 1 | 2025-03-29 17:00 | 15.6203 | - | 3 | 17 | 0.25
CCCT | System | Constraint | Flex Up | Flexibility | Violation | 1 | 2025-03-29 20:00 | 98.3926 | - | 3 | 20 | 0.25
CCCT | System | Constraint | Flex Up | Flexibility | Violation | 1 | 2025-03-30 06:30 | 4.1858 | - | 3 | 6 | 0.25
CCCT | System | Constraint | Flex Up | Flexibility | Violation | 1 | 2025-03-30 06:45 | 50.9578 | - | 3 | 6 | 0.25
CCCT | System | Constraint | Flex Up | Flexibility | Violation | 1 | 2025-03-30 19:15 | 12.6502 | - | 3 | 19 | 0.25
CCCT | System | Constraint | Flex Up | Flexibility | Violation | 1 | 2025-03-30 19:30 | 9.2693 | - | 3 | 19 | 0.25
CCCT | System | Constraint | Flex Up | Flexibility | Violation | 1 | 2025-03-31 05:45 | 58.0674 | - | 3 | 5 | 0.25
CCCT | System | Constraint | Flex Up | Flexibility | Violation | 1 | 2025-03-31 20:00 | 81.7215 | - | 3 | 20 | 0.25
CCCT | System | Constraint | Flex Up | Flexibility | Violation | 1 | 2025-04-01 06:45 | 17.1254 | - | 4 | 6 | 0.25
CCCT | System | Constraint | Flex Up | Flexibility | Violation | 1 | 2025-04-01 17:00 | 25.7484 | - | 4 | 17 | 0.25
CCCT | System | Constraint | Flex Up | Flexibility | Violation | 1 | 2025-04-01 17:15 | 11.3147 | - | 4 | 17 | 0.25
CCCT | System | Constraint | Flex Up | Flexibility | Violation | 1 | 2025-04-01 17:30 | 5.8809 | - | 4 | 17 | 0.25
CCCT | System | Constraint | Flex Up | Flexibility | Violation | 1 | 2025-04-01 17:45 | 8.4472 | - | 4 | 17 | 0.25
CCCT | System | Constraint | Flex Up | Flexibility | Violation | 1 | 2025-04-01 18:45 | 55.5456 | - | 4 | 18 | 0.25
CCCT | System | Constraint | Flex Up | Flexibility | Violation | 1 | 2025-04-01 22:00 | 37.8931 | - | 4 | 22 | 0.25
CCCT | System | Constraint | Flex Up | Flexibility | Violation | 1 | 2025-04-02 06:30 | 26.1768 | - | 4 | 6 | 0.25
CCCT | System | Constraint | Flex Up | Flexibility | Violation | 1 | 2025-04-02 06:45 | 93.1194 | - | 4 | 6 | 0.25
CCCT | System | Constraint | Flex Up | Flexibility | Violation | 1 | 2025-04-03 05:30 | 12.0707 | - | 4 | 5 | 0.25
CCCT | System | Constraint | Flex Up | Flexibility | Violation | 1 | 2025-04-03 05:45 | 132.8127 | - | 4 | 5 | 0.25
CCCT | System | Constraint | Flex Up | Flexibility | Violation | 1 | 2025-04-03 17:45 | 34.8348 | - | 4 | 17 | 0.25
CCCT | System | Constraint | Flex Up | Flexibility | Violation | 1 | 2025-04-03 18:45 | 20.6614 | - | 4 | 18 | 0.25
CCCT | System | Constraint | Flex Up | Flexibility | Violation | 1 | 2025-04-03 19:00 | 7.9614 | - | 4 | 19 | 0.25
CCCT | System | Constraint | Flex Up | Flexibility | Violation | 1 | 2025-04-03 19:15 | 16.3024 | - | 4 | 19 | 0.25
CCCT | System | Constraint | Flex Up | Flexibility | Violation | 1 | 2025-04-04 05:45 | 93.0501 | - | 4 | 5 | 0.25
CCCT | System | Constraint | Flex Up | Flexibility | Violation | 1 | 2025-04-04 15:00 | 16.5126 | - | 4 | 15 | 0.25
CCCT | System | Constraint | Flex Up | Flexibility | Violation | 1 | 2025-04-04 15:15 | 42.3935 | - | 4 | 15 | 0.25
CCCT | System | Constraint | Flex Up | Flexibility | Violation | 1 | 2025-04-04 15:30 | 69.2745 | - | 4 | 15 | 0.25
CCCT | System | Constraint | Flex Up | Flexibility | Violation | 1 | 2025-04-04 15:45 | 25.6554 | - | 4 | 15 | 0.25
CCCT | System | Constraint | Flex Up | Flexibility | Violation | 1 | 2025-04-04 22:00 | 18.347 | - | 4 | 22 | 0.25
CCCT | System | Constraint | Flex Up | Flexibility | Violation | 1 | 2025-04-05 06:45 | 28.938 | - | 4 | 6 | 0.25
CCCT | System | Constraint | Flex Up | Flexibility | Violation | 1 | 2025-04-05 19:15 | 9.4641 | - | 4 | 19 | 0.25
CCCT | System | Constraint | Flex Up | Flexibility | Violation | 1 | 2025-04-05 19:30 | 12.1312 | - | 4 | 19 | 0.25
CCCT | System | Constraint | Flex Up | Flexibility | Violation | 1 | 2025-04-07 05:15 | 87.6712 | - | 4 | 5 | 0.25
CCCT | System | Constraint | Flex Up | Flexibility | Violation | 1 | 2025-04-07 05:30 | 273.6552 | - | 4 | 5 | 0.25
CCCT | System | Constraint | Flex Up | Flexibility | Violation | 1 | 2025-04-07 05:45 | 351.9861 | - | 4 | 5 | 0.25
CCCT | System | Constraint | Flex Up | Flexibility | Violation | 1 | 2025-04-07 12:00 | 6.391 | - | 4 | 12 | 0.25
CCCT | System | Constraint | Flex Up | Flexibility | Violation | 1 | 2025-04-07 19:00 | 92.6768 | - | 4 | 19 | 0.25
CCCT | System | Constraint | Flex Up | Flexibility | Violation | 1 | 2025-04-07 19:15 | 53.1953 | - | 4 | 19 | 0.25
CCCT | System | Constraint | Flex Up | Flexibility | Violation | 1 | 2025-04-07 22:00 | 7.1991 | - | 4 | 22 | 0.25
CCCT | System | Constraint | Flex Up | Flexibility | Violation | 1 | 2025-04-08 05:30 | 52.2327 | - | 4 | 5 | 0.25
CCCT | System | Constraint | Flex Up | Flexibility | Violation | 1 | 2025-04-08 05:45 | 173.9256 | - | 4 | 5 | 0.25
CCCT | System | Constraint | Flex Up | Flexibility | Violation | 1 | 2025-04-08 06:15 | 30.7473 | - | 4 | 6 | 0.25
CCCT | System | Constraint | Flex Up | Flexibility | Violation | 1 | 2025-04-08 06:30 | 67.8581 | - | 4 | 6 | 0.25
CCCT | System | Constraint | Flex Up | Flexibility | Violation | 1 | 2025-04-08 06:45 | 89.9689 | - | 4 | 6 | 0.25
CCCT | System | Constraint | Flex Up | Flexibility | Violation | 1 | 2025-04-08 18:45 | 9.9847 | - | 4 | 18 | 0.25
CCCT | System | Constraint | Flex Up | Flexibility | Violation | 1 | 2025-04-09 05:15 | 175.5331 | - | 4 | 5 | 0.25
CCCT | System | Constraint | Flex Up | Flexibility | Violation | 1 | 2025-04-09 05:30 | 351.9861 | - | 4 | 5 | 0.25
CCCT | System | Constraint | Flex Up | Flexibility | Violation | 1 | 2025-04-09 05:45 | 351.9861 | - | 4 | 5 | 0.25
CCCT | System | Constraint | Flex Up | Flexibility | Violation | 1 | 2025-04-09 06:45 | 26.4478 | - | 4 | 6 | 0.25
CCCT | System | Constraint | Flex Up | Flexibility | Violation | 1 | 2025-04-09 07:45 | 18.3646 | - | 4 | 7 | 0.25
CCCT | System | Constraint | Flex Up | Flexibility | Violation | 1 | 2025-04-09 17:30 | 0.53812 | - | 4 | 17 | 0.25
CCCT | System | Constraint | Flex Up | Flexibility | Violation | 1 | 2025-04-09 17:45 | 35.0057 | - | 4 | 17 | 0.25
CCCT | System | Constraint | Flex Up | Flexibility | Violation | 1 | 2025-04-09 19:00 | 20.3072 | - | 4 | 19 | 0.25
CCCT | System | Constraint | Flex Up | Flexibility | Violation | 1 | 2025-04-10 04:30 | 29.4071 | - | 4 | 4 | 0.25
CCCT | System | Constraint | Flex Up | Flexibility | Violation | 1 | 2025-04-10 04:45 | 189.8107 | - | 4 | 4 | 0.25
CCCT | System | Constraint | Flex Up | Flexibility | Violation | 1 | 2025-04-10 05:15 | 192.0255 | - | 4 | 5 | 0.25
CCCT | System | Constraint | Flex Up | Flexibility | Violation | 1 | 2025-04-10 05:30 | 351.9861 | - | 4 | 5 | 0.25
CCCT | System | Constraint | Flex Up | Flexibility | Violation | 1 | 2025-04-10 05:45 | 351.9861 | - | 4 | 5 | 0.25
CCCT | System | Constraint | Flex Up | Flexibility | Violation | 1 | 2025-04-10 06:45 | 24.3422 | - | 4 | 6 | 0.25
CCCT | System | Constraint | Flex Up | Flexibility | Violation | 1 | 2025-04-10 07:45 | 11.1925 | - | 4 | 7 | 0.25
CCCT | System | Constraint | Flex Up | Flexibility | Violation | 1 | 2025-04-10 20:00 | 55.2486 | - | 4 | 20 | 0.25
CCCT | System | Constraint | Flex Up | Flexibility | Violation | 1 | 2025-04-11 05:30 | 28.626 | - | 4 | 5 | 0.25
CCCT | System | Constraint | Flex Up | Flexibility | Violation | 1 | 2025-04-11 05:45 | 170.3882 | - | 4 | 5 | 0.25
CCCT | System | Constraint | Flex Up | Flexibility | Violation | 1 | 2025-04-12 07:45 | 49.9182 | - | 4 | 7 | 0.25
CCCT | System | Constraint | Flex Up | Flexibility | Violation | 1 | 2025-04-13 06:30 | 3.3258 | - | 4 | 6 | 0.25
CCCT | System | Constraint | Flex Up | Flexibility | Violation | 1 | 2025-04-13 06:45 | 110.2 | - | 4 | 6 | 0.25
CCCT | System | Constraint | Flex Up | Flexibility | Violation | 1 | 2025-04-14 04:30 | 80.0732 | - | 4 | 4 | 0.25
CCCT | System | Constraint | Flex Up | Flexibility | Violation | 1 | 2025-04-14 04:45 | 295.4386 | - | 4 | 4 | 0.25
CCCT | System | Constraint | Flex Up | Flexibility | Violation | 1 | 2025-04-14 05:15 | 140.3218 | - | 4 | 5 | 0.25
CCCT | System | Constraint | Flex Up | Flexibility | Violation | 1 | 2025-04-14 05:30 | 208.2633 | - | 4 | 5 | 0.25
CCCT | System | Constraint | Flex Up | Flexibility | Violation | 1 | 2025-04-14 05:45 | 269.2049 | - | 4 | 5 | 0.25
CCCT | System | Constraint | Flex Up | Flexibility | Violation | 1 | 2025-04-14 19:00 | 32.9317 | - | 4 | 19 | 0.25
CCCT | System | Constraint | Flex Up | Flexibility | Violation | 1 | 2025-04-15 05:15 | 132.7402 | - | 4 | 5 | 0.25
CCCT | System | Constraint | Flex Up | Flexibility | Violation | 1 | 2025-04-15 05:30 | 257.4693 | - | 4 | 5 | 0.25
CCCT | System | Constraint | Flex Up | Flexibility | Violation | 1 | 2025-04-15 05:45 | 351.9861 | - | 4 | 5 | 0.25
CCCT | System | Constraint | Flex Up | Flexibility | Violation | 1 | 2025-04-15 16:30 | 0.7421 | - | 4 | 16 | 0.25
CCCT | System | Constraint | Flex Up | Flexibility | Violation | 1 | 2025-04-15 16:45 | 56.6351 | - | 4 | 16 | 0.25
CCCT | System | Constraint | Flex Up | Flexibility | Violation | 1 | 2025-04-16 05:30 | 86.9303 | - | 4 | 5 | 0.25
CCCT | System | Constraint | Flex Up | Flexibility | Violation | 1 | 2025-04-16 05:45 | 229.303 | - | 4 | 5 | 0.25
CCCT | System | Constraint | Flex Up | Flexibility | Violation | 1 | 2025-04-16 19:00 | 25.1801 | - | 4 | 19 | 0.25
CCCT | System | Constraint | Flex Up | Flexibility | Violation | 1 | 2025-04-16 19:15 | 18.3338 | - | 4 | 19 | 0.25
CCCT | System | Constraint | Flex Up | Flexibility | Violation | 1 | 2025-04-17 06:45 | 28.5519 | - | 4 | 6 | 0.25
CCCT | System | Constraint | Flex Up | Flexibility | Violation | 1 | 2025-04-18 06:45 | 66.6933 | - | 4 | 6 | 0.25
CCCT | System | Constraint | Flex Up | Flexibility | Violation | 1 | 2025-04-19 06:45 | 60.8294 | - | 4 | 6 | 0.25
CCCT | System | Constraint | Flex Up | Flexibility | Violation | 1 | 2025-04-19 07:45 | 51.6483 | - | 4 | 7 | 0.25
CCCT | System | Constraint | Flex Up | Flexibility | Violation | 1 | 2025-04-19 16:30 | 0.78892 | - | 4 | 16 | 0.25
CCCT | System | Constraint | Flex Up | Flexibility | Violation | 1 | 2025-04-20 06:45 | 29.1887 | - | 4 | 6 | 0.25
CCCT | System | Constraint | Flex Up | Flexibility | Violation | 1 | 2025-04-20 07:45 | 22.589 | - | 4 | 7 | 0.25
CCCT | System | Constraint | Flex Up | Flexibility | Violation | 1 | 2025-04-20 08:00 | 2.4772 | - | 4 | 8 | 0.25
CCCT | System | Constraint | Flex Up | Flexibility | Violation | 1 | 2025-04-21 05:15 | 18.5149 | - | 4 | 5 | 0.25
CCCT | System | Constraint | Flex Up | Flexibility | Violation | 1 | 2025-04-21 05:30 | 186.0747 | - | 4 | 5 | 0.25
CCCT | System | Constraint | Flex Up | Flexibility | Violation | 1 | 2025-04-21 05:45 | 347.6345 | - | 4 | 5 | 0.25
CCCT | System | Constraint | Flex Up | Flexibility | Violation | 1 | 2025-04-22 05:30 | 54.5455 | - | 4 | 5 | 0.25
CCCT | System | Constraint | Flex Up | Flexibility | Violation | 1 | 2025-04-22 05:45 | 243.0118 | - | 4 | 5 | 0.25
CCCT | System | Constraint | Flex Up | Flexibility | Violation | 1 | 2025-04-22 16:30 | 25.4727 | - | 4 | 16 | 0.25
CCCT | System | Constraint | Flex Up | Flexibility | Violation | 1 | 2025-04-22 16:45 | 4.7964 | - | 4 | 16 | 0.25
CCCT | System | Constraint | Flex Up | Flexibility | Violation | 1 | 2025-04-23 03:30 | 11.4504 | - | 4 | 3 | 0.25
CCCT | System | Constraint | Flex Up | Flexibility | Violation | 1 | 2025-04-23 03:45 | 11.5963 | - | 4 | 3 | 0.25
CCCT | System | Constraint | Flex Up | Flexibility | Violation | 1 | 2025-04-23 05:45 | 134.718 | - | 4 | 5 | 0.25
CCCT | System | Constraint | Flex Up | Flexibility | Violation | 1 | 2025-04-23 19:30 | 13.6817 | - | 4 | 19 | 0.25
CCCT | System | Constraint | Flex Up | Flexibility | Violation | 1 | 2025-04-23 19:45 | 1.8887 | - | 4 | 19 | 0.25
CCCT | System | Constraint | Flex Up | Flexibility | Violation | 1 | 2025-04-24 05:15 | 145.3526 | - | 4 | 5 | 0.25
CCCT | System | Constraint | Flex Up | Flexibility | Violation | 1 | 2025-04-24 05:30 | 191.2165 | - | 4 | 5 | 0.25
CCCT | System | Constraint | Flex Up | Flexibility | Violation | 1 | 2025-04-24 05:45 | 250.036 | - | 4 | 5 | 0.25
CCCT | System | Constraint | Flex Up | Flexibility | Violation | 1 | 2025-04-25 05:45 | 125.9102 | - | 4 | 5 | 0.25
CCCT | System | Constraint | Flex Up | Flexibility | Violation | 1 | 2025-04-26 05:45 | 7.1593 | - | 4 | 5 | 0.25
CCCT | System | Constraint | Flex Up | Flexibility | Violation | 1 | 2025-04-26 06:45 | 15.0031 | - | 4 | 6 | 0.25
CCCT | System | Constraint | Flex Up | Flexibility | Violation | 1 | 2025-04-26 08:00 | 1.5029 | - | 4 | 8 | 0.25
CCCT | System | Constraint | Flex Up | Flexibility | Violation | 1 | 2025-04-26 09:15 | 31.9321 | - | 4 | 9 | 0.25
CCCT | System | Constraint | Flex Up | Flexibility | Violation | 1 | 2025-04-26 17:15 | 42.1244 | - | 4 | 17 | 0.25
CCCT | System | Constraint | Flex Up | Flexibility | Violation | 1 | 2025-04-27 06:45 | 38.9703 | - | 4 | 6 | 0.25
CCCT | System | Constraint | Flex Up | Flexibility | Violation | 1 | 2025-04-27 19:45 | 56.6241 | - | 4 | 19 | 0.25
CCCT | System | Constraint | Flex Up | Flexibility | Violation | 1 | 2025-04-27 22:45 | 2.1811 | - | 4 | 22 | 0.25
CCCT | System | Constraint | Flex Up | Flexibility | Violation | 1 | 2025-04-28 05:45 | 68.2246 | - | 4 | 5 | 0.25
CCCT | System | Constraint | Flex Up | Flexibility | Violation | 1 | 2025-04-28 17:00 | 13.1254 | - | 4 | 17 | 0.25
CCCT | System | Constraint | Flex Up | Flexibility | Violation | 1 | 2025-04-28 21:15 | 0.63839 | - | 4 | 21 | 0.25
CCCT | System | Constraint | Flex Up | Flexibility | Violation | 1 | 2025-04-29 05:30 | 147.8371 | - | 4 | 5 | 0.25
CCCT | System | Constraint | Flex Up | Flexibility | Violation | 1 | 2025-04-29 05:45 | 320.778 | - | 4 | 5 | 0.25
CCCT | System | Constraint | Flex Up | Flexibility | Violation | 1 | 2025-04-29 20:00 | 15.6742 | - | 4 | 20 | 0.25
CCCT | System | Constraint | Flex Up | Flexibility | Violation | 1 | 2025-04-30 05:45 | 142.0411 | - | 4 | 5 | 0.25
CCCT | System | Constraint | Flex Up | Flexibility | Violation | 1 | 2025-05-01 05:30 | 8.1351 | - | 5 | 5 | 0.25
CCCT | System | Constraint | Flex Up | Flexibility | Violation | 1 | 2025-05-01 05:45 | 198.0216 | - | 5 | 5 | 0.25
CCCT | System | Constraint | Flex Up | Flexibility | Violation | 1 | 2025-05-01 19:15 | 2.1036 | - | 5 | 19 | 0.25
CCCT | System | Constraint | Flex Up | Flexibility | Violation | 1 | 2025-05-01 19:45 | 3.5912 | - | 5 | 19 | 0.25
CCCT | System | Constraint | Flex Up | Flexibility | Violation | 1 | 2025-05-02 05:30 | 15.1638 | - | 5 | 5 | 0.25
CCCT | System | Constraint | Flex Up | Flexibility | Violation | 1 | 2025-05-02 05:45 | 102.666 | - | 5 | 5 | 0.25
CCCT | System | Constraint | Flex Up | Flexibility | Violation | 1 | 2025-05-02 17:00 | 11.6036 | - | 5 | 17 | 0.25
CCCT | System | Constraint | Flex Up | Flexibility | Violation | 1 | 2025-05-03 02:00 | 17.5157 | - | 5 | 2 | 0.25
CCCT | System | Constraint | Flex Up | Flexibility | Violation | 1 | 2025-05-03 15:00 | 6.9077 | - | 5 | 15 | 0.25
CCCT | System | Constraint | Flex Up | Flexibility | Violation | 1 | 2025-05-03 23:15 | 1.8778 | - | 5 | 23 | 0.25
CCCT | System | Constraint | Flex Up | Flexibility | Violation | 1 | 2025-05-04 06:45 | 10.2515 | - | 5 | 6 | 0.25
CCCT | System | Constraint | Flex Up | Flexibility | Violation | 1 | 2025-05-05 04:15 | 8.5231 | - | 5 | 4 | 0.25
CCCT | System | Constraint | Flex Up | Flexibility | Violation | 1 | 2025-05-05 09:30 | 20.9214 | - | 5 | 9 | 0.25
CCCT | System | Constraint | Flex Up | Flexibility | Violation | 1 | 2025-05-05 09:45 | 11.5863 | - | 5 | 9 | 0.25
CCCT | System | Constraint | Flex Up | Flexibility | Violation | 1 | 2025-05-07 02:45 | 11.804 | - | 5 | 2 | 0.25
CCCT | System | Constraint | Flex Up | Flexibility | Violation | 1 | 2025-05-07 05:45 | 44.1907 | - | 5 | 5 | 0.25
CCCT | System | Constraint | Flex Up | Flexibility | Violation | 1 | 2025-05-07 08:00 | 12.3872 | - | 5 | 8 | 0.25
CCCT | System | Constraint | Flex Up | Flexibility | Violation | 1 | 2025-05-07 20:00 | 23.2765 | - | 5 | 20 | 0.25
CCCT | System | Constraint | Flex Up | Flexibility | Violation | 1 | 2025-05-08 06:45 | 26.2943 | - | 5 | 6 | 0.25
CCCT | System | Constraint | Flex Up | Flexibility | Violation | 1 | 2025-05-08 08:15 | 0.0095385 | - | 5 | 8 | 0.25
CCCT | System | Constraint | Flex Up | Flexibility | Violation | 1 | 2025-05-08 08:30 | 0.0095385 | - | 5 | 8 | 0.25
CCCT | System | Constraint | Flex Up | Flexibility | Violation | 1 | 2025-05-08 13:00 | 6.4304 | - | 5 | 13 | 0.25
CCCT | System | Constraint | Flex Up | Flexibility | Violation | 1 | 2025-05-08 18:00 | 14.9263 | - | 5 | 18 | 0.25
CCCT | System | Constraint | Flex Up | Flexibility | Violation | 1 | 2025-05-08 22:00 | 29.0267 | - | 5 | 22 | 0.25
CCCT | System | Constraint | Flex Up | Flexibility | Violation | 1 | 2025-05-08 22:15 | 19.6257 | - | 5 | 22 | 0.25
CCCT | System | Constraint | Flex Up | Flexibility | Violation | 1 | 2025-05-08 23:00 | 13.7186 | - | 5 | 23 | 0.25
CCCT | System | Constraint | Flex Up | Flexibility | Violation | 1 | 2025-05-08 23:15 | 13.7186 | - | 5 | 23 | 0.25
CCCT | System | Constraint | Flex Up | Flexibility | Violation | 1 | 2025-05-08 23:30 | 3.6722 | - | 5 | 23 | 0.25
CCCT | System | Constraint | Flex Up | Flexibility | Violation | 1 | 2025-05-09 10:30 | 0.92351 | - | 5 | 10 | 0.25
CCCT | System | Constraint | Flex Up | Flexibility | Violation | 1 | 2025-05-09 10:45 | 10.2415 | - | 5 | 10 | 0.25
CCCT | System | Constraint | Flex Up | Flexibility | Violation | 1 | 2025-05-10 06:45 | 43.9606 | - | 5 | 6 | 0.25
CCCT | System | Constraint | Flex Up | Flexibility | Violation | 1 | 2025-05-10 07:45 | 31.0989 | - | 5 | 7 | 0.25
CCCT | System | Constraint | Flex Up | Flexibility | Violation | 1 | 2025-05-11 04:45 | 0.9829 | - | 5 | 4 | 0.25
CCCT | System | Constraint | Flex Up | Flexibility | Violation | 1 | 2025-05-11 06:45 | 18.7835 | - | 5 | 6 | 0.25
CCCT | System | Constraint | Flex Up | Flexibility | Violation | 1 | 2025-05-11 07:45 | 34.7976 | - | 5 | 7 | 0.25
CCCT | System | Constraint | Flex Up | Flexibility | Violation | 1 | 2025-05-12 01:00 | 3.489 | - | 5 | 1 | 0.25
CCCT | System | Constraint | Flex Up | Flexibility | Violation | 1 | 2025-05-12 01:15 | 3.489 | - | 5 | 1 | 0.25
CCCT | System | Constraint | Flex Up | Flexibility | Violation | 1 | 2025-05-12 05:45 | 51.4492 | - | 5 | 5 | 0.25
CCCT | System | Constraint | Flex Up | Flexibility | Violation | 1 | 2025-05-12 06:15 | 50.694 | - | 5 | 6 | 0.25
CCCT | System | Constraint | Flex Up | Flexibility | Violation | 1 | 2025-05-12 06:30 | 131.9165 | - | 5 | 6 | 0.25
CCCT | System | Constraint | Flex Up | Flexibility | Violation | 1 | 2025-05-12 06:45 | 224.1389 | - | 5 | 6 | 0.25
CCCT | System | Constraint | Flex Up | Flexibility | Violation | 1 | 2025-05-12 15:00 | 48.4938 | - | 5 | 15 | 0.25
CCCT | System | Constraint | Flex Up | Flexibility | Violation | 1 | 2025-05-13 02:45 | 9.0094 | - | 5 | 2 | 0.25
CCCT | System | Constraint | Flex Up | Flexibility | Violation | 1 | 2025-05-13 05:45 | 117.2387 | - | 5 | 5 | 0.25
CCCT | System | Constraint | Flex Up | Flexibility | Violation | 1 | 2025-05-13 06:30 | 56.4708 | - | 5 | 6 | 0.25
CCCT | System | Constraint | Flex Up | Flexibility | Violation | 1 | 2025-05-13 06:45 | 108.9281 | - | 5 | 6 | 0.25
CCCT | System | Constraint | Flex Up | Flexibility | Violation | 1 | 2025-05-13 10:00 | 15.0588 | - | 5 | 10 | 0.25
CCCT | System | Constraint | Flex Up | Flexibility | Violation | 1 | 2025-05-14 02:00 | 17.8968 | - | 5 | 2 | 0.25
CCCT | System | Constraint | Flex Up | Flexibility | Violation | 1 | 2025-05-14 05:45 | 17.7992 | - | 5 | 5 | 0.25
CCCT | System | Constraint | Flex Up | Flexibility | Violation | 1 | 2025-05-15 05:45 | 20.0296 | - | 5 | 5 | 0.25
CCCT | System | Constraint | Flex Up | Flexibility | Violation | 1 | 2025-05-15 06:45 | 43.0835 | - | 5 | 6 | 0.25
CCCT | System | Constraint | Flex Up | Flexibility | Violation | 1 | 2025-05-15 08:45 | 0.7987 | - | 5 | 8 | 0.25
CCCT | System | Constraint | Flex Up | Flexibility | Violation | 1 | 2025-05-15 14:00 | 6.7478 | - | 5 | 14 | 0.25
CCCT | System | Constraint | Flex Up | Flexibility | Violation | 1 | 2025-05-15 16:45 | 1.6963 | - | 5 | 16 | 0.25
CCCT | System | Constraint | Flex Up | Flexibility | Violation | 1 | 2025-05-15 17:00 | 18.2504 | - | 5 | 17 | 0.25
CCCT | System | Constraint | Flex Up | Flexibility | Violation | 1 | 2025-05-15 17:15 | 4.1146 | - | 5 | 17 | 0.25
CCCT | System | Constraint | Flex Up | Flexibility | Violation | 1 | 2025-05-15 17:30 | 21.9787 | - | 5 | 17 | 0.25
CCCT | System | Constraint | Flex Up | Flexibility | Violation | 1 | 2025-05-15 19:00 | 64.8074 | - | 5 | 19 | 0.25
CCCT | System | Constraint | Flex Up | Flexibility | Violation | 1 | 2025-05-16 02:15 | 5.1599 | - | 5 | 2 | 0.25
CCCT | System | Constraint | Flex Up | Flexibility | Violation | 1 | 2025-05-16 02:30 | 6.6221 | - | 5 | 2 | 0.25
CCCT | System | Constraint | Flex Up | Flexibility | Violation | 1 | 2025-05-16 02:45 | 14.7655 | - | 5 | 2 | 0.25
CCCT | System | Constraint | Flex Up | Flexibility | Violation | 1 | 2025-05-16 03:30 | 10.6981 | - | 5 | 3 | 0.25
CCCT | System | Constraint | Flex Up | Flexibility | Violation | 1 | 2025-05-16 05:45 | 51.8223 | - | 5 | 5 | 0.25
CCCT | System | Constraint | Flex Up | Flexibility | Violation | 1 | 2025-05-16 06:45 | 2.392 | - | 5 | 6 | 0.25
CCCT | System | Constraint | Flex Up | Flexibility | Violation | 1 | 2025-05-16 19:00 | 1.8843 | - | 5 | 19 | 0.25
CCCT | System | Constraint | Flex Up | Flexibility | Violation | 1 | 2025-05-17 06:45 | 39.2449 | - | 5 | 6 | 0.25
CCCT | System | Constraint | Flex Up | Flexibility | Violation | 1 | 2025-05-18 06:30 | 0.47838 | - | 5 | 6 | 0.25
CCCT | System | Constraint | Flex Up | Flexibility | Violation | 1 | 2025-05-18 06:45 | 90.648 | - | 5 | 6 | 0.25
CCCT | System | Constraint | Flex Up | Flexibility | Violation | 1 | 2025-05-18 18:45 | 11.3707 | - | 5 | 18 | 0.25
CCCT | System | Constraint | Flex Up | Flexibility | Violation | 1 | 2025-05-19 05:45 | 5.5775 | - | 5 | 5 | 0.25
CCCT | System | Constraint | Flex Up | Flexibility | Violation | 1 | 2025-05-20 02:15 | 15.6967 | - | 5 | 2 | 0.25
CCCT | System | Constraint | Flex Up | Flexibility | Violation | 1 | 2025-05-20 03:30 | 5.801 | - | 5 | 3 | 0.25
CCCT | System | Constraint | Flex Up | Flexibility | Violation | 1 | 2025-05-20 03:45 | 70.2204 | - | 5 | 3 | 0.25
CCCT | System | Constraint | Flex Up | Flexibility | Violation | 1 | 2025-05-20 05:45 | 87.7885 | - | 5 | 5 | 0.25
CCCT | System | Constraint | Flex Up | Flexibility | Violation | 1 | 2025-05-20 06:15 | 0.98256 | - | 5 | 6 | 0.25
CCCT | System | Constraint | Flex Up | Flexibility | Violation | 1 | 2025-05-20 06:45 | 16.3466 | - | 5 | 6 | 0.25
CCCT | System | Constraint | Flex Up | Flexibility | Violation | 1 | 2025-05-20 11:00 | 5.4574 | - | 5 | 11 | 0.25
CCCT | System | Constraint | Flex Up | Flexibility | Violation | 1 | 2025-05-20 11:15 | 3.78 | - | 5 | 11 | 0.25
CCCT | System | Constraint | Flex Up | Flexibility | Violation | 1 | 2025-05-20 16:15 | 13.1963 | - | 5 | 16 | 0.25
CCCT | System | Constraint | Flex Up | Flexibility | Violation | 1 | 2025-05-20 16:30 | 62.1602 | - | 5 | 16 | 0.25
CCCT | System | Constraint | Flex Up | Flexibility | Violation | 1 | 2025-05-20 16:45 | 104.1242 | - | 5 | 16 | 0.25
CCCT | System | Constraint | Flex Up | Flexibility | Violation | 1 | 2025-05-20 17:00 | 112.7973 | - | 5 | 17 | 0.25
CCCT | System | Constraint | Flex Up | Flexibility | Violation | 1 | 2025-05-20 17:15 | 63.3504 | - | 5 | 17 | 0.25
CCCT | System | Constraint | Flex Up | Flexibility | Violation | 1 | 2025-05-20 17:30 | 34.9035 | - | 5 | 17 | 0.25
CCCT | System | Constraint | Flex Up | Flexibility | Violation | 1 | 2025-05-20 17:45 | 63.9566 | - | 5 | 17 | 0.25
CCCT | System | Constraint | Flex Up | Flexibility | Violation | 1 | 2025-05-20 18:00 | 108.7199 | - | 5 | 18 | 0.25
CCCT | System | Constraint | Flex Up | Flexibility | Violation | 1 | 2025-05-20 18:15 | 59.7732 | - | 5 | 18 | 0.25
CCCT | System | Constraint | Flex Up | Flexibility | Violation | 1 | 2025-05-20 18:30 | 29.8265 | - | 5 | 18 | 0.25
CCCT | System | Constraint | Flex Up | Flexibility | Violation | 1 | 2025-05-20 19:00 | 56.5482 | - | 5 | 19 | 0.25
CCCT | System | Constraint | Flex Up | Flexibility | Violation | 1 | 2025-05-20 19:15 | 56.0931 | - | 5 | 19 | 0.25
CCCT | System | Constraint | Flex Up | Flexibility | Violation | 1 | 2025-05-20 19:30 | 52.6379 | - | 5 | 19 | 0.25
CCCT | System | Constraint | Flex Up | Flexibility | Violation | 1 | 2025-05-20 19:45 | 55.1827 | - | 5 | 19 | 0.25
CCCT | System | Constraint | Flex Up | Flexibility | Violation | 1 | 2025-05-20 20:00 | 9.2023 | - | 5 | 20 | 0.25
CCCT | System | Constraint | Flex Up | Flexibility | Violation | 1 | 2025-05-20 20:15 | 9.15 | - | 5 | 20 | 0.25
CCCT | System | Constraint | Flex Up | Flexibility | Violation | 1 | 2025-05-21 05:45 | 53.4248 | - | 5 | 5 | 0.25
CCCT | System | Constraint | Flex Up | Flexibility | Violation | 1 | 2025-05-21 06:15 | 19.1264 | - | 5 | 6 | 0.25
CCCT | System | Constraint | Flex Up | Flexibility | Violation | 1 | 2025-05-21 06:30 | 55.4022 | - | 5 | 6 | 0.25
CCCT | System | Constraint | Flex Up | Flexibility | Violation | 1 | 2025-05-21 06:45 | 70.6779 | - | 5 | 6 | 0.25
CCCT | System | Constraint | Flex Up | Flexibility | Violation | 1 | 2025-05-23 03:15 | 21.8666 | - | 5 | 3 | 0.25
CCCT | System | Constraint | Flex Up | Flexibility | Violation | 1 | 2025-05-23 03:30 | 21.8666 | - | 5 | 3 | 0.25
CCCT | System | Constraint | Flex Up | Flexibility | Violation | 1 | 2025-05-23 05:00 | 19.2186 | - | 5 | 5 | 0.25
CCCT | System | Constraint | Flex Up | Flexibility | Violation | 1 | 2025-05-23 05:15 | 18.4338 | - | 5 | 5 | 0.25
CCCT | System | Constraint | Flex Up | Flexibility | Violation | 1 | 2025-05-23 05:30 | 51.8962 | - | 5 | 5 | 0.25
CCCT | System | Constraint | Flex Up | Flexibility | Violation | 1 | 2025-05-23 05:45 | 125.6165 | - | 5 | 5 | 0.25
CCCT | System | Constraint | Flex Up | Flexibility | Violation | 1 | 2025-05-23 06:00 | 100.6717 | - | 5 | 6 | 0.25
CCCT | System | Constraint | Flex Up | Flexibility | Violation | 1 | 2025-05-23 06:30 | 28.1971 | - | 5 | 6 | 0.25
CCCT | System | Constraint | Flex Up | Flexibility | Violation | 1 | 2025-05-23 06:45 | 57.8522 | - | 5 | 6 | 0.25
CCCT | System | Constraint | Flex Up | Flexibility | Violation | 1 | 2025-05-23 08:15 | 63.3463 | - | 5 | 8 | 0.25
CCCT | System | Constraint | Flex Up | Flexibility | Violation | 1 | 2025-05-23 08:30 | 72.856 | - | 5 | 8 | 0.25
CCCT | System | Constraint | Flex Up | Flexibility | Violation | 1 | 2025-05-23 08:45 | 102.3656 | - | 5 | 8 | 0.25
CCCT | System | Constraint | Flex Up | Flexibility | Violation | 1 | 2025-05-23 09:00 | 22.8559 | - | 5 | 9 | 0.25
CCCT | System | Constraint | Flex Up | Flexibility | Violation | 1 | 2025-05-23 09:15 | 35.6065 | - | 5 | 9 | 0.25
CCCT | System | Constraint | Flex Up | Flexibility | Violation | 1 | 2025-05-23 15:00 | 97.9784 | - | 5 | 15 | 0.25
CCCT | System | Constraint | Flex Up | Flexibility | Violation | 1 | 2025-05-23 15:15 | 38.5285 | - | 5 | 15 | 0.25
CCCT | System | Constraint | Flex Up | Flexibility | Violation | 1 | 2025-05-23 15:30 | 38.5285 | - | 5 | 15 | 0.25
CCCT | System | Constraint | Flex Up | Flexibility | Violation | 1 | 2025-05-23 15:45 | 38.5285 | - | 5 | 15 | 0.25
CCCT | System | Constraint | Flex Up | Flexibility | Violation | 1 | 2025-05-23 16:00 | 15.4367 | - | 5 | 16 | 0.25
CCCT | System | Constraint | Flex Up | Flexibility | Violation | 1 | 2025-05-23 16:15 | 15.4367 | - | 5 | 16 | 0.25
CCCT | System | Constraint | Flex Up | Flexibility | Violation | 1 | 2025-05-23 16:30 | 15.4367 | - | 5 | 16 | 0.25
CCCT | System | Constraint | Flex Up | Flexibility | Violation | 1 | 2025-05-23 16:45 | 15.4367 | - | 5 | 16 | 0.25
CCCT | System | Constraint | Flex Up | Flexibility | Violation | 1 | 2025-05-23 17:00 | 24.1715 | - | 5 | 17 | 0.25
CCCT | System | Constraint | Flex Up | Flexibility | Violation | 1 | 2025-05-23 20:00 | 28.4182 | - | 5 | 20 | 0.25
CCCT | System | Constraint | Flex Up | Flexibility | Violation | 1 | 2025-05-23 20:15 | 20.2042 | - | 5 | 20 | 0.25
CCCT | System | Constraint | Flex Up | Flexibility | Violation | 1 | 2025-05-24 04:00 | 6.549 | - | 5 | 4 | 0.25
CCCT | System | Constraint | Flex Up | Flexibility | Violation | 1 | 2025-05-24 07:45 | 1.8168 | - | 5 | 7 | 0.25
CCCT | System | Constraint | Flex Up | Flexibility | Violation | 1 | 2025-05-25 01:00 | 5.644 | - | 5 | 1 | 0.25
CCCT | System | Constraint | Flex Up | Flexibility | Violation | 1 | 2025-05-25 06:15 | 12.2511 | - | 5 | 6 | 0.25
CCCT | System | Constraint | Flex Up | Flexibility | Violation | 1 | 2025-05-25 06:45 | 2.2659 | - | 5 | 6 | 0.25
CCCT | System | Constraint | Flex Up | Flexibility | Violation | 1 | 2025-05-25 07:00 | 20.7202 | - | 5 | 7 | 0.25
CCCT | System | Constraint | Flex Up | Flexibility | Violation | 1 | 2025-05-25 07:15 | 30.6839 | - | 5 | 7 | 0.25
CCCT | System | Constraint | Flex Up | Flexibility | Violation | 1 | 2025-05-25 07:30 | 16.6476 | - | 5 | 7 | 0.25
CCCT | System | Constraint | Flex Up | Flexibility | Violation | 1 | 2025-05-25 07:45 | 12.6113 | - | 5 | 7 | 0.25
CCCT | System | Constraint | Flex Up | Flexibility | Violation | 1 | 2025-05-25 15:30 | 109.8028 | - | 5 | 15 | 0.25
CCCT | System | Constraint | Flex Up | Flexibility | Violation | 1 | 2025-05-25 15:45 | 27.4351 | - | 5 | 15 | 0.25
CCCT | System | Constraint | Flex Up | Flexibility | Violation | 1 | 2025-05-25 16:00 | 59.1354 | - | 5 | 16 | 0.25
CCCT | System | Constraint | Flex Up | Flexibility | Violation | 1 | 2025-05-25 16:15 | 56.5157 | - | 5 | 16 | 0.25
CCCT | System | Constraint | Flex Up | Flexibility | Violation | 1 | 2025-05-25 16:30 | 57.896 | - | 5 | 16 | 0.25
CCCT | System | Constraint | Flex Up | Flexibility | Violation | 1 | 2025-05-25 16:45 | 54.2763 | - | 5 | 16 | 0.25
CCCT | System | Constraint | Flex Up | Flexibility | Violation | 1 | 2025-05-25 20:45 | 14.4023 | - | 5 | 20 | 0.25
CCCT | System | Constraint | Flex Up | Flexibility | Violation | 1 | 2025-05-25 22:00 | 12.8867 | - | 5 | 22 | 0.25
CCCT | System | Constraint | Flex Up | Flexibility | Violation | 1 | 2025-05-25 23:00 | 70.8424 | - | 5 | 23 | 0.25
CCCT | System | Constraint | Flex Up | Flexibility | Violation | 1 | 2025-05-25 23:15 | 7.5251 | - | 5 | 23 | 0.25
CCCT | System | Constraint | Flex Up | Flexibility | Violation | 1 | 2025-05-26 00:45 | 11.5145 | - | 5 | 0 | 0.25
CCCT | System | Constraint | Flex Up | Flexibility | Violation | 1 | 2025-05-26 03:45 | 81.4934 | - | 5 | 3 | 0.25
CCCT | System | Constraint | Flex Up | Flexibility | Violation | 1 | 2025-05-26 04:00 | 47.2661 | - | 5 | 4 | 0.25
CCCT | System | Constraint | Flex Up | Flexibility | Violation | 1 | 2025-05-26 04:15 | 71.5006 | - | 5 | 4 | 0.25
CCCT | System | Constraint | Flex Up | Flexibility | Violation | 1 | 2025-05-26 04:30 | 58.2352 | - | 5 | 4 | 0.25
CCCT | System | Constraint | Flex Up | Flexibility | Violation | 1 | 2025-05-26 04:45 | 55.9698 | - | 5 | 4 | 0.25
CCCT | System | Constraint | Flex Up | Flexibility | Violation | 1 | 2025-05-26 07:45 | 24.3867 | - | 5 | 7 | 0.25
CCCT | System | Constraint | Flex Up | Flexibility | Violation | 1 | 2025-05-26 11:30 | 1.6571 | - | 5 | 11 | 0.25
CCCT | System | Constraint | Flex Up | Flexibility | Violation | 1 | 2025-05-26 11:45 | 4.2577 | - | 5 | 11 | 0.25
CCCT | System | Constraint | Flex Up | Flexibility | Violation | 1 | 2025-05-27 03:45 | 0.79413 | - | 5 | 3 | 0.25
CCCT | System | Constraint | Flex Up | Flexibility | Violation | 1 | 2025-05-28 02:00 | 1.1338 | - | 5 | 2 | 0.25
CCCT | System | Constraint | Flex Up | Flexibility | Violation | 1 | 2025-05-28 07:45 | 14.9226 | - | 5 | 7 | 0.25
CCCT | System | Constraint | Flex Up | Flexibility | Violation | 1 | 2025-05-28 08:45 | 3.2893 | - | 5 | 8 | 0.25
CCCT | System | Constraint | Flex Up | Flexibility | Violation | 1 | 2025-05-29 02:00 | 6.3356 | - | 5 | 2 | 0.25
CCCT | System | Constraint | Flex Up | Flexibility | Violation | 1 | 2025-05-29 02:15 | 6.3356 | - | 5 | 2 | 0.25
CCCT | System | Constraint | Flex Up | Flexibility | Violation | 1 | 2025-05-29 02:30 | 6.1431 | - | 5 | 2 | 0.25
CCCT | System | Constraint | Flex Up | Flexibility | Violation | 1 | 2025-05-29 02:45 | 6.3356 | - | 5 | 2 | 0.25
CCCT | System | Constraint | Flex Up | Flexibility | Violation | 1 | 2025-05-29 03:00 | 9.0971 | - | 5 | 3 | 0.25
CCCT | System | Constraint | Flex Up | Flexibility | Violation | 1 | 2025-05-29 03:15 | 27.8294 | - | 5 | 3 | 0.25
CCCT | System | Constraint | Flex Up | Flexibility | Violation | 1 | 2025-05-29 03:30 | 28.5616 | - | 5 | 3 | 0.25
CCCT | System | Constraint | Flex Up | Flexibility | Violation | 1 | 2025-05-29 03:45 | 53.2938 | - | 5 | 3 | 0.25
CCCT | System | Constraint | Flex Up | Flexibility | Violation | 1 | 2025-05-29 04:00 | 1.7495 | - | 5 | 4 | 0.25
CCCT | System | Constraint | Flex Up | Flexibility | Violation | 1 | 2025-05-29 04:15 | 76.6671 | - | 5 | 4 | 0.25
CCCT | System | Constraint | Flex Up | Flexibility | Violation | 1 | 2025-05-29 04:30 | 123.5848 | - | 5 | 4 | 0.25
CCCT | System | Constraint | Flex Up | Flexibility | Violation | 1 | 2025-05-29 04:45 | 154.3668 | - | 5 | 4 | 0.25
CCCT | System | Constraint | Flex Up | Flexibility | Violation | 1 | 2025-05-29 05:00 | 197.9861 | - | 5 | 5 | 0.25
CCCT | System | Constraint | Flex Up | Flexibility | Violation | 1 | 2025-05-29 05:15 | 6.3304 | - | 5 | 5 | 0.25
CCCT | System | Constraint | Flex Up | Flexibility | Violation | 1 | 2025-05-29 05:45 | 65.3718 | - | 5 | 5 | 0.25
CCCT | System | Constraint | Flex Up | Flexibility | Violation | 1 | 2025-05-29 06:45 | 24.9529 | - | 5 | 6 | 0.25
CCCT | System | Constraint | Flex Up | Flexibility | Violation | 1 | 2025-05-29 16:45 | 23.1852 | - | 5 | 16 | 0.25
CCCT | System | Constraint | Flex Up | Flexibility | Violation | 1 | 2025-05-29 17:15 | 25.9513 | - | 5 | 17 | 0.25
CCCT | System | Constraint | Flex Up | Flexibility | Violation | 1 | 2025-05-30 05:00 | 86.2866 | - | 5 | 5 | 0.25
CCCT | System | Constraint | Flex Up | Flexibility | Violation | 1 | 2025-05-30 06:30 | 25.1252 | - | 5 | 6 | 0.25
CCCT | System | Constraint | Flex Up | Flexibility | Violation | 1 | 2025-05-30 06:45 | 126.0428 | - | 5 | 6 | 0.25
CCCT | System | Constraint | Flex Up | Flexibility | Violation | 1 | 2025-05-30 16:00 | 20.675 | - | 5 | 16 | 0.25
CCCT | System | Constraint | Flex Up | Flexibility | Violation | 1 | 2025-05-31 06:30 | 85.4408 | - | 5 | 6 | 0.25
CCCT | System | Constraint | Flex Up | Flexibility | Violation | 1 | 2025-05-31 06:45 | 55.6474 | - | 5 | 6 | 0.25
CCCT | System | Constraint | Flex Up | Flexibility | Violation | 1 | 2025-05-31 07:00 | 19.8986 | - | 5 | 7 | 0.25
CCCT | System | Constraint | Flex Up | Flexibility | Violation | 1 | 2025-05-31 07:15 | 48.9992 | - | 5 | 7 | 0.25
CCCT | System | Constraint | Flex Up | Flexibility | Violation | 1 | 2025-05-31 07:30 | 60.0998 | - | 5 | 7 | 0.25
CCCT | System | Constraint | Flex Up | Flexibility | Violation | 1 | 2025-05-31 07:45 | 73.2003 | - | 5 | 7 | 0.25
CCCT | System | Constraint | Flex Up | Flexibility | Violation | 1 | 2025-05-31 08:15 | 11.1458 | - | 5 | 8 | 0.25
CCCT | System | Constraint | Flex Up | Flexibility | Violation | 1 | 2025-05-31 08:30 | 15.5858 | - | 5 | 8 | 0.25
CCCT | System | Constraint | Flex Up | Flexibility | Violation | 1 | 2025-05-31 08:45 | 13.0258 | - | 5 | 8 | 0.25
CCCT | System | Constraint | Flex Up | Flexibility | Violation | 1 | 2025-05-31 16:00 | 24.2876 | - | 5 | 16 | 0.25
CCCT | System | Constraint | Flex Up | Flexibility | Violation | 1 | 2025-05-31 16:15 | 2.9154 | - | 5 | 16 | 0.25
CCCT | System | Constraint | Flex Up | Flexibility | Violation | 1 | 2025-05-31 16:30 | 14.5432 | - | 5 | 16 | 0.25
CCCT | System | Constraint | Flex Up | Flexibility | Violation | 1 | 2025-05-31 16:45 | 8.171 | - | 5 | 16 | 0.25
CCCT | System | Constraint | Flex Up | Flexibility | Violation | 1 | 2025-06-01 19:00 | 8.1668 | - | 6 | 19 | 0.25
CCCT | System | Constraint | Flex Up | Flexibility | Violation | 1 | 2025-06-02 03:00 | 11.9087 | - | 6 | 3 | 0.25
CCCT | System | Constraint | Flex Up | Flexibility | Violation | 1 | 2025-06-03 06:30 | 30.4222 | - | 6 | 6 | 0.25
CCCT | System | Constraint | Flex Up | Flexibility | Violation | 1 | 2025-06-03 06:45 | 46.2156 | - | 6 | 6 | 0.25
CCCT | System | Constraint | Flex Up | Flexibility | Violation | 1 | 2025-06-03 16:00 | 59.0837 | - | 6 | 16 | 0.25
CCCT | System | Constraint | Flex Up | Flexibility | Violation | 1 | 2025-06-03 16:15 | 20.048 | - | 6 | 16 | 0.25
CCCT | System | Constraint | Flex Up | Flexibility | Violation | 1 | 2025-06-03 16:30 | 62.5124 | - | 6 | 16 | 0.25
CCCT | System | Constraint | Flex Up | Flexibility | Violation | 1 | 2025-06-03 16:45 | 24.4768 | - | 6 | 16 | 0.25
CCCT | System | Constraint | Flex Up | Flexibility | Violation | 1 | 2025-06-03 20:00 | 87.6998 | - | 6 | 20 | 0.25
CCCT | System | Constraint | Flex Up | Flexibility | Violation | 1 | 2025-06-03 20:15 | 40.71 | - | 6 | 20 | 0.25
CCCT | System | Constraint | Flex Up | Flexibility | Violation | 1 | 2025-06-03 21:15 | 98.4408 | - | 6 | 21 | 0.25
CCCT | System | Constraint | Flex Up | Flexibility | Violation | 1 | 2025-06-03 21:30 | 98.4408 | - | 6 | 21 | 0.25
CCCT | System | Constraint | Flex Up | Flexibility | Violation | 1 | 2025-06-03 21:45 | 84.3806 | - | 6 | 21 | 0.25
CCCT | System | Constraint | Flex Up | Flexibility | Violation | 1 | 2025-06-04 05:45 | 41.5277 | - | 6 | 5 | 0.25
CCCT | System | Constraint | Flex Up | Flexibility | Violation | 1 | 2025-06-04 08:30 | 7.7615 | - | 6 | 8 | 0.25
CCCT | System | Constraint | Flex Up | Flexibility | Violation | 1 | 2025-06-04 08:45 | 7.3929 | - | 6 | 8 | 0.25
CCCT | System | Constraint | Flex Up | Flexibility | Violation | 1 | 2025-06-04 09:00 | 6.5472 | - | 6 | 9 | 0.25
CCCT | System | Constraint | Flex Up | Flexibility | Violation | 1 | 2025-06-04 09:15 | 1.7271 | - | 6 | 9 | 0.25
CCCT | System | Constraint | Flex Up | Flexibility | Violation | 1 | 2025-06-04 10:00 | 4.8594 | - | 6 | 10 | 0.25
CCCT | System | Constraint | Flex Up | Flexibility | Violation | 1 | 2025-06-04 11:00 | 3.9969 | - | 6 | 11 | 0.25
CCCT | System | Constraint | Flex Up | Flexibility | Violation | 1 | 2025-06-04 11:15 | 5.6457 | - | 6 | 11 | 0.25
CCCT | System | Constraint | Flex Up | Flexibility | Violation | 1 | 2025-06-04 11:30 | 4.2946 | - | 6 | 11 | 0.25
CCCT | System | Constraint | Flex Up | Flexibility | Violation | 1 | 2025-06-04 11:45 | 1.9434 | - | 6 | 11 | 0.25
CCCT | System | Constraint | Flex Up | Flexibility | Violation | 1 | 2025-06-04 15:45 | 0.64024 | - | 6 | 15 | 0.25
CCCT | System | Constraint | Flex Up | Flexibility | Violation | 1 | 2025-06-05 05:30 | 7.2079 | - | 6 | 5 | 0.25
CCCT | System | Constraint | Flex Up | Flexibility | Violation | 1 | 2025-06-05 05:45 | 48.7566 | - | 6 | 5 | 0.25
CCCT | System | Constraint | Flex Up | Flexibility | Violation | 1 | 2025-06-05 13:00 | 36.5316 | - | 6 | 13 | 0.25
CCCT | System | Constraint | Flex Up | Flexibility | Violation | 1 | 2025-06-05 18:00 | 40.2106 | - | 6 | 18 | 0.25
CCCT | System | Constraint | Flex Up | Flexibility | Violation | 1 | 2025-06-06 10:00 | 12.3341 | - | 6 | 10 | 0.25
CCCT | System | Constraint | Flex Up | Flexibility | Violation | 1 | 2025-06-07 02:00 | 1.0154 | - | 6 | 2 | 0.25
CCCT | System | Constraint | Flex Up | Flexibility | Violation | 1 | 2025-06-07 05:00 | 30.2144 | - | 6 | 5 | 0.25
CCCT | System | Constraint | Flex Up | Flexibility | Violation | 1 | 2025-06-07 06:45 | 33.6729 | - | 6 | 6 | 0.25
CCCT | System | Constraint | Flex Up | Flexibility | Violation | 1 | 2025-06-08 03:30 | 7.4951 | - | 6 | 3 | 0.25
CCCT | System | Constraint | Flex Up | Flexibility | Violation | 1 | 2025-06-08 03:45 | 32.6267 | - | 6 | 3 | 0.25
CCCT | System | Constraint | Flex Up | Flexibility | Violation | 1 | 2025-06-08 04:00 | 30.5752 | - | 6 | 4 | 0.25
CCCT | System | Constraint | Flex Up | Flexibility | Violation | 1 | 2025-06-08 04:15 | 40.9275 | - | 6 | 4 | 0.25
CCCT | System | Constraint | Flex Up | Flexibility | Violation | 1 | 2025-06-08 04:30 | 58.2798 | - | 6 | 4 | 0.25
CCCT | System | Constraint | Flex Up | Flexibility | Violation | 1 | 2025-06-08 04:45 | 16.1321 | - | 6 | 4 | 0.25
CCCT | System | Constraint | Flex Up | Flexibility | Violation | 1 | 2025-06-08 05:15 | 14.5326 | - | 6 | 5 | 0.25
CCCT | System | Constraint | Flex Up | Flexibility | Violation | 1 | 2025-06-08 05:30 | 54.8258 | - | 6 | 5 | 0.25
CCCT | System | Constraint | Flex Up | Flexibility | Violation | 1 | 2025-06-08 05:45 | 35.6189 | - | 6 | 5 | 0.25
CCCT | System | Constraint | Flex Up | Flexibility | Violation | 1 | 2025-06-08 06:45 | 23.6443 | - | 6 | 6 | 0.25
CCCT | System | Constraint | Flex Up | Flexibility | Violation | 1 | 2025-06-08 07:30 | 12.0895 | - | 6 | 7 | 0.25
CCCT | System | Constraint | Flex Up | Flexibility | Violation | 1 | 2025-06-08 07:45 | 47.4382 | - | 6 | 7 | 0.25
CCCT | System | Constraint | Flex Up | Flexibility | Violation | 1 | 2025-06-08 12:00 | 6.9611 | - | 6 | 12 | 0.25
CCCT | System | Constraint | Flex Up | Flexibility | Violation | 1 | 2025-06-08 15:45 | 33.2248 | - | 6 | 15 | 0.25
CCCT | System | Constraint | Flex Up | Flexibility | Violation | 1 | 2025-06-08 16:00 | 40.6345 | - | 6 | 16 | 0.25
CCCT | System | Constraint | Flex Up | Flexibility | Violation | 1 | 2025-06-08 16:15 | 47.2486 | - | 6 | 16 | 0.25
CCCT | System | Constraint | Flex Up | Flexibility | Violation | 1 | 2025-06-08 16:30 | 51.8626 | - | 6 | 16 | 0.25
CCCT | System | Constraint | Flex Up | Flexibility | Violation | 1 | 2025-06-08 16:45 | 47.4767 | - | 6 | 16 | 0.25
CCCT | System | Constraint | Flex Up | Flexibility | Violation | 1 | 2025-06-08 19:00 | 10.2366 | - | 6 | 19 | 0.25
CCCT | System | Constraint | Flex Up | Flexibility | Violation | 1 | 2025-06-09 | 10.3196 | - | 6 | 0 | 0.25
CCCT | System | Constraint | Flex Up | Flexibility | Violation | 1 | 2025-06-09 00:15 | 10.3196 | - | 6 | 0 | 0.25
CCCT | System | Constraint | Flex Up | Flexibility | Violation | 1 | 2025-06-09 00:30 | 10.3196 | - | 6 | 0 | 0.25
CCCT | System | Constraint | Flex Up | Flexibility | Violation | 1 | 2025-06-09 00:45 | 10.3196 | - | 6 | 0 | 0.25
CCCT | System | Constraint | Flex Up | Flexibility | Violation | 1 | 2025-06-09 04:45 | 45.9276 | - | 6 | 4 | 0.25
CCCT | System | Constraint | Flex Up | Flexibility | Violation | 1 | 2025-06-09 05:45 | 9.162 | - | 6 | 5 | 0.25
CCCT | System | Constraint | Flex Up | Flexibility | Violation | 1 | 2025-06-10 05:30 | 5.7896 | - | 6 | 5 | 0.25
CCCT | System | Constraint | Flex Up | Flexibility | Violation | 1 | 2025-06-10 05:45 | 79.0661 | - | 6 | 5 | 0.25
CCCT | System | Constraint | Flex Up | Flexibility | Violation | 1 | 2025-06-10 16:00 | 11.7034 | - | 6 | 16 | 0.25
CCCT | System | Constraint | Flex Up | Flexibility | Violation | 1 | 2025-06-10 19:00 | 0.89313 | - | 6 | 19 | 0.25
CCCT | System | Constraint | Flex Up | Flexibility | Violation | 1 | 2025-06-11 04:45 | 7.3282 | - | 6 | 4 | 0.25
CCCT | System | Constraint | Flex Up | Flexibility | Violation | 1 | 2025-06-11 05:45 | 84.2049 | - | 6 | 5 | 0.25
CCCT | System | Constraint | Flex Up | Flexibility | Violation | 1 | 2025-06-11 09:30 | 1.4143 | - | 6 | 9 | 0.25
CCCT | System | Constraint | Flex Up | Flexibility | Violation | 1 | 2025-06-11 09:45 | 18.6523 | - | 6 | 9 | 0.25
CCCT | System | Constraint | Flex Up | Flexibility | Violation | 1 | 2025-06-11 10:45 | 8.7468 | - | 6 | 10 | 0.25
CCCT | System | Constraint | Flex Up | Flexibility | Violation | 1 | 2025-06-11 11:45 | 1.8 | - | 6 | 11 | 0.25
CCCT | System | Constraint | Flex Up | Flexibility | Violation | 1 | 2025-06-11 12:15 | 1.2874 | - | 6 | 12 | 0.25
CCCT | System | Constraint | Flex Up | Flexibility | Violation | 1 | 2025-06-11 12:30 | 3.0895 | - | 6 | 12 | 0.25
CCCT | System | Constraint | Flex Up | Flexibility | Violation | 1 | 2025-06-11 12:45 | 2.8916 | - | 6 | 12 | 0.25
CCCT | System | Constraint | Flex Up | Flexibility | Violation | 1 | 2025-06-11 14:00 | 15.9582 | - | 6 | 14 | 0.25
CCCT | System | Constraint | Flex Up | Flexibility | Violation | 1 | 2025-06-11 17:00 | 11.547 | - | 6 | 17 | 0.25
CCCT | System | Constraint | Flex Up | Flexibility | Violation | 1 | 2025-06-12 05:30 | 0.90181 | - | 6 | 5 | 0.25
CCCT | System | Constraint | Flex Up | Flexibility | Violation | 1 | 2025-06-12 05:45 | 100.7561 | - | 6 | 5 | 0.25
CCCT | System | Constraint | Flex Up | Flexibility | Violation | 1 | 2025-06-12 07:45 | 0.73884 | - | 6 | 7 | 0.25
CCCT | System | Constraint | Flex Up | Flexibility | Violation | 1 | 2025-06-12 17:00 | 10.0406 | - | 6 | 17 | 0.25
CCCT | System | Constraint | Flex Up | Flexibility | Violation | 1 | 2025-06-12 21:00 | 17.5507 | - | 6 | 21 | 0.25
CCCT | System | Constraint | Flex Up | Flexibility | Violation | 1 | 2025-06-13 | 2.1919 | - | 6 | 0 | 0.25
CCCT | System | Constraint | Flex Up | Flexibility | Violation | 1 | 2025-06-14 07:45 | 13.058 | - | 6 | 7 | 0.25
CCCT | System | Constraint | Flex Up | Flexibility | Violation | 1 | 2025-06-15 16:00 | 7.3704 | - | 6 | 16 | 0.25
CCCT | System | Constraint | Flex Up | Flexibility | Violation | 1 | 2025-06-16 06:45 | 54.3459 | - | 6 | 6 | 0.25
CCCT | System | Constraint | Flex Up | Flexibility | Violation | 1 | 2025-06-16 18:00 | 81.2446 | - | 6 | 18 | 0.25
CCCT | System | Constraint | Flex Up | Flexibility | Violation | 1 | 2025-06-16 18:15 | 2.3119 | - | 6 | 18 | 0.25
CCCT | System | Constraint | Flex Up | Flexibility | Violation | 1 | 2025-06-17 06:30 | 27.887 | - | 6 | 6 | 0.25
CCCT | System | Constraint | Flex Up | Flexibility | Violation | 1 | 2025-06-17 06:45 | 69.889 | - | 6 | 6 | 0.25
CCCT | System | Constraint | Flex Up | Flexibility | Violation | 1 | 2025-06-18 | 17.6501 | - | 6 | 0 | 0.25
CCCT | System | Constraint | Flex Up | Flexibility | Violation | 1 | 2025-06-18 06:30 | 4.6681 | - | 6 | 6 | 0.25
CCCT | System | Constraint | Flex Up | Flexibility | Violation | 1 | 2025-06-18 06:45 | 21.7377 | - | 6 | 6 | 0.25
CCCT | System | Constraint | Flex Up | Flexibility | Violation | 1 | 2025-06-20 05:45 | 23.5582 | - | 6 | 5 | 0.25
CCCT | System | Constraint | Flex Up | Flexibility | Violation | 1 | 2025-06-20 17:00 | 45.8237 | - | 6 | 17 | 0.25
CCCT | System | Constraint | Flex Up | Flexibility | Violation | 1 | 2025-06-20 17:15 | 21.9724 | - | 6 | 17 | 0.25
CCCT | System | Constraint | Flex Up | Flexibility | Violation | 1 | 2025-06-20 17:30 | 0.12101 | - | 6 | 17 | 0.25
CCCT | System | Constraint | Flex Up | Flexibility | Violation | 1 | 2025-06-21 08:15 | 1.0439 | - | 6 | 8 | 0.25
CCCT | System | Constraint | Flex Up | Flexibility | Violation | 1 | 2025-06-21 08:30 | 6.143 | - | 6 | 8 | 0.25
CCCT | System | Constraint | Flex Up | Flexibility | Violation | 1 | 2025-06-21 08:45 | 15.2421 | - | 6 | 8 | 0.25
CCCT | System | Constraint | Flex Up | Flexibility | Violation | 1 | 2025-06-21 16:45 | 2.9787 | - | 6 | 16 | 0.25
CCCT | System | Constraint | Flex Up | Flexibility | Violation | 1 | 2025-06-21 17:00 | 40.6834 | - | 6 | 17 | 0.25
CCCT | System | Constraint | Flex Up | Flexibility | Violation | 1 | 2025-06-21 17:15 | 28.5182 | - | 6 | 17 | 0.25
CCCT | System | Constraint | Flex Up | Flexibility | Violation | 1 | 2025-06-21 17:30 | 10.3529 | - | 6 | 17 | 0.25
CCCT | System | Constraint | Flex Up | Flexibility | Violation | 1 | 2025-06-22 16:45 | 0.8167 | - | 6 | 16 | 0.25
CCCT | System | Constraint | Flex Up | Flexibility | Violation | 1 | 2025-06-22 20:00 | 24.8072 | - | 6 | 20 | 0.25
CCCT | System | Constraint | Flex Up | Flexibility | Violation | 1 | 2025-06-23 20:00 | 3.2564 | - | 6 | 20 | 0.25
CCCT | System | Constraint | Flex Up | Flexibility | Violation | 1 | 2025-06-24 01:15 | 1.0325 | - | 6 | 1 | 0.25
CCCT | System | Constraint | Flex Up | Flexibility | Violation | 1 | 2025-06-24 02:00 | 34.0333 | - | 6 | 2 | 0.25
CCCT | System | Constraint | Flex Up | Flexibility | Violation | 1 | 2025-06-24 02:15 | 21.107 | - | 6 | 2 | 0.25
CCCT | System | Constraint | Flex Up | Flexibility | Violation | 1 | 2025-06-24 05:30 | 14.2874 | - | 6 | 5 | 0.25
CCCT | System | Constraint | Flex Up | Flexibility | Violation | 1 | 2025-06-24 05:45 | 32.6223 | - | 6 | 5 | 0.25
CCCT | System | Constraint | Flex Up | Flexibility | Violation | 1 | 2025-06-25 19:15 | 0.12813 | - | 6 | 19 | 0.25
CCCT | System | Constraint | Flex Up | Flexibility | Violation | 1 | 2025-06-26 22:00 | 20.3914 | - | 6 | 22 | 0.25
CCCT | System | Constraint | Flex Up | Flexibility | Violation | 1 | 2025-06-27 05:30 | 32.1512 | - | 6 | 5 | 0.25
CCCT | System | Constraint | Flex Up | Flexibility | Violation | 1 | 2025-06-27 05:45 | 14.5749 | - | 6 | 5 | 0.25
CCCT | System | Constraint | Flex Up | Flexibility | Violation | 1 | 2025-06-27 06:00 | 28.3219 | - | 6 | 6 | 0.25
CCCT | System | Constraint | Flex Up | Flexibility | Violation | 1 | 2025-06-27 06:15 | 7.6588 | - | 6 | 6 | 0.25
CCCT | System | Constraint | Flex Up | Flexibility | Violation | 1 | 2025-06-28 18:00 | 7.9778 | - | 6 | 18 | 0.25
CCCT | System | Constraint | Flex Up | Flexibility | Violation | 1 | 2025-06-29 10:15 | 5.5491 | - | 6 | 10 | 0.25
CCCT | System | Constraint | Flex Up | Flexibility | Violation | 1 | 2025-06-29 10:30 | 12.819 | - | 6 | 10 | 0.25
CCCT | System | Constraint | Flex Up | Flexibility | Violation | 1 | 2025-06-29 10:45 | 23.089 | - | 6 | 10 | 0.25
CCCT | System | Constraint | Flex Up | Flexibility | Violation | 1 | 2025-06-29 11:30 | 1.2184 | - | 6 | 11 | 0.25
CCCT | System | Constraint | Flex Up | Flexibility | Violation | 1 | 2025-06-29 11:45 | 17.5141 | - | 6 | 11 | 0.25
CCCT | System | Constraint | Flex Up | Flexibility | Violation | 1 | 2025-06-29 12:00 | 19.5582 | - | 6 | 12 | 0.25
CCCT | System | Constraint | Flex Up | Flexibility | Violation | 1 | 2025-06-29 12:15 | 11.1089 | - | 6 | 12 | 0.25
CCCT | System | Constraint | Flex Up | Flexibility | Violation | 1 | 2025-06-29 12:30 | 3.6597 | - | 6 | 12 | 0.25
CCCT | System | Constraint | Flex Up | Flexibility | Violation | 1 | 2025-06-29 14:00 | 19.5204 | - | 6 | 14 | 0.25
CCCT | System | Constraint | Flex Up | Flexibility | Violation | 1 | 2025-06-30 05:00 | 11.8477 | - | 6 | 5 | 0.25
CCCT | System | Constraint | Flex Up | Flexibility | Violation | 1 | 2025-06-30 17:00 | 12.1327 | - | 6 | 17 | 0.25
CCCT | System | Constraint | Flex Up | Flexibility | Violation | 1 | 2025-07-01 06:45 | 96.5887 | - | 7 | 6 | 0.25
CCCT | System | Constraint | Flex Up | Flexibility | Violation | 1 | 2025-07-01 07:45 | 1.9265 | - | 7 | 7 | 0.25
CCCT | System | Constraint | Flex Up | Flexibility | Violation | 1 | 2025-07-02 06:45 | 51.292 | - | 7 | 6 | 0.25
CCCT | System | Constraint | Flex Up | Flexibility | Violation | 1 | 2025-07-02 09:30 | 3.2911 | - | 7 | 9 | 0.25
CCCT | System | Constraint | Flex Up | Flexibility | Violation | 1 | 2025-07-02 09:45 | 13.0388 | - | 7 | 9 | 0.25
CCCT | System | Constraint | Flex Up | Flexibility | Violation | 1 | 2025-07-03 03:00 | 22.836 | - | 7 | 3 | 0.25
CCCT | System | Constraint | Flex Up | Flexibility | Violation | 1 | 2025-07-04 07:45 | 9.8527 | - | 7 | 7 | 0.25
CCCT | System | Constraint | Flex Up | Flexibility | Violation | 1 | 2025-07-04 19:00 | 34.8537 | - | 7 | 19 | 0.25
CCCT | System | Constraint | Flex Up | Flexibility | Violation | 1 | 2025-07-05 05:15 | 5.8905 | - | 7 | 5 | 0.25
CCCT | System | Constraint | Flex Up | Flexibility | Violation | 1 | 2025-07-05 16:15 | 6.3867 | - | 7 | 16 | 0.25
CCCT | System | Constraint | Flex Up | Flexibility | Violation | 1 | 2025-07-05 16:30 | 21.1884 | - | 7 | 16 | 0.25
CCCT | System | Constraint | Flex Up | Flexibility | Violation | 1 | 2025-07-05 16:45 | 41.9901 | - | 7 | 16 | 0.25
CCCT | System | Constraint | Flex Up | Flexibility | Violation | 1 | 2025-07-06 10:00 | 2.6936 | - | 7 | 10 | 0.25
CCCT | System | Constraint | Flex Up | Flexibility | Violation | 1 | 2025-07-06 10:30 | 1.9473 | - | 7 | 10 | 0.25
CCCT | System | Constraint | Flex Up | Flexibility | Violation | 1 | 2025-07-06 21:45 | 15.2255 | - | 7 | 21 | 0.25
CCCT | System | Constraint | Flex Up | Flexibility | Violation | 1 | 2025-07-07 06:45 | 50.9849 | - | 7 | 6 | 0.25
CCCT | System | Constraint | Flex Up | Flexibility | Violation | 1 | 2025-07-07 17:45 | 2.9759 | - | 7 | 17 | 0.25
CCCT | System | Constraint | Flex Up | Flexibility | Violation | 1 | 2025-07-07 18:00 | 144.0481 | - | 7 | 18 | 0.25
CCCT | System | Constraint | Flex Up | Flexibility | Violation | 1 | 2025-07-07 18:15 | 50.5853 | - | 7 | 18 | 0.25
CCCT | System | Constraint | Flex Up | Flexibility | Violation | 1 | 2025-07-08 17:15 | 0.59405 | - | 7 | 17 | 0.25
CCCT | System | Constraint | Flex Up | Flexibility | Violation | 1 | 2025-07-09 06:30 | 1.4457 | - | 7 | 6 | 0.25
CCCT | System | Constraint | Flex Up | Flexibility | Violation | 1 | 2025-07-09 06:45 | 53.8379 | - | 7 | 6 | 0.25
CCCT | System | Constraint | Flex Up | Flexibility | Violation | 1 | 2025-07-09 17:00 | 103.8593 | - | 7 | 17 | 0.25
CCCT | System | Constraint | Flex Up | Flexibility | Violation | 1 | 2025-07-10 07:15 | 25.8201 | - | 7 | 7 | 0.25
CCCT | System | Constraint | Flex Up | Flexibility | Violation | 1 | 2025-07-10 07:45 | 13.4926 | - | 7 | 7 | 0.25
CCCT | System | Constraint | Flex Up | Flexibility | Violation | 1 | 2025-07-10 19:00 | 14.5842 | - | 7 | 19 | 0.25
CCCT | System | Constraint | Flex Up | Flexibility | Violation | 1 | 2025-07-11 16:00 | 21.087 | - | 7 | 16 | 0.25
CCCT | System | Constraint | Flex Up | Flexibility | Violation | 1 | 2025-07-12 03:30 | 8.7215 | - | 7 | 3 | 0.25
CCCT | System | Constraint | Flex Up | Flexibility | Violation | 1 | 2025-07-12 10:45 | 12.5991 | - | 7 | 10 | 0.25
CCCT | System | Constraint | Flex Up | Flexibility | Violation | 1 | 2025-07-12 11:00 | 31.3079 | - | 7 | 11 | 0.25
CCCT | System | Constraint | Flex Up | Flexibility | Violation | 1 | 2025-07-12 11:15 | 30.2868 | - | 7 | 11 | 0.25
CCCT | System | Constraint | Flex Up | Flexibility | Violation | 1 | 2025-07-12 11:30 | 26.2658 | - | 7 | 11 | 0.25
CCCT | System | Constraint | Flex Up | Flexibility | Violation | 1 | 2025-07-12 13:30 | 5.5084 | - | 7 | 13 | 0.25
CCCT | System | Constraint | Flex Up | Flexibility | Violation | 1 | 2025-07-13 15:15 | 0.89214 | - | 7 | 15 | 0.25
CCCT | System | Constraint | Flex Up | Flexibility | Violation | 1 | 2025-07-13 16:30 | 4.6861 | - | 7 | 16 | 0.25
CCCT | System | Constraint | Flex Up | Flexibility | Violation | 1 | 2025-07-13 16:45 | 17.6434 | - | 7 | 16 | 0.25
CCCT | System | Constraint | Flex Up | Flexibility | Violation | 1 | 2025-07-14 06:30 | 46.2742 | - | 7 | 6 | 0.25
CCCT | System | Constraint | Flex Up | Flexibility | Violation | 1 | 2025-07-14 06:45 | 95.2659 | - | 7 | 6 | 0.25
CCCT | System | Constraint | Flex Up | Flexibility | Violation | 1 | 2025-07-14 07:00 | 97.4823 | - | 7 | 7 | 0.25
CCCT | System | Constraint | Flex Up | Flexibility | Violation | 1 | 2025-07-14 07:15 | 136.6187 | - | 7 | 7 | 0.25
CCCT | System | Constraint | Flex Up | Flexibility | Violation | 1 | 2025-07-14 07:30 | 153.7551 | - | 7 | 7 | 0.25
CCCT | System | Constraint | Flex Up | Flexibility | Violation | 1 | 2025-07-14 07:45 | 168.8915 | - | 7 | 7 | 0.25
CCCT | System | Constraint | Flex Up | Flexibility | Violation | 1 | 2025-07-14 08:00 | 66.0585 | - | 7 | 8 | 0.25
CCCT | System | Constraint | Flex Up | Flexibility | Violation | 1 | 2025-07-14 09:00 | 8.7518 | - | 7 | 9 | 0.25
CCCT | System | Constraint | Flex Up | Flexibility | Violation | 1 | 2025-07-14 09:15 | 38.1339 | - | 7 | 9 | 0.25
CCCT | System | Constraint | Flex Up | Flexibility | Violation | 1 | 2025-07-14 09:30 | 64.5159 | - | 7 | 9 | 0.25
CCCT | System | Constraint | Flex Up | Flexibility | Violation | 1 | 2025-07-14 09:45 | 79.898 | - | 7 | 9 | 0.25
CCCT | System | Constraint | Flex Up | Flexibility | Violation | 1 | 2025-07-14 16:00 | 171.3886 | - | 7 | 16 | 0.25
CCCT | System | Constraint | Flex Up | Flexibility | Violation | 1 | 2025-07-14 16:15 | 131.1612 | - | 7 | 16 | 0.25
CCCT | System | Constraint | Flex Up | Flexibility | Violation | 1 | 2025-07-14 16:30 | 78.9338 | - | 7 | 16 | 0.25
CCCT | System | Constraint | Flex Up | Flexibility | Violation | 1 | 2025-07-14 17:00 | 97.5437 | - | 7 | 17 | 0.25
CCCT | System | Constraint | Flex Up | Flexibility | Violation | 1 | 2025-07-14 17:15 | 74.9625 | - | 7 | 17 | 0.25
CCCT | System | Constraint | Flex Up | Flexibility | Violation | 1 | 2025-07-14 17:30 | 86.3813 | - | 7 | 17 | 0.25
CCCT | System | Constraint | Flex Up | Flexibility | Violation | 1 | 2025-07-14 17:45 | 75.8 | - | 7 | 17 | 0.25
CCCT | System | Constraint | Flex Up | Flexibility | Violation | 1 | 2025-07-14 18:00 | 177.4041 | - | 7 | 18 | 0.25
CCCT | System | Constraint | Flex Up | Flexibility | Violation | 1 | 2025-07-14 18:15 | 77.0531 | - | 7 | 18 | 0.25
CCCT | System | Constraint | Flex Up | Flexibility | Violation | 1 | 2025-07-14 18:30 | 6.7021 | - | 7 | 18 | 0.25
CCCT | System | Constraint | Flex Up | Flexibility | Violation | 1 | 2025-07-15 20:00 | 23.2112 | - | 7 | 20 | 0.25
CCCT | System | Constraint | Flex Up | Flexibility | Violation | 1 | 2025-07-16 05:45 | 4.7266 | - | 7 | 5 | 0.25
CCCT | System | Constraint | Flex Up | Flexibility | Violation | 1 | 2025-07-16 17:00 | 45.6825 | - | 7 | 17 | 0.25
CCCT | System | Constraint | Flex Up | Flexibility | Violation | 1 | 2025-07-17 16:00 | 68.3704 | - | 7 | 16 | 0.25
CCCT | System | Constraint | Flex Up | Flexibility | Violation | 1 | 2025-07-18 06:45 | 55.9735 | - | 7 | 6 | 0.25
CCCT | System | Constraint | Flex Up | Flexibility | Violation | 1 | 2025-07-18 21:00 | 26.0604 | - | 7 | 21 | 0.25
CCCT | System | Constraint | Flex Up | Flexibility | Violation | 1 | 2025-07-18 21:15 | 2.6583 | - | 7 | 21 | 0.25
CCCT | System | Constraint | Flex Up | Flexibility | Violation | 1 | 2025-07-19 06:15 | 38.8986 | - | 7 | 6 | 0.25
CCCT | System | Constraint | Flex Up | Flexibility | Violation | 1 | 2025-07-19 06:45 | 1.8701 | - | 7 | 6 | 0.25
CCCT | System | Constraint | Flex Up | Flexibility | Violation | 1 | 2025-07-19 19:00 | 23.3804 | - | 7 | 19 | 0.25
CCCT | System | Constraint | Flex Up | Flexibility | Violation | 1 | 2025-07-20 06:00 | 48.8164 | - | 7 | 6 | 0.25
CCCT | System | Constraint | Flex Up | Flexibility | Violation | 1 | 2025-07-20 06:15 | 11.7675 | - | 7 | 6 | 0.25
CCCT | System | Constraint | Flex Up | Flexibility | Violation | 1 | 2025-07-20 06:30 | 52.7185 | - | 7 | 6 | 0.25
CCCT | System | Constraint | Flex Up | Flexibility | Violation | 1 | 2025-07-20 13:45 | 16.9379 | - | 7 | 13 | 0.25
CCCT | System | Constraint | Flex Up | Flexibility | Violation | 1 | 2025-07-21 06:00 | 2.6968 | - | 7 | 6 | 0.25
CCCT | System | Constraint | Flex Up | Flexibility | Violation | 1 | 2025-07-21 06:15 | 34.9507 | - | 7 | 6 | 0.25
CCCT | System | Constraint | Flex Up | Flexibility | Violation | 1 | 2025-07-21 06:30 | 45.2046 | - | 7 | 6 | 0.25
CCCT | System | Constraint | Flex Up | Flexibility | Violation | 1 | 2025-07-21 07:45 | 42.8028 | - | 7 | 7 | 0.25
CCCT | System | Constraint | Flex Up | Flexibility | Violation | 1 | 2025-07-22 07:45 | 9.671 | - | 7 | 7 | 0.25
CCCT | System | Constraint | Flex Up | Flexibility | Violation | 1 | 2025-07-22 08:45 | 14.1151 | - | 7 | 8 | 0.25
CCCT | System | Constraint | Flex Up | Flexibility | Violation | 1 | 2025-07-22 16:00 | 12.3388 | - | 7 | 16 | 0.25
CCCT | System | Constraint | Flex Up | Flexibility | Violation | 1 | 2025-07-24 05:15 | 4.3441 | - | 7 | 5 | 0.25
CCCT | System | Constraint | Flex Up | Flexibility | Violation | 1 | 2025-07-24 05:30 | 65.7606 | - | 7 | 5 | 0.25
CCCT | System | Constraint | Flex Up | Flexibility | Violation | 1 | 2025-07-24 05:45 | 142.177 | - | 7 | 5 | 0.25
CCCT | System | Constraint | Flex Up | Flexibility | Violation | 1 | 2025-07-24 06:00 | 43.7546 | - | 7 | 6 | 0.25
CCCT | System | Constraint | Flex Up | Flexibility | Violation | 1 | 2025-07-24 06:15 | 0.23216 | - | 7 | 6 | 0.25
CCCT | System | Constraint | Flex Up | Flexibility | Violation | 1 | 2025-07-24 19:00 | 45.6926 | - | 7 | 19 | 0.25
CCCT | System | Constraint | Flex Up | Flexibility | Violation | 1 | 2025-07-25 06:15 | 11.2196 | - | 7 | 6 | 0.25
CCCT | System | Constraint | Flex Up | Flexibility | Violation | 1 | 2025-07-25 06:45 | 28.5526 | - | 7 | 6 | 0.25
CCCT | System | Constraint | Flex Up | Flexibility | Violation | 1 | 2025-07-25 07:00 | 7.7592 | - | 7 | 7 | 0.25
CCCT | System | Constraint | Flex Up | Flexibility | Violation | 1 | 2025-07-25 07:30 | 11.6325 | - | 7 | 7 | 0.25
CCCT | System | Constraint | Flex Up | Flexibility | Violation | 1 | 2025-07-25 07:45 | 41.3191 | - | 7 | 7 | 0.25
CCCT | System | Constraint | Flex Up | Flexibility | Violation | 1 | 2025-07-25 08:45 | 3.4783 | - | 7 | 8 | 0.25
CCCT | System | Constraint | Flex Up | Flexibility | Violation | 1 | 2025-07-26 05:45 | 1.0499 | - | 7 | 5 | 0.25
CCCT | System | Constraint | Flex Up | Flexibility | Violation | 1 | 2025-07-26 07:30 | 2.8066 | - | 7 | 7 | 0.25
CCCT | System | Constraint | Flex Up | Flexibility | Violation | 1 | 2025-07-26 08:30 | 17.1969 | - | 7 | 8 | 0.25
CCCT | System | Constraint | Flex Up | Flexibility | Violation | 1 | 2025-07-26 08:45 | 38.9913 | - | 7 | 8 | 0.25
CCCT | System | Constraint | Flex Up | Flexibility | Violation | 1 | 2025-07-26 19:00 | 67.6391 | - | 7 | 19 | 0.25
CCCT | System | Constraint | Flex Up | Flexibility | Violation | 1 | 2025-07-28 07:30 | 53.4072 | - | 7 | 7 | 0.25
CCCT | System | Constraint | Flex Up | Flexibility | Violation | 1 | 2025-07-28 07:45 | 146.6109 | - | 7 | 7 | 0.25
CCCT | System | Constraint | Flex Up | Flexibility | Violation | 1 | 2025-07-28 08:00 | 86.4865 | - | 7 | 8 | 0.25
CCCT | System | Constraint | Flex Up | Flexibility | Violation | 1 | 2025-07-28 08:15 | 89.3522 | - | 7 | 8 | 0.25
CCCT | System | Constraint | Flex Up | Flexibility | Violation | 1 | 2025-07-28 08:30 | 109.2179 | - | 7 | 8 | 0.25
CCCT | System | Constraint | Flex Up | Flexibility | Violation | 1 | 2025-07-28 17:00 | 47.9225 | - | 7 | 17 | 0.25
CCCT | System | Constraint | Flex Up | Flexibility | Violation | 1 | 2025-07-28 23:00 | 0.67614 | - | 7 | 23 | 0.25
CCCT | System | Constraint | Flex Up | Flexibility | Violation | 1 | 2025-07-29 04:45 | 27.8288 | - | 7 | 4 | 0.25
CCCT | System | Constraint | Flex Up | Flexibility | Violation | 1 | 2025-07-29 05:30 | 8.5093 | - | 7 | 5 | 0.25
CCCT | System | Constraint | Flex Up | Flexibility | Violation | 1 | 2025-07-30 06:45 | 26.2957 | - | 7 | 6 | 0.25
CCCT | System | Constraint | Flex Up | Flexibility | Violation | 1 | 2025-07-30 21:00 | 71.8613 | - | 7 | 21 | 0.25
CCCT | System | Constraint | Flex Up | Flexibility | Violation | 1 | 2025-07-31 06:45 | 22.5455 | - | 7 | 6 | 0.25
CCCT | System | Constraint | Flex Up | Flexibility | Violation | 1 | 2025-07-31 09:45 | 3.6795 | - | 7 | 9 | 0.25
CCCT | System | Constraint | Flex Up | Flexibility | Violation | 1 | 2025-08-01 06:30 | 45.083 | - | 8 | 6 | 0.25
CCCT | System | Constraint | Flex Up | Flexibility | Violation | 1 | 2025-08-01 07:45 | 91.1125 | - | 8 | 7 | 0.25
CCCT | System | Constraint | Flex Up | Flexibility | Violation | 1 | 2025-08-01 08:45 | 18.6761 | - | 8 | 8 | 0.25
CCCT | System | Constraint | Flex Up | Flexibility | Violation | 1 | 2025-08-02 15:30 | 0.49201 | - | 8 | 15 | 0.25
CCCT | System | Constraint | Flex Up | Flexibility | Violation | 1 | 2025-08-02 15:45 | 0.49201 | - | 8 | 15 | 0.25
CCCT | System | Constraint | Flex Up | Flexibility | Violation | 1 | 2025-08-03 06:45 | 46.1382 | - | 8 | 6 | 0.25
CCCT | System | Constraint | Flex Up | Flexibility | Violation | 1 | 2025-08-03 07:45 | 0.90253 | - | 8 | 7 | 0.25
CCCT | System | Constraint | Flex Up | Flexibility | Violation | 1 | 2025-08-03 08:45 | 9.2152 | - | 8 | 8 | 0.25
CCCT | System | Constraint | Flex Up | Flexibility | Violation | 1 | 2025-08-04 05:15 | 68.0271 | - | 8 | 5 | 0.25
CCCT | System | Constraint | Flex Up | Flexibility | Violation | 1 | 2025-08-04 05:30 | 142.1065 | - | 8 | 5 | 0.25
CCCT | System | Constraint | Flex Up | Flexibility | Violation | 1 | 2025-08-04 05:45 | 123.1859 | - | 8 | 5 | 0.25
CCCT | System | Constraint | Flex Up | Flexibility | Violation | 1 | 2025-08-04 07:45 | 7.6228 | - | 8 | 7 | 0.25
CCCT | System | Constraint | Flex Up | Flexibility | Violation | 1 | 2025-08-05 04:45 | 26.2352 | - | 8 | 4 | 0.25
CCCT | System | Constraint | Flex Up | Flexibility | Violation | 1 | 2025-08-05 05:00 | 26.3465 | - | 8 | 5 | 0.25
CCCT | System | Constraint | Flex Up | Flexibility | Violation | 1 | 2025-08-05 05:15 | 59.9579 | - | 8 | 5 | 0.25
CCCT | System | Constraint | Flex Up | Flexibility | Violation | 1 | 2025-08-05 05:30 | 15.0692 | - | 8 | 5 | 0.25
CCCT | System | Constraint | Flex Up | Flexibility | Violation | 1 | 2025-08-05 14:30 | 4.7554 | - | 8 | 14 | 0.25
CCCT | System | Constraint | Flex Up | Flexibility | Violation | 1 | 2025-08-05 16:00 | 18.5211 | - | 8 | 16 | 0.25
CCCT | System | Constraint | Flex Up | Flexibility | Violation | 1 | 2025-08-06 05:30 | 0.054382 | - | 8 | 5 | 0.25
CCCT | System | Constraint | Flex Up | Flexibility | Violation | 1 | 2025-08-06 05:45 | 34.8868 | - | 8 | 5 | 0.25
CCCT | System | Constraint | Flex Up | Flexibility | Violation | 1 | 2025-08-06 06:45 | 93.4304 | - | 8 | 6 | 0.25
CCCT | System | Constraint | Flex Up | Flexibility | Violation | 1 | 2025-08-06 18:00 | 96.0163 | - | 8 | 18 | 0.25
CCCT | System | Constraint | Flex Up | Flexibility | Violation | 1 | 2025-08-07 06:45 | 20.8908 | - | 8 | 6 | 0.25
CCCT | System | Constraint | Flex Up | Flexibility | Violation | 1 | 2025-08-07 12:00 | 9.8648 | - | 8 | 12 | 0.25
CCCT | System | Constraint | Flex Up | Flexibility | Violation | 1 | 2025-08-07 12:15 | 1.7913 | - | 8 | 12 | 0.25
CCCT | System | Constraint | Flex Up | Flexibility | Violation | 1 | 2025-08-07 12:30 | 14.7177 | - | 8 | 12 | 0.25
CCCT | System | Constraint | Flex Up | Flexibility | Violation | 1 | 2025-08-07 12:45 | 17.6441 | - | 8 | 12 | 0.25
CCCT | System | Constraint | Flex Up | Flexibility | Violation | 1 | 2025-08-07 19:00 | 24.9109 | - | 8 | 19 | 0.25
CCCT | System | Constraint | Flex Up | Flexibility | Violation | 1 | 2025-08-08 03:45 | 8.7319 | - | 8 | 3 | 0.25
CCCT | System | Constraint | Flex Up | Flexibility | Violation | 1 | 2025-08-08 07:00 | 23.6704 | - | 8 | 7 | 0.25
CCCT | System | Constraint | Flex Up | Flexibility | Violation | 1 | 2025-08-08 07:15 | 0.046145 | - | 8 | 7 | 0.25
CCCT | System | Constraint | Flex Up | Flexibility | Violation | 1 | 2025-08-09 07:00 | 12.7263 | - | 8 | 7 | 0.25
CCCT | System | Constraint | Flex Up | Flexibility | Violation | 1 | 2025-08-09 07:45 | 26.7768 | - | 8 | 7 | 0.25
CCCT | System | Constraint | Flex Up | Flexibility | Violation | 1 | 2025-08-10 06:30 | 12.089 | - | 8 | 6 | 0.25
CCCT | System | Constraint | Flex Up | Flexibility | Violation | 1 | 2025-08-10 17:45 | 6.3494 | - | 8 | 17 | 0.25
CCCT | System | Constraint | Flex Up | Flexibility | Violation | 1 | 2025-08-10 18:00 | 3.2503 | - | 8 | 18 | 0.25
CCCT | System | Constraint | Flex Up | Flexibility | Violation | 1 | 2025-08-10 18:15 | 1.1038 | - | 8 | 18 | 0.25
CCCT | System | Constraint | Flex Up | Flexibility | Violation | 1 | 2025-08-10 19:45 | 5.9022 | - | 8 | 19 | 0.25
CCCT | System | Constraint | Flex Up | Flexibility | Violation | 1 | 2025-08-11 19:00 | 24.7926 | - | 8 | 19 | 0.25
CCCT | System | Constraint | Flex Up | Flexibility | Violation | 1 | 2025-08-12 11:45 | 3.6875 | - | 8 | 11 | 0.25
CCCT | System | Constraint | Flex Up | Flexibility | Violation | 1 | 2025-08-12 20:00 | 2.5576 | - | 8 | 20 | 0.25
CCCT | System | Constraint | Flex Up | Flexibility | Violation | 1 | 2025-08-13 06:45 | 20.2393 | - | 8 | 6 | 0.25
CCCT | System | Constraint | Flex Up | Flexibility | Violation | 1 | 2025-08-13 07:45 | 29.3642 | - | 8 | 7 | 0.25
CCCT | System | Constraint | Flex Up | Flexibility | Violation | 1 | 2025-08-13 08:45 | 10.5715 | - | 8 | 8 | 0.25
CCCT | System | Constraint | Flex Up | Flexibility | Violation | 1 | 2025-08-13 12:15 | 0.74958 | - | 8 | 12 | 0.25
CCCT | System | Constraint | Flex Up | Flexibility | Violation | 1 | 2025-08-14 07:45 | 31.3784 | - | 8 | 7 | 0.25
CCCT | System | Constraint | Flex Up | Flexibility | Violation | 1 | 2025-08-14 18:00 | 15.46 | - | 8 | 18 | 0.25
CCCT | System | Constraint | Flex Up | Flexibility | Violation | 1 | 2025-08-15 06:00 | 55.6243 | - | 8 | 6 | 0.25
CCCT | System | Constraint | Flex Up | Flexibility | Violation | 1 | 2025-08-16 06:00 | 35.144 | - | 8 | 6 | 0.25
CCCT | System | Constraint | Flex Up | Flexibility | Violation | 1 | 2025-08-16 06:15 | 53.0175 | - | 8 | 6 | 0.25
CCCT | System | Constraint | Flex Up | Flexibility | Violation | 1 | 2025-08-16 06:30 | 72.8909 | - | 8 | 6 | 0.25
CCCT | System | Constraint | Flex Up | Flexibility | Violation | 1 | 2025-08-16 07:45 | 15.1275 | - | 8 | 7 | 0.25
CCCT | System | Constraint | Flex Up | Flexibility | Violation | 1 | 2025-08-17 06:45 | 13.4303 | - | 8 | 6 | 0.25
CCCT | System | Constraint | Flex Up | Flexibility | Violation | 1 | 2025-08-17 07:30 | 11.9525 | - | 8 | 7 | 0.25
CCCT | System | Constraint | Flex Up | Flexibility | Violation | 1 | 2025-08-17 07:45 | 20.7499 | - | 8 | 7 | 0.25
CCCT | System | Constraint | Flex Up | Flexibility | Violation | 1 | 2025-08-17 08:30 | 19.826 | - | 8 | 8 | 0.25
CCCT | System | Constraint | Flex Up | Flexibility | Violation | 1 | 2025-08-17 16:30 | 7.8262 | - | 8 | 16 | 0.25
CCCT | System | Constraint | Flex Up | Flexibility | Violation | 1 | 2025-08-17 16:45 | 5.1334 | - | 8 | 16 | 0.25
CCCT | System | Constraint | Flex Up | Flexibility | Violation | 1 | 2025-08-18 07:00 | 67.9668 | - | 8 | 7 | 0.25
CCCT | System | Constraint | Flex Up | Flexibility | Violation | 1 | 2025-08-18 07:15 | 83.155 | - | 8 | 7 | 0.25
CCCT | System | Constraint | Flex Up | Flexibility | Violation | 1 | 2025-08-18 07:30 | 89.3432 | - | 8 | 7 | 0.25
CCCT | System | Constraint | Flex Up | Flexibility | Violation | 1 | 2025-08-19 09:00 | 10.179 | - | 8 | 9 | 0.25
CCCT | System | Constraint | Flex Up | Flexibility | Violation | 1 | 2025-08-19 09:15 | 14.6754 | - | 8 | 9 | 0.25
CCCT | System | Constraint | Flex Up | Flexibility | Violation | 1 | 2025-08-20 06:00 | 20.8323 | - | 8 | 6 | 0.25
CCCT | System | Constraint | Flex Up | Flexibility | Violation | 1 | 2025-08-20 06:45 | 12.7435 | - | 8 | 6 | 0.25
CCCT | System | Constraint | Flex Up | Flexibility | Violation | 1 | 2025-08-20 08:15 | 0.29759 | - | 8 | 8 | 0.25
CCCT | System | Constraint | Flex Up | Flexibility | Violation | 1 | 2025-08-20 19:15 | 3.907 | - | 8 | 19 | 0.25
CCCT | System | Constraint | Flex Up | Flexibility | Violation | 1 | 2025-08-20 19:30 | 27.7922 | - | 8 | 19 | 0.25
CCCT | System | Constraint | Flex Up | Flexibility | Violation | 1 | 2025-08-20 19:45 | 2.6774 | - | 8 | 19 | 0.25
CCCT | System | Constraint | Flex Up | Flexibility | Violation | 1 | 2025-08-21 06:45 | 39.158 | - | 8 | 6 | 0.25
CCCT | System | Constraint | Flex Up | Flexibility | Violation | 1 | 2025-08-21 07:00 | 35.2369 | - | 8 | 7 | 0.25
CCCT | System | Constraint | Flex Up | Flexibility | Violation | 1 | 2025-08-21 19:00 | 30.0996 | - | 8 | 19 | 0.25
CCCT | System | Constraint | Flex Up | Flexibility | Violation | 1 | 2025-08-22 17:00 | 11.575 | - | 8 | 17 | 0.25
CCCT | System | Constraint | Flex Up | Flexibility | Violation | 1 | 2025-08-22 19:30 | 8.9514 | - | 8 | 19 | 0.25
CCCT | System | Constraint | Flex Up | Flexibility | Violation | 1 | 2025-08-22 19:45 | 17.6985 | - | 8 | 19 | 0.25
CCCT | System | Constraint | Flex Up | Flexibility | Violation | 1 | 2025-08-23 07:45 | 3.5746 | - | 8 | 7 | 0.25
CCCT | System | Constraint | Flex Up | Flexibility | Violation | 1 | 2025-08-24 06:30 | 26.773 | - | 8 | 6 | 0.25
CCCT | System | Constraint | Flex Up | Flexibility | Violation | 1 | 2025-08-24 06:45 | 85.4257 | - | 8 | 6 | 0.25
CCCT | System | Constraint | Flex Up | Flexibility | Violation | 1 | 2025-08-27 08:45 | 30.05 | - | 8 | 8 | 0.25
CCCT | System | Constraint | Flex Up | Flexibility | Violation | 1 | 2025-08-27 11:30 | 8.4844 | - | 8 | 11 | 0.25
CCCT | System | Constraint | Flex Up | Flexibility | Violation | 1 | 2025-08-27 11:45 | 21.4291 | - | 8 | 11 | 0.25
CCCT | System | Constraint | Flex Up | Flexibility | Violation | 1 | 2025-08-27 12:45 | 12.506 | - | 8 | 12 | 0.25
CCCT | System | Constraint | Flex Up | Flexibility | Violation | 1 | 2025-08-27 16:15 | 3.6983 | - | 8 | 16 | 0.25
CCCT | System | Constraint | Flex Up | Flexibility | Violation | 1 | 2025-08-27 16:30 | 21.1646 | - | 8 | 16 | 0.25
CCCT | System | Constraint | Flex Up | Flexibility | Violation | 1 | 2025-08-27 16:45 | 33.7001 | - | 8 | 16 | 0.25
CCCT | System | Constraint | Flex Up | Flexibility | Violation | 1 | 2025-08-28 06:15 | 42.424 | - | 8 | 6 | 0.25
CCCT | System | Constraint | Flex Up | Flexibility | Violation | 1 | 2025-08-28 06:30 | 6.7398 | - | 8 | 6 | 0.25
CCCT | System | Constraint | Flex Up | Flexibility | Violation | 1 | 2025-08-28 06:45 | 47.0556 | - | 8 | 6 | 0.25
CCCT | System | Constraint | Flex Up | Flexibility | Violation | 1 | 2025-08-28 07:45 | 19.0732 | - | 8 | 7 | 0.25
CCCT | System | Constraint | Flex Up | Flexibility | Violation | 1 | 2025-08-29 06:00 | 0.67865 | - | 8 | 6 | 0.25
CCCT | System | Constraint | Flex Up | Flexibility | Violation | 1 | 2025-08-29 06:15 | 32.6739 | - | 8 | 6 | 0.25
CCCT | System | Constraint | Flex Up | Flexibility | Violation | 1 | 2025-08-29 06:45 | 23.6643 | - | 8 | 6 | 0.25
CCCT | System | Constraint | Flex Up | Flexibility | Violation | 1 | 2025-08-30 16:30 | 17.8705 | - | 8 | 16 | 0.25
CCCT | System | Constraint | Flex Up | Flexibility | Violation | 1 | 2025-08-30 20:15 | 0.37347 | - | 8 | 20 | 0.25
CCCT | System | Constraint | Flex Up | Flexibility | Violation | 1 | 2025-08-31 06:00 | 59.8813 | - | 8 | 6 | 0.25
CCCT | System | Constraint | Flex Up | Flexibility | Violation | 1 | 2025-08-31 06:15 | 61.3338 | - | 8 | 6 | 0.25
CCCT | System | Constraint | Flex Up | Flexibility | Violation | 1 | 2025-08-31 06:30 | 0.28631 | - | 8 | 6 | 0.25
CCCT | System | Constraint | Flex Up | Flexibility | Violation | 1 | 2025-08-31 06:45 | 16.2388 | - | 8 | 6 | 0.25
CCCT | System | Constraint | Flex Up | Flexibility | Violation | 1 | 2025-09-01 07:45 | 8.5248 | - | 9 | 7 | 0.25
CCCT | System | Constraint | Flex Up | Flexibility | Violation | 1 | 2025-09-02 23:30 | 19.736 | - | 9 | 23 | 0.25
CCCT | System | Constraint | Flex Up | Flexibility | Violation | 1 | 2025-09-03 05:30 | 4.7397 | - | 9 | 5 | 0.25
CCCT | System | Constraint | Flex Up | Flexibility | Violation | 1 | 2025-09-03 05:45 | 88.876 | - | 9 | 5 | 0.25
CCCT | System | Constraint | Flex Up | Flexibility | Violation | 1 | 2025-09-03 16:45 | 10.9997 | - | 9 | 16 | 0.25
CCCT | System | Constraint | Flex Up | Flexibility | Violation | 1 | 2025-09-04 06:15 | 68.8463 | - | 9 | 6 | 0.25
CCCT | System | Constraint | Flex Up | Flexibility | Violation | 1 | 2025-09-04 06:30 | 32.746 | - | 9 | 6 | 0.25
CCCT | System | Constraint | Flex Up | Flexibility | Violation | 1 | 2025-09-04 06:45 | 71.6457 | - | 9 | 6 | 0.25
CCCT | System | Constraint | Flex Up | Flexibility | Violation | 1 | 2025-09-04 07:15 | 63.9785 | - | 9 | 7 | 0.25
CCCT | System | Constraint | Flex Up | Flexibility | Violation | 1 | 2025-09-04 07:30 | 64.505 | - | 9 | 7 | 0.25
CCCT | System | Constraint | Flex Up | Flexibility | Violation | 1 | 2025-09-04 07:45 | 61.0314 | - | 9 | 7 | 0.25
CCCT | System | Constraint | Flex Up | Flexibility | Violation | 1 | 2025-09-04 08:00 | 15.9121 | - | 9 | 8 | 0.25
CCCT | System | Constraint | Flex Up | Flexibility | Violation | 1 | 2025-09-04 08:15 | 0.99288 | - | 9 | 8 | 0.25
CCCT | System | Constraint | Flex Up | Flexibility | Violation | 1 | 2025-09-04 16:15 | 15.3815 | - | 9 | 16 | 0.25
CCCT | System | Constraint | Flex Up | Flexibility | Violation | 1 | 2025-09-04 17:00 | 11.9782 | - | 9 | 17 | 0.25
CCCT | System | Constraint | Flex Up | Flexibility | Violation | 1 | 2025-09-04 17:15 | 10.4385 | - | 9 | 17 | 0.25
CCCT | System | Constraint | Flex Up | Flexibility | Violation | 1 | 2025-09-04 18:00 | 11.4682 | - | 9 | 18 | 0.25
CCCT | System | Constraint | Flex Up | Flexibility | Violation | 1 | 2025-09-04 18:15 | 13.3864 | - | 9 | 18 | 0.25
CCCT | System | Constraint | Flex Up | Flexibility | Violation | 1 | 2025-09-04 23:45 | 8.6638 | - | 9 | 23 | 0.25
CCCT | System | Constraint | Flex Up | Flexibility | Violation | 1 | 2025-09-05 05:30 | 4.8353 | - | 9 | 5 | 0.25
CCCT | System | Constraint | Flex Up | Flexibility | Violation | 1 | 2025-09-05 06:15 | 11.0306 | - | 9 | 6 | 0.25
CCCT | System | Constraint | Flex Up | Flexibility | Violation | 1 | 2025-09-05 06:30 | 30.1145 | - | 9 | 6 | 0.25
CCCT | System | Constraint | Flex Up | Flexibility | Violation | 1 | 2025-09-05 06:45 | 43.1984 | - | 9 | 6 | 0.25
CCCT | System | Constraint | Flex Up | Flexibility | Violation | 1 | 2025-09-05 07:00 | 15.6709 | - | 9 | 7 | 0.25
CCCT | System | Constraint | Flex Up | Flexibility | Violation | 1 | 2025-09-05 08:15 | 7.9943 | - | 9 | 8 | 0.25
CCCT | System | Constraint | Flex Up | Flexibility | Violation | 1 | 2025-09-05 08:30 | 0.96218 | - | 9 | 8 | 0.25
CCCT | System | Constraint | Flex Up | Flexibility | Violation | 1 | 2025-09-05 08:45 | 20.9301 | - | 9 | 8 | 0.25
CCCT | System | Constraint | Flex Up | Flexibility | Violation | 1 | 2025-09-05 17:15 | 0.53722 | - | 9 | 17 | 0.25
CCCT | System | Constraint | Flex Up | Flexibility | Violation | 1 | 2025-09-07 05:30 | 4.5446 | - | 9 | 5 | 0.25
CCCT | System | Constraint | Flex Up | Flexibility | Violation | 1 | 2025-09-07 05:45 | 15.9538 | - | 9 | 5 | 0.25
CCCT | System | Constraint | Flex Up | Flexibility | Violation | 1 | 2025-09-07 06:30 | 19.2789 | - | 9 | 6 | 0.25
CCCT | System | Constraint | Flex Up | Flexibility | Violation | 1 | 2025-09-07 06:45 | 51.2487 | - | 9 | 6 | 0.25
CCCT | System | Constraint | Flex Up | Flexibility | Violation | 1 | 2025-09-07 18:00 | 5.9114 | - | 9 | 18 | 0.25
CCCT | System | Constraint | Flex Up | Flexibility | Violation | 1 | 2025-09-07 18:15 | 35.2408 | - | 9 | 18 | 0.25
CCCT | System | Constraint | Flex Up | Flexibility | Violation | 1 | 2025-09-07 18:45 | 52.8994 | - | 9 | 18 | 0.25
CCCT | System | Constraint | Flex Up | Flexibility | Violation | 1 | 2025-09-08 17:00 | 5.7437 | - | 9 | 17 | 0.25
CCCT | System | Constraint | Flex Up | Flexibility | Violation | 1 | 2025-09-09 05:45 | 0.64451 | - | 9 | 5 | 0.25
CCCT | System | Constraint | Flex Up | Flexibility | Violation | 1 | 2025-09-09 07:45 | 27.342 | - | 9 | 7 | 0.25
CCCT | System | Constraint | Flex Up | Flexibility | Violation | 1 | 2025-09-09 08:00 | 32.7457 | - | 9 | 8 | 0.25
CCCT | System | Constraint | Flex Up | Flexibility | Violation | 1 | 2025-09-09 08:15 | 7.9194 | - | 9 | 8 | 0.25
CCCT | System | Constraint | Flex Up | Flexibility | Violation | 1 | 2025-09-10 16:30 | 12.8831 | - | 9 | 16 | 0.25
CCCT | System | Constraint | Flex Up | Flexibility | Violation | 1 | 2025-09-10 16:45 | 14.2935 | - | 9 | 16 | 0.25
CCCT | System | Constraint | Flex Up | Flexibility | Violation | 1 | 2025-09-10 18:45 | 22.4048 | - | 9 | 18 | 0.25
CCCT | System | Constraint | Flex Up | Flexibility | Violation | 1 | 2025-09-12 05:45 | 16.0241 | - | 9 | 5 | 0.25
CCCT | System | Constraint | Flex Up | Flexibility | Violation | 1 | 2025-09-12 18:45 | 14.9359 | - | 9 | 18 | 0.25
CCCT | System | Constraint | Flex Up | Flexibility | Violation | 1 | 2025-09-13 06:45 | 14.6316 | - | 9 | 6 | 0.25
CCCT | System | Constraint | Flex Up | Flexibility | Violation | 1 | 2025-09-13 17:00 | 1.368 | - | 9 | 17 | 0.25
CCCT | System | Constraint | Flex Up | Flexibility | Violation | 1 | 2025-09-13 17:45 | 12.5176 | - | 9 | 17 | 0.25
CCCT | System | Constraint | Flex Up | Flexibility | Violation | 1 | 2025-09-13 18:15 | 11.9895 | - | 9 | 18 | 0.25
CCCT | System | Constraint | Flex Up | Flexibility | Violation | 1 | 2025-09-13 18:45 | 40.4806 | - | 9 | 18 | 0.25
CCCT | System | Constraint | Flex Up | Flexibility | Violation | 1 | 2025-09-14 06:00 | 17.3638 | - | 9 | 6 | 0.25
CCCT | System | Constraint | Flex Up | Flexibility | Violation | 1 | 2025-09-14 06:15 | 21.8772 | - | 9 | 6 | 0.25
CCCT | System | Constraint | Flex Up | Flexibility | Violation | 1 | 2025-09-14 06:30 | 25.3906 | - | 9 | 6 | 0.25
CCCT | System | Constraint | Flex Up | Flexibility | Violation | 1 | 2025-09-14 06:45 | 39.904 | - | 9 | 6 | 0.25
CCCT | System | Constraint | Flex Up | Flexibility | Violation | 1 | 2025-09-14 08:30 | 25.5244 | - | 9 | 8 | 0.25
CCCT | System | Constraint | Flex Up | Flexibility | Violation | 1 | 2025-09-14 08:45 | 2.1635 | - | 9 | 8 | 0.25
CCCT | System | Constraint | Flex Up | Flexibility | Violation | 1 | 2025-09-14 09:00 | 8.5792 | - | 9 | 9 | 0.25
CCCT | System | Constraint | Flex Up | Flexibility | Violation | 1 | 2025-09-14 10:00 | 4.8569 | - | 9 | 10 | 0.25
CCCT | System | Constraint | Flex Up | Flexibility | Violation | 1 | 2025-09-14 10:15 | 8.6751 | - | 9 | 10 | 0.25
CCCT | System | Constraint | Flex Up | Flexibility | Violation | 1 | 2025-09-14 10:30 | 6.4933 | - | 9 | 10 | 0.25
CCCT | System | Constraint | Flex Up | Flexibility | Violation | 1 | 2025-09-14 10:45 | 19.3115 | - | 9 | 10 | 0.25
CCCT | System | Constraint | Flex Up | Flexibility | Violation | 1 | 2025-09-14 17:30 | 0.45255 | - | 9 | 17 | 0.25
CCCT | System | Constraint | Flex Up | Flexibility | Violation | 1 | 2025-09-14 18:45 | 4.7747 | - | 9 | 18 | 0.25
CCCT | System | Constraint | Flex Up | Flexibility | Violation | 1 | 2025-09-14 19:00 | 22.9619 | - | 9 | 19 | 0.25
CCCT | System | Constraint | Flex Up | Flexibility | Violation | 1 | 2025-09-15 05:45 | 76.0879 | - | 9 | 5 | 0.25
CCCT | System | Constraint | Flex Up | Flexibility | Violation | 1 | 2025-09-15 21:00 | 4.1474 | - | 9 | 21 | 0.25
CCCT | System | Constraint | Flex Up | Flexibility | Violation | 1 | 2025-09-16 06:30 | 9.5545 | - | 9 | 6 | 0.25
CCCT | System | Constraint | Flex Up | Flexibility | Violation | 1 | 2025-09-16 06:45 | 48.2968 | - | 9 | 6 | 0.25
CCCT | System | Constraint | Flex Up | Flexibility | Violation | 1 | 2025-09-16 17:45 | 11.3295 | - | 9 | 17 | 0.25
CCCT | System | Constraint | Flex Up | Flexibility | Violation | 1 | 2025-09-17 15:45 | 9.9664 | - | 9 | 15 | 0.25
CCCT | System | Constraint | Flex Up | Flexibility | Violation | 1 | 2025-09-17 16:30 | 16.3534 | - | 9 | 16 | 0.25
CCCT | System | Constraint | Flex Up | Flexibility | Violation | 1 | 2025-09-17 16:45 | 27.8834 | - | 9 | 16 | 0.25
CCCT | System | Constraint | Flex Up | Flexibility | Violation | 1 | 2025-09-17 18:45 | 7.7309 | - | 9 | 18 | 0.25
CCCT | System | Constraint | Flex Up | Flexibility | Violation | 1 | 2025-09-18 15:30 | 1.3862 | - | 9 | 15 | 0.25
CCCT | System | Constraint | Flex Up | Flexibility | Violation | 1 | 2025-09-18 15:45 | 8.5298 | - | 9 | 15 | 0.25
CCCT | System | Constraint | Flex Up | Flexibility | Violation | 1 | 2025-09-18 16:00 | 10.8454 | - | 9 | 16 | 0.25
CCCT | System | Constraint | Flex Up | Flexibility | Violation | 1 | 2025-09-18 16:15 | 5.8438 | - | 9 | 16 | 0.25
CCCT | System | Constraint | Flex Up | Flexibility | Violation | 1 | 2025-09-18 16:30 | 12.8422 | - | 9 | 16 | 0.25
CCCT | System | Constraint | Flex Up | Flexibility | Violation | 1 | 2025-09-18 16:45 | 13.8406 | - | 9 | 16 | 0.25
CCCT | System | Constraint | Flex Up | Flexibility | Violation | 1 | 2025-09-18 18:45 | 10.0882 | - | 9 | 18 | 0.25
CCCT | System | Constraint | Flex Up | Flexibility | Violation | 1 | 2025-09-20 06:00 | 45.4124 | - | 9 | 6 | 0.25
CCCT | System | Constraint | Flex Up | Flexibility | Violation | 1 | 2025-09-20 06:30 | 21.836 | - | 9 | 6 | 0.25
CCCT | System | Constraint | Flex Up | Flexibility | Violation | 1 | 2025-09-20 06:45 | 56.5478 | - | 9 | 6 | 0.25
CCCT | System | Constraint | Flex Up | Flexibility | Violation | 1 | 2025-09-20 16:00 | 2.3718 | - | 9 | 16 | 0.25
CCCT | System | Constraint | Flex Up | Flexibility | Violation | 1 | 2025-09-21 16:00 | 53.8646 | - | 9 | 16 | 0.25
CCCT | System | Constraint | Flex Up | Flexibility | Violation | 1 | 2025-09-21 16:15 | 18.7148 | - | 9 | 16 | 0.25
CCCT | System | Constraint | Flex Up | Flexibility | Violation | 1 | 2025-09-21 18:00 | 24.9721 | - | 9 | 18 | 0.25
CCCT | System | Constraint | Flex Up | Flexibility | Violation | 1 | 2025-09-22 17:45 | 10.9441 | - | 9 | 17 | 0.25
CCCT | System | Constraint | Flex Up | Flexibility | Violation | 1 | 2025-09-22 18:00 | 32.595 | - | 9 | 18 | 0.25
CCCT | System | Constraint | Flex Up | Flexibility | Violation | 1 | 2025-09-22 18:15 | 19.8751 | - | 9 | 18 | 0.25
CCCT | System | Constraint | Flex Up | Flexibility | Violation | 1 | 2025-09-23 15:00 | 18.1909 | - | 9 | 15 | 0.25
CCCT | System | Constraint | Flex Up | Flexibility | Violation | 1 | 2025-09-23 15:45 | 20.1377 | - | 9 | 15 | 0.25
CCCT | System | Constraint | Flex Up | Flexibility | Violation | 1 | 2025-09-23 16:15 | 1.3686 | - | 9 | 16 | 0.25
CCCT | System | Constraint | Flex Up | Flexibility | Violation | 1 | 2025-09-23 16:30 | 12.6605 | - | 9 | 16 | 0.25
CCCT | System | Constraint | Flex Up | Flexibility | Violation | 1 | 2025-09-23 16:45 | 19.9523 | - | 9 | 16 | 0.25
CCCT | System | Constraint | Flex Up | Flexibility | Violation | 1 | 2025-09-23 17:45 | 5.9834 | - | 9 | 17 | 0.25
CCCT | System | Constraint | Flex Up | Flexibility | Violation | 1 | 2025-09-23 18:30 | 26.5057 | - | 9 | 18 | 0.25
CCCT | System | Constraint | Flex Up | Flexibility | Violation | 1 | 2025-09-23 18:45 | 74.7295 | - | 9 | 18 | 0.25
CCCT | System | Constraint | Flex Up | Flexibility | Violation | 1 | 2025-09-24 05:45 | 29.5311 | - | 9 | 5 | 0.25
CCCT | System | Constraint | Flex Up | Flexibility | Violation | 1 | 2025-09-24 06:00 | 84.7783 | - | 9 | 6 | 0.25
CCCT | System | Constraint | Flex Up | Flexibility | Violation | 1 | 2025-09-24 06:15 | 27.2898 | - | 9 | 6 | 0.25
CCCT | System | Constraint | Flex Up | Flexibility | Violation | 1 | 2025-09-24 06:30 | 40.8012 | - | 9 | 6 | 0.25
CCCT | System | Constraint | Flex Up | Flexibility | Violation | 1 | 2025-09-24 06:45 | 41.3127 | - | 9 | 6 | 0.25
CCCT | System | Constraint | Flex Up | Flexibility | Violation | 1 | 2025-09-24 18:00 | 46.1698 | - | 9 | 18 | 0.25
CCCT | System | Constraint | Flex Up | Flexibility | Violation | 1 | 2025-09-25 05:45 | 42.9906 | - | 9 | 5 | 0.25
CCCT | System | Constraint | Flex Up | Flexibility | Violation | 1 | 2025-09-25 17:00 | 8.1867 | - | 9 | 17 | 0.25
CCCT | System | Constraint | Flex Up | Flexibility | Violation | 1 | 2025-09-25 23:30 | 4.1238 | - | 9 | 23 | 0.25
CCCT | System | Constraint | Flex Up | Flexibility | Violation | 1 | 2025-09-26 05:30 | 25.3611 | - | 9 | 5 | 0.25
CCCT | System | Constraint | Flex Up | Flexibility | Violation | 1 | 2025-09-26 05:45 | 66.6368 | - | 9 | 5 | 0.25
CCCT | System | Constraint | Flex Up | Flexibility | Violation | 1 | 2025-09-26 07:00 | 28.5799 | - | 9 | 7 | 0.25
CCCT | System | Constraint | Flex Up | Flexibility | Violation | 1 | 2025-09-27 06:15 | 13.2989 | - | 9 | 6 | 0.25
CCCT | System | Constraint | Flex Up | Flexibility | Violation | 1 | 2025-09-27 06:45 | 19.3538 | - | 9 | 6 | 0.25
CCCT | System | Constraint | Flex Up | Flexibility | Violation | 1 | 2025-09-29 05:30 | 34.2636 | - | 9 | 5 | 0.25
CCCT | System | Constraint | Flex Up | Flexibility | Violation | 1 | 2025-09-29 05:45 | 102.3685 | - | 9 | 5 | 0.25
CCCT | System | Constraint | Flex Up | Flexibility | Violation | 1 | 2025-09-29 15:45 | 12.2857 | - | 9 | 15 | 0.25
CCCT | System | Constraint | Flex Up | Flexibility | Violation | 1 | 2025-09-29 16:15 | 1.621 | - | 9 | 16 | 0.25
CCCT | System | Constraint | Flex Up | Flexibility | Violation | 1 | 2025-09-29 17:00 | 0.60346 | - | 9 | 17 | 0.25
CCCT | System | Constraint | Flex Up | Flexibility | Violation | 1 | 2025-09-29 17:15 | 22.3881 | - | 9 | 17 | 0.25
CCCT | System | Constraint | Flex Up | Flexibility | Violation | 1 | 2025-09-29 17:45 | 10.9574 | - | 9 | 17 | 0.25
CCCT | System | Constraint | Flex Up | Flexibility | Violation | 1 | 2025-09-29 18:00 | 26.0183 | - | 9 | 18 | 0.25
CCCT | System | Constraint | Flex Up | Flexibility | Violation | 1 | 2025-09-29 18:30 | 22.4583 | - | 9 | 18 | 0.25
CCCT | System | Constraint | Flex Up | Flexibility | Violation | 1 | 2025-09-29 18:45 | 28.1783 | - | 9 | 18 | 0.25
CCCT | System | Constraint | Flex Up | Flexibility | Violation | 1 | 2025-09-30 05:30 | 15.7058 | - | 9 | 5 | 0.25
CCCT | System | Constraint | Flex Up | Flexibility | Violation | 1 | 2025-09-30 05:45 | 111.5089 | - | 9 | 5 | 0.25
CCCT | System | Constraint | Flex Up | Flexibility | Violation | 1 | 2025-09-30 18:00 | 0.71668 | - | 9 | 18 | 0.25
CCCT | System | Constraint | Flex Up | Flexibility | Violation | 1 | 2025-09-30 18:15 | 36.0517 | - | 9 | 18 | 0.25
CCCT | System | Constraint | Flex Up | Flexibility | Violation | 1 | 2025-09-30 18:30 | 31.3868 | - | 9 | 18 | 0.25
CCCT | System | Constraint | Flex Up | Flexibility | Violation | 1 | 2025-09-30 18:45 | 8.7219 | - | 9 | 18 | 0.25
CCCT | System | Constraint | Flex Up | Flexibility | Violation | 1 | 2025-10-01 05:15 | 10.4094 | - | 10 | 5 | 0.25
CCCT | System | Constraint | Flex Up | Flexibility | Violation | 1 | 2025-10-01 05:45 | 8.3164 | - | 10 | 5 | 0.25
CCCT | System | Constraint | Flex Up | Flexibility | Violation | 1 | 2025-10-03 05:15 | 2.827 | - | 10 | 5 | 0.25
CCCT | System | Constraint | Flex Up | Flexibility | Violation | 1 | 2025-10-03 05:30 | 9.9115 | - | 10 | 5 | 0.25
CCCT | System | Constraint | Flex Up | Flexibility | Violation | 1 | 2025-10-03 05:45 | 17.9959 | - | 10 | 5 | 0.25
CCCT | System | Constraint | Flex Up | Flexibility | Violation | 1 | 2025-10-03 21:00 | 41.3652 | - | 10 | 21 | 0.25
CCCT | System | Constraint | Flex Up | Flexibility | Violation | 1 | 2025-10-04 06:45 | 31.1276 | - | 10 | 6 | 0.25
CCCT | System | Constraint | Flex Up | Flexibility | Violation | 1 | 2025-10-04 17:00 | 32.9858 | - | 10 | 17 | 0.25
CCCT | System | Constraint | Flex Up | Flexibility | Violation | 1 | 2025-10-04 17:15 | 0.50717 | - | 10 | 17 | 0.25
CCCT | System | Constraint | Flex Up | Flexibility | Violation | 1 | 2025-10-07 05:45 | 21.409 | - | 10 | 5 | 0.25
CCCT | System | Constraint | Flex Up | Flexibility | Violation | 1 | 2025-10-08 04:30 | 14.4346 | - | 10 | 4 | 0.25
CCCT | System | Constraint | Flex Up | Flexibility | Violation | 1 | 2025-10-08 04:45 | 50.6119 | - | 10 | 4 | 0.25
CCCT | System | Constraint | Flex Up | Flexibility | Violation | 1 | 2025-10-08 05:45 | 27.6471 | - | 10 | 5 | 0.25
CCCT | System | Constraint | Flex Up | Flexibility | Violation | 1 | 2025-10-09 05:45 | 60.3393 | - | 10 | 5 | 0.25
CCCT | System | Constraint | Flex Up | Flexibility | Violation | 1 | 2025-10-09 06:30 | 0.22183 | - | 10 | 6 | 0.25
CCCT | System | Constraint | Flex Up | Flexibility | Violation | 1 | 2025-10-09 15:00 | 31.0168 | - | 10 | 15 | 0.25
CCCT | System | Constraint | Flex Up | Flexibility | Violation | 1 | 2025-10-09 15:15 | 20.6681 | - | 10 | 15 | 0.25
CCCT | System | Constraint | Flex Up | Flexibility | Violation | 1 | 2025-10-09 15:30 | 8.3194 | - | 10 | 15 | 0.25
CCCT | System | Constraint | Flex Up | Flexibility | Violation | 1 | 2025-10-09 17:00 | 36.6506 | - | 10 | 17 | 0.25
CCCT | System | Constraint | Flex Up | Flexibility | Violation | 1 | 2025-10-09 17:15 | 15.8358 | - | 10 | 17 | 0.25
CCCT | System | Constraint | Flex Up | Flexibility | Violation | 1 | 2025-10-09 17:30 | 18.021 | - | 10 | 17 | 0.25
CCCT | System | Constraint | Flex Up | Flexibility | Violation | 1 | 2025-10-09 17:45 | 34.2062 | - | 10 | 17 | 0.25
CCCT | System | Constraint | Flex Up | Flexibility | Violation | 1 | 2025-10-10 04:15 | 33.5434 | - | 10 | 4 | 0.25
CCCT | System | Constraint | Flex Up | Flexibility | Violation | 1 | 2025-10-10 04:30 | 24.7087 | - | 10 | 4 | 0.25
CCCT | System | Constraint | Flex Up | Flexibility | Violation | 1 | 2025-10-10 04:45 | 109.374 | - | 10 | 4 | 0.25
CCCT | System | Constraint | Flex Up | Flexibility | Violation | 1 | 2025-10-10 05:00 | 25.9468 | - | 10 | 5 | 0.25
CCCT | System | Constraint | Flex Up | Flexibility | Violation | 1 | 2025-10-10 05:15 | 49.3505 | - | 10 | 5 | 0.25
CCCT | System | Constraint | Flex Up | Flexibility | Violation | 1 | 2025-10-10 05:30 | 131.7542 | - | 10 | 5 | 0.25
CCCT | System | Constraint | Flex Up | Flexibility | Violation | 1 | 2025-10-10 05:45 | 192.1579 | - | 10 | 5 | 0.25
CCCT | System | Constraint | Flex Up | Flexibility | Violation | 1 | 2025-10-10 06:00 | 46.3417 | - | 10 | 6 | 0.25
CCCT | System | Constraint | Flex Up | Flexibility | Violation | 1 | 2025-10-10 06:15 | 99.38 | - | 10 | 6 | 0.25
CCCT | System | Constraint | Flex Up | Flexibility | Violation | 1 | 2025-10-10 06:30 | 116.4182 | - | 10 | 6 | 0.25
CCCT | System | Constraint | Flex Up | Flexibility | Violation | 1 | 2025-10-10 06:45 | 118.4564 | - | 10 | 6 | 0.25
CCCT | System | Constraint | Flex Up | Flexibility | Violation | 1 | 2025-10-10 07:00 | 75.6542 | - | 10 | 7 | 0.25
CCCT | System | Constraint | Flex Up | Flexibility | Violation | 1 | 2025-10-10 07:30 | 52.1297 | - | 10 | 7 | 0.25
CCCT | System | Constraint | Flex Up | Flexibility | Violation | 1 | 2025-10-10 07:45 | 20.8674 | - | 10 | 7 | 0.25
CCCT | System | Constraint | Flex Up | Flexibility | Violation | 1 | 2025-10-10 12:15 | 7.021 | - | 10 | 12 | 0.25
CCCT | System | Constraint | Flex Up | Flexibility | Violation | 1 | 2025-10-10 13:00 | 27.1109 | - | 10 | 13 | 0.25
CCCT | System | Constraint | Flex Up | Flexibility | Violation | 1 | 2025-10-10 13:15 | 11.6127 | - | 10 | 13 | 0.25
CCCT | System | Constraint | Flex Up | Flexibility | Violation | 1 | 2025-10-10 13:30 | 7.1145 | - | 10 | 13 | 0.25
CCCT | System | Constraint | Flex Up | Flexibility | Violation | 1 | 2025-10-10 14:00 | 5.9045 | - | 10 | 14 | 0.25
CCCT | System | Constraint | Flex Up | Flexibility | Violation | 1 | 2025-10-10 16:45 | 1.8343 | - | 10 | 16 | 0.25
CCCT | System | Constraint | Flex Up | Flexibility | Violation | 1 | 2025-10-10 17:00 | 23.1077 | - | 10 | 17 | 0.25
CCCT | System | Constraint | Flex Up | Flexibility | Violation | 1 | 2025-10-10 17:30 | 15.3989 | - | 10 | 17 | 0.25
CCCT | System | Constraint | Flex Up | Flexibility | Violation | 1 | 2025-10-10 17:45 | 80.5445 | - | 10 | 17 | 0.25
CCCT | System | Constraint | Flex Up | Flexibility | Violation | 1 | 2025-10-10 18:00 | 36.4601 | - | 10 | 18 | 0.25
CCCT | System | Constraint | Flex Up | Flexibility | Violation | 1 | 2025-10-10 18:15 | 49.418 | - | 10 | 18 | 0.25
CCCT | System | Constraint | Flex Up | Flexibility | Violation | 1 | 2025-10-10 18:30 | 46.3758 | - | 10 | 18 | 0.25
CCCT | System | Constraint | Flex Up | Flexibility | Violation | 1 | 2025-10-10 18:45 | 59.5391 | - | 10 | 18 | 0.25
CCCT | System | Constraint | Flex Up | Flexibility | Violation | 1 | 2025-10-11 18:00 | 73.5222 | - | 10 | 18 | 0.25
CCCT | System | Constraint | Flex Up | Flexibility | Violation | 1 | 2025-10-11 18:15 | 22.1111 | - | 10 | 18 | 0.25
CCCT | System | Constraint | Flex Up | Flexibility | Violation | 1 | 2025-10-12 06:15 | 2.0209 | - | 10 | 6 | 0.25
CCCT | System | Constraint | Flex Up | Flexibility | Violation | 1 | 2025-10-12 06:30 | 24.7754 | - | 10 | 6 | 0.25
CCCT | System | Constraint | Flex Up | Flexibility | Violation | 1 | 2025-10-12 06:45 | 65.5299 | - | 10 | 6 | 0.25
CCCT | System | Constraint | Flex Up | Flexibility | Violation | 1 | 2025-10-12 17:45 | 22.2965 | - | 10 | 17 | 0.25
CCCT | System | Constraint | Flex Up | Flexibility | Violation | 1 | 2025-10-13 06:45 | 13.2483 | - | 10 | 6 | 0.25
CCCT | System | Constraint | Flex Up | Flexibility | Violation | 1 | 2025-10-13 17:30 | 19.4228 | - | 10 | 17 | 0.25
CCCT | System | Constraint | Flex Up | Flexibility | Violation | 1 | 2025-10-13 17:45 | 64.8697 | - | 10 | 17 | 0.25
CCCT | System | Constraint | Flex Up | Flexibility | Violation | 1 | 2025-10-15 06:30 | 20.0633 | - | 10 | 6 | 0.25
CCCT | System | Constraint | Flex Up | Flexibility | Violation | 1 | 2025-10-15 06:45 | 49.6991 | - | 10 | 6 | 0.25
CCCT | System | Constraint | Flex Up | Flexibility | Violation | 1 | 2025-10-15 07:00 | 26.5913 | - | 10 | 7 | 0.25
CCCT | System | Constraint | Flex Up | Flexibility | Violation | 1 | 2025-10-16 06:15 | 1.2739 | - | 10 | 6 | 0.25
CCCT | System | Constraint | Flex Up | Flexibility | Violation | 1 | 2025-10-17 05:45 | 23.1485 | - | 10 | 5 | 0.25
CCCT | System | Constraint | Flex Up | Flexibility | Violation | 1 | 2025-10-17 06:30 | 20.164 | - | 10 | 6 | 0.25
CCCT | System | Constraint | Flex Up | Flexibility | Violation | 1 | 2025-10-17 06:45 | 29.1207 | - | 10 | 6 | 0.25
CCCT | System | Constraint | Flex Up | Flexibility | Violation | 1 | 2025-10-17 17:00 | 14.9253 | - | 10 | 17 | 0.25
CCCT | System | Constraint | Flex Up | Flexibility | Violation | 1 | 2025-10-18 05:45 | 20.2479 | - | 10 | 5 | 0.25
CCCT | System | Constraint | Flex Up | Flexibility | Violation | 1 | 2025-10-18 06:45 | 46.8135 | - | 10 | 6 | 0.25
CCCT | System | Constraint | Flex Up | Flexibility | Violation | 1 | 2025-10-18 17:00 | 19.5915 | - | 10 | 17 | 0.25
CCCT | System | Constraint | Flex Up | Flexibility | Violation | 1 | 2025-10-19 06:45 | 54.7186 | - | 10 | 6 | 0.25
CCCT | System | Constraint | Flex Up | Flexibility | Violation | 1 | 2025-10-19 16:45 | 3.6608 | - | 10 | 16 | 0.25
CCCT | System | Constraint | Flex Up | Flexibility | Violation | 1 | 2025-10-19 17:30 | 1.0246 | - | 10 | 17 | 0.25
CCCT | System | Constraint | Flex Up | Flexibility | Violation | 1 | 2025-10-19 17:45 | 6.6899 | - | 10 | 17 | 0.25
CCCT | System | Constraint | Flex Up | Flexibility | Violation | 1 | 2025-10-20 05:45 | 88.1703 | - | 10 | 5 | 0.25
CCCT | System | Constraint | Flex Up | Flexibility | Violation | 1 | 2025-10-20 06:15 | 0.40065 | - | 10 | 6 | 0.25
CCCT | System | Constraint | Flex Up | Flexibility | Violation | 1 | 2025-10-20 16:45 | 10.8384 | - | 10 | 16 | 0.25
CCCT | System | Constraint | Flex Up | Flexibility | Violation | 1 | 2025-10-21 05:45 | 71.5236 | - | 10 | 5 | 0.25
CCCT | System | Constraint | Flex Up | Flexibility | Violation | 1 | 2025-10-21 16:45 | 0.21236 | - | 10 | 16 | 0.25
CCCT | System | Constraint | Flex Up | Flexibility | Violation | 1 | 2025-10-21 17:30 | 11.1578 | - | 10 | 17 | 0.25
CCCT | System | Constraint | Flex Up | Flexibility | Violation | 1 | 2025-10-21 17:45 | 38.597 | - | 10 | 17 | 0.25
CCCT | System | Constraint | Flex Up | Flexibility | Violation | 1 | 2025-10-22 05:45 | 51.8356 | - | 10 | 5 | 0.25
CCCT | System | Constraint | Flex Up | Flexibility | Violation | 1 | 2025-10-22 17:30 | 1.268 | - | 10 | 17 | 0.25
CCCT | System | Constraint | Flex Up | Flexibility | Violation | 1 | 2025-10-22 17:45 | 81.1046 | - | 10 | 17 | 0.25
CCCT | System | Constraint | Flex Up | Flexibility | Violation | 1 | 2025-10-22 18:00 | 22.7824 | - | 10 | 18 | 0.25
CCCT | System | Constraint | Flex Up | Flexibility | Violation | 1 | 2025-10-22 18:30 | 28.2078 | - | 10 | 18 | 0.25
CCCT | System | Constraint | Flex Up | Flexibility | Violation | 1 | 2025-10-22 18:45 | 0.072777 | - | 10 | 18 | 0.25
CCCT | System | Constraint | Flex Up | Flexibility | Violation | 1 | 2025-10-22 22:00 | 35.3085 | - | 10 | 22 | 0.25
CCCT | System | Constraint | Flex Up | Flexibility | Violation | 1 | 2025-10-22 23:15 | 53.5218 | - | 10 | 23 | 0.25
CCCT | System | Constraint | Flex Up | Flexibility | Violation | 1 | 2025-10-22 23:30 | 20.6443 | - | 10 | 23 | 0.25
CCCT | System | Constraint | Flex Up | Flexibility | Violation | 1 | 2025-10-23 17:15 | 6.3224 | - | 10 | 17 | 0.25
CCCT | System | Constraint | Flex Up | Flexibility | Violation | 1 | 2025-10-23 17:45 | 14.1054 | - | 10 | 17 | 0.25
CCCT | System | Constraint | Flex Up | Flexibility | Violation | 1 | 2025-10-24 05:30 | 62.1038 | - | 10 | 5 | 0.25
CCCT | System | Constraint | Flex Up | Flexibility | Violation | 1 | 2025-10-24 05:45 | 39.4097 | - | 10 | 5 | 0.25
CCCT | System | Constraint | Flex Up | Flexibility | Violation | 1 | 2025-10-24 06:15 | 56.0947 | - | 10 | 6 | 0.25
CCCT | System | Constraint | Flex Up | Flexibility | Violation | 1 | 2025-10-24 06:30 | 15.3644 | - | 10 | 6 | 0.25
CCCT | System | Constraint | Flex Up | Flexibility | Violation | 1 | 2025-10-24 06:45 | 40.1341 | - | 10 | 6 | 0.25
CCCT | System | Constraint | Flex Up | Flexibility | Violation | 1 | 2025-10-24 16:30 | 30.5079 | - | 10 | 16 | 0.25
CCCT | System | Constraint | Flex Up | Flexibility | Violation | 1 | 2025-10-24 16:45 | 9.2883 | - | 10 | 16 | 0.25
CCCT | System | Constraint | Flex Up | Flexibility | Violation | 1 | 2025-10-25 06:00 | 17.6022 | - | 10 | 6 | 0.25
CCCT | System | Constraint | Flex Up | Flexibility | Violation | 1 | 2025-10-25 06:30 | 22.6553 | - | 10 | 6 | 0.25
CCCT | System | Constraint | Flex Up | Flexibility | Violation | 1 | 2025-10-25 06:45 | 88.6818 | - | 10 | 6 | 0.25
CCCT | System | Constraint | Flex Up | Flexibility | Violation | 1 | 2025-10-25 17:30 | 10.1131 | - | 10 | 17 | 0.25
CCCT | System | Constraint | Flex Up | Flexibility | Violation | 1 | 2025-10-25 17:45 | 34.7222 | - | 10 | 17 | 0.25
CCCT | System | Constraint | Flex Up | Flexibility | Violation | 1 | 2025-10-26 15:15 | 9.212 | - | 10 | 15 | 0.25
CCCT | System | Constraint | Flex Up | Flexibility | Violation | 1 | 2025-10-26 15:30 | 20.0363 | - | 10 | 15 | 0.25
CCCT | System | Constraint | Flex Up | Flexibility | Violation | 1 | 2025-10-26 16:15 | 18.8415 | - | 10 | 16 | 0.25
CCCT | System | Constraint | Flex Up | Flexibility | Violation | 1 | 2025-10-26 16:45 | 25.3199 | - | 10 | 16 | 0.25
CCCT | System | Constraint | Flex Up | Flexibility | Violation | 1 | 2025-10-26 17:00 | 21.5696 | - | 10 | 17 | 0.25
CCCT | System | Constraint | Flex Up | Flexibility | Violation | 1 | 2025-10-27 06:15 | 3.9746 | - | 10 | 6 | 0.25
CCCT | System | Constraint | Flex Up | Flexibility | Violation | 1 | 2025-10-27 06:30 | 35.1056 | - | 10 | 6 | 0.25
CCCT | System | Constraint | Flex Up | Flexibility | Violation | 1 | 2025-10-27 06:45 | 39.2365 | - | 10 | 6 | 0.25
CCCT | System | Constraint | Flex Up | Flexibility | Violation | 1 | 2025-10-27 18:45 | 103.5222 | - | 10 | 18 | 0.25
CCCT | System | Constraint | Flex Up | Flexibility | Violation | 1 | 2025-10-28 06:30 | 16.4047 | - | 10 | 6 | 0.25
CCCT | System | Constraint | Flex Up | Flexibility | Violation | 1 | 2025-10-28 06:45 | 4.0527 | - | 10 | 6 | 0.25
CCCT | System | Constraint | Flex Up | Flexibility | Violation | 1 | 2025-10-28 17:15 | 3.2365 | - | 10 | 17 | 0.25
CCCT | System | Constraint | Flex Up | Flexibility | Violation | 1 | 2025-10-28 17:30 | 9.036 | - | 10 | 17 | 0.25
CCCT | System | Constraint | Flex Up | Flexibility | Violation | 1 | 2025-10-29 05:45 | 35.3374 | - | 10 | 5 | 0.25
CCCT | System | Constraint | Flex Up | Flexibility | Violation | 1 | 2025-10-29 17:45 | 34.8796 | - | 10 | 17 | 0.25
CCCT | System | Constraint | Flex Up | Flexibility | Violation | 1 | 2025-10-30 06:15 | 10.718 | - | 10 | 6 | 0.25
CCCT | System | Constraint | Flex Up | Flexibility | Violation | 1 | 2025-10-30 06:30 | 35.5713 | - | 10 | 6 | 0.25
CCCT | System | Constraint | Flex Up | Flexibility | Violation | 1 | 2025-10-30 06:45 | 20.4246 | - | 10 | 6 | 0.25
CCCT | System | Constraint | Flex Up | Flexibility | Violation | 1 | 2025-11-01 06:45 | 103.6423 | - | 11 | 6 | 0.25
CCCT | System | Constraint | Flex Up | Flexibility | Violation | 1 | 2025-11-02 06:45 | 25.5696 | - | 11 | 6 | 0.25
CCCT | System | Constraint | Flex Up | Flexibility | Violation | 1 | 2025-11-02 07:45 | 34.4683 | - | 11 | 7 | 0.25
CCCT | System | Constraint | Flex Up | Flexibility | Violation | 1 | 2025-11-02 08:00 | 65.538 | - | 11 | 8 | 0.25
CCCT | System | Constraint | Flex Up | Flexibility | Violation | 1 | 2025-11-02 08:15 | 62.8345 | - | 11 | 8 | 0.25
CCCT | System | Constraint | Flex Up | Flexibility | Violation | 1 | 2025-11-02 08:30 | 21.1311 | - | 11 | 8 | 0.25
CCCT | System | Constraint | Flex Up | Flexibility | Violation | 1 | 2025-11-02 10:15 | 31.2703 | - | 11 | 10 | 0.25
CCCT | System | Constraint | Flex Up | Flexibility | Violation | 1 | 2025-11-02 17:30 | 52.0696 | - | 11 | 17 | 0.25
CCCT | System | Constraint | Flex Up | Flexibility | Violation | 1 | 2025-11-02 17:45 | 57.0761 | - | 11 | 17 | 0.25
CCCT | System | Constraint | Flex Up | Flexibility | Violation | 1 | 2025-11-02 18:00 | 25.3733 | - | 11 | 18 | 0.25
CCCT | System | Constraint | Flex Up | Flexibility | Violation | 1 | 2025-11-02 21:00 | 47.013 | - | 11 | 21 | 0.25
CCCT | System | Constraint | Flex Up | Flexibility | Violation | 1 | 2025-11-02 23:00 | 38.8717 | - | 11 | 23 | 0.25
CCCT | System | Constraint | Flex Up | Flexibility | Violation | 1 | 2025-11-03 06:45 | 34.7444 | - | 11 | 6 | 0.25
CCCT | System | Constraint | Flex Up | Flexibility | Violation | 1 | 2025-11-03 08:00 | 50.2109 | - | 11 | 8 | 0.25
CCCT | System | Constraint | Flex Up | Flexibility | Violation | 1 | 2025-11-04 06:45 | 71.27 | - | 11 | 6 | 0.25
CCCT | System | Constraint | Flex Up | Flexibility | Violation | 1 | 2025-11-04 07:00 | 29.3376 | - | 11 | 7 | 0.25
CCCT | System | Constraint | Flex Up | Flexibility | Violation | 1 | 2025-11-04 07:15 | 47.1762 | - | 11 | 7 | 0.25
CCCT | System | Constraint | Flex Up | Flexibility | Violation | 1 | 2025-11-04 08:00 | 29.7542 | - | 11 | 8 | 0.25
CCCT | System | Constraint | Flex Up | Flexibility | Violation | 1 | 2025-11-05 06:45 | 17.2465 | - | 11 | 6 | 0.25
CCCT | System | Constraint | Flex Up | Flexibility | Violation | 1 | 2025-11-05 07:45 | 3.9493 | - | 11 | 7 | 0.25
CCCT | System | Constraint | Flex Up | Flexibility | Violation | 1 | 2025-11-05 08:00 | 46.0031 | - | 11 | 8 | 0.25
CCCT | System | Constraint | Flex Up | Flexibility | Violation | 1 | 2025-11-06 06:45 | 13.9239 | - | 11 | 6 | 0.25
CCCT | System | Constraint | Flex Up | Flexibility | Violation | 1 | 2025-11-06 08:00 | 120.0844 | - | 11 | 8 | 0.25
CCCT | System | Constraint | Flex Up | Flexibility | Violation | 1 | 2025-11-06 08:15 | 0.7254 | - | 11 | 8 | 0.25
CCCT | System | Constraint | Flex Up | Flexibility | Violation | 1 | 2025-11-06 09:15 | 0.3437 | - | 11 | 9 | 0.25
CCCT | System | Constraint | Flex Up | Flexibility | Violation | 1 | 2025-11-06 16:45 | 41.8556 | - | 11 | 16 | 0.25
CCCT | System | Constraint | Flex Up | Flexibility | Violation | 1 | 2025-11-06 17:30 | 35.5988 | - | 11 | 17 | 0.25
CCCT | System | Constraint | Flex Up | Flexibility | Violation | 1 | 2025-11-06 17:45 | 58.0654 | - | 11 | 17 | 0.25
CCCT | System | Constraint | Flex Up | Flexibility | Violation | 1 | 2025-11-06 20:00 | 39.1705 | - | 11 | 20 | 0.25
CCCT | System | Constraint | Flex Up | Flexibility | Violation | 1 | 2025-11-06 21:00 | 63.626 | - | 11 | 21 | 0.25
CCCT | System | Constraint | Flex Up | Flexibility | Violation | 1 | 2025-11-07 06:45 | 15.5424 | - | 11 | 6 | 0.25
CCCT | System | Constraint | Flex Up | Flexibility | Violation | 1 | 2025-11-07 08:00 | 80.6091 | - | 11 | 8 | 0.25
CCCT | System | Constraint | Flex Up | Flexibility | Violation | 1 | 2025-11-07 08:15 | 3.7237 | - | 11 | 8 | 0.25
CCCT | System | Constraint | Flex Up | Flexibility | Violation | 1 | 2025-11-08 07:15 | 4.4029 | - | 11 | 7 | 0.25
CCCT | System | Constraint | Flex Up | Flexibility | Violation | 1 | 2025-11-08 07:30 | 16.9007 | - | 11 | 7 | 0.25
CCCT | System | Constraint | Flex Up | Flexibility | Violation | 1 | 2025-11-08 07:45 | 63.3985 | - | 11 | 7 | 0.25
CCCT | System | Constraint | Flex Up | Flexibility | Violation | 1 | 2025-11-08 08:30 | 21.519 | - | 11 | 8 | 0.25
CCCT | System | Constraint | Flex Up | Flexibility | Violation | 1 | 2025-11-08 08:45 | 67.3481 | - | 11 | 8 | 0.25
CCCT | System | Constraint | Flex Up | Flexibility | Violation | 1 | 2025-11-08 09:15 | 46.6908 | - | 11 | 9 | 0.25
CCCT | System | Constraint | Flex Up | Flexibility | Violation | 1 | 2025-11-08 09:45 | 5.0035 | - | 11 | 9 | 0.25
CCCT | System | Constraint | Flex Up | Flexibility | Violation | 1 | 2025-11-08 11:00 | 10.1773 | - | 11 | 11 | 0.25
CCCT | System | Constraint | Flex Up | Flexibility | Violation | 1 | 2025-11-08 11:15 | 4.5909 | - | 11 | 11 | 0.25
CCCT | System | Constraint | Flex Up | Flexibility | Violation | 1 | 2025-11-08 12:00 | 35.963 | - | 11 | 12 | 0.25
CCCT | System | Constraint | Flex Up | Flexibility | Violation | 1 | 2025-11-08 12:15 | 17.5481 | - | 11 | 12 | 0.25
CCCT | System | Constraint | Flex Up | Flexibility | Violation | 1 | 2025-11-08 13:00 | 2.2303 | - | 11 | 13 | 0.25
CCCT | System | Constraint | Flex Up | Flexibility | Violation | 1 | 2025-11-08 22:00 | 7.9798 | - | 11 | 22 | 0.25
CCCT | System | Constraint | Flex Up | Flexibility | Violation | 1 | 2025-11-10 22:00 | 38.2745 | - | 11 | 22 | 0.25
CCCT | System | Constraint | Flex Up | Flexibility | Violation | 1 | 2025-11-11 10:00 | 29.9688 | - | 11 | 10 | 0.25
CCCT | System | Constraint | Flex Up | Flexibility | Violation | 1 | 2025-11-11 19:00 | 39.2804 | - | 11 | 19 | 0.25
CCCT | System | Constraint | Flex Up | Flexibility | Violation | 1 | 2025-11-11 21:00 | 13.5445 | - | 11 | 21 | 0.25
CCCT | System | Constraint | Flex Up | Flexibility | Violation | 1 | 2025-11-12 08:00 | 90.0113 | - | 11 | 8 | 0.25
CCCT | System | Constraint | Flex Up | Flexibility | Violation | 1 | 2025-11-12 08:15 | 11.0809 | - | 11 | 8 | 0.25
CCCT | System | Constraint | Flex Up | Flexibility | Violation | 1 | 2025-11-12 21:00 | 33.6388 | - | 11 | 21 | 0.25
CCCT | System | Constraint | Flex Up | Flexibility | Violation | 1 | 2025-11-14 06:30 | 107.6475 | - | 11 | 6 | 0.25
CCCT | System | Constraint | Flex Up | Flexibility | Violation | 1 | 2025-11-14 07:45 | 13.0852 | - | 11 | 7 | 0.25
CCCT | System | Constraint | Flex Up | Flexibility | Violation | 1 | 2025-11-14 11:15 | 61.6815 | - | 11 | 11 | 0.25
CCCT | System | Constraint | Flex Up | Flexibility | Violation | 1 | 2025-11-14 16:30 | 83.0525 | - | 11 | 16 | 0.25
CCCT | System | Constraint | Flex Up | Flexibility | Violation | 1 | 2025-11-14 19:00 | 73.8651 | - | 11 | 19 | 0.25
CCCT | System | Constraint | Flex Up | Flexibility | Violation | 1 | 2025-11-15 07:30 | 1.4494 | - | 11 | 7 | 0.25
CCCT | System | Constraint | Flex Up | Flexibility | Violation | 1 | 2025-11-15 19:00 | 34.3059 | - | 11 | 19 | 0.25
CCCT | System | Constraint | Flex Up | Flexibility | Violation | 1 | 2025-11-15 19:30 | 6.3702 | - | 11 | 19 | 0.25
CCCT | System | Constraint | Flex Up | Flexibility | Violation | 1 | 2025-11-15 19:45 | 26.6524 | - | 11 | 19 | 0.25
CCCT | System | Constraint | Flex Up | Flexibility | Violation | 1 | 2025-11-15 21:15 | 1.3411 | - | 11 | 21 | 0.25
CCCT | System | Constraint | Flex Up | Flexibility | Violation | 1 | 2025-11-15 21:30 | 20.1963 | - | 11 | 21 | 0.25
CCCT | System | Constraint | Flex Up | Flexibility | Violation | 1 | 2025-11-15 21:45 | 28.0514 | - | 11 | 21 | 0.25
CCCT | System | Constraint | Flex Up | Flexibility | Violation | 1 | 2025-11-15 23:00 | 30.4965 | - | 11 | 23 | 0.25
CCCT | System | Constraint | Flex Up | Flexibility | Violation | 1 | 2025-11-16 06:45 | 24.0932 | - | 11 | 6 | 0.25
CCCT | System | Constraint | Flex Up | Flexibility | Violation | 1 | 2025-11-16 07:45 | 20.0864 | - | 11 | 7 | 0.25
CCCT | System | Constraint | Flex Up | Flexibility | Violation | 1 | 2025-11-16 08:00 | 14.8454 | - | 11 | 8 | 0.25
CCCT | System | Constraint | Flex Up | Flexibility | Violation | 1 | 2025-11-16 08:45 | 15.9929 | - | 11 | 8 | 0.25
CCCT | System | Constraint | Flex Up | Flexibility | Violation | 1 | 2025-11-16 20:00 | 27.1732 | - | 11 | 20 | 0.25
CCCT | System | Constraint | Flex Up | Flexibility | Violation | 1 | 2025-11-17 06:45 | 38.3861 | - | 11 | 6 | 0.25
CCCT | System | Constraint | Flex Up | Flexibility | Violation | 1 | 2025-11-17 15:00 | 3.7615 | - | 11 | 15 | 0.25
CCCT | System | Constraint | Flex Up | Flexibility | Violation | 1 | 2025-11-17 16:45 | 11.5766 | - | 11 | 16 | 0.25
CCCT | System | Constraint | Flex Up | Flexibility | Violation | 1 | 2025-11-18 07:15 | 21.3468 | - | 11 | 7 | 0.25
CCCT | System | Constraint | Flex Up | Flexibility | Violation | 1 | 2025-11-18 07:30 | 21.7009 | - | 11 | 7 | 0.25
CCCT | System | Constraint | Flex Up | Flexibility | Violation | 1 | 2025-11-18 07:45 | 17.0551 | - | 11 | 7 | 0.25
CCCT | System | Constraint | Flex Up | Flexibility | Violation | 1 | 2025-11-19 06:45 | 25.985 | - | 11 | 6 | 0.25
CCCT | System | Constraint | Flex Up | Flexibility | Violation | 1 | 2025-11-20 07:15 | 6.3463 | - | 11 | 7 | 0.25
CCCT | System | Constraint | Flex Up | Flexibility | Violation | 1 | 2025-11-20 07:30 | 11.7929 | - | 11 | 7 | 0.25
CCCT | System | Constraint | Flex Up | Flexibility | Violation | 1 | 2025-11-20 08:00 | 99.3145 | - | 11 | 8 | 0.25
CCCT | System | Constraint | Flex Up | Flexibility | Violation | 1 | 2025-11-20 08:15 | 40.2764 | - | 11 | 8 | 0.25
CCCT | System | Constraint | Flex Up | Flexibility | Violation | 1 | 2025-11-20 08:45 | 15.2001 | - | 11 | 8 | 0.25
CCCT | System | Constraint | Flex Up | Flexibility | Violation | 1 | 2025-11-20 18:00 | 23.0452 | - | 11 | 18 | 0.25
CCCT | System | Constraint | Flex Up | Flexibility | Violation | 1 | 2025-11-21 06:45 | 17.8602 | - | 11 | 6 | 0.25
CCCT | System | Constraint | Flex Up | Flexibility | Violation | 1 | 2025-11-21 09:00 | 37.0203 | - | 11 | 9 | 0.25
CCCT | System | Constraint | Flex Up | Flexibility | Violation | 1 | 2025-11-21 19:00 | 40.707 | - | 11 | 19 | 0.25
CCCT | System | Constraint | Flex Up | Flexibility | Violation | 1 | 2025-11-22 07:45 | 32.6099 | - | 11 | 7 | 0.25
CCCT | System | Constraint | Flex Up | Flexibility | Violation | 1 | 2025-11-22 18:00 | 27.9833 | - | 11 | 18 | 0.25
CCCT | System | Constraint | Flex Up | Flexibility | Violation | 1 | 2025-11-23 08:45 | 39.2898 | - | 11 | 8 | 0.25
CCCT | System | Constraint | Flex Up | Flexibility | Violation | 1 | 2025-11-23 09:45 | 0.34335 | - | 11 | 9 | 0.25
CCCT | System | Constraint | Flex Up | Flexibility | Violation | 1 | 2025-11-24 07:15 | 23.7215 | - | 11 | 7 | 0.25
CCCT | System | Constraint | Flex Up | Flexibility | Violation | 1 | 2025-11-24 07:30 | 24.4308 | - | 11 | 7 | 0.25
CCCT | System | Constraint | Flex Up | Flexibility | Violation | 1 | 2025-11-24 18:00 | 43.0542 | - | 11 | 18 | 0.25
CCCT | System | Constraint | Flex Up | Flexibility | Violation | 1 | 2025-11-24 18:15 | 1.6219 | - | 11 | 18 | 0.25
CCCT | System | Constraint | Flex Up | Flexibility | Violation | 1 | 2025-11-24 19:00 | 52.3621 | - | 11 | 19 | 0.25
CCCT | System | Constraint | Flex Up | Flexibility | Violation | 1 | 2025-11-24 20:00 | 31.0133 | - | 11 | 20 | 0.25
CCCT | System | Constraint | Flex Up | Flexibility | Violation | 1 | 2025-11-24 21:00 | 69.4033 | - | 11 | 21 | 0.25
CCCT | System | Constraint | Flex Up | Flexibility | Violation | 1 | 2025-11-25 06:45 | 26.3372 | - | 11 | 6 | 0.25
CCCT | System | Constraint | Flex Up | Flexibility | Violation | 1 | 2025-11-25 15:45 | 6.1276 | - | 11 | 15 | 0.25
CCCT | System | Constraint | Flex Up | Flexibility | Violation | 1 | 2025-11-25 22:00 | 110.8938 | - | 11 | 22 | 0.25
CCCT | System | Constraint | Flex Up | Flexibility | Violation | 1 | 2025-11-26 07:00 | 11.871 | - | 11 | 7 | 0.25
CCCT | System | Constraint | Flex Up | Flexibility | Violation | 1 | 2025-11-26 07:15 | 14.29 | - | 11 | 7 | 0.25
CCCT | System | Constraint | Flex Up | Flexibility | Violation | 1 | 2025-11-26 11:00 | 0.37964 | - | 11 | 11 | 0.25
CCCT | System | Constraint | Flex Up | Flexibility | Violation | 1 | 2025-11-26 16:45 | 17.499 | - | 11 | 16 | 0.25
CCCT | System | Constraint | Flex Up | Flexibility | Violation | 1 | 2025-11-26 17:00 | 13.0437 | - | 11 | 17 | 0.25
CCCT | System | Constraint | Flex Up | Flexibility | Violation | 1 | 2025-11-26 17:15 | 38.475 | - | 11 | 17 | 0.25
CCCT | System | Constraint | Flex Up | Flexibility | Violation | 1 | 2025-11-26 17:30 | 30.9063 | - | 11 | 17 | 0.25
CCCT | System | Constraint | Flex Up | Flexibility | Violation | 1 | 2025-11-26 17:45 | 3.3375 | - | 11 | 17 | 0.25
CCCT | System | Constraint | Flex Up | Flexibility | Violation | 1 | 2025-11-27 01:00 | 12.8786 | - | 11 | 1 | 0.25
CCCT | System | Constraint | Flex Up | Flexibility | Violation | 1 | 2025-11-27 01:15 | 2.6914 | - | 11 | 1 | 0.25
CCCT | System | Constraint | Flex Up | Flexibility | Violation | 1 | 2025-11-27 05:30 | 9.7189 | - | 11 | 5 | 0.25
CCCT | System | Constraint | Flex Up | Flexibility | Violation | 1 | 2025-11-27 09:45 | 4.0693 | - | 11 | 9 | 0.25
CCCT | System | Constraint | Flex Up | Flexibility | Violation | 1 | 2025-11-27 19:00 | 90.2546 | - | 11 | 19 | 0.25
CCCT | System | Constraint | Flex Up | Flexibility | Violation | 1 | 2025-11-27 19:15 | 3.1489 | - | 11 | 19 | 0.25
CCCT | System | Constraint | Flex Up | Flexibility | Violation | 1 | 2025-11-28 06:45 | 24.51 | - | 11 | 6 | 0.25
CCCT | System | Constraint | Flex Up | Flexibility | Violation | 1 | 2025-11-28 07:30 | 11.9933 | - | 11 | 7 | 0.25
CCCT | System | Constraint | Flex Up | Flexibility | Violation | 1 | 2025-11-28 07:45 | 14.1081 | - | 11 | 7 | 0.25
CCCT | System | Constraint | Flex Up | Flexibility | Violation | 1 | 2025-11-28 08:15 | 3.9556 | - | 11 | 8 | 0.25
CCCT | System | Constraint | Flex Up | Flexibility | Violation | 1 | 2025-11-29 07:15 | 8.899 | - | 11 | 7 | 0.25
CCCT | System | Constraint | Flex Up | Flexibility | Violation | 1 | 2025-11-29 07:30 | 4.0115 | - | 11 | 7 | 0.25
CCCT | System | Constraint | Flex Up | Flexibility | Violation | 1 | 2025-11-29 07:45 | 9.124 | - | 11 | 7 | 0.25
CCCT | System | Constraint | Flex Up | Flexibility | Violation | 1 | 2025-11-29 08:00 | 23.9521 | - | 11 | 8 | 0.25
CCCT | System | Constraint | Flex Up | Flexibility | Violation | 1 | 2025-11-29 08:15 | 32.1171 | - | 11 | 8 | 0.25
CCCT | System | Constraint | Flex Up | Flexibility | Violation | 1 | 2025-11-29 08:30 | 12.2821 | - | 11 | 8 | 0.25
CCCT | System | Constraint | Flex Up | Flexibility | Violation | 1 | 2025-11-29 17:00 | 8.1308 | - | 11 | 17 | 0.25
CCCT | System | Constraint | Flex Up | Flexibility | Violation | 1 | 2025-11-29 17:15 | 13.8196 | - | 11 | 17 | 0.25
CCCT | System | Constraint | Flex Up | Flexibility | Violation | 1 | 2025-11-29 17:30 | 3.5085 | - | 11 | 17 | 0.25
CCCT | System | Constraint | Flex Up | Flexibility | Violation | 1 | 2025-11-30 16:45 | 68.6234 | - | 11 | 16 | 0.25
CCCT | System | Constraint | Flex Up | Flexibility | Violation | 1 | 2025-11-30 19:00 | 8.3476 | - | 11 | 19 | 0.25
CCCT | System | Constraint | Flex Up | Flexibility | Violation | 1 | 2025-11-30 21:00 | 38.4601 | - | 11 | 21 | 0.25
CCCT | System | Constraint | Flex Up | Flexibility | Violation | 1 | 2025-12-01 08:00 | 17.064 | - | 12 | 8 | 0.25
CCCT | System | Constraint | Flex Up | Flexibility | Violation | 1 | 2025-12-01 16:45 | 8.645 | - | 12 | 16 | 0.25
CCCT | System | Constraint | Flex Up | Flexibility | Violation | 1 | 2025-12-01 21:00 | 49.8538 | - | 12 | 21 | 0.25
CCCT | System | Constraint | Flex Up | Flexibility | Violation | 1 | 2025-12-02 08:00 | 8.0887 | - | 12 | 8 | 0.25
CCCT | System | Constraint | Flex Up | Flexibility | Violation | 1 | 2025-12-02 17:00 | 5.8979 | - | 12 | 17 | 0.25
CCCT | System | Constraint | Flex Up | Flexibility | Violation | 1 | 2025-12-03 08:00 | 80.2639 | - | 12 | 8 | 0.25
CCCT | System | Constraint | Flex Up | Flexibility | Violation | 1 | 2025-12-03 16:45 | 9.2994 | - | 12 | 16 | 0.25
CCCT | System | Constraint | Flex Up | Flexibility | Violation | 1 | 2025-12-03 18:00 | 42.8196 | - | 12 | 18 | 0.25
CCCT | System | Constraint | Flex Up | Flexibility | Violation | 1 | 2025-12-04 11:00 | 29.7384 | - | 12 | 11 | 0.25
CCCT | System | Constraint | Flex Up | Flexibility | Violation | 1 | 2025-12-04 14:00 | 4.1852 | - | 12 | 14 | 0.25
CCCT | System | Constraint | Flex Up | Flexibility | Violation | 1 | 2025-12-04 19:00 | 10.5304 | - | 12 | 19 | 0.25
CCCT | System | Constraint | Flex Up | Flexibility | Violation | 1 | 2025-12-04 20:00 | 6.0536 | - | 12 | 20 | 0.25
CCCT | System | Constraint | Flex Up | Flexibility | Violation | 1 | 2025-12-04 23:00 | 47.8069 | - | 12 | 23 | 0.25
CCCT | System | Constraint | Flex Up | Flexibility | Violation | 1 | 2025-12-05 06:45 | 5.4349 | - | 12 | 6 | 0.25
CCCT | System | Constraint | Flex Up | Flexibility | Violation | 1 | 2025-12-05 15:00 | 16.6589 | - | 12 | 15 | 0.25
CCCT | System | Constraint | Flex Up | Flexibility | Violation | 1 | 2025-12-05 20:00 | 40.0649 | - | 12 | 20 | 0.25
CCCT | System | Constraint | Flex Up | Flexibility | Violation | 1 | 2025-12-06 18:00 | 9.9586 | - | 12 | 18 | 0.25
CCCT | System | Constraint | Flex Up | Flexibility | Violation | 1 | 2025-12-07 14:00 | 6.847 | - | 12 | 14 | 0.25
CCCT | System | Constraint | Flex Up | Flexibility | Violation | 1 | 2025-12-07 14:15 | 23.0334 | - | 12 | 14 | 0.25
CCCT | System | Constraint | Flex Up | Flexibility | Violation | 1 | 2025-12-07 14:30 | 10.2197 | - | 12 | 14 | 0.25
CCCT | System | Constraint | Flex Up | Flexibility | Violation | 1 | 2025-12-08 06:45 | 4.6881 | - | 12 | 6 | 0.25
CCCT | System | Constraint | Flex Up | Flexibility | Violation | 1 | 2025-12-08 09:00 | 25.4071 | - | 12 | 9 | 0.25
CCCT | System | Constraint | Flex Up | Flexibility | Violation | 1 | 2025-12-08 16:45 | 82.5452 | - | 12 | 16 | 0.25
CCCT | System | Constraint | Flex Up | Flexibility | Violation | 1 | 2025-12-08 17:15 | 9.6593 | - | 12 | 17 | 0.25
CCCT | System | Constraint | Flex Up | Flexibility | Violation | 1 | 2025-12-08 17:30 | 28.4098 | - | 12 | 17 | 0.25
CCCT | System | Constraint | Flex Up | Flexibility | Violation | 1 | 2025-12-08 17:45 | 3.1604 | - | 12 | 17 | 0.25
CCCT | System | Constraint | Flex Up | Flexibility | Violation | 1 | 2025-12-08 18:00 | 31.4369 | - | 12 | 18 | 0.25
CCCT | System | Constraint | Flex Up | Flexibility | Violation | 1 | 2025-12-08 18:15 | 7.949 | - | 12 | 18 | 0.25
CCCT | System | Constraint | Flex Up | Flexibility | Violation | 1 | 2025-12-08 21:00 | 17.3343 | - | 12 | 21 | 0.25
CCCT | System | Constraint | Flex Up | Flexibility | Violation | 1 | 2025-12-09 06:45 | 76.8281 | - | 12 | 6 | 0.25
CCCT | System | Constraint | Flex Up | Flexibility | Violation | 1 | 2025-12-09 16:45 | 74.9826 | - | 12 | 16 | 0.25
CCCT | System | Constraint | Flex Up | Flexibility | Violation | 1 | 2025-12-09 17:00 | 36.4477 | - | 12 | 17 | 0.25
CCCT | System | Constraint | Flex Up | Flexibility | Violation | 1 | 2025-12-09 17:15 | 42.2997 | - | 12 | 17 | 0.25
CCCT | System | Constraint | Flex Up | Flexibility | Violation | 1 | 2025-12-09 17:30 | 27.1518 | - | 12 | 17 | 0.25
CCCT | System | Constraint | Flex Up | Flexibility | Violation | 1 | 2025-12-09 18:00 | 23.2317 | - | 12 | 18 | 0.25
CCCT | System | Constraint | Flex Up | Flexibility | Violation | 1 | 2025-12-09 21:00 | 2.4749 | - | 12 | 21 | 0.25
CCCT | System | Constraint | Flex Up | Flexibility | Violation | 1 | 2025-12-10 06:45 | 20.3569 | - | 12 | 6 | 0.25
CCCT | System | Constraint | Flex Up | Flexibility | Violation | 1 | 2025-12-10 09:15 | 26.618 | - | 12 | 9 | 0.25
CCCT | System | Constraint | Flex Up | Flexibility | Violation | 1 | 2025-12-10 09:30 | 18.2034 | - | 12 | 9 | 0.25
CCCT | System | Constraint | Flex Up | Flexibility | Violation | 1 | 2025-12-10 10:45 | 10.1802 | - | 12 | 10 | 0.25
CCCT | System | Constraint | Flex Up | Flexibility | Violation | 1 | 2025-12-10 16:00 | 29.5228 | - | 12 | 16 | 0.25
CCCT | System | Constraint | Flex Up | Flexibility | Violation | 1 | 2025-12-10 22:00 | 41.7085 | - | 12 | 22 | 0.25
CCCT | System | Constraint | Flex Up | Flexibility | Violation | 1 | 2025-12-11 06:45 | 31.1763 | - | 12 | 6 | 0.25
CCCT | System | Constraint | Flex Up | Flexibility | Violation | 1 | 2025-12-11 21:00 | 27.6324 | - | 12 | 21 | 0.25
CCCT | System | Constraint | Flex Up | Flexibility | Violation | 1 | 2025-12-12 06:45 | 83.6944 | - | 12 | 6 | 0.25
CCCT | System | Constraint | Flex Up | Flexibility | Violation | 1 | 2025-12-12 16:45 | 18.3346 | - | 12 | 16 | 0.25
CCCT | System | Constraint | Flex Up | Flexibility | Violation | 1 | 2025-12-12 22:00 | 43.7103 | - | 12 | 22 | 0.25
CCCT | System | Constraint | Flex Up | Flexibility | Violation | 1 | 2025-12-13 17:00 | 31.1964 | - | 12 | 17 | 0.25
CCCT | System | Constraint | Flex Up | Flexibility | Violation | 1 | 2025-12-13 23:00 | 4.2624 | - | 12 | 23 | 0.25
CCCT | System | Constraint | Flex Up | Flexibility | Violation | 1 | 2025-12-14 07:45 | 0.99083 | - | 12 | 7 | 0.25
CCCT | System | Constraint | Flex Up | Flexibility | Violation | 1 | 2025-12-14 15:45 | 62.4909 | - | 12 | 15 | 0.25
CCCT | System | Constraint | Flex Up | Flexibility | Violation | 1 | 2025-12-14 21:00 | 13.2749 | - | 12 | 21 | 0.25
CCCT | System | Constraint | Flex Up | Flexibility | Violation | 1 | 2025-12-15 16:45 | 13.0052 | - | 12 | 16 | 0.25
CCCT | System | Constraint | Flex Up | Flexibility | Violation | 1 | 2025-12-15 17:45 | 9.8421 | - | 12 | 17 | 0.25
CCCT | System | Constraint | Flex Up | Flexibility | Violation | 1 | 2025-12-15 20:00 | 2.9595 | - | 12 | 20 | 0.25
CCCT | System | Constraint | Flex Up | Flexibility | Violation | 1 | 2025-12-16 16:45 | 45.3018 | - | 12 | 16 | 0.25
CCCT | System | Constraint | Flex Up | Flexibility | Violation | 1 | 2025-12-16 17:00 | 6.4034 | - | 12 | 17 | 0.25
CCCT | System | Constraint | Flex Up | Flexibility | Violation | 1 | 2025-12-16 19:00 | 26.0262 | - | 12 | 19 | 0.25
CCCT | System | Constraint | Flex Up | Flexibility | Violation | 1 | 2025-12-16 21:00 | 6.8902 | - | 12 | 21 | 0.25
CCCT | System | Constraint | Flex Up | Flexibility | Violation | 1 | 2025-12-16 21:15 | 2.3873 | - | 12 | 21 | 0.25
CCCT | System | Constraint | Flex Up | Flexibility | Violation | 1 | 2025-12-17 16:30 | 3.223 | - | 12 | 16 | 0.25
CCCT | System | Constraint | Flex Up | Flexibility | Violation | 1 | 2025-12-17 16:45 | 77.0027 | - | 12 | 16 | 0.25
CCCT | System | Constraint | Flex Up | Flexibility | Violation | 1 | 2025-12-17 18:00 | 6.1284 | - | 12 | 18 | 0.25
CCCT | System | Constraint | Flex Up | Flexibility | Violation | 1 | 2025-12-18 06:45 | 48.1252 | - | 12 | 6 | 0.25
CCCT | System | Constraint | Flex Up | Flexibility | Violation | 1 | 2025-12-18 07:30 | 15.8486 | - | 12 | 7 | 0.25
CCCT | System | Constraint | Flex Up | Flexibility | Violation | 1 | 2025-12-18 07:45 | 49.8764 | - | 12 | 7 | 0.25
CCCT | System | Constraint | Flex Up | Flexibility | Violation | 1 | 2025-12-19 07:30 | 20.9669 | - | 12 | 7 | 0.25
CCCT | System | Constraint | Flex Up | Flexibility | Violation | 1 | 2025-12-19 07:45 | 34.1751 | - | 12 | 7 | 0.25
CCCT | System | Constraint | Flex Up | Flexibility | Violation | 1 | 2025-12-19 08:00 | 2.1471 | - | 12 | 8 | 0.25
CCCT | System | Constraint | Flex Up | Flexibility | Violation | 1 | 2025-12-19 16:00 | 53.4848 | - | 12 | 16 | 0.25
CCCT | System | Constraint | Flex Up | Flexibility | Violation | 1 | 2025-12-19 16:15 | 51.396 | - | 12 | 16 | 0.25
CCCT | System | Constraint | Flex Up | Flexibility | Violation | 1 | 2025-12-19 16:30 | 33.8072 | - | 12 | 16 | 0.25
CCCT | System | Constraint | Flex Up | Flexibility | Violation | 1 | 2025-12-19 17:00 | 24.0645 | - | 12 | 17 | 0.25
CCCT | System | Constraint | Flex Up | Flexibility | Violation | 1 | 2025-12-19 19:00 | 35.6397 | - | 12 | 19 | 0.25
CCCT | System | Constraint | Flex Up | Flexibility | Violation | 1 | 2025-12-19 20:00 | 36.0029 | - | 12 | 20 | 0.25
CCCT | System | Constraint | Flex Up | Flexibility | Violation | 1 | 2025-12-19 22:00 | 27.5387 | - | 12 | 22 | 0.25
CCCT | System | Constraint | Flex Up | Flexibility | Violation | 1 | 2025-12-20 07:15 | 21.4701 | - | 12 | 7 | 0.25
CCCT | System | Constraint | Flex Up | Flexibility | Violation | 1 | 2025-12-20 07:30 | 13.5483 | - | 12 | 7 | 0.25
CCCT | System | Constraint | Flex Up | Flexibility | Violation | 1 | 2025-12-20 07:45 | 32.6266 | - | 12 | 7 | 0.25
CCCT | System | Constraint | Flex Up | Flexibility | Violation | 1 | 2025-12-20 13:00 | 35.1564 | - | 12 | 13 | 0.25
CCCT | System | Constraint | Flex Up | Flexibility | Violation | 1 | 2025-12-20 21:00 | 37.1862 | - | 12 | 21 | 0.25
CCCT | System | Constraint | Flex Up | Flexibility | Violation | 1 | 2025-12-21 08:45 | 50.059 | - | 12 | 8 | 0.25
CCCT | System | Constraint | Flex Up | Flexibility | Violation | 1 | 2025-12-22 15:00 | 10.4564 | - | 12 | 15 | 0.25
CCCT | System | Constraint | Flex Up | Flexibility | Violation | 1 | 2025-12-22 15:30 | 7.3885 | - | 12 | 15 | 0.25
CCCT | System | Constraint | Flex Up | Flexibility | Violation | 1 | 2025-12-22 15:45 | 9.8546 | - | 12 | 15 | 0.25
CCCT | System | Constraint | Flex Up | Flexibility | Violation | 1 | 2025-12-22 17:45 | 5.2742 | - | 12 | 17 | 0.25
CCCT | System | Constraint | Flex Up | Flexibility | Violation | 1 | 2025-12-23 07:30 | 0.33152 | - | 12 | 7 | 0.25
CCCT | System | Constraint | Flex Up | Flexibility | Violation | 1 | 2025-12-23 07:45 | 56.3719 | - | 12 | 7 | 0.25
CCCT | System | Constraint | Flex Up | Flexibility | Violation | 1 | 2025-12-23 08:45 | 3.9244 | - | 12 | 8 | 0.25
CCCT | System | Constraint | Flex Up | Flexibility | Violation | 1 | 2025-12-23 17:00 | 16.1554 | - | 12 | 17 | 0.25
CCCT | System | Constraint | Flex Up | Flexibility | Violation | 1 | 2025-12-23 18:00 | 8.2227 | - | 12 | 18 | 0.25
CCCT | System | Constraint | Flex Up | Flexibility | Violation | 1 | 2025-12-25 09:45 | 13.5891 | - | 12 | 9 | 0.25
CCCT | System | Constraint | Flex Up | Flexibility | Violation | 1 | 2025-12-25 18:00 | 6.2864 | - | 12 | 18 | 0.25
CCCT | System | Constraint | Flex Up | Flexibility | Violation | 1 | 2025-12-26 06:45 | 12.3662 | - | 12 | 6 | 0.25
CCCT | System | Constraint | Flex Up | Flexibility | Violation | 1 | 2025-12-26 21:00 | 31.1062 | - | 12 | 21 | 0.25
CCCT | System | Constraint | Flex Up | Flexibility | Violation | 1 | 2025-12-27 06:45 | 28.2613 | - | 12 | 6 | 0.25
CCCT | System | Constraint | Flex Up | Flexibility | Violation | 1 | 2025-12-27 07:45 | 61.6665 | - | 12 | 7 | 0.25
CCCT | System | Constraint | Flex Up | Flexibility | Violation | 1 | 2025-12-27 09:00 | 31.2927 | - | 12 | 9 | 0.25
CCCT | System | Constraint | Flex Up | Flexibility | Violation | 1 | 2025-12-27 09:15 | 3.5691 | - | 12 | 9 | 0.25
CCCT | System | Constraint | Flex Up | Flexibility | Violation | 1 | 2025-12-27 17:00 | 21.8521 | - | 12 | 17 | 0.25
CCCT | System | Constraint | Flex Up | Flexibility | Violation | 1 | 2025-12-27 22:00 | 50.3138 | - | 12 | 22 | 0.25
CCCT | System | Constraint | Flex Up | Flexibility | Violation | 1 | 2025-12-28 06:45 | 34.0358 | - | 12 | 6 | 0.25
CCCT | System | Constraint | Flex Up | Flexibility | Violation | 1 | 2025-12-28 08:45 | 24.4514 | - | 12 | 8 | 0.25
CCCT | System | Constraint | Flex Up | Flexibility | Violation | 1 | 2025-12-28 09:30 | 13.9048 | - | 12 | 9 | 0.25
CCCT | System | Constraint | Flex Up | Flexibility | Violation | 1 | 2025-12-28 09:45 | 9.0104 | - | 12 | 9 | 0.25
CCCT | System | Constraint | Flex Up | Flexibility | Violation | 1 | 2025-12-28 18:00 | 32.5338 | - | 12 | 18 | 0.25
CCCT | System | Constraint | Flex Up | Flexibility | Violation | 1 | 2025-12-29 07:45 | 43.3248 | - | 12 | 7 | 0.25
CCCT | System | Constraint | Flex Up | Flexibility | Violation | 1 | 2025-12-29 09:00 | 18.6438 | - | 12 | 9 | 0.25
CCCT | System | Constraint | Flex Up | Flexibility | Violation | 1 | 2025-12-29 10:45 | 32.8231 | - | 12 | 10 | 0.25
CCCT | System | Constraint | Flex Up | Flexibility | Violation | 1 | 2025-12-29 12:00 | 27.1107 | - | 12 | 12 | 0.25
CCCT | System | Constraint | Flex Up | Flexibility | Violation | 1 | 2025-12-29 17:30 | 41.7438 | - | 12 | 17 | 0.25
CCCT | System | Constraint | Flex Up | Flexibility | Violation | 1 | 2025-12-29 17:45 | 4.6679 | - | 12 | 17 | 0.25
CCCT | System | Constraint | Flex Up | Flexibility | Violation | 1 | 2025-12-29 18:00 | 3.7477 | - | 12 | 18 | 0.25
CCCT | System | Constraint | Flex Up | Flexibility | Violation | 1 | 2025-12-30 17:00 | 3.9461 | - | 12 | 17 | 0.25
CCCT | System | Constraint | Flex Up | Flexibility | Violation | 1 | 2025-12-30 17:15 | 0.36784 | - | 12 | 17 | 0.25
CCCT | System | Constraint | Flex Up | Flexibility | Violation | 1 | 2025-12-30 18:00 | 44.4099 | - | 12 | 18 | 0.25
CCCT | System | Constraint | Flex Up | Flexibility | Violation | 1 | 2025-12-31 06:45 | 18.5079 | - | 12 | 6 | 0.25
CCCT | System | Constraint | Flex Up | Flexibility | Violation | 1 | 2025-12-31 07:30 | 11.3284 | - | 12 | 7 | 0.25
CCCT | System | Constraint | Flex Up | Flexibility | Violation | 1 | 2025-12-31 07:45 | 78.3885 | - | 12 | 7 | 0.25
CCCT | System | Constraint | Flex Up | Flexibility | Violation | 1 | 2025-12-31 15:00 | 9.0344 | - | 12 | 15 | 0.25
CCCT | System | Constraint | Flex Up | Flexibility | Violation | 1 | 2025-12-31 15:30 | 2.8718 | - | 12 | 15 | 0.25
CCCT | System | Constraint | Flex Up | Flexibility | Violation | 1 | 2025-12-31 15:45 | 8.7906 | - | 12 | 15 | 0.25
CCCT | System | Constraint | Flex Up | Flexibility | Violation | 1 | 2025-12-31 16:45 | 72.8118 | - | 12 | 16 | 0.25
CCCT | System | Constraint | Flex Up | Flexibility | Violation | 1 | 2025-12-31 18:00 | 6.5681 | - | 12 | 18 | 0.25
Frame | System | Constraint | Flex Down | Flexibility | Violation | 1 | 2025-01-01 04:00 | 86.7891 | - | 1 | 4 | 0.25
Frame | System | Constraint | Flex Down | Flexibility | Violation | 1 | 2025-01-01 04:15 | 13.4785 | - | 1 | 4 | 0.25
Frame | System | Constraint | Flex Down | Flexibility | Violation | 1 | 2025-01-05 14:00 | 6.8431 | - | 1 | 14 | 0.25
Frame | System | Constraint | Flex Down | Flexibility | Violation | 1 | 2025-01-06 05:00 | 110.9689 | - | 1 | 5 | 0.25
Frame | System | Constraint | Flex Down | Flexibility | Violation | 1 | 2025-01-09 05:00 | 100.4882 | - | 1 | 5 | 0.25
Frame | System | Constraint | Flex Down | Flexibility | Violation | 1 | 2025-01-12 04:00 | 25.6248 | - | 1 | 4 | 0.25
Frame | System | Constraint | Flex Down | Flexibility | Violation | 1 | 2025-01-13 05:00 | 188.8098 | - | 1 | 5 | 0.25
Frame | System | Constraint | Flex Down | Flexibility | Violation | 1 | 2025-01-13 05:15 | 18.2532 | - | 1 | 5 | 0.25
Frame | System | Constraint | Flex Down | Flexibility | Violation | 1 | 2025-01-18 03:00 | 85.2148 | - | 1 | 3 | 0.25
Frame | System | Constraint | Flex Down | Flexibility | Violation | 1 | 2025-01-18 03:15 | 31.4118 | - | 1 | 3 | 0.25
Frame | System | Constraint | Flex Down | Flexibility | Violation | 1 | 2025-01-22 11:00 | 3.754 | - | 1 | 11 | 0.25
Frame | System | Constraint | Flex Down | Flexibility | Violation | 1 | 2025-01-22 11:15 | 5.0063 | - | 1 | 11 | 0.25
Frame | System | Constraint | Flex Down | Flexibility | Violation | 1 | 2025-01-22 11:30 | 5.2585 | - | 1 | 11 | 0.25
Frame | System | Constraint | Flex Down | Flexibility | Violation | 1 | 2025-01-22 11:45 | 1.5107 | - | 1 | 11 | 0.25
Frame | System | Constraint | Flex Down | Flexibility | Violation | 1 | 2025-01-22 12:00 | 152.705 | - | 1 | 12 | 0.25
Frame | System | Constraint | Flex Down | Flexibility | Violation | 1 | 2025-01-22 12:15 | 197.0539 | - | 1 | 12 | 0.25
Frame | System | Constraint | Flex Down | Flexibility | Violation | 1 | 2025-01-22 12:30 | 232.4029 | - | 1 | 12 | 0.25
Frame | System | Constraint | Flex Down | Flexibility | Violation | 1 | 2025-01-22 12:45 | 252.7518 | - | 1 | 12 | 0.25
Frame | System | Constraint | Flex Down | Flexibility | Violation | 1 | 2025-01-22 13:00 | 294.1406 | - | 1 | 13 | 0.25
Frame | System | Constraint | Flex Down | Flexibility | Violation | 1 | 2025-01-22 13:15 | 298.4594 | - | 1 | 13 | 0.25
Frame | System | Constraint | Flex Down | Flexibility | Violation | 1 | 2025-01-22 13:30 | 317.7782 | - | 1 | 13 | 0.25
Frame | System | Constraint | Flex Down | Flexibility | Violation | 1 | 2025-01-22 13:45 | 339.097 | - | 1 | 13 | 0.25
Frame | System | Constraint | Flex Down | Flexibility | Violation | 1 | 2025-01-23 06:00 | 203.9134 | - | 1 | 6 | 0.25
Frame | System | Constraint | Flex Down | Flexibility | Violation | 1 | 2025-01-24 12:45 | 30.8231 | - | 1 | 12 | 0.25
Frame | System | Constraint | Flex Down | Flexibility | Violation | 1 | 2025-01-24 13:15 | 7.6047 | - | 1 | 13 | 0.25
Frame | System | Constraint | Flex Down | Flexibility | Violation | 1 | 2025-01-24 13:30 | 11.8356 | - | 1 | 13 | 0.25
Frame | System | Constraint | Flex Down | Flexibility | Violation | 1 | 2025-01-24 13:45 | 31.0664 | - | 1 | 13 | 0.25
Frame | System | Constraint | Flex Down | Flexibility | Violation | 1 | 2025-01-25 03:00 | 164.4859 | - | 1 | 3 | 0.25
Frame | System | Constraint | Flex Down | Flexibility | Violation | 1 | 2025-01-25 03:15 | 97.302 | - | 1 | 3 | 0.25
Frame | System | Constraint | Flex Down | Flexibility | Violation | 1 | 2025-01-25 03:30 | 14.1182 | - | 1 | 3 | 0.25
Frame | System | Constraint | Flex Down | Flexibility | Violation | 1 | 2025-01-25 12:45 | 26.4041 | - | 1 | 12 | 0.25
Frame | System | Constraint | Flex Down | Flexibility | Violation | 1 | 2025-01-25 13:00 | 15.6047 | - | 1 | 13 | 0.25
Frame | System | Constraint | Flex Down | Flexibility | Violation | 1 | 2025-01-25 13:15 | 24.9453 | - | 1 | 13 | 0.25
Frame | System | Constraint | Flex Down | Flexibility | Violation | 1 | 2025-01-25 13:30 | 29.2858 | - | 1 | 13 | 0.25
Frame | System | Constraint | Flex Down | Flexibility | Violation | 1 | 2025-01-25 13:45 | 26.6264 | - | 1 | 13 | 0.25
Frame | System | Constraint | Flex Down | Flexibility | Violation | 1 | 2025-01-29 02:00 | 61.1474 | - | 1 | 2 | 0.25
Frame | System | Constraint | Flex Down | Flexibility | Violation | 1 | 2025-01-29 02:15 | 17.6788 | - | 1 | 2 | 0.25
Frame | System | Constraint | Flex Down | Flexibility | Violation | 1 | 2025-01-29 04:00 | 44.5942 | - | 1 | 4 | 0.25
Frame | System | Constraint | Flex Down | Flexibility | Violation | 1 | 2025-01-29 05:00 | 298.8268 | - | 1 | 5 | 0.25
Frame | System | Constraint | Flex Down | Flexibility | Violation | 1 | 2025-01-29 05:15 | 150.3614 | - | 1 | 5 | 0.25
Frame | System | Constraint | Flex Down | Flexibility | Violation | 1 | 2025-01-30 02:00 | 139.68 | - | 1 | 2 | 0.25
Frame | System | Constraint | Flex Down | Flexibility | Violation | 1 | 2025-01-30 02:15 | 76.8077 | - | 1 | 2 | 0.25
Frame | System | Constraint | Flex Down | Flexibility | Violation | 1 | 2025-01-30 04:00 | 122.1475 | - | 1 | 4 | 0.25
Frame | System | Constraint | Flex Down | Flexibility | Violation | 1 | 2025-01-30 04:15 | 15.7375 | - | 1 | 4 | 0.25
Frame | System | Constraint | Flex Down | Flexibility | Violation | 1 | 2025-01-30 06:00 | 41.3367 | - | 1 | 6 | 0.25
Frame | System | Constraint | Flex Down | Flexibility | Violation | 1 | 2025-01-30 14:00 | 115.572 | - | 1 | 14 | 0.25
Frame | System | Constraint | Flex Down | Flexibility | Violation | 1 | 2025-01-30 14:15 | 60.1686 | - | 1 | 14 | 0.25
Frame | System | Constraint | Flex Down | Flexibility | Violation | 1 | 2025-02-01 10:00 | 50.6748 | - | 2 | 10 | 0.25
Frame | System | Constraint | Flex Down | Flexibility | Violation | 1 | 2025-02-01 10:15 | 14.5482 | - | 2 | 10 | 0.25
Frame | System | Constraint | Flex Down | Flexibility | Violation | 1 | 2025-02-02 01:00 | 26.8398 | - | 2 | 1 | 0.25
Frame | System | Constraint | Flex Down | Flexibility | Violation | 1 | 2025-02-02 01:15 | 4.9834 | - | 2 | 1 | 0.25
Frame | System | Constraint | Flex Down | Flexibility | Violation | 1 | 2025-02-02 03:00 | 8.3672 | - | 2 | 3 | 0.25
Frame | System | Constraint | Flex Down | Flexibility | Violation | 1 | 2025-02-02 04:00 | 84.3787 | - | 2 | 4 | 0.25
Frame | System | Constraint | Flex Down | Flexibility | Violation | 1 | 2025-02-02 04:15 | 19.7742 | - | 2 | 4 | 0.25
Frame | System | Constraint | Flex Down | Flexibility | Violation | 1 | 2025-02-03 04:00 | 34.4346 | - | 2 | 4 | 0.25
Frame | System | Constraint | Flex Down | Flexibility | Violation | 1 | 2025-02-11 04:00 | 2.8161 | - | 2 | 4 | 0.25
Frame | System | Constraint | Flex Down | Flexibility | Violation | 1 | 2025-02-18 12:45 | 0.44316 | - | 2 | 12 | 0.25
Frame | System | Constraint | Flex Down | Flexibility | Violation | 1 | 2025-02-18 15:00 | 182.4978 | - | 2 | 15 | 0.25
Frame | System | Constraint | Flex Down | Flexibility | Violation | 1 | 2025-02-18 15:15 | 86.2211 | - | 2 | 15 | 0.25
Frame | System | Constraint | Flex Down | Flexibility | Violation | 1 | 2025-02-23 12:00 | 62.2095 | - | 2 | 12 | 0.25
Frame | System | Constraint | Flex Down | Flexibility | Violation | 1 | 2025-02-24 02:00 | 12.0439 | - | 2 | 2 | 0.25
Frame | System | Constraint | Flex Down | Flexibility | Violation | 1 | 2025-02-24 05:00 | 237.7164 | - | 2 | 5 | 0.25
Frame | System | Constraint | Flex Down | Flexibility | Violation | 1 | 2025-02-24 05:15 | 126.6351 | - | 2 | 5 | 0.25
Frame | System | Constraint | Flex Down | Flexibility | Violation | 1 | 2025-02-24 05:30 | 1.7948 | - | 2 | 5 | 0.25
Frame | System | Constraint | Flex Down | Flexibility | Violation | 1 | 2025-02-25 03:00 | 50.5473 | - | 2 | 3 | 0.25
Frame | System | Constraint | Flex Down | Flexibility | Violation | 1 | 2025-02-25 03:15 | 9.4282 | - | 2 | 3 | 0.25
Frame | System | Constraint | Flex Down | Flexibility | Violation | 1 | 2025-02-25 06:00 | 178.9329 | - | 2 | 6 | 0.25
Frame | System | Constraint | Flex Down | Flexibility | Violation | 1 | 2025-02-25 06:15 | 133.0579 | - | 2 | 6 | 0.25
Frame | System | Constraint | Flex Down | Flexibility | Violation | 1 | 2025-02-25 10:45 | 8.8835 | - | 2 | 10 | 0.25
Frame | System | Constraint | Flex Down | Flexibility | Violation | 1 | 2025-02-25 11:45 | 12.6324 | - | 2 | 11 | 0.25
Frame | System | Constraint | Flex Down | Flexibility | Violation | 1 | 2025-02-25 13:00 | 47.7845 | - | 2 | 13 | 0.25
Frame | System | Constraint | Flex Down | Flexibility | Violation | 1 | 2025-02-25 13:15 | 18.2851 | - | 2 | 13 | 0.25
Frame | System | Constraint | Flex Down | Flexibility | Violation | 1 | 2025-02-25 15:00 | 26.432 | - | 2 | 15 | 0.25
Frame | System | Constraint | Flex Down | Flexibility | Violation | 1 | 2025-02-25 15:15 | 4.055 | - | 2 | 15 | 0.25
Frame | System | Constraint | Flex Down | Flexibility | Violation | 1 | 2025-03-03 03:00 | 45.0356 | - | 3 | 3 | 0.25
Frame | System | Constraint | Flex Down | Flexibility | Violation | 1 | 2025-03-05 04:00 | 213.1571 | - | 3 | 4 | 0.25
Frame | System | Constraint | Flex Down | Flexibility | Violation | 1 | 2025-03-05 04:15 | 91.1156 | - | 3 | 4 | 0.25
Frame | System | Constraint | Flex Down | Flexibility | Violation | 1 | 2025-03-06 05:00 | 7.0466 | - | 3 | 5 | 0.25
Frame | System | Constraint | Flex Down | Flexibility | Violation | 1 | 2025-03-14 10:30 | 32.7169 | - | 3 | 10 | 0.25
Frame | System | Constraint | Flex Down | Flexibility | Violation | 1 | 2025-03-14 10:45 | 81.6953 | - | 3 | 10 | 0.25
Frame | System | Constraint | Flex Down | Flexibility | Violation | 1 | 2025-03-14 11:00 | 2.9658 | - | 3 | 11 | 0.25
Frame | System | Constraint | Flex Down | Flexibility | Violation | 1 | 2025-03-14 11:15 | 3.4942 | - | 3 | 11 | 0.25
Frame | System | Constraint | Flex Down | Flexibility | Violation | 1 | 2025-03-14 11:30 | 6.0226 | - | 3 | 11 | 0.25
Frame | System | Constraint | Flex Down | Flexibility | Violation | 1 | 2025-03-14 11:45 | 17.551 | - | 3 | 11 | 0.25
Frame | System | Constraint | Flex Down | Flexibility | Violation | 1 | 2025-03-14 14:30 | 6.9209 | - | 3 | 14 | 0.25
Frame | System | Constraint | Flex Down | Flexibility | Violation | 1 | 2025-03-14 14:45 | 6.814 | - | 3 | 14 | 0.25
Frame | System | Constraint | Flex Down | Flexibility | Violation | 1 | 2025-03-15 10:30 | 2.0595 | - | 3 | 10 | 0.25
Frame | System | Constraint | Flex Down | Flexibility | Violation | 1 | 2025-03-15 10:45 | 53.8338 | - | 3 | 10 | 0.25
Frame | System | Constraint | Flex Down | Flexibility | Violation | 1 | 2025-03-15 11:15 | 19.6394 | - | 3 | 11 | 0.25
Frame | System | Constraint | Flex Down | Flexibility | Violation | 1 | 2025-03-15 11:30 | 60.2811 | - | 3 | 11 | 0.25
Frame | System | Constraint | Flex Down | Flexibility | Violation | 1 | 2025-03-15 11:45 | 89.9229 | - | 3 | 11 | 0.25
Frame | System | Constraint | Flex Down | Flexibility | Violation | 1 | 2025-03-15 12:30 | 15.1933 | - | 3 | 12 | 0.25
Frame | System | Constraint | Flex Down | Flexibility | Violation | 1 | 2025-03-15 12:45 | 82.9647 | - | 3 | 12 | 0.25
Frame | System | Constraint | Flex Down | Flexibility | Violation | 1 | 2025-03-16 10:00 | 20.1884 | - | 3 | 10 | 0.25
Frame | System | Constraint | Flex Down | Flexibility | Violation | 1 | 2025-03-16 10:15 | 33.9567 | - | 3 | 10 | 0.25
Frame | System | Constraint | Flex Down | Flexibility | Violation | 1 | 2025-03-16 10:30 | 61.7251 | - | 3 | 10 | 0.25
Frame | System | Constraint | Flex Down | Flexibility | Violation | 1 | 2025-03-16 10:45 | 98.4935 | - | 3 | 10 | 0.25
Frame | System | Constraint | Flex Down | Flexibility | Violation | 1 | 2025-03-16 11:15 | 7.5066 | - | 3 | 11 | 0.25
Frame | System | Constraint | Flex Down | Flexibility | Violation | 1 | 2025-03-16 11:30 | 36.5671 | - | 3 | 11 | 0.25
Frame | System | Constraint | Flex Down | Flexibility | Violation | 1 | 2025-03-16 11:45 | 75.6277 | - | 3 | 11 | 0.25
Frame | System | Constraint | Flex Down | Flexibility | Violation | 1 | 2025-03-16 12:00 | 49.3322 | - | 3 | 12 | 0.25
Frame | System | Constraint | Flex Down | Flexibility | Violation | 1 | 2025-03-16 12:15 | 61.2206 | - | 3 | 12 | 0.25
Frame | System | Constraint | Flex Down | Flexibility | Violation | 1 | 2025-03-16 12:30 | 70.1091 | - | 3 | 12 | 0.25
Frame | System | Constraint | Flex Down | Flexibility | Violation | 1 | 2025-03-16 12:45 | 69.9976 | - | 3 | 12 | 0.25
Frame | System | Constraint | Flex Down | Flexibility | Violation | 1 | 2025-03-16 13:00 | 2.6288 | - | 3 | 13 | 0.25
Frame | System | Constraint | Flex Down | Flexibility | Violation | 1 | 2025-03-16 13:15 | 8.7267 | - | 3 | 13 | 0.25
Frame | System | Constraint | Flex Down | Flexibility | Violation | 1 | 2025-03-16 13:30 | 22.8245 | - | 3 | 13 | 0.25
Frame | System | Constraint | Flex Down | Flexibility | Violation | 1 | 2025-03-16 13:45 | 32.9223 | - | 3 | 13 | 0.25
Frame | System | Constraint | Flex Down | Flexibility | Violation | 1 | 2025-03-16 21:45 | 5.5128 | - | 3 | 21 | 0.25
Frame | System | Constraint | Flex Down | Flexibility | Violation | 1 | 2025-03-16 22:15 | 28.0707 | - | 3 | 22 | 0.25
Frame | System | Constraint | Flex Down | Flexibility | Violation | 1 | 2025-03-16 22:30 | 77.9603 | - | 3 | 22 | 0.25
Frame | System | Constraint | Flex Down | Flexibility | Violation | 1 | 2025-03-16 22:45 | 132.8498 | - | 3 | 22 | 0.25
Frame | System | Constraint | Flex Down | Flexibility | Violation | 1 | 2025-03-17 | 28.0268 | - | 3 | 0 | 0.25
Frame | System | Constraint | Flex Down | Flexibility | Violation | 1 | 2025-03-17 00:15 | 30.8646 | - | 3 | 0 | 0.25
Frame | System | Constraint | Flex Down | Flexibility | Violation | 1 | 2025-03-17 00:30 | 24.7024 | - | 3 | 0 | 0.25
Frame | System | Constraint | Flex Down | Flexibility | Violation | 1 | 2025-03-17 00:45 | 17.5402 | - | 3 | 0 | 0.25
Frame | System | Constraint | Flex Down | Flexibility | Violation | 1 | 2025-03-17 08:30 | 2.6567 | - | 3 | 8 | 0.25
Frame | System | Constraint | Flex Down | Flexibility | Violation | 1 | 2025-03-17 08:45 | 80.5099 | - | 3 | 8 | 0.25
Frame | System | Constraint | Flex Down | Flexibility | Violation | 1 | 2025-03-17 21:45 | 62.6216 | - | 3 | 21 | 0.25
Frame | System | Constraint | Flex Down | Flexibility | Violation | 1 | 2025-03-18 20:15 | 2.1177 | - | 3 | 20 | 0.25
Frame | System | Constraint | Flex Down | Flexibility | Violation | 1 | 2025-03-18 20:30 | 32.2788 | - | 3 | 20 | 0.25
Frame | System | Constraint | Flex Down | Flexibility | Violation | 1 | 2025-03-18 20:45 | 70.4399 | - | 3 | 20 | 0.25
Frame | System | Constraint | Flex Down | Flexibility | Violation | 1 | 2025-03-18 21:00 | 97.4345 | - | 3 | 21 | 0.25
Frame | System | Constraint | Flex Down | Flexibility | Violation | 1 | 2025-03-18 21:15 | 140.2078 | - | 3 | 21 | 0.25
Frame | System | Constraint | Flex Down | Flexibility | Violation | 1 | 2025-03-18 21:30 | 189.9811 | - | 3 | 21 | 0.25
Frame | System | Constraint | Flex Down | Flexibility | Violation | 1 | 2025-03-18 21:45 | 225.7545 | - | 3 | 21 | 0.25
Frame | System | Constraint | Flex Down | Flexibility | Violation | 1 | 2025-03-18 22:30 | 46.9573 | - | 3 | 22 | 0.25
Frame | System | Constraint | Flex Down | Flexibility | Violation | 1 | 2025-03-18 22:45 | 174.4319 | - | 3 | 22 | 0.25
Frame | System | Constraint | Flex Down | Flexibility | Violation | 1 | 2025-03-18 23:30 | 16.2021 | - | 3 | 23 | 0.25
Frame | System | Constraint | Flex Down | Flexibility | Violation | 1 | 2025-03-18 23:45 | 51.1255 | - | 3 | 23 | 0.25
Frame | System | Constraint | Flex Down | Flexibility | Violation | 1 | 2025-03-20 14:00 | 1.5348 | - | 3 | 14 | 0.25
Frame | System | Constraint | Flex Down | Flexibility | Violation | 1 | 2025-03-20 14:15 | 1.5348 | - | 3 | 14 | 0.25
Frame | System | Constraint | Flex Down | Flexibility | Violation | 1 | 2025-03-20 14:30 | 1.5348 | - | 3 | 14 | 0.25
Frame | System | Constraint | Flex Down | Flexibility | Violation | 1 | 2025-03-20 14:45 | 1.5348 | - | 3 | 14 | 0.25
Frame | System | Constraint | Flex Down | Flexibility | Violation | 1 | 2025-03-21 10:30 | 1.8863 | - | 3 | 10 | 0.25
Frame | System | Constraint | Flex Down | Flexibility | Violation | 1 | 2025-03-21 10:45 | 46.8575 | - | 3 | 10 | 0.25
Frame | System | Constraint | Flex Down | Flexibility | Violation | 1 | 2025-03-21 11:15 | 3.6272 | - | 3 | 11 | 0.25
Frame | System | Constraint | Flex Down | Flexibility | Violation | 1 | 2025-03-21 11:30 | 24.9111 | - | 3 | 11 | 0.25
Frame | System | Constraint | Flex Down | Flexibility | Violation | 1 | 2025-03-21 11:45 | 40.1949 | - | 3 | 11 | 0.25
Frame | System | Constraint | Flex Down | Flexibility | Violation | 1 | 2025-03-21 12:30 | 6.2725 | - | 3 | 12 | 0.25
Frame | System | Constraint | Flex Down | Flexibility | Violation | 1 | 2025-03-21 12:45 | 22.6131 | - | 3 | 12 | 0.25
Frame | System | Constraint | Flex Down | Flexibility | Violation | 1 | 2025-03-21 13:00 | 4.9093 | - | 3 | 13 | 0.25
Frame | System | Constraint | Flex Down | Flexibility | Violation | 1 | 2025-03-22 09:30 | 2.5105 | - | 3 | 9 | 0.25
Frame | System | Constraint | Flex Down | Flexibility | Violation | 1 | 2025-03-22 09:45 | 27.335 | - | 3 | 9 | 0.25
Frame | System | Constraint | Flex Down | Flexibility | Violation | 1 | 2025-03-22 10:30 | 12.5671 | - | 3 | 10 | 0.25
Frame | System | Constraint | Flex Down | Flexibility | Violation | 1 | 2025-03-22 10:45 | 58.2818 | - | 3 | 10 | 0.25
Frame | System | Constraint | Flex Down | Flexibility | Violation | 1 | 2025-03-22 11:00 | 70.7218 | - | 3 | 11 | 0.25
Frame | System | Constraint | Flex Down | Flexibility | Violation | 1 | 2025-03-22 11:15 | 76.5298 | - | 3 | 11 | 0.25
Frame | System | Constraint | Flex Down | Flexibility | Violation | 1 | 2025-03-22 11:30 | 79.3378 | - | 3 | 11 | 0.25
Frame | System | Constraint | Flex Down | Flexibility | Violation | 1 | 2025-03-22 11:45 | 75.1458 | - | 3 | 11 | 0.25
Frame | System | Constraint | Flex Down | Flexibility | Violation | 1 | 2025-03-22 12:00 | 118.3399 | - | 3 | 12 | 0.25
Frame | System | Constraint | Flex Down | Flexibility | Violation | 1 | 2025-03-22 12:15 | 113.9079 | - | 3 | 12 | 0.25
Frame | System | Constraint | Flex Down | Flexibility | Violation | 1 | 2025-03-22 12:30 | 107.4759 | - | 3 | 12 | 0.25
Frame | System | Constraint | Flex Down | Flexibility | Violation | 1 | 2025-03-22 12:45 | 105.0438 | - | 3 | 12 | 0.25
Frame | System | Constraint | Flex Down | Flexibility | Violation | 1 | 2025-03-22 13:00 | 123.1049 | - | 3 | 13 | 0.25
Frame | System | Constraint | Flex Down | Flexibility | Violation | 1 | 2025-03-22 13:15 | 108.5525 | - | 3 | 13 | 0.25
Frame | System | Constraint | Flex Down | Flexibility | Violation | 1 | 2025-03-22 13:30 | 84 | - | 3 | 13 | 0.25
Frame | System | Constraint | Flex Down | Flexibility | Violation | 1 | 2025-03-22 13:45 | 59.4476 | - | 3 | 13 | 0.25
Frame | System | Constraint | Flex Down | Flexibility | Violation | 1 | 2025-03-22 14:00 | 42.8785 | - | 3 | 14 | 0.25
Frame | System | Constraint | Flex Down | Flexibility | Violation | 1 | 2025-03-22 14:15 | 39.6009 | - | 3 | 14 | 0.25
Frame | System | Constraint | Flex Down | Flexibility | Violation | 1 | 2025-03-22 14:30 | 31.3234 | - | 3 | 14 | 0.25
Frame | System | Constraint | Flex Down | Flexibility | Violation | 1 | 2025-03-22 14:45 | 28.0458 | - | 3 | 14 | 0.25
Frame | System | Constraint | Flex Down | Flexibility | Violation | 1 | 2025-03-22 15:00 | 23.837 | - | 3 | 15 | 0.25
Frame | System | Constraint | Flex Down | Flexibility | Violation | 1 | 2025-03-22 15:15 | 5.7755 | - | 3 | 15 | 0.25
Frame | System | Constraint | Flex Down | Flexibility | Violation | 1 | 2025-03-22 22:15 | 39.4203 | - | 3 | 22 | 0.25
Frame | System | Constraint | Flex Down | Flexibility | Violation | 1 | 2025-03-22 22:30 | 76.8645 | - | 3 | 22 | 0.25
Frame | System | Constraint | Flex Down | Flexibility | Violation | 1 | 2025-03-22 22:45 | 125.3087 | - | 3 | 22 | 0.25
Frame | System | Constraint | Flex Down | Flexibility | Violation | 1 | 2025-03-22 23:15 | 21.3047 | - | 3 | 23 | 0.25
Frame | System | Constraint | Flex Down | Flexibility | Violation | 1 | 2025-03-22 23:30 | 37.3027 | - | 3 | 23 | 0.25
Frame | System | Constraint | Flex Down | Flexibility | Violation | 1 | 2025-03-22 23:45 | 68.3007 | - | 3 | 23 | 0.25
Frame | System | Constraint | Flex Down | Flexibility | Violation | 1 | 2025-03-25 20:45 | 44.3222 | - | 3 | 20 | 0.25
Frame | System | Constraint | Flex Down | Flexibility | Violation | 1 | 2025-03-25 21:00 | 145.7374 | - | 3 | 21 | 0.25
Frame | System | Constraint | Flex Down | Flexibility | Violation | 1 | 2025-03-25 21:15 | 195.9314 | - | 3 | 21 | 0.25
Frame | System | Constraint | Flex Down | Flexibility | Violation | 1 | 2025-03-25 21:30 | 220.1254 | - | 3 | 21 | 0.25
Frame | System | Constraint | Flex Down | Flexibility | Violation | 1 | 2025-03-25 21:45 | 261.3194 | - | 3 | 21 | 0.25
Frame | System | Constraint | Flex Down | Flexibility | Violation | 1 | 2025-03-25 22:00 | 59.0155 | - | 3 | 22 | 0.25
Frame | System | Constraint | Flex Down | Flexibility | Violation | 1 | 2025-03-25 22:15 | 134.9327 | - | 3 | 22 | 0.25
Frame | System | Constraint | Flex Down | Flexibility | Violation | 1 | 2025-03-25 22:30 | 189.85 | - | 3 | 22 | 0.25
Frame | System | Constraint | Flex Down | Flexibility | Violation | 1 | 2025-03-25 22:45 | 235.7672 | - | 3 | 22 | 0.25
Frame | System | Constraint | Flex Down | Flexibility | Violation | 1 | 2025-03-25 23:00 | 63.6414 | - | 3 | 23 | 0.25
Frame | System | Constraint | Flex Down | Flexibility | Violation | 1 | 2025-03-25 23:15 | 79.5155 | - | 3 | 23 | 0.25
Frame | System | Constraint | Flex Down | Flexibility | Violation | 1 | 2025-03-25 23:30 | 99.3897 | - | 3 | 23 | 0.25
Frame | System | Constraint | Flex Down | Flexibility | Violation | 1 | 2025-03-25 23:45 | 117.2639 | - | 3 | 23 | 0.25
Frame | System | Constraint | Flex Down | Flexibility | Violation | 1 | 2025-03-26 | 43.8854 | - | 3 | 0 | 0.25
Frame | System | Constraint | Flex Down | Flexibility | Violation | 1 | 2025-03-26 00:15 | 53.1716 | - | 3 | 0 | 0.25
Frame | System | Constraint | Flex Down | Flexibility | Violation | 1 | 2025-03-26 00:30 | 45.4579 | - | 3 | 0 | 0.25
Frame | System | Constraint | Flex Down | Flexibility | Violation | 1 | 2025-03-26 00:45 | 43.7442 | - | 3 | 0 | 0.25
Frame | System | Constraint | Flex Down | Flexibility | Violation | 1 | 2025-03-26 09:30 | 17.9066 | - | 3 | 9 | 0.25
Frame | System | Constraint | Flex Down | Flexibility | Violation | 1 | 2025-03-26 09:45 | 51.8671 | - | 3 | 9 | 0.25
Frame | System | Constraint | Flex Down | Flexibility | Violation | 1 | 2025-03-26 10:30 | 8.5331 | - | 3 | 10 | 0.25
Frame | System | Constraint | Flex Down | Flexibility | Violation | 1 | 2025-03-26 10:45 | 32.0758 | - | 3 | 10 | 0.25
Frame | System | Constraint | Flex Down | Flexibility | Violation | 1 | 2025-03-26 11:00 | 166.9322 | - | 3 | 11 | 0.25
Frame | System | Constraint | Flex Down | Flexibility | Violation | 1 | 2025-03-26 11:15 | 125.4566 | - | 3 | 11 | 0.25
Frame | System | Constraint | Flex Down | Flexibility | Violation | 1 | 2025-03-26 11:30 | 74.981 | - | 3 | 11 | 0.25
Frame | System | Constraint | Flex Down | Flexibility | Violation | 1 | 2025-03-26 11:45 | 28.5054 | - | 3 | 11 | 0.25
Frame | System | Constraint | Flex Down | Flexibility | Violation | 1 | 2025-03-26 12:45 | 9.9517 | - | 3 | 12 | 0.25
Frame | System | Constraint | Flex Down | Flexibility | Violation | 1 | 2025-03-26 13:45 | 1.4616 | - | 3 | 13 | 0.25
Frame | System | Constraint | Flex Down | Flexibility | Violation | 1 | 2025-03-26 14:00 | 246.4968 | - | 3 | 14 | 0.25
Frame | System | Constraint | Flex Down | Flexibility | Violation | 1 | 2025-03-26 14:15 | 161.9537 | - | 3 | 14 | 0.25
Frame | System | Constraint | Flex Down | Flexibility | Violation | 1 | 2025-03-26 14:30 | 85.4105 | - | 3 | 14 | 0.25
Frame | System | Constraint | Flex Down | Flexibility | Violation | 1 | 2025-03-26 20:00 | 14.732 | - | 3 | 20 | 0.25
Frame | System | Constraint | Flex Down | Flexibility | Violation | 1 | 2025-03-26 20:15 | 25.887 | - | 3 | 20 | 0.25
Frame | System | Constraint | Flex Down | Flexibility | Violation | 1 | 2025-03-26 20:30 | 42.0419 | - | 3 | 20 | 0.25
Frame | System | Constraint | Flex Down | Flexibility | Violation | 1 | 2025-03-26 20:45 | 63.1969 | - | 3 | 20 | 0.25
Frame | System | Constraint | Flex Down | Flexibility | Violation | 1 | 2025-03-27 08:15 | 43.6553 | - | 3 | 8 | 0.25
Frame | System | Constraint | Flex Down | Flexibility | Violation | 1 | 2025-03-27 08:30 | 85.114 | - | 3 | 8 | 0.25
Frame | System | Constraint | Flex Down | Flexibility | Violation | 1 | 2025-03-27 08:45 | 121.5727 | - | 3 | 8 | 0.25
Frame | System | Constraint | Flex Down | Flexibility | Violation | 1 | 2025-03-27 09:15 | 9.1266 | - | 3 | 9 | 0.25
Frame | System | Constraint | Flex Down | Flexibility | Violation | 1 | 2025-03-27 09:30 | 43.2935 | - | 3 | 9 | 0.25
Frame | System | Constraint | Flex Down | Flexibility | Violation | 1 | 2025-03-27 09:45 | 69.4605 | - | 3 | 9 | 0.25
Frame | System | Constraint | Flex Down | Flexibility | Violation | 1 | 2025-03-27 10:15 | 3.2323 | - | 3 | 10 | 0.25
Frame | System | Constraint | Flex Down | Flexibility | Violation | 1 | 2025-03-27 10:30 | 29.7392 | - | 3 | 10 | 0.25
Frame | System | Constraint | Flex Down | Flexibility | Violation | 1 | 2025-03-27 10:45 | 43.2461 | - | 3 | 10 | 0.25
Frame | System | Constraint | Flex Down | Flexibility | Violation | 1 | 2025-03-27 11:00 | 30.1774 | - | 3 | 11 | 0.25
Frame | System | Constraint | Flex Down | Flexibility | Violation | 1 | 2025-03-27 11:15 | 27.5866 | - | 3 | 11 | 0.25
Frame | System | Constraint | Flex Down | Flexibility | Violation | 1 | 2025-03-27 11:30 | 18.9959 | - | 3 | 11 | 0.25
Frame | System | Constraint | Flex Down | Flexibility | Violation | 1 | 2025-03-27 11:45 | 9.4051 | - | 3 | 11 | 0.25
Frame | System | Constraint | Flex Down | Flexibility | Violation | 1 | 2025-03-28 09:00 | 174.7817 | - | 3 | 9 | 0.25
Frame | System | Constraint | Flex Down | Flexibility | Violation | 1 | 2025-03-28 09:15 | 126.0494 | - | 3 | 9 | 0.25
Frame | System | Constraint | Flex Down | Flexibility | Violation | 1 | 2025-03-28 09:30 | 88.3171 | - | 3 | 9 | 0.25
Frame | System | Constraint | Flex Down | Flexibility | Violation | 1 | 2025-03-28 09:45 | 45.5848 | - | 3 | 9 | 0.25
Frame | System | Constraint | Flex Down | Flexibility | Violation | 1 | 2025-03-28 12:00 | 96.2359 | - | 3 | 12 | 0.25
Frame | System | Constraint | Flex Down | Flexibility | Violation | 1 | 2025-03-28 12:15 | 43.4028 | - | 3 | 12 | 0.25
Frame | System | Constraint | Flex Down | Flexibility | Violation | 1 | 2025-03-28 12:30 | 13.5697 | - | 3 | 12 | 0.25
Frame | System | Constraint | Flex Down | Flexibility | Violation | 1 | 2025-03-28 16:00 | 168.2237 | - | 3 | 16 | 0.25
Frame | System | Constraint | Flex Down | Flexibility | Violation | 1 | 2025-03-28 16:15 | 67.4854 | - | 3 | 16 | 0.25
Frame | System | Constraint | Flex Down | Flexibility | Violation | 1 | 2025-03-29 | 5.056 | - | 3 | 0 | 0.25
Frame | System | Constraint | Flex Down | Flexibility | Violation | 1 | 2025-03-29 00:15 | 28.6694 | - | 3 | 0 | 0.25
Frame | System | Constraint | Flex Down | Flexibility | Violation | 1 | 2025-03-29 00:30 | 40.2827 | - | 3 | 0 | 0.25
Frame | System | Constraint | Flex Down | Flexibility | Violation | 1 | 2025-03-29 00:45 | 62.8961 | - | 3 | 0 | 0.25
Frame | System | Constraint | Flex Down | Flexibility | Violation | 1 | 2025-03-29 08:45 | 10.5304 | - | 3 | 8 | 0.25
Frame | System | Constraint | Flex Down | Flexibility | Violation | 1 | 2025-03-29 09:45 | 0.79087 | - | 3 | 9 | 0.25
Frame | System | Constraint | Flex Down | Flexibility | Violation | 1 | 2025-03-29 22:00 | 115.4857 | - | 3 | 22 | 0.25
Frame | System | Constraint | Flex Down | Flexibility | Violation | 1 | 2025-03-29 22:15 | 100.7619 | - | 3 | 22 | 0.25
Frame | System | Constraint | Flex Down | Flexibility | Violation | 1 | 2025-03-29 22:30 | 72.0381 | - | 3 | 22 | 0.25
Frame | System | Constraint | Flex Down | Flexibility | Violation | 1 | 2025-03-29 22:45 | 41.3143 | - | 3 | 22 | 0.25
Frame | System | Constraint | Flex Down | Flexibility | Violation | 1 | 2025-03-30 00:15 | 0.83696 | - | 3 | 0 | 0.25
Frame | System | Constraint | Flex Down | Flexibility | Violation | 1 | 2025-03-31 00:30 | 2.9736 | - | 3 | 0 | 0.25
Frame | System | Constraint | Flex Down | Flexibility | Violation | 1 | 2025-03-31 21:00 | 90.5789 | - | 3 | 21 | 0.25
Frame | System | Constraint | Flex Down | Flexibility | Violation | 1 | 2025-03-31 21:15 | 100.5775 | - | 3 | 21 | 0.25
Frame | System | Constraint | Flex Down | Flexibility | Violation | 1 | 2025-03-31 21:30 | 113.5761 | - | 3 | 21 | 0.25
Frame | System | Constraint | Flex Down | Flexibility | Violation | 1 | 2025-03-31 21:45 | 110.5746 | - | 3 | 21 | 0.25
Frame | System | Constraint | Flex Down | Flexibility | Violation | 1 | 2025-04-01 08:45 | 19.6484 | - | 4 | 8 | 0.25
Frame | System | Constraint | Flex Down | Flexibility | Violation | 1 | 2025-04-01 09:30 | 2.2048 | - | 4 | 9 | 0.25
Frame | System | Constraint | Flex Down | Flexibility | Violation | 1 | 2025-04-01 09:45 | 16.4703 | - | 4 | 9 | 0.25
Frame | System | Constraint | Flex Down | Flexibility | Violation | 1 | 2025-04-01 10:15 | 5.7441 | - | 4 | 10 | 0.25
Frame | System | Constraint | Flex Down | Flexibility | Violation | 1 | 2025-04-01 10:30 | 42.0059 | - | 4 | 10 | 0.25
Frame | System | Constraint | Flex Down | Flexibility | Violation | 1 | 2025-04-01 10:45 | 77.2678 | - | 4 | 10 | 0.25
Frame | System | Constraint | Flex Down | Flexibility | Violation | 1 | 2025-04-01 11:15 | 18.0528 | - | 4 | 11 | 0.25
Frame | System | Constraint | Flex Down | Flexibility | Violation | 1 | 2025-04-01 11:30 | 30.7503 | - | 4 | 11 | 0.25
Frame | System | Constraint | Flex Down | Flexibility | Violation | 1 | 2025-04-01 11:45 | 36.4478 | - | 4 | 11 | 0.25
Frame | System | Constraint | Flex Down | Flexibility | Violation | 1 | 2025-04-01 12:00 | 41.2754 | - | 4 | 12 | 0.25
Frame | System | Constraint | Flex Down | Flexibility | Violation | 1 | 2025-04-01 12:15 | 23.703 | - | 4 | 12 | 0.25
Frame | System | Constraint | Flex Down | Flexibility | Violation | 1 | 2025-04-01 12:30 | 3.1306 | - | 4 | 12 | 0.25
Frame | System | Constraint | Flex Down | Flexibility | Violation | 1 | 2025-04-01 13:45 | 31.0887 | - | 4 | 13 | 0.25
Frame | System | Constraint | Flex Down | Flexibility | Violation | 1 | 2025-04-02 20:45 | 36.916 | - | 4 | 20 | 0.25
Frame | System | Constraint | Flex Down | Flexibility | Violation | 1 | 2025-04-02 21:00 | 234.3926 | - | 4 | 21 | 0.25
Frame | System | Constraint | Flex Down | Flexibility | Violation | 1 | 2025-04-02 21:15 | 342.6009 | - | 4 | 21 | 0.25
Frame | System | Constraint | Flex Down | Flexibility | Violation | 1 | 2025-04-02 21:30 | 342.6009 | - | 4 | 21 | 0.25
Frame | System | Constraint | Flex Down | Flexibility | Violation | 1 | 2025-04-02 21:45 | 342.6009 | - | 4 | 21 | 0.25
Frame | System | Constraint | Flex Down | Flexibility | Violation | 1 | 2025-04-02 22:45 | 76.1987 | - | 4 | 22 | 0.25
Frame | System | Constraint | Flex Down | Flexibility | Violation | 1 | 2025-04-02 23:00 | 104.8775 | - | 4 | 23 | 0.25
Frame | System | Constraint | Flex Down | Flexibility | Violation | 1 | 2025-04-02 23:15 | 124.5564 | - | 4 | 23 | 0.25
Frame | System | Constraint | Flex Down | Flexibility | Violation | 1 | 2025-04-02 23:30 | 133.2353 | - | 4 | 23 | 0.25
Frame | System | Constraint | Flex Down | Flexibility | Violation | 1 | 2025-04-02 23:45 | 138.9141 | - | 4 | 23 | 0.25
Frame | System | Constraint | Flex Down | Flexibility | Violation | 1 | 2025-04-03 09:30 | 51.1344 | - | 4 | 9 | 0.25
Frame | System | Constraint | Flex Down | Flexibility | Violation | 1 | 2025-04-03 09:45 | 94.6722 | - | 4 | 9 | 0.25
Frame | System | Constraint | Flex Down | Flexibility | Violation | 1 | 2025-04-03 10:45 | 9.969 | - | 4 | 10 | 0.25
Frame | System | Constraint | Flex Down | Flexibility | Violation | 1 | 2025-04-03 20:45 | 81.6273 | - | 4 | 20 | 0.25
Frame | System | Constraint | Flex Down | Flexibility | Violation | 1 | 2025-04-03 21:30 | 108.6328 | - | 4 | 21 | 0.25
Frame | System | Constraint | Flex Down | Flexibility | Violation | 1 | 2025-04-03 21:45 | 229.6347 | - | 4 | 21 | 0.25
Frame | System | Constraint | Flex Down | Flexibility | Violation | 1 | 2025-04-04 14:00 | 72.1062 | - | 4 | 14 | 0.25
Frame | System | Constraint | Flex Down | Flexibility | Violation | 1 | 2025-04-04 14:15 | 9.0717 | - | 4 | 14 | 0.25
Frame | System | Constraint | Flex Down | Flexibility | Violation | 1 | 2025-04-04 21:30 | 9.9233 | - | 4 | 21 | 0.25
Frame | System | Constraint | Flex Down | Flexibility | Violation | 1 | 2025-04-04 21:45 | 88.62 | - | 4 | 21 | 0.25
Frame | System | Constraint | Flex Down | Flexibility | Violation | 1 | 2025-04-05 22:00 | 7.3595 | - | 4 | 22 | 0.25
Frame | System | Constraint | Flex Down | Flexibility | Violation | 1 | 2025-04-05 22:15 | 27.2613 | - | 4 | 22 | 0.25
Frame | System | Constraint | Flex Down | Flexibility | Violation | 1 | 2025-04-05 22:30 | 46.1631 | - | 4 | 22 | 0.25
Frame | System | Constraint | Flex Down | Flexibility | Violation | 1 | 2025-04-05 22:45 | 59.0649 | - | 4 | 22 | 0.25
Frame | System | Constraint | Flex Down | Flexibility | Violation | 1 | 2025-04-05 23:15 | 14.804 | - | 4 | 23 | 0.25
Frame | System | Constraint | Flex Down | Flexibility | Violation | 1 | 2025-04-05 23:30 | 74.6736 | - | 4 | 23 | 0.25
Frame | System | Constraint | Flex Down | Flexibility | Violation | 1 | 2025-04-05 23:45 | 133.5432 | - | 4 | 23 | 0.25
Frame | System | Constraint | Flex Down | Flexibility | Violation | 1 | 2025-04-06 00:30 | 26.5775 | - | 4 | 0 | 0.25
Frame | System | Constraint | Flex Down | Flexibility | Violation | 1 | 2025-04-06 00:45 | 68.4772 | - | 4 | 0 | 0.25
Frame | System | Constraint | Flex Down | Flexibility | Violation | 1 | 2025-04-06 01:15 | 12.6911 | - | 4 | 1 | 0.25
Frame | System | Constraint | Flex Down | Flexibility | Violation | 1 | 2025-04-06 01:30 | 37.0798 | - | 4 | 1 | 0.25
Frame | System | Constraint | Flex Down | Flexibility | Violation | 1 | 2025-04-06 01:45 | 56.4686 | - | 4 | 1 | 0.25
Frame | System | Constraint | Flex Down | Flexibility | Violation | 1 | 2025-04-06 03:00 | 26.2401 | - | 4 | 3 | 0.25
Frame | System | Constraint | Flex Down | Flexibility | Violation | 1 | 2025-04-06 10:15 | 31.8746 | - | 4 | 10 | 0.25
Frame | System | Constraint | Flex Down | Flexibility | Violation | 1 | 2025-04-06 10:30 | 53.1593 | - | 4 | 10 | 0.25
Frame | System | Constraint | Flex Down | Flexibility | Violation | 1 | 2025-04-06 10:45 | 80.4439 | - | 4 | 10 | 0.25
Frame | System | Constraint | Flex Down | Flexibility | Violation | 1 | 2025-04-06 11:45 | 24.3001 | - | 4 | 11 | 0.25
Frame | System | Constraint | Flex Down | Flexibility | Violation | 1 | 2025-04-06 12:30 | 43.4728 | - | 4 | 12 | 0.25
Frame | System | Constraint | Flex Down | Flexibility | Violation | 1 | 2025-04-06 12:45 | 61.1903 | - | 4 | 12 | 0.25
Frame | System | Constraint | Flex Down | Flexibility | Violation | 1 | 2025-04-06 14:15 | 6.1611 | - | 4 | 14 | 0.25
Frame | System | Constraint | Flex Down | Flexibility | Violation | 1 | 2025-04-06 14:30 | 12.4044 | - | 4 | 14 | 0.25
Frame | System | Constraint | Flex Down | Flexibility | Violation | 1 | 2025-04-07 11:30 | 5.0101 | - | 4 | 11 | 0.25
Frame | System | Constraint | Flex Down | Flexibility | Violation | 1 | 2025-04-07 11:45 | 20.8383 | - | 4 | 11 | 0.25
Frame | System | Constraint | Flex Down | Flexibility | Violation | 1 | 2025-04-07 12:00 | 23.1887 | - | 4 | 12 | 0.25
Frame | System | Constraint | Flex Down | Flexibility | Violation | 1 | 2025-04-07 12:15 | 35.9892 | - | 4 | 12 | 0.25
Frame | System | Constraint | Flex Down | Flexibility | Violation | 1 | 2025-04-07 12:30 | 91.7896 | - | 4 | 12 | 0.25
Frame | System | Constraint | Flex Down | Flexibility | Violation | 1 | 2025-04-07 12:45 | 96.5901 | - | 4 | 12 | 0.25
Frame | System | Constraint | Flex Down | Flexibility | Violation | 1 | 2025-04-07 13:15 | 17.5688 | - | 4 | 13 | 0.25
Frame | System | Constraint | Flex Down | Flexibility | Violation | 1 | 2025-04-07 13:30 | 36.792 | - | 4 | 13 | 0.25
Frame | System | Constraint | Flex Down | Flexibility | Violation | 1 | 2025-04-07 13:45 | 62.0152 | - | 4 | 13 | 0.25
Frame | System | Constraint | Flex Down | Flexibility | Violation | 1 | 2025-04-07 23:00 | 5.7671 | - | 4 | 23 | 0.25
Frame | System | Constraint | Flex Down | Flexibility | Violation | 1 | 2025-04-07 23:15 | 60.0614 | - | 4 | 23 | 0.25
Frame | System | Constraint | Flex Down | Flexibility | Violation | 1 | 2025-04-07 23:30 | 124.3558 | - | 4 | 23 | 0.25
Frame | System | Constraint | Flex Down | Flexibility | Violation | 1 | 2025-04-07 23:45 | 164.6501 | - | 4 | 23 | 0.25
Frame | System | Constraint | Flex Down | Flexibility | Violation | 1 | 2025-04-08 00:15 | 12.8143 | - | 4 | 0 | 0.25
Frame | System | Constraint | Flex Down | Flexibility | Violation | 1 | 2025-04-08 00:30 | 19.3914 | - | 4 | 0 | 0.25
Frame | System | Constraint | Flex Down | Flexibility | Violation | 1 | 2025-04-08 00:45 | 25.9685 | - | 4 | 0 | 0.25
Frame | System | Constraint | Flex Down | Flexibility | Violation | 1 | 2025-04-08 08:00 | 15.1431 | - | 4 | 8 | 0.25
Frame | System | Constraint | Flex Down | Flexibility | Violation | 1 | 2025-04-08 08:15 | 37.6074 | - | 4 | 8 | 0.25
Frame | System | Constraint | Flex Down | Flexibility | Violation | 1 | 2025-04-08 08:30 | 60.0718 | - | 4 | 8 | 0.25
Frame | System | Constraint | Flex Down | Flexibility | Violation | 1 | 2025-04-08 08:45 | 80.5362 | - | 4 | 8 | 0.25
Frame | System | Constraint | Flex Down | Flexibility | Violation | 1 | 2025-04-08 09:00 | 29.1031 | - | 4 | 9 | 0.25
Frame | System | Constraint | Flex Down | Flexibility | Violation | 1 | 2025-04-08 09:15 | 27.86 | - | 4 | 9 | 0.25
Frame | System | Constraint | Flex Down | Flexibility | Violation | 1 | 2025-04-08 09:30 | 47.6169 | - | 4 | 9 | 0.25
Frame | System | Constraint | Flex Down | Flexibility | Violation | 1 | 2025-04-08 09:45 | 54.3738 | - | 4 | 9 | 0.25
Frame | System | Constraint | Flex Down | Flexibility | Violation | 1 | 2025-04-08 10:00 | 56.6079 | - | 4 | 10 | 0.25
Frame | System | Constraint | Flex Down | Flexibility | Violation | 1 | 2025-04-08 10:15 | 86.192 | - | 4 | 10 | 0.25
Frame | System | Constraint | Flex Down | Flexibility | Violation | 1 | 2025-04-08 10:30 | 137.7761 | - | 4 | 10 | 0.25
Frame | System | Constraint | Flex Down | Flexibility | Violation | 1 | 2025-04-08 10:45 | 147.3603 | - | 4 | 10 | 0.25
Frame | System | Constraint | Flex Down | Flexibility | Violation | 1 | 2025-04-08 11:00 | 117.733 | - | 4 | 11 | 0.25
Frame | System | Constraint | Flex Down | Flexibility | Violation | 1 | 2025-04-08 11:15 | 92.8758 | - | 4 | 11 | 0.25
Frame | System | Constraint | Flex Down | Flexibility | Violation | 1 | 2025-04-08 11:30 | 120.0186 | - | 4 | 11 | 0.25
Frame | System | Constraint | Flex Down | Flexibility | Violation | 1 | 2025-04-08 11:45 | 149.1613 | - | 4 | 11 | 0.25
Frame | System | Constraint | Flex Down | Flexibility | Violation | 1 | 2025-04-08 12:00 | 50.6097 | - | 4 | 12 | 0.25
Frame | System | Constraint | Flex Down | Flexibility | Violation | 1 | 2025-04-08 12:15 | 128.798 | - | 4 | 12 | 0.25
Frame | System | Constraint | Flex Down | Flexibility | Violation | 1 | 2025-04-08 12:30 | 178.9864 | - | 4 | 12 | 0.25
Frame | System | Constraint | Flex Down | Flexibility | Violation | 1 | 2025-04-08 12:45 | 219.1747 | - | 4 | 12 | 0.25
Frame | System | Constraint | Flex Down | Flexibility | Violation | 1 | 2025-04-08 13:00 | 52.3421 | - | 4 | 13 | 0.25
Frame | System | Constraint | Flex Down | Flexibility | Violation | 1 | 2025-04-08 13:15 | 82.6772 | - | 4 | 13 | 0.25
Frame | System | Constraint | Flex Down | Flexibility | Violation | 1 | 2025-04-08 13:30 | 106.0122 | - | 4 | 13 | 0.25
Frame | System | Constraint | Flex Down | Flexibility | Violation | 1 | 2025-04-08 13:45 | 131.3472 | - | 4 | 13 | 0.25
Frame | System | Constraint | Flex Down | Flexibility | Violation | 1 | 2025-04-08 21:45 | 57.4893 | - | 4 | 21 | 0.25
Frame | System | Constraint | Flex Down | Flexibility | Violation | 1 | 2025-04-08 22:15 | 30.8638 | - | 4 | 22 | 0.25
Frame | System | Constraint | Flex Down | Flexibility | Violation | 1 | 2025-04-08 22:30 | 106.5511 | - | 4 | 22 | 0.25
Frame | System | Constraint | Flex Down | Flexibility | Violation | 1 | 2025-04-08 22:45 | 163.2384 | - | 4 | 22 | 0.25
Frame | System | Constraint | Flex Down | Flexibility | Violation | 1 | 2025-04-08 23:45 | 17.1842 | - | 4 | 23 | 0.25
Frame | System | Constraint | Flex Down | Flexibility | Violation | 1 | 2025-04-11 21:30 | 22.952 | - | 4 | 21 | 0.25
Frame | System | Constraint | Flex Down | Flexibility | Violation | 1 | 2025-04-11 21:45 | 51.6445 | - | 4 | 21 | 0.25
Frame | System | Constraint | Flex Down | Flexibility | Violation | 1 | 2025-04-12 03:00 | 11.5003 | - | 4 | 3 | 0.25
Frame | System | Constraint | Flex Down | Flexibility | Violation | 1 | 2025-04-12 11:30 | 2.8935 | - | 4 | 11 | 0.25
Frame | System | Constraint | Flex Down | Flexibility | Violation | 1 | 2025-04-12 11:45 | 34.5596 | - | 4 | 11 | 0.25
Frame | System | Constraint | Flex Down | Flexibility | Violation | 1 | 2025-04-12 12:30 | 8.9015 | - | 4 | 12 | 0.25
Frame | System | Constraint | Flex Down | Flexibility | Violation | 1 | 2025-04-12 12:45 | 75.1722 | - | 4 | 12 | 0.25
Frame | System | Constraint | Flex Down | Flexibility | Violation | 1 | 2025-04-12 13:45 | 29.9883 | - | 4 | 13 | 0.25
Frame | System | Constraint | Flex Down | Flexibility | Violation | 1 | 2025-04-12 14:00 | 39.4013 | - | 4 | 14 | 0.25
Frame | System | Constraint | Flex Down | Flexibility | Violation | 1 | 2025-04-12 14:15 | 41.4167 | - | 4 | 14 | 0.25
Frame | System | Constraint | Flex Down | Flexibility | Violation | 1 | 2025-04-12 14:30 | 53.4322 | - | 4 | 14 | 0.25
Frame | System | Constraint | Flex Down | Flexibility | Violation | 1 | 2025-04-12 14:45 | 43.4476 | - | 4 | 14 | 0.25
Frame | System | Constraint | Flex Down | Flexibility | Violation | 1 | 2025-04-12 20:30 | 29.2646 | - | 4 | 20 | 0.25
Frame | System | Constraint | Flex Down | Flexibility | Violation | 1 | 2025-04-12 20:45 | 99.846 | - | 4 | 20 | 0.25
Frame | System | Constraint | Flex Down | Flexibility | Violation | 1 | 2025-04-12 21:00 | 0.79774 | - | 4 | 21 | 0.25
Frame | System | Constraint | Flex Down | Flexibility | Violation | 1 | 2025-04-12 21:15 | 145.7495 | - | 4 | 21 | 0.25
Frame | System | Constraint | Flex Down | Flexibility | Violation | 1 | 2025-04-12 21:30 | 232.7012 | - | 4 | 21 | 0.25
Frame | System | Constraint | Flex Down | Flexibility | Violation | 1 | 2025-04-12 21:45 | 342.6009 | - | 4 | 21 | 0.25
Frame | System | Constraint | Flex Down | Flexibility | Violation | 1 | 2025-04-12 22:00 | 41.3925 | - | 4 | 22 | 0.25
Frame | System | Constraint | Flex Down | Flexibility | Violation | 1 | 2025-04-12 22:15 | 130.1319 | - | 4 | 22 | 0.25
Frame | System | Constraint | Flex Down | Flexibility | Violation | 1 | 2025-04-12 22:30 | 193.8714 | - | 4 | 22 | 0.25
Frame | System | Constraint | Flex Down | Flexibility | Violation | 1 | 2025-04-12 22:45 | 274.6109 | - | 4 | 22 | 0.25
Frame | System | Constraint | Flex Down | Flexibility | Violation | 1 | 2025-04-12 23:30 | 19.5739 | - | 4 | 23 | 0.25
Frame | System | Constraint | Flex Down | Flexibility | Violation | 1 | 2025-04-12 23:45 | 57.8949 | - | 4 | 23 | 0.25
Frame | System | Constraint | Flex Down | Flexibility | Violation | 1 | 2025-04-13 11:45 | 7.6173 | - | 4 | 11 | 0.25
Frame | System | Constraint | Flex Down | Flexibility | Violation | 1 | 2025-04-13 12:30 | 22.8347 | - | 4 | 12 | 0.25
Frame | System | Constraint | Flex Down | Flexibility | Violation | 1 | 2025-04-13 12:45 | 107.6538 | - | 4 | 12 | 0.25
Frame | System | Constraint | Flex Down | Flexibility | Violation | 1 | 2025-04-13 13:45 | 1.6328 | - | 4 | 13 | 0.25
Frame | System | Constraint | Flex Down | Flexibility | Violation | 1 | 2025-04-13 21:30 | 139.6811 | - | 4 | 21 | 0.25
Frame | System | Constraint | Flex Down | Flexibility | Violation | 1 | 2025-04-13 21:45 | 266.0669 | - | 4 | 21 | 0.25
Frame | System | Constraint | Flex Down | Flexibility | Violation | 1 | 2025-04-13 22:30 | 10.8076 | - | 4 | 22 | 0.25
Frame | System | Constraint | Flex Down | Flexibility | Violation | 1 | 2025-04-13 22:45 | 24.7212 | - | 4 | 22 | 0.25
Frame | System | Constraint | Flex Down | Flexibility | Violation | 1 | 2025-04-15 11:45 | 24.7448 | - | 4 | 11 | 0.25
Frame | System | Constraint | Flex Down | Flexibility | Violation | 1 | 2025-04-15 21:45 | 84.4628 | - | 4 | 21 | 0.25
Frame | System | Constraint | Flex Down | Flexibility | Violation | 1 | 2025-04-16 21:45 | 70.4163 | - | 4 | 21 | 0.25
Frame | System | Constraint | Flex Down | Flexibility | Violation | 1 | 2025-04-19 11:45 | 26.1776 | - | 4 | 11 | 0.25
Frame | System | Constraint | Flex Down | Flexibility | Violation | 1 | 2025-04-19 22:45 | 42.3317 | - | 4 | 22 | 0.25
Frame | System | Constraint | Flex Down | Flexibility | Violation | 1 | 2025-04-21 20:45 | 48.0815 | - | 4 | 20 | 0.25
Frame | System | Constraint | Flex Down | Flexibility | Violation | 1 | 2025-04-22 21:30 | 6.3964 | - | 4 | 21 | 0.25
Frame | System | Constraint | Flex Down | Flexibility | Violation | 1 | 2025-04-22 21:45 | 97.7074 | - | 4 | 21 | 0.25
Frame | System | Constraint | Flex Down | Flexibility | Violation | 1 | 2025-04-23 09:45 | 23.7472 | - | 4 | 9 | 0.25
Frame | System | Constraint | Flex Down | Flexibility | Violation | 1 | 2025-04-24 09:00 | 135.2577 | - | 4 | 9 | 0.25
Frame | System | Constraint | Flex Down | Flexibility | Violation | 1 | 2025-04-24 09:15 | 160.1255 | - | 4 | 9 | 0.25
Frame | System | Constraint | Flex Down | Flexibility | Violation | 1 | 2025-04-24 09:30 | 199.9933 | - | 4 | 9 | 0.25
Frame | System | Constraint | Flex Down | Flexibility | Violation | 1 | 2025-04-24 09:45 | 222.8611 | - | 4 | 9 | 0.25
Frame | System | Constraint | Flex Down | Flexibility | Violation | 1 | 2025-04-24 10:00 | 71.3634 | - | 4 | 10 | 0.25
Frame | System | Constraint | Flex Down | Flexibility | Violation | 1 | 2025-04-24 10:15 | 145.6956 | - | 4 | 10 | 0.25
Frame | System | Constraint | Flex Down | Flexibility | Violation | 1 | 2025-04-24 10:30 | 207.0279 | - | 4 | 10 | 0.25
Frame | System | Constraint | Flex Down | Flexibility | Violation | 1 | 2025-04-24 10:45 | 241.3601 | - | 4 | 10 | 0.25
Frame | System | Constraint | Flex Down | Flexibility | Violation | 1 | 2025-04-24 11:15 | 1.3844 | - | 4 | 11 | 0.25
Frame | System | Constraint | Flex Down | Flexibility | Violation | 1 | 2025-04-24 11:30 | 43.3765 | - | 4 | 11 | 0.25
Frame | System | Constraint | Flex Down | Flexibility | Violation | 1 | 2025-04-24 11:45 | 92.3686 | - | 4 | 11 | 0.25
Frame | System | Constraint | Flex Down | Flexibility | Violation | 1 | 2025-04-24 12:30 | 26.7153 | - | 4 | 12 | 0.25
Frame | System | Constraint | Flex Down | Flexibility | Violation | 1 | 2025-04-24 12:45 | 68.1676 | - | 4 | 12 | 0.25
Frame | System | Constraint | Flex Down | Flexibility | Violation | 1 | 2025-04-24 21:30 | 42.2641 | - | 4 | 21 | 0.25
Frame | System | Constraint | Flex Down | Flexibility | Violation | 1 | 2025-04-24 21:45 | 130.2219 | - | 4 | 21 | 0.25
Frame | System | Constraint | Flex Down | Flexibility | Violation | 1 | 2025-04-24 23:15 | 16.6646 | - | 4 | 23 | 0.25
Frame | System | Constraint | Flex Down | Flexibility | Violation | 1 | 2025-04-24 23:30 | 31.9962 | - | 4 | 23 | 0.25
Frame | System | Constraint | Flex Down | Flexibility | Violation | 1 | 2025-04-24 23:45 | 43.3278 | - | 4 | 23 | 0.25
Frame | System | Constraint | Flex Down | Flexibility | Violation | 1 | 2025-04-25 | 40.223 | - | 4 | 0 | 0.25
Frame | System | Constraint | Flex Down | Flexibility | Violation | 1 | 2025-04-25 00:15 | 39.2423 | - | 4 | 0 | 0.25
Frame | System | Constraint | Flex Down | Flexibility | Violation | 1 | 2025-04-25 00:30 | 40.2616 | - | 4 | 0 | 0.25
Frame | System | Constraint | Flex Down | Flexibility | Violation | 1 | 2025-04-25 00:45 | 38.2809 | - | 4 | 0 | 0.25
Frame | System | Constraint | Flex Down | Flexibility | Violation | 1 | 2025-04-25 08:15 | 3.1417 | - | 4 | 8 | 0.25
Frame | System | Constraint | Flex Down | Flexibility | Violation | 1 | 2025-04-25 08:30 | 44.7084 | - | 4 | 8 | 0.25
Frame | System | Constraint | Flex Down | Flexibility | Violation | 1 | 2025-04-25 08:45 | 120.2751 | - | 4 | 8 | 0.25
Frame | System | Constraint | Flex Down | Flexibility | Violation | 1 | 2025-04-25 10:30 | 51.1404 | - | 4 | 10 | 0.25
Frame | System | Constraint | Flex Down | Flexibility | Violation | 1 | 2025-04-25 10:45 | 120.0124 | - | 4 | 10 | 0.25
Frame | System | Constraint | Flex Down | Flexibility | Violation | 1 | 2025-04-27 09:45 | 78.8741 | - | 4 | 9 | 0.25
Frame | System | Constraint | Flex Down | Flexibility | Violation | 1 | 2025-04-27 10:00 | 16.9714 | - | 4 | 10 | 0.25
Frame | System | Constraint | Flex Down | Flexibility | Violation | 1 | 2025-04-27 10:15 | 43.6387 | - | 4 | 10 | 0.25
Frame | System | Constraint | Flex Down | Flexibility | Violation | 1 | 2025-04-27 10:30 | 89.3059 | - | 4 | 10 | 0.25
Frame | System | Constraint | Flex Down | Flexibility | Violation | 1 | 2025-04-27 10:45 | 123.9732 | - | 4 | 10 | 0.25
Frame | System | Constraint | Flex Down | Flexibility | Violation | 1 | 2025-04-27 11:00 | 11.5584 | - | 4 | 11 | 0.25
Frame | System | Constraint | Flex Down | Flexibility | Violation | 1 | 2025-04-27 11:15 | 40.8436 | - | 4 | 11 | 0.25
Frame | System | Constraint | Flex Down | Flexibility | Violation | 1 | 2025-04-27 11:30 | 41.1288 | - | 4 | 11 | 0.25
Frame | System | Constraint | Flex Down | Flexibility | Violation | 1 | 2025-04-27 11:45 | 61.414 | - | 4 | 11 | 0.25
Frame | System | Constraint | Flex Down | Flexibility | Violation | 1 | 2025-04-27 12:30 | 36.5006 | - | 4 | 12 | 0.25
Frame | System | Constraint | Flex Down | Flexibility | Violation | 1 | 2025-04-27 12:45 | 54.8894 | - | 4 | 12 | 0.25
Frame | System | Constraint | Flex Down | Flexibility | Violation | 1 | 2025-04-27 13:00 | 7.9241 | - | 4 | 13 | 0.25
Frame | System | Constraint | Flex Down | Flexibility | Violation | 1 | 2025-04-27 13:15 | 11.4263 | - | 4 | 13 | 0.25
Frame | System | Constraint | Flex Down | Flexibility | Violation | 1 | 2025-04-27 13:30 | 6.9285 | - | 4 | 13 | 0.25
Frame | System | Constraint | Flex Down | Flexibility | Violation | 1 | 2025-04-27 13:45 | 3.4308 | - | 4 | 13 | 0.25
Frame | System | Constraint | Flex Down | Flexibility | Violation | 1 | 2025-04-28 21:45 | 28.4317 | - | 4 | 21 | 0.25
Frame | System | Constraint | Flex Down | Flexibility | Violation | 1 | 2025-05-01 20:45 | 48.4227 | - | 5 | 20 | 0.25
Frame | System | Constraint | Flex Down | Flexibility | Violation | 1 | 2025-05-01 21:30 | 65.5221 | - | 5 | 21 | 0.25
Frame | System | Constraint | Flex Down | Flexibility | Violation | 1 | 2025-05-01 21:45 | 227.2219 | - | 5 | 21 | 0.25
Frame | System | Constraint | Flex Down | Flexibility | Violation | 1 | 2025-05-01 22:00 | 10.7345 | - | 5 | 22 | 0.25
Frame | System | Constraint | Flex Down | Flexibility | Violation | 1 | 2025-05-01 22:15 | 31.2471 | - | 5 | 22 | 0.25
Frame | System | Constraint | Flex Down | Flexibility | Violation | 1 | 2025-05-01 22:30 | 38.7597 | - | 5 | 22 | 0.25
Frame | System | Constraint | Flex Down | Flexibility | Violation | 1 | 2025-05-01 22:45 | 52.2723 | - | 5 | 22 | 0.25
Frame | System | Constraint | Flex Down | Flexibility | Violation | 1 | 2025-05-02 08:30 | 6.5973 | - | 5 | 8 | 0.25
Frame | System | Constraint | Flex Down | Flexibility | Violation | 1 | 2025-05-02 08:45 | 53.2425 | - | 5 | 8 | 0.25
Frame | System | Constraint | Flex Down | Flexibility | Violation | 1 | 2025-05-02 11:30 | 5.9582 | - | 5 | 11 | 0.25
Frame | System | Constraint | Flex Down | Flexibility | Violation | 1 | 2025-05-02 11:45 | 32.5912 | - | 5 | 11 | 0.25
Frame | System | Constraint | Flex Down | Flexibility | Violation | 1 | 2025-05-02 12:45 | 32.2525 | - | 5 | 12 | 0.25
Frame | System | Constraint | Flex Down | Flexibility | Violation | 1 | 2025-05-02 21:45 | 48.5599 | - | 5 | 21 | 0.25
Frame | System | Constraint | Flex Down | Flexibility | Violation | 1 | 2025-05-02 22:45 | 25.5799 | - | 5 | 22 | 0.25
Frame | System | Constraint | Flex Down | Flexibility | Violation | 1 | 2025-05-03 16:00 | 168.566 | - | 5 | 16 | 0.25
Frame | System | Constraint | Flex Down | Flexibility | Violation | 1 | 2025-05-03 16:15 | 41.0952 | - | 5 | 16 | 0.25
Frame | System | Constraint | Flex Down | Flexibility | Violation | 1 | 2025-05-03 16:30 | 2.7244 | - | 5 | 16 | 0.25
Frame | System | Constraint | Flex Down | Flexibility | Violation | 1 | 2025-05-03 21:00 | 53.4824 | - | 5 | 21 | 0.25
Frame | System | Constraint | Flex Down | Flexibility | Violation | 1 | 2025-05-03 21:15 | 113.6565 | - | 5 | 21 | 0.25
Frame | System | Constraint | Flex Down | Flexibility | Violation | 1 | 2025-05-03 21:30 | 160.8306 | - | 5 | 21 | 0.25
Frame | System | Constraint | Flex Down | Flexibility | Violation | 1 | 2025-05-03 21:45 | 203.0048 | - | 5 | 21 | 0.25
Frame | System | Constraint | Flex Down | Flexibility | Violation | 1 | 2025-05-03 22:00 | 40.7679 | - | 5 | 22 | 0.25
Frame | System | Constraint | Flex Down | Flexibility | Violation | 1 | 2025-05-03 22:15 | 86.531 | - | 5 | 22 | 0.25
Frame | System | Constraint | Flex Down | Flexibility | Violation | 1 | 2025-05-03 22:30 | 136.2942 | - | 5 | 22 | 0.25
Frame | System | Constraint | Flex Down | Flexibility | Violation | 1 | 2025-05-03 22:45 | 190.0573 | - | 5 | 22 | 0.25
Frame | System | Constraint | Flex Down | Flexibility | Violation | 1 | 2025-05-03 23:15 | 3.053 | - | 5 | 23 | 0.25
Frame | System | Constraint | Flex Down | Flexibility | Violation | 1 | 2025-05-03 23:30 | 32.1683 | - | 5 | 23 | 0.25
Frame | System | Constraint | Flex Down | Flexibility | Violation | 1 | 2025-05-03 23:45 | 48.2835 | - | 5 | 23 | 0.25
Frame | System | Constraint | Flex Down | Flexibility | Violation | 1 | 2025-05-04 01:15 | 7.3236 | - | 5 | 1 | 0.25
Frame | System | Constraint | Flex Down | Flexibility | Violation | 1 | 2025-05-04 01:30 | 33.1954 | - | 5 | 1 | 0.25
Frame | System | Constraint | Flex Down | Flexibility | Violation | 1 | 2025-05-04 01:45 | 48.0672 | - | 5 | 1 | 0.25
Frame | System | Constraint | Flex Down | Flexibility | Violation | 1 | 2025-05-04 02:00 | 60.5042 | - | 5 | 2 | 0.25
Frame | System | Constraint | Flex Down | Flexibility | Violation | 1 | 2025-05-04 02:15 | 8.4746 | - | 5 | 2 | 0.25
Frame | System | Constraint | Flex Down | Flexibility | Violation | 1 | 2025-05-04 11:45 | 5.0746 | - | 5 | 11 | 0.25
Frame | System | Constraint | Flex Down | Flexibility | Violation | 1 | 2025-05-04 20:45 | 89.1238 | - | 5 | 20 | 0.25
Frame | System | Constraint | Flex Down | Flexibility | Violation | 1 | 2025-05-04 21:00 | 60.8178 | - | 5 | 21 | 0.25
Frame | System | Constraint | Flex Down | Flexibility | Violation | 1 | 2025-05-04 21:15 | 170.5117 | - | 5 | 21 | 0.25
Frame | System | Constraint | Flex Down | Flexibility | Violation | 1 | 2025-05-04 21:30 | 282.2056 | - | 5 | 21 | 0.25
Frame | System | Constraint | Flex Down | Flexibility | Violation | 1 | 2025-05-04 21:45 | 342.6009 | - | 5 | 21 | 0.25
Frame | System | Constraint | Flex Down | Flexibility | Violation | 1 | 2025-05-04 22:00 | 35.1925 | - | 5 | 22 | 0.25
Frame | System | Constraint | Flex Down | Flexibility | Violation | 1 | 2025-05-04 22:15 | 126.4854 | - | 5 | 22 | 0.25
Frame | System | Constraint | Flex Down | Flexibility | Violation | 1 | 2025-05-04 22:30 | 209.7783 | - | 5 | 22 | 0.25
Frame | System | Constraint | Flex Down | Flexibility | Violation | 1 | 2025-05-04 22:45 | 294.0712 | - | 5 | 22 | 0.25
Frame | System | Constraint | Flex Down | Flexibility | Violation | 1 | 2025-05-04 23:15 | 50.5723 | - | 5 | 23 | 0.25
Frame | System | Constraint | Flex Down | Flexibility | Violation | 1 | 2025-05-04 23:30 | 111.4403 | - | 5 | 23 | 0.25
Frame | System | Constraint | Flex Down | Flexibility | Violation | 1 | 2025-05-04 23:45 | 159.3083 | - | 5 | 23 | 0.25
Frame | System | Constraint | Flex Down | Flexibility | Violation | 1 | 2025-05-05 | 30.846 | - | 5 | 0 | 0.25
Frame | System | Constraint | Flex Down | Flexibility | Violation | 1 | 2025-05-05 00:15 | 40.9961 | - | 5 | 0 | 0.25
Frame | System | Constraint | Flex Down | Flexibility | Violation | 1 | 2025-05-05 00:30 | 60.1462 | - | 5 | 0 | 0.25
Frame | System | Constraint | Flex Down | Flexibility | Violation | 1 | 2025-05-05 00:45 | 59.2963 | - | 5 | 0 | 0.25
Frame | System | Constraint | Flex Down | Flexibility | Violation | 1 | 2025-05-05 04:00 | 65.9353 | - | 5 | 4 | 0.25
Frame | System | Constraint | Flex Down | Flexibility | Violation | 1 | 2025-05-05 07:45 | 3.2866 | - | 5 | 7 | 0.25
Frame | System | Constraint | Flex Down | Flexibility | Violation | 1 | 2025-05-05 18:15 | 9.6209 | - | 5 | 18 | 0.25
Frame | System | Constraint | Flex Down | Flexibility | Violation | 1 | 2025-05-05 18:30 | 22.8169 | - | 5 | 18 | 0.25
Frame | System | Constraint | Flex Down | Flexibility | Violation | 1 | 2025-05-05 18:45 | 10.0129 | - | 5 | 18 | 0.25
Frame | System | Constraint | Flex Down | Flexibility | Violation | 1 | 2025-05-05 20:30 | 38.7074 | - | 5 | 20 | 0.25
Frame | System | Constraint | Flex Down | Flexibility | Violation | 1 | 2025-05-05 20:45 | 152.017 | - | 5 | 20 | 0.25
Frame | System | Constraint | Flex Down | Flexibility | Violation | 1 | 2025-05-05 21:15 | 26.4869 | - | 5 | 21 | 0.25
Frame | System | Constraint | Flex Down | Flexibility | Violation | 1 | 2025-05-05 21:30 | 209.7218 | - | 5 | 21 | 0.25
Frame | System | Constraint | Flex Down | Flexibility | Violation | 1 | 2025-05-05 21:45 | 340.9567 | - | 5 | 21 | 0.25
Frame | System | Constraint | Flex Down | Flexibility | Violation | 1 | 2025-05-05 22:15 | 7.1848 | - | 5 | 22 | 0.25
Frame | System | Constraint | Flex Down | Flexibility | Violation | 1 | 2025-05-05 22:30 | 24.2989 | - | 5 | 22 | 0.25
Frame | System | Constraint | Flex Down | Flexibility | Violation | 1 | 2025-05-05 22:45 | 37.4129 | - | 5 | 22 | 0.25
Frame | System | Constraint | Flex Down | Flexibility | Violation | 1 | 2025-05-05 23:45 | 45.1758 | - | 5 | 23 | 0.25
Frame | System | Constraint | Flex Down | Flexibility | Violation | 1 | 2025-05-06 | 59.9941 | - | 5 | 0 | 0.25
Frame | System | Constraint | Flex Down | Flexibility | Violation | 1 | 2025-05-06 00:15 | 46.2427 | - | 5 | 0 | 0.25
Frame | System | Constraint | Flex Down | Flexibility | Violation | 1 | 2025-05-06 00:30 | 31.4912 | - | 5 | 0 | 0.25
Frame | System | Constraint | Flex Down | Flexibility | Violation | 1 | 2025-05-06 18:00 | 10.1168 | - | 5 | 18 | 0.25
Frame | System | Constraint | Flex Down | Flexibility | Violation | 1 | 2025-05-06 18:15 | 22.2491 | - | 5 | 18 | 0.25
Frame | System | Constraint | Flex Down | Flexibility | Violation | 1 | 2025-05-06 18:30 | 28.3813 | - | 5 | 18 | 0.25
Frame | System | Constraint | Flex Down | Flexibility | Violation | 1 | 2025-05-06 18:45 | 13.5135 | - | 5 | 18 | 0.25
Frame | System | Constraint | Flex Down | Flexibility | Violation | 1 | 2025-05-06 20:30 | 55.8305 | - | 5 | 20 | 0.25
Frame | System | Constraint | Flex Down | Flexibility | Violation | 1 | 2025-05-06 20:45 | 191.5001 | - | 5 | 20 | 0.25
Frame | System | Constraint | Flex Down | Flexibility | Violation | 1 | 2025-05-06 21:00 | 193.5782 | - | 5 | 21 | 0.25
Frame | System | Constraint | Flex Down | Flexibility | Violation | 1 | 2025-05-06 21:15 | 327.4009 | - | 5 | 21 | 0.25
Frame | System | Constraint | Flex Down | Flexibility | Violation | 1 | 2025-05-06 21:30 | 342.6009 | - | 5 | 21 | 0.25
Frame | System | Constraint | Flex Down | Flexibility | Violation | 1 | 2025-05-06 21:45 | 342.6009 | - | 5 | 21 | 0.25
Frame | System | Constraint | Flex Down | Flexibility | Violation | 1 | 2025-05-06 22:00 | 50.0252 | - | 5 | 22 | 0.25
Frame | System | Constraint | Flex Down | Flexibility | Violation | 1 | 2025-05-06 22:15 | 128.2378 | - | 5 | 22 | 0.25
Frame | System | Constraint | Flex Down | Flexibility | Violation | 1 | 2025-05-06 22:30 | 188.4504 | - | 5 | 22 | 0.25
Frame | System | Constraint | Flex Down | Flexibility | Violation | 1 | 2025-05-06 22:45 | 247.6631 | - | 5 | 22 | 0.25
Frame | System | Constraint | Flex Down | Flexibility | Violation | 1 | 2025-05-06 23:15 | 6.6656 | - | 5 | 23 | 0.25
Frame | System | Constraint | Flex Down | Flexibility | Violation | 1 | 2025-05-06 23:30 | 55.7843 | - | 5 | 23 | 0.25
Frame | System | Constraint | Flex Down | Flexibility | Violation | 1 | 2025-05-06 23:45 | 114.9031 | - | 5 | 23 | 0.25
Frame | System | Constraint | Flex Down | Flexibility | Violation | 1 | 2025-05-07 | 7.6993 | - | 5 | 0 | 0.25
Frame | System | Constraint | Flex Down | Flexibility | Violation | 1 | 2025-05-07 00:15 | 15.1734 | - | 5 | 0 | 0.25
Frame | System | Constraint | Flex Down | Flexibility | Violation | 1 | 2025-05-07 00:30 | 26.6475 | - | 5 | 0 | 0.25
Frame | System | Constraint | Flex Down | Flexibility | Violation | 1 | 2025-05-07 00:45 | 37.1216 | - | 5 | 0 | 0.25
Frame | System | Constraint | Flex Down | Flexibility | Violation | 1 | 2025-05-07 04:00 | 16.8917 | - | 5 | 4 | 0.25
Frame | System | Constraint | Flex Down | Flexibility | Violation | 1 | 2025-05-07 09:30 | 32.4216 | - | 5 | 9 | 0.25
Frame | System | Constraint | Flex Down | Flexibility | Violation | 1 | 2025-05-07 21:15 | 149.8934 | - | 5 | 21 | 0.25
Frame | System | Constraint | Flex Down | Flexibility | Violation | 1 | 2025-05-07 21:30 | 256.272 | - | 5 | 21 | 0.25
Frame | System | Constraint | Flex Down | Flexibility | Violation | 1 | 2025-05-07 21:45 | 342.6009 | - | 5 | 21 | 0.25
Frame | System | Constraint | Flex Down | Flexibility | Violation | 1 | 2025-05-07 22:45 | 66.4648 | - | 5 | 22 | 0.25
Frame | System | Constraint | Flex Down | Flexibility | Violation | 1 | 2025-05-08 22:30 | 67.9406 | - | 5 | 22 | 0.25
Frame | System | Constraint | Flex Down | Flexibility | Violation | 1 | 2025-05-08 22:45 | 208.18 | - | 5 | 22 | 0.25
Frame | System | Constraint | Flex Down | Flexibility | Violation | 1 | 2025-05-08 23:15 | 13.7186 | - | 5 | 23 | 0.25
Frame | System | Constraint | Flex Down | Flexibility | Violation | 1 | 2025-05-08 23:30 | 13.7186 | - | 5 | 23 | 0.25
Frame | System | Constraint | Flex Down | Flexibility | Violation | 1 | 2025-05-08 23:45 | 13.7186 | - | 5 | 23 | 0.25
Frame | System | Constraint | Flex Down | Flexibility | Violation | 1 | 2025-05-09 21:45 | 84.0822 | - | 5 | 21 | 0.25
Frame | System | Constraint | Flex Down | Flexibility | Violation | 1 | 2025-05-10 15:00 | 3.6334 | - | 5 | 15 | 0.25
Frame | System | Constraint | Flex Down | Flexibility | Violation | 1 | 2025-05-10 15:15 | 3.6334 | - | 5 | 15 | 0.25
Frame | System | Constraint | Flex Down | Flexibility | Violation | 1 | 2025-05-10 15:30 | 3.6334 | - | 5 | 15 | 0.25
Frame | System | Constraint | Flex Down | Flexibility | Violation | 1 | 2025-05-10 15:45 | 3.6334 | - | 5 | 15 | 0.25
Frame | System | Constraint | Flex Down | Flexibility | Violation | 1 | 2025-05-10 18:45 | 59.6751 | - | 5 | 18 | 0.25
Frame | System | Constraint | Flex Down | Flexibility | Violation | 1 | 2025-05-10 19:15 | 10.1965 | - | 5 | 19 | 0.25
Frame | System | Constraint | Flex Down | Flexibility | Violation | 1 | 2025-05-10 19:30 | 27.5818 | - | 5 | 19 | 0.25
Frame | System | Constraint | Flex Down | Flexibility | Violation | 1 | 2025-05-10 19:45 | 49.9672 | - | 5 | 19 | 0.25
Frame | System | Constraint | Flex Down | Flexibility | Violation | 1 | 2025-05-11 21:00 | 89.125 | - | 5 | 21 | 0.25
Frame | System | Constraint | Flex Down | Flexibility | Violation | 1 | 2025-05-11 21:15 | 142.5535 | - | 5 | 21 | 0.25
Frame | System | Constraint | Flex Down | Flexibility | Violation | 1 | 2025-05-11 21:30 | 190.9821 | - | 5 | 21 | 0.25
Frame | System | Constraint | Flex Down | Flexibility | Violation | 1 | 2025-05-11 21:45 | 236.4106 | - | 5 | 21 | 0.25
Frame | System | Constraint | Flex Down | Flexibility | Violation | 1 | 2025-05-11 22:30 | 47.5886 | - | 5 | 22 | 0.25
Frame | System | Constraint | Flex Down | Flexibility | Violation | 1 | 2025-05-11 22:45 | 113.3146 | - | 5 | 22 | 0.25
Frame | System | Constraint | Flex Down | Flexibility | Violation | 1 | 2025-05-12 01:15 | 2.2829 | - | 5 | 1 | 0.25
Frame | System | Constraint | Flex Down | Flexibility | Violation | 1 | 2025-05-12 01:30 | 3.489 | - | 5 | 1 | 0.25
Frame | System | Constraint | Flex Down | Flexibility | Violation | 1 | 2025-05-12 01:45 | 3.489 | - | 5 | 1 | 0.25
Frame | System | Constraint | Flex Down | Flexibility | Violation | 1 | 2025-05-12 06:00 | 12.137 | - | 5 | 6 | 0.25
Frame | System | Constraint | Flex Down | Flexibility | Violation | 1 | 2025-05-12 12:00 | 27.1168 | - | 5 | 12 | 0.25
Frame | System | Constraint | Flex Down | Flexibility | Violation | 1 | 2025-05-12 12:45 | 0.51548 | - | 5 | 12 | 0.25
Frame | System | Constraint | Flex Down | Flexibility | Violation | 1 | 2025-05-12 14:00 | 3.8712 | - | 5 | 14 | 0.25
Frame | System | Constraint | Flex Down | Flexibility | Violation | 1 | 2025-05-12 18:00 | 1.4176 | - | 5 | 18 | 0.25
Frame | System | Constraint | Flex Down | Flexibility | Violation | 1 | 2025-05-12 18:15 | 1.4176 | - | 5 | 18 | 0.25
Frame | System | Constraint | Flex Down | Flexibility | Violation | 1 | 2025-05-12 18:30 | 1.4176 | - | 5 | 18 | 0.25
Frame | System | Constraint | Flex Down | Flexibility | Violation | 1 | 2025-05-12 18:45 | 1.4176 | - | 5 | 18 | 0.25
Frame | System | Constraint | Flex Down | Flexibility | Violation | 1 | 2025-05-12 20:45 | 69.3086 | - | 5 | 20 | 0.25
Frame | System | Constraint | Flex Down | Flexibility | Violation | 1 | 2025-05-12 21:00 | 17.3338 | - | 5 | 21 | 0.25
Frame | System | Constraint | Flex Down | Flexibility | Violation | 1 | 2025-05-12 21:15 | 141.4091 | - | 5 | 21 | 0.25
Frame | System | Constraint | Flex Down | Flexibility | Violation | 1 | 2025-05-12 21:30 | 252.4844 | - | 5 | 21 | 0.25
Frame | System | Constraint | Flex Down | Flexibility | Violation | 1 | 2025-05-12 21:45 | 342.6009 | - | 5 | 21 | 0.25
Frame | System | Constraint | Flex Down | Flexibility | Violation | 1 | 2025-05-12 23:45 | 13.7776 | - | 5 | 23 | 0.25
Frame | System | Constraint | Flex Down | Flexibility | Violation | 1 | 2025-05-13 01:00 | 0.3723 | - | 5 | 1 | 0.25
Frame | System | Constraint | Flex Down | Flexibility | Violation | 1 | 2025-05-13 01:15 | 0.3723 | - | 5 | 1 | 0.25
Frame | System | Constraint | Flex Down | Flexibility | Violation | 1 | 2025-05-13 01:30 | 0.3723 | - | 5 | 1 | 0.25
Frame | System | Constraint | Flex Down | Flexibility | Violation | 1 | 2025-05-13 01:45 | 0.3723 | - | 5 | 1 | 0.25
Frame | System | Constraint | Flex Down | Flexibility | Violation | 1 | 2025-05-13 13:00 | 33.6684 | - | 5 | 13 | 0.25
Frame | System | Constraint | Flex Down | Flexibility | Violation | 1 | 2025-05-13 13:15 | 13.6266 | - | 5 | 13 | 0.25
Frame | System | Constraint | Flex Down | Flexibility | Violation | 1 | 2025-05-13 13:30 | 5.7111 | - | 5 | 13 | 0.25
Frame | System | Constraint | Flex Down | Flexibility | Violation | 1 | 2025-05-13 13:45 | 9.5428 | - | 5 | 13 | 0.25
Frame | System | Constraint | Flex Down | Flexibility | Violation | 1 | 2025-05-13 20:30 | 27.677 | - | 5 | 20 | 0.25
Frame | System | Constraint | Flex Down | Flexibility | Violation | 1 | 2025-05-13 20:45 | 153.5059 | - | 5 | 20 | 0.25
Frame | System | Constraint | Flex Down | Flexibility | Violation | 1 | 2025-05-13 21:00 | 221.5526 | - | 5 | 21 | 0.25
Frame | System | Constraint | Flex Down | Flexibility | Violation | 1 | 2025-05-13 21:15 | 342.6009 | - | 5 | 21 | 0.25
Frame | System | Constraint | Flex Down | Flexibility | Violation | 1 | 2025-05-13 21:30 | 342.6009 | - | 5 | 21 | 0.25
Frame | System | Constraint | Flex Down | Flexibility | Violation | 1 | 2025-05-13 21:45 | 342.6009 | - | 5 | 21 | 0.25
Frame | System | Constraint | Flex Down | Flexibility | Violation | 1 | 2025-05-13 22:00 | 18.0225 | - | 5 | 22 | 0.25
Frame | System | Constraint | Flex Down | Flexibility | Violation | 1 | 2025-05-13 22:15 | 106.2923 | - | 5 | 22 | 0.25
Frame | System | Constraint | Flex Down | Flexibility | Violation | 1 | 2025-05-13 22:30 | 171.5621 | - | 5 | 22 | 0.25
Frame | System | Constraint | Flex Down | Flexibility | Violation | 1 | 2025-05-13 22:45 | 236.832 | - | 5 | 22 | 0.25
Frame | System | Constraint | Flex Down | Flexibility | Violation | 1 | 2025-05-13 23:30 | 28.3602 | - | 5 | 23 | 0.25
Frame | System | Constraint | Flex Down | Flexibility | Violation | 1 | 2025-05-13 23:45 | 64.948 | - | 5 | 23 | 0.25
Frame | System | Constraint | Flex Down | Flexibility | Violation | 1 | 2025-05-14 00:15 | 4.1141 | - | 5 | 0 | 0.25
Frame | System | Constraint | Flex Down | Flexibility | Violation | 1 | 2025-05-14 00:30 | 37.4872 | - | 5 | 0 | 0.25
Frame | System | Constraint | Flex Down | Flexibility | Violation | 1 | 2025-05-14 00:45 | 61.8603 | - | 5 | 0 | 0.25
Frame | System | Constraint | Flex Down | Flexibility | Violation | 1 | 2025-05-14 01:30 | 1.8158 | - | 5 | 1 | 0.25
Frame | System | Constraint | Flex Down | Flexibility | Violation | 1 | 2025-05-14 01:45 | 1.8158 | - | 5 | 1 | 0.25
Frame | System | Constraint | Flex Down | Flexibility | Violation | 1 | 2025-05-14 17:00 | 4.6864 | - | 5 | 17 | 0.25
Frame | System | Constraint | Flex Down | Flexibility | Violation | 1 | 2025-05-14 17:15 | 0.70087 | - | 5 | 17 | 0.25
Frame | System | Constraint | Flex Down | Flexibility | Violation | 1 | 2025-05-14 20:45 | 85.5724 | - | 5 | 20 | 0.25
Frame | System | Constraint | Flex Down | Flexibility | Violation | 1 | 2025-05-14 21:15 | 63.1217 | - | 5 | 21 | 0.25
Frame | System | Constraint | Flex Down | Flexibility | Violation | 1 | 2025-05-14 21:30 | 162.9114 | - | 5 | 21 | 0.25
Frame | System | Constraint | Flex Down | Flexibility | Violation | 1 | 2025-05-14 21:45 | 251.7011 | - | 5 | 21 | 0.25
Frame | System | Constraint | Flex Down | Flexibility | Violation | 1 | 2025-05-14 22:15 | 42.9005 | - | 5 | 22 | 0.25
Frame | System | Constraint | Flex Down | Flexibility | Violation | 1 | 2025-05-14 22:30 | 108.5003 | - | 5 | 22 | 0.25
Frame | System | Constraint | Flex Down | Flexibility | Violation | 1 | 2025-05-14 22:45 | 162.1 | - | 5 | 22 | 0.25
Frame | System | Constraint | Flex Down | Flexibility | Violation | 1 | 2025-05-14 23:15 | 5.0857 | - | 5 | 23 | 0.25
Frame | System | Constraint | Flex Down | Flexibility | Violation | 1 | 2025-05-14 23:30 | 5.0857 | - | 5 | 23 | 0.25
Frame | System | Constraint | Flex Down | Flexibility | Violation | 1 | 2025-05-14 23:45 | 5.0857 | - | 5 | 23 | 0.25
Frame | System | Constraint | Flex Down | Flexibility | Violation | 1 | 2025-05-15 02:00 | 3.9424 | - | 5 | 2 | 0.25
Frame | System | Constraint | Flex Down | Flexibility | Violation | 1 | 2025-05-15 02:15 | 3.9424 | - | 5 | 2 | 0.25
Frame | System | Constraint | Flex Down | Flexibility | Violation | 1 | 2025-05-15 02:30 | 3.9424 | - | 5 | 2 | 0.25
Frame | System | Constraint | Flex Down | Flexibility | Violation | 1 | 2025-05-15 02:45 | 3.9424 | - | 5 | 2 | 0.25
Frame | System | Constraint | Flex Down | Flexibility | Violation | 1 | 2025-05-15 20:45 | 9.8971 | - | 5 | 20 | 0.25
Frame | System | Constraint | Flex Down | Flexibility | Violation | 1 | 2025-05-15 21:30 | 8.7597 | - | 5 | 21 | 0.25
Frame | System | Constraint | Flex Down | Flexibility | Violation | 1 | 2025-05-15 21:45 | 105.0906 | - | 5 | 21 | 0.25
Frame | System | Constraint | Flex Down | Flexibility | Violation | 1 | 2025-05-16 11:00 | 0.92537 | - | 5 | 11 | 0.25
Frame | System | Constraint | Flex Down | Flexibility | Violation | 1 | 2025-05-16 11:15 | 0.92537 | - | 5 | 11 | 0.25
Frame | System | Constraint | Flex Down | Flexibility | Violation | 1 | 2025-05-16 11:30 | 0.92537 | - | 5 | 11 | 0.25
Frame | System | Constraint | Flex Down | Flexibility | Violation | 1 | 2025-05-16 11:45 | 0.92537 | - | 5 | 11 | 0.25
Frame | System | Constraint | Flex Down | Flexibility | Violation | 1 | 2025-05-16 23:45 | 0.41608 | - | 5 | 23 | 0.25
Frame | System | Constraint | Flex Down | Flexibility | Violation | 1 | 2025-05-17 00:45 | 15.2129 | - | 5 | 0 | 0.25
Frame | System | Constraint | Flex Down | Flexibility | Violation | 1 | 2025-05-17 21:30 | 9.6558 | - | 5 | 21 | 0.25
Frame | System | Constraint | Flex Down | Flexibility | Violation | 1 | 2025-05-17 21:45 | 65.6548 | - | 5 | 21 | 0.25
Frame | System | Constraint | Flex Down | Flexibility | Violation | 1 | 2025-05-17 22:00 | 138.5795 | - | 5 | 22 | 0.25
Frame | System | Constraint | Flex Down | Flexibility | Violation | 1 | 2025-05-17 22:15 | 162.5041 | - | 5 | 22 | 0.25
Frame | System | Constraint | Flex Down | Flexibility | Violation | 1 | 2025-05-17 22:30 | 182.4288 | - | 5 | 22 | 0.25
Frame | System | Constraint | Flex Down | Flexibility | Violation | 1 | 2025-05-17 22:45 | 195.3534 | - | 5 | 22 | 0.25
Frame | System | Constraint | Flex Down | Flexibility | Violation | 1 | 2025-05-17 23:00 | 45.1598 | - | 5 | 23 | 0.25
Frame | System | Constraint | Flex Down | Flexibility | Violation | 1 | 2025-05-17 23:15 | 150.2011 | - | 5 | 23 | 0.25
Frame | System | Constraint | Flex Down | Flexibility | Violation | 1 | 2025-05-17 23:30 | 171.2424 | - | 5 | 23 | 0.25
Frame | System | Constraint | Flex Down | Flexibility | Violation | 1 | 2025-05-17 23:45 | 204.2837 | - | 5 | 23 | 0.25
Frame | System | Constraint | Flex Down | Flexibility | Violation | 1 | 2025-05-18 00:30 | 20.6398 | - | 5 | 0 | 0.25
Frame | System | Constraint | Flex Down | Flexibility | Violation | 1 | 2025-05-18 00:45 | 50.2728 | - | 5 | 0 | 0.25
Frame | System | Constraint | Flex Down | Flexibility | Violation | 1 | 2025-05-18 18:00 | 11.3707 | - | 5 | 18 | 0.25
Frame | System | Constraint | Flex Down | Flexibility | Violation | 1 | 2025-05-18 18:15 | 11.3707 | - | 5 | 18 | 0.25
Frame | System | Constraint | Flex Down | Flexibility | Violation | 1 | 2025-05-19 14:00 | 1.8844 | - | 5 | 14 | 0.25
Frame | System | Constraint | Flex Down | Flexibility | Violation | 1 | 2025-05-19 14:15 | 1.8844 | - | 5 | 14 | 0.25
Frame | System | Constraint | Flex Down | Flexibility | Violation | 1 | 2025-05-19 14:30 | 1.8844 | - | 5 | 14 | 0.25
Frame | System | Constraint | Flex Down | Flexibility | Violation | 1 | 2025-05-19 14:45 | 1.8844 | - | 5 | 14 | 0.25
Frame | System | Constraint | Flex Down | Flexibility | Violation | 1 | 2025-05-19 20:30 | 42.9857 | - | 5 | 20 | 0.25
Frame | System | Constraint | Flex Down | Flexibility | Violation | 1 | 2025-05-19 20:45 | 168.9778 | - | 5 | 20 | 0.25
Frame | System | Constraint | Flex Down | Flexibility | Violation | 1 | 2025-05-19 21:00 | 140.6865 | - | 5 | 21 | 0.25
Frame | System | Constraint | Flex Down | Flexibility | Violation | 1 | 2025-05-19 21:15 | 320.7852 | - | 5 | 21 | 0.25
Frame | System | Constraint | Flex Down | Flexibility | Violation | 1 | 2025-05-19 21:30 | 342.6009 | - | 5 | 21 | 0.25
Frame | System | Constraint | Flex Down | Flexibility | Violation | 1 | 2025-05-19 21:45 | 342.6009 | - | 5 | 21 | 0.25
Frame | System | Constraint | Flex Down | Flexibility | Violation | 1 | 2025-05-19 22:00 | 34.7903 | - | 5 | 22 | 0.25
Frame | System | Constraint | Flex Down | Flexibility | Violation | 1 | 2025-05-19 22:15 | 98.598 | - | 5 | 22 | 0.25
Frame | System | Constraint | Flex Down | Flexibility | Violation | 1 | 2025-05-19 22:30 | 157.4057 | - | 5 | 22 | 0.25
Frame | System | Constraint | Flex Down | Flexibility | Violation | 1 | 2025-05-19 22:45 | 216.2134 | - | 5 | 22 | 0.25
Frame | System | Constraint | Flex Down | Flexibility | Violation | 1 | 2025-05-19 23:30 | 26.699 | - | 5 | 23 | 0.25
Frame | System | Constraint | Flex Down | Flexibility | Violation | 1 | 2025-05-19 23:45 | 61.2726 | - | 5 | 23 | 0.25
Frame | System | Constraint | Flex Down | Flexibility | Violation | 1 | 2025-05-20 00:30 | 8.895 | - | 5 | 0 | 0.25
Frame | System | Constraint | Flex Down | Flexibility | Violation | 1 | 2025-05-20 00:45 | 21.5817 | - | 5 | 0 | 0.25
Frame | System | Constraint | Flex Down | Flexibility | Violation | 1 | 2025-05-20 12:45 | 22.815 | - | 5 | 12 | 0.25
Frame | System | Constraint | Flex Down | Flexibility | Violation | 1 | 2025-05-20 13:45 | 9.7903 | - | 5 | 13 | 0.25
Frame | System | Constraint | Flex Down | Flexibility | Violation | 1 | 2025-05-20 21:30 | 1.1987 | - | 5 | 21 | 0.25
Frame | System | Constraint | Flex Down | Flexibility | Violation | 1 | 2025-05-20 21:45 | 88.1061 | - | 5 | 21 | 0.25
Frame | System | Constraint | Flex Down | Flexibility | Violation | 1 | 2025-05-21 21:45 | 18.624 | - | 5 | 21 | 0.25
Frame | System | Constraint | Flex Down | Flexibility | Violation | 1 | 2025-05-22 21:45 | 117.6781 | - | 5 | 21 | 0.25
Frame | System | Constraint | Flex Down | Flexibility | Violation | 1 | 2025-05-22 22:00 | 16.266 | - | 5 | 22 | 0.25
Frame | System | Constraint | Flex Down | Flexibility | Violation | 1 | 2025-05-22 22:15 | 32.7539 | - | 5 | 22 | 0.25
Frame | System | Constraint | Flex Down | Flexibility | Violation | 1 | 2025-05-22 22:30 | 35.2418 | - | 5 | 22 | 0.25
Frame | System | Constraint | Flex Down | Flexibility | Violation | 1 | 2025-05-22 22:45 | 23.7297 | - | 5 | 22 | 0.25
Frame | System | Constraint | Flex Down | Flexibility | Violation | 1 | 2025-05-23 22:00 | 82.1017 | - | 5 | 22 | 0.25
Frame | System | Constraint | Flex Down | Flexibility | Violation | 1 | 2025-05-23 22:15 | 82.1017 | - | 5 | 22 | 0.25
Frame | System | Constraint | Flex Down | Flexibility | Violation | 1 | 2025-05-23 22:30 | 82.1017 | - | 5 | 22 | 0.25
Frame | System | Constraint | Flex Down | Flexibility | Violation | 1 | 2025-05-23 22:45 | 82.1017 | - | 5 | 22 | 0.25
Frame | System | Constraint | Flex Down | Flexibility | Violation | 1 | 2025-05-24 19:00 | 59.9964 | - | 5 | 19 | 0.25
Frame | System | Constraint | Flex Down | Flexibility | Violation | 1 | 2025-05-24 19:15 | 14.5304 | - | 5 | 19 | 0.25
Frame | System | Constraint | Flex Down | Flexibility | Violation | 1 | 2025-05-24 21:00 | 13.9546 | - | 5 | 21 | 0.25
Frame | System | Constraint | Flex Down | Flexibility | Violation | 1 | 2025-05-24 21:15 | 105.5558 | - | 5 | 21 | 0.25
Frame | System | Constraint | Flex Down | Flexibility | Violation | 1 | 2025-05-24 21:30 | 168.157 | - | 5 | 21 | 0.25
Frame | System | Constraint | Flex Down | Flexibility | Violation | 1 | 2025-05-24 21:45 | 222.7583 | - | 5 | 21 | 0.25
Frame | System | Constraint | Flex Down | Flexibility | Violation | 1 | 2025-05-24 22:30 | 5.6355 | - | 5 | 22 | 0.25
Frame | System | Constraint | Flex Down | Flexibility | Violation | 1 | 2025-05-24 22:45 | 74.5946 | - | 5 | 22 | 0.25
Frame | System | Constraint | Flex Down | Flexibility | Violation | 1 | 2025-05-24 23:15 | 28.6925 | - | 5 | 23 | 0.25
Frame | System | Constraint | Flex Down | Flexibility | Violation | 1 | 2025-05-24 23:30 | 78.8589 | - | 5 | 23 | 0.25
Frame | System | Constraint | Flex Down | Flexibility | Violation | 1 | 2025-05-24 23:45 | 119.0253 | - | 5 | 23 | 0.25
Frame | System | Constraint | Flex Down | Flexibility | Violation | 1 | 2025-05-25 00:30 | 8.071 | - | 5 | 0 | 0.25
Frame | System | Constraint | Flex Down | Flexibility | Violation | 1 | 2025-05-25 00:45 | 33.0888 | - | 5 | 0 | 0.25
Frame | System | Constraint | Flex Down | Flexibility | Violation | 1 | 2025-05-25 18:00 | 30.16 | - | 5 | 18 | 0.25
Frame | System | Constraint | Flex Down | Flexibility | Violation | 1 | 2025-05-25 23:45 | 13.3386 | - | 5 | 23 | 0.25
Frame | System | Constraint | Flex Down | Flexibility | Violation | 1 | 2025-05-26 | 12.1025 | - | 5 | 0 | 0.25
Frame | System | Constraint | Flex Down | Flexibility | Violation | 1 | 2025-05-26 00:15 | 12.1025 | - | 5 | 0 | 0.25
Frame | System | Constraint | Flex Down | Flexibility | Violation | 1 | 2025-05-26 00:30 | 12.1025 | - | 5 | 0 | 0.25
Frame | System | Constraint | Flex Down | Flexibility | Violation | 1 | 2025-05-26 00:45 | 12.1025 | - | 5 | 0 | 0.25
Frame | System | Constraint | Flex Down | Flexibility | Violation | 1 | 2025-05-26 01:30 | 15.2584 | - | 5 | 1 | 0.25
Frame | System | Constraint | Flex Down | Flexibility | Violation | 1 | 2025-05-26 01:45 | 15.2584 | - | 5 | 1 | 0.25
Frame | System | Constraint | Flex Down | Flexibility | Violation | 1 | 2025-05-26 02:00 | 6.6362 | - | 5 | 2 | 0.25
Frame | System | Constraint | Flex Down | Flexibility | Violation | 1 | 2025-05-26 02:15 | 6.6362 | - | 5 | 2 | 0.25
Frame | System | Constraint | Flex Down | Flexibility | Violation | 1 | 2025-05-26 02:30 | 6.6362 | - | 5 | 2 | 0.25
Frame | System | Constraint | Flex Down | Flexibility | Violation | 1 | 2025-05-26 02:45 | 6.6362 | - | 5 | 2 | 0.25
Frame | System | Constraint | Flex Down | Flexibility | Violation | 1 | 2025-05-26 21:15 | 21.6443 | - | 5 | 21 | 0.25
Frame | System | Constraint | Flex Down | Flexibility | Violation | 1 | 2025-05-26 21:30 | 87.2665 | - | 5 | 21 | 0.25
Frame | System | Constraint | Flex Down | Flexibility | Violation | 1 | 2025-05-26 21:45 | 143.8886 | - | 5 | 21 | 0.25
Frame | System | Constraint | Flex Down | Flexibility | Violation | 1 | 2025-05-26 22:15 | 55.5481 | - | 5 | 22 | 0.25
Frame | System | Constraint | Flex Down | Flexibility | Violation | 1 | 2025-05-26 22:30 | 104.8778 | - | 5 | 22 | 0.25
Frame | System | Constraint | Flex Down | Flexibility | Violation | 1 | 2025-05-26 22:45 | 155.2075 | - | 5 | 22 | 0.25
Frame | System | Constraint | Flex Down | Flexibility | Violation | 1 | 2025-05-27 21:45 | 20.0581 | - | 5 | 21 | 0.25
Frame | System | Constraint | Flex Down | Flexibility | Violation | 1 | 2025-05-27 22:00 | 39.8668 | - | 5 | 22 | 0.25
Frame | System | Constraint | Flex Down | Flexibility | Violation | 1 | 2025-05-27 22:15 | 77.5755 | - | 5 | 22 | 0.25
Frame | System | Constraint | Flex Down | Flexibility | Violation | 1 | 2025-05-27 22:30 | 74.2841 | - | 5 | 22 | 0.25
Frame | System | Constraint | Flex Down | Flexibility | Violation | 1 | 2025-05-27 22:45 | 84.9928 | - | 5 | 22 | 0.25
Frame | System | Constraint | Flex Down | Flexibility | Violation | 1 | 2025-05-28 00:15 | 4.5732 | - | 5 | 0 | 0.25
Frame | System | Constraint | Flex Down | Flexibility | Violation | 1 | 2025-05-28 00:30 | 7.7653 | - | 5 | 0 | 0.25
Frame | System | Constraint | Flex Down | Flexibility | Violation | 1 | 2025-05-28 00:45 | 7.7653 | - | 5 | 0 | 0.25
Frame | System | Constraint | Flex Down | Flexibility | Violation | 1 | 2025-05-28 01:00 | 10.9212 | - | 5 | 1 | 0.25
Frame | System | Constraint | Flex Down | Flexibility | Violation | 1 | 2025-05-28 01:15 | 10.9212 | - | 5 | 1 | 0.25
Frame | System | Constraint | Flex Down | Flexibility | Violation | 1 | 2025-05-28 01:30 | 10.9212 | - | 5 | 1 | 0.25
Frame | System | Constraint | Flex Down | Flexibility | Violation | 1 | 2025-05-28 01:45 | 3.5217 | - | 5 | 1 | 0.25
Frame | System | Constraint | Flex Down | Flexibility | Violation | 1 | 2025-05-28 02:00 | 3.7989 | - | 5 | 2 | 0.25
Frame | System | Constraint | Flex Down | Flexibility | Violation | 1 | 2025-05-28 02:15 | 3.7989 | - | 5 | 2 | 0.25
Frame | System | Constraint | Flex Down | Flexibility | Violation | 1 | 2025-05-28 02:30 | 3.7989 | - | 5 | 2 | 0.25
Frame | System | Constraint | Flex Down | Flexibility | Violation | 1 | 2025-05-28 02:45 | 3.7989 | - | 5 | 2 | 0.25
Frame | System | Constraint | Flex Down | Flexibility | Violation | 1 | 2025-05-28 21:45 | 61.9109 | - | 5 | 21 | 0.25
Frame | System | Constraint | Flex Down | Flexibility | Violation | 1 | 2025-05-28 22:45 | 26.5048 | - | 5 | 22 | 0.25
Frame | System | Constraint | Flex Down | Flexibility | Violation | 1 | 2025-05-28 23:45 | 30.1389 | - | 5 | 23 | 0.25
Frame | System | Constraint | Flex Down | Flexibility | Violation | 1 | 2025-05-29 21:30 | 20.3474 | - | 5 | 21 | 0.25
Frame | System | Constraint | Flex Down | Flexibility | Violation | 1 | 2025-05-29 21:45 | 149.7161 | - | 5 | 21 | 0.25
Frame | System | Constraint | Flex Down | Flexibility | Violation | 1 | 2025-05-29 22:45 | 57.5884 | - | 5 | 22 | 0.25
Frame | System | Constraint | Flex Down | Flexibility | Violation | 1 | 2025-05-30 21:00 | 130.7383 | - | 5 | 21 | 0.25
Frame | System | Constraint | Flex Down | Flexibility | Violation | 1 | 2025-05-30 21:15 | 190.6561 | - | 5 | 21 | 0.25
Frame | System | Constraint | Flex Down | Flexibility | Violation | 1 | 2025-05-30 21:30 | 263.5739 | - | 5 | 21 | 0.25
Frame | System | Constraint | Flex Down | Flexibility | Violation | 1 | 2025-05-30 21:45 | 315.4917 | - | 5 | 21 | 0.25
Frame | System | Constraint | Flex Down | Flexibility | Violation | 1 | 2025-05-30 22:00 | 93.5 | - | 5 | 22 | 0.25
Frame | System | Constraint | Flex Down | Flexibility | Violation | 1 | 2025-05-30 22:15 | 134.5148 | - | 5 | 22 | 0.25
Frame | System | Constraint | Flex Down | Flexibility | Violation | 1 | 2025-05-30 22:30 | 168.2166 | - | 5 | 22 | 0.25
Frame | System | Constraint | Flex Down | Flexibility | Violation | 1 | 2025-05-30 22:45 | 234.1249 | - | 5 | 22 | 0.25
Frame | System | Constraint | Flex Down | Flexibility | Violation | 1 | 2025-05-30 23:15 | 34.3655 | - | 5 | 23 | 0.25
Frame | System | Constraint | Flex Down | Flexibility | Violation | 1 | 2025-05-30 23:30 | 82.1033 | - | 5 | 23 | 0.25
Frame | System | Constraint | Flex Down | Flexibility | Violation | 1 | 2025-05-30 23:45 | 123.8411 | - | 5 | 23 | 0.25
Frame | System | Constraint | Flex Down | Flexibility | Violation | 1 | 2025-05-31 00:45 | 13.8708 | - | 5 | 0 | 0.25
Frame | System | Constraint | Flex Down | Flexibility | Violation | 1 | 2025-05-31 22:00 | 221.8559 | - | 5 | 22 | 0.25
Frame | System | Constraint | Flex Down | Flexibility | Violation | 1 | 2025-05-31 22:15 | 231.1938 | - | 5 | 22 | 0.25
Frame | System | Constraint | Flex Down | Flexibility | Violation | 1 | 2025-05-31 22:30 | 244.5317 | - | 5 | 22 | 0.25
Frame | System | Constraint | Flex Down | Flexibility | Violation | 1 | 2025-05-31 22:45 | 249.8697 | - | 5 | 22 | 0.25
Frame | System | Constraint | Flex Down | Flexibility | Violation | 1 | 2025-05-31 23:00 | 59.2255 | - | 5 | 23 | 0.25
Frame | System | Constraint | Flex Down | Flexibility | Violation | 1 | 2025-05-31 23:15 | 109.8161 | - | 5 | 23 | 0.25
Frame | System | Constraint | Flex Down | Flexibility | Violation | 1 | 2025-05-31 23:30 | 154.4068 | - | 5 | 23 | 0.25
Frame | System | Constraint | Flex Down | Flexibility | Violation | 1 | 2025-05-31 23:45 | 208.9975 | - | 5 | 23 | 0.25
Frame | System | Constraint | Flex Down | Flexibility | Violation | 1 | 2025-06-03 22:00 | 27.6082 | - | 6 | 22 | 0.25
Frame | System | Constraint | Flex Down | Flexibility | Violation | 1 | 2025-06-03 22:15 | 67.9779 | - | 6 | 22 | 0.25
Frame | System | Constraint | Flex Down | Flexibility | Violation | 1 | 2025-06-03 22:30 | 111.3477 | - | 6 | 22 | 0.25
Frame | System | Constraint | Flex Down | Flexibility | Violation | 1 | 2025-06-03 22:45 | 134.7174 | - | 6 | 22 | 0.25
Frame | System | Constraint | Flex Down | Flexibility | Violation | 1 | 2025-06-12 19:00 | 9.5684 | - | 6 | 19 | 0.25
Frame | System | Constraint | Flex Down | Flexibility | Violation | 1 | 2025-06-12 19:15 | 9.5684 | - | 6 | 19 | 0.25
Frame | System | Constraint | Flex Down | Flexibility | Violation | 1 | 2025-06-12 19:30 | 9.5684 | - | 6 | 19 | 0.25
Frame | System | Constraint | Flex Down | Flexibility | Violation | 1 | 2025-06-15 00:30 | 10.0092 | - | 6 | 0 | 0.25
Frame | System | Constraint | Flex Down | Flexibility | Violation | 1 | 2025-06-15 00:45 | 44.2343 | - | 6 | 0 | 0.25
Frame | System | Constraint | Flex Down | Flexibility | Violation | 1 | 2025-06-17 11:00 | 1.2017 | - | 6 | 11 | 0.25
Frame | System | Constraint | Flex Down | Flexibility | Violation | 1 | 2025-06-17 18:00 | 52.1249 | - | 6 | 18 | 0.25
Frame | System | Constraint | Flex Down | Flexibility | Violation | 1 | 2025-06-17 18:15 | 20.5946 | - | 6 | 18 | 0.25
Frame | System | Constraint | Flex Down | Flexibility | Violation | 1 | 2025-06-17 23:00 | 216.7641 | - | 6 | 23 | 0.25
Frame | System | Constraint | Flex Down | Flexibility | Violation | 1 | 2025-06-17 23:15 | 173.3705 | - | 6 | 23 | 0.25
Frame | System | Constraint | Flex Down | Flexibility | Violation | 1 | 2025-06-17 23:30 | 113.9769 | - | 6 | 23 | 0.25
Frame | System | Constraint | Flex Down | Flexibility | Violation | 1 | 2025-06-17 23:45 | 50.5834 | - | 6 | 23 | 0.25
Frame | System | Constraint | Flex Down | Flexibility | Violation | 1 | 2025-06-21 05:00 | 33.68 | - | 6 | 5 | 0.25
Frame | System | Constraint | Flex Down | Flexibility | Violation | 1 | 2025-06-21 11:45 | 5.9976 | - | 6 | 11 | 0.25
Frame | System | Constraint | Flex Down | Flexibility | Violation | 1 | 2025-06-21 12:30 | 3.866 | - | 6 | 12 | 0.25
Frame | System | Constraint | Flex Down | Flexibility | Violation | 1 | 2025-06-21 12:45 | 12.289 | - | 6 | 12 | 0.25
Frame | System | Constraint | Flex Down | Flexibility | Violation | 1 | 2025-06-21 13:15 | 13.8902 | - | 6 | 13 | 0.25
Frame | System | Constraint | Flex Down | Flexibility | Violation | 1 | 2025-06-21 13:30 | 26.8966 | - | 6 | 13 | 0.25
Frame | System | Constraint | Flex Down | Flexibility | Violation | 1 | 2025-06-21 13:45 | 39.9031 | - | 6 | 13 | 0.25
Frame | System | Constraint | Flex Down | Flexibility | Violation | 1 | 2025-06-22 23:00 | 25.1932 | - | 6 | 23 | 0.25
Frame | System | Constraint | Flex Down | Flexibility | Violation | 1 | 2025-06-22 23:15 | 18.3882 | - | 6 | 23 | 0.25
Frame | System | Constraint | Flex Down | Flexibility | Violation | 1 | 2025-06-22 23:30 | 1.5831 | - | 6 | 23 | 0.25
Frame | System | Constraint | Flex Down | Flexibility | Violation | 1 | 2025-07-02 | 10.5369 | - | 7 | 0 | 0.25
Frame | System | Constraint | Flex Down | Flexibility | Violation | 1 | 2025-07-05 22:15 | 27.8535 | - | 7 | 22 | 0.25
Frame | System | Constraint | Flex Down | Flexibility | Violation | 1 | 2025-07-05 22:30 | 75.1407 | - | 7 | 22 | 0.25
Frame | System | Constraint | Flex Down | Flexibility | Violation | 1 | 2025-07-05 22:45 | 135.4278 | - | 7 | 22 | 0.25
Frame | System | Constraint | Flex Down | Flexibility | Violation | 1 | 2025-07-05 23:45 | 51.4115 | - | 7 | 23 | 0.25
Frame | System | Constraint | Flex Down | Flexibility | Violation | 1 | 2025-07-06 00:30 | 12.5955 | - | 7 | 0 | 0.25
Frame | System | Constraint | Flex Down | Flexibility | Violation | 1 | 2025-07-06 00:45 | 26.9131 | - | 7 | 0 | 0.25
Frame | System | Constraint | Flex Down | Flexibility | Violation | 1 | 2025-07-08 | 201.2457 | - | 7 | 0 | 0.25
Frame | System | Constraint | Flex Down | Flexibility | Violation | 1 | 2025-07-08 00:15 | 167.1765 | - | 7 | 0 | 0.25
Frame | System | Constraint | Flex Down | Flexibility | Violation | 1 | 2025-07-08 00:30 | 157.7363 | - | 7 | 0 | 0.25
Frame | System | Constraint | Flex Down | Flexibility | Violation | 1 | 2025-07-08 00:45 | 138.296 | - | 7 | 0 | 0.25
Frame | System | Constraint | Flex Down | Flexibility | Violation | 1 | 2025-07-08 04:00 | 62.5579 | - | 7 | 4 | 0.25
Frame | System | Constraint | Flex Down | Flexibility | Violation | 1 | 2025-07-13 01:45 | 8.5869 | - | 7 | 1 | 0.25
Frame | System | Constraint | Flex Down | Flexibility | Violation | 1 | 2025-07-14 | 87.7893 | - | 7 | 0 | 0.25
Frame | System | Constraint | Flex Down | Flexibility | Violation | 1 | 2025-07-14 00:15 | 108.9802 | - | 7 | 0 | 0.25
Frame | System | Constraint | Flex Down | Flexibility | Violation | 1 | 2025-07-14 00:30 | 116.1711 | - | 7 | 0 | 0.25
Frame | System | Constraint | Flex Down | Flexibility | Violation | 1 | 2025-07-14 00:45 | 121.362 | - | 7 | 0 | 0.25
Frame | System | Constraint | Flex Down | Flexibility | Violation | 1 | 2025-07-16 14:00 | 21.1007 | - | 7 | 14 | 0.25
Frame | System | Constraint | Flex Down | Flexibility | Violation | 1 | 2025-07-16 14:15 | 6.4403 | - | 7 | 14 | 0.25
Frame | System | Constraint | Flex Down | Flexibility | Violation | 1 | 2025-07-16 14:30 | 12.7799 | - | 7 | 14 | 0.25
Frame | System | Constraint | Flex Down | Flexibility | Violation | 1 | 2025-07-16 14:45 | 11.1196 | - | 7 | 14 | 0.25
Frame | System | Constraint | Flex Down | Flexibility | Violation | 1 | 2025-07-19 00:30 | 35.7106 | - | 7 | 0 | 0.25
Frame | System | Constraint | Flex Down | Flexibility | Violation | 1 | 2025-07-19 00:45 | 86.3177 | - | 7 | 0 | 0.25
Frame | System | Constraint | Flex Down | Flexibility | Violation | 1 | 2025-08-01 21:45 | 87.5943 | - | 8 | 21 | 0.25
Frame | System | Constraint | Flex Down | Flexibility | Violation | 1 | 2025-08-03 01:45 | 19.1286 | - | 8 | 1 | 0.25
Frame | System | Constraint | Flex Down | Flexibility | Violation | 1 | 2025-08-05 00:45 | 19.9972 | - | 8 | 0 | 0.25
Frame | System | Constraint | Flex Down | Flexibility | Violation | 1 | 2025-08-12 00:30 | 6.655 | - | 8 | 0 | 0.25
Frame | System | Constraint | Flex Down | Flexibility | Violation | 1 | 2025-08-12 00:45 | 31.4614 | - | 8 | 0 | 0.25
Frame | System | Constraint | Flex Down | Flexibility | Violation | 1 | 2025-08-14 00:15 | 6.3661 | - | 8 | 0 | 0.25
Frame | System | Constraint | Flex Down | Flexibility | Violation | 1 | 2025-08-14 00:30 | 29.2256 | - | 8 | 0 | 0.25
Frame | System | Constraint | Flex Down | Flexibility | Violation | 1 | 2025-08-14 00:45 | 49.0851 | - | 8 | 0 | 0.25
Frame | System | Constraint | Flex Down | Flexibility | Violation | 1 | 2025-08-21 | 45.4277 | - | 8 | 0 | 0.25
Frame | System | Constraint | Flex Down | Flexibility | Violation | 1 | 2025-08-21 00:15 | 69.8478 | - | 8 | 0 | 0.25
Frame | System | Constraint | Flex Down | Flexibility | Violation | 1 | 2025-08-21 00:30 | 91.2679 | - | 8 | 0 | 0.25
Frame | System | Constraint | Flex Down | Flexibility | Violation | 1 | 2025-08-21 00:45 | 123.688 | - | 8 | 0 | 0.25
Frame | System | Constraint | Flex Down | Flexibility | Violation | 1 | 2025-08-21 12:00 | 0.92928 | - | 8 | 12 | 0.25
Frame | System | Constraint | Flex Down | Flexibility | Violation | 1 | 2025-09-07 | 7.321 | - | 9 | 0 | 0.25
Frame | System | Constraint | Flex Down | Flexibility | Violation | 1 | 2025-09-07 00:15 | 19.0899 | - | 9 | 0 | 0.25
Frame | System | Constraint | Flex Down | Flexibility | Violation | 1 | 2025-09-07 00:30 | 37.8588 | - | 9 | 0 | 0.25
Frame | System | Constraint | Flex Down | Flexibility | Violation | 1 | 2025-09-07 00:45 | 56.6277 | - | 9 | 0 | 0.25
Frame | System | Constraint | Flex Down | Flexibility | Violation | 1 | 2025-09-07 01:30 | 8.6396 | - | 9 | 1 | 0.25
Frame | System | Constraint | Flex Down | Flexibility | Violation | 1 | 2025-09-07 01:45 | 16.2564 | - | 9 | 1 | 0.25
Frame | System | Constraint | Flex Down | Flexibility | Violation | 1 | 2025-09-07 02:15 | 4.007 | - | 9 | 2 | 0.25
Frame | System | Constraint | Flex Down | Flexibility | Violation | 1 | 2025-09-07 02:30 | 6.9421 | - | 9 | 2 | 0.25
Frame | System | Constraint | Flex Down | Flexibility | Violation | 1 | 2025-09-07 02:45 | 9.8771 | - | 9 | 2 | 0.25
Frame | System | Constraint | Flex Down | Flexibility | Violation | 1 | 2025-09-14 00:45 | 0.43811 | - | 9 | 0 | 0.25
Frame | System | Constraint | Flex Down | Flexibility | Violation | 1 | 2025-09-14 01:00 | 18.7059 | - | 9 | 1 | 0.25
Frame | System | Constraint | Flex Down | Flexibility | Violation | 1 | 2025-09-14 01:15 | 5.8123 | - | 9 | 1 | 0.25
Frame | System | Constraint | Flex Down | Flexibility | Violation | 1 | 2025-09-17 09:00 | 17.5453 | - | 9 | 9 | 0.25
Frame | System | Constraint | Flex Down | Flexibility | Violation | 1 | 2025-09-17 09:15 | 7.2929 | - | 9 | 9 | 0.25
Frame | System | Constraint | Flex Down | Flexibility | Violation | 1 | 2025-09-23 | 67.8794 | - | 9 | 0 | 0.25
Frame | System | Constraint | Flex Down | Flexibility | Violation | 1 | 2025-09-23 00:15 | 13.5268 | - | 9 | 0 | 0.25
Frame | System | Constraint | Flex Down | Flexibility | Violation | 1 | 2025-09-29 08:45 | 16.1968 | - | 9 | 8 | 0.25
Frame | System | Constraint | Flex Down | Flexibility | Violation | 1 | 2025-09-29 09:45 | 28.0218 | - | 9 | 9 | 0.25
Frame | System | Constraint | Flex Down | Flexibility | Violation | 1 | 2025-09-29 10:00 | 47.4197 | - | 9 | 10 | 0.25
Frame | System | Constraint | Flex Down | Flexibility | Violation | 1 | 2025-09-29 10:15 | 56.5028 | - | 9 | 10 | 0.25
Frame | System | Constraint | Flex Down | Flexibility | Violation | 1 | 2025-09-29 10:30 | 61.5859 | - | 9 | 10 | 0.25
Frame | System | Constraint | Flex Down | Flexibility | Violation | 1 | 2025-09-29 10:45 | 51.669 | - | 9 | 10 | 0.25
Frame | System | Constraint | Flex Down | Flexibility | Violation | 1 | 2025-09-29 12:30 | 4.1875 | - | 9 | 12 | 0.25
Frame | System | Constraint | Flex Down | Flexibility | Violation | 1 | 2025-09-29 12:45 | 10.6107 | - | 9 | 12 | 0.25
Frame | System | Constraint | Flex Down | Flexibility | Violation | 1 | 2025-09-29 20:45 | 28.9516 | - | 9 | 20 | 0.25
Frame | System | Constraint | Flex Down | Flexibility | Violation | 1 | 2025-09-30 00:45 | 36.6228 | - | 9 | 0 | 0.25
Frame | System | Constraint | Flex Down | Flexibility | Violation | 1 | 2025-09-30 01:00 | 48.9789 | - | 9 | 1 | 0.25
Frame | System | Constraint | Flex Down | Flexibility | Violation | 1 | 2025-09-30 01:15 | 29.1737 | - | 9 | 1 | 0.25
Frame | System | Constraint | Flex Down | Flexibility | Violation | 1 | 2025-09-30 01:30 | 14.3684 | - | 9 | 1 | 0.25
Frame | System | Constraint | Flex Down | Flexibility | Violation | 1 | 2025-09-30 02:00 | 8.3967 | - | 9 | 2 | 0.25
Frame | System | Constraint | Flex Down | Flexibility | Violation | 1 | 2025-09-30 08:45 | 16.9446 | - | 9 | 8 | 0.25
Frame | System | Constraint | Flex Down | Flexibility | Violation | 1 | 2025-09-30 09:00 | 69.9789 | - | 9 | 9 | 0.25
Frame | System | Constraint | Flex Down | Flexibility | Violation | 1 | 2025-09-30 09:15 | 98.8708 | - | 9 | 9 | 0.25
Frame | System | Constraint | Flex Down | Flexibility | Violation | 1 | 2025-09-30 09:30 | 128.7626 | - | 9 | 9 | 0.25
Frame | System | Constraint | Flex Down | Flexibility | Violation | 1 | 2025-09-30 09:45 | 165.6544 | - | 9 | 9 | 0.25
Frame | System | Constraint | Flex Down | Flexibility | Violation | 1 | 2025-09-30 10:00 | 54.2667 | - | 9 | 10 | 0.25
Frame | System | Constraint | Flex Down | Flexibility | Violation | 1 | 2025-09-30 10:15 | 82.6841 | - | 9 | 10 | 0.25
Frame | System | Constraint | Flex Down | Flexibility | Violation | 1 | 2025-09-30 10:30 | 96.1016 | - | 9 | 10 | 0.25
Frame | System | Constraint | Flex Down | Flexibility | Violation | 1 | 2025-09-30 10:45 | 112.519 | - | 9 | 10 | 0.25
Frame | System | Constraint | Flex Down | Flexibility | Violation | 1 | 2025-09-30 11:00 | 32.4877 | - | 9 | 11 | 0.25
Frame | System | Constraint | Flex Down | Flexibility | Violation | 1 | 2025-09-30 11:15 | 50.3265 | - | 9 | 11 | 0.25
Frame | System | Constraint | Flex Down | Flexibility | Violation | 1 | 2025-09-30 11:30 | 68.1652 | - | 9 | 11 | 0.25
Frame | System | Constraint | Flex Down | Flexibility | Violation | 1 | 2025-09-30 11:45 | 87.0039 | - | 9 | 11 | 0.25
Frame | System | Constraint | Flex Down | Flexibility | Violation | 1 | 2025-09-30 12:00 | 3.9732 | - | 9 | 12 | 0.25
Frame | System | Constraint | Flex Down | Flexibility | Violation | 1 | 2025-09-30 12:15 | 6.2194 | - | 9 | 12 | 0.25
Frame | System | Constraint | Flex Down | Flexibility | Violation | 1 | 2025-09-30 12:30 | 21.4656 | - | 9 | 12 | 0.25
Frame | System | Constraint | Flex Down | Flexibility | Violation | 1 | 2025-09-30 12:45 | 30.7117 | - | 9 | 12 | 0.25
Frame | System | Constraint | Flex Down | Flexibility | Violation | 1 | 2025-09-30 13:00 | 4.4236 | - | 9 | 13 | 0.25
Frame | System | Constraint | Flex Down | Flexibility | Violation | 1 | 2025-09-30 13:15 | 19.5273 | - | 9 | 13 | 0.25
Frame | System | Constraint | Flex Down | Flexibility | Violation | 1 | 2025-09-30 13:30 | 27.631 | - | 9 | 13 | 0.25
Frame | System | Constraint | Flex Down | Flexibility | Violation | 1 | 2025-09-30 13:45 | 34.7348 | - | 9 | 13 | 0.25
Frame | System | Constraint | Flex Down | Flexibility | Violation | 1 | 2025-09-30 20:15 | 2.3481 | - | 9 | 20 | 0.25
Frame | System | Constraint | Flex Down | Flexibility | Violation | 1 | 2025-09-30 20:30 | 54.1483 | - | 9 | 20 | 0.25
Frame | System | Constraint | Flex Down | Flexibility | Violation | 1 | 2025-09-30 20:45 | 107.9486 | - | 9 | 20 | 0.25
Frame | System | Constraint | Flex Down | Flexibility | Violation | 1 | 2025-09-30 22:45 | 42.4209 | - | 9 | 22 | 0.25
Frame | System | Constraint | Flex Down | Flexibility | Violation | 1 | 2025-10-01 09:15 | 6.7092 | - | 10 | 9 | 0.25
Frame | System | Constraint | Flex Down | Flexibility | Violation | 1 | 2025-10-01 09:30 | 30.5751 | - | 10 | 9 | 0.25
Frame | System | Constraint | Flex Down | Flexibility | Violation | 1 | 2025-10-01 09:45 | 57.441 | - | 10 | 9 | 0.25
Frame | System | Constraint | Flex Down | Flexibility | Violation | 1 | 2025-10-02 00:30 | 0.72481 | - | 10 | 0 | 0.25
Frame | System | Constraint | Flex Down | Flexibility | Violation | 1 | 2025-10-02 02:00 | 72.9082 | - | 10 | 2 | 0.25
Frame | System | Constraint | Flex Down | Flexibility | Violation | 1 | 2025-10-02 02:15 | 32.2953 | - | 10 | 2 | 0.25
Frame | System | Constraint | Flex Down | Flexibility | Violation | 1 | 2025-10-02 08:00 | 16.3947 | - | 10 | 8 | 0.25
Frame | System | Constraint | Flex Down | Flexibility | Violation | 1 | 2025-10-02 08:15 | 15.5234 | - | 10 | 8 | 0.25
Frame | System | Constraint | Flex Down | Flexibility | Violation | 1 | 2025-10-02 08:30 | 11.6521 | - | 10 | 8 | 0.25
Frame | System | Constraint | Flex Down | Flexibility | Violation | 1 | 2025-10-02 08:45 | 9.7809 | - | 10 | 8 | 0.25
Frame | System | Constraint | Flex Down | Flexibility | Violation | 1 | 2025-10-02 09:45 | 18.9739 | - | 10 | 9 | 0.25
Frame | System | Constraint | Flex Down | Flexibility | Violation | 1 | 2025-10-02 10:00 | 15.343 | - | 10 | 10 | 0.25
Frame | System | Constraint | Flex Down | Flexibility | Violation | 1 | 2025-10-02 10:15 | 12.4771 | - | 10 | 10 | 0.25
Frame | System | Constraint | Flex Down | Flexibility | Violation | 1 | 2025-10-02 10:30 | 14.6113 | - | 10 | 10 | 0.25
Frame | System | Constraint | Flex Down | Flexibility | Violation | 1 | 2025-10-02 10:45 | 13.7454 | - | 10 | 10 | 0.25
Frame | System | Constraint | Flex Down | Flexibility | Violation | 1 | 2025-10-03 09:30 | 18.7678 | - | 10 | 9 | 0.25
Frame | System | Constraint | Flex Down | Flexibility | Violation | 1 | 2025-10-03 09:45 | 40.213 | - | 10 | 9 | 0.25
Frame | System | Constraint | Flex Down | Flexibility | Violation | 1 | 2025-10-04 11:00 | 4.862 | - | 10 | 11 | 0.25
Frame | System | Constraint | Flex Down | Flexibility | Violation | 1 | 2025-10-04 11:15 | 24.4848 | - | 10 | 11 | 0.25
Frame | System | Constraint | Flex Down | Flexibility | Violation | 1 | 2025-10-04 11:30 | 43.9122 | - | 10 | 11 | 0.25
Frame | System | Constraint | Flex Down | Flexibility | Violation | 1 | 2025-10-04 11:45 | 43.9122 | - | 10 | 11 | 0.25
Frame | System | Constraint | Flex Down | Flexibility | Violation | 1 | 2025-10-05 | 2.4978 | - | 10 | 0 | 0.25
Frame | System | Constraint | Flex Down | Flexibility | Violation | 1 | 2025-10-05 00:15 | 0.015197 | - | 10 | 0 | 0.25
Frame | System | Constraint | Flex Down | Flexibility | Violation | 1 | 2025-10-05 00:30 | 0.5326 | - | 10 | 0 | 0.25
Frame | System | Constraint | Flex Down | Flexibility | Violation | 1 | 2025-10-05 01:00 | 4.3564 | - | 10 | 1 | 0.25
Frame | System | Constraint | Flex Down | Flexibility | Violation | 1 | 2025-10-06 21:45 | 12.6271 | - | 10 | 21 | 0.25
Frame | System | Constraint | Flex Down | Flexibility | Violation | 1 | 2025-10-06 22:00 | 17.8377 | - | 10 | 22 | 0.25
Frame | System | Constraint | Flex Down | Flexibility | Violation | 1 | 2025-10-06 22:15 | 40.7373 | - | 10 | 22 | 0.25
Frame | System | Constraint | Flex Down | Flexibility | Violation | 1 | 2025-10-06 22:30 | 71.637 | - | 10 | 22 | 0.25
Frame | System | Constraint | Flex Down | Flexibility | Violation | 1 | 2025-10-06 22:45 | 107.5366 | - | 10 | 22 | 0.25
Frame | System | Constraint | Flex Down | Flexibility | Violation | 1 | 2025-10-09 08:30 | 9.6054 | - | 10 | 8 | 0.25
Frame | System | Constraint | Flex Down | Flexibility | Violation | 1 | 2025-10-09 08:45 | 49.8141 | - | 10 | 8 | 0.25
Frame | System | Constraint | Flex Down | Flexibility | Violation | 1 | 2025-10-09 09:00 | 71.6773 | - | 10 | 9 | 0.25
Frame | System | Constraint | Flex Down | Flexibility | Violation | 1 | 2025-10-09 09:15 | 123.9544 | - | 10 | 9 | 0.25
Frame | System | Constraint | Flex Down | Flexibility | Violation | 1 | 2025-10-09 09:30 | 167.2314 | - | 10 | 9 | 0.25
Frame | System | Constraint | Flex Down | Flexibility | Violation | 1 | 2025-10-09 09:45 | 209.5085 | - | 10 | 9 | 0.25
Frame | System | Constraint | Flex Down | Flexibility | Violation | 1 | 2025-10-09 11:15 | 4.8329 | - | 10 | 11 | 0.25
Frame | System | Constraint | Flex Down | Flexibility | Violation | 1 | 2025-10-09 11:30 | 38.1911 | - | 10 | 11 | 0.25
Frame | System | Constraint | Flex Down | Flexibility | Violation | 1 | 2025-10-09 11:45 | 57.5492 | - | 10 | 11 | 0.25
Frame | System | Constraint | Flex Down | Flexibility | Violation | 1 | 2025-10-09 12:45 | 3.3178 | - | 10 | 12 | 0.25
Frame | System | Constraint | Flex Down | Flexibility | Violation | 1 | 2025-10-10 22:15 | 12.9235 | - | 10 | 22 | 0.25
Frame | System | Constraint | Flex Down | Flexibility | Violation | 1 | 2025-10-10 22:30 | 58.5012 | - | 10 | 22 | 0.25
Frame | System | Constraint | Flex Down | Flexibility | Violation | 1 | 2025-10-10 22:45 | 105.0789 | - | 10 | 22 | 0.25
Frame | System | Constraint | Flex Down | Flexibility | Violation | 1 | 2025-10-10 23:15 | 7.1923 | - | 10 | 23 | 0.25
Frame | System | Constraint | Flex Down | Flexibility | Violation | 1 | 2025-10-10 23:30 | 26.8036 | - | 10 | 23 | 0.25
Frame | System | Constraint | Flex Down | Flexibility | Violation | 1 | 2025-10-10 23:45 | 40.415 | - | 10 | 23 | 0.25
Frame | System | Constraint | Flex Down | Flexibility | Violation | 1 | 2025-10-12 | 9.021 | - | 10 | 0 | 0.25
Frame | System | Constraint | Flex Down | Flexibility | Violation | 1 | 2025-10-12 21:30 | 4.5466 | - | 10 | 21 | 0.25
Frame | System | Constraint | Flex Down | Flexibility | Violation | 1 | 2025-10-12 21:45 | 44.9707 | - | 10 | 21 | 0.25
Frame | System | Constraint | Flex Down | Flexibility | Violation | 1 | 2025-10-12 22:30 | 2.2596 | - | 10 | 22 | 0.25
Frame | System | Constraint | Flex Down | Flexibility | Violation | 1 | 2025-10-12 22:45 | 40.5856 | - | 10 | 22 | 0.25
Frame | System | Constraint | Flex Down | Flexibility | Violation | 1 | 2025-10-13 | 4.4376 | - | 10 | 0 | 0.25
Frame | System | Constraint | Flex Down | Flexibility | Violation | 1 | 2025-10-13 00:15 | 4.4376 | - | 10 | 0 | 0.25
Frame | System | Constraint | Flex Down | Flexibility | Violation | 1 | 2025-10-14 22:15 | 12.8711 | - | 10 | 22 | 0.25
Frame | System | Constraint | Flex Down | Flexibility | Violation | 1 | 2025-10-14 22:30 | 67.2337 | - | 10 | 22 | 0.25
Frame | System | Constraint | Flex Down | Flexibility | Violation | 1 | 2025-10-14 22:45 | 111.5964 | - | 10 | 22 | 0.25
Frame | System | Constraint | Flex Down | Flexibility | Violation | 1 | 2025-10-15 | 25.6607 | - | 10 | 0 | 0.25
Frame | System | Constraint | Flex Down | Flexibility | Violation | 1 | 2025-10-15 00:15 | 33.5091 | - | 10 | 0 | 0.25
Frame | System | Constraint | Flex Down | Flexibility | Violation | 1 | 2025-10-15 00:30 | 31.3576 | - | 10 | 0 | 0.25
Frame | System | Constraint | Flex Down | Flexibility | Violation | 1 | 2025-10-15 00:45 | 36.206 | - | 10 | 0 | 0.25
Frame | System | Constraint | Flex Down | Flexibility | Violation | 1 | 2025-10-15 01:45 | 4.0433 | - | 10 | 1 | 0.25
Frame | System | Constraint | Flex Down | Flexibility | Violation | 1 | 2025-10-15 13:00 | 28.4081 | - | 10 | 13 | 0.25
Frame | System | Constraint | Flex Down | Flexibility | Violation | 1 | 2025-10-16 | 8.8582 | - | 10 | 0 | 0.25
Frame | System | Constraint | Flex Down | Flexibility | Violation | 1 | 2025-10-16 00:30 | 4.4291 | - | 10 | 0 | 0.25
Frame | System | Constraint | Flex Down | Flexibility | Violation | 1 | 2025-10-16 00:45 | 4.4291 | - | 10 | 0 | 0.25
Frame | System | Constraint | Flex Down | Flexibility | Violation | 1 | 2025-10-16 10:00 | 100.3727 | - | 10 | 10 | 0.25
Frame | System | Constraint | Flex Down | Flexibility | Violation | 1 | 2025-10-16 10:15 | 42.358 | - | 10 | 10 | 0.25
Frame | System | Constraint | Flex Down | Flexibility | Violation | 1 | 2025-10-16 12:00 | 36.4678 | - | 10 | 12 | 0.25
Frame | System | Constraint | Flex Down | Flexibility | Violation | 1 | 2025-10-19 11:30 | 4.9852 | - | 10 | 11 | 0.25
Frame | System | Constraint | Flex Down | Flexibility | Violation | 1 | 2025-10-19 11:45 | 28.191 | - | 10 | 11 | 0.25
Frame | System | Constraint | Flex Down | Flexibility | Violation | 1 | 2025-10-19 12:45 | 18.1367 | - | 10 | 12 | 0.25
Frame | System | Constraint | Flex Down | Flexibility | Violation | 1 | 2025-10-24 01:00 | 42.9895 | - | 10 | 1 | 0.25
Frame | System | Constraint | Flex Down | Flexibility | Violation | 1 | 2025-10-24 01:15 | 3.1752 | - | 10 | 1 | 0.25
Frame | System | Constraint | Flex Down | Flexibility | Violation | 1 | 2025-10-26 22:45 | 60.7129 | - | 10 | 22 | 0.25
Frame | System | Constraint | Flex Down | Flexibility | Violation | 1 | 2025-10-26 23:00 | 12.9303 | - | 10 | 23 | 0.25
Frame | System | Constraint | Flex Down | Flexibility | Violation | 1 | 2025-10-27 08:15 | 20.4919 | - | 10 | 8 | 0.25
Frame | System | Constraint | Flex Down | Flexibility | Violation | 1 | 2025-10-27 08:30 | 66.6352 | - | 10 | 8 | 0.25
Frame | System | Constraint | Flex Down | Flexibility | Violation | 1 | 2025-10-27 08:45 | 127.7784 | - | 10 | 8 | 0.25
Frame | System | Constraint | Flex Down | Flexibility | Violation | 1 | 2025-10-27 10:00 | 45.6123 | - | 10 | 10 | 0.25
Frame | System | Constraint | Flex Down | Flexibility | Violation | 1 | 2025-10-27 10:15 | 37.3255 | - | 10 | 10 | 0.25
Frame | System | Constraint | Flex Down | Flexibility | Violation | 1 | 2025-10-27 10:30 | 27.0386 | - | 10 | 10 | 0.25
Frame | System | Constraint | Flex Down | Flexibility | Violation | 1 | 2025-10-27 10:45 | 7.7517 | - | 10 | 10 | 0.25
Frame | System | Constraint | Flex Down | Flexibility | Violation | 1 | 2025-10-27 11:45 | 17.6631 | - | 10 | 11 | 0.25
Frame | System | Constraint | Flex Down | Flexibility | Violation | 1 | 2025-10-27 13:00 | 51.1461 | - | 10 | 13 | 0.25
Frame | System | Constraint | Flex Down | Flexibility | Violation | 1 | 2025-10-27 13:15 | 29.4804 | - | 10 | 13 | 0.25
Frame | System | Constraint | Flex Down | Flexibility | Violation | 1 | 2025-10-27 13:30 | 6.8147 | - | 10 | 13 | 0.25
Frame | System | Constraint | Flex Down | Flexibility | Violation | 1 | 2025-10-28 09:15 | 14.1309 | - | 10 | 9 | 0.25
Frame | System | Constraint | Flex Down | Flexibility | Violation | 1 | 2025-10-28 09:30 | 54.4855 | - | 10 | 9 | 0.25
Frame | System | Constraint | Flex Down | Flexibility | Violation | 1 | 2025-10-28 09:45 | 100.8402 | - | 10 | 9 | 0.25
Frame | System | Constraint | Flex Down | Flexibility | Violation | 1 | 2025-10-28 10:00 | 65.8751 | - | 10 | 10 | 0.25
Frame | System | Constraint | Flex Down | Flexibility | Violation | 1 | 2025-10-28 10:15 | 85.8351 | - | 10 | 10 | 0.25
Frame | System | Constraint | Flex Down | Flexibility | Violation | 1 | 2025-10-28 10:30 | 109.7951 | - | 10 | 10 | 0.25
Frame | System | Constraint | Flex Down | Flexibility | Violation | 1 | 2025-10-28 10:45 | 113.7552 | - | 10 | 10 | 0.25
Frame | System | Constraint | Flex Down | Flexibility | Violation | 1 | 2025-10-28 11:00 | 14.2252 | - | 10 | 11 | 0.25
Frame | System | Constraint | Flex Down | Flexibility | Violation | 1 | 2025-10-28 11:15 | 45.5569 | - | 10 | 11 | 0.25
Frame | System | Constraint | Flex Down | Flexibility | Violation | 1 | 2025-10-28 11:30 | 72.8886 | - | 10 | 11 | 0.25
Frame | System | Constraint | Flex Down | Flexibility | Violation | 1 | 2025-10-28 11:45 | 110.2204 | - | 10 | 11 | 0.25
Frame | System | Constraint | Flex Down | Flexibility | Violation | 1 | 2025-10-28 13:00 | 91.1681 | - | 10 | 13 | 0.25
Frame | System | Constraint | Flex Down | Flexibility | Violation | 1 | 2025-10-28 13:15 | 83.3948 | - | 10 | 13 | 0.25
Frame | System | Constraint | Flex Down | Flexibility | Violation | 1 | 2025-10-28 13:30 | 96.6214 | - | 10 | 13 | 0.25
Frame | System | Constraint | Flex Down | Flexibility | Violation | 1 | 2025-10-28 13:45 | 103.848 | - | 10 | 13 | 0.25
Frame | System | Constraint | Flex Down | Flexibility | Violation | 1 | 2025-10-28 14:00 | 18.2775 | - | 10 | 14 | 0.25
Frame | System | Constraint | Flex Down | Flexibility | Violation | 1 | 2025-10-28 14:15 | 11.4476 | - | 10 | 14 | 0.25
Frame | System | Constraint | Flex Down | Flexibility | Violation | 1 | 2025-10-28 14:30 | 1.6176 | - | 10 | 14 | 0.25
Frame | System | Constraint | Flex Down | Flexibility | Violation | 1 | 2025-10-29 09:45 | 77.0405 | - | 10 | 9 | 0.25
Frame | System | Constraint | Flex Down | Flexibility | Violation | 1 | 2025-10-29 10:15 | 16.176 | - | 10 | 10 | 0.25
Frame | System | Constraint | Flex Down | Flexibility | Violation | 1 | 2025-10-29 10:30 | 45.2263 | - | 10 | 10 | 0.25
Frame | System | Constraint | Flex Down | Flexibility | Violation | 1 | 2025-10-29 10:45 | 78.2766 | - | 10 | 10 | 0.25
Frame | System | Constraint | Flex Down | Flexibility | Violation | 1 | 2025-10-29 12:00 | 54.983 | - | 10 | 12 | 0.25
Frame | System | Constraint | Flex Down | Flexibility | Violation | 1 | 2025-10-29 12:15 | 45.3106 | - | 10 | 12 | 0.25
Frame | System | Constraint | Flex Down | Flexibility | Violation | 1 | 2025-10-29 12:30 | 34.6383 | - | 10 | 12 | 0.25
Frame | System | Constraint | Flex Down | Flexibility | Violation | 1 | 2025-10-29 12:45 | 34.9659 | - | 10 | 12 | 0.25
Frame | System | Constraint | Flex Down | Flexibility | Violation | 1 | 2025-10-29 13:30 | 2.7071 | - | 10 | 13 | 0.25
Frame | System | Constraint | Flex Down | Flexibility | Violation | 1 | 2025-10-29 13:45 | 39.7108 | - | 10 | 13 | 0.25
Frame | System | Constraint | Flex Down | Flexibility | Violation | 1 | 2025-10-30 10:45 | 33.6534 | - | 10 | 10 | 0.25
Frame | System | Constraint | Flex Down | Flexibility | Violation | 1 | 2025-10-30 11:45 | 15.4727 | - | 10 | 11 | 0.25
Frame | System | Constraint | Flex Down | Flexibility | Violation | 1 | 2025-10-30 12:15 | 29.6578 | - | 10 | 12 | 0.25
Frame | System | Constraint | Flex Down | Flexibility | Violation | 1 | 2025-10-30 12:30 | 63.886 | - | 10 | 12 | 0.25
Frame | System | Constraint | Flex Down | Flexibility | Violation | 1 | 2025-10-30 12:45 | 96.1141 | - | 10 | 12 | 0.25
Frame | System | Constraint | Flex Down | Flexibility | Violation | 1 | 2025-10-30 13:30 | 3.9794 | - | 10 | 13 | 0.25
Frame | System | Constraint | Flex Down | Flexibility | Violation | 1 | 2025-10-30 13:45 | 38.7011 | - | 10 | 13 | 0.25
Frame | System | Constraint | Flex Down | Flexibility | Violation | 1 | 2025-10-31 11:15 | 32.6229 | - | 10 | 11 | 0.25
Frame | System | Constraint | Flex Down | Flexibility | Violation | 1 | 2025-10-31 11:30 | 83.2866 | - | 10 | 11 | 0.25
Frame | System | Constraint | Flex Down | Flexibility | Violation | 1 | 2025-10-31 11:45 | 158.9504 | - | 10 | 11 | 0.25
Frame | System | Constraint | Flex Down | Flexibility | Violation | 1 | 2025-11-01 10:00 | 188.3721 | - | 11 | 10 | 0.25
Frame | System | Constraint | Flex Down | Flexibility | Violation | 1 | 2025-11-01 10:15 | 189.1061 | - | 11 | 10 | 0.25
Frame | System | Constraint | Flex Down | Flexibility | Violation | 1 | 2025-11-01 10:30 | 187.84 | - | 11 | 10 | 0.25
Frame | System | Constraint | Flex Down | Flexibility | Violation | 1 | 2025-11-01 10:45 | 197.574 | - | 11 | 10 | 0.25
Frame | System | Constraint | Flex Down | Flexibility | Violation | 1 | 2025-11-01 11:15 | 44.2785 | - | 11 | 11 | 0.25
Frame | System | Constraint | Flex Down | Flexibility | Violation | 1 | 2025-11-01 11:30 | 99.4279 | - | 11 | 11 | 0.25
Frame | System | Constraint | Flex Down | Flexibility | Violation | 1 | 2025-11-01 11:45 | 154.5773 | - | 11 | 11 | 0.25
Frame | System | Constraint | Flex Down | Flexibility | Violation | 1 | 2025-11-01 12:00 | 62.3794 | - | 11 | 12 | 0.25
Frame | System | Constraint | Flex Down | Flexibility | Violation | 1 | 2025-11-01 12:15 | 82.9186 | - | 11 | 12 | 0.25
Frame | System | Constraint | Flex Down | Flexibility | Violation | 1 | 2025-11-01 12:30 | 99.4578 | - | 11 | 12 | 0.25
Frame | System | Constraint | Flex Down | Flexibility | Violation | 1 | 2025-11-01 12:45 | 109.997 | - | 11 | 12 | 0.25
Frame | System | Constraint | Flex Down | Flexibility | Violation | 1 | 2025-11-04 01:00 | 137.6583 | - | 11 | 1 | 0.25
Frame | System | Constraint | Flex Down | Flexibility | Violation | 1 | 2025-11-04 01:15 | 59.477 | - | 11 | 1 | 0.25
Frame | System | Constraint | Flex Down | Flexibility | Violation | 1 | 2025-11-04 03:00 | 2.8768 | - | 11 | 3 | 0.25
Frame | System | Constraint | Flex Down | Flexibility | Violation | 1 | 2025-11-04 04:00 | 81.8262 | - | 11 | 4 | 0.25
Frame | System | Constraint | Flex Down | Flexibility | Violation | 1 | 2025-11-04 05:00 | 149.4315 | - | 11 | 5 | 0.25
Frame | System | Constraint | Flex Down | Flexibility | Violation | 1 | 2025-11-05 03:00 | 0.41074 | - | 11 | 3 | 0.25
Frame | System | Constraint | Flex Down | Flexibility | Violation | 1 | 2025-11-05 04:00 | 90.5817 | - | 11 | 4 | 0.25
Frame | System | Constraint | Flex Down | Flexibility | Violation | 1 | 2025-11-05 04:15 | 2.6578 | - | 11 | 4 | 0.25
Frame | System | Constraint | Flex Down | Flexibility | Violation | 1 | 2025-11-05 05:00 | 183.669 | - | 11 | 5 | 0.25
Frame | System | Constraint | Flex Down | Flexibility | Violation | 1 | 2025-11-05 05:15 | 53.5348 | - | 11 | 5 | 0.25
Frame | System | Constraint | Flex Down | Flexibility | Violation | 1 | 2025-11-07 02:00 | 21.699 | - | 11 | 2 | 0.25
Frame | System | Constraint | Flex Down | Flexibility | Violation | 1 | 2025-11-07 02:15 | 5.6789 | - | 11 | 2 | 0.25
Frame | System | Constraint | Flex Down | Flexibility | Violation | 1 | 2025-11-07 03:00 | 45.9302 | - | 11 | 3 | 0.25
Frame | System | Constraint | Flex Down | Flexibility | Violation | 1 | 2025-11-07 03:15 | 11.0555 | - | 11 | 3 | 0.25
Frame | System | Constraint | Flex Down | Flexibility | Violation | 1 | 2025-11-07 09:45 | 36.7075 | - | 11 | 9 | 0.25
Frame | System | Constraint | Flex Down | Flexibility | Violation | 1 | 2025-11-07 10:45 | 21.4185 | - | 11 | 10 | 0.25
Frame | System | Constraint | Flex Down | Flexibility | Violation | 1 | 2025-11-07 11:45 | 15.1378 | - | 11 | 11 | 0.25
Frame | System | Constraint | Flex Down | Flexibility | Violation | 1 | 2025-11-07 12:45 | 6.0035 | - | 11 | 12 | 0.25
Frame | System | Constraint | Flex Down | Flexibility | Violation | 1 | 2025-11-07 16:00 | 219.3788 | - | 11 | 16 | 0.25
Frame | System | Constraint | Flex Down | Flexibility | Violation | 1 | 2025-11-07 16:15 | 115.2313 | - | 11 | 16 | 0.25
Frame | System | Constraint | Flex Down | Flexibility | Violation | 1 | 2025-11-07 16:30 | 17.0838 | - | 11 | 16 | 0.25
Frame | System | Constraint | Flex Down | Flexibility | Violation | 1 | 2025-11-07 22:45 | 36.5496 | - | 11 | 22 | 0.25
Frame | System | Constraint | Flex Down | Flexibility | Violation | 1 | 2025-11-08 03:00 | 10.6334 | - | 11 | 3 | 0.25
Frame | System | Constraint | Flex Down | Flexibility | Violation | 1 | 2025-11-08 04:00 | 34.5752 | - | 11 | 4 | 0.25
Frame | System | Constraint | Flex Down | Flexibility | Violation | 1 | 2025-11-08 04:15 | 0.21493 | - | 11 | 4 | 0.25
Frame | System | Constraint | Flex Down | Flexibility | Violation | 1 | 2025-11-20 03:00 | 76.5352 | - | 11 | 3 | 0.25
Frame | System | Constraint | Flex Down | Flexibility | Violation | 1 | 2025-11-20 03:15 | 29.6479 | - | 11 | 3 | 0.25
Frame | System | Constraint | Flex Down | Flexibility | Violation | 1 | 2025-11-20 03:30 | 1.7606 | - | 11 | 3 | 0.25
Frame | System | Constraint | Flex Down | Flexibility | Violation | 1 | 2025-11-20 04:00 | 83.6344 | - | 11 | 4 | 0.25
Frame | System | Constraint | Flex Down | Flexibility | Violation | 1 | 2025-11-20 05:00 | 299.4068 | - | 11 | 5 | 0.25
Frame | System | Constraint | Flex Down | Flexibility | Violation | 1 | 2025-11-20 05:15 | 198.1399 | - | 11 | 5 | 0.25
Frame | System | Constraint | Flex Down | Flexibility | Violation | 1 | 2025-11-20 05:30 | 45.3078 | - | 11 | 5 | 0.25
Frame | System | Constraint | Flex Down | Flexibility | Violation | 1 | 2025-11-29 02:00 | 17.9542 | - | 11 | 2 | 0.25
Frame | System | Constraint | Flex Down | Flexibility | Violation | 1 | 2025-11-29 02:15 | 46.9125 | - | 11 | 2 | 0.25
Frame | System | Constraint | Flex Down | Flexibility | Violation | 1 | 2025-11-29 02:30 | 20.8707 | - | 11 | 2 | 0.25
Frame | System | Constraint | Flex Down | Flexibility | Violation | 1 | 2025-11-30 23:30 | 9.4832 | - | 11 | 23 | 0.25
Frame | System | Constraint | Flex Down | Flexibility | Violation | 1 | 2025-12-01 02:00 | 156.7943 | - | 12 | 2 | 0.25
Frame | System | Constraint | Flex Down | Flexibility | Violation | 1 | 2025-12-01 02:15 | 90.8043 | - | 12 | 2 | 0.25
Frame | System | Constraint | Flex Down | Flexibility | Violation | 1 | 2025-12-01 02:30 | 17.8142 | - | 12 | 2 | 0.25
Frame | System | Constraint | Flex Down | Flexibility | Violation | 1 | 2025-12-03 14:15 | 121.976 | - | 12 | 14 | 0.25
Frame | System | Constraint | Flex Down | Flexibility | Violation | 1 | 2025-12-04 16:00 | 68.5212 | - | 12 | 16 | 0.25
Frame | System | Constraint | Flex Down | Flexibility | Violation | 1 | 2025-12-11 02:00 | 158.2244 | - | 12 | 2 | 0.25
Frame | System | Constraint | Flex Down | Flexibility | Violation | 1 | 2025-12-11 02:15 | 97.0402 | - | 12 | 2 | 0.25
Frame | System | Constraint | Flex Down | Flexibility | Violation | 1 | 2025-12-11 02:30 | 36.8559 | - | 12 | 2 | 0.25
Frame | System | Constraint | Flex Down | Flexibility | Violation | 1 | 2025-12-12 14:00 | 4.3308 | - | 12 | 14 | 0.25
Frame | System | Constraint | Flex Down | Flexibility | Violation | 1 | 2025-12-12 15:00 | 61.093 | - | 12 | 15 | 0.25
Frame | System | Constraint | Flex Down | Flexibility | Violation | 1 | 2025-12-12 15:15 | 0.95903 | - | 12 | 15 | 0.25
Frame | System | Constraint | Flex Down | Flexibility | Violation | 1 | 2025-12-15 03:00 | 36.2431 | - | 12 | 3 | 0.25
Frame | System | Constraint | Flex Down | Flexibility | Violation | 1 | 2025-12-15 03:15 | 11.3059 | - | 12 | 3 | 0.25
Frame | System | Constraint | Flex Down | Flexibility | Violation | 1 | 2025-12-15 04:00 | 143.8267 | - | 12 | 4 | 0.25
Frame | System | Constraint | Flex Down | Flexibility | Violation | 1 | 2025-12-15 04:15 | 61.7046 | - | 12 | 4 | 0.25
Frame | System | Constraint | Flex Down | Flexibility | Violation | 1 | 2025-12-15 05:00 | 284.5791 | - | 12 | 5 | 0.25
Frame | System | Constraint | Flex Down | Flexibility | Violation | 1 | 2025-12-15 05:15 | 106.5897 | - | 12 | 5 | 0.25
Frame | System | Constraint | Flex Down | Flexibility | Violation | 1 | 2025-12-16 01:00 | 50.9327 | - | 12 | 1 | 0.25
Frame | System | Constraint | Flex Down | Flexibility | Violation | 1 | 2025-12-16 04:00 | 46.2766 | - | 12 | 4 | 0.25
Frame | System | Constraint | Flex Down | Flexibility | Violation | 1 | 2025-12-16 05:00 | 171.9016 | - | 12 | 5 | 0.25
Frame | System | Constraint | Flex Down | Flexibility | Violation | 1 | 2025-12-17 05:00 | 70.4442 | - | 12 | 5 | 0.25
Frame | System | Constraint | Flex Down | Flexibility | Violation | 1 | 2025-12-18 04:00 | 84.2378 | - | 12 | 4 | 0.25
Frame | System | Constraint | Flex Down | Flexibility | Violation | 1 | 2025-12-18 04:15 | 11.1653 | - | 12 | 4 | 0.25
Frame | System | Constraint | Flex Down | Flexibility | Violation | 1 | 2025-12-18 05:00 | 106.2608 | - | 12 | 5 | 0.25
Frame | System | Constraint | Flex Down | Flexibility | Violation | 1 | 2025-12-18 21:45 | 78.7916 | - | 12 | 21 | 0.25
Frame | System | Constraint | Flex Down | Flexibility | Violation | 1 | 2025-12-19 04:00 | 82.6297 | - | 12 | 4 | 0.25
Frame | System | Constraint | Flex Down | Flexibility | Violation | 1 | 2025-12-19 04:15 | 47.1304 | - | 12 | 4 | 0.25
Frame | System | Constraint | Flex Down | Flexibility | Violation | 1 | 2025-12-19 04:30 | 0.63103 | - | 12 | 4 | 0.25
Frame | System | Constraint | Flex Down | Flexibility | Violation | 1 | 2025-12-19 06:00 | 149.5577 | - | 12 | 6 | 0.25
Frame | System | Constraint | Flex Down | Flexibility | Violation | 1 | 2025-12-19 06:15 | 31.7166 | - | 12 | 6 | 0.25
Frame | System | Constraint | Flex Down | Flexibility | Violation | 1 | 2025-12-21 15:00 | 145.9723 | - | 12 | 15 | 0.25
Frame | System | Constraint | Flex Down | Flexibility | Violation | 1 | 2025-12-22 04:00 | 194.7338 | - | 12 | 4 | 0.25
Frame | System | Constraint | Flex Down | Flexibility | Violation | 1 | 2025-12-22 04:15 | 86.5118 | - | 12 | 4 | 0.25
Frame | System | Constraint | Flex Down | Flexibility | Violation | 1 | 2025-12-22 06:00 | 77.9974 | - | 12 | 6 | 0.25
Frame | System | Constraint | Flex Down | Flexibility | Violation | 1 | 2025-12-23 05:00 | 164.9491 | - | 12 | 5 | 0.25
Frame | System | Constraint | Flex Down | Flexibility | Violation | 1 | 2025-12-23 05:15 | 5.7539 | - | 12 | 5 | 0.25
Frame | System | Constraint | Flex Down | Flexibility | Violation | 1 | 2025-12-27 08:00 | 116.7259 | - | 12 | 8 | 0.25
Frame | System | Constraint | Flex Down | Flexibility | Violation | 1 | 2025-12-27 08:15 | 13.8297 | - | 12 | 8 | 0.25
Frame | System | Constraint | Flex Up | Flexibility | Violation | 1 | 2025-01-01 06:45 | 15.4441 | - | 1 | 6 | 0.25
Frame | System | Constraint | Flex Up | Flexibility | Violation | 1 | 2025-01-01 07:15 | 70.0483 | - | 1 | 7 | 0.25
Frame | System | Constraint | Flex Up | Flexibility | Violation | 1 | 2025-01-01 07:45 | 44.218 | - | 1 | 7 | 0.25
Frame | System | Constraint | Flex Up | Flexibility | Violation | 1 | 2025-01-01 08:00 | 49.2108 | - | 1 | 8 | 0.25
Frame | System | Constraint | Flex Up | Flexibility | Violation | 1 | 2025-01-01 08:15 | 7.1551 | - | 1 | 8 | 0.25
Frame | System | Constraint | Flex Up | Flexibility | Violation | 1 | 2025-01-01 10:45 | 26.2532 | - | 1 | 10 | 0.25
Frame | System | Constraint | Flex Up | Flexibility | Violation | 1 | 2025-01-01 11:00 | 38.0209 | - | 1 | 11 | 0.25
Frame | System | Constraint | Flex Up | Flexibility | Violation | 1 | 2025-01-01 11:15 | 56.6886 | - | 1 | 11 | 0.25
Frame | System | Constraint | Flex Up | Flexibility | Violation | 1 | 2025-01-01 11:30 | 39.3562 | - | 1 | 11 | 0.25
Frame | System | Constraint | Flex Up | Flexibility | Violation | 1 | 2025-01-01 11:45 | 56.0239 | - | 1 | 11 | 0.25
Frame | System | Constraint | Flex Up | Flexibility | Violation | 1 | 2025-01-01 12:00 | 14.4329 | - | 1 | 12 | 0.25
Frame | System | Constraint | Flex Up | Flexibility | Violation | 1 | 2025-01-01 19:00 | 4.4993 | - | 1 | 19 | 0.25
Frame | System | Constraint | Flex Up | Flexibility | Violation | 1 | 2025-01-01 20:00 | 4.0968 | - | 1 | 20 | 0.25
Frame | System | Constraint | Flex Up | Flexibility | Violation | 1 | 2025-01-01 21:00 | 29.1211 | - | 1 | 21 | 0.25
Frame | System | Constraint | Flex Up | Flexibility | Violation | 1 | 2025-01-02 19:00 | 18.5432 | - | 1 | 19 | 0.25
Frame | System | Constraint | Flex Up | Flexibility | Violation | 1 | 2025-01-03 07:45 | 55.6746 | - | 1 | 7 | 0.25
Frame | System | Constraint | Flex Up | Flexibility | Violation | 1 | 2025-01-03 19:00 | 3.4667 | - | 1 | 19 | 0.25
Frame | System | Constraint | Flex Up | Flexibility | Violation | 1 | 2025-01-05 07:45 | 18.5234 | - | 1 | 7 | 0.25
Frame | System | Constraint | Flex Up | Flexibility | Violation | 1 | 2025-01-05 19:00 | 53.1057 | - | 1 | 19 | 0.25
Frame | System | Constraint | Flex Up | Flexibility | Violation | 1 | 2025-01-06 06:45 | 34.0243 | - | 1 | 6 | 0.25
Frame | System | Constraint | Flex Up | Flexibility | Violation | 1 | 2025-01-06 11:00 | 9.5059 | - | 1 | 11 | 0.25
Frame | System | Constraint | Flex Up | Flexibility | Violation | 1 | 2025-01-07 07:30 | 10.9469 | - | 1 | 7 | 0.25
Frame | System | Constraint | Flex Up | Flexibility | Violation | 1 | 2025-01-08 08:15 | 9.5298 | - | 1 | 8 | 0.25
Frame | System | Constraint | Flex Up | Flexibility | Violation | 1 | 2025-01-08 19:15 | 8.5413 | - | 1 | 19 | 0.25
Frame | System | Constraint | Flex Up | Flexibility | Violation | 1 | 2025-01-09 17:45 | 4.4756 | - | 1 | 17 | 0.25
Frame | System | Constraint | Flex Up | Flexibility | Violation | 1 | 2025-01-09 20:00 | 46.9004 | - | 1 | 20 | 0.25
Frame | System | Constraint | Flex Up | Flexibility | Violation | 1 | 2025-01-10 13:00 | 6.6549 | - | 1 | 13 | 0.25
Frame | System | Constraint | Flex Up | Flexibility | Violation | 1 | 2025-01-10 14:00 | 0.013425 | - | 1 | 14 | 0.25
Frame | System | Constraint | Flex Up | Flexibility | Violation | 1 | 2025-01-10 14:15 | 2.8498 | - | 1 | 14 | 0.25
Frame | System | Constraint | Flex Up | Flexibility | Violation | 1 | 2025-01-10 21:15 | 2.3348 | - | 1 | 21 | 0.25
Frame | System | Constraint | Flex Up | Flexibility | Violation | 1 | 2025-01-11 07:45 | 33.041 | - | 1 | 7 | 0.25
Frame | System | Constraint | Flex Up | Flexibility | Violation | 1 | 2025-01-11 16:45 | 5.9847 | - | 1 | 16 | 0.25
Frame | System | Constraint | Flex Up | Flexibility | Violation | 1 | 2025-01-11 22:00 | 28.7553 | - | 1 | 22 | 0.25
Frame | System | Constraint | Flex Up | Flexibility | Violation | 1 | 2025-01-11 22:15 | 25.6783 | - | 1 | 22 | 0.25
Frame | System | Constraint | Flex Up | Flexibility | Violation | 1 | 2025-01-11 22:30 | 21.6014 | - | 1 | 22 | 0.25
Frame | System | Constraint | Flex Up | Flexibility | Violation | 1 | 2025-01-12 06:30 | 8.5795 | - | 1 | 6 | 0.25
Frame | System | Constraint | Flex Up | Flexibility | Violation | 1 | 2025-01-12 07:30 | 5.3687 | - | 1 | 7 | 0.25
Frame | System | Constraint | Flex Up | Flexibility | Violation | 1 | 2025-01-12 07:45 | 96.681 | - | 1 | 7 | 0.25
Frame | System | Constraint | Flex Up | Flexibility | Violation | 1 | 2025-01-12 16:00 | 6.3003 | - | 1 | 16 | 0.25
Frame | System | Constraint | Flex Up | Flexibility | Violation | 1 | 2025-01-12 16:15 | 22.741 | - | 1 | 16 | 0.25
Frame | System | Constraint | Flex Up | Flexibility | Violation | 1 | 2025-01-12 16:45 | 84.6225 | - | 1 | 16 | 0.25
Frame | System | Constraint | Flex Up | Flexibility | Violation | 1 | 2025-01-12 17:15 | 65.2456 | - | 1 | 17 | 0.25
Frame | System | Constraint | Flex Up | Flexibility | Violation | 1 | 2025-01-12 17:45 | 25.984 | - | 1 | 17 | 0.25
Frame | System | Constraint | Flex Up | Flexibility | Violation | 1 | 2025-01-12 19:30 | 20.2218 | - | 1 | 19 | 0.25
Frame | System | Constraint | Flex Up | Flexibility | Violation | 1 | 2025-01-12 19:45 | 58.7153 | - | 1 | 19 | 0.25
Frame | System | Constraint | Flex Up | Flexibility | Violation | 1 | 2025-01-12 21:00 | 3.6005 | - | 1 | 21 | 0.25
Frame | System | Constraint | Flex Up | Flexibility | Violation | 1 | 2025-01-13 11:15 | 2.4742 | - | 1 | 11 | 0.25
Frame | System | Constraint | Flex Up | Flexibility | Violation | 1 | 2025-01-14 07:00 | 3.5316 | - | 1 | 7 | 0.25
Frame | System | Constraint | Flex Up | Flexibility | Violation | 1 | 2025-01-14 08:45 | 1.2112 | - | 1 | 8 | 0.25
Frame | System | Constraint | Flex Up | Flexibility | Violation | 1 | 2025-01-14 17:45 | 4.2535 | - | 1 | 17 | 0.25
Frame | System | Constraint | Flex Up | Flexibility | Violation | 1 | 2025-01-14 20:00 | 22.4204 | - | 1 | 20 | 0.25
Frame | System | Constraint | Flex Up | Flexibility | Violation | 1 | 2025-01-15 06:45 | 28.9549 | - | 1 | 6 | 0.25
Frame | System | Constraint | Flex Up | Flexibility | Violation | 1 | 2025-01-15 07:15 | 6.8763 | - | 1 | 7 | 0.25
Frame | System | Constraint | Flex Up | Flexibility | Violation | 1 | 2025-01-15 07:30 | 0.57743 | - | 1 | 7 | 0.25
Frame | System | Constraint | Flex Up | Flexibility | Violation | 1 | 2025-01-15 21:15 | 6.2392 | - | 1 | 21 | 0.25
Frame | System | Constraint | Flex Up | Flexibility | Violation | 1 | 2025-01-16 08:00 | 122.1985 | - | 1 | 8 | 0.25
Frame | System | Constraint | Flex Up | Flexibility | Violation | 1 | 2025-01-16 08:15 | 19.6021 | - | 1 | 8 | 0.25
Frame | System | Constraint | Flex Up | Flexibility | Violation | 1 | 2025-01-16 21:00 | 28.164 | - | 1 | 21 | 0.25
Frame | System | Constraint | Flex Up | Flexibility | Violation | 1 | 2025-01-17 08:00 | 40.4213 | - | 1 | 8 | 0.25
Frame | System | Constraint | Flex Up | Flexibility | Violation | 1 | 2025-01-17 10:00 | 1.227 | - | 1 | 10 | 0.25
Frame | System | Constraint | Flex Up | Flexibility | Violation | 1 | 2025-01-17 19:00 | 28.9425 | - | 1 | 19 | 0.25
Frame | System | Constraint | Flex Up | Flexibility | Violation | 1 | 2025-01-18 07:45 | 3.5105 | - | 1 | 7 | 0.25
Frame | System | Constraint | Flex Up | Flexibility | Violation | 1 | 2025-01-18 14:00 | 8.4899 | - | 1 | 14 | 0.25
Frame | System | Constraint | Flex Up | Flexibility | Violation | 1 | 2025-01-18 20:00 | 3.6905 | - | 1 | 20 | 0.25
Frame | System | Constraint | Flex Up | Flexibility | Violation | 1 | 2025-01-19 07:30 | 1.6568 | - | 1 | 7 | 0.25
Frame | System | Constraint | Flex Up | Flexibility | Violation | 1 | 2025-01-19 07:45 | 73.8708 | - | 1 | 7 | 0.25
Frame | System | Constraint | Flex Up | Flexibility | Violation | 1 | 2025-01-20 22:00 | 1.8469 | - | 1 | 22 | 0.25
Frame | System | Constraint | Flex Up | Flexibility | Violation | 1 | 2025-01-21 06:45 | 0.45988 | - | 1 | 6 | 0.25
Frame | System | Constraint | Flex Up | Flexibility | Violation | 1 | 2025-01-22 01:00 | 17.2327 | - | 1 | 1 | 0.25
Frame | System | Constraint | Flex Up | Flexibility | Violation | 1 | 2025-01-22 21:00 | 42.8886 | - | 1 | 21 | 0.25
Frame | System | Constraint | Flex Up | Flexibility | Violation | 1 | 2025-01-23 20:45 | 0.87965 | - | 1 | 20 | 0.25
Frame | System | Constraint | Flex Up | Flexibility | Violation | 1 | 2025-01-24 06:45 | 52.2285 | - | 1 | 6 | 0.25
Frame | System | Constraint | Flex Up | Flexibility | Violation | 1 | 2025-01-26 21:00 | 35.3191 | - | 1 | 21 | 0.25
Frame | System | Constraint | Flex Up | Flexibility | Violation | 1 | 2025-01-26 22:15 | 0.66936 | - | 1 | 22 | 0.25
Frame | System | Constraint | Flex Up | Flexibility | Violation | 1 | 2025-01-27 19:30 | 9.0637 | - | 1 | 19 | 0.25
Frame | System | Constraint | Flex Up | Flexibility | Violation | 1 | 2025-01-28 08:45 | 7.5985 | - | 1 | 8 | 0.25
Frame | System | Constraint | Flex Up | Flexibility | Violation | 1 | 2025-01-28 19:00 | 48.9729 | - | 1 | 19 | 0.25
Frame | System | Constraint | Flex Up | Flexibility | Violation | 1 | 2025-01-28 19:15 | 2.3649 | - | 1 | 19 | 0.25
Frame | System | Constraint | Flex Up | Flexibility | Violation | 1 | 2025-01-28 21:15 | 3.4845 | - | 1 | 21 | 0.25
Frame | System | Constraint | Flex Up | Flexibility | Violation | 1 | 2025-01-29 07:45 | 0.75013 | - | 1 | 7 | 0.25
Frame | System | Constraint | Flex Up | Flexibility | Violation | 1 | 2025-01-29 11:15 | 0.4214 | - | 1 | 11 | 0.25
Frame | System | Constraint | Flex Up | Flexibility | Violation | 1 | 2025-01-30 09:45 | 20.5344 | - | 1 | 9 | 0.25
Frame | System | Constraint | Flex Up | Flexibility | Violation | 1 | 2025-01-31 17:00 | 10.5227 | - | 1 | 17 | 0.25
Frame | System | Constraint | Flex Up | Flexibility | Violation | 1 | 2025-01-31 17:15 | 37.6142 | - | 1 | 17 | 0.25
Frame | System | Constraint | Flex Up | Flexibility | Violation | 1 | 2025-01-31 18:00 | 8.589 | - | 1 | 18 | 0.25
Frame | System | Constraint | Flex Up | Flexibility | Violation | 1 | 2025-01-31 19:00 | 3.9443 | - | 1 | 19 | 0.25
Frame | System | Constraint | Flex Up | Flexibility | Violation | 1 | 2025-01-31 19:45 | 2.6326 | - | 1 | 19 | 0.25
Frame | System | Constraint | Flex Up | Flexibility | Violation | 1 | 2025-02-01 21:15 | 0.67344 | - | 2 | 21 | 0.25
Frame | System | Constraint | Flex Up | Flexibility | Violation | 1 | 2025-02-02 07:30 | 12.9247 | - | 2 | 7 | 0.25
Frame | System | Constraint | Flex Up | Flexibility | Violation | 1 | 2025-02-02 21:00 | 0.36727 | - | 2 | 21 | 0.25
Frame | System | Constraint | Flex Up | Flexibility | Violation | 1 | 2025-02-03 13:15 | 7.4783 | - | 2 | 13 | 0.25
Frame | System | Constraint | Flex Up | Flexibility | Violation | 1 | 2025-02-03 17:45 | 12.0142 | - | 2 | 17 | 0.25
Frame | System | Constraint | Flex Up | Flexibility | Violation | 1 | 2025-02-03 20:00 | 19.6858 | - | 2 | 20 | 0.25
Frame | System | Constraint | Flex Up | Flexibility | Violation | 1 | 2025-02-04 01:30 | 2.688 | - | 2 | 1 | 0.25
Frame | System | Constraint | Flex Up | Flexibility | Violation | 1 | 2025-02-04 22:00 | 70.1037 | - | 2 | 22 | 0.25
Frame | System | Constraint | Flex Up | Flexibility | Violation | 1 | 2025-02-05 08:00 | 9.7351 | - | 2 | 8 | 0.25
Frame | System | Constraint | Flex Up | Flexibility | Violation | 1 | 2025-02-05 17:45 | 51.7795 | - | 2 | 17 | 0.25
Frame | System | Constraint | Flex Up | Flexibility | Violation | 1 | 2025-02-05 21:30 | 5.5163 | - | 2 | 21 | 0.25
Frame | System | Constraint | Flex Up | Flexibility | Violation | 1 | 2025-02-06 06:15 | 39.2985 | - | 2 | 6 | 0.25
Frame | System | Constraint | Flex Up | Flexibility | Violation | 1 | 2025-02-06 17:00 | 0.85393 | - | 2 | 17 | 0.25
Frame | System | Constraint | Flex Up | Flexibility | Violation | 1 | 2025-02-06 21:00 | 49.3272 | - | 2 | 21 | 0.25
Frame | System | Constraint | Flex Up | Flexibility | Violation | 1 | 2025-02-07 17:00 | 3.3926 | - | 2 | 17 | 0.25
Frame | System | Constraint | Flex Up | Flexibility | Violation | 1 | 2025-02-07 17:45 | 3.7206 | - | 2 | 17 | 0.25
Frame | System | Constraint | Flex Up | Flexibility | Violation | 1 | 2025-02-07 20:00 | 15.7297 | - | 2 | 20 | 0.25
Frame | System | Constraint | Flex Up | Flexibility | Violation | 1 | 2025-02-07 22:30 | 0.14878 | - | 2 | 22 | 0.25
Frame | System | Constraint | Flex Up | Flexibility | Violation | 1 | 2025-02-08 17:45 | 22.4147 | - | 2 | 17 | 0.25
Frame | System | Constraint | Flex Up | Flexibility | Violation | 1 | 2025-02-09 06:45 | 86.2979 | - | 2 | 6 | 0.25
Frame | System | Constraint | Flex Up | Flexibility | Violation | 1 | 2025-02-09 16:00 | 30.6342 | - | 2 | 16 | 0.25
Frame | System | Constraint | Flex Up | Flexibility | Violation | 1 | 2025-02-09 16:15 | 46.129 | - | 2 | 16 | 0.25
Frame | System | Constraint | Flex Up | Flexibility | Violation | 1 | 2025-02-10 07:15 | 9.447 | - | 2 | 7 | 0.25
Frame | System | Constraint | Flex Up | Flexibility | Violation | 1 | 2025-02-10 12:30 | 25.3614 | - | 2 | 12 | 0.25
Frame | System | Constraint | Flex Up | Flexibility | Violation | 1 | 2025-02-10 13:00 | 0.63724 | - | 2 | 13 | 0.25
Frame | System | Constraint | Flex Up | Flexibility | Violation | 1 | 2025-02-10 14:45 | 2.9555 | - | 2 | 14 | 0.25
Frame | System | Constraint | Flex Up | Flexibility | Violation | 1 | 2025-02-10 19:00 | 10.831 | - | 2 | 19 | 0.25
Frame | System | Constraint | Flex Up | Flexibility | Violation | 1 | 2025-02-11 17:00 | 2.6586 | - | 2 | 17 | 0.25
Frame | System | Constraint | Flex Up | Flexibility | Violation | 1 | 2025-02-11 21:00 | 45.2091 | - | 2 | 21 | 0.25
Frame | System | Constraint | Flex Up | Flexibility | Violation | 1 | 2025-02-12 06:00 | 0.53885 | - | 2 | 6 | 0.25
Frame | System | Constraint | Flex Up | Flexibility | Violation | 1 | 2025-02-12 11:15 | 10.1361 | - | 2 | 11 | 0.25
Frame | System | Constraint | Flex Up | Flexibility | Violation | 1 | 2025-02-12 20:15 | 5.264 | - | 2 | 20 | 0.25
Frame | System | Constraint | Flex Up | Flexibility | Violation | 1 | 2025-02-12 22:00 | 78.9608 | - | 2 | 22 | 0.25
Frame | System | Constraint | Flex Up | Flexibility | Violation | 1 | 2025-02-13 07:45 | 0.76927 | - | 2 | 7 | 0.25
Frame | System | Constraint | Flex Up | Flexibility | Violation | 1 | 2025-02-13 09:30 | 12.404 | - | 2 | 9 | 0.25
Frame | System | Constraint | Flex Up | Flexibility | Violation | 1 | 2025-02-13 09:45 | 1.685 | - | 2 | 9 | 0.25
Frame | System | Constraint | Flex Up | Flexibility | Violation | 1 | 2025-02-13 16:45 | 8.6743 | - | 2 | 16 | 0.25
Frame | System | Constraint | Flex Up | Flexibility | Violation | 1 | 2025-02-13 19:45 | 12.0877 | - | 2 | 19 | 0.25
Frame | System | Constraint | Flex Up | Flexibility | Violation | 1 | 2025-02-13 23:00 | 10.8214 | - | 2 | 23 | 0.25
Frame | System | Constraint | Flex Up | Flexibility | Violation | 1 | 2025-02-14 17:45 | 69.5722 | - | 2 | 17 | 0.25
Frame | System | Constraint | Flex Up | Flexibility | Violation | 1 | 2025-02-15 05:45 | 10.6216 | - | 2 | 5 | 0.25
Frame | System | Constraint | Flex Up | Flexibility | Violation | 1 | 2025-02-15 06:15 | 2.2218 | - | 2 | 6 | 0.25
Frame | System | Constraint | Flex Up | Flexibility | Violation | 1 | 2025-02-15 14:15 | 15.2004 | - | 2 | 14 | 0.25
Frame | System | Constraint | Flex Up | Flexibility | Violation | 1 | 2025-02-15 14:45 | 4.7371 | - | 2 | 14 | 0.25
Frame | System | Constraint | Flex Up | Flexibility | Violation | 1 | 2025-02-15 20:30 | 7.2086 | - | 2 | 20 | 0.25
Frame | System | Constraint | Flex Up | Flexibility | Violation | 1 | 2025-02-17 06:45 | 54.8356 | - | 2 | 6 | 0.25
Frame | System | Constraint | Flex Up | Flexibility | Violation | 1 | 2025-02-17 07:45 | 21.6355 | - | 2 | 7 | 0.25
Frame | System | Constraint | Flex Up | Flexibility | Violation | 1 | 2025-02-17 08:15 | 21.632 | - | 2 | 8 | 0.25
Frame | System | Constraint | Flex Up | Flexibility | Violation | 1 | 2025-02-17 09:30 | 8.2394 | - | 2 | 9 | 0.25
Frame | System | Constraint | Flex Up | Flexibility | Violation | 1 | 2025-02-18 06:45 | 77.0307 | - | 2 | 6 | 0.25
Frame | System | Constraint | Flex Up | Flexibility | Violation | 1 | 2025-02-19 20:30 | 0.15979 | - | 2 | 20 | 0.25
Frame | System | Constraint | Flex Up | Flexibility | Violation | 1 | 2025-02-19 22:30 | 0.25361 | - | 2 | 22 | 0.25
Frame | System | Constraint | Flex Up | Flexibility | Violation | 1 | 2025-02-21 09:00 | 2.1123 | - | 2 | 9 | 0.25
Frame | System | Constraint | Flex Up | Flexibility | Violation | 1 | 2025-02-21 14:00 | 1.7503 | - | 2 | 14 | 0.25
Frame | System | Constraint | Flex Up | Flexibility | Violation | 1 | 2025-02-23 17:45 | 9.1434 | - | 2 | 17 | 0.25
Frame | System | Constraint | Flex Up | Flexibility | Violation | 1 | 2025-02-23 18:45 | 6.417 | - | 2 | 18 | 0.25
Frame | System | Constraint | Flex Up | Flexibility | Violation | 1 | 2025-02-23 19:30 | 1.8127 | - | 2 | 19 | 0.25
Frame | System | Constraint | Flex Up | Flexibility | Violation | 1 | 2025-02-23 20:30 | 1.5817 | - | 2 | 20 | 0.25
Frame | System | Constraint | Flex Up | Flexibility | Violation | 1 | 2025-02-24 07:30 | 1.0478 | - | 2 | 7 | 0.25
Frame | System | Constraint | Flex Up | Flexibility | Violation | 1 | 2025-02-25 08:00 | 69.3423 | - | 2 | 8 | 0.25
Frame | System | Constraint | Flex Up | Flexibility | Violation | 1 | 2025-02-26 06:45 | 84.41 | - | 2 | 6 | 0.25
Frame | System | Constraint | Flex Up | Flexibility | Violation | 1 | 2025-02-27 07:15 | 7.8408 | - | 2 | 7 | 0.25
Frame | System | Constraint | Flex Up | Flexibility | Violation | 1 | 2025-02-27 21:15 | 0.015758 | - | 2 | 21 | 0.25
Frame | System | Constraint | Flex Up | Flexibility | Violation | 1 | 2025-02-28 06:45 | 40.3063 | - | 2 | 6 | 0.25
Frame | System | Constraint | Flex Up | Flexibility | Violation | 1 | 2025-02-28 08:15 | 4.3432 | - | 2 | 8 | 0.25
Frame | System | Constraint | Flex Up | Flexibility | Violation | 1 | 2025-02-28 08:30 | 10.6905 | - | 2 | 8 | 0.25
Frame | System | Constraint | Flex Up | Flexibility | Violation | 1 | 2025-02-28 09:15 | 0.48957 | - | 2 | 9 | 0.25
Frame | System | Constraint | Flex Up | Flexibility | Violation | 1 | 2025-02-28 18:30 | 3.7573 | - | 2 | 18 | 0.25
Frame | System | Constraint | Flex Up | Flexibility | Violation | 1 | 2025-02-28 20:00 | 76.1498 | - | 2 | 20 | 0.25
Frame | System | Constraint | Flex Up | Flexibility | Violation | 1 | 2025-02-28 20:15 | 38.4385 | - | 2 | 20 | 0.25
Frame | System | Constraint | Flex Up | Flexibility | Violation | 1 | 2025-02-28 20:30 | 14.7271 | - | 2 | 20 | 0.25
Frame | System | Constraint | Flex Up | Flexibility | Violation | 1 | 2025-03-01 16:30 | 11.0516 | - | 3 | 16 | 0.25
Frame | System | Constraint | Flex Up | Flexibility | Violation | 1 | 2025-03-01 17:45 | 4.3851 | - | 3 | 17 | 0.25
Frame | System | Constraint | Flex Up | Flexibility | Violation | 1 | 2025-03-02 07:45 | 14.1909 | - | 3 | 7 | 0.25
Frame | System | Constraint | Flex Up | Flexibility | Violation | 1 | 2025-03-02 16:45 | 3.2486 | - | 3 | 16 | 0.25
Frame | System | Constraint | Flex Up | Flexibility | Violation | 1 | 2025-03-03 18:30 | 40.0335 | - | 3 | 18 | 0.25
Frame | System | Constraint | Flex Up | Flexibility | Violation | 1 | 2025-03-03 19:00 | 118.0596 | - | 3 | 19 | 0.25
Frame | System | Constraint | Flex Up | Flexibility | Violation | 1 | 2025-03-03 19:15 | 16.1215 | - | 3 | 19 | 0.25
Frame | System | Constraint | Flex Up | Flexibility | Violation | 1 | 2025-03-03 20:45 | 19.8448 | - | 3 | 20 | 0.25
Frame | System | Constraint | Flex Up | Flexibility | Violation | 1 | 2025-03-03 21:00 | 0.9424 | - | 3 | 21 | 0.25
Frame | System | Constraint | Flex Up | Flexibility | Violation | 1 | 2025-03-03 21:15 | 3.8638 | - | 3 | 21 | 0.25
Frame | System | Constraint | Flex Up | Flexibility | Violation | 1 | 2025-03-03 21:30 | 25.7852 | - | 3 | 21 | 0.25
Frame | System | Constraint | Flex Up | Flexibility | Violation | 1 | 2025-03-03 22:45 | 9.2748 | - | 3 | 22 | 0.25
Frame | System | Constraint | Flex Up | Flexibility | Violation | 1 | 2025-03-04 06:45 | 46.7776 | - | 3 | 6 | 0.25
Frame | System | Constraint | Flex Up | Flexibility | Violation | 1 | 2025-03-04 17:00 | 1.0671 | - | 3 | 17 | 0.25
Frame | System | Constraint | Flex Up | Flexibility | Violation | 1 | 2025-03-04 17:15 | 1.0803 | - | 3 | 17 | 0.25
Frame | System | Constraint | Flex Up | Flexibility | Violation | 1 | 2025-03-04 21:00 | 42.8098 | - | 3 | 21 | 0.25
Frame | System | Constraint | Flex Up | Flexibility | Violation | 1 | 2025-03-05 07:15 | 5.6089 | - | 3 | 7 | 0.25
Frame | System | Constraint | Flex Up | Flexibility | Violation | 1 | 2025-03-05 07:30 | 18.5396 | - | 3 | 7 | 0.25
Frame | System | Constraint | Flex Up | Flexibility | Violation | 1 | 2025-03-05 08:15 | 4.3819 | - | 3 | 8 | 0.25
Frame | System | Constraint | Flex Up | Flexibility | Violation | 1 | 2025-03-05 08:30 | 10.6477 | - | 3 | 8 | 0.25
Frame | System | Constraint | Flex Up | Flexibility | Violation | 1 | 2025-03-05 08:45 | 2.9135 | - | 3 | 8 | 0.25
Frame | System | Constraint | Flex Up | Flexibility | Violation | 1 | 2025-03-05 17:15 | 47.1831 | - | 3 | 17 | 0.25
Frame | System | Constraint | Flex Up | Flexibility | Violation | 1 | 2025-03-05 17:30 | 66.927 | - | 3 | 17 | 0.25
Frame | System | Constraint | Flex Up | Flexibility | Violation | 1 | 2025-03-05 17:45 | 89.6708 | - | 3 | 17 | 0.25
Frame | System | Constraint | Flex Up | Flexibility | Violation | 1 | 2025-03-05 18:00 | 56.8002 | - | 3 | 18 | 0.25
Frame | System | Constraint | Flex Up | Flexibility | Violation | 1 | 2025-03-05 18:15 | 24.898 | - | 3 | 18 | 0.25
Frame | System | Constraint | Flex Up | Flexibility | Violation | 1 | 2025-03-05 22:00 | 47.7273 | - | 3 | 22 | 0.25
Frame | System | Constraint | Flex Up | Flexibility | Violation | 1 | 2025-03-06 05:45 | 18.6643 | - | 3 | 5 | 0.25
Frame | System | Constraint | Flex Up | Flexibility | Violation | 1 | 2025-03-06 06:45 | 38.9196 | - | 3 | 6 | 0.25
Frame | System | Constraint | Flex Up | Flexibility | Violation | 1 | 2025-03-06 09:15 | 16.7826 | - | 3 | 9 | 0.25
Frame | System | Constraint | Flex Up | Flexibility | Violation | 1 | 2025-03-06 17:00 | 40.1407 | - | 3 | 17 | 0.25
Frame | System | Constraint | Flex Up | Flexibility | Violation | 1 | 2025-03-06 17:45 | 11.6743 | - | 3 | 17 | 0.25
Frame | System | Constraint | Flex Up | Flexibility | Violation | 1 | 2025-03-06 18:45 | 8.4232 | - | 3 | 18 | 0.25
Frame | System | Constraint | Flex Up | Flexibility | Violation | 1 | 2025-03-06 21:00 | 99.6389 | - | 3 | 21 | 0.25
Frame | System | Constraint | Flex Up | Flexibility | Violation | 1 | 2025-03-06 21:15 | 26.223 | - | 3 | 21 | 0.25
Frame | System | Constraint | Flex Up | Flexibility | Violation | 1 | 2025-03-06 22:00 | 171.0761 | - | 3 | 22 | 0.25
Frame | System | Constraint | Flex Up | Flexibility | Violation | 1 | 2025-03-06 22:15 | 67.6656 | - | 3 | 22 | 0.25
Frame | System | Constraint | Flex Up | Flexibility | Violation | 1 | 2025-03-06 22:30 | 1.2552 | - | 3 | 22 | 0.25
Frame | System | Constraint | Flex Up | Flexibility | Violation | 1 | 2025-03-06 23:30 | 41.2663 | - | 3 | 23 | 0.25
Frame | System | Constraint | Flex Up | Flexibility | Violation | 1 | 2025-03-07 03:45 | 13.033 | - | 3 | 3 | 0.25
Frame | System | Constraint | Flex Up | Flexibility | Violation | 1 | 2025-03-07 06:45 | 36.8518 | - | 3 | 6 | 0.25
Frame | System | Constraint | Flex Up | Flexibility | Violation | 1 | 2025-03-07 11:00 | 75.8178 | - | 3 | 11 | 0.25
Frame | System | Constraint | Flex Up | Flexibility | Violation | 1 | 2025-03-07 17:45 | 10.5264 | - | 3 | 17 | 0.25
Frame | System | Constraint | Flex Up | Flexibility | Violation | 1 | 2025-03-07 21:00 | 64.0559 | - | 3 | 21 | 0.25
Frame | System | Constraint | Flex Up | Flexibility | Violation | 1 | 2025-03-08 04:45 | 4.2436 | - | 3 | 4 | 0.25
Frame | System | Constraint | Flex Up | Flexibility | Violation | 1 | 2025-03-08 05:45 | 20.9637 | - | 3 | 5 | 0.25
Frame | System | Constraint | Flex Up | Flexibility | Violation | 1 | 2025-03-08 06:00 | 16.4789 | - | 3 | 6 | 0.25
Frame | System | Constraint | Flex Up | Flexibility | Violation | 1 | 2025-03-08 06:45 | 40.2344 | - | 3 | 6 | 0.25
Frame | System | Constraint | Flex Up | Flexibility | Violation | 1 | 2025-03-08 07:45 | 13.3457 | - | 3 | 7 | 0.25
Frame | System | Constraint | Flex Up | Flexibility | Violation | 1 | 2025-03-08 14:15 | 6.6217 | - | 3 | 14 | 0.25
Frame | System | Constraint | Flex Up | Flexibility | Violation | 1 | 2025-03-08 15:15 | 7.2939 | - | 3 | 15 | 0.25
Frame | System | Constraint | Flex Up | Flexibility | Violation | 1 | 2025-03-08 15:30 | 4.7493 | - | 3 | 15 | 0.25
Frame | System | Constraint | Flex Up | Flexibility | Violation | 1 | 2025-03-09 06:30 | 9.6151 | - | 3 | 6 | 0.25
Frame | System | Constraint | Flex Up | Flexibility | Violation | 1 | 2025-03-09 06:45 | 48.1684 | - | 3 | 6 | 0.25
Frame | System | Constraint | Flex Up | Flexibility | Violation | 1 | 2025-03-09 16:45 | 36.4718 | - | 3 | 16 | 0.25
Frame | System | Constraint | Flex Up | Flexibility | Violation | 1 | 2025-03-09 17:00 | 76.0596 | - | 3 | 17 | 0.25
Frame | System | Constraint | Flex Up | Flexibility | Violation | 1 | 2025-03-09 18:45 | 30.0735 | - | 3 | 18 | 0.25
Frame | System | Constraint | Flex Up | Flexibility | Violation | 1 | 2025-03-10 02:45 | 9.3051 | - | 3 | 2 | 0.25
Frame | System | Constraint | Flex Up | Flexibility | Violation | 1 | 2025-03-10 03:00 | 15.609 | - | 3 | 3 | 0.25
Frame | System | Constraint | Flex Up | Flexibility | Violation | 1 | 2025-03-10 03:15 | 87.4708 | - | 3 | 3 | 0.25
Frame | System | Constraint | Flex Up | Flexibility | Violation | 1 | 2025-03-10 05:30 | 15.4701 | - | 3 | 5 | 0.25
Frame | System | Constraint | Flex Up | Flexibility | Violation | 1 | 2025-03-10 05:45 | 103.0595 | - | 3 | 5 | 0.25
Frame | System | Constraint | Flex Up | Flexibility | Violation | 1 | 2025-03-10 15:45 | 8.2498 | - | 3 | 15 | 0.25
Frame | System | Constraint | Flex Up | Flexibility | Violation | 1 | 2025-03-11 05:30 | 5.407 | - | 3 | 5 | 0.25
Frame | System | Constraint | Flex Up | Flexibility | Violation | 1 | 2025-03-11 05:45 | 38.1255 | - | 3 | 5 | 0.25
Frame | System | Constraint | Flex Up | Flexibility | Violation | 1 | 2025-03-11 18:00 | 15.63 | - | 3 | 18 | 0.25
Frame | System | Constraint | Flex Up | Flexibility | Violation | 1 | 2025-03-12 17:30 | 20.3429 | - | 3 | 17 | 0.25
Frame | System | Constraint | Flex Up | Flexibility | Violation | 1 | 2025-03-12 17:45 | 99.2594 | - | 3 | 17 | 0.25
Frame | System | Constraint | Flex Up | Flexibility | Violation | 1 | 2025-03-13 18:45 | 4.233 | - | 3 | 18 | 0.25
Frame | System | Constraint | Flex Up | Flexibility | Violation | 1 | 2025-03-14 05:45 | 54.6085 | - | 3 | 5 | 0.25
Frame | System | Constraint | Flex Up | Flexibility | Violation | 1 | 2025-03-14 07:15 | 7.6438 | - | 3 | 7 | 0.25
Frame | System | Constraint | Flex Up | Flexibility | Violation | 1 | 2025-03-14 17:00 | 0.021212 | - | 3 | 17 | 0.25
Frame | System | Constraint | Flex Up | Flexibility | Violation | 1 | 2025-03-14 19:00 | 8.6081 | - | 3 | 19 | 0.25
Frame | System | Constraint | Flex Up | Flexibility | Violation | 1 | 2025-03-15 04:30 | 16.6449 | - | 3 | 4 | 0.25
Frame | System | Constraint | Flex Up | Flexibility | Violation | 1 | 2025-03-16 05:30 | 29.6803 | - | 3 | 5 | 0.25
Frame | System | Constraint | Flex Up | Flexibility | Violation | 1 | 2025-03-16 05:45 | 23.7465 | - | 3 | 5 | 0.25
Frame | System | Constraint | Flex Up | Flexibility | Violation | 1 | 2025-03-16 06:30 | 3.354 | - | 3 | 6 | 0.25
Frame | System | Constraint | Flex Up | Flexibility | Violation | 1 | 2025-03-16 06:45 | 52.2231 | - | 3 | 6 | 0.25
Frame | System | Constraint | Flex Up | Flexibility | Violation | 1 | 2025-03-16 19:45 | 7.3645 | - | 3 | 19 | 0.25
Frame | System | Constraint | Flex Up | Flexibility | Violation | 1 | 2025-03-17 03:45 | 6.1204 | - | 3 | 3 | 0.25
Frame | System | Constraint | Flex Up | Flexibility | Violation | 1 | 2025-03-17 09:00 | 78.4757 | - | 3 | 9 | 0.25
Frame | System | Constraint | Flex Up | Flexibility | Violation | 1 | 2025-03-17 14:15 | 2.8563 | - | 3 | 14 | 0.25
Frame | System | Constraint | Flex Up | Flexibility | Violation | 1 | 2025-03-17 18:15 | 2.506 | - | 3 | 18 | 0.25
Frame | System | Constraint | Flex Up | Flexibility | Violation | 1 | 2025-03-17 19:45 | 3.3567 | - | 3 | 19 | 0.25
Frame | System | Constraint | Flex Up | Flexibility | Violation | 1 | 2025-03-18 06:45 | 3.1308 | - | 3 | 6 | 0.25
Frame | System | Constraint | Flex Up | Flexibility | Violation | 1 | 2025-03-18 15:30 | 3.0747 | - | 3 | 15 | 0.25
Frame | System | Constraint | Flex Up | Flexibility | Violation | 1 | 2025-03-19 05:45 | 129.0954 | - | 3 | 5 | 0.25
Frame | System | Constraint | Flex Up | Flexibility | Violation | 1 | 2025-03-19 08:45 | 1.1316 | - | 3 | 8 | 0.25
Frame | System | Constraint | Flex Up | Flexibility | Violation | 1 | 2025-03-19 19:15 | 0.51353 | - | 3 | 19 | 0.25
Frame | System | Constraint | Flex Up | Flexibility | Violation | 1 | 2025-03-20 05:45 | 0.21388 | - | 3 | 5 | 0.25
Frame | System | Constraint | Flex Up | Flexibility | Violation | 1 | 2025-03-21 06:45 | 11.6064 | - | 3 | 6 | 0.25
Frame | System | Constraint | Flex Up | Flexibility | Violation | 1 | 2025-03-21 20:30 | 6.7626 | - | 3 | 20 | 0.25
Frame | System | Constraint | Flex Up | Flexibility | Violation | 1 | 2025-03-22 06:15 | 10.645 | - | 3 | 6 | 0.25
Frame | System | Constraint | Flex Up | Flexibility | Violation | 1 | 2025-03-22 06:30 | 34.1787 | - | 3 | 6 | 0.25
Frame | System | Constraint | Flex Up | Flexibility | Violation | 1 | 2025-03-22 06:45 | 61.7123 | - | 3 | 6 | 0.25
Frame | System | Constraint | Flex Up | Flexibility | Violation | 1 | 2025-03-22 18:30 | 0.48004 | - | 3 | 18 | 0.25
Frame | System | Constraint | Flex Up | Flexibility | Violation | 1 | 2025-03-22 18:45 | 54.0956 | - | 3 | 18 | 0.25
Frame | System | Constraint | Flex Up | Flexibility | Violation | 1 | 2025-03-23 06:45 | 5.521 | - | 3 | 6 | 0.25
Frame | System | Constraint | Flex Up | Flexibility | Violation | 1 | 2025-03-23 07:15 | 2.2339 | - | 3 | 7 | 0.25
Frame | System | Constraint | Flex Up | Flexibility | Violation | 1 | 2025-03-23 18:45 | 39.5741 | - | 3 | 18 | 0.25
Frame | System | Constraint | Flex Up | Flexibility | Violation | 1 | 2025-03-24 06:00 | 4.5317 | - | 3 | 6 | 0.25
Frame | System | Constraint | Flex Up | Flexibility | Violation | 1 | 2025-03-24 06:15 | 19.18 | - | 3 | 6 | 0.25
Frame | System | Constraint | Flex Up | Flexibility | Violation | 1 | 2025-03-24 16:00 | 0.85436 | - | 3 | 16 | 0.25
Frame | System | Constraint | Flex Up | Flexibility | Violation | 1 | 2025-03-25 05:45 | 27.2993 | - | 3 | 5 | 0.25
Frame | System | Constraint | Flex Up | Flexibility | Violation | 1 | 2025-03-25 06:30 | 10.2711 | - | 3 | 6 | 0.25
Frame | System | Constraint | Flex Up | Flexibility | Violation | 1 | 2025-03-26 05:45 | 28.0227 | - | 3 | 5 | 0.25
Frame | System | Constraint | Flex Up | Flexibility | Violation | 1 | 2025-03-26 06:30 | 7.6938 | - | 3 | 6 | 0.25
Frame | System | Constraint | Flex Up | Flexibility | Violation | 1 | 2025-03-26 06:45 | 34.9175 | - | 3 | 6 | 0.25
Frame | System | Constraint | Flex Up | Flexibility | Violation | 1 | 2025-03-26 16:15 | 4.2675 | - | 3 | 16 | 0.25
Frame | System | Constraint | Flex Up | Flexibility | Violation | 1 | 2025-03-26 19:00 | 60.9546 | - | 3 | 19 | 0.25
Frame | System | Constraint | Flex Up | Flexibility | Violation | 1 | 2025-03-26 23:00 | 12.4225 | - | 3 | 23 | 0.25
Frame | System | Constraint | Flex Up | Flexibility | Violation | 1 | 2025-03-27 05:30 | 10.7588 | - | 3 | 5 | 0.25
Frame | System | Constraint | Flex Up | Flexibility | Violation | 1 | 2025-03-27 05:45 | 126.1228 | - | 3 | 5 | 0.25
Frame | System | Constraint | Flex Up | Flexibility | Violation | 1 | 2025-03-27 17:00 | 4.5548 | - | 3 | 17 | 0.25
Frame | System | Constraint | Flex Up | Flexibility | Violation | 1 | 2025-03-28 06:45 | 22.3211 | - | 3 | 6 | 0.25
Frame | System | Constraint | Flex Up | Flexibility | Violation | 1 | 2025-03-29 12:00 | 4.0946 | - | 3 | 12 | 0.25
Frame | System | Constraint | Flex Up | Flexibility | Violation | 1 | 2025-03-29 17:00 | 8.6203 | - | 3 | 17 | 0.25
Frame | System | Constraint | Flex Up | Flexibility | Violation | 1 | 2025-03-29 20:00 | 91.3926 | - | 3 | 20 | 0.25
Frame | System | Constraint | Flex Up | Flexibility | Violation | 1 | 2025-03-31 05:45 | 45.5674 | - | 3 | 5 | 0.25
Frame | System | Constraint | Flex Up | Flexibility | Violation | 1 | 2025-03-31 18:15 | 5.3303 | - | 3 | 18 | 0.25
Frame | System | Constraint | Flex Up | Flexibility | Violation | 1 | 2025-03-31 20:00 | 2.7215 | - | 3 | 20 | 0.25
Frame | System | Constraint | Flex Up | Flexibility | Violation | 1 | 2025-04-01 06:30 | 4.1854 | - | 4 | 6 | 0.25
Frame | System | Constraint | Flex Up | Flexibility | Violation | 1 | 2025-04-01 06:45 | 83.1254 | - | 4 | 6 | 0.25
Frame | System | Constraint | Flex Up | Flexibility | Violation | 1 | 2025-04-01 17:00 | 9.7484 | - | 4 | 17 | 0.25
Frame | System | Constraint | Flex Up | Flexibility | Violation | 1 | 2025-04-01 18:45 | 47.5456 | - | 4 | 18 | 0.25
Frame | System | Constraint | Flex Up | Flexibility | Violation | 1 | 2025-04-02 05:45 | 31.4891 | - | 4 | 5 | 0.25
Frame | System | Constraint | Flex Up | Flexibility | Violation | 1 | 2025-04-03 05:45 | 21.3127 | - | 4 | 5 | 0.25
Frame | System | Constraint | Flex Up | Flexibility | Violation | 1 | 2025-04-03 17:45 | 24.8348 | - | 4 | 17 | 0.25
Frame | System | Constraint | Flex Up | Flexibility | Violation | 1 | 2025-04-03 19:00 | 9.9614 | - | 4 | 19 | 0.25
Frame | System | Constraint | Flex Up | Flexibility | Violation | 1 | 2025-04-03 19:15 | 18.3024 | - | 4 | 19 | 0.25
Frame | System | Constraint | Flex Up | Flexibility | Violation | 1 | 2025-04-04 05:45 | 72.5501 | - | 4 | 5 | 0.25
Frame | System | Constraint | Flex Up | Flexibility | Violation | 1 | 2025-04-04 06:45 | 11.1773 | - | 4 | 6 | 0.25
Frame | System | Constraint | Flex Up | Flexibility | Violation | 1 | 2025-04-04 15:00 | 1.5126 | - | 4 | 15 | 0.25
Frame | System | Constraint | Flex Up | Flexibility | Violation | 1 | 2025-04-04 15:45 | 30.1554 | - | 4 | 15 | 0.25
Frame | System | Constraint | Flex Up | Flexibility | Violation | 1 | 2025-04-04 16:00 | 73.2158 | - | 4 | 16 | 0.25
Frame | System | Constraint | Flex Up | Flexibility | Violation | 1 | 2025-04-04 16:15 | 44.5061 | - | 4 | 16 | 0.25
Frame | System | Constraint | Flex Up | Flexibility | Violation | 1 | 2025-04-05 06:45 | 103.438 | - | 4 | 6 | 0.25
Frame | System | Constraint | Flex Up | Flexibility | Violation | 1 | 2025-04-06 06:45 | 25.0555 | - | 4 | 6 | 0.25
Frame | System | Constraint | Flex Up | Flexibility | Violation | 1 | 2025-04-06 16:30 | 4.2248 | - | 4 | 16 | 0.25
Frame | System | Constraint | Flex Up | Flexibility | Violation | 1 | 2025-04-07 04:30 | 1.8065 | - | 4 | 4 | 0.25
Frame | System | Constraint | Flex Up | Flexibility | Violation | 1 | 2025-04-07 05:30 | 32.6552 | - | 4 | 5 | 0.25
Frame | System | Constraint | Flex Up | Flexibility | Violation | 1 | 2025-04-07 05:45 | 155.6393 | - | 4 | 5 | 0.25
Frame | System | Constraint | Flex Up | Flexibility | Violation | 1 | 2025-04-07 19:00 | 103.3121 | - | 4 | 19 | 0.25
Frame | System | Constraint | Flex Up | Flexibility | Violation | 1 | 2025-04-07 19:15 | 64.1953 | - | 4 | 19 | 0.25
Frame | System | Constraint | Flex Up | Flexibility | Violation | 1 | 2025-04-08 05:30 | 114.2327 | - | 4 | 5 | 0.25
Frame | System | Constraint | Flex Up | Flexibility | Violation | 1 | 2025-04-08 05:45 | 235.9256 | - | 4 | 5 | 0.25
Frame | System | Constraint | Flex Up | Flexibility | Violation | 1 | 2025-04-08 18:00 | 3.6972 | - | 4 | 18 | 0.25
Frame | System | Constraint | Flex Up | Flexibility | Violation | 1 | 2025-04-09 05:15 | 177.5331 | - | 4 | 5 | 0.25
Frame | System | Constraint | Flex Up | Flexibility | Violation | 1 | 2025-04-09 05:30 | 351.9861 | - | 4 | 5 | 0.25
Frame | System | Constraint | Flex Up | Flexibility | Violation | 1 | 2025-04-09 05:45 | 351.9861 | - | 4 | 5 | 0.25
Frame | System | Constraint | Flex Up | Flexibility | Violation | 1 | 2025-04-09 16:45 | 5.2355 | - | 4 | 16 | 0.25
Frame | System | Constraint | Flex Up | Flexibility | Violation | 1 | 2025-04-09 17:00 | 30.603 | - | 4 | 17 | 0.25
Frame | System | Constraint | Flex Up | Flexibility | Violation | 1 | 2025-04-09 17:30 | 42.0381 | - | 4 | 17 | 0.25
Frame | System | Constraint | Flex Up | Flexibility | Violation | 1 | 2025-04-09 17:45 | 76.5057 | - | 4 | 17 | 0.25
Frame | System | Constraint | Flex Up | Flexibility | Violation | 1 | 2025-04-09 18:45 | 35.3688 | - | 4 | 18 | 0.25
Frame | System | Constraint | Flex Up | Flexibility | Violation | 1 | 2025-04-09 19:00 | 61.8072 | - | 4 | 19 | 0.25
Frame | System | Constraint | Flex Up | Flexibility | Violation | 1 | 2025-04-09 19:15 | 36.2266 | - | 4 | 19 | 0.25
Frame | System | Constraint | Flex Up | Flexibility | Violation | 1 | 2025-04-09 22:15 | 10.2215 | - | 4 | 22 | 0.25
Frame | System | Constraint | Flex Up | Flexibility | Violation | 1 | 2025-04-09 22:30 | 34.8168 | - | 4 | 22 | 0.25
Frame | System | Constraint | Flex Up | Flexibility | Violation | 1 | 2025-04-10 03:30 | 7.2101 | - | 4 | 3 | 0.25
Frame | System | Constraint | Flex Up | Flexibility | Violation | 1 | 2025-04-10 05:15 | 170.0255 | - | 4 | 5 | 0.25
Frame | System | Constraint | Flex Up | Flexibility | Violation | 1 | 2025-04-10 05:30 | 351.9861 | - | 4 | 5 | 0.25
Frame | System | Constraint | Flex Up | Flexibility | Violation | 1 | 2025-04-10 05:45 | 351.9861 | - | 4 | 5 | 0.25
Frame | System | Constraint | Flex Up | Flexibility | Violation | 1 | 2025-04-10 06:45 | 28.3422 | - | 4 | 6 | 0.25
Frame | System | Constraint | Flex Up | Flexibility | Violation | 1 | 2025-04-10 16:45 | 1.6758 | - | 4 | 16 | 0.25
Frame | System | Constraint | Flex Up | Flexibility | Violation | 1 | 2025-04-10 20:15 | 7.0255 | - | 4 | 20 | 0.25
Frame | System | Constraint | Flex Up | Flexibility | Violation | 1 | 2025-04-11 05:45 | 107.3882 | - | 4 | 5 | 0.25
Frame | System | Constraint | Flex Up | Flexibility | Violation | 1 | 2025-04-11 16:00 | 4.5044 | - | 4 | 16 | 0.25
Frame | System | Constraint | Flex Up | Flexibility | Violation | 1 | 2025-04-11 19:15 | 0.19926 | - | 4 | 19 | 0.25
Frame | System | Constraint | Flex Up | Flexibility | Violation | 1 | 2025-04-12 06:45 | 62.8413 | - | 4 | 6 | 0.25
Frame | System | Constraint | Flex Up | Flexibility | Violation | 1 | 2025-04-12 08:30 | 2.848 | - | 4 | 8 | 0.25
Frame | System | Constraint | Flex Up | Flexibility | Violation | 1 | 2025-04-13 06:00 | 7.0773 | - | 4 | 6 | 0.25
Frame | System | Constraint | Flex Up | Flexibility | Violation | 1 | 2025-04-13 06:30 | 3.8258 | - | 4 | 6 | 0.25
Frame | System | Constraint | Flex Up | Flexibility | Violation | 1 | 2025-04-13 06:45 | 104.9195 | - | 4 | 6 | 0.25
Frame | System | Constraint | Flex Up | Flexibility | Violation | 1 | 2025-04-14 04:45 | 57.4386 | - | 4 | 4 | 0.25
Frame | System | Constraint | Flex Up | Flexibility | Violation | 1 | 2025-04-14 05:15 | 143.3218 | - | 4 | 5 | 0.25
Frame | System | Constraint | Flex Up | Flexibility | Violation | 1 | 2025-04-14 05:30 | 211.2633 | - | 4 | 5 | 0.25
Frame | System | Constraint | Flex Up | Flexibility | Violation | 1 | 2025-04-14 05:45 | 272.2049 | - | 4 | 5 | 0.25
Frame | System | Constraint | Flex Up | Flexibility | Violation | 1 | 2025-04-14 16:45 | 10.5121 | - | 4 | 16 | 0.25
Frame | System | Constraint | Flex Up | Flexibility | Violation | 1 | 2025-04-14 17:30 | 18.9901 | - | 4 | 17 | 0.25
Frame | System | Constraint | Flex Up | Flexibility | Violation | 1 | 2025-04-14 17:45 | 91.0595 | - | 4 | 17 | 0.25
Frame | System | Constraint | Flex Up | Flexibility | Violation | 1 | 2025-04-14 18:45 | 4.0654 | - | 4 | 18 | 0.25
Frame | System | Constraint | Flex Up | Flexibility | Violation | 1 | 2025-04-15 05:30 | 38.4693 | - | 4 | 5 | 0.25
Frame | System | Constraint | Flex Up | Flexibility | Violation | 1 | 2025-04-15 05:45 | 148.1983 | - | 4 | 5 | 0.25
Frame | System | Constraint | Flex Up | Flexibility | Violation | 1 | 2025-04-15 16:45 | 16.1351 | - | 4 | 16 | 0.25
Frame | System | Constraint | Flex Up | Flexibility | Violation | 1 | 2025-04-15 19:30 | 1.3572 | - | 4 | 19 | 0.25
Frame | System | Constraint | Flex Up | Flexibility | Violation | 1 | 2025-04-16 05:30 | 3.9303 | - | 4 | 5 | 0.25
Frame | System | Constraint | Flex Up | Flexibility | Violation | 1 | 2025-04-16 05:45 | 146.303 | - | 4 | 5 | 0.25
Frame | System | Constraint | Flex Up | Flexibility | Violation | 1 | 2025-04-16 06:45 | 0.74347 | - | 4 | 6 | 0.25
Frame | System | Constraint | Flex Up | Flexibility | Violation | 1 | 2025-04-16 19:00 | 25.1801 | - | 4 | 19 | 0.25
Frame | System | Constraint | Flex Up | Flexibility | Violation | 1 | 2025-04-16 19:15 | 11.3338 | - | 4 | 19 | 0.25
Frame | System | Constraint | Flex Up | Flexibility | Violation | 1 | 2025-04-17 18:30 | 8.1705 | - | 4 | 18 | 0.25
Frame | System | Constraint | Flex Up | Flexibility | Violation | 1 | 2025-04-18 06:45 | 98.6933 | - | 4 | 6 | 0.25
Frame | System | Constraint | Flex Up | Flexibility | Violation | 1 | 2025-04-19 04:00 | 11.963 | - | 4 | 4 | 0.25
Frame | System | Constraint | Flex Up | Flexibility | Violation | 1 | 2025-04-19 06:45 | 53.8294 | - | 4 | 6 | 0.25
Frame | System | Constraint | Flex Up | Flexibility | Violation | 1 | 2025-04-19 16:45 | 1.0832 | - | 4 | 16 | 0.25
Frame | System | Constraint | Flex Up | Flexibility | Violation | 1 | 2025-04-20 05:15 | 34.446 | - | 4 | 5 | 0.25
Frame | System | Constraint | Flex Up | Flexibility | Violation | 1 | 2025-04-20 06:45 | 9.1887 | - | 4 | 6 | 0.25
Frame | System | Constraint | Flex Up | Flexibility | Violation | 1 | 2025-04-20 08:00 | 3.4772 | - | 4 | 8 | 0.25
Frame | System | Constraint | Flex Up | Flexibility | Violation | 1 | 2025-04-21 05:45 | 105.6345 | - | 4 | 5 | 0.25
Frame | System | Constraint | Flex Up | Flexibility | Violation | 1 | 2025-04-21 17:00 | 5.5374 | - | 4 | 17 | 0.25
Frame | System | Constraint | Flex Up | Flexibility | Violation | 1 | 2025-04-21 17:15 | 2.6348 | - | 4 | 17 | 0.25
Frame | System | Constraint | Flex Up | Flexibility | Violation | 1 | 2025-04-22 03:30 | 0.92388 | - | 4 | 3 | 0.25
Frame | System | Constraint | Flex Up | Flexibility | Violation | 1 | 2025-04-22 04:00 | 10.3309 | - | 4 | 4 | 0.25
Frame | System | Constraint | Flex Up | Flexibility | Violation | 1 | 2025-04-22 05:45 | 106.0118 | - | 4 | 5 | 0.25
Frame | System | Constraint | Flex Up | Flexibility | Violation | 1 | 2025-04-22 18:30 | 7.4054 | - | 4 | 18 | 0.25
Frame | System | Constraint | Flex Up | Flexibility | Violation | 1 | 2025-04-23 05:45 | 76.218 | - | 4 | 5 | 0.25
Frame | System | Constraint | Flex Up | Flexibility | Violation | 1 | 2025-04-23 16:30 | 12.275 | - | 4 | 16 | 0.25
Frame | System | Constraint | Flex Up | Flexibility | Violation | 1 | 2025-04-23 19:30 | 1.6817 | - | 4 | 19 | 0.25
Frame | System | Constraint | Flex Up | Flexibility | Violation | 1 | 2025-04-24 05:15 | 32.3526 | - | 4 | 5 | 0.25
Frame | System | Constraint | Flex Up | Flexibility | Violation | 1 | 2025-04-24 05:30 | 78.2165 | - | 4 | 5 | 0.25
Frame | System | Constraint | Flex Up | Flexibility | Violation | 1 | 2025-04-24 05:45 | 139.0805 | - | 4 | 5 | 0.25
Frame | System | Constraint | Flex Up | Flexibility | Violation | 1 | 2025-04-25 05:45 | 139.64 | - | 4 | 5 | 0.25
Frame | System | Constraint | Flex Up | Flexibility | Violation | 1 | 2025-04-25 18:15 | 0.56982 | - | 4 | 18 | 0.25
Frame | System | Constraint | Flex Up | Flexibility | Violation | 1 | 2025-04-25 20:00 | 57.427 | - | 4 | 20 | 0.25
Frame | System | Constraint | Flex Up | Flexibility | Violation | 1 | 2025-04-26 06:45 | 33.0031 | - | 4 | 6 | 0.25
Frame | System | Constraint | Flex Up | Flexibility | Violation | 1 | 2025-04-27 03:30 | 19.8279 | - | 4 | 3 | 0.25
Frame | System | Constraint | Flex Up | Flexibility | Violation | 1 | 2025-04-27 04:45 | 2.2379 | - | 4 | 4 | 0.25
Frame | System | Constraint | Flex Up | Flexibility | Violation | 1 | 2025-04-27 06:45 | 21.9703 | - | 4 | 6 | 0.25
Frame | System | Constraint | Flex Up | Flexibility | Violation | 1 | 2025-04-27 19:45 | 34.5177 | - | 4 | 19 | 0.25
Frame | System | Constraint | Flex Up | Flexibility | Violation | 1 | 2025-04-28 05:45 | 69.2246 | - | 4 | 5 | 0.25
Frame | System | Constraint | Flex Up | Flexibility | Violation | 1 | 2025-04-29 05:30 | 164.8371 | - | 4 | 5 | 0.25
Frame | System | Constraint | Flex Up | Flexibility | Violation | 1 | 2025-04-29 05:45 | 337.778 | - | 4 | 5 | 0.25
Frame | System | Constraint | Flex Up | Flexibility | Violation | 1 | 2025-04-30 05:30 | 8.6359 | - | 4 | 5 | 0.25
Frame | System | Constraint | Flex Up | Flexibility | Violation | 1 | 2025-04-30 05:45 | 162.5411 | - | 4 | 5 | 0.25
Frame | System | Constraint | Flex Up | Flexibility | Violation | 1 | 2025-05-01 05:45 | 162.5216 | - | 5 | 5 | 0.25
Frame | System | Constraint | Flex Up | Flexibility | Violation | 1 | 2025-05-02 05:30 | 27.1638 | - | 5 | 5 | 0.25
Frame | System | Constraint | Flex Up | Flexibility | Violation | 1 | 2025-05-02 05:45 | 114.666 | - | 5 | 5 | 0.25
Frame | System | Constraint | Flex Up | Flexibility | Violation | 1 | 2025-05-02 16:45 | 1.0754 | - | 5 | 16 | 0.25
Frame | System | Constraint | Flex Up | Flexibility | Violation | 1 | 2025-05-03 15:00 | 51.4077 | - | 5 | 15 | 0.25
Frame | System | Constraint | Flex Up | Flexibility | Violation | 1 | 2025-05-03 17:45 | 4.3477 | - | 5 | 17 | 0.25
Frame | System | Constraint | Flex Up | Flexibility | Violation | 1 | 2025-05-04 03:30 | 2.2863 | - | 5 | 3 | 0.25
Frame | System | Constraint | Flex Up | Flexibility | Violation | 1 | 2025-05-05 05:45 | 14.3061 | - | 5 | 5 | 0.25
Frame | System | Constraint | Flex Up | Flexibility | Violation | 1 | 2025-05-05 13:00 | 4.1064 | - | 5 | 13 | 0.25
Frame | System | Constraint | Flex Up | Flexibility | Violation | 1 | 2025-05-06 05:30 | 43.2029 | - | 5 | 5 | 0.25
Frame | System | Constraint | Flex Up | Flexibility | Violation | 1 | 2025-05-06 05:45 | 123.2171 | - | 5 | 5 | 0.25
Frame | System | Constraint | Flex Up | Flexibility | Violation | 1 | 2025-05-07 02:45 | 11.804 | - | 5 | 2 | 0.25
Frame | System | Constraint | Flex Up | Flexibility | Violation | 1 | 2025-05-07 06:45 | 8.4702 | - | 5 | 6 | 0.25
Frame | System | Constraint | Flex Up | Flexibility | Violation | 1 | 2025-05-07 14:15 | 1.6047 | - | 5 | 14 | 0.25
Frame | System | Constraint | Flex Up | Flexibility | Violation | 1 | 2025-05-07 15:00 | 0.056258 | - | 5 | 15 | 0.25
Frame | System | Constraint | Flex Up | Flexibility | Violation | 1 | 2025-05-08 06:30 | 19.8824 | - | 5 | 6 | 0.25
Frame | System | Constraint | Flex Up | Flexibility | Violation | 1 | 2025-05-08 06:45 | 72.2943 | - | 5 | 6 | 0.25
Frame | System | Constraint | Flex Up | Flexibility | Violation | 1 | 2025-05-08 16:45 | 4.1059 | - | 5 | 16 | 0.25
Frame | System | Constraint | Flex Up | Flexibility | Violation | 1 | 2025-05-08 18:00 | 7.9263 | - | 5 | 18 | 0.25
Frame | System | Constraint | Flex Up | Flexibility | Violation | 1 | 2025-05-09 05:45 | 60.0819 | - | 5 | 5 | 0.25
Frame | System | Constraint | Flex Up | Flexibility | Violation | 1 | 2025-05-09 08:45 | 2.3617 | - | 5 | 8 | 0.25
Frame | System | Constraint | Flex Up | Flexibility | Violation | 1 | 2025-05-10 06:45 | 11.9606 | - | 5 | 6 | 0.25
Frame | System | Constraint | Flex Up | Flexibility | Violation | 1 | 2025-05-10 13:15 | 2.804 | - | 5 | 13 | 0.25
Frame | System | Constraint | Flex Up | Flexibility | Violation | 1 | 2025-05-10 13:30 | 21.9765 | - | 5 | 13 | 0.25
Frame | System | Constraint | Flex Up | Flexibility | Violation | 1 | 2025-05-11 06:45 | 10.2835 | - | 5 | 6 | 0.25
Frame | System | Constraint | Flex Up | Flexibility | Violation | 1 | 2025-05-11 07:00 | 0.2464 | - | 5 | 7 | 0.25
Frame | System | Constraint | Flex Up | Flexibility | Violation | 1 | 2025-05-12 01:15 | 1.206 | - | 5 | 1 | 0.25
Frame | System | Constraint | Flex Up | Flexibility | Violation | 1 | 2025-05-12 05:15 | 50.7233 | - | 5 | 5 | 0.25
Frame | System | Constraint | Flex Up | Flexibility | Violation | 1 | 2025-05-12 05:30 | 173.0862 | - | 5 | 5 | 0.25
Frame | System | Constraint | Flex Up | Flexibility | Violation | 1 | 2025-05-12 05:45 | 247.108 | - | 5 | 5 | 0.25
Frame | System | Constraint | Flex Up | Flexibility | Violation | 1 | 2025-05-12 06:15 | 70.694 | - | 5 | 6 | 0.25
Frame | System | Constraint | Flex Up | Flexibility | Violation | 1 | 2025-05-12 06:30 | 151.9165 | - | 5 | 6 | 0.25
Frame | System | Constraint | Flex Up | Flexibility | Violation | 1 | 2025-05-12 06:45 | 244.1389 | - | 5 | 6 | 0.25
Frame | System | Constraint | Flex Up | Flexibility | Violation | 1 | 2025-05-12 11:30 | 6.1825 | - | 5 | 11 | 0.25
Frame | System | Constraint | Flex Up | Flexibility | Violation | 1 | 2025-05-12 15:30 | 1.7428 | - | 5 | 15 | 0.25
Frame | System | Constraint | Flex Up | Flexibility | Violation | 1 | 2025-05-13 05:30 | 72.7256 | - | 5 | 5 | 0.25
Frame | System | Constraint | Flex Up | Flexibility | Violation | 1 | 2025-05-13 05:45 | 191.2387 | - | 5 | 5 | 0.25
Frame | System | Constraint | Flex Up | Flexibility | Violation | 1 | 2025-05-13 06:15 | 107.0134 | - | 5 | 6 | 0.25
Frame | System | Constraint | Flex Up | Flexibility | Violation | 1 | 2025-05-13 06:30 | 208.4708 | - | 5 | 6 | 0.25
Frame | System | Constraint | Flex Up | Flexibility | Violation | 1 | 2025-05-13 06:45 | 260.9281 | - | 5 | 6 | 0.25
Frame | System | Constraint | Flex Up | Flexibility | Violation | 1 | 2025-05-13 15:45 | 6.4463 | - | 5 | 15 | 0.25
Frame | System | Constraint | Flex Up | Flexibility | Violation | 1 | 2025-05-13 16:15 | 3.5718 | - | 5 | 16 | 0.25
Frame | System | Constraint | Flex Up | Flexibility | Violation | 1 | 2025-05-14 01:15 | 22.6893 | - | 5 | 1 | 0.25
Frame | System | Constraint | Flex Up | Flexibility | Violation | 1 | 2025-05-14 04:30 | 18.9376 | - | 5 | 4 | 0.25
Frame | System | Constraint | Flex Up | Flexibility | Violation | 1 | 2025-05-14 04:45 | 59.6798 | - | 5 | 4 | 0.25
Frame | System | Constraint | Flex Up | Flexibility | Violation | 1 | 2025-05-14 05:45 | 111.2992 | - | 5 | 5 | 0.25
Frame | System | Constraint | Flex Up | Flexibility | Violation | 1 | 2025-05-14 15:45 | 20.515 | - | 5 | 15 | 0.25
Frame | System | Constraint | Flex Up | Flexibility | Violation | 1 | 2025-05-14 17:00 | 1.3692 | - | 5 | 17 | 0.25
Frame | System | Constraint | Flex Up | Flexibility | Violation | 1 | 2025-05-14 17:15 | 5.3547 | - | 5 | 17 | 0.25
Frame | System | Constraint | Flex Up | Flexibility | Violation | 1 | 2025-05-14 17:30 | 27.3284 | - | 5 | 17 | 0.25
Frame | System | Constraint | Flex Up | Flexibility | Violation | 1 | 2025-05-14 17:45 | 18.7574 | - | 5 | 17 | 0.25
Frame | System | Constraint | Flex Up | Flexibility | Violation | 1 | 2025-05-14 23:00 | 5.0857 | - | 5 | 23 | 0.25
Frame | System | Constraint | Flex Up | Flexibility | Violation | 1 | 2025-05-15 03:30 | 14.4517 | - | 5 | 3 | 0.25
Frame | System | Constraint | Flex Up | Flexibility | Violation | 1 | 2025-05-15 03:45 | 19.4227 | - | 5 | 3 | 0.25
Frame | System | Constraint | Flex Up | Flexibility | Violation | 1 | 2025-05-15 05:30 | 90.9642 | - | 5 | 5 | 0.25
Frame | System | Constraint | Flex Up | Flexibility | Violation | 1 | 2025-05-15 05:45 | 163.5296 | - | 5 | 5 | 0.25
Frame | System | Constraint | Flex Up | Flexibility | Violation | 1 | 2025-05-15 06:15 | 57.0265 | - | 5 | 6 | 0.25
Frame | System | Constraint | Flex Up | Flexibility | Violation | 1 | 2025-05-15 15:00 | 15.5165 | - | 5 | 15 | 0.25
Frame | System | Constraint | Flex Up | Flexibility | Violation | 1 | 2025-05-15 15:15 | 4.7169 | - | 5 | 15 | 0.25
Frame | System | Constraint | Flex Up | Flexibility | Violation | 1 | 2025-05-16 05:45 | 92.8223 | - | 5 | 5 | 0.25
Frame | System | Constraint | Flex Up | Flexibility | Violation | 1 | 2025-05-16 06:30 | 33.4245 | - | 5 | 6 | 0.25
Frame | System | Constraint | Flex Up | Flexibility | Violation | 1 | 2025-05-16 06:45 | 125.392 | - | 5 | 6 | 0.25
Frame | System | Constraint | Flex Up | Flexibility | Violation | 1 | 2025-05-17 05:00 | 0.71 | - | 5 | 5 | 0.25
Frame | System | Constraint | Flex Up | Flexibility | Violation | 1 | 2025-05-17 09:45 | 3.5433 | - | 5 | 9 | 0.25
Frame | System | Constraint | Flex Up | Flexibility | Violation | 1 | 2025-05-17 17:00 | 1.5369 | - | 5 | 17 | 0.25
Frame | System | Constraint | Flex Up | Flexibility | Violation | 1 | 2025-05-18 06:15 | 3.3087 | - | 5 | 6 | 0.25
Frame | System | Constraint | Flex Up | Flexibility | Violation | 1 | 2025-05-18 07:45 | 47.3698 | - | 5 | 7 | 0.25
Frame | System | Constraint | Flex Up | Flexibility | Violation | 1 | 2025-05-18 18:30 | 11.3707 | - | 5 | 18 | 0.25
Frame | System | Constraint | Flex Up | Flexibility | Violation | 1 | 2025-05-19 05:45 | 97.0775 | - | 5 | 5 | 0.25
Frame | System | Constraint | Flex Up | Flexibility | Violation | 1 | 2025-05-19 06:45 | 27.4122 | - | 5 | 6 | 0.25
Frame | System | Constraint | Flex Up | Flexibility | Violation | 1 | 2025-05-19 15:30 | 3.0634 | - | 5 | 15 | 0.25
Frame | System | Constraint | Flex Up | Flexibility | Violation | 1 | 2025-05-20 05:30 | 101.3449 | - | 5 | 5 | 0.25
Frame | System | Constraint | Flex Up | Flexibility | Violation | 1 | 2025-05-20 05:45 | 227.9861 | - | 5 | 5 | 0.25
Frame | System | Constraint | Flex Up | Flexibility | Violation | 1 | 2025-05-20 06:45 | 0.34661 | - | 5 | 6 | 0.25
Frame | System | Constraint | Flex Up | Flexibility | Violation | 1 | 2025-05-20 16:00 | 6.8537 | - | 5 | 16 | 0.25
Frame | System | Constraint | Flex Up | Flexibility | Violation | 1 | 2025-05-21 03:45 | 19.2706 | - | 5 | 3 | 0.25
Frame | System | Constraint | Flex Up | Flexibility | Violation | 1 | 2025-05-21 04:30 | 1.004 | - | 5 | 4 | 0.25
Frame | System | Constraint | Flex Up | Flexibility | Violation | 1 | 2025-05-21 05:45 | 79.4248 | - | 5 | 5 | 0.25
Frame | System | Constraint | Flex Up | Flexibility | Violation | 1 | 2025-05-23 01:00 | 27.7486 | - | 5 | 1 | 0.25
Frame | System | Constraint | Flex Up | Flexibility | Violation | 1 | 2025-05-23 04:45 | 13.6291 | - | 5 | 4 | 0.25
Frame | System | Constraint | Flex Up | Flexibility | Violation | 1 | 2025-05-23 05:45 | 38.1165 | - | 5 | 5 | 0.25
Frame | System | Constraint | Flex Up | Flexibility | Violation | 1 | 2025-05-23 07:30 | 0.014463 | - | 5 | 7 | 0.25
Frame | System | Constraint | Flex Up | Flexibility | Violation | 1 | 2025-05-25 05:00 | 26.2548 | - | 5 | 5 | 0.25
Frame | System | Constraint | Flex Up | Flexibility | Violation | 1 | 2025-05-25 15:00 | 48.5382 | - | 5 | 15 | 0.25
Frame | System | Constraint | Flex Up | Flexibility | Violation | 1 | 2025-05-25 19:30 | 57.9463 | - | 5 | 19 | 0.25
Frame | System | Constraint | Flex Up | Flexibility | Violation | 1 | 2025-05-26 03:00 | 34.4289 | - | 5 | 3 | 0.25
Frame | System | Constraint | Flex Up | Flexibility | Violation | 1 | 2025-05-26 03:15 | 20.9504 | - | 5 | 3 | 0.25
Frame | System | Constraint | Flex Up | Flexibility | Violation | 1 | 2025-05-26 03:30 | 11.4719 | - | 5 | 3 | 0.25
Frame | System | Constraint | Flex Up | Flexibility | Violation | 1 | 2025-05-26 03:45 | 4.9934 | - | 5 | 3 | 0.25
Frame | System | Constraint | Flex Up | Flexibility | Violation | 1 | 2025-05-26 09:30 | 86.1158 | - | 5 | 9 | 0.25
Frame | System | Constraint | Flex Up | Flexibility | Violation | 1 | 2025-05-26 13:00 | 8.0972 | - | 5 | 13 | 0.25
Frame | System | Constraint | Flex Up | Flexibility | Violation | 1 | 2025-05-26 13:15 | 8.0972 | - | 5 | 13 | 0.25
Frame | System | Constraint | Flex Up | Flexibility | Violation | 1 | 2025-05-26 13:30 | 8.0972 | - | 5 | 13 | 0.25
Frame | System | Constraint | Flex Up | Flexibility | Violation | 1 | 2025-05-26 13:45 | 8.0972 | - | 5 | 13 | 0.25
Frame | System | Constraint | Flex Up | Flexibility | Violation | 1 | 2025-05-28 00:15 | 3.1922 | - | 5 | 0 | 0.25
Frame | System | Constraint | Flex Up | Flexibility | Violation | 1 | 2025-05-28 01:45 | 7.3995 | - | 5 | 1 | 0.25
Frame | System | Constraint | Flex Up | Flexibility | Violation | 1 | 2025-05-28 05:45 | 22.0527 | - | 5 | 5 | 0.25
Frame | System | Constraint | Flex Up | Flexibility | Violation | 1 | 2025-05-28 07:00 | 1.6774 | - | 5 | 7 | 0.25
Frame | System | Constraint | Flex Up | Flexibility | Violation | 1 | 2025-05-28 07:15 | 1.6774 | - | 5 | 7 | 0.25
Frame | System | Constraint | Flex Up | Flexibility | Violation | 1 | 2025-05-29 06:45 | 15.9529 | - | 5 | 6 | 0.25
Frame | System | Constraint | Flex Up | Flexibility | Violation | 1 | 2025-05-29 09:45 | 1.1257 | - | 5 | 9 | 0.25
Frame | System | Constraint | Flex Up | Flexibility | Violation | 1 | 2025-05-29 10:00 | 6.9856 | - | 5 | 10 | 0.25
Frame | System | Constraint | Flex Up | Flexibility | Violation | 1 | 2025-05-29 12:45 | 2.3412 | - | 5 | 12 | 0.25
Frame | System | Constraint | Flex Up | Flexibility | Violation | 1 | 2025-05-29 13:00 | 10.7425 | - | 5 | 13 | 0.25
Frame | System | Constraint | Flex Up | Flexibility | Violation | 1 | 2025-05-29 13:45 | 14.9799 | - | 5 | 13 | 0.25
Frame | System | Constraint | Flex Up | Flexibility | Violation | 1 | 2025-05-29 14:30 | 3.9423 | - | 5 | 14 | 0.25
Frame | System | Constraint | Flex Up | Flexibility | Violation | 1 | 2025-05-29 16:15 | 6.751 | - | 5 | 16 | 0.25
Frame | System | Constraint | Flex Up | Flexibility | Violation | 1 | 2025-05-29 17:45 | 1.9473 | - | 5 | 17 | 0.25
Frame | System | Constraint | Flex Up | Flexibility | Violation | 1 | 2025-05-30 05:45 | 91.3022 | - | 5 | 5 | 0.25
Frame | System | Constraint | Flex Up | Flexibility | Violation | 1 | 2025-05-31 07:30 | 4.5998 | - | 5 | 7 | 0.25
Frame | System | Constraint | Flex Up | Flexibility | Violation | 1 | 2025-05-31 07:45 | 17.7003 | - | 5 | 7 | 0.25
Frame | System | Constraint | Flex Up | Flexibility | Violation | 1 | 2025-05-31 09:30 | 0.80783 | - | 5 | 9 | 0.25
Frame | System | Constraint | Flex Up | Flexibility | Violation | 1 | 2025-06-01 01:15 | 2.0066 | - | 6 | 1 | 0.25
Frame | System | Constraint | Flex Up | Flexibility | Violation | 1 | 2025-06-01 03:00 | 3.0723 | - | 6 | 3 | 0.25
Frame | System | Constraint | Flex Up | Flexibility | Violation | 1 | 2025-06-01 15:00 | 33.3518 | - | 6 | 15 | 0.25
Frame | System | Constraint | Flex Up | Flexibility | Violation | 1 | 2025-06-01 16:45 | 6.954 | - | 6 | 16 | 0.25
Frame | System | Constraint | Flex Up | Flexibility | Violation | 1 | 2025-06-02 15:00 | 2.4618 | - | 6 | 15 | 0.25
Frame | System | Constraint | Flex Up | Flexibility | Violation | 1 | 2025-06-03 05:15 | 8.4474 | - | 6 | 5 | 0.25
Frame | System | Constraint | Flex Up | Flexibility | Violation | 1 | 2025-06-03 06:15 | 3.1289 | - | 6 | 6 | 0.25
Frame | System | Constraint | Flex Up | Flexibility | Violation | 1 | 2025-06-03 10:00 | 4.121 | - | 6 | 10 | 0.25
Frame | System | Constraint | Flex Up | Flexibility | Violation | 1 | 2025-06-03 14:30 | 1.442 | - | 6 | 14 | 0.25
Frame | System | Constraint | Flex Up | Flexibility | Violation | 1 | 2025-06-03 17:45 | 6.0185 | - | 6 | 17 | 0.25
Frame | System | Constraint | Flex Up | Flexibility | Violation | 1 | 2025-06-04 04:00 | 21.5446 | - | 6 | 4 | 0.25
Frame | System | Constraint | Flex Up | Flexibility | Violation | 1 | 2025-06-04 05:45 | 6.0277 | - | 6 | 5 | 0.25
Frame | System | Constraint | Flex Up | Flexibility | Violation | 1 | 2025-06-04 07:00 | 1.3481 | - | 6 | 7 | 0.25
Frame | System | Constraint | Flex Up | Flexibility | Violation | 1 | 2025-06-07 20:00 | 4.1453 | - | 6 | 20 | 0.25
Frame | System | Constraint | Flex Up | Flexibility | Violation | 1 | 2025-06-07 20:15 | 11.1474 | - | 6 | 20 | 0.25
Frame | System | Constraint | Flex Up | Flexibility | Violation | 1 | 2025-06-07 20:30 | 16.1494 | - | 6 | 20 | 0.25
Frame | System | Constraint | Flex Up | Flexibility | Violation | 1 | 2025-06-07 20:45 | 0.15145 | - | 6 | 20 | 0.25
Frame | System | Constraint | Flex Up | Flexibility | Violation | 1 | 2025-06-08 | 15.7028 | - | 6 | 0 | 0.25
Frame | System | Constraint | Flex Up | Flexibility | Violation | 1 | 2025-06-08 03:30 | 7.4951 | - | 6 | 3 | 0.25
Frame | System | Constraint | Flex Up | Flexibility | Violation | 1 | 2025-06-08 03:45 | 32.6267 | - | 6 | 3 | 0.25
Frame | System | Constraint | Flex Up | Flexibility | Violation | 1 | 2025-06-08 04:00 | 30.5752 | - | 6 | 4 | 0.25
Frame | System | Constraint | Flex Up | Flexibility | Violation | 1 | 2025-06-08 04:45 | 16.1321 | - | 6 | 4 | 0.25
Frame | System | Constraint | Flex Up | Flexibility | Violation | 1 | 2025-06-08 05:15 | 14.5326 | - | 6 | 5 | 0.25
Frame | System | Constraint | Flex Up | Flexibility | Violation | 1 | 2025-06-08 05:45 | 35.6189 | - | 6 | 5 | 0.25
Frame | System | Constraint | Flex Up | Flexibility | Violation | 1 | 2025-06-08 06:45 | 16.6443 | - | 6 | 6 | 0.25
Frame | System | Constraint | Flex Up | Flexibility | Violation | 1 | 2025-06-08 07:30 | 8.0895 | - | 6 | 7 | 0.25
Frame | System | Constraint | Flex Up | Flexibility | Violation | 1 | 2025-06-08 07:45 | 43.4382 | - | 6 | 7 | 0.25
Frame | System | Constraint | Flex Up | Flexibility | Violation | 1 | 2025-06-08 15:45 | 63.2248 | - | 6 | 15 | 0.25
Frame | System | Constraint | Flex Up | Flexibility | Violation | 1 | 2025-06-08 16:00 | 36.6345 | - | 6 | 16 | 0.25
Frame | System | Constraint | Flex Up | Flexibility | Violation | 1 | 2025-06-08 16:15 | 43.2486 | - | 6 | 16 | 0.25
Frame | System | Constraint | Flex Up | Flexibility | Violation | 1 | 2025-06-08 16:30 | 47.8626 | - | 6 | 16 | 0.25
Frame | System | Constraint | Flex Up | Flexibility | Violation | 1 | 2025-06-08 16:45 | 43.4767 | - | 6 | 16 | 0.25
Frame | System | Constraint | Flex Up | Flexibility | Violation | 1 | 2025-06-08 18:00 | 108.8349 | - | 6 | 18 | 0.25
Frame | System | Constraint | Flex Up | Flexibility | Violation | 1 | 2025-06-08 20:00 | 59.9245 | - | 6 | 20 | 0.25
Frame | System | Constraint | Flex Up | Flexibility | Violation | 1 | 2025-06-08 20:15 | 59.9245 | - | 6 | 20 | 0.25
Frame | System | Constraint | Flex Up | Flexibility | Violation | 1 | 2025-06-08 20:30 | 58.2914 | - | 6 | 20 | 0.25
Frame | System | Constraint | Flex Up | Flexibility | Violation | 1 | 2025-06-08 20:45 | 37.5548 | - | 6 | 20 | 0.25
Frame | System | Constraint | Flex Up | Flexibility | Violation | 1 | 2025-06-10 05:45 | 47.5661 | - | 6 | 5 | 0.25
Frame | System | Constraint | Flex Up | Flexibility | Violation | 1 | 2025-06-10 08:45 | 10.7592 | - | 6 | 8 | 0.25
Frame | System | Constraint | Flex Up | Flexibility | Violation | 1 | 2025-06-10 19:00 | 0.89313 | - | 6 | 19 | 0.25
Frame | System | Constraint | Flex Up | Flexibility | Violation | 1 | 2025-06-11 06:15 | 7.5366 | - | 6 | 6 | 0.25
Frame | System | Constraint | Flex Up | Flexibility | Violation | 1 | 2025-06-11 09:30 | 1.4143 | - | 6 | 9 | 0.25
Frame | System | Constraint | Flex Up | Flexibility | Violation | 1 | 2025-06-11 10:45 | 11.7468 | - | 6 | 10 | 0.25
Frame | System | Constraint | Flex Up | Flexibility | Violation | 1 | 2025-06-11 15:00 | 2.5688 | - | 6 | 15 | 0.25
Frame | System | Constraint | Flex Up | Flexibility | Violation | 1 | 2025-06-12 05:15 | 16.0475 | - | 6 | 5 | 0.25
Frame | System | Constraint | Flex Up | Flexibility | Violation | 1 | 2025-06-12 06:45 | 31.7835 | - | 6 | 6 | 0.25
Frame | System | Constraint | Flex Up | Flexibility | Violation | 1 | 2025-06-12 07:00 | 38.5515 | - | 6 | 7 | 0.25
Frame | System | Constraint | Flex Up | Flexibility | Violation | 1 | 2025-06-12 07:15 | 52.7806 | - | 6 | 7 | 0.25
Frame | System | Constraint | Flex Up | Flexibility | Violation | 1 | 2025-06-12 07:30 | 55.0097 | - | 6 | 7 | 0.25
Frame | System | Constraint | Flex Up | Flexibility | Violation | 1 | 2025-06-12 07:45 | 76.2388 | - | 6 | 7 | 0.25
Frame | System | Constraint | Flex Up | Flexibility | Violation | 1 | 2025-06-12 08:00 | 4.0012 | - | 6 | 8 | 0.25
Frame | System | Constraint | Flex Up | Flexibility | Violation | 1 | 2025-06-12 08:30 | 6.6612 | - | 6 | 8 | 0.25
Frame | System | Constraint | Flex Up | Flexibility | Violation | 1 | 2025-06-12 08:45 | 52.9912 | - | 6 | 8 | 0.25
Frame | System | Constraint | Flex Up | Flexibility | Violation | 1 | 2025-06-12 12:00 | 54.5507 | - | 6 | 12 | 0.25
Frame | System | Constraint | Flex Up | Flexibility | Violation | 1 | 2025-06-12 18:30 | 14.1954 | - | 6 | 18 | 0.25
Frame | System | Constraint | Flex Up | Flexibility | Violation | 1 | 2025-06-12 18:45 | 23.0581 | - | 6 | 18 | 0.25
Frame | System | Constraint | Flex Up | Flexibility | Violation | 1 | 2025-06-12 19:45 | 9.5684 | - | 6 | 19 | 0.25
Frame | System | Constraint | Flex Up | Flexibility | Violation | 1 | 2025-06-12 20:00 | 5.8134 | - | 6 | 20 | 0.25
Frame | System | Constraint | Flex Up | Flexibility | Violation | 1 | 2025-06-12 21:00 | 22.5507 | - | 6 | 21 | 0.25
Frame | System | Constraint | Flex Up | Flexibility | Violation | 1 | 2025-06-13 16:00 | 18.0369 | - | 6 | 16 | 0.25
Frame | System | Constraint | Flex Up | Flexibility | Violation | 1 | 2025-06-13 17:45 | 7.1509 | - | 6 | 17 | 0.25
Frame | System | Constraint | Flex Up | Flexibility | Violation | 1 | 2025-06-13 18:30 | 34.9564 | - | 6 | 18 | 0.25
Frame | System | Constraint | Flex Up | Flexibility | Violation | 1 | 2025-06-14 07:00 | 6.7997 | - | 6 | 7 | 0.25
Frame | System | Constraint | Flex Up | Flexibility | Violation | 1 | 2025-06-14 11:00 | 12.0664 | - | 6 | 11 | 0.25
Frame | System | Constraint | Flex Up | Flexibility | Violation | 1 | 2025-06-14 16:15 | 1.1321 | - | 6 | 16 | 0.25
Frame | System | Constraint | Flex Up | Flexibility | Violation | 1 | 2025-06-15 15:30 | 12.9176 | - | 6 | 15 | 0.25
Frame | System | Constraint | Flex Up | Flexibility | Violation | 1 | 2025-06-15 17:00 | 1.8486 | - | 6 | 17 | 0.25
Frame | System | Constraint | Flex Up | Flexibility | Violation | 1 | 2025-06-15 17:15 | 1.4469 | - | 6 | 17 | 0.25
Frame | System | Constraint | Flex Up | Flexibility | Violation | 1 | 2025-06-15 17:30 | 5.0453 | - | 6 | 17 | 0.25
Frame | System | Constraint | Flex Up | Flexibility | Violation | 1 | 2025-06-15 17:45 | 7.6437 | - | 6 | 17 | 0.25
Frame | System | Constraint | Flex Up | Flexibility | Violation | 1 | 2025-06-16 06:45 | 47.3459 | - | 6 | 6 | 0.25
Frame | System | Constraint | Flex Up | Flexibility | Violation | 1 | 2025-06-16 08:00 | 10.2847 | - | 6 | 8 | 0.25
Frame | System | Constraint | Flex Up | Flexibility | Violation | 1 | 2025-06-19 07:00 | 6.7595 | - | 6 | 7 | 0.25
Frame | System | Constraint | Flex Up | Flexibility | Violation | 1 | 2025-06-20 17:30 | 5.121 | - | 6 | 17 | 0.25
Frame | System | Constraint | Flex Up | Flexibility | Violation | 1 | 2025-06-21 05:45 | 0.050792 | - | 6 | 5 | 0.25
Frame | System | Constraint | Flex Up | Flexibility | Violation | 1 | 2025-06-21 08:15 | 11.0439 | - | 6 | 8 | 0.25
Frame | System | Constraint | Flex Up | Flexibility | Violation | 1 | 2025-06-22 09:45 | 7.4827 | - | 6 | 9 | 0.25
Frame | System | Constraint | Flex Up | Flexibility | Violation | 1 | 2025-06-22 14:30 | 7.4502 | - | 6 | 14 | 0.25
Frame | System | Constraint | Flex Up | Flexibility | Violation | 1 | 2025-06-22 15:45 | 3.6716 | - | 6 | 15 | 0.25
Frame | System | Constraint | Flex Up | Flexibility | Violation | 1 | 2025-06-22 17:45 | 5.8424 | - | 6 | 17 | 0.25
Frame | System | Constraint | Flex Up | Flexibility | Violation | 1 | 2025-06-22 18:00 | 13.7508 | - | 6 | 18 | 0.25
Frame | System | Constraint | Flex Up | Flexibility | Violation | 1 | 2025-06-22 18:15 | 3.4019 | - | 6 | 18 | 0.25
Frame | System | Constraint | Flex Up | Flexibility | Violation | 1 | 2025-06-23 06:30 | 5.0579 | - | 6 | 6 | 0.25
Frame | System | Constraint | Flex Up | Flexibility | Violation | 1 | 2025-06-23 06:45 | 31.4994 | - | 6 | 6 | 0.25
Frame | System | Constraint | Flex Up | Flexibility | Violation | 1 | 2025-06-23 20:00 | 7.2564 | - | 6 | 20 | 0.25
Frame | System | Constraint | Flex Up | Flexibility | Violation | 1 | 2025-06-23 21:15 | 8.5153 | - | 6 | 21 | 0.25
Frame | System | Constraint | Flex Up | Flexibility | Violation | 1 | 2025-06-24 01:15 | 1.0325 | - | 6 | 1 | 0.25
Frame | System | Constraint | Flex Up | Flexibility | Violation | 1 | 2025-06-24 09:45 | 6.044 | - | 6 | 9 | 0.25
Frame | System | Constraint | Flex Up | Flexibility | Violation | 1 | 2025-06-24 13:30 | 10.3589 | - | 6 | 13 | 0.25
Frame | System | Constraint | Flex Up | Flexibility | Violation | 1 | 2025-06-26 16:00 | 1.0017 | - | 6 | 16 | 0.25
Frame | System | Constraint | Flex Up | Flexibility | Violation | 1 | 2025-06-27 07:15 | 5.913 | - | 6 | 7 | 0.25
Frame | System | Constraint | Flex Up | Flexibility | Violation | 1 | 2025-06-27 07:30 | 9.0637 | - | 6 | 7 | 0.25
Frame | System | Constraint | Flex Up | Flexibility | Violation | 1 | 2025-06-27 07:45 | 3.2143 | - | 6 | 7 | 0.25
Frame | System | Constraint | Flex Up | Flexibility | Violation | 1 | 2025-06-27 08:45 | 18.8275 | - | 6 | 8 | 0.25
Frame | System | Constraint | Flex Up | Flexibility | Violation | 1 | 2025-06-27 15:00 | 0.59085 | - | 6 | 15 | 0.25
Frame | System | Constraint | Flex Up | Flexibility | Violation | 1 | 2025-06-27 15:15 | 1.3607 | - | 6 | 15 | 0.25
Frame | System | Constraint | Flex Up | Flexibility | Violation | 1 | 2025-06-27 15:30 | 0.13055 | - | 6 | 15 | 0.25
Frame | System | Constraint | Flex Up | Flexibility | Violation | 1 | 2025-06-28 12:00 | 0.84274 | - | 6 | 12 | 0.25
Frame | System | Constraint | Flex Up | Flexibility | Violation | 1 | 2025-06-28 15:00 | 6.2189 | - | 6 | 15 | 0.25
Frame | System | Constraint | Flex Up | Flexibility | Violation | 1 | 2025-06-28 16:45 | 1.063 | - | 6 | 16 | 0.25
Frame | System | Constraint | Flex Up | Flexibility | Violation | 1 | 2025-06-28 18:00 | 2.9778 | - | 6 | 18 | 0.25
Frame | System | Constraint | Flex Up | Flexibility | Violation | 1 | 2025-06-29 08:45 | 7.7294 | - | 6 | 8 | 0.25
Frame | System | Constraint | Flex Up | Flexibility | Violation | 1 | 2025-06-29 10:00 | 0.2791 | - | 6 | 10 | 0.25
Frame | System | Constraint | Flex Up | Flexibility | Violation | 1 | 2025-06-29 11:45 | 4.5141 | - | 6 | 11 | 0.25
Frame | System | Constraint | Flex Up | Flexibility | Violation | 1 | 2025-06-30 09:15 | 1.0642 | - | 6 | 9 | 0.25
Frame | System | Constraint | Flex Up | Flexibility | Violation | 1 | 2025-06-30 19:00 | 52.3791 | - | 6 | 19 | 0.25
Frame | System | Constraint | Flex Up | Flexibility | Violation | 1 | 2025-07-01 17:45 | 3.4902 | - | 7 | 17 | 0.25
Frame | System | Constraint | Flex Up | Flexibility | Violation | 1 | 2025-07-02 06:45 | 48.792 | - | 7 | 6 | 0.25
Frame | System | Constraint | Flex Up | Flexibility | Violation | 1 | 2025-07-02 17:00 | 1.4544 | - | 7 | 17 | 0.25
Frame | System | Constraint | Flex Up | Flexibility | Violation | 1 | 2025-07-02 23:00 | 110.7801 | - | 7 | 23 | 0.25
Frame | System | Constraint | Flex Up | Flexibility | Violation | 1 | 2025-07-03 19:30 | 1.6448 | - | 7 | 19 | 0.25
Frame | System | Constraint | Flex Up | Flexibility | Violation | 1 | 2025-07-04 06:15 | 3.2722 | - | 7 | 6 | 0.25
Frame | System | Constraint | Flex Up | Flexibility | Violation | 1 | 2025-07-04 19:00 | 62.8537 | - | 7 | 19 | 0.25
Frame | System | Constraint | Flex Up | Flexibility | Violation | 1 | 2025-07-05 07:45 | 4.7707 | - | 7 | 7 | 0.25
Frame | System | Constraint | Flex Up | Flexibility | Violation | 1 | 2025-07-05 19:00 | 4.0583 | - | 7 | 19 | 0.25
Frame | System | Constraint | Flex Up | Flexibility | Violation | 1 | 2025-07-06 17:45 | 3.3316 | - | 7 | 17 | 0.25
Frame | System | Constraint | Flex Up | Flexibility | Violation | 1 | 2025-07-07 07:30 | 0.34874 | - | 7 | 7 | 0.25
Frame | System | Constraint | Flex Up | Flexibility | Violation | 1 | 2025-07-07 07:45 | 4.4167 | - | 7 | 7 | 0.25
Frame | System | Constraint | Flex Up | Flexibility | Violation | 1 | 2025-07-09 06:30 | 88.4457 | - | 7 | 6 | 0.25
Frame | System | Constraint | Flex Up | Flexibility | Violation | 1 | 2025-07-09 06:45 | 59.8379 | - | 7 | 6 | 0.25
Frame | System | Constraint | Flex Up | Flexibility | Violation | 1 | 2025-07-09 17:00 | 94.8593 | - | 7 | 17 | 0.25
Frame | System | Constraint | Flex Up | Flexibility | Violation | 1 | 2025-07-10 11:00 | 3.0791 | - | 7 | 11 | 0.25
Frame | System | Constraint | Flex Up | Flexibility | Violation | 1 | 2025-07-12 03:30 | 8.7215 | - | 7 | 3 | 0.25
Frame | System | Constraint | Flex Up | Flexibility | Violation | 1 | 2025-07-12 09:15 | 11.9774 | - | 7 | 9 | 0.25
Frame | System | Constraint | Flex Up | Flexibility | Violation | 1 | 2025-07-12 10:15 | 10.1355 | - | 7 | 10 | 0.25
Frame | System | Constraint | Flex Up | Flexibility | Violation | 1 | 2025-07-12 16:15 | 8.8019 | - | 7 | 16 | 0.25
Frame | System | Constraint | Flex Up | Flexibility | Violation | 1 | 2025-07-14 16:00 | 0.38858 | - | 7 | 16 | 0.25
Frame | System | Constraint | Flex Up | Flexibility | Violation | 1 | 2025-07-14 18:00 | 66.4041 | - | 7 | 18 | 0.25
Frame | System | Constraint | Flex Up | Flexibility | Violation | 1 | 2025-07-15 08:15 | 1.9992 | - | 7 | 8 | 0.25
Frame | System | Constraint | Flex Up | Flexibility | Violation | 1 | 2025-07-15 20:30 | 0.60881 | - | 7 | 20 | 0.25
Frame | System | Constraint | Flex Up | Flexibility | Violation | 1 | 2025-07-16 04:30 | 8.7661 | - | 7 | 4 | 0.25
Frame | System | Constraint | Flex Up | Flexibility | Violation | 1 | 2025-07-16 06:45 | 27.4504 | - | 7 | 6 | 0.25
Frame | System | Constraint | Flex Up | Flexibility | Violation | 1 | 2025-07-16 19:00 | 4.1475 | - | 7 | 19 | 0.25
Frame | System | Constraint | Flex Up | Flexibility | Violation | 1 | 2025-07-17 16:00 | 34.8704 | - | 7 | 16 | 0.25
Frame | System | Constraint | Flex Up | Flexibility | Violation | 1 | 2025-07-19 06:45 | 4.8701 | - | 7 | 6 | 0.25
Frame | System | Constraint | Flex Up | Flexibility | Violation | 1 | 2025-07-19 16:45 | 39.9511 | - | 7 | 16 | 0.25
Frame | System | Constraint | Flex Up | Flexibility | Violation | 1 | 2025-07-19 19:00 | 61.8804 | - | 7 | 19 | 0.25
Frame | System | Constraint | Flex Up | Flexibility | Violation | 1 | 2025-07-20 13:30 | 3.8189 | - | 7 | 13 | 0.25
Frame | System | Constraint | Flex Up | Flexibility | Violation | 1 | 2025-07-21 07:45 | 13.8028 | - | 7 | 7 | 0.25
Frame | System | Constraint | Flex Up | Flexibility | Violation | 1 | 2025-07-21 09:15 | 1.3691 | - | 7 | 9 | 0.25
Frame | System | Constraint | Flex Up | Flexibility | Violation | 1 | 2025-07-22 06:45 | 1.5047 | - | 7 | 6 | 0.25
Frame | System | Constraint | Flex Up | Flexibility | Violation | 1 | 2025-07-24 10:30 | 9.1948 | - | 7 | 10 | 0.25
Frame | System | Constraint | Flex Up | Flexibility | Violation | 1 | 2025-07-26 10:00 | 0.021454 | - | 7 | 10 | 0.25
Frame | System | Constraint | Flex Up | Flexibility | Violation | 1 | 2025-07-26 10:30 | 5.4573 | - | 7 | 10 | 0.25
Frame | System | Constraint | Flex Up | Flexibility | Violation | 1 | 2025-07-26 10:45 | 0.67523 | - | 7 | 10 | 0.25
Frame | System | Constraint | Flex Up | Flexibility | Violation | 1 | 2025-07-26 16:30 | 1.8989 | - | 7 | 16 | 0.25
Frame | System | Constraint | Flex Up | Flexibility | Violation | 1 | 2025-07-27 07:45 | 4.1328 | - | 7 | 7 | 0.25
Frame | System | Constraint | Flex Up | Flexibility | Violation | 1 | 2025-07-27 16:30 | 2.1526 | - | 7 | 16 | 0.25
Frame | System | Constraint | Flex Up | Flexibility | Violation | 1 | 2025-07-27 18:45 | 1.7083 | - | 7 | 18 | 0.25
Frame | System | Constraint | Flex Up | Flexibility | Violation | 1 | 2025-07-27 20:30 | 1.2359 | - | 7 | 20 | 0.25
Frame | System | Constraint | Flex Up | Flexibility | Violation | 1 | 2025-07-28 07:45 | 6.6109 | - | 7 | 7 | 0.25
Frame | System | Constraint | Flex Up | Flexibility | Violation | 1 | 2025-07-28 10:00 | 2.4374 | - | 7 | 10 | 0.25
Frame | System | Constraint | Flex Up | Flexibility | Violation | 1 | 2025-07-28 17:00 | 71.9225 | - | 7 | 17 | 0.25
Frame | System | Constraint | Flex Up | Flexibility | Violation | 1 | 2025-07-28 19:45 | 2.4554 | - | 7 | 19 | 0.25
Frame | System | Constraint | Flex Up | Flexibility | Violation | 1 | 2025-07-30 06:45 | 36.2957 | - | 7 | 6 | 0.25
Frame | System | Constraint | Flex Up | Flexibility | Violation | 1 | 2025-07-30 07:45 | 10.4077 | - | 7 | 7 | 0.25
Frame | System | Constraint | Flex Up | Flexibility | Violation | 1 | 2025-07-30 17:00 | 3.8413 | - | 7 | 17 | 0.25
Frame | System | Constraint | Flex Up | Flexibility | Violation | 1 | 2025-07-30 21:00 | 36.0119 | - | 7 | 21 | 0.25
Frame | System | Constraint | Flex Up | Flexibility | Violation | 1 | 2025-07-31 05:30 | 6.8182 | - | 7 | 5 | 0.25
Frame | System | Constraint | Flex Up | Flexibility | Violation | 1 | 2025-07-31 06:45 | 55.5455 | - | 7 | 6 | 0.25
Frame | System | Constraint | Flex Up | Flexibility | Violation | 1 | 2025-07-31 07:45 | 11.4295 | - | 7 | 7 | 0.25
Frame | System | Constraint | Flex Up | Flexibility | Violation | 1 | 2025-07-31 11:15 | 13.626 | - | 7 | 11 | 0.25
Frame | System | Constraint | Flex Up | Flexibility | Violation | 1 | 2025-07-31 11:45 | 10.2145 | - | 7 | 11 | 0.25
Frame | System | Constraint | Flex Up | Flexibility | Violation | 1 | 2025-07-31 16:15 | 6.3287 | - | 7 | 16 | 0.25
Frame | System | Constraint | Flex Up | Flexibility | Violation | 1 | 2025-07-31 17:45 | 5.4962 | - | 7 | 17 | 0.25
Frame | System | Constraint | Flex Up | Flexibility | Violation | 1 | 2025-07-31 20:00 | 27.9323 | - | 7 | 20 | 0.25
Frame | System | Constraint | Flex Up | Flexibility | Violation | 1 | 2025-08-01 07:00 | 15.7392 | - | 8 | 7 | 0.25
Frame | System | Constraint | Flex Up | Flexibility | Violation | 1 | 2025-08-01 07:45 | 54.6125 | - | 8 | 7 | 0.25
Frame | System | Constraint | Flex Up | Flexibility | Violation | 1 | 2025-08-01 10:15 | 7.3902 | - | 8 | 10 | 0.25
Frame | System | Constraint | Flex Up | Flexibility | Violation | 1 | 2025-08-01 16:30 | 1.7112 | - | 8 | 16 | 0.25
Frame | System | Constraint | Flex Up | Flexibility | Violation | 1 | 2025-08-03 06:15 | 0.48248 | - | 8 | 6 | 0.25
Frame | System | Constraint | Flex Up | Flexibility | Violation | 1 | 2025-08-03 16:45 | 2.608 | - | 8 | 16 | 0.25
Frame | System | Constraint | Flex Up | Flexibility | Violation | 1 | 2025-08-06 16:45 | 13.5836 | - | 8 | 16 | 0.25
Frame | System | Constraint | Flex Up | Flexibility | Violation | 1 | 2025-08-06 18:00 | 114.0163 | - | 8 | 18 | 0.25
Frame | System | Constraint | Flex Up | Flexibility | Violation | 1 | 2025-08-07 07:45 | 7.6261 | - | 8 | 7 | 0.25
Frame | System | Constraint | Flex Up | Flexibility | Violation | 1 | 2025-08-07 19:00 | 32.4109 | - | 8 | 19 | 0.25
Frame | System | Constraint | Flex Up | Flexibility | Violation | 1 | 2025-08-08 06:45 | 22.7546 | - | 8 | 6 | 0.25
Frame | System | Constraint | Flex Up | Flexibility | Violation | 1 | 2025-08-08 07:00 | 12.6704 | - | 8 | 7 | 0.25
Frame | System | Constraint | Flex Up | Flexibility | Violation | 1 | 2025-08-09 12:00 | 0.6606 | - | 8 | 12 | 0.25
Frame | System | Constraint | Flex Up | Flexibility | Violation | 1 | 2025-08-09 16:30 | 2.6049 | - | 8 | 16 | 0.25
Frame | System | Constraint | Flex Up | Flexibility | Violation | 1 | 2025-08-09 16:45 | 3.2806 | - | 8 | 16 | 0.25
Frame | System | Constraint | Flex Up | Flexibility | Violation | 1 | 2025-08-09 18:00 | 1.445 | - | 8 | 18 | 0.25
Frame | System | Constraint | Flex Up | Flexibility | Violation | 1 | 2025-08-10 07:15 | 2.2569 | - | 8 | 7 | 0.25
Frame | System | Constraint | Flex Up | Flexibility | Violation | 1 | 2025-08-10 18:00 | 12.2503 | - | 8 | 18 | 0.25
Frame | System | Constraint | Flex Up | Flexibility | Violation | 1 | 2025-08-10 18:15 | 10.1038 | - | 8 | 18 | 0.25
Frame | System | Constraint | Flex Up | Flexibility | Violation | 1 | 2025-08-10 19:45 | 14.9022 | - | 8 | 19 | 0.25
Frame | System | Constraint | Flex Up | Flexibility | Violation | 1 | 2025-08-12 06:45 | 83.7018 | - | 8 | 6 | 0.25
Frame | System | Constraint | Flex Up | Flexibility | Violation | 1 | 2025-08-13 05:45 | 11.7934 | - | 8 | 5 | 0.25
Frame | System | Constraint | Flex Up | Flexibility | Violation | 1 | 2025-08-13 06:45 | 21.2393 | - | 8 | 6 | 0.25
Frame | System | Constraint | Flex Up | Flexibility | Violation | 1 | 2025-08-13 07:45 | 47.3642 | - | 8 | 7 | 0.25
Frame | System | Constraint | Flex Up | Flexibility | Violation | 1 | 2025-08-13 08:30 | 13.8721 | - | 8 | 8 | 0.25
Frame | System | Constraint | Flex Up | Flexibility | Violation | 1 | 2025-08-13 08:45 | 25.5715 | - | 8 | 8 | 0.25
Frame | System | Constraint | Flex Up | Flexibility | Violation | 1 | 2025-08-14 03:00 | 0.13469 | - | 8 | 3 | 0.25
Frame | System | Constraint | Flex Up | Flexibility | Violation | 1 | 2025-08-14 04:00 | 2.7332 | - | 8 | 4 | 0.25
Frame | System | Constraint | Flex Up | Flexibility | Violation | 1 | 2025-08-15 06:00 | 52.6243 | - | 8 | 6 | 0.25
Frame | System | Constraint | Flex Up | Flexibility | Violation | 1 | 2025-08-16 07:45 | 28.1275 | - | 8 | 7 | 0.25
Frame | System | Constraint | Flex Up | Flexibility | Violation | 1 | 2025-08-17 15:45 | 1.2618 | - | 8 | 15 | 0.25
Frame | System | Constraint | Flex Up | Flexibility | Violation | 1 | 2025-08-17 16:15 | 3.5189 | - | 8 | 16 | 0.25
Frame | System | Constraint | Flex Up | Flexibility | Violation | 1 | 2025-08-17 16:30 | 11.8262 | - | 8 | 16 | 0.25
Frame | System | Constraint | Flex Up | Flexibility | Violation | 1 | 2025-08-17 16:45 | 9.1334 | - | 8 | 16 | 0.25
Frame | System | Constraint | Flex Up | Flexibility | Violation | 1 | 2025-08-18 16:00 | 0.75921 | - | 8 | 16 | 0.25
Frame | System | Constraint | Flex Up | Flexibility | Violation | 1 | 2025-08-18 16:45 | 2.141 | - | 8 | 16 | 0.25
Frame | System | Constraint | Flex Up | Flexibility | Violation | 1 | 2025-08-19 07:15 | 3.7347 | - | 8 | 7 | 0.25
Frame | System | Constraint | Flex Up | Flexibility | Violation | 1 | 2025-08-20 08:45 | 11.2837 | - | 8 | 8 | 0.25
Frame | System | Constraint | Flex Up | Flexibility | Violation | 1 | 2025-08-20 09:00 | 6.6022 | - | 8 | 9 | 0.25
Frame | System | Constraint | Flex Up | Flexibility | Violation | 1 | 2025-08-20 09:45 | 11.3358 | - | 8 | 9 | 0.25
Frame | System | Constraint | Flex Up | Flexibility | Violation | 1 | 2025-08-21 06:15 | 4.1449 | - | 8 | 6 | 0.25
Frame | System | Constraint | Flex Up | Flexibility | Violation | 1 | 2025-08-21 07:00 | 4.7369 | - | 8 | 7 | 0.25
Frame | System | Constraint | Flex Up | Flexibility | Violation | 1 | 2025-08-21 19:00 | 14.0996 | - | 8 | 19 | 0.25
Frame | System | Constraint | Flex Up | Flexibility | Violation | 1 | 2025-08-22 07:15 | 6.8774 | - | 8 | 7 | 0.25
Frame | System | Constraint | Flex Up | Flexibility | Violation | 1 | 2025-08-25 09:45 | 5.2692 | - | 8 | 9 | 0.25
Frame | System | Constraint | Flex Up | Flexibility | Violation | 1 | 2025-08-26 21:15 | 2.232 | - | 8 | 21 | 0.25
Frame | System | Constraint | Flex Up | Flexibility | Violation | 1 | 2025-08-27 09:30 | 12.7212 | - | 8 | 9 | 0.25
Frame | System | Constraint | Flex Up | Flexibility | Violation | 1 | 2025-08-28 05:45 | 10.3123 | - | 8 | 5 | 0.25
Frame | System | Constraint | Flex Up | Flexibility | Violation | 1 | 2025-08-28 06:45 | 11.5556 | - | 8 | 6 | 0.25
Frame | System | Constraint | Flex Up | Flexibility | Violation | 1 | 2025-08-28 11:00 | 0.97384 | - | 8 | 11 | 0.25
Frame | System | Constraint | Flex Up | Flexibility | Violation | 1 | 2025-08-29 06:45 | 5.1643 | - | 8 | 6 | 0.25
Frame | System | Constraint | Flex Up | Flexibility | Violation | 1 | 2025-08-29 17:30 | 0.54997 | - | 8 | 17 | 0.25
Frame | System | Constraint | Flex Up | Flexibility | Violation | 1 | 2025-08-31 11:45 | 4.6219 | - | 8 | 11 | 0.25
Frame | System | Constraint | Flex Up | Flexibility | Violation | 1 | 2025-08-31 15:15 | 0.49201 | - | 8 | 15 | 0.25
Frame | System | Constraint | Flex Up | Flexibility | Violation | 1 | 2025-08-31 15:45 | 7.992 | - | 8 | 15 | 0.25
Frame | System | Constraint | Flex Up | Flexibility | Violation | 1 | 2025-08-31 16:15 | 6.164 | - | 8 | 16 | 0.25
Frame | System | Constraint | Flex Up | Flexibility | Violation | 1 | 2025-08-31 16:30 | 9.9351 | - | 8 | 16 | 0.25
Frame | System | Constraint | Flex Up | Flexibility | Violation | 1 | 2025-08-31 20:00 | 3.5913 | - | 8 | 20 | 0.25
Frame | System | Constraint | Flex Up | Flexibility | Violation | 1 | 2025-09-01 06:45 | 41.0065 | - | 9 | 6 | 0.25
Frame | System | Constraint | Flex Up | Flexibility | Violation | 1 | 2025-09-01 07:00 | 15.3111 | - | 9 | 7 | 0.25
Frame | System | Constraint | Flex Up | Flexibility | Violation | 1 | 2025-09-02 06:45 | 46.1845 | - | 9 | 6 | 0.25
Frame | System | Constraint | Flex Up | Flexibility | Violation | 1 | 2025-09-02 16:00 | 32.6979 | - | 9 | 16 | 0.25
Frame | System | Constraint | Flex Up | Flexibility | Violation | 1 | 2025-09-02 16:45 | 9.6777 | - | 9 | 16 | 0.25
Frame | System | Constraint | Flex Up | Flexibility | Violation | 1 | 2025-09-08 23:00 | 4.1846 | - | 9 | 23 | 0.25
Frame | System | Constraint | Flex Up | Flexibility | Violation | 1 | 2025-09-10 16:30 | 15.8831 | - | 9 | 16 | 0.25
Frame | System | Constraint | Flex Up | Flexibility | Violation | 1 | 2025-09-10 16:45 | 17.2935 | - | 9 | 16 | 0.25
Frame | System | Constraint | Flex Up | Flexibility | Violation | 1 | 2025-09-10 18:45 | 9.4048 | - | 9 | 18 | 0.25
Frame | System | Constraint | Flex Up | Flexibility | Violation | 1 | 2025-09-12 05:45 | 9.0241 | - | 9 | 5 | 0.25
Frame | System | Constraint | Flex Up | Flexibility | Violation | 1 | 2025-09-12 18:30 | 2.4922 | - | 9 | 18 | 0.25
Frame | System | Constraint | Flex Up | Flexibility | Violation | 1 | 2025-09-12 18:45 | 25.9359 | - | 9 | 18 | 0.25
Frame | System | Constraint | Flex Up | Flexibility | Violation | 1 | 2025-09-13 06:45 | 39.6316 | - | 9 | 6 | 0.25
Frame | System | Constraint | Flex Up | Flexibility | Violation | 1 | 2025-09-13 17:45 | 20.5176 | - | 9 | 17 | 0.25
Frame | System | Constraint | Flex Up | Flexibility | Violation | 1 | 2025-09-15 05:45 | 61.0879 | - | 9 | 5 | 0.25
Frame | System | Constraint | Flex Up | Flexibility | Violation | 1 | 2025-09-16 16:15 | 2.285 | - | 9 | 16 | 0.25
Frame | System | Constraint | Flex Up | Flexibility | Violation | 1 | 2025-09-16 17:45 | 4.3295 | - | 9 | 17 | 0.25
Frame | System | Constraint | Flex Up | Flexibility | Violation | 1 | 2025-09-16 18:15 | 3.6866 | - | 9 | 18 | 0.25
Frame | System | Constraint | Flex Up | Flexibility | Violation | 1 | 2025-09-18 07:00 | 0.37652 | - | 9 | 7 | 0.25
Frame | System | Constraint | Flex Up | Flexibility | Violation | 1 | 2025-09-18 11:00 | 4.7355 | - | 9 | 11 | 0.25
Frame | System | Constraint | Flex Up | Flexibility | Violation | 1 | 2025-09-18 11:15 | 1.3069 | - | 9 | 11 | 0.25
Frame | System | Constraint | Flex Up | Flexibility | Violation | 1 | 2025-09-19 06:45 | 51.0675 | - | 9 | 6 | 0.25
Frame | System | Constraint | Flex Up | Flexibility | Violation | 1 | 2025-09-19 07:30 | 1.5716 | - | 9 | 7 | 0.25
Frame | System | Constraint | Flex Up | Flexibility | Violation | 1 | 2025-09-20 07:45 | 4.0415 | - | 9 | 7 | 0.25
Frame | System | Constraint | Flex Up | Flexibility | Violation | 1 | 2025-09-21 16:00 | 40.8646 | - | 9 | 16 | 0.25
Frame | System | Constraint | Flex Up | Flexibility | Violation | 1 | 2025-09-21 16:15 | 5.7148 | - | 9 | 16 | 0.25
Frame | System | Constraint | Flex Up | Flexibility | Violation | 1 | 2025-09-21 18:00 | 27.9721 | - | 9 | 18 | 0.25
Frame | System | Constraint | Flex Up | Flexibility | Violation | 1 | 2025-09-22 18:00 | 33.595 | - | 9 | 18 | 0.25
Frame | System | Constraint | Flex Up | Flexibility | Violation | 1 | 2025-09-22 18:15 | 20.8751 | - | 9 | 18 | 0.25
Frame | System | Constraint | Flex Up | Flexibility | Violation | 1 | 2025-09-23 06:00 | 7.9646 | - | 9 | 6 | 0.25
Frame | System | Constraint | Flex Up | Flexibility | Violation | 1 | 2025-09-23 06:15 | 1.8306 | - | 9 | 6 | 0.25
Frame | System | Constraint | Flex Up | Flexibility | Violation | 1 | 2025-09-24 07:45 | 5.2033 | - | 9 | 7 | 0.25
Frame | System | Constraint | Flex Up | Flexibility | Violation | 1 | 2025-09-24 17:00 | 6.4017 | - | 9 | 17 | 0.25
Frame | System | Constraint | Flex Up | Flexibility | Violation | 1 | 2025-09-24 17:15 | 4.1419 | - | 9 | 17 | 0.25
Frame | System | Constraint | Flex Up | Flexibility | Violation | 1 | 2025-09-24 18:00 | 10.6698 | - | 9 | 18 | 0.25
Frame | System | Constraint | Flex Up | Flexibility | Violation | 1 | 2025-09-24 23:00 | 1.4715 | - | 9 | 23 | 0.25
Frame | System | Constraint | Flex Up | Flexibility | Violation | 1 | 2025-09-25 17:00 | 16.1867 | - | 9 | 17 | 0.25
Frame | System | Constraint | Flex Up | Flexibility | Violation | 1 | 2025-09-26 05:30 | 26.3611 | - | 9 | 5 | 0.25
Frame | System | Constraint | Flex Up | Flexibility | Violation | 1 | 2025-09-26 05:45 | 77.0453 | - | 9 | 5 | 0.25
Frame | System | Constraint | Flex Up | Flexibility | Violation | 1 | 2025-09-26 07:45 | 29.4182 | - | 9 | 7 | 0.25
Frame | System | Constraint | Flex Up | Flexibility | Violation | 1 | 2025-09-28 04:15 | 24.9436 | - | 9 | 4 | 0.25
Frame | System | Constraint | Flex Up | Flexibility | Violation | 1 | 2025-09-28 04:45 | 27.6166 | - | 9 | 4 | 0.25
Frame | System | Constraint | Flex Up | Flexibility | Violation | 1 | 2025-09-28 06:15 | 6.2355 | - | 9 | 6 | 0.25
Frame | System | Constraint | Flex Up | Flexibility | Violation | 1 | 2025-09-29 05:30 | 27.2636 | - | 9 | 5 | 0.25
Frame | System | Constraint | Flex Up | Flexibility | Violation | 1 | 2025-09-29 05:45 | 95.3685 | - | 9 | 5 | 0.25
Frame | System | Constraint | Flex Up | Flexibility | Violation | 1 | 2025-09-29 18:45 | 2.6783 | - | 9 | 18 | 0.25
Frame | System | Constraint | Flex Up | Flexibility | Violation | 1 | 2025-09-30 05:45 | 86.0089 | - | 9 | 5 | 0.25
Frame | System | Constraint | Flex Up | Flexibility | Violation | 1 | 2025-09-30 16:45 | 2.6838 | - | 9 | 16 | 0.25
Frame | System | Constraint | Flex Up | Flexibility | Violation | 1 | 2025-09-30 18:15 | 29.0517 | - | 9 | 18 | 0.25
Frame | System | Constraint | Flex Up | Flexibility | Violation | 1 | 2025-09-30 18:30 | 24.3868 | - | 9 | 18 | 0.25
Frame | System | Constraint | Flex Up | Flexibility | Violation | 1 | 2025-09-30 18:45 | 1.7219 | - | 9 | 18 | 0.25
Frame | System | Constraint | Flex Up | Flexibility | Violation | 1 | 2025-10-01 05:00 | 0.45587 | - | 10 | 5 | 0.25
Frame | System | Constraint | Flex Up | Flexibility | Violation | 1 | 2025-10-01 05:45 | 27.3164 | - | 10 | 5 | 0.25
Frame | System | Constraint | Flex Up | Flexibility | Violation | 1 | 2025-10-03 05:15 | 35.827 | - | 10 | 5 | 0.25
Frame | System | Constraint | Flex Up | Flexibility | Violation | 1 | 2025-10-03 05:30 | 42.9115 | - | 10 | 5 | 0.25
Frame | System | Constraint | Flex Up | Flexibility | Violation | 1 | 2025-10-03 05:45 | 50.9959 | - | 10 | 5 | 0.25
Frame | System | Constraint | Flex Up | Flexibility | Violation | 1 | 2025-10-03 16:15 | 5.2361 | - | 10 | 16 | 0.25
Frame | System | Constraint | Flex Up | Flexibility | Violation | 1 | 2025-10-03 21:00 | 61.3652 | - | 10 | 21 | 0.25
Frame | System | Constraint | Flex Up | Flexibility | Violation | 1 | 2025-10-04 17:00 | 25.9858 | - | 10 | 17 | 0.25
Frame | System | Constraint | Flex Up | Flexibility | Violation | 1 | 2025-10-04 20:45 | 7.1411 | - | 10 | 20 | 0.25
Frame | System | Constraint | Flex Up | Flexibility | Violation | 1 | 2025-10-05 16:45 | 21.5851 | - | 10 | 16 | 0.25
Frame | System | Constraint | Flex Up | Flexibility | Violation | 1 | 2025-10-05 17:45 | 8.5982 | - | 10 | 17 | 0.25
Frame | System | Constraint | Flex Up | Flexibility | Violation | 1 | 2025-10-07 07:00 | 0.61795 | - | 10 | 7 | 0.25
Frame | System | Constraint | Flex Up | Flexibility | Violation | 1 | 2025-10-07 07:15 | 3.3827 | - | 10 | 7 | 0.25
Frame | System | Constraint | Flex Up | Flexibility | Violation | 1 | 2025-10-08 04:30 | 13.4346 | - | 10 | 4 | 0.25
Frame | System | Constraint | Flex Up | Flexibility | Violation | 1 | 2025-10-08 04:45 | 49.6119 | - | 10 | 4 | 0.25
Frame | System | Constraint | Flex Up | Flexibility | Violation | 1 | 2025-10-08 16:15 | 0.30725 | - | 10 | 16 | 0.25
Frame | System | Constraint | Flex Up | Flexibility | Violation | 1 | 2025-10-08 17:15 | 5.8282 | - | 10 | 17 | 0.25
Frame | System | Constraint | Flex Up | Flexibility | Violation | 1 | 2025-10-08 22:00 | 31.5458 | - | 10 | 22 | 0.25
Frame | System | Constraint | Flex Up | Flexibility | Violation | 1 | 2025-10-09 05:15 | 2.7315 | - | 10 | 5 | 0.25
Frame | System | Constraint | Flex Up | Flexibility | Violation | 1 | 2025-10-09 15:00 | 56.0168 | - | 10 | 15 | 0.25
Frame | System | Constraint | Flex Up | Flexibility | Violation | 1 | 2025-10-09 15:15 | 45.6681 | - | 10 | 15 | 0.25
Frame | System | Constraint | Flex Up | Flexibility | Violation | 1 | 2025-10-09 15:30 | 63.3194 | - | 10 | 15 | 0.25
Frame | System | Constraint | Flex Up | Flexibility | Violation | 1 | 2025-10-09 15:45 | 48.9706 | - | 10 | 15 | 0.25
Frame | System | Constraint | Flex Up | Flexibility | Violation | 1 | 2025-10-09 16:00 | 14.8192 | - | 10 | 16 | 0.25
Frame | System | Constraint | Flex Up | Flexibility | Violation | 1 | 2025-10-09 16:15 | 22.0354 | - | 10 | 16 | 0.25
Frame | System | Constraint | Flex Up | Flexibility | Violation | 1 | 2025-10-09 17:00 | 29.6506 | - | 10 | 17 | 0.25
Frame | System | Constraint | Flex Up | Flexibility | Violation | 1 | 2025-10-09 17:15 | 8.8358 | - | 10 | 17 | 0.25
Frame | System | Constraint | Flex Up | Flexibility | Violation | 1 | 2025-10-09 17:30 | 11.021 | - | 10 | 17 | 0.25
Frame | System | Constraint | Flex Up | Flexibility | Violation | 1 | 2025-10-09 17:45 | 27.2062 | - | 10 | 17 | 0.25
Frame | System | Constraint | Flex Up | Flexibility | Violation | 1 | 2025-10-10 06:00 | 0.34172 | - | 10 | 6 | 0.25
Frame | System | Constraint | Flex Up | Flexibility | Violation | 1 | 2025-10-10 08:30 | 4.4294 | - | 10 | 8 | 0.25
Frame | System | Constraint | Flex Up | Flexibility | Violation | 1 | 2025-10-11 17:45 | 66.806 | - | 10 | 17 | 0.25
Frame | System | Constraint | Flex Up | Flexibility | Violation | 1 | 2025-10-13 06:45 | 8.2483 | - | 10 | 6 | 0.25
Frame | System | Constraint | Flex Up | Flexibility | Violation | 1 | 2025-10-13 17:30 | 14.4228 | - | 10 | 17 | 0.25
Frame | System | Constraint | Flex Up | Flexibility | Violation | 1 | 2025-10-13 17:45 | 59.8697 | - | 10 | 17 | 0.25
Frame | System | Constraint | Flex Up | Flexibility | Violation | 1 | 2025-10-15 17:00 | 57.8217 | - | 10 | 17 | 0.25
Frame | System | Constraint | Flex Up | Flexibility | Violation | 1 | 2025-10-15 17:15 | 37.4415 | - | 10 | 17 | 0.25
Frame | System | Constraint | Flex Up | Flexibility | Violation | 1 | 2025-10-15 17:30 | 17.0614 | - | 10 | 17 | 0.25
Frame | System | Constraint | Flex Up | Flexibility | Violation | 1 | 2025-10-16 17:00 | 0.17889 | - | 10 | 17 | 0.25
Frame | System | Constraint | Flex Up | Flexibility | Violation | 1 | 2025-10-17 06:30 | 13.164 | - | 10 | 6 | 0.25
Frame | System | Constraint | Flex Up | Flexibility | Violation | 1 | 2025-10-17 06:45 | 22.1207 | - | 10 | 6 | 0.25
Frame | System | Constraint | Flex Up | Flexibility | Violation | 1 | 2025-10-18 06:45 | 43.8135 | - | 10 | 6 | 0.25
Frame | System | Constraint | Flex Up | Flexibility | Violation | 1 | 2025-10-20 05:45 | 108.1703 | - | 10 | 5 | 0.25
Frame | System | Constraint | Flex Up | Flexibility | Violation | 1 | 2025-10-22 06:15 | 9.4234 | - | 10 | 6 | 0.25
Frame | System | Constraint | Flex Up | Flexibility | Violation | 1 | 2025-10-22 06:30 | 10.3946 | - | 10 | 6 | 0.25
Frame | System | Constraint | Flex Up | Flexibility | Violation | 1 | 2025-10-22 17:45 | 54.1046 | - | 10 | 17 | 0.25
Frame | System | Constraint | Flex Up | Flexibility | Violation | 1 | 2025-10-22 18:00 | 28.2078 | - | 10 | 18 | 0.25
Frame | System | Constraint | Flex Up | Flexibility | Violation | 1 | 2025-10-23 05:30 | 7.8165 | - | 10 | 5 | 0.25
Frame | System | Constraint | Flex Up | Flexibility | Violation | 1 | 2025-10-23 05:45 | 23.2036 | - | 10 | 5 | 0.25
Frame | System | Constraint | Flex Up | Flexibility | Violation | 1 | 2025-10-24 05:00 | 50.992 | - | 10 | 5 | 0.25
Frame | System | Constraint | Flex Up | Flexibility | Violation | 1 | 2025-10-24 05:45 | 53.4097 | - | 10 | 5 | 0.25
Frame | System | Constraint | Flex Up | Flexibility | Violation | 1 | 2025-10-24 06:15 | 48.0947 | - | 10 | 6 | 0.25
Frame | System | Constraint | Flex Up | Flexibility | Violation | 1 | 2025-10-24 06:30 | 83.8644 | - | 10 | 6 | 0.25
Frame | System | Constraint | Flex Up | Flexibility | Violation | 1 | 2025-10-24 06:45 | 108.6341 | - | 10 | 6 | 0.25
Frame | System | Constraint | Flex Up | Flexibility | Violation | 1 | 2025-10-24 16:00 | 56.9473 | - | 10 | 16 | 0.25
Frame | System | Constraint | Flex Up | Flexibility | Violation | 1 | 2025-10-24 16:15 | 35.7276 | - | 10 | 16 | 0.25
Frame | System | Constraint | Flex Up | Flexibility | Violation | 1 | 2025-10-24 16:30 | 11.5079 | - | 10 | 16 | 0.25
Frame | System | Constraint | Flex Up | Flexibility | Violation | 1 | 2025-10-25 06:00 | 2.6022 | - | 10 | 6 | 0.25
Frame | System | Constraint | Flex Up | Flexibility | Violation | 1 | 2025-10-25 18:00 | 11.5222 | - | 10 | 18 | 0.25
Frame | System | Constraint | Flex Up | Flexibility | Violation | 1 | 2025-10-26 05:30 | 1.1744 | - | 10 | 5 | 0.25
Frame | System | Constraint | Flex Up | Flexibility | Violation | 1 | 2025-10-26 06:45 | 44.4795 | - | 10 | 6 | 0.25
Frame | System | Constraint | Flex Up | Flexibility | Violation | 1 | 2025-10-27 06:15 | 0.97465 | - | 10 | 6 | 0.25
Frame | System | Constraint | Flex Up | Flexibility | Violation | 1 | 2025-10-27 06:30 | 32.1056 | - | 10 | 6 | 0.25
Frame | System | Constraint | Flex Up | Flexibility | Violation | 1 | 2025-10-27 06:45 | 36.2365 | - | 10 | 6 | 0.25
Frame | System | Constraint | Flex Up | Flexibility | Violation | 1 | 2025-10-27 16:00 | 44.0395 | - | 10 | 16 | 0.25
Frame | System | Constraint | Flex Up | Flexibility | Violation | 1 | 2025-10-27 16:15 | 30.7527 | - | 10 | 16 | 0.25
Frame | System | Constraint | Flex Up | Flexibility | Violation | 1 | 2025-10-27 16:30 | 18.466 | - | 10 | 16 | 0.25
Frame | System | Constraint | Flex Up | Flexibility | Violation | 1 | 2025-10-27 16:45 | 15.1792 | - | 10 | 16 | 0.25
Frame | System | Constraint | Flex Up | Flexibility | Violation | 1 | 2025-10-27 17:15 | 5.2642 | - | 10 | 17 | 0.25
Frame | System | Constraint | Flex Up | Flexibility | Violation | 1 | 2025-10-27 17:30 | 53.9377 | - | 10 | 17 | 0.25
Frame | System | Constraint | Flex Up | Flexibility | Violation | 1 | 2025-10-27 17:45 | 71.6113 | - | 10 | 17 | 0.25
Frame | System | Constraint | Flex Up | Flexibility | Violation | 1 | 2025-10-28 06:30 | 2.4047 | - | 10 | 6 | 0.25
Frame | System | Constraint | Flex Up | Flexibility | Violation | 1 | 2025-10-28 17:00 | 19.437 | - | 10 | 17 | 0.25
Frame | System | Constraint | Flex Up | Flexibility | Violation | 1 | 2025-10-28 17:15 | 27.2365 | - | 10 | 17 | 0.25
Frame | System | Constraint | Flex Up | Flexibility | Violation | 1 | 2025-10-28 17:30 | 33.036 | - | 10 | 17 | 0.25
Frame | System | Constraint | Flex Up | Flexibility | Violation | 1 | 2025-10-29 17:45 | 25.8796 | - | 10 | 17 | 0.25
Frame | System | Constraint | Flex Up | Flexibility | Violation | 1 | 2025-11-01 17:30 | 50.9835 | - | 11 | 17 | 0.25
Frame | System | Constraint | Flex Up | Flexibility | Violation | 1 | 2025-11-01 17:45 | 64.0867 | - | 11 | 17 | 0.25
Frame | System | Constraint | Flex Up | Flexibility | Violation | 1 | 2025-11-02 06:00 | 27.0251 | - | 11 | 6 | 0.25
Frame | System | Constraint | Flex Up | Flexibility | Violation | 1 | 2025-11-02 06:45 | 24.5696 | - | 11 | 6 | 0.25
Frame | System | Constraint | Flex Up | Flexibility | Violation | 1 | 2025-11-03 08:00 | 51.2109 | - | 11 | 8 | 0.25
Frame | System | Constraint | Flex Up | Flexibility | Violation | 1 | 2025-11-04 08:00 | 30.7542 | - | 11 | 8 | 0.25
Frame | System | Constraint | Flex Up | Flexibility | Violation | 1 | 2025-11-04 09:00 | 8.6263 | - | 11 | 9 | 0.25
Frame | System | Constraint | Flex Up | Flexibility | Violation | 1 | 2025-11-05 17:30 | 1.5674 | - | 11 | 17 | 0.25
Frame | System | Constraint | Flex Up | Flexibility | Violation | 1 | 2025-11-05 17:45 | 8.8337 | - | 11 | 17 | 0.25
Frame | System | Constraint | Flex Up | Flexibility | Violation | 1 | 2025-11-06 06:45 | 15.9239 | - | 11 | 6 | 0.25
Frame | System | Constraint | Flex Up | Flexibility | Violation | 1 | 2025-11-06 20:15 | 3.1984 | - | 11 | 20 | 0.25
Frame | System | Constraint | Flex Up | Flexibility | Violation | 1 | 2025-11-07 05:45 | 9.036 | - | 11 | 5 | 0.25
Frame | System | Constraint | Flex Up | Flexibility | Violation | 1 | 2025-11-07 06:45 | 21.5424 | - | 11 | 6 | 0.25
Frame | System | Constraint | Flex Up | Flexibility | Violation | 1 | 2025-11-07 08:00 | 86.6091 | - | 11 | 8 | 0.25
Frame | System | Constraint | Flex Up | Flexibility | Violation | 1 | 2025-11-07 08:15 | 9.7237 | - | 11 | 8 | 0.25
Frame | System | Constraint | Flex Up | Flexibility | Violation | 1 | 2025-11-08 09:45 | 2.0035 | - | 11 | 9 | 0.25
Frame | System | Constraint | Flex Up | Flexibility | Violation | 1 | 2025-11-08 10:45 | 4.9238 | - | 11 | 10 | 0.25
Frame | System | Constraint | Flex Up | Flexibility | Violation | 1 | 2025-11-08 11:15 | 17.5909 | - | 11 | 11 | 0.25
Frame | System | Constraint | Flex Up | Flexibility | Violation | 1 | 2025-11-08 11:30 | 6.0044 | - | 11 | 11 | 0.25
Frame | System | Constraint | Flex Up | Flexibility | Violation | 1 | 2025-11-08 19:00 | 0.36668 | - | 11 | 19 | 0.25
Frame | System | Constraint | Flex Up | Flexibility | Violation | 1 | 2025-11-08 22:00 | 25.9798 | - | 11 | 22 | 0.25
Frame | System | Constraint | Flex Up | Flexibility | Violation | 1 | 2025-11-09 09:45 | 5.7903 | - | 11 | 9 | 0.25
Frame | System | Constraint | Flex Up | Flexibility | Violation | 1 | 2025-11-09 17:45 | 1.9525 | - | 11 | 17 | 0.25
Frame | System | Constraint | Flex Up | Flexibility | Violation | 1 | 2025-11-09 19:30 | 4.5437 | - | 11 | 19 | 0.25
Frame | System | Constraint | Flex Up | Flexibility | Violation | 1 | 2025-11-09 23:15 | 9.0463 | - | 11 | 23 | 0.25
Frame | System | Constraint | Flex Up | Flexibility | Violation | 1 | 2025-11-10 17:45 | 0.063124 | - | 11 | 17 | 0.25
Frame | System | Constraint | Flex Up | Flexibility | Violation | 1 | 2025-11-10 18:15 | 4.9326 | - | 11 | 18 | 0.25
Frame | System | Constraint | Flex Up | Flexibility | Violation | 1 | 2025-11-10 21:00 | 9.2998 | - | 11 | 21 | 0.25
Frame | System | Constraint | Flex Up | Flexibility | Violation | 1 | 2025-11-10 22:00 | 29.7745 | - | 11 | 22 | 0.25
Frame | System | Constraint | Flex Up | Flexibility | Violation | 1 | 2025-11-10 23:30 | 6.8275 | - | 11 | 23 | 0.25
Frame | System | Constraint | Flex Up | Flexibility | Violation | 1 | 2025-11-11 07:30 | 26.5308 | - | 11 | 7 | 0.25
Frame | System | Constraint | Flex Up | Flexibility | Violation | 1 | 2025-11-11 07:45 | 28.3684 | - | 11 | 7 | 0.25
Frame | System | Constraint | Flex Up | Flexibility | Violation | 1 | 2025-11-12 15:45 | 7.213 | - | 11 | 15 | 0.25
Frame | System | Constraint | Flex Up | Flexibility | Violation | 1 | 2025-11-12 21:00 | 0.63876 | - | 11 | 21 | 0.25
Frame | System | Constraint | Flex Up | Flexibility | Violation | 1 | 2025-11-14 07:45 | 6.0852 | - | 11 | 7 | 0.25
Frame | System | Constraint | Flex Up | Flexibility | Violation | 1 | 2025-11-14 09:15 | 1.4926 | - | 11 | 9 | 0.25
Frame | System | Constraint | Flex Up | Flexibility | Violation | 1 | 2025-11-14 09:30 | 1.7572 | - | 11 | 9 | 0.25
Frame | System | Constraint | Flex Up | Flexibility | Violation | 1 | 2025-11-14 18:00 | 0.57199 | - | 11 | 18 | 0.25
Frame | System | Constraint | Flex Up | Flexibility | Violation | 1 | 2025-11-16 06:45 | 28.0932 | - | 11 | 6 | 0.25
Frame | System | Constraint | Flex Up | Flexibility | Violation | 1 | 2025-11-16 07:45 | 24.0864 | - | 11 | 7 | 0.25
Frame | System | Constraint | Flex Up | Flexibility | Violation | 1 | 2025-11-17 21:00 | 10.7116 | - | 11 | 21 | 0.25
Frame | System | Constraint | Flex Up | Flexibility | Violation | 1 | 2025-11-18 07:15 | 13.3468 | - | 11 | 7 | 0.25
Frame | System | Constraint | Flex Up | Flexibility | Violation | 1 | 2025-11-18 07:30 | 13.7009 | - | 11 | 7 | 0.25
Frame | System | Constraint | Flex Up | Flexibility | Violation | 1 | 2025-11-18 07:45 | 9.0551 | - | 11 | 7 | 0.25
Frame | System | Constraint | Flex Up | Flexibility | Violation | 1 | 2025-11-18 18:30 | 5.0201 | - | 11 | 18 | 0.25
Frame | System | Constraint | Flex Up | Flexibility | Violation | 1 | 2025-11-18 19:30 | 1.2251 | - | 11 | 19 | 0.25
Frame | System | Constraint | Flex Up | Flexibility | Violation | 1 | 2025-11-18 22:00 | 56.6377 | - | 11 | 22 | 0.25
Frame | System | Constraint | Flex Up | Flexibility | Violation | 1 | 2025-11-20 08:00 | 23.8145 | - | 11 | 8 | 0.25
Frame | System | Constraint | Flex Up | Flexibility | Violation | 1 | 2025-11-20 17:45 | 9.8364 | - | 11 | 17 | 0.25
Frame | System | Constraint | Flex Up | Flexibility | Violation | 1 | 2025-11-21 06:30 | 24.74 | - | 11 | 6 | 0.25
Frame | System | Constraint | Flex Up | Flexibility | Violation | 1 | 2025-11-21 06:45 | 92.3602 | - | 11 | 6 | 0.25
Frame | System | Constraint | Flex Up | Flexibility | Violation | 1 | 2025-11-22 16:15 | 1.5579 | - | 11 | 16 | 0.25
Frame | System | Constraint | Flex Up | Flexibility | Violation | 1 | 2025-11-22 21:15 | 0.54835 | - | 11 | 21 | 0.25
Frame | System | Constraint | Flex Up | Flexibility | Violation | 1 | 2025-11-23 22:00 | 4.6279 | - | 11 | 22 | 0.25
Frame | System | Constraint | Flex Up | Flexibility | Violation | 1 | 2025-11-24 07:45 | 6.1401 | - | 11 | 7 | 0.25
Frame | System | Constraint | Flex Up | Flexibility | Violation | 1 | 2025-11-24 19:15 | 1.05 | - | 11 | 19 | 0.25
Frame | System | Constraint | Flex Up | Flexibility | Violation | 1 | 2025-11-24 20:30 | 5.9323 | - | 11 | 20 | 0.25
Frame | System | Constraint | Flex Up | Flexibility | Violation | 1 | 2025-11-24 21:00 | 77.4033 | - | 11 | 21 | 0.25
Frame | System | Constraint | Flex Up | Flexibility | Violation | 1 | 2025-11-24 22:00 | 16.0056 | - | 11 | 22 | 0.25
Frame | System | Constraint | Flex Up | Flexibility | Violation | 1 | 2025-11-25 07:00 | 9.8325 | - | 11 | 7 | 0.25
Frame | System | Constraint | Flex Up | Flexibility | Violation | 1 | 2025-11-25 16:15 | 4.8061 | - | 11 | 16 | 0.25
Frame | System | Constraint | Flex Up | Flexibility | Violation | 1 | 2025-11-25 22:00 | 1.3938 | - | 11 | 22 | 0.25
Frame | System | Constraint | Flex Up | Flexibility | Violation | 1 | 2025-11-26 11:15 | 8.992 | - | 11 | 11 | 0.25
Frame | System | Constraint | Flex Up | Flexibility | Violation | 1 | 2025-11-26 17:00 | 6.0437 | - | 11 | 17 | 0.25
Frame | System | Constraint | Flex Up | Flexibility | Violation | 1 | 2025-11-26 19:00 | 4.9237 | - | 11 | 19 | 0.25
Frame | System | Constraint | Flex Up | Flexibility | Violation | 1 | 2025-11-28 06:45 | 22.51 | - | 11 | 6 | 0.25
Frame | System | Constraint | Flex Up | Flexibility | Violation | 1 | 2025-11-28 11:00 | 10.985 | - | 11 | 11 | 0.25
Frame | System | Constraint | Flex Up | Flexibility | Violation | 1 | 2025-11-28 17:30 | 10.7342 | - | 11 | 17 | 0.25
Frame | System | Constraint | Flex Up | Flexibility | Violation | 1 | 2025-11-28 17:45 | 2.61 | - | 11 | 17 | 0.25
Frame | System | Constraint | Flex Up | Flexibility | Violation | 1 | 2025-11-28 18:00 | 47.456 | - | 11 | 18 | 0.25
Frame | System | Constraint | Flex Up | Flexibility | Violation | 1 | 2025-11-28 18:15 | 13.4256 | - | 11 | 18 | 0.25
Frame | System | Constraint | Flex Up | Flexibility | Violation | 1 | 2025-11-29 07:15 | 1.899 | - | 11 | 7 | 0.25
Frame | System | Constraint | Flex Up | Flexibility | Violation | 1 | 2025-11-29 07:45 | 2.124 | - | 11 | 7 | 0.25
Frame | System | Constraint | Flex Up | Flexibility | Violation | 1 | 2025-11-29 08:30 | 0.28205 | - | 11 | 8 | 0.25
Frame | System | Constraint | Flex Up | Flexibility | Violation | 1 | 2025-12-01 08:00 | 23.064 | - | 12 | 8 | 0.25
Frame | System | Constraint | Flex Up | Flexibility | Violation | 1 | 2025-12-01 18:00 | 78.7819 | - | 12 | 18 | 0.25
Frame | System | Constraint | Flex Up | Flexibility | Violation | 1 | 2025-12-01 21:00 | 14.3538 | - | 12 | 21 | 0.25
Frame | System | Constraint | Flex Up | Flexibility | Violation | 1 | 2025-12-01 23:00 | 1.2009 | - | 12 | 23 | 0.25
Frame | System | Constraint | Flex Up | Flexibility | Violation | 1 | 2025-12-02 08:00 | 44.5887 | - | 12 | 8 | 0.25
Frame | System | Constraint | Flex Up | Flexibility | Violation | 1 | 2025-12-02 08:45 | 6.5604 | - | 12 | 8 | 0.25
Frame | System | Constraint | Flex Up | Flexibility | Violation | 1 | 2025-12-02 17:00 | 6.8979 | - | 12 | 17 | 0.25
Frame | System | Constraint | Flex Up | Flexibility | Violation | 1 | 2025-12-02 18:00 | 4.0686 | - | 12 | 18 | 0.25
Frame | System | Constraint | Flex Up | Flexibility | Violation | 1 | 2025-12-03 06:45 | 6.0334 | - | 12 | 6 | 0.25
Frame | System | Constraint | Flex Up | Flexibility | Violation | 1 | 2025-12-04 07:15 | 4.6596 | - | 12 | 7 | 0.25
Frame | System | Constraint | Flex Up | Flexibility | Violation | 1 | 2025-12-04 07:30 | 57.5911 | - | 12 | 7 | 0.25
Frame | System | Constraint | Flex Up | Flexibility | Violation | 1 | 2025-12-04 07:45 | 29.5226 | - | 12 | 7 | 0.25
Frame | System | Constraint | Flex Up | Flexibility | Violation | 1 | 2025-12-05 17:30 | 0.63738 | - | 12 | 17 | 0.25
Frame | System | Constraint | Flex Up | Flexibility | Violation | 1 | 2025-12-05 20:00 | 65.7135 | - | 12 | 20 | 0.25
Frame | System | Constraint | Flex Up | Flexibility | Violation | 1 | 2025-12-05 20:15 | 4.2225 | - | 12 | 20 | 0.25
Frame | System | Constraint | Flex Up | Flexibility | Violation | 1 | 2025-12-06 17:00 | 43.9142 | - | 12 | 17 | 0.25
Frame | System | Constraint | Flex Up | Flexibility | Violation | 1 | 2025-12-06 17:15 | 9.2647 | - | 12 | 17 | 0.25
Frame | System | Constraint | Flex Up | Flexibility | Violation | 1 | 2025-12-06 18:15 | 0.18687 | - | 12 | 18 | 0.25
Frame | System | Constraint | Flex Up | Flexibility | Violation | 1 | 2025-12-06 21:00 | 4.8277 | - | 12 | 21 | 0.25
Frame | System | Constraint | Flex Up | Flexibility | Violation | 1 | 2025-12-08 07:15 | 7.0995 | - | 12 | 7 | 0.25
Frame | System | Constraint | Flex Up | Flexibility | Violation | 1 | 2025-12-08 20:30 | 4.8796 | - | 12 | 20 | 0.25
Frame | System | Constraint | Flex Up | Flexibility | Violation | 1 | 2025-12-08 21:00 | 35.3343 | - | 12 | 21 | 0.25
Frame | System | Constraint | Flex Up | Flexibility | Violation | 1 | 2025-12-09 06:45 | 69.8281 | - | 12 | 6 | 0.25
Frame | System | Constraint | Flex Up | Flexibility | Violation | 1 | 2025-12-09 07:00 | 10.544 | - | 12 | 7 | 0.25
Frame | System | Constraint | Flex Up | Flexibility | Violation | 1 | 2025-12-09 16:30 | 4.6753 | - | 12 | 16 | 0.25
Frame | System | Constraint | Flex Up | Flexibility | Violation | 1 | 2025-12-09 17:00 | 29.4477 | - | 12 | 17 | 0.25
Frame | System | Constraint | Flex Up | Flexibility | Violation | 1 | 2025-12-09 17:15 | 35.2997 | - | 12 | 17 | 0.25
Frame | System | Constraint | Flex Up | Flexibility | Violation | 1 | 2025-12-09 17:30 | 20.1518 | - | 12 | 17 | 0.25
Frame | System | Constraint | Flex Up | Flexibility | Violation | 1 | 2025-12-09 18:00 | 16.2317 | - | 12 | 18 | 0.25
Frame | System | Constraint | Flex Up | Flexibility | Violation | 1 | 2025-12-09 21:00 | 7.4749 | - | 12 | 21 | 0.25
Frame | System | Constraint | Flex Up | Flexibility | Violation | 1 | 2025-12-10 05:45 | 4.2279 | - | 12 | 5 | 0.25
Frame | System | Constraint | Flex Up | Flexibility | Violation | 1 | 2025-12-10 06:45 | 63.6801 | - | 12 | 6 | 0.25
Frame | System | Constraint | Flex Up | Flexibility | Violation | 1 | 2025-12-10 07:00 | 86.2995 | - | 12 | 7 | 0.25
Frame | System | Constraint | Flex Up | Flexibility | Violation | 1 | 2025-12-10 07:15 | 62.1021 | - | 12 | 7 | 0.25
Frame | System | Constraint | Flex Up | Flexibility | Violation | 1 | 2025-12-10 07:30 | 62.4046 | - | 12 | 7 | 0.25
Frame | System | Constraint | Flex Up | Flexibility | Violation | 1 | 2025-12-10 08:00 | 31.3038 | - | 12 | 8 | 0.25
Frame | System | Constraint | Flex Up | Flexibility | Violation | 1 | 2025-12-10 09:15 | 27.618 | - | 12 | 9 | 0.25
Frame | System | Constraint | Flex Up | Flexibility | Violation | 1 | 2025-12-10 09:30 | 19.2034 | - | 12 | 9 | 0.25
Frame | System | Constraint | Flex Up | Flexibility | Violation | 1 | 2025-12-10 16:45 | 69.8679 | - | 12 | 16 | 0.25
Frame | System | Constraint | Flex Up | Flexibility | Violation | 1 | 2025-12-10 17:15 | 92.1256 | - | 12 | 17 | 0.25
Frame | System | Constraint | Flex Up | Flexibility | Violation | 1 | 2025-12-10 17:30 | 62.1122 | - | 12 | 17 | 0.25
Frame | System | Constraint | Flex Up | Flexibility | Violation | 1 | 2025-12-10 18:00 | 108.3029 | - | 12 | 18 | 0.25
Frame | System | Constraint | Flex Up | Flexibility | Violation | 1 | 2025-12-10 18:15 | 111.8901 | - | 12 | 18 | 0.25
Frame | System | Constraint | Flex Up | Flexibility | Violation | 1 | 2025-12-10 18:30 | 95.9011 | - | 12 | 18 | 0.25
Frame | System | Constraint | Flex Up | Flexibility | Violation | 1 | 2025-12-10 22:00 | 32.2085 | - | 12 | 22 | 0.25
Frame | System | Constraint | Flex Up | Flexibility | Violation | 1 | 2025-12-11 21:00 | 16.1324 | - | 12 | 21 | 0.25
Frame | System | Constraint | Flex Up | Flexibility | Violation | 1 | 2025-12-12 16:30 | 5.4541 | - | 12 | 16 | 0.25
Frame | System | Constraint | Flex Up | Flexibility | Violation | 1 | 2025-12-12 21:15 | 7.1868 | - | 12 | 21 | 0.25
Frame | System | Constraint | Flex Up | Flexibility | Violation | 1 | 2025-12-14 18:00 | 57.362 | - | 12 | 18 | 0.25
Frame | System | Constraint | Flex Up | Flexibility | Violation | 1 | 2025-12-14 18:15 | 28.4229 | - | 12 | 18 | 0.25
Frame | System | Constraint | Flex Up | Flexibility | Violation | 1 | 2025-12-15 11:30 | 12.5822 | - | 12 | 11 | 0.25
Frame | System | Constraint | Flex Up | Flexibility | Violation | 1 | 2025-12-15 17:45 | 12.8421 | - | 12 | 17 | 0.25
Frame | System | Constraint | Flex Up | Flexibility | Violation | 1 | 2025-12-16 07:15 | 0.89799 | - | 12 | 7 | 0.25
Frame | System | Constraint | Flex Up | Flexibility | Violation | 1 | 2025-12-16 16:45 | 34.3018 | - | 12 | 16 | 0.25
Frame | System | Constraint | Flex Up | Flexibility | Violation | 1 | 2025-12-17 16:30 | 8.223 | - | 12 | 16 | 0.25
Frame | System | Constraint | Flex Up | Flexibility | Violation | 1 | 2025-12-17 18:00 | 19.1284 | - | 12 | 18 | 0.25
Frame | System | Constraint | Flex Up | Flexibility | Violation | 1 | 2025-12-18 16:45 | 30.5162 | - | 12 | 16 | 0.25
Frame | System | Constraint | Flex Up | Flexibility | Violation | 1 | 2025-12-18 17:30 | 0.61772 | - | 12 | 17 | 0.25
Frame | System | Constraint | Flex Up | Flexibility | Violation | 1 | 2025-12-19 07:30 | 23.9669 | - | 12 | 7 | 0.25
Frame | System | Constraint | Flex Up | Flexibility | Violation | 1 | 2025-12-19 07:45 | 37.1751 | - | 12 | 7 | 0.25
Frame | System | Constraint | Flex Up | Flexibility | Violation | 1 | 2025-12-19 17:15 | 1.2977 | - | 12 | 17 | 0.25
Frame | System | Constraint | Flex Up | Flexibility | Violation | 1 | 2025-12-19 19:00 | 53.6397 | - | 12 | 19 | 0.25
Frame | System | Constraint | Flex Up | Flexibility | Violation | 1 | 2025-12-19 20:00 | 29.0029 | - | 12 | 20 | 0.25
Frame | System | Constraint | Flex Up | Flexibility | Violation | 1 | 2025-12-21 08:45 | 53.4278 | - | 12 | 8 | 0.25
Frame | System | Constraint | Flex Up | Flexibility | Violation | 1 | 2025-12-22 08:30 | 1.5825 | - | 12 | 8 | 0.25
Frame | System | Constraint | Flex Up | Flexibility | Violation | 1 | 2025-12-23 07:30 | 9.3315 | - | 12 | 7 | 0.25
Frame | System | Constraint | Flex Up | Flexibility | Violation | 1 | 2025-12-23 11:45 | 4.5365 | - | 12 | 11 | 0.25
Frame | System | Constraint | Flex Up | Flexibility | Violation | 1 | 2025-12-24 18:30 | 0.44332 | - | 12 | 18 | 0.25
Frame | System | Constraint | Flex Up | Flexibility | Violation | 1 | 2025-12-25 18:00 | 35.7864 | - | 12 | 18 | 0.25
Frame | System | Constraint | Flex Up | Flexibility | Violation | 1 | 2025-12-27 06:45 | 39.2613 | - | 12 | 6 | 0.25
Frame | System | Constraint | Flex Up | Flexibility | Violation | 1 | 2025-12-27 07:30 | 2.2253 | - | 12 | 7 | 0.25
Frame | System | Constraint | Flex Up | Flexibility | Violation | 1 | 2025-12-27 17:00 | 22.8521 | - | 12 | 17 | 0.25
Frame | System | Constraint | Flex Up | Flexibility | Violation | 1 | 2025-12-28 08:45 | 23.4514 | - | 12 | 8 | 0.25
Frame | System | Constraint | Flex Up | Flexibility | Violation | 1 | 2025-12-28 09:45 | 7.0104 | - | 12 | 9 | 0.25
Frame | System | Constraint | Flex Up | Flexibility | Violation | 1 | 2025-12-28 18:15 | 2.6644 | - | 12 | 18 | 0.25
Frame | System | Constraint | Flex Up | Flexibility | Violation | 1 | 2025-12-28 21:00 | 6.6096 | - | 12 | 21 | 0.25
Frame | System | Constraint | Flex Up | Flexibility | Violation | 1 | 2025-12-28 21:30 | 16.1223 | - | 12 | 21 | 0.25
Frame | System | Constraint | Flex Up | Flexibility | Violation | 1 | 2025-12-29 09:00 | 1.6438 | - | 12 | 9 | 0.25
Frame | System | Constraint | Flex Up | Flexibility | Violation | 1 | 2025-12-29 17:45 | 8.6679 | - | 12 | 17 | 0.25
Frame | System | Constraint | Flex Up | Flexibility | Violation | 1 | 2025-12-29 18:15 | 11.0629 | - | 12 | 18 | 0.25
Frame | System | Constraint | Flex Up | Flexibility | Violation | 1 | 2025-12-30 19:00 | 38.7709 | - | 12 | 19 | 0.25
Frame | System | Constraint | Flex Up | Flexibility | Violation | 1 | 2025-12-30 21:00 | 15.0851 | - | 12 | 21 | 0.25
Frame | System | Constraint | Flex Up | Flexibility | Violation | 1 | 2025-12-31 02:00 | 0.51873 | - | 12 | 2 | 0.25
Frame | System | Constraint | Flex Up | Flexibility | Violation | 1 | 2025-12-31 07:30 | 9.3284 | - | 12 | 7 | 0.25
Frame | System | Constraint | Flex Up | Flexibility | Violation | 1 | 2025-12-31 15:00 | 0.034428 | - | 12 | 15 | 0.25
Frame | System | Constraint | Flex Up | Flexibility | Violation | 1 | 2025-12-31 18:00 | 5.5681 | - | 12 | 18 | 0.25
Frame | System | Constraint | Flex Up | Flexibility | Violation | 1 | 2025-12-31 22:15 | 6.545 | - | 12 | 22 | 0.25
Recip | System | Constraint | Flex Down | Flexibility | Violation | 1 | 2025-01-01 04:00 | 81.7891 | - | 1 | 4 | 0.25
Recip | System | Constraint | Flex Down | Flexibility | Violation | 1 | 2025-01-01 04:15 | 8.4785 | - | 1 | 4 | 0.25
Recip | System | Constraint | Flex Down | Flexibility | Violation | 1 | 2025-01-01 05:00 | 59.6192 | - | 1 | 5 | 0.25
Recip | System | Constraint | Flex Down | Flexibility | Violation | 1 | 2025-01-05 14:00 | 5.8431 | - | 1 | 14 | 0.25
Recip | System | Constraint | Flex Down | Flexibility | Violation | 1 | 2025-01-06 05:00 | 110.9689 | - | 1 | 5 | 0.25
Recip | System | Constraint | Flex Down | Flexibility | Violation | 1 | 2025-01-09 05:00 | 100.4882 | - | 1 | 5 | 0.25
Recip | System | Constraint | Flex Down | Flexibility | Violation | 1 | 2025-01-12 04:00 | 30.6248 | - | 1 | 4 | 0.25
Recip | System | Constraint | Flex Down | Flexibility | Violation | 1 | 2025-01-12 04:15 | 1.6315 | - | 1 | 4 | 0.25
Recip | System | Constraint | Flex Down | Flexibility | Violation | 1 | 2025-01-13 05:00 | 148.8098 | - | 1 | 5 | 0.25
Recip | System | Constraint | Flex Down | Flexibility | Violation | 1 | 2025-01-16 03:00 | 3.3535 | - | 1 | 3 | 0.25
Recip | System | Constraint | Flex Down | Flexibility | Violation | 1 | 2025-01-18 03:00 | 100.2148 | - | 1 | 3 | 0.25
Recip | System | Constraint | Flex Down | Flexibility | Violation | 1 | 2025-01-18 03:15 | 46.4118 | - | 1 | 3 | 0.25
Recip | System | Constraint | Flex Down | Flexibility | Violation | 1 | 2025-01-20 04:00 | 7.8636 | - | 1 | 4 | 0.25
Recip | System | Constraint | Flex Down | Flexibility | Violation | 1 | 2025-01-21 05:00 | 95.4514 | - | 1 | 5 | 0.25
Recip | System | Constraint | Flex Down | Flexibility | Violation | 1 | 2025-01-22 11:00 | 53.754 | - | 1 | 11 | 0.25
Recip | System | Constraint | Flex Down | Flexibility | Violation | 1 | 2025-01-22 11:15 | 55.0063 | - | 1 | 11 | 0.25
Recip | System | Constraint | Flex Down | Flexibility | Violation | 1 | 2025-01-22 11:30 | 55.2585 | - | 1 | 11 | 0.25
Recip | System | Constraint | Flex Down | Flexibility | Violation | 1 | 2025-01-22 11:45 | 51.5107 | - | 1 | 11 | 0.25
Recip | System | Constraint | Flex Down | Flexibility | Violation | 1 | 2025-01-22 12:00 | 27.705 | - | 1 | 12 | 0.25
Recip | System | Constraint | Flex Down | Flexibility | Violation | 1 | 2025-01-22 12:15 | 72.0539 | - | 1 | 12 | 0.25
Recip | System | Constraint | Flex Down | Flexibility | Violation | 1 | 2025-01-22 12:30 | 107.4029 | - | 1 | 12 | 0.25
Recip | System | Constraint | Flex Down | Flexibility | Violation | 1 | 2025-01-22 12:45 | 127.7518 | - | 1 | 12 | 0.25
Recip | System | Constraint | Flex Down | Flexibility | Violation | 1 | 2025-01-22 13:00 | 294.1406 | - | 1 | 13 | 0.25
Recip | System | Constraint | Flex Down | Flexibility | Violation | 1 | 2025-01-22 13:15 | 298.4594 | - | 1 | 13 | 0.25
Recip | System | Constraint | Flex Down | Flexibility | Violation | 1 | 2025-01-22 13:30 | 317.7782 | - | 1 | 13 | 0.25
Recip | System | Constraint | Flex Down | Flexibility | Violation | 1 | 2025-01-22 13:45 | 339.097 | - | 1 | 13 | 0.25
Recip | System | Constraint | Flex Down | Flexibility | Violation | 1 | 2025-01-23 05:00 | 98.7909 | - | 1 | 5 | 0.25
Recip | System | Constraint | Flex Down | Flexibility | Violation | 1 | 2025-01-23 06:00 | 153.9134 | - | 1 | 6 | 0.25
Recip | System | Constraint | Flex Down | Flexibility | Violation | 1 | 2025-01-24 10:00 | 10.4088 | - | 1 | 10 | 0.25
Recip | System | Constraint | Flex Down | Flexibility | Violation | 1 | 2025-01-24 13:45 | 6.0664 | - | 1 | 13 | 0.25
Recip | System | Constraint | Flex Down | Flexibility | Violation | 1 | 2025-01-25 12:45 | 26.4041 | - | 1 | 12 | 0.25
Recip | System | Constraint | Flex Down | Flexibility | Violation | 1 | 2025-01-25 13:00 | 15.6047 | - | 1 | 13 | 0.25
Recip | System | Constraint | Flex Down | Flexibility | Violation | 1 | 2025-01-25 13:15 | 24.9453 | - | 1 | 13 | 0.25
Recip | System | Constraint | Flex Down | Flexibility | Violation | 1 | 2025-01-25 13:30 | 29.2858 | - | 1 | 13 | 0.25
Recip | System | Constraint | Flex Down | Flexibility | Violation | 1 | 2025-01-25 13:45 | 26.6264 | - | 1 | 13 | 0.25
Recip | System | Constraint | Flex Down | Flexibility | Violation | 1 | 2025-01-28 05:00 | 82.0649 | - | 1 | 5 | 0.25
Recip | System | Constraint | Flex Down | Flexibility | Violation | 1 | 2025-01-29 02:00 | 61.1474 | - | 1 | 2 | 0.25
Recip | System | Constraint | Flex Down | Flexibility | Violation | 1 | 2025-01-29 02:15 | 17.6788 | - | 1 | 2 | 0.25
Recip | System | Constraint | Flex Down | Flexibility | Violation | 1 | 2025-01-29 04:00 | 69.5942 | - | 1 | 4 | 0.25
Recip | System | Constraint | Flex Down | Flexibility | Violation | 1 | 2025-01-29 05:00 | 243.2834 | - | 1 | 5 | 0.25
Recip | System | Constraint | Flex Down | Flexibility | Violation | 1 | 2025-01-30 02:00 | 138.68 | - | 1 | 2 | 0.25
Recip | System | Constraint | Flex Down | Flexibility | Violation | 1 | 2025-01-30 02:15 | 75.8077 | - | 1 | 2 | 0.25
Recip | System | Constraint | Flex Down | Flexibility | Violation | 1 | 2025-01-30 04:00 | 132.1475 | - | 1 | 4 | 0.25
Recip | System | Constraint | Flex Down | Flexibility | Violation | 1 | 2025-01-30 04:15 | 25.7375 | - | 1 | 4 | 0.25
Recip | System | Constraint | Flex Down | Flexibility | Violation | 1 | 2025-01-30 14:00 | 105.572 | - | 1 | 14 | 0.25
Recip | System | Constraint | Flex Down | Flexibility | Violation | 1 | 2025-01-30 14:15 | 50.1686 | - | 1 | 14 | 0.25
Recip | System | Constraint | Flex Down | Flexibility | Violation | 1 | 2025-01-30 16:00 | 186.5556 | - | 1 | 16 | 0.25
Recip | System | Constraint | Flex Down | Flexibility | Violation | 1 | 2025-01-30 16:15 | 112.926 | - | 1 | 16 | 0.25
Recip | System | Constraint | Flex Down | Flexibility | Violation | 1 | 2025-01-30 16:30 | 1.2964 | - | 1 | 16 | 0.25
Recip | System | Constraint | Flex Down | Flexibility | Violation | 1 | 2025-02-01 10:00 | 50.6748 | - | 2 | 10 | 0.25
Recip | System | Constraint | Flex Down | Flexibility | Violation | 1 | 2025-02-01 10:15 | 14.5482 | - | 2 | 10 | 0.25
Recip | System | Constraint | Flex Down | Flexibility | Violation | 1 | 2025-02-02 01:00 | 26.8398 | - | 2 | 1 | 0.25
Recip | System | Constraint | Flex Down | Flexibility | Violation | 1 | 2025-02-02 01:15 | 4.9834 | - | 2 | 1 | 0.25
Recip | System | Constraint | Flex Down | Flexibility | Violation | 1 | 2025-02-02 03:00 | 13.3672 | - | 2 | 3 | 0.25
Recip | System | Constraint | Flex Down | Flexibility | Violation | 1 | 2025-02-02 04:00 | 64.3787 | - | 2 | 4 | 0.25
Recip | System | Constraint | Flex Down | Flexibility | Violation | 1 | 2025-02-03 04:00 | 59.4346 | - | 2 | 4 | 0.25
Recip | System | Constraint | Flex Down | Flexibility | Violation | 1 | 2025-02-03 04:15 | 20.0284 | - | 2 | 4 | 0.25
Recip | System | Constraint | Flex Down | Flexibility | Violation | 1 | 2025-02-03 05:00 | 83.5574 | - | 2 | 5 | 0.25
Recip | System | Constraint | Flex Down | Flexibility | Violation | 1 | 2025-02-11 04:00 | 2.8161 | - | 2 | 4 | 0.25
Recip | System | Constraint | Flex Down | Flexibility | Violation | 1 | 2025-02-18 03:00 | 20.6517 | - | 2 | 3 | 0.25
Recip | System | Constraint | Flex Down | Flexibility | Violation | 1 | 2025-02-18 03:15 | 0.26143 | - | 2 | 3 | 0.25
Recip | System | Constraint | Flex Down | Flexibility | Violation | 1 | 2025-02-18 15:00 | 207.4978 | - | 2 | 15 | 0.25
Recip | System | Constraint | Flex Down | Flexibility | Violation | 1 | 2025-02-18 15:15 | 111.2211 | - | 2 | 15 | 0.25
Recip | System | Constraint | Flex Down | Flexibility | Violation | 1 | 2025-02-18 15:30 | 18.9443 | - | 2 | 15 | 0.25
Recip | System | Constraint | Flex Down | Flexibility | Violation | 1 | 2025-02-23 12:00 | 72.2095 | - | 2 | 12 | 0.25
Recip | System | Constraint | Flex Down | Flexibility | Violation | 1 | 2025-02-24 02:00 | 12.0439 | - | 2 | 2 | 0.25
Recip | System | Constraint | Flex Down | Flexibility | Violation | 1 | 2025-02-24 05:00 | 237.7164 | - | 2 | 5 | 0.25
Recip | System | Constraint | Flex Down | Flexibility | Violation | 1 | 2025-02-24 05:15 | 121.6351 | - | 2 | 5 | 0.25
Recip | System | Constraint | Flex Down | Flexibility | Violation | 1 | 2025-02-25 03:00 | 50.5473 | - | 2 | 3 | 0.25
Recip | System | Constraint | Flex Down | Flexibility | Violation | 1 | 2025-02-25 03:15 | 9.4282 | - | 2 | 3 | 0.25
Recip | System | Constraint | Flex Down | Flexibility | Violation | 1 | 2025-02-25 06:00 | 178.9329 | - | 2 | 6 | 0.25
Recip | System | Constraint | Flex Down | Flexibility | Violation | 1 | 2025-02-25 10:45 | 8.8835 | - | 2 | 10 | 0.25
Recip | System | Constraint | Flex Down | Flexibility | Violation | 1 | 2025-02-25 11:45 | 12.6324 | - | 2 | 11 | 0.25
Recip | System | Constraint | Flex Down | Flexibility | Violation | 1 | 2025-02-25 13:00 | 47.7845 | - | 2 | 13 | 0.25
Recip | System | Constraint | Flex Down | Flexibility | Violation | 1 | 2025-02-25 13:15 | 18.2851 | - | 2 | 13 | 0.25
Recip | System | Constraint | Flex Down | Flexibility | Violation | 1 | 2025-02-25 15:00 | 26.432 | - | 2 | 15 | 0.25
Recip | System | Constraint | Flex Down | Flexibility | Violation | 1 | 2025-02-25 15:15 | 4.055 | - | 2 | 15 | 0.25
Recip | System | Constraint | Flex Down | Flexibility | Violation | 1 | 2025-03-03 03:00 | 20.0356 | - | 3 | 3 | 0.25
Recip | System | Constraint | Flex Down | Flexibility | Violation | 1 | 2025-03-05 04:00 | 138.1571 | - | 3 | 4 | 0.25
Recip | System | Constraint | Flex Down | Flexibility | Violation | 1 | 2025-03-05 04:15 | 16.1156 | - | 3 | 4 | 0.25
Recip | System | Constraint | Flex Down | Flexibility | Violation | 1 | 2025-03-06 04:00 | 23.7265 | - | 3 | 4 | 0.25
Recip | System | Constraint | Flex Down | Flexibility | Violation | 1 | 2025-03-14 10:30 | 52.7169 | - | 3 | 10 | 0.25
Recip | System | Constraint | Flex Down | Flexibility | Violation | 1 | 2025-03-14 10:45 | 101.6953 | - | 3 | 10 | 0.25
Recip | System | Constraint | Flex Down | Flexibility | Violation | 1 | 2025-03-14 11:00 | 52.9658 | - | 3 | 11 | 0.25
Recip | System | Constraint | Flex Down | Flexibility | Violation | 1 | 2025-03-14 11:15 | 53.4942 | - | 3 | 11 | 0.25
Recip | System | Constraint | Flex Down | Flexibility | Violation | 1 | 2025-03-14 11:30 | 56.0226 | - | 3 | 11 | 0.25
Recip | System | Constraint | Flex Down | Flexibility | Violation | 1 | 2025-03-14 11:45 | 67.551 | - | 3 | 11 | 0.25
Recip | System | Constraint | Flex Down | Flexibility | Violation | 1 | 2025-03-14 13:45 | 2.2531 | - | 3 | 13 | 0.25
Recip | System | Constraint | Flex Down | Flexibility | Violation | 1 | 2025-03-15 10:30 | 2.0595 | - | 3 | 10 | 0.25
Recip | System | Constraint | Flex Down | Flexibility | Violation | 1 | 2025-03-15 10:45 | 53.8338 | - | 3 | 10 | 0.25
Recip | System | Constraint | Flex Down | Flexibility | Violation | 1 | 2025-03-15 11:15 | 19.6394 | - | 3 | 11 | 0.25
Recip | System | Constraint | Flex Down | Flexibility | Violation | 1 | 2025-03-15 11:30 | 60.2811 | - | 3 | 11 | 0.25
Recip | System | Constraint | Flex Down | Flexibility | Violation | 1 | 2025-03-15 11:45 | 89.9229 | - | 3 | 11 | 0.25
Recip | System | Constraint | Flex Down | Flexibility | Violation | 1 | 2025-03-15 12:30 | 15.1933 | - | 3 | 12 | 0.25
Recip | System | Constraint | Flex Down | Flexibility | Violation | 1 | 2025-03-15 12:45 | 82.9647 | - | 3 | 12 | 0.25
Recip | System | Constraint | Flex Down | Flexibility | Violation | 1 | 2025-03-16 10:00 | 15.1884 | - | 3 | 10 | 0.25
Recip | System | Constraint | Flex Down | Flexibility | Violation | 1 | 2025-03-16 10:15 | 28.9567 | - | 3 | 10 | 0.25
Recip | System | Constraint | Flex Down | Flexibility | Violation | 1 | 2025-03-16 10:30 | 56.7251 | - | 3 | 10 | 0.25
Recip | System | Constraint | Flex Down | Flexibility | Violation | 1 | 2025-03-16 10:45 | 93.4935 | - | 3 | 10 | 0.25
Recip | System | Constraint | Flex Down | Flexibility | Violation | 1 | 2025-03-16 11:15 | 7.5066 | - | 3 | 11 | 0.25
Recip | System | Constraint | Flex Down | Flexibility | Violation | 1 | 2025-03-16 11:30 | 36.5671 | - | 3 | 11 | 0.25
Recip | System | Constraint | Flex Down | Flexibility | Violation | 1 | 2025-03-16 11:45 | 75.6277 | - | 3 | 11 | 0.25
Recip | System | Constraint | Flex Down | Flexibility | Violation | 1 | 2025-03-16 12:00 | 49.3322 | - | 3 | 12 | 0.25
Recip | System | Constraint | Flex Down | Flexibility | Violation | 1 | 2025-03-16 12:15 | 61.2206 | - | 3 | 12 | 0.25
Recip | System | Constraint | Flex Down | Flexibility | Violation | 1 | 2025-03-16 12:30 | 70.1091 | - | 3 | 12 | 0.25
Recip | System | Constraint | Flex Down | Flexibility | Violation | 1 | 2025-03-16 12:45 | 69.9976 | - | 3 | 12 | 0.25
Recip | System | Constraint | Flex Down | Flexibility | Violation | 1 | 2025-03-16 13:00 | 2.6288 | - | 3 | 13 | 0.25
Recip | System | Constraint | Flex Down | Flexibility | Violation | 1 | 2025-03-16 13:15 | 8.7267 | - | 3 | 13 | 0.25
Recip | System | Constraint | Flex Down | Flexibility | Violation | 1 | 2025-03-16 13:30 | 22.8245 | - | 3 | 13 | 0.25
Recip | System | Constraint | Flex Down | Flexibility | Violation | 1 | 2025-03-16 13:45 | 32.9223 | - | 3 | 13 | 0.25
Recip | System | Constraint | Flex Down | Flexibility | Violation | 1 | 2025-03-16 22:15 | 28.0707 | - | 3 | 22 | 0.25
Recip | System | Constraint | Flex Down | Flexibility | Violation | 1 | 2025-03-16 22:30 | 77.9603 | - | 3 | 22 | 0.25
Recip | System | Constraint | Flex Down | Flexibility | Violation | 1 | 2025-03-16 22:45 | 132.8498 | - | 3 | 22 | 0.25
Recip | System | Constraint | Flex Down | Flexibility | Violation | 1 | 2025-03-17 | 28.0268 | - | 3 | 0 | 0.25
Recip | System | Constraint | Flex Down | Flexibility | Violation | 1 | 2025-03-17 00:15 | 30.8646 | - | 3 | 0 | 0.25
Recip | System | Constraint | Flex Down | Flexibility | Violation | 1 | 2025-03-17 00:30 | 24.7024 | - | 3 | 0 | 0.25
Recip | System | Constraint | Flex Down | Flexibility | Violation | 1 | 2025-03-17 00:45 | 17.5402 | - | 3 | 0 | 0.25
Recip | System | Constraint | Flex Down | Flexibility | Violation | 1 | 2025-03-17 08:30 | 2.6567 | - | 3 | 8 | 0.25
Recip | System | Constraint | Flex Down | Flexibility | Violation | 1 | 2025-03-17 08:45 | 80.5099 | - | 3 | 8 | 0.25
Recip | System | Constraint | Flex Down | Flexibility | Violation | 1 | 2025-03-18 20:15 | 2.1177 | - | 3 | 20 | 0.25
Recip | System | Constraint | Flex Down | Flexibility | Violation | 1 | 2025-03-18 20:30 | 32.2788 | - | 3 | 20 | 0.25
Recip | System | Constraint | Flex Down | Flexibility | Violation | 1 | 2025-03-18 20:45 | 70.4399 | - | 3 | 20 | 0.25
Recip | System | Constraint | Flex Down | Flexibility | Violation | 1 | 2025-03-18 21:00 | 97.4345 | - | 3 | 21 | 0.25
Recip | System | Constraint | Flex Down | Flexibility | Violation | 1 | 2025-03-18 21:15 | 140.2078 | - | 3 | 21 | 0.25
Recip | System | Constraint | Flex Down | Flexibility | Violation | 1 | 2025-03-18 21:30 | 189.9811 | - | 3 | 21 | 0.25
Recip | System | Constraint | Flex Down | Flexibility | Violation | 1 | 2025-03-18 21:45 | 225.7545 | - | 3 | 21 | 0.25
Recip | System | Constraint | Flex Down | Flexibility | Violation | 1 | 2025-03-18 22:30 | 46.9573 | - | 3 | 22 | 0.25
Recip | System | Constraint | Flex Down | Flexibility | Violation | 1 | 2025-03-18 22:45 | 174.4319 | - | 3 | 22 | 0.25
Recip | System | Constraint | Flex Down | Flexibility | Violation | 1 | 2025-03-18 23:30 | 16.2021 | - | 3 | 23 | 0.25
Recip | System | Constraint | Flex Down | Flexibility | Violation | 1 | 2025-03-18 23:45 | 51.1255 | - | 3 | 23 | 0.25
Recip | System | Constraint | Flex Down | Flexibility | Violation | 1 | 2025-03-20 00:30 | 15.3336 | - | 3 | 0 | 0.25
Recip | System | Constraint | Flex Down | Flexibility | Violation | 1 | 2025-03-20 00:45 | 31.7293 | - | 3 | 0 | 0.25
Recip | System | Constraint | Flex Down | Flexibility | Violation | 1 | 2025-03-20 14:00 | 1.5348 | - | 3 | 14 | 0.25
Recip | System | Constraint | Flex Down | Flexibility | Violation | 1 | 2025-03-20 14:15 | 1.5348 | - | 3 | 14 | 0.25
Recip | System | Constraint | Flex Down | Flexibility | Violation | 1 | 2025-03-20 14:30 | 1.5348 | - | 3 | 14 | 0.25
Recip | System | Constraint | Flex Down | Flexibility | Violation | 1 | 2025-03-20 14:45 | 1.5348 | - | 3 | 14 | 0.25
Recip | System | Constraint | Flex Down | Flexibility | Violation | 1 | 2025-03-21 10:30 | 1.8863 | - | 3 | 10 | 0.25
Recip | System | Constraint | Flex Down | Flexibility | Violation | 1 | 2025-03-21 10:45 | 46.8575 | - | 3 | 10 | 0.25
Recip | System | Constraint | Flex Down | Flexibility | Violation | 1 | 2025-03-21 11:15 | 3.6272 | - | 3 | 11 | 0.25
Recip | System | Constraint | Flex Down | Flexibility | Violation | 1 | 2025-03-21 11:30 | 24.9111 | - | 3 | 11 | 0.25
Recip | System | Constraint | Flex Down | Flexibility | Violation | 1 | 2025-03-21 11:45 | 40.1949 | - | 3 | 11 | 0.25
Recip | System | Constraint | Flex Down | Flexibility | Violation | 1 | 2025-03-21 12:30 | 6.2725 | - | 3 | 12 | 0.25
Recip | System | Constraint | Flex Down | Flexibility | Violation | 1 | 2025-03-21 12:45 | 22.6131 | - | 3 | 12 | 0.25
Recip | System | Constraint | Flex Down | Flexibility | Violation | 1 | 2025-03-21 13:00 | 4.9093 | - | 3 | 13 | 0.25
Recip | System | Constraint | Flex Down | Flexibility | Violation | 1 | 2025-03-22 09:30 | 2.5105 | - | 3 | 9 | 0.25
Recip | System | Constraint | Flex Down | Flexibility | Violation | 1 | 2025-03-22 09:45 | 27.335 | - | 3 | 9 | 0.25
Recip | System | Constraint | Flex Down | Flexibility | Violation | 1 | 2025-03-22 10:30 | 12.5671 | - | 3 | 10 | 0.25
Recip | System | Constraint | Flex Down | Flexibility | Violation | 1 | 2025-03-22 10:45 | 58.2818 | - | 3 | 10 | 0.25
Recip | System | Constraint | Flex Down | Flexibility | Violation | 1 | 2025-03-22 11:00 | 45.7218 | - | 3 | 11 | 0.25
Recip | System | Constraint | Flex Down | Flexibility | Violation | 1 | 2025-03-22 11:15 | 51.5298 | - | 3 | 11 | 0.25
Recip | System | Constraint | Flex Down | Flexibility | Violation | 1 | 2025-03-22 11:30 | 54.3378 | - | 3 | 11 | 0.25
Recip | System | Constraint | Flex Down | Flexibility | Violation | 1 | 2025-03-22 11:45 | 50.1458 | - | 3 | 11 | 0.25
Recip | System | Constraint | Flex Down | Flexibility | Violation | 1 | 2025-03-22 12:00 | 118.3399 | - | 3 | 12 | 0.25
Recip | System | Constraint | Flex Down | Flexibility | Violation | 1 | 2025-03-22 12:15 | 113.9079 | - | 3 | 12 | 0.25
Recip | System | Constraint | Flex Down | Flexibility | Violation | 1 | 2025-03-22 12:30 | 107.4759 | - | 3 | 12 | 0.25
Recip | System | Constraint | Flex Down | Flexibility | Violation | 1 | 2025-03-22 12:45 | 105.0438 | - | 3 | 12 | 0.25
Recip | System | Constraint | Flex Down | Flexibility | Violation | 1 | 2025-03-22 13:00 | 123.1049 | - | 3 | 13 | 0.25
Recip | System | Constraint | Flex Down | Flexibility | Violation | 1 | 2025-03-22 13:15 | 108.5525 | - | 3 | 13 | 0.25
Recip | System | Constraint | Flex Down | Flexibility | Violation | 1 | 2025-03-22 13:30 | 84 | - | 3 | 13 | 0.25
Recip | System | Constraint | Flex Down | Flexibility | Violation | 1 | 2025-03-22 13:45 | 59.4476 | - | 3 | 13 | 0.25
Recip | System | Constraint | Flex Down | Flexibility | Violation | 1 | 2025-03-22 14:00 | 42.8785 | - | 3 | 14 | 0.25
Recip | System | Constraint | Flex Down | Flexibility | Violation | 1 | 2025-03-22 14:15 | 39.6009 | - | 3 | 14 | 0.25
Recip | System | Constraint | Flex Down | Flexibility | Violation | 1 | 2025-03-22 14:30 | 31.3234 | - | 3 | 14 | 0.25
Recip | System | Constraint | Flex Down | Flexibility | Violation | 1 | 2025-03-22 14:45 | 28.0458 | - | 3 | 14 | 0.25
Recip | System | Constraint | Flex Down | Flexibility | Violation | 1 | 2025-03-22 15:00 | 23.837 | - | 3 | 15 | 0.25
Recip | System | Constraint | Flex Down | Flexibility | Violation | 1 | 2025-03-22 15:15 | 5.7755 | - | 3 | 15 | 0.25
Recip | System | Constraint | Flex Down | Flexibility | Violation | 1 | 2025-03-22 22:15 | 39.4203 | - | 3 | 22 | 0.25
Recip | System | Constraint | Flex Down | Flexibility | Violation | 1 | 2025-03-22 22:30 | 76.8645 | - | 3 | 22 | 0.25
Recip | System | Constraint | Flex Down | Flexibility | Violation | 1 | 2025-03-22 22:45 | 125.3087 | - | 3 | 22 | 0.25
Recip | System | Constraint | Flex Down | Flexibility | Violation | 1 | 2025-03-22 23:15 | 21.3047 | - | 3 | 23 | 0.25
Recip | System | Constraint | Flex Down | Flexibility | Violation | 1 | 2025-03-22 23:30 | 37.3027 | - | 3 | 23 | 0.25
Recip | System | Constraint | Flex Down | Flexibility | Violation | 1 | 2025-03-22 23:45 | 68.3007 | - | 3 | 23 | 0.25
Recip | System | Constraint | Flex Down | Flexibility | Violation | 1 | 2025-03-25 20:45 | 44.3222 | - | 3 | 20 | 0.25
Recip | System | Constraint | Flex Down | Flexibility | Violation | 1 | 2025-03-25 21:00 | 145.7374 | - | 3 | 21 | 0.25
Recip | System | Constraint | Flex Down | Flexibility | Violation | 1 | 2025-03-25 21:15 | 195.9314 | - | 3 | 21 | 0.25
Recip | System | Constraint | Flex Down | Flexibility | Violation | 1 | 2025-03-25 21:30 | 220.1254 | - | 3 | 21 | 0.25
Recip | System | Constraint | Flex Down | Flexibility | Violation | 1 | 2025-03-25 21:45 | 261.3194 | - | 3 | 21 | 0.25
Recip | System | Constraint | Flex Down | Flexibility | Violation | 1 | 2025-03-25 22:00 | 54.0155 | - | 3 | 22 | 0.25
Recip | System | Constraint | Flex Down | Flexibility | Violation | 1 | 2025-03-25 22:15 | 129.9327 | - | 3 | 22 | 0.25
Recip | System | Constraint | Flex Down | Flexibility | Violation | 1 | 2025-03-25 22:30 | 184.85 | - | 3 | 22 | 0.25
Recip | System | Constraint | Flex Down | Flexibility | Violation | 1 | 2025-03-25 22:45 | 230.7672 | - | 3 | 22 | 0.25
Recip | System | Constraint | Flex Down | Flexibility | Violation | 1 | 2025-03-25 23:00 | 63.6414 | - | 3 | 23 | 0.25
Recip | System | Constraint | Flex Down | Flexibility | Violation | 1 | 2025-03-25 23:15 | 79.5155 | - | 3 | 23 | 0.25
Recip | System | Constraint | Flex Down | Flexibility | Violation | 1 | 2025-03-25 23:30 | 99.3897 | - | 3 | 23 | 0.25
Recip | System | Constraint | Flex Down | Flexibility | Violation | 1 | 2025-03-25 23:45 | 117.2639 | - | 3 | 23 | 0.25
Recip | System | Constraint | Flex Down | Flexibility | Violation | 1 | 2025-03-26 | 43.8854 | - | 3 | 0 | 0.25
Recip | System | Constraint | Flex Down | Flexibility | Violation | 1 | 2025-03-26 00:15 | 53.1716 | - | 3 | 0 | 0.25
Recip | System | Constraint | Flex Down | Flexibility | Violation | 1 | 2025-03-26 00:30 | 45.4579 | - | 3 | 0 | 0.25
Recip | System | Constraint | Flex Down | Flexibility | Violation | 1 | 2025-03-26 00:45 | 43.7442 | - | 3 | 0 | 0.25
Recip | System | Constraint | Flex Down | Flexibility | Violation | 1 | 2025-03-26 09:30 | 17.9066 | - | 3 | 9 | 0.25
Recip | System | Constraint | Flex Down | Flexibility | Violation | 1 | 2025-03-26 09:45 | 51.8671 | - | 3 | 9 | 0.25
Recip | System | Constraint | Flex Down | Flexibility | Violation | 1 | 2025-03-26 10:45 | 17.0758 | - | 3 | 10 | 0.25
Recip | System | Constraint | Flex Down | Flexibility | Violation | 1 | 2025-03-26 11:00 | 176.9322 | - | 3 | 11 | 0.25
Recip | System | Constraint | Flex Down | Flexibility | Violation | 1 | 2025-03-26 11:15 | 135.4566 | - | 3 | 11 | 0.25
Recip | System | Constraint | Flex Down | Flexibility | Violation | 1 | 2025-03-26 11:30 | 84.981 | - | 3 | 11 | 0.25
Recip | System | Constraint | Flex Down | Flexibility | Violation | 1 | 2025-03-26 11:45 | 38.5054 | - | 3 | 11 | 0.25
Recip | System | Constraint | Flex Down | Flexibility | Violation | 1 | 2025-03-26 12:45 | 19.9517 | - | 3 | 12 | 0.25
Recip | System | Constraint | Flex Down | Flexibility | Violation | 1 | 2025-03-26 13:45 | 11.4616 | - | 3 | 13 | 0.25
Recip | System | Constraint | Flex Down | Flexibility | Violation | 1 | 2025-03-26 14:00 | 246.4968 | - | 3 | 14 | 0.25
Recip | System | Constraint | Flex Down | Flexibility | Violation | 1 | 2025-03-26 14:15 | 161.9537 | - | 3 | 14 | 0.25
Recip | System | Constraint | Flex Down | Flexibility | Violation | 1 | 2025-03-26 14:30 | 85.4105 | - | 3 | 14 | 0.25
Recip | System | Constraint | Flex Down | Flexibility | Violation | 1 | 2025-03-26 20:00 | 14.732 | - | 3 | 20 | 0.25
Recip | System | Constraint | Flex Down | Flexibility | Violation | 1 | 2025-03-26 20:15 | 25.887 | - | 3 | 20 | 0.25
Recip | System | Constraint | Flex Down | Flexibility | Violation | 1 | 2025-03-26 20:30 | 42.0419 | - | 3 | 20 | 0.25
Recip | System | Constraint | Flex Down | Flexibility | Violation | 1 | 2025-03-26 20:45 | 63.1969 | - | 3 | 20 | 0.25
Recip | System | Constraint | Flex Down | Flexibility | Violation | 1 | 2025-03-27 08:15 | 38.6553 | - | 3 | 8 | 0.25
Recip | System | Constraint | Flex Down | Flexibility | Violation | 1 | 2025-03-27 08:30 | 80.114 | - | 3 | 8 | 0.25
Recip | System | Constraint | Flex Down | Flexibility | Violation | 1 | 2025-03-27 08:45 | 116.5727 | - | 3 | 8 | 0.25
Recip | System | Constraint | Flex Down | Flexibility | Violation | 1 | 2025-03-27 09:15 | 9.1266 | - | 3 | 9 | 0.25
Recip | System | Constraint | Flex Down | Flexibility | Violation | 1 | 2025-03-27 09:30 | 43.2935 | - | 3 | 9 | 0.25
Recip | System | Constraint | Flex Down | Flexibility | Violation | 1 | 2025-03-27 09:45 | 69.4605 | - | 3 | 9 | 0.25
Recip | System | Constraint | Flex Down | Flexibility | Violation | 1 | 2025-03-27 10:15 | 3.2323 | - | 3 | 10 | 0.25
Recip | System | Constraint | Flex Down | Flexibility | Violation | 1 | 2025-03-27 10:30 | 29.7392 | - | 3 | 10 | 0.25
Recip | System | Constraint | Flex Down | Flexibility | Violation | 1 | 2025-03-27 10:45 | 43.2461 | - | 3 | 10 | 0.25
Recip | System | Constraint | Flex Down | Flexibility | Violation | 1 | 2025-03-27 11:00 | 30.1774 | - | 3 | 11 | 0.25
Recip | System | Constraint | Flex Down | Flexibility | Violation | 1 | 2025-03-27 11:15 | 27.5866 | - | 3 | 11 | 0.25
Recip | System | Constraint | Flex Down | Flexibility | Violation | 1 | 2025-03-27 11:30 | 18.9959 | - | 3 | 11 | 0.25
Recip | System | Constraint | Flex Down | Flexibility | Violation | 1 | 2025-03-27 11:45 | 9.4051 | - | 3 | 11 | 0.25
Recip | System | Constraint | Flex Down | Flexibility | Violation | 1 | 2025-03-28 09:00 | 169.7817 | - | 3 | 9 | 0.25
Recip | System | Constraint | Flex Down | Flexibility | Violation | 1 | 2025-03-28 09:15 | 121.0494 | - | 3 | 9 | 0.25
Recip | System | Constraint | Flex Down | Flexibility | Violation | 1 | 2025-03-28 09:30 | 83.3171 | - | 3 | 9 | 0.25
Recip | System | Constraint | Flex Down | Flexibility | Violation | 1 | 2025-03-28 09:45 | 40.5848 | - | 3 | 9 | 0.25
Recip | System | Constraint | Flex Down | Flexibility | Violation | 1 | 2025-03-28 12:00 | 96.2359 | - | 3 | 12 | 0.25
Recip | System | Constraint | Flex Down | Flexibility | Violation | 1 | 2025-03-28 12:15 | 43.4028 | - | 3 | 12 | 0.25
Recip | System | Constraint | Flex Down | Flexibility | Violation | 1 | 2025-03-28 12:30 | 13.5697 | - | 3 | 12 | 0.25
Recip | System | Constraint | Flex Down | Flexibility | Violation | 1 | 2025-03-28 16:00 | 33.2237 | - | 3 | 16 | 0.25
Recip | System | Constraint | Flex Down | Flexibility | Violation | 1 | 2025-03-29 | 0.056026 | - | 3 | 0 | 0.25
Recip | System | Constraint | Flex Down | Flexibility | Violation | 1 | 2025-03-29 00:15 | 23.6694 | - | 3 | 0 | 0.25
Recip | System | Constraint | Flex Down | Flexibility | Violation | 1 | 2025-03-29 00:30 | 35.2827 | - | 3 | 0 | 0.25
Recip | System | Constraint | Flex Down | Flexibility | Violation | 1 | 2025-03-29 00:45 | 57.8961 | - | 3 | 0 | 0.25
Recip | System | Constraint | Flex Down | Flexibility | Violation | 1 | 2025-03-29 08:45 | 10.5304 | - | 3 | 8 | 0.25
Recip | System | Constraint | Flex Down | Flexibility | Violation | 1 | 2025-03-31 21:00 | 65.5789 | - | 3 | 21 | 0.25
Recip | System | Constraint | Flex Down | Flexibility | Violation | 1 | 2025-03-31 21:15 | 75.5775 | - | 3 | 21 | 0.25
Recip | System | Constraint | Flex Down | Flexibility | Violation | 1 | 2025-03-31 21:30 | 88.5761 | - | 3 | 21 | 0.25
Recip | System | Constraint | Flex Down | Flexibility | Violation | 1 | 2025-03-31 21:45 | 85.5746 | - | 3 | 21 | 0.25
Recip | System | Constraint | Flex Down | Flexibility | Violation | 1 | 2025-04-01 08:45 | 4.6484 | - | 4 | 8 | 0.25
Recip | System | Constraint | Flex Down | Flexibility | Violation | 1 | 2025-04-01 09:45 | 1.4703 | - | 4 | 9 | 0.25
Recip | System | Constraint | Flex Down | Flexibility | Violation | 1 | 2025-04-01 10:30 | 27.0059 | - | 4 | 10 | 0.25
Recip | System | Constraint | Flex Down | Flexibility | Violation | 1 | 2025-04-01 10:45 | 62.2678 | - | 4 | 10 | 0.25
Recip | System | Constraint | Flex Down | Flexibility | Violation | 1 | 2025-04-01 11:15 | 3.0528 | - | 4 | 11 | 0.25
Recip | System | Constraint | Flex Down | Flexibility | Violation | 1 | 2025-04-01 11:30 | 15.7503 | - | 4 | 11 | 0.25
Recip | System | Constraint | Flex Down | Flexibility | Violation | 1 | 2025-04-01 11:45 | 21.4478 | - | 4 | 11 | 0.25
Recip | System | Constraint | Flex Down | Flexibility | Violation | 1 | 2025-04-01 12:00 | 51.2754 | - | 4 | 12 | 0.25
Recip | System | Constraint | Flex Down | Flexibility | Violation | 1 | 2025-04-01 12:15 | 33.703 | - | 4 | 12 | 0.25
Recip | System | Constraint | Flex Down | Flexibility | Violation | 1 | 2025-04-01 12:30 | 13.1306 | - | 4 | 12 | 0.25
Recip | System | Constraint | Flex Down | Flexibility | Violation | 1 | 2025-04-01 13:45 | 31.0887 | - | 4 | 13 | 0.25
Recip | System | Constraint | Flex Down | Flexibility | Violation | 1 | 2025-04-02 20:45 | 36.916 | - | 4 | 20 | 0.25
Recip | System | Constraint | Flex Down | Flexibility | Violation | 1 | 2025-04-02 21:00 | 234.3926 | - | 4 | 21 | 0.25
Recip | System | Constraint | Flex Down | Flexibility | Violation | 1 | 2025-04-02 21:15 | 342.6009 | - | 4 | 21 | 0.25
Recip | System | Constraint | Flex Down | Flexibility | Violation | 1 | 2025-04-02 21:30 | 342.6009 | - | 4 | 21 | 0.25
Recip | System | Constraint | Flex Down | Flexibility | Violation | 1 | 2025-04-02 21:45 | 342.6009 | - | 4 | 21 | 0.25
Recip | System | Constraint | Flex Down | Flexibility | Violation | 1 | 2025-04-02 22:45 | 71.1987 | - | 4 | 22 | 0.25
Recip | System | Constraint | Flex Down | Flexibility | Violation | 1 | 2025-04-02 23:00 | 124.8775 | - | 4 | 23 | 0.25
Recip | System | Constraint | Flex Down | Flexibility | Violation | 1 | 2025-04-02 23:15 | 144.5564 | - | 4 | 23 | 0.25
Recip | System | Constraint | Flex Down | Flexibility | Violation | 1 | 2025-04-02 23:30 | 153.2353 | - | 4 | 23 | 0.25
Recip | System | Constraint | Flex Down | Flexibility | Violation | 1 | 2025-04-02 23:45 | 158.9141 | - | 4 | 23 | 0.25
Recip | System | Constraint | Flex Down | Flexibility | Violation | 1 | 2025-04-03 10:45 | 9.969 | - | 4 | 10 | 0.25
Recip | System | Constraint | Flex Down | Flexibility | Violation | 1 | 2025-04-03 20:45 | 81.6273 | - | 4 | 20 | 0.25
Recip | System | Constraint | Flex Down | Flexibility | Violation | 1 | 2025-04-03 21:30 | 108.6328 | - | 4 | 21 | 0.25
Recip | System | Constraint | Flex Down | Flexibility | Violation | 1 | 2025-04-03 21:45 | 229.6347 | - | 4 | 21 | 0.25
Recip | System | Constraint | Flex Down | Flexibility | Violation | 1 | 2025-04-04 14:00 | 72.1062 | - | 4 | 14 | 0.25
Recip | System | Constraint | Flex Down | Flexibility | Violation | 1 | 2025-04-04 14:15 | 9.0717 | - | 4 | 14 | 0.25
Recip | System | Constraint | Flex Down | Flexibility | Violation | 1 | 2025-04-04 21:30 | 9.9233 | - | 4 | 21 | 0.25
Recip | System | Constraint | Flex Down | Flexibility | Violation | 1 | 2025-04-04 21:45 | 88.62 | - | 4 | 21 | 0.25
Recip | System | Constraint | Flex Down | Flexibility | Violation | 1 | 2025-04-05 22:00 | 7.3595 | - | 4 | 22 | 0.25
Recip | System | Constraint | Flex Down | Flexibility | Violation | 1 | 2025-04-05 22:15 | 27.2613 | - | 4 | 22 | 0.25
Recip | System | Constraint | Flex Down | Flexibility | Violation | 1 | 2025-04-05 22:30 | 46.1631 | - | 4 | 22 | 0.25
Recip | System | Constraint | Flex Down | Flexibility | Violation | 1 | 2025-04-05 22:45 | 59.0649 | - | 4 | 22 | 0.25
Recip | System | Constraint | Flex Down | Flexibility | Violation | 1 | 2025-04-05 23:15 | 14.804 | - | 4 | 23 | 0.25
Recip | System | Constraint | Flex Down | Flexibility | Violation | 1 | 2025-04-05 23:30 | 74.6736 | - | 4 | 23 | 0.25
Recip | System | Constraint | Flex Down | Flexibility | Violation | 1 | 2025-04-05 23:45 | 133.5432 | - | 4 | 23 | 0.25
Recip | System | Constraint | Flex Down | Flexibility | Violation | 1 | 2025-04-06 00:30 | 26.5775 | - | 4 | 0 | 0.25
Recip | System | Constraint | Flex Down | Flexibility | Violation | 1 | 2025-04-06 00:45 | 68.4772 | - | 4 | 0 | 0.25
Recip | System | Constraint | Flex Down | Flexibility | Violation | 1 | 2025-04-06 01:15 | 12.6911 | - | 4 | 1 | 0.25
Recip | System | Constraint | Flex Down | Flexibility | Violation | 1 | 2025-04-06 01:30 | 37.0798 | - | 4 | 1 | 0.25
Recip | System | Constraint | Flex Down | Flexibility | Violation | 1 | 2025-04-06 01:45 | 56.4686 | - | 4 | 1 | 0.25
Recip | System | Constraint | Flex Down | Flexibility | Violation | 1 | 2025-04-06 03:00 | 26.2401 | - | 4 | 3 | 0.25
Recip | System | Constraint | Flex Down | Flexibility | Violation | 1 | 2025-04-06 10:15 | 36.8746 | - | 4 | 10 | 0.25
Recip | System | Constraint | Flex Down | Flexibility | Violation | 1 | 2025-04-06 10:30 | 58.1593 | - | 4 | 10 | 0.25
Recip | System | Constraint | Flex Down | Flexibility | Violation | 1 | 2025-04-06 10:45 | 85.4439 | - | 4 | 10 | 0.25
Recip | System | Constraint | Flex Down | Flexibility | Violation | 1 | 2025-04-06 11:45 | 24.3001 | - | 4 | 11 | 0.25
Recip | System | Constraint | Flex Down | Flexibility | Violation | 1 | 2025-04-06 12:30 | 43.4728 | - | 4 | 12 | 0.25
Recip | System | Constraint | Flex Down | Flexibility | Violation | 1 | 2025-04-06 12:45 | 61.1903 | - | 4 | 12 | 0.25
Recip | System | Constraint | Flex Down | Flexibility | Violation | 1 | 2025-04-06 14:15 | 6.1611 | - | 4 | 14 | 0.25
Recip | System | Constraint | Flex Down | Flexibility | Violation | 1 | 2025-04-06 14:30 | 12.4044 | - | 4 | 14 | 0.25
Recip | System | Constraint | Flex Down | Flexibility | Violation | 1 | 2025-04-07 11:30 | 5.0101 | - | 4 | 11 | 0.25
Recip | System | Constraint | Flex Down | Flexibility | Violation | 1 | 2025-04-07 11:45 | 20.8383 | - | 4 | 11 | 0.25
Recip | System | Constraint | Flex Down | Flexibility | Violation | 1 | 2025-04-07 12:00 | 23.1887 | - | 4 | 12 | 0.25
Recip | System | Constraint | Flex Down | Flexibility | Violation | 1 | 2025-04-07 12:15 | 35.9892 | - | 4 | 12 | 0.25
Recip | System | Constraint | Flex Down | Flexibility | Violation | 1 | 2025-04-07 12:30 | 91.7896 | - | 4 | 12 | 0.25
Recip | System | Constraint | Flex Down | Flexibility | Violation | 1 | 2025-04-07 12:45 | 96.5901 | - | 4 | 12 | 0.25
Recip | System | Constraint | Flex Down | Flexibility | Violation | 1 | 2025-04-07 13:15 | 17.5688 | - | 4 | 13 | 0.25
Recip | System | Constraint | Flex Down | Flexibility | Violation | 1 | 2025-04-07 13:30 | 36.792 | - | 4 | 13 | 0.25
Recip | System | Constraint | Flex Down | Flexibility | Violation | 1 | 2025-04-07 13:45 | 62.0152 | - | 4 | 13 | 0.25
Recip | System | Constraint | Flex Down | Flexibility | Violation | 1 | 2025-04-07 23:00 | 5.7671 | - | 4 | 23 | 0.25
Recip | System | Constraint | Flex Down | Flexibility | Violation | 1 | 2025-04-07 23:15 | 60.0614 | - | 4 | 23 | 0.25
Recip | System | Constraint | Flex Down | Flexibility | Violation | 1 | 2025-04-07 23:30 | 124.3558 | - | 4 | 23 | 0.25
Recip | System | Constraint | Flex Down | Flexibility | Violation | 1 | 2025-04-07 23:45 | 164.6501 | - | 4 | 23 | 0.25
Recip | System | Constraint | Flex Down | Flexibility | Violation | 1 | 2025-04-08 | 18.2373 | - | 4 | 0 | 0.25
Recip | System | Constraint | Flex Down | Flexibility | Violation | 1 | 2025-04-08 00:15 | 37.8143 | - | 4 | 0 | 0.25
Recip | System | Constraint | Flex Down | Flexibility | Violation | 1 | 2025-04-08 00:30 | 44.3914 | - | 4 | 0 | 0.25
Recip | System | Constraint | Flex Down | Flexibility | Violation | 1 | 2025-04-08 00:45 | 50.9685 | - | 4 | 0 | 0.25
Recip | System | Constraint | Flex Down | Flexibility | Violation | 1 | 2025-04-08 12:30 | 43.9864 | - | 4 | 12 | 0.25
Recip | System | Constraint | Flex Down | Flexibility | Violation | 1 | 2025-04-08 12:45 | 84.1747 | - | 4 | 12 | 0.25
Recip | System | Constraint | Flex Down | Flexibility | Violation | 1 | 2025-04-08 13:30 | 6.0122 | - | 4 | 13 | 0.25
Recip | System | Constraint | Flex Down | Flexibility | Violation | 1 | 2025-04-08 13:45 | 31.3472 | - | 4 | 13 | 0.25
Recip | System | Constraint | Flex Down | Flexibility | Violation | 1 | 2025-04-08 21:15 | 124.6039 | - | 4 | 21 | 0.25
Recip | System | Constraint | Flex Down | Flexibility | Violation | 1 | 2025-04-08 21:30 | 256.0466 | - | 4 | 21 | 0.25
Recip | System | Constraint | Flex Down | Flexibility | Violation | 1 | 2025-04-08 21:45 | 342.6009 | - | 4 | 21 | 0.25
Recip | System | Constraint | Flex Down | Flexibility | Violation | 1 | 2025-04-08 22:15 | 75.8638 | - | 4 | 22 | 0.25
Recip | System | Constraint | Flex Down | Flexibility | Violation | 1 | 2025-04-08 22:30 | 151.5511 | - | 4 | 22 | 0.25
Recip | System | Constraint | Flex Down | Flexibility | Violation | 1 | 2025-04-08 22:45 | 208.2384 | - | 4 | 22 | 0.25
Recip | System | Constraint | Flex Down | Flexibility | Violation | 1 | 2025-04-08 23:45 | 17.1842 | - | 4 | 23 | 0.25
Recip | System | Constraint | Flex Down | Flexibility | Violation | 1 | 2025-04-11 21:15 | 48.2596 | - | 4 | 21 | 0.25
Recip | System | Constraint | Flex Down | Flexibility | Violation | 1 | 2025-04-11 21:30 | 72.952 | - | 4 | 21 | 0.25
Recip | System | Constraint | Flex Down | Flexibility | Violation | 1 | 2025-04-11 21:45 | 101.6445 | - | 4 | 21 | 0.25
Recip | System | Constraint | Flex Down | Flexibility | Violation | 1 | 2025-04-11 22:45 | 7.7608 | - | 4 | 22 | 0.25
Recip | System | Constraint | Flex Down | Flexibility | Violation | 1 | 2025-04-12 00:45 | 23.8658 | - | 4 | 0 | 0.25
Recip | System | Constraint | Flex Down | Flexibility | Violation | 1 | 2025-04-12 03:00 | 131.5003 | - | 4 | 3 | 0.25
Recip | System | Constraint | Flex Down | Flexibility | Violation | 1 | 2025-04-12 03:15 | 37.2794 | - | 4 | 3 | 0.25
Recip | System | Constraint | Flex Down | Flexibility | Violation | 1 | 2025-04-12 14:15 | 1.4167 | - | 4 | 14 | 0.25
Recip | System | Constraint | Flex Down | Flexibility | Violation | 1 | 2025-04-12 14:30 | 13.4322 | - | 4 | 14 | 0.25
Recip | System | Constraint | Flex Down | Flexibility | Violation | 1 | 2025-04-12 14:45 | 3.4476 | - | 4 | 14 | 0.25
Recip | System | Constraint | Flex Down | Flexibility | Violation | 1 | 2025-04-12 21:00 | 0.79774 | - | 4 | 21 | 0.25
Recip | System | Constraint | Flex Down | Flexibility | Violation | 1 | 2025-04-12 21:15 | 145.7495 | - | 4 | 21 | 0.25
Recip | System | Constraint | Flex Down | Flexibility | Violation | 1 | 2025-04-12 21:30 | 232.7012 | - | 4 | 21 | 0.25
Recip | System | Constraint | Flex Down | Flexibility | Violation | 1 | 2025-04-12 21:45 | 342.6009 | - | 4 | 21 | 0.25
Recip | System | Constraint | Flex Down | Flexibility | Violation | 1 | 2025-04-12 22:00 | 81.3925 | - | 4 | 22 | 0.25
Recip | System | Constraint | Flex Down | Flexibility | Violation | 1 | 2025-04-12 22:15 | 170.1319 | - | 4 | 22 | 0.25
Recip | System | Constraint | Flex Down | Flexibility | Violation | 1 | 2025-04-12 22:30 | 233.8714 | - | 4 | 22 | 0.25
Recip | System | Constraint | Flex Down | Flexibility | Violation | 1 | 2025-04-12 22:45 | 314.6109 | - | 4 | 22 | 0.25
Recip | System | Constraint | Flex Down | Flexibility | Violation | 1 | 2025-04-12 23:30 | 19.5739 | - | 4 | 23 | 0.25
Recip | System | Constraint | Flex Down | Flexibility | Violation | 1 | 2025-04-12 23:45 | 57.8949 | - | 4 | 23 | 0.25
Recip | System | Constraint | Flex Down | Flexibility | Violation | 1 | 2025-04-13 12:30 | 22.8347 | - | 4 | 12 | 0.25
Recip | System | Constraint | Flex Down | Flexibility | Violation | 1 | 2025-04-13 12:45 | 107.6538 | - | 4 | 12 | 0.25
Recip | System | Constraint | Flex Down | Flexibility | Violation | 1 | 2025-04-13 21:30 | 114.6811 | - | 4 | 21 | 0.25
Recip | System | Constraint | Flex Down | Flexibility | Violation | 1 | 2025-04-13 21:45 | 241.0669 | - | 4 | 21 | 0.25
Recip | System | Constraint | Flex Down | Flexibility | Violation | 1 | 2025-04-13 22:30 | 35.8076 | - | 4 | 22 | 0.25
Recip | System | Constraint | Flex Down | Flexibility | Violation | 1 | 2025-04-13 22:45 | 49.7212 | - | 4 | 22 | 0.25
Recip | System | Constraint | Flex Down | Flexibility | Violation | 1 | 2025-04-15 21:45 | 84.4628 | - | 4 | 21 | 0.25
Recip | System | Constraint | Flex Down | Flexibility | Violation | 1 | 2025-04-16 21:45 | 70.4163 | - | 4 | 21 | 0.25
Recip | System | Constraint | Flex Down | Flexibility | Violation | 1 | 2025-04-19 11:45 | 21.1776 | - | 4 | 11 | 0.25
Recip | System | Constraint | Flex Down | Flexibility | Violation | 1 | 2025-04-24 09:00 | 135.2577 | - | 4 | 9 | 0.25
Recip | System | Constraint | Flex Down | Flexibility | Violation | 1 | 2025-04-24 09:15 | 160.1255 | - | 4 | 9 | 0.25
Recip | System | Constraint | Flex Down | Flexibility | Violation | 1 | 2025-04-24 09:30 | 199.9933 | - | 4 | 9 | 0.25
Recip | System | Constraint | Flex Down | Flexibility | Violation | 1 | 2025-04-24 09:45 | 222.8611 | - | 4 | 9 | 0.25
Recip | System | Constraint | Flex Down | Flexibility | Violation | 1 | 2025-04-24 10:00 | 71.3634 | - | 4 | 10 | 0.25
Recip | System | Constraint | Flex Down | Flexibility | Violation | 1 | 2025-04-24 10:15 | 145.6956 | - | 4 | 10 | 0.25
Recip | System | Constraint | Flex Down | Flexibility | Violation | 1 | 2025-04-24 10:30 | 207.0279 | - | 4 | 10 | 0.25
Recip | System | Constraint | Flex Down | Flexibility | Violation | 1 | 2025-04-24 10:45 | 241.3601 | - | 4 | 10 | 0.25
Recip | System | Constraint | Flex Down | Flexibility | Violation | 1 | 2025-04-24 11:15 | 1.3844 | - | 4 | 11 | 0.25
Recip | System | Constraint | Flex Down | Flexibility | Violation | 1 | 2025-04-24 11:30 | 43.3765 | - | 4 | 11 | 0.25
Recip | System | Constraint | Flex Down | Flexibility | Violation | 1 | 2025-04-24 11:45 | 92.3686 | - | 4 | 11 | 0.25
Recip | System | Constraint | Flex Down | Flexibility | Violation | 1 | 2025-04-24 12:15 | 14.2631 | - | 4 | 12 | 0.25
Recip | System | Constraint | Flex Down | Flexibility | Violation | 1 | 2025-04-24 12:30 | 41.7153 | - | 4 | 12 | 0.25
Recip | System | Constraint | Flex Down | Flexibility | Violation | 1 | 2025-04-24 12:45 | 83.1676 | - | 4 | 12 | 0.25
Recip | System | Constraint | Flex Down | Flexibility | Violation | 1 | 2025-04-24 13:30 | 4.6553 | - | 4 | 13 | 0.25
Recip | System | Constraint | Flex Down | Flexibility | Violation | 1 | 2025-04-24 13:45 | 15.1537 | - | 4 | 13 | 0.25
Recip | System | Constraint | Flex Down | Flexibility | Violation | 1 | 2025-04-24 21:30 | 42.2641 | - | 4 | 21 | 0.25
Recip | System | Constraint | Flex Down | Flexibility | Violation | 1 | 2025-04-24 21:45 | 130.2219 | - | 4 | 21 | 0.25
Recip | System | Constraint | Flex Down | Flexibility | Violation | 1 | 2025-04-24 23:15 | 16.6646 | - | 4 | 23 | 0.25
Recip | System | Constraint | Flex Down | Flexibility | Violation | 1 | 2025-04-24 23:30 | 31.9962 | - | 4 | 23 | 0.25
Recip | System | Constraint | Flex Down | Flexibility | Violation | 1 | 2025-04-24 23:45 | 43.3278 | - | 4 | 23 | 0.25
Recip | System | Constraint | Flex Down | Flexibility | Violation | 1 | 2025-04-25 | 50.223 | - | 4 | 0 | 0.25
Recip | System | Constraint | Flex Down | Flexibility | Violation | 1 | 2025-04-25 00:15 | 49.2423 | - | 4 | 0 | 0.25
Recip | System | Constraint | Flex Down | Flexibility | Violation | 1 | 2025-04-25 00:30 | 50.2616 | - | 4 | 0 | 0.25
Recip | System | Constraint | Flex Down | Flexibility | Violation | 1 | 2025-04-25 00:45 | 48.2809 | - | 4 | 0 | 0.25
Recip | System | Constraint | Flex Down | Flexibility | Violation | 1 | 2025-04-25 08:30 | 29.7084 | - | 4 | 8 | 0.25
Recip | System | Constraint | Flex Down | Flexibility | Violation | 1 | 2025-04-25 08:45 | 105.2751 | - | 4 | 8 | 0.25
Recip | System | Constraint | Flex Down | Flexibility | Violation | 1 | 2025-04-25 10:30 | 31.1404 | - | 4 | 10 | 0.25
Recip | System | Constraint | Flex Down | Flexibility | Violation | 1 | 2025-04-25 10:45 | 100.0124 | - | 4 | 10 | 0.25
Recip | System | Constraint | Flex Down | Flexibility | Violation | 1 | 2025-04-25 11:45 | 29.3756 | - | 4 | 11 | 0.25
Recip | System | Constraint | Flex Down | Flexibility | Violation | 1 | 2025-04-27 09:45 | 78.8741 | - | 4 | 9 | 0.25
Recip | System | Constraint | Flex Down | Flexibility | Violation | 1 | 2025-04-27 10:45 | 23.9732 | - | 4 | 10 | 0.25
Recip | System | Constraint | Flex Down | Flexibility | Violation | 1 | 2025-04-27 11:00 | 86.5584 | - | 4 | 11 | 0.25
Recip | System | Constraint | Flex Down | Flexibility | Violation | 1 | 2025-04-27 11:15 | 115.8436 | - | 4 | 11 | 0.25
Recip | System | Constraint | Flex Down | Flexibility | Violation | 1 | 2025-04-27 11:30 | 116.1288 | - | 4 | 11 | 0.25
Recip | System | Constraint | Flex Down | Flexibility | Violation | 1 | 2025-04-27 11:45 | 136.414 | - | 4 | 11 | 0.25
Recip | System | Constraint | Flex Down | Flexibility | Violation | 1 | 2025-04-27 12:45 | 4.8894 | - | 4 | 12 | 0.25
Recip | System | Constraint | Flex Down | Flexibility | Violation | 1 | 2025-04-27 13:00 | 7.9241 | - | 4 | 13 | 0.25
Recip | System | Constraint | Flex Down | Flexibility | Violation | 1 | 2025-04-27 13:15 | 11.4263 | - | 4 | 13 | 0.25
Recip | System | Constraint | Flex Down | Flexibility | Violation | 1 | 2025-04-27 13:30 | 6.9285 | - | 4 | 13 | 0.25
Recip | System | Constraint | Flex Down | Flexibility | Violation | 1 | 2025-04-27 13:45 | 3.4308 | - | 4 | 13 | 0.25
Recip | System | Constraint | Flex Down | Flexibility | Violation | 1 | 2025-04-28 21:45 | 28.4317 | - | 4 | 21 | 0.25
Recip | System | Constraint | Flex Down | Flexibility | Violation | 1 | 2025-04-29 09:45 | 4.1507 | - | 4 | 9 | 0.25
Recip | System | Constraint | Flex Down | Flexibility | Violation | 1 | 2025-05-01 21:45 | 152.2219 | - | 5 | 21 | 0.25
Recip | System | Constraint | Flex Down | Flexibility | Violation | 1 | 2025-05-01 22:45 | 2.2723 | - | 5 | 22 | 0.25
Recip | System | Constraint | Flex Down | Flexibility | Violation | 1 | 2025-05-02 08:30 | 17.5973 | - | 5 | 8 | 0.25
Recip | System | Constraint | Flex Down | Flexibility | Violation | 1 | 2025-05-02 08:45 | 64.2425 | - | 5 | 8 | 0.25
Recip | System | Constraint | Flex Down | Flexibility | Violation | 1 | 2025-05-02 11:30 | 5.9582 | - | 5 | 11 | 0.25
Recip | System | Constraint | Flex Down | Flexibility | Violation | 1 | 2025-05-02 11:45 | 32.5912 | - | 5 | 11 | 0.25
Recip | System | Constraint | Flex Down | Flexibility | Violation | 1 | 2025-05-02 12:45 | 32.2525 | - | 5 | 12 | 0.25
Recip | System | Constraint | Flex Down | Flexibility | Violation | 1 | 2025-05-02 21:45 | 48.5599 | - | 5 | 21 | 0.25
Recip | System | Constraint | Flex Down | Flexibility | Violation | 1 | 2025-05-02 22:45 | 25.5799 | - | 5 | 22 | 0.25
Recip | System | Constraint | Flex Down | Flexibility | Violation | 1 | 2025-05-03 16:00 | 123.566 | - | 5 | 16 | 0.25
Recip | System | Constraint | Flex Down | Flexibility | Violation | 1 | 2025-05-03 21:15 | 38.6565 | - | 5 | 21 | 0.25
Recip | System | Constraint | Flex Down | Flexibility | Violation | 1 | 2025-05-03 21:30 | 85.8306 | - | 5 | 21 | 0.25
Recip | System | Constraint | Flex Down | Flexibility | Violation | 1 | 2025-05-03 21:45 | 128.0048 | - | 5 | 21 | 0.25
Recip | System | Constraint | Flex Down | Flexibility | Violation | 1 | 2025-05-03 22:00 | 15.7679 | - | 5 | 22 | 0.25
Recip | System | Constraint | Flex Down | Flexibility | Violation | 1 | 2025-05-03 22:15 | 61.531 | - | 5 | 22 | 0.25
Recip | System | Constraint | Flex Down | Flexibility | Violation | 1 | 2025-05-03 22:30 | 111.2942 | - | 5 | 22 | 0.25
Recip | System | Constraint | Flex Down | Flexibility | Violation | 1 | 2025-05-03 22:45 | 165.0573 | - | 5 | 22 | 0.25
Recip | System | Constraint | Flex Down | Flexibility | Violation | 1 | 2025-05-03 23:15 | 3.053 | - | 5 | 23 | 0.25
Recip | System | Constraint | Flex Down | Flexibility | Violation | 1 | 2025-05-03 23:30 | 32.1683 | - | 5 | 23 | 0.25
Recip | System | Constraint | Flex Down | Flexibility | Violation | 1 | 2025-05-03 23:45 | 48.2835 | - | 5 | 23 | 0.25
Recip | System | Constraint | Flex Down | Flexibility | Violation | 1 | 2025-05-04 01:15 | 7.3236 | - | 5 | 1 | 0.25
Recip | System | Constraint | Flex Down | Flexibility | Violation | 1 | 2025-05-04 01:30 | 33.1954 | - | 5 | 1 | 0.25
Recip | System | Constraint | Flex Down | Flexibility | Violation | 1 | 2025-05-04 01:45 | 48.0672 | - | 5 | 1 | 0.25
Recip | System | Constraint | Flex Down | Flexibility | Violation | 1 | 2025-05-04 02:00 | 60.5042 | - | 5 | 2 | 0.25
Recip | System | Constraint | Flex Down | Flexibility | Violation | 1 | 2025-05-04 02:15 | 8.4746 | - | 5 | 2 | 0.25
Recip | System | Constraint | Flex Down | Flexibility | Violation | 1 | 2025-05-04 11:45 | 5.0746 | - | 5 | 11 | 0.25
Recip | System | Constraint | Flex Down | Flexibility | Violation | 1 | 2025-05-04 20:45 | 89.1238 | - | 5 | 20 | 0.25
Recip | System | Constraint | Flex Down | Flexibility | Violation | 1 | 2025-05-04 21:00 | 60.8178 | - | 5 | 21 | 0.25
Recip | System | Constraint | Flex Down | Flexibility | Violation | 1 | 2025-05-04 21:15 | 170.5117 | - | 5 | 21 | 0.25
Recip | System | Constraint | Flex Down | Flexibility | Violation | 1 | 2025-05-04 21:30 | 282.2056 | - | 5 | 21 | 0.25
Recip | System | Constraint | Flex Down | Flexibility | Violation | 1 | 2025-05-04 21:45 | 342.6009 | - | 5 | 21 | 0.25
Recip | System | Constraint | Flex Down | Flexibility | Violation | 1 | 2025-05-04 22:00 | 44.1925 | - | 5 | 22 | 0.25
Recip | System | Constraint | Flex Down | Flexibility | Violation | 1 | 2025-05-04 22:15 | 135.4854 | - | 5 | 22 | 0.25
Recip | System | Constraint | Flex Down | Flexibility | Violation | 1 | 2025-05-04 22:30 | 218.7783 | - | 5 | 22 | 0.25
Recip | System | Constraint | Flex Down | Flexibility | Violation | 1 | 2025-05-04 22:45 | 303.0712 | - | 5 | 22 | 0.25
Recip | System | Constraint | Flex Down | Flexibility | Violation | 1 | 2025-05-04 23:15 | 50.5723 | - | 5 | 23 | 0.25
Recip | System | Constraint | Flex Down | Flexibility | Violation | 1 | 2025-05-04 23:30 | 111.4403 | - | 5 | 23 | 0.25
Recip | System | Constraint | Flex Down | Flexibility | Violation | 1 | 2025-05-04 23:45 | 159.3083 | - | 5 | 23 | 0.25
Recip | System | Constraint | Flex Down | Flexibility | Violation | 1 | 2025-05-05 | 30.846 | - | 5 | 0 | 0.25
Recip | System | Constraint | Flex Down | Flexibility | Violation | 1 | 2025-05-05 00:15 | 40.9961 | - | 5 | 0 | 0.25
Recip | System | Constraint | Flex Down | Flexibility | Violation | 1 | 2025-05-05 00:30 | 60.1462 | - | 5 | 0 | 0.25
Recip | System | Constraint | Flex Down | Flexibility | Violation | 1 | 2025-05-05 00:45 | 59.2963 | - | 5 | 0 | 0.25
Recip | System | Constraint | Flex Down | Flexibility | Violation | 1 | 2025-05-05 02:00 | 8.8072 | - | 5 | 2 | 0.25
Recip | System | Constraint | Flex Down | Flexibility | Violation | 1 | 2025-05-05 02:15 | 4.9082 | - | 5 | 2 | 0.25
Recip | System | Constraint | Flex Down | Flexibility | Violation | 1 | 2025-05-05 02:30 | 4.9082 | - | 5 | 2 | 0.25
Recip | System | Constraint | Flex Down | Flexibility | Violation | 1 | 2025-05-05 04:00 | 65.9353 | - | 5 | 4 | 0.25
Recip | System | Constraint | Flex Down | Flexibility | Violation | 1 | 2025-05-05 18:30 | 2.8169 | - | 5 | 18 | 0.25
Recip | System | Constraint | Flex Down | Flexibility | Violation | 1 | 2025-05-05 20:30 | 43.7074 | - | 5 | 20 | 0.25
Recip | System | Constraint | Flex Down | Flexibility | Violation | 1 | 2025-05-05 20:45 | 157.017 | - | 5 | 20 | 0.25
Recip | System | Constraint | Flex Down | Flexibility | Violation | 1 | 2025-05-05 21:15 | 36.4869 | - | 5 | 21 | 0.25
Recip | System | Constraint | Flex Down | Flexibility | Violation | 1 | 2025-05-05 21:30 | 219.7218 | - | 5 | 21 | 0.25
Recip | System | Constraint | Flex Down | Flexibility | Violation | 1 | 2025-05-05 21:45 | 342.6009 | - | 5 | 21 | 0.25
Recip | System | Constraint | Flex Down | Flexibility | Violation | 1 | 2025-05-05 22:15 | 17.1848 | - | 5 | 22 | 0.25
Recip | System | Constraint | Flex Down | Flexibility | Violation | 1 | 2025-05-05 22:30 | 34.2989 | - | 5 | 22 | 0.25
Recip | System | Constraint | Flex Down | Flexibility | Violation | 1 | 2025-05-05 22:45 | 47.4129 | - | 5 | 22 | 0.25
Recip | System | Constraint | Flex Down | Flexibility | Violation | 1 | 2025-05-05 23:45 | 60.1758 | - | 5 | 23 | 0.25
Recip | System | Constraint | Flex Down | Flexibility | Violation | 1 | 2025-05-06 | 21.9941 | - | 5 | 0 | 0.25
Recip | System | Constraint | Flex Down | Flexibility | Violation | 1 | 2025-05-06 00:15 | 8.2427 | - | 5 | 0 | 0.25
Recip | System | Constraint | Flex Down | Flexibility | Violation | 1 | 2025-05-06 18:00 | 10.1168 | - | 5 | 18 | 0.25
Recip | System | Constraint | Flex Down | Flexibility | Violation | 1 | 2025-05-06 18:15 | 22.2491 | - | 5 | 18 | 0.25
Recip | System | Constraint | Flex Down | Flexibility | Violation | 1 | 2025-05-06 18:30 | 28.3813 | - | 5 | 18 | 0.25
Recip | System | Constraint | Flex Down | Flexibility | Violation | 1 | 2025-05-06 18:45 | 13.5135 | - | 5 | 18 | 0.25
Recip | System | Constraint | Flex Down | Flexibility | Violation | 1 | 2025-05-06 20:30 | 55.8305 | - | 5 | 20 | 0.25
Recip | System | Constraint | Flex Down | Flexibility | Violation | 1 | 2025-05-06 20:45 | 191.5001 | - | 5 | 20 | 0.25
Recip | System | Constraint | Flex Down | Flexibility | Violation | 1 | 2025-05-06 21:00 | 193.5782 | - | 5 | 21 | 0.25
Recip | System | Constraint | Flex Down | Flexibility | Violation | 1 | 2025-05-06 21:15 | 327.4009 | - | 5 | 21 | 0.25
Recip | System | Constraint | Flex Down | Flexibility | Violation | 1 | 2025-05-06 21:30 | 342.6009 | - | 5 | 21 | 0.25
Recip | System | Constraint | Flex Down | Flexibility | Violation | 1 | 2025-05-06 21:45 | 342.6009 | - | 5 | 21 | 0.25
Recip | System | Constraint | Flex Down | Flexibility | Violation | 1 | 2025-05-06 22:00 | 50.0252 | - | 5 | 22 | 0.25
Recip | System | Constraint | Flex Down | Flexibility | Violation | 1 | 2025-05-06 22:15 | 128.2378 | - | 5 | 22 | 0.25
Recip | System | Constraint | Flex Down | Flexibility | Violation | 1 | 2025-05-06 22:30 | 188.4504 | - | 5 | 22 | 0.25
Recip | System | Constraint | Flex Down | Flexibility | Violation | 1 | 2025-05-06 22:45 | 247.6631 | - | 5 | 22 | 0.25
Recip | System | Constraint | Flex Down | Flexibility | Violation | 1 | 2025-05-06 23:15 | 6.6656 | - | 5 | 23 | 0.25
Recip | System | Constraint | Flex Down | Flexibility | Violation | 1 | 2025-05-06 23:30 | 55.7843 | - | 5 | 23 | 0.25
Recip | System | Constraint | Flex Down | Flexibility | Violation | 1 | 2025-05-06 23:45 | 114.9031 | - | 5 | 23 | 0.25
Recip | System | Constraint | Flex Down | Flexibility | Violation | 1 | 2025-05-07 | 7.6993 | - | 5 | 0 | 0.25
Recip | System | Constraint | Flex Down | Flexibility | Violation | 1 | 2025-05-07 00:15 | 15.1734 | - | 5 | 0 | 0.25
Recip | System | Constraint | Flex Down | Flexibility | Violation | 1 | 2025-05-07 00:30 | 26.6475 | - | 5 | 0 | 0.25
Recip | System | Constraint | Flex Down | Flexibility | Violation | 1 | 2025-05-07 00:45 | 37.1216 | - | 5 | 0 | 0.25
Recip | System | Constraint | Flex Down | Flexibility | Violation | 1 | 2025-05-07 04:00 | 16.8917 | - | 5 | 4 | 0.25
Recip | System | Constraint | Flex Down | Flexibility | Violation | 1 | 2025-05-07 09:30 | 52.4216 | - | 5 | 9 | 0.25
Recip | System | Constraint | Flex Down | Flexibility | Violation | 1 | 2025-05-07 21:15 | 144.8934 | - | 5 | 21 | 0.25
Recip | System | Constraint | Flex Down | Flexibility | Violation | 1 | 2025-05-07 21:30 | 251.272 | - | 5 | 21 | 0.25
Recip | System | Constraint | Flex Down | Flexibility | Violation | 1 | 2025-05-07 21:45 | 342.6009 | - | 5 | 21 | 0.25
Recip | System | Constraint | Flex Down | Flexibility | Violation | 1 | 2025-05-07 22:45 | 40.8185 | - | 5 | 22 | 0.25
Recip | System | Constraint | Flex Down | Flexibility | Violation | 1 | 2025-05-08 21:45 | 100.2226 | - | 5 | 21 | 0.25
Recip | System | Constraint | Flex Down | Flexibility | Violation | 1 | 2025-05-08 22:30 | 67.9406 | - | 5 | 22 | 0.25
Recip | System | Constraint | Flex Down | Flexibility | Violation | 1 | 2025-05-08 22:45 | 208.18 | - | 5 | 22 | 0.25
Recip | System | Constraint | Flex Down | Flexibility | Violation | 1 | 2025-05-08 23:00 | 6.6998 | - | 5 | 23 | 0.25
Recip | System | Constraint | Flex Down | Flexibility | Violation | 1 | 2025-05-08 23:15 | 13.7186 | - | 5 | 23 | 0.25
Recip | System | Constraint | Flex Down | Flexibility | Violation | 1 | 2025-05-08 23:30 | 13.7186 | - | 5 | 23 | 0.25
Recip | System | Constraint | Flex Down | Flexibility | Violation | 1 | 2025-05-08 23:45 | 37.2825 | - | 5 | 23 | 0.25
Recip | System | Constraint | Flex Down | Flexibility | Violation | 1 | 2025-05-09 21:45 | 84.0822 | - | 5 | 21 | 0.25
Recip | System | Constraint | Flex Down | Flexibility | Violation | 1 | 2025-05-09 22:45 | 17.1118 | - | 5 | 22 | 0.25
Recip | System | Constraint | Flex Down | Flexibility | Violation | 1 | 2025-05-10 15:00 | 3.6334 | - | 5 | 15 | 0.25
Recip | System | Constraint | Flex Down | Flexibility | Violation | 1 | 2025-05-10 15:15 | 3.6334 | - | 5 | 15 | 0.25
Recip | System | Constraint | Flex Down | Flexibility | Violation | 1 | 2025-05-10 15:30 | 3.6334 | - | 5 | 15 | 0.25
Recip | System | Constraint | Flex Down | Flexibility | Violation | 1 | 2025-05-10 18:45 | 59.6751 | - | 5 | 18 | 0.25
Recip | System | Constraint | Flex Down | Flexibility | Violation | 1 | 2025-05-10 19:15 | 10.1965 | - | 5 | 19 | 0.25
Recip | System | Constraint | Flex Down | Flexibility | Violation | 1 | 2025-05-10 19:30 | 27.5818 | - | 5 | 19 | 0.25
Recip | System | Constraint | Flex Down | Flexibility | Violation | 1 | 2025-05-10 19:45 | 49.9672 | - | 5 | 19 | 0.25
Recip | System | Constraint | Flex Down | Flexibility | Violation | 1 | 2025-05-11 21:00 | 89.125 | - | 5 | 21 | 0.25
Recip | System | Constraint | Flex Down | Flexibility | Violation | 1 | 2025-05-11 21:15 | 142.5535 | - | 5 | 21 | 0.25
Recip | System | Constraint | Flex Down | Flexibility | Violation | 1 | 2025-05-11 21:30 | 190.9821 | - | 5 | 21 | 0.25
Recip | System | Constraint | Flex Down | Flexibility | Violation | 1 | 2025-05-11 21:45 | 236.4106 | - | 5 | 21 | 0.25
Recip | System | Constraint | Flex Down | Flexibility | Violation | 1 | 2025-05-11 22:30 | 47.5886 | - | 5 | 22 | 0.25
Recip | System | Constraint | Flex Down | Flexibility | Violation | 1 | 2025-05-11 22:45 | 113.3146 | - | 5 | 22 | 0.25
Recip | System | Constraint | Flex Down | Flexibility | Violation | 1 | 2025-05-12 01:15 | 2.2829 | - | 5 | 1 | 0.25
Recip | System | Constraint | Flex Down | Flexibility | Violation | 1 | 2025-05-12 01:30 | 3.489 | - | 5 | 1 | 0.25
Recip | System | Constraint | Flex Down | Flexibility | Violation | 1 | 2025-05-12 01:45 | 3.489 | - | 5 | 1 | 0.25
Recip | System | Constraint | Flex Down | Flexibility | Violation | 1 | 2025-05-12 06:00 | 12.137 | - | 5 | 6 | 0.25
Recip | System | Constraint | Flex Down | Flexibility | Violation | 1 | 2025-05-12 12:00 | 17.1168 | - | 5 | 12 | 0.25
Recip | System | Constraint | Flex Down | Flexibility | Violation | 1 | 2025-05-12 18:00 | 1.4176 | - | 5 | 18 | 0.25
Recip | System | Constraint | Flex Down | Flexibility | Violation | 1 | 2025-05-12 18:15 | 1.4176 | - | 5 | 18 | 0.25
Recip | System | Constraint | Flex Down | Flexibility | Violation | 1 | 2025-05-12 18:30 | 1.4176 | - | 5 | 18 | 0.25
Recip | System | Constraint | Flex Down | Flexibility | Violation | 1 | 2025-05-12 18:45 | 1.4176 | - | 5 | 18 | 0.25
Recip | System | Constraint | Flex Down | Flexibility | Violation | 1 | 2025-05-12 20:45 | 69.3086 | - | 5 | 20 | 0.25
Recip | System | Constraint | Flex Down | Flexibility | Violation | 1 | 2025-05-12 21:00 | 17.3338 | - | 5 | 21 | 0.25
Recip | System | Constraint | Flex Down | Flexibility | Violation | 1 | 2025-05-12 21:15 | 141.4091 | - | 5 | 21 | 0.25
Recip | System | Constraint | Flex Down | Flexibility | Violation | 1 | 2025-05-12 21:30 | 252.4844 | - | 5 | 21 | 0.25
Recip | System | Constraint | Flex Down | Flexibility | Violation | 1 | 2025-05-12 21:45 | 342.6009 | - | 5 | 21 | 0.25
Recip | System | Constraint | Flex Down | Flexibility | Violation | 1 | 2025-05-12 23:45 | 13.7776 | - | 5 | 23 | 0.25
Recip | System | Constraint | Flex Down | Flexibility | Violation | 1 | 2025-05-13 01:00 | 0.3723 | - | 5 | 1 | 0.25
Recip | System | Constraint | Flex Down | Flexibility | Violation | 1 | 2025-05-13 01:15 | 0.3723 | - | 5 | 1 | 0.25
Recip | System | Constraint | Flex Down | Flexibility | Violation | 1 | 2025-05-13 01:30 | 0.3723 | - | 5 | 1 | 0.25
Recip | System | Constraint | Flex Down | Flexibility | Violation | 1 | 2025-05-13 01:45 | 0.3723 | - | 5 | 1 | 0.25
Recip | System | Constraint | Flex Down | Flexibility | Violation | 1 | 2025-05-13 13:00 | 19.1884 | - | 5 | 13 | 0.25
Recip | System | Constraint | Flex Down | Flexibility | Violation | 1 | 2025-05-13 13:15 | 7.2111 | - | 5 | 13 | 0.25
Recip | System | Constraint | Flex Down | Flexibility | Violation | 1 | 2025-05-13 13:30 | 7.2111 | - | 5 | 13 | 0.25
Recip | System | Constraint | Flex Down | Flexibility | Violation | 1 | 2025-05-13 13:45 | 7.2111 | - | 5 | 13 | 0.25
Recip | System | Constraint | Flex Down | Flexibility | Violation | 1 | 2025-05-13 20:30 | 27.677 | - | 5 | 20 | 0.25
Recip | System | Constraint | Flex Down | Flexibility | Violation | 1 | 2025-05-13 20:45 | 153.5059 | - | 5 | 20 | 0.25
Recip | System | Constraint | Flex Down | Flexibility | Violation | 1 | 2025-05-13 21:00 | 221.5526 | - | 5 | 21 | 0.25
Recip | System | Constraint | Flex Down | Flexibility | Violation | 1 | 2025-05-13 21:15 | 342.6009 | - | 5 | 21 | 0.25
Recip | System | Constraint | Flex Down | Flexibility | Violation | 1 | 2025-05-13 21:30 | 342.6009 | - | 5 | 21 | 0.25
Recip | System | Constraint | Flex Down | Flexibility | Violation | 1 | 2025-05-13 21:45 | 342.6009 | - | 5 | 21 | 0.25
Recip | System | Constraint | Flex Down | Flexibility | Violation | 1 | 2025-05-13 22:00 | 18.0225 | - | 5 | 22 | 0.25
Recip | System | Constraint | Flex Down | Flexibility | Violation | 1 | 2025-05-13 22:15 | 106.2923 | - | 5 | 22 | 0.25
Recip | System | Constraint | Flex Down | Flexibility | Violation | 1 | 2025-05-13 22:30 | 171.5621 | - | 5 | 22 | 0.25
Recip | System | Constraint | Flex Down | Flexibility | Violation | 1 | 2025-05-13 22:45 | 236.832 | - | 5 | 22 | 0.25
Recip | System | Constraint | Flex Down | Flexibility | Violation | 1 | 2025-05-13 23:15 | 4.2925 | - | 5 | 23 | 0.25
Recip | System | Constraint | Flex Down | Flexibility | Violation | 1 | 2025-05-13 23:30 | 38.8802 | - | 5 | 23 | 0.25
Recip | System | Constraint | Flex Down | Flexibility | Violation | 1 | 2025-05-13 23:45 | 57.6422 | - | 5 | 23 | 0.25
Recip | System | Constraint | Flex Down | Flexibility | Violation | 1 | 2025-05-14 00:30 | 12.4872 | - | 5 | 0 | 0.25
Recip | System | Constraint | Flex Down | Flexibility | Violation | 1 | 2025-05-14 00:45 | 36.8603 | - | 5 | 0 | 0.25
Recip | System | Constraint | Flex Down | Flexibility | Violation | 1 | 2025-05-14 01:15 | 3.3158 | - | 5 | 1 | 0.25
Recip | System | Constraint | Flex Down | Flexibility | Violation | 1 | 2025-05-14 20:30 | 24.147 | - | 5 | 20 | 0.25
Recip | System | Constraint | Flex Down | Flexibility | Violation | 1 | 2025-05-14 20:45 | 175.5724 | - | 5 | 20 | 0.25
Recip | System | Constraint | Flex Down | Flexibility | Violation | 1 | 2025-05-14 21:00 | 12.0748 | - | 5 | 21 | 0.25
Recip | System | Constraint | Flex Down | Flexibility | Violation | 1 | 2025-05-14 21:15 | 53.1217 | - | 5 | 21 | 0.25
Recip | System | Constraint | Flex Down | Flexibility | Violation | 1 | 2025-05-14 21:30 | 152.9114 | - | 5 | 21 | 0.25
Recip | System | Constraint | Flex Down | Flexibility | Violation | 1 | 2025-05-14 21:45 | 241.7011 | - | 5 | 21 | 0.25
Recip | System | Constraint | Flex Down | Flexibility | Violation | 1 | 2025-05-14 22:00 | 22.8208 | - | 5 | 22 | 0.25
Recip | System | Constraint | Flex Down | Flexibility | Violation | 1 | 2025-05-14 22:15 | 68.3938 | - | 5 | 22 | 0.25
Recip | System | Constraint | Flex Down | Flexibility | Violation | 1 | 2025-05-14 22:30 | 98.5003 | - | 5 | 22 | 0.25
Recip | System | Constraint | Flex Down | Flexibility | Violation | 1 | 2025-05-14 22:45 | 152.1 | - | 5 | 22 | 0.25
Recip | System | Constraint | Flex Down | Flexibility | Violation | 1 | 2025-05-14 23:30 | 8.4604 | - | 5 | 23 | 0.25
Recip | System | Constraint | Flex Down | Flexibility | Violation | 1 | 2025-05-14 23:45 | 36.8189 | - | 5 | 23 | 0.25
Recip | System | Constraint | Flex Down | Flexibility | Violation | 1 | 2025-05-15 20:00 | 23.0048 | - | 5 | 20 | 0.25
Recip | System | Constraint | Flex Down | Flexibility | Violation | 1 | 2025-05-15 20:15 | 23.0048 | - | 5 | 20 | 0.25
Recip | System | Constraint | Flex Down | Flexibility | Violation | 1 | 2025-05-15 20:30 | 23.0048 | - | 5 | 20 | 0.25
Recip | System | Constraint | Flex Down | Flexibility | Violation | 1 | 2025-05-15 20:45 | 23.0048 | - | 5 | 20 | 0.25
Recip | System | Constraint | Flex Down | Flexibility | Violation | 1 | 2025-05-15 21:00 | 23.0048 | - | 5 | 21 | 0.25
Recip | System | Constraint | Flex Down | Flexibility | Violation | 1 | 2025-05-15 21:15 | 23.0048 | - | 5 | 21 | 0.25
Recip | System | Constraint | Flex Down | Flexibility | Violation | 1 | 2025-05-15 21:30 | 23.7597 | - | 5 | 21 | 0.25
Recip | System | Constraint | Flex Down | Flexibility | Violation | 1 | 2025-05-15 21:45 | 120.0906 | - | 5 | 21 | 0.25
Recip | System | Constraint | Flex Down | Flexibility | Violation | 1 | 2025-05-15 22:00 | 9.1427 | - | 5 | 22 | 0.25
Recip | System | Constraint | Flex Down | Flexibility | Violation | 1 | 2025-05-15 22:15 | 9.1427 | - | 5 | 22 | 0.25
Recip | System | Constraint | Flex Down | Flexibility | Violation | 1 | 2025-05-15 22:30 | 9.1427 | - | 5 | 22 | 0.25
Recip | System | Constraint | Flex Down | Flexibility | Violation | 1 | 2025-05-15 22:45 | 9.1427 | - | 5 | 22 | 0.25
Recip | System | Constraint | Flex Down | Flexibility | Violation | 1 | 2025-05-16 20:30 | 4.9275 | - | 5 | 20 | 0.25
Recip | System | Constraint | Flex Down | Flexibility | Violation | 1 | 2025-05-16 20:45 | 4.9275 | - | 5 | 20 | 0.25
Recip | System | Constraint | Flex Down | Flexibility | Violation | 1 | 2025-05-16 21:15 | 7.9983 | - | 5 | 21 | 0.25
Recip | System | Constraint | Flex Down | Flexibility | Violation | 1 | 2025-05-16 21:30 | 44.0496 | - | 5 | 21 | 0.25
Recip | System | Constraint | Flex Down | Flexibility | Violation | 1 | 2025-05-16 21:45 | 78.1009 | - | 5 | 21 | 0.25
Recip | System | Constraint | Flex Down | Flexibility | Violation | 1 | 2025-05-17 00:45 | 5.7329 | - | 5 | 0 | 0.25
Recip | System | Constraint | Flex Down | Flexibility | Violation | 1 | 2025-05-17 21:30 | 9.6558 | - | 5 | 21 | 0.25
Recip | System | Constraint | Flex Down | Flexibility | Violation | 1 | 2025-05-17 21:45 | 65.6548 | - | 5 | 21 | 0.25
Recip | System | Constraint | Flex Down | Flexibility | Violation | 1 | 2025-05-17 22:00 | 138.5795 | - | 5 | 22 | 0.25
Recip | System | Constraint | Flex Down | Flexibility | Violation | 1 | 2025-05-17 22:15 | 162.5041 | - | 5 | 22 | 0.25
Recip | System | Constraint | Flex Down | Flexibility | Violation | 1 | 2025-05-17 22:30 | 182.4288 | - | 5 | 22 | 0.25
Recip | System | Constraint | Flex Down | Flexibility | Violation | 1 | 2025-05-17 22:45 | 195.3534 | - | 5 | 22 | 0.25
Recip | System | Constraint | Flex Down | Flexibility | Violation | 1 | 2025-05-17 23:00 | 45.1598 | - | 5 | 23 | 0.25
Recip | System | Constraint | Flex Down | Flexibility | Violation | 1 | 2025-05-17 23:15 | 150.2011 | - | 5 | 23 | 0.25
Recip | System | Constraint | Flex Down | Flexibility | Violation | 1 | 2025-05-17 23:30 | 171.2424 | - | 5 | 23 | 0.25
Recip | System | Constraint | Flex Down | Flexibility | Violation | 1 | 2025-05-17 23:45 | 204.2837 | - | 5 | 23 | 0.25
Recip | System | Constraint | Flex Down | Flexibility | Violation | 1 | 2025-05-18 00:30 | 20.6398 | - | 5 | 0 | 0.25
Recip | System | Constraint | Flex Down | Flexibility | Violation | 1 | 2025-05-18 00:45 | 50.2728 | - | 5 | 0 | 0.25
Recip | System | Constraint | Flex Down | Flexibility | Violation | 1 | 2025-05-18 18:00 | 12.8707 | - | 5 | 18 | 0.25
Recip | System | Constraint | Flex Down | Flexibility | Violation | 1 | 2025-05-18 18:15 | 12.8707 | - | 5 | 18 | 0.25
Recip | System | Constraint | Flex Down | Flexibility | Violation | 1 | 2025-05-18 18:30 | 12.8707 | - | 5 | 18 | 0.25
Recip | System | Constraint | Flex Down | Flexibility | Violation | 1 | 2025-05-18 18:45 | 12.8707 | - | 5 | 18 | 0.25
Recip | System | Constraint | Flex Down | Flexibility | Violation | 1 | 2025-05-19 14:00 | 1.8844 | - | 5 | 14 | 0.25
Recip | System | Constraint | Flex Down | Flexibility | Violation | 1 | 2025-05-19 14:15 | 1.8844 | - | 5 | 14 | 0.25
Recip | System | Constraint | Flex Down | Flexibility | Violation | 1 | 2025-05-19 14:30 | 1.8844 | - | 5 | 14 | 0.25
Recip | System | Constraint | Flex Down | Flexibility | Violation | 1 | 2025-05-19 14:45 | 1.8844 | - | 5 | 14 | 0.25
Recip | System | Constraint | Flex Down | Flexibility | Violation | 1 | 2025-05-19 20:30 | 42.9857 | - | 5 | 20 | 0.25
Recip | System | Constraint | Flex Down | Flexibility | Violation | 1 | 2025-05-19 20:45 | 168.9778 | - | 5 | 20 | 0.25
Recip | System | Constraint | Flex Down | Flexibility | Violation | 1 | 2025-05-19 21:00 | 140.6865 | - | 5 | 21 | 0.25
Recip | System | Constraint | Flex Down | Flexibility | Violation | 1 | 2025-05-19 21:15 | 320.7852 | - | 5 | 21 | 0.25
Recip | System | Constraint | Flex Down | Flexibility | Violation | 1 | 2025-05-19 21:30 | 342.6009 | - | 5 | 21 | 0.25
Recip | System | Constraint | Flex Down | Flexibility | Violation | 1 | 2025-05-19 21:45 | 342.6009 | - | 5 | 21 | 0.25
Recip | System | Constraint | Flex Down | Flexibility | Violation | 1 | 2025-05-19 22:00 | 34.7903 | - | 5 | 22 | 0.25
Recip | System | Constraint | Flex Down | Flexibility | Violation | 1 | 2025-05-19 22:15 | 98.598 | - | 5 | 22 | 0.25
Recip | System | Constraint | Flex Down | Flexibility | Violation | 1 | 2025-05-19 22:30 | 157.4057 | - | 5 | 22 | 0.25
Recip | System | Constraint | Flex Down | Flexibility | Violation | 1 | 2025-05-19 22:45 | 216.2134 | - | 5 | 22 | 0.25
Recip | System | Constraint | Flex Down | Flexibility | Violation | 1 | 2025-05-19 23:30 | 26.699 | - | 5 | 23 | 0.25
Recip | System | Constraint | Flex Down | Flexibility | Violation | 1 | 2025-05-19 23:45 | 61.2726 | - | 5 | 23 | 0.25
Recip | System | Constraint | Flex Down | Flexibility | Violation | 1 | 2025-05-20 | 8.5217 | - | 5 | 0 | 0.25
Recip | System | Constraint | Flex Down | Flexibility | Violation | 1 | 2025-05-20 00:15 | 26.2083 | - | 5 | 0 | 0.25
Recip | System | Constraint | Flex Down | Flexibility | Violation | 1 | 2025-05-20 00:30 | 43.895 | - | 5 | 0 | 0.25
Recip | System | Constraint | Flex Down | Flexibility | Violation | 1 | 2025-05-20 00:45 | 56.5817 | - | 5 | 0 | 0.25
Recip | System | Constraint | Flex Down | Flexibility | Violation | 1 | 2025-05-20 12:30 | 18.1993 | - | 5 | 12 | 0.25
Recip | System | Constraint | Flex Down | Flexibility | Violation | 1 | 2025-05-20 12:45 | 47.815 | - | 5 | 12 | 0.25
Recip | System | Constraint | Flex Down | Flexibility | Violation | 1 | 2025-05-20 13:45 | 9.7903 | - | 5 | 13 | 0.25
Recip | System | Constraint | Flex Down | Flexibility | Violation | 1 | 2025-05-20 21:45 | 38.1061 | - | 5 | 21 | 0.25
Recip | System | Constraint | Flex Down | Flexibility | Violation | 1 | 2025-05-21 21:45 | 13.624 | - | 5 | 21 | 0.25
Recip | System | Constraint | Flex Down | Flexibility | Violation | 1 | 2025-05-22 01:45 | 41.6844 | - | 5 | 1 | 0.25
Recip | System | Constraint | Flex Down | Flexibility | Violation | 1 | 2025-05-22 17:45 | 2.6887 | - | 5 | 17 | 0.25
Recip | System | Constraint | Flex Down | Flexibility | Violation | 1 | 2025-05-22 21:45 | 117.6781 | - | 5 | 21 | 0.25
Recip | System | Constraint | Flex Down | Flexibility | Violation | 1 | 2025-05-23 10:45 | 22.6087 | - | 5 | 10 | 0.25
Recip | System | Constraint | Flex Down | Flexibility | Violation | 1 | 2025-05-23 22:30 | 10.5087 | - | 5 | 22 | 0.25
Recip | System | Constraint | Flex Down | Flexibility | Violation | 1 | 2025-05-23 22:45 | 49.3892 | - | 5 | 22 | 0.25
Recip | System | Constraint | Flex Down | Flexibility | Violation | 1 | 2025-05-24 19:00 | 59.9964 | - | 5 | 19 | 0.25
Recip | System | Constraint | Flex Down | Flexibility | Violation | 1 | 2025-05-24 19:15 | 14.5304 | - | 5 | 19 | 0.25
Recip | System | Constraint | Flex Down | Flexibility | Violation | 1 | 2025-05-24 21:00 | 13.9546 | - | 5 | 21 | 0.25
Recip | System | Constraint | Flex Down | Flexibility | Violation | 1 | 2025-05-24 21:15 | 105.5558 | - | 5 | 21 | 0.25
Recip | System | Constraint | Flex Down | Flexibility | Violation | 1 | 2025-05-24 21:30 | 168.157 | - | 5 | 21 | 0.25
Recip | System | Constraint | Flex Down | Flexibility | Violation | 1 | 2025-05-24 21:45 | 222.7583 | - | 5 | 21 | 0.25
Recip | System | Constraint | Flex Down | Flexibility | Violation | 1 | 2025-05-24 22:30 | 5.6355 | - | 5 | 22 | 0.25
Recip | System | Constraint | Flex Down | Flexibility | Violation | 1 | 2025-05-24 22:45 | 74.5946 | - | 5 | 22 | 0.25
Recip | System | Constraint | Flex Down | Flexibility | Violation | 1 | 2025-05-24 23:15 | 20.6925 | - | 5 | 23 | 0.25
Recip | System | Constraint | Flex Down | Flexibility | Violation | 1 | 2025-05-24 23:30 | 70.8589 | - | 5 | 23 | 0.25
Recip | System | Constraint | Flex Down | Flexibility | Violation | 1 | 2025-05-24 23:45 | 111.0253 | - | 5 | 23 | 0.25
Recip | System | Constraint | Flex Down | Flexibility | Violation | 1 | 2025-05-25 00:30 | 16.071 | - | 5 | 0 | 0.25
Recip | System | Constraint | Flex Down | Flexibility | Violation | 1 | 2025-05-25 00:45 | 41.0888 | - | 5 | 0 | 0.25
Recip | System | Constraint | Flex Down | Flexibility | Violation | 1 | 2025-05-25 18:00 | 2.4974 | - | 5 | 18 | 0.25
Recip | System | Constraint | Flex Down | Flexibility | Violation | 1 | 2025-05-25 18:15 | 2.4974 | - | 5 | 18 | 0.25
Recip | System | Constraint | Flex Down | Flexibility | Violation | 1 | 2025-05-25 18:30 | 2.4974 | - | 5 | 18 | 0.25
Recip | System | Constraint | Flex Down | Flexibility | Violation | 1 | 2025-05-26 02:00 | 6.6362 | - | 5 | 2 | 0.25
Recip | System | Constraint | Flex Down | Flexibility | Violation | 1 | 2025-05-26 02:15 | 6.6362 | - | 5 | 2 | 0.25
Recip | System | Constraint | Flex Down | Flexibility | Violation | 1 | 2025-05-26 02:30 | 6.6362 | - | 5 | 2 | 0.25
Recip | System | Constraint | Flex Down | Flexibility | Violation | 1 | 2025-05-26 02:45 | 6.6362 | - | 5 | 2 | 0.25
Recip | System | Constraint | Flex Down | Flexibility | Violation | 1 | 2025-05-26 09:00 | 55.1494 | - | 5 | 9 | 0.25
Recip | System | Constraint | Flex Down | Flexibility | Violation | 1 | 2025-05-26 09:15 | 9.3831 | - | 5 | 9 | 0.25
Recip | System | Constraint | Flex Down | Flexibility | Violation | 1 | 2025-05-26 09:45 | 20.6841 | - | 5 | 9 | 0.25
Recip | System | Constraint | Flex Down | Flexibility | Violation | 1 | 2025-05-26 19:00 | 67.3913 | - | 5 | 19 | 0.25
Recip | System | Constraint | Flex Down | Flexibility | Violation | 1 | 2025-05-26 19:15 | 67.3913 | - | 5 | 19 | 0.25
Recip | System | Constraint | Flex Down | Flexibility | Violation | 1 | 2025-05-26 19:30 | 67.3913 | - | 5 | 19 | 0.25
Recip | System | Constraint | Flex Down | Flexibility | Violation | 1 | 2025-05-26 19:45 | 22.859 | - | 5 | 19 | 0.25
Recip | System | Constraint | Flex Down | Flexibility | Violation | 1 | 2025-05-26 21:15 | 21.6443 | - | 5 | 21 | 0.25
Recip | System | Constraint | Flex Down | Flexibility | Violation | 1 | 2025-05-26 21:30 | 87.2665 | - | 5 | 21 | 0.25
Recip | System | Constraint | Flex Down | Flexibility | Violation | 1 | 2025-05-26 21:45 | 143.8886 | - | 5 | 21 | 0.25
Recip | System | Constraint | Flex Down | Flexibility | Violation | 1 | 2025-05-26 22:15 | 55.5481 | - | 5 | 22 | 0.25
Recip | System | Constraint | Flex Down | Flexibility | Violation | 1 | 2025-05-26 22:30 | 104.8778 | - | 5 | 22 | 0.25
Recip | System | Constraint | Flex Down | Flexibility | Violation | 1 | 2025-05-26 22:45 | 155.2075 | - | 5 | 22 | 0.25
Recip | System | Constraint | Flex Down | Flexibility | Violation | 1 | 2025-05-27 21:45 | 15.0581 | - | 5 | 21 | 0.25
Recip | System | Constraint | Flex Down | Flexibility | Violation | 1 | 2025-05-27 22:00 | 1.4792 | - | 5 | 22 | 0.25
Recip | System | Constraint | Flex Down | Flexibility | Violation | 1 | 2025-05-27 22:15 | 1.4792 | - | 5 | 22 | 0.25
Recip | System | Constraint | Flex Down | Flexibility | Violation | 1 | 2025-05-27 22:30 | 1.4792 | - | 5 | 22 | 0.25
Recip | System | Constraint | Flex Down | Flexibility | Violation | 1 | 2025-05-27 22:45 | 1.4792 | - | 5 | 22 | 0.25
Recip | System | Constraint | Flex Down | Flexibility | Violation | 1 | 2025-05-28 21:45 | 61.9109 | - | 5 | 21 | 0.25
Recip | System | Constraint | Flex Down | Flexibility | Violation | 1 | 2025-05-28 22:45 | 26.5048 | - | 5 | 22 | 0.25
Recip | System | Constraint | Flex Down | Flexibility | Violation | 1 | 2025-05-28 23:45 | 30.1389 | - | 5 | 23 | 0.25
Recip | System | Constraint | Flex Down | Flexibility | Violation | 1 | 2025-05-29 21:30 | 45.3474 | - | 5 | 21 | 0.25
Recip | System | Constraint | Flex Down | Flexibility | Violation | 1 | 2025-05-29 21:45 | 174.7161 | - | 5 | 21 | 0.25
Recip | System | Constraint | Flex Down | Flexibility | Violation | 1 | 2025-05-29 22:45 | 41.5884 | - | 5 | 22 | 0.25
Recip | System | Constraint | Flex Down | Flexibility | Violation | 1 | 2025-05-30 21:00 | 130.7383 | - | 5 | 21 | 0.25
Recip | System | Constraint | Flex Down | Flexibility | Violation | 1 | 2025-05-30 21:15 | 190.6561 | - | 5 | 21 | 0.25
Recip | System | Constraint | Flex Down | Flexibility | Violation | 1 | 2025-05-30 21:30 | 263.5739 | - | 5 | 21 | 0.25
Recip | System | Constraint | Flex Down | Flexibility | Violation | 1 | 2025-05-30 21:45 | 315.4917 | - | 5 | 21 | 0.25
Recip | System | Constraint | Flex Down | Flexibility | Violation | 1 | 2025-05-30 22:00 | 87.92 | - | 5 | 22 | 0.25
Recip | System | Constraint | Flex Down | Flexibility | Violation | 1 | 2025-05-30 22:15 | 134.5148 | - | 5 | 22 | 0.25
Recip | System | Constraint | Flex Down | Flexibility | Violation | 1 | 2025-05-30 22:30 | 168.2166 | - | 5 | 22 | 0.25
Recip | System | Constraint | Flex Down | Flexibility | Violation | 1 | 2025-05-30 22:45 | 234.1249 | - | 5 | 22 | 0.25
Recip | System | Constraint | Flex Down | Flexibility | Violation | 1 | 2025-05-30 23:15 | 34.3655 | - | 5 | 23 | 0.25
Recip | System | Constraint | Flex Down | Flexibility | Violation | 1 | 2025-05-30 23:30 | 82.1033 | - | 5 | 23 | 0.25
Recip | System | Constraint | Flex Down | Flexibility | Violation | 1 | 2025-05-30 23:45 | 123.8411 | - | 5 | 23 | 0.25
Recip | System | Constraint | Flex Down | Flexibility | Violation | 1 | 2025-05-31 00:45 | 5.8708 | - | 5 | 0 | 0.25
Recip | System | Constraint | Flex Down | Flexibility | Violation | 1 | 2025-05-31 13:00 | 11.7752 | - | 5 | 13 | 0.25
Recip | System | Constraint | Flex Down | Flexibility | Violation | 1 | 2025-05-31 13:15 | 0.34253 | - | 5 | 13 | 0.25
Recip | System | Constraint | Flex Down | Flexibility | Violation | 1 | 2025-05-31 22:00 | 226.8559 | - | 5 | 22 | 0.25
Recip | System | Constraint | Flex Down | Flexibility | Violation | 1 | 2025-05-31 22:15 | 236.1938 | - | 5 | 22 | 0.25
Recip | System | Constraint | Flex Down | Flexibility | Violation | 1 | 2025-05-31 22:30 | 249.5317 | - | 5 | 22 | 0.25
Recip | System | Constraint | Flex Down | Flexibility | Violation | 1 | 2025-05-31 22:45 | 254.8697 | - | 5 | 22 | 0.25
Recip | System | Constraint | Flex Down | Flexibility | Violation | 1 | 2025-05-31 23:00 | 59.2255 | - | 5 | 23 | 0.25
Recip | System | Constraint | Flex Down | Flexibility | Violation | 1 | 2025-05-31 23:15 | 109.8161 | - | 5 | 23 | 0.25
Recip | System | Constraint | Flex Down | Flexibility | Violation | 1 | 2025-05-31 23:30 | 154.4068 | - | 5 | 23 | 0.25
Recip | System | Constraint | Flex Down | Flexibility | Violation | 1 | 2025-05-31 23:45 | 208.9975 | - | 5 | 23 | 0.25
Recip | System | Constraint | Flex Down | Flexibility | Violation | 1 | 2025-06-03 22:00 | 27.6082 | - | 6 | 22 | 0.25
Recip | System | Constraint | Flex Down | Flexibility | Violation | 1 | 2025-06-03 22:15 | 67.9779 | - | 6 | 22 | 0.25
Recip | System | Constraint | Flex Down | Flexibility | Violation | 1 | 2025-06-03 22:30 | 111.3477 | - | 6 | 22 | 0.25
Recip | System | Constraint | Flex Down | Flexibility | Violation | 1 | 2025-06-03 22:45 | 134.7174 | - | 6 | 22 | 0.25
Recip | System | Constraint | Flex Down | Flexibility | Violation | 1 | 2025-06-12 19:00 | 9.5684 | - | 6 | 19 | 0.25
Recip | System | Constraint | Flex Down | Flexibility | Violation | 1 | 2025-06-12 19:15 | 9.5684 | - | 6 | 19 | 0.25
Recip | System | Constraint | Flex Down | Flexibility | Violation | 1 | 2025-06-13 00:30 | 2.1919 | - | 6 | 0 | 0.25
Recip | System | Constraint | Flex Down | Flexibility | Violation | 1 | 2025-06-13 00:45 | 2.1919 | - | 6 | 0 | 0.25
Recip | System | Constraint | Flex Down | Flexibility | Violation | 1 | 2025-06-17 11:00 | 1.2017 | - | 6 | 11 | 0.25
Recip | System | Constraint | Flex Down | Flexibility | Violation | 1 | 2025-06-17 18:00 | 52.1249 | - | 6 | 18 | 0.25
Recip | System | Constraint | Flex Down | Flexibility | Violation | 1 | 2025-06-17 18:15 | 20.5946 | - | 6 | 18 | 0.25
Recip | System | Constraint | Flex Down | Flexibility | Violation | 1 | 2025-06-17 23:00 | 216.7641 | - | 6 | 23 | 0.25
Recip | System | Constraint | Flex Down | Flexibility | Violation | 1 | 2025-06-17 23:15 | 173.3705 | - | 6 | 23 | 0.25
Recip | System | Constraint | Flex Down | Flexibility | Violation | 1 | 2025-06-17 23:30 | 113.9769 | - | 6 | 23 | 0.25
Recip | System | Constraint | Flex Down | Flexibility | Violation | 1 | 2025-06-17 23:45 | 50.5834 | - | 6 | 23 | 0.25
Recip | System | Constraint | Flex Down | Flexibility | Violation | 1 | 2025-06-18 23:00 | 23.2656 | - | 6 | 23 | 0.25
Recip | System | Constraint | Flex Down | Flexibility | Violation | 1 | 2025-06-19 22:45 | 6.2315 | - | 6 | 22 | 0.25
Recip | System | Constraint | Flex Down | Flexibility | Violation | 1 | 2025-06-21 05:00 | 33.68 | - | 6 | 5 | 0.25
Recip | System | Constraint | Flex Down | Flexibility | Violation | 1 | 2025-06-21 06:00 | 21.1761 | - | 6 | 6 | 0.25
Recip | System | Constraint | Flex Down | Flexibility | Violation | 1 | 2025-06-21 11:45 | 5.9976 | - | 6 | 11 | 0.25
Recip | System | Constraint | Flex Down | Flexibility | Violation | 1 | 2025-06-21 12:30 | 3.866 | - | 6 | 12 | 0.25
Recip | System | Constraint | Flex Down | Flexibility | Violation | 1 | 2025-06-21 12:45 | 12.289 | - | 6 | 12 | 0.25
Recip | System | Constraint | Flex Down | Flexibility | Violation | 1 | 2025-06-21 13:15 | 13.8902 | - | 6 | 13 | 0.25
Recip | System | Constraint | Flex Down | Flexibility | Violation | 1 | 2025-06-21 13:30 | 26.8966 | - | 6 | 13 | 0.25
Recip | System | Constraint | Flex Down | Flexibility | Violation | 1 | 2025-06-21 13:45 | 39.9031 | - | 6 | 13 | 0.25
Recip | System | Constraint | Flex Down | Flexibility | Violation | 1 | 2025-06-22 23:00 | 0.19324 | - | 6 | 23 | 0.25
Recip | System | Constraint | Flex Down | Flexibility | Violation | 1 | 2025-06-27 03:00 | 25.5165 | - | 6 | 3 | 0.25
Recip | System | Constraint | Flex Down | Flexibility | Violation | 1 | 2025-07-02 | 10.5369 | - | 7 | 0 | 0.25
Recip | System | Constraint | Flex Down | Flexibility | Violation | 1 | 2025-07-05 22:15 | 42.8535 | - | 7 | 22 | 0.25
Recip | System | Constraint | Flex Down | Flexibility | Violation | 1 | 2025-07-05 22:30 | 90.1407 | - | 7 | 22 | 0.25
Recip | System | Constraint | Flex Down | Flexibility | Violation | 1 | 2025-07-05 22:45 | 150.4278 | - | 7 | 22 | 0.25
Recip | System | Constraint | Flex Down | Flexibility | Violation | 1 | 2025-07-05 23:30 | 6.1656 | - | 7 | 23 | 0.25
Recip | System | Constraint | Flex Down | Flexibility | Violation | 1 | 2025-07-05 23:45 | 66.4115 | - | 7 | 23 | 0.25
Recip | System | Constraint | Flex Down | Flexibility | Violation | 1 | 2025-07-08 | 175.6167 | - | 7 | 0 | 0.25
Recip | System | Constraint | Flex Down | Flexibility | Violation | 1 | 2025-07-08 00:15 | 167.1765 | - | 7 | 0 | 0.25
Recip | System | Constraint | Flex Down | Flexibility | Violation | 1 | 2025-07-08 00:30 | 157.7363 | - | 7 | 0 | 0.25
Recip | System | Constraint | Flex Down | Flexibility | Violation | 1 | 2025-07-08 00:45 | 138.296 | - | 7 | 0 | 0.25
Recip | System | Constraint | Flex Down | Flexibility | Violation | 1 | 2025-07-08 04:00 | 62.5579 | - | 7 | 4 | 0.25
Recip | System | Constraint | Flex Down | Flexibility | Violation | 1 | 2025-07-12 22:45 | 70.0916 | - | 7 | 22 | 0.25
Recip | System | Constraint | Flex Down | Flexibility | Violation | 1 | 2025-07-13 01:45 | 8.5869 | - | 7 | 1 | 0.25
Recip | System | Constraint | Flex Down | Flexibility | Violation | 1 | 2025-07-14 | 87.7893 | - | 7 | 0 | 0.25
Recip | System | Constraint | Flex Down | Flexibility | Violation | 1 | 2025-07-14 00:15 | 108.9802 | - | 7 | 0 | 0.25
Recip | System | Constraint | Flex Down | Flexibility | Violation | 1 | 2025-07-14 00:30 | 116.1711 | - | 7 | 0 | 0.25
Recip | System | Constraint | Flex Down | Flexibility | Violation | 1 | 2025-07-14 00:45 | 121.362 | - | 7 | 0 | 0.25
Recip | System | Constraint | Flex Down | Flexibility | Violation | 1 | 2025-07-16 01:45 | 47.2531 | - | 7 | 1 | 0.25
Recip | System | Constraint | Flex Down | Flexibility | Violation | 1 | 2025-07-16 14:00 | 21.1007 | - | 7 | 14 | 0.25
Recip | System | Constraint | Flex Down | Flexibility | Violation | 1 | 2025-07-16 14:15 | 6.4403 | - | 7 | 14 | 0.25
Recip | System | Constraint | Flex Down | Flexibility | Violation | 1 | 2025-07-16 14:30 | 12.7799 | - | 7 | 14 | 0.25
Recip | System | Constraint | Flex Down | Flexibility | Violation | 1 | 2025-07-16 14:45 | 11.1196 | - | 7 | 14 | 0.25
Recip | System | Constraint | Flex Down | Flexibility | Violation | 1 | 2025-07-19 00:30 | 19.7106 | - | 7 | 0 | 0.25
Recip | System | Constraint | Flex Down | Flexibility | Violation | 1 | 2025-07-19 00:45 | 70.3177 | - | 7 | 0 | 0.25
Recip | System | Constraint | Flex Down | Flexibility | Violation | 1 | 2025-08-01 21:45 | 37.5943 | - | 8 | 21 | 0.25
Recip | System | Constraint | Flex Down | Flexibility | Violation | 1 | 2025-08-03 01:45 | 19.1286 | - | 8 | 1 | 0.25
Recip | System | Constraint | Flex Down | Flexibility | Violation | 1 | 2025-08-05 00:45 | 24.9972 | - | 8 | 0 | 0.25
Recip | System | Constraint | Flex Down | Flexibility | Violation | 1 | 2025-08-12 00:30 | 1.655 | - | 8 | 0 | 0.25
Recip | System | Constraint | Flex Down | Flexibility | Violation | 1 | 2025-08-12 00:45 | 26.4614 | - | 8 | 0 | 0.25
Recip | System | Constraint | Flex Down | Flexibility | Violation | 1 | 2025-08-14 00:30 | 4.2256 | - | 8 | 0 | 0.25
Recip | System | Constraint | Flex Down | Flexibility | Violation | 1 | 2025-08-14 00:45 | 24.0851 | - | 8 | 0 | 0.25
Recip | System | Constraint | Flex Down | Flexibility | Violation | 1 | 2025-08-21 | 45.4277 | - | 8 | 0 | 0.25
Recip | System | Constraint | Flex Down | Flexibility | Violation | 1 | 2025-08-21 00:15 | 69.8478 | - | 8 | 0 | 0.25
Recip | System | Constraint | Flex Down | Flexibility | Violation | 1 | 2025-08-21 00:30 | 91.2679 | - | 8 | 0 | 0.25
Recip | System | Constraint | Flex Down | Flexibility | Violation | 1 | 2025-08-21 00:45 | 123.688 | - | 8 | 0 | 0.25
Recip | System | Constraint | Flex Down | Flexibility | Violation | 1 | 2025-08-21 12:00 | 0.92928 | - | 8 | 12 | 0.25
Recip | System | Constraint | Flex Down | Flexibility | Violation | 1 | 2025-09-06 00:30 | 17.0288 | - | 9 | 0 | 0.25
Recip | System | Constraint | Flex Down | Flexibility | Violation | 1 | 2025-09-06 00:45 | 43.6372 | - | 9 | 0 | 0.25
Recip | System | Constraint | Flex Down | Flexibility | Violation | 1 | 2025-09-06 12:00 | 7.1804 | - | 9 | 12 | 0.25
Recip | System | Constraint | Flex Down | Flexibility | Violation | 1 | 2025-09-07 | 32.321 | - | 9 | 0 | 0.25
Recip | System | Constraint | Flex Down | Flexibility | Violation | 1 | 2025-09-07 00:15 | 44.0899 | - | 9 | 0 | 0.25
Recip | System | Constraint | Flex Down | Flexibility | Violation | 1 | 2025-09-07 00:30 | 62.8588 | - | 9 | 0 | 0.25
Recip | System | Constraint | Flex Down | Flexibility | Violation | 1 | 2025-09-07 00:45 | 81.6277 | - | 9 | 0 | 0.25
Recip | System | Constraint | Flex Down | Flexibility | Violation | 1 | 2025-09-07 01:30 | 16.6396 | - | 9 | 1 | 0.25
Recip | System | Constraint | Flex Down | Flexibility | Violation | 1 | 2025-09-07 01:45 | 24.2564 | - | 9 | 1 | 0.25
Recip | System | Constraint | Flex Down | Flexibility | Violation | 1 | 2025-09-07 02:15 | 4.007 | - | 9 | 2 | 0.25
Recip | System | Constraint | Flex Down | Flexibility | Violation | 1 | 2025-09-07 02:30 | 6.9421 | - | 9 | 2 | 0.25
Recip | System | Constraint | Flex Down | Flexibility | Violation | 1 | 2025-09-07 02:45 | 9.8771 | - | 9 | 2 | 0.25
Recip | System | Constraint | Flex Down | Flexibility | Violation | 1 | 2025-09-11 11:00 | 6.9453 | - | 9 | 11 | 0.25
Recip | System | Constraint | Flex Down | Flexibility | Violation | 1 | 2025-09-14 00:45 | 0.43811 | - | 9 | 0 | 0.25
Recip | System | Constraint | Flex Down | Flexibility | Violation | 1 | 2025-09-14 01:00 | 18.7059 | - | 9 | 1 | 0.25
Recip | System | Constraint | Flex Down | Flexibility | Violation | 1 | 2025-09-14 01:15 | 5.8123 | - | 9 | 1 | 0.25
Recip | System | Constraint | Flex Down | Flexibility | Violation | 1 | 2025-09-23 | 67.8794 | - | 9 | 0 | 0.25
Recip | System | Constraint | Flex Down | Flexibility | Violation | 1 | 2025-09-23 00:15 | 13.5268 | - | 9 | 0 | 0.25
Recip | System | Constraint | Flex Down | Flexibility | Violation | 1 | 2025-09-29 08:45 | 16.1968 | - | 9 | 8 | 0.25
Recip | System | Constraint | Flex Down | Flexibility | Violation | 1 | 2025-09-29 09:45 | 28.0218 | - | 9 | 9 | 0.25
Recip | System | Constraint | Flex Down | Flexibility | Violation | 1 | 2025-09-29 10:00 | 47.4197 | - | 9 | 10 | 0.25
Recip | System | Constraint | Flex Down | Flexibility | Violation | 1 | 2025-09-29 10:15 | 56.5028 | - | 9 | 10 | 0.25
Recip | System | Constraint | Flex Down | Flexibility | Violation | 1 | 2025-09-29 10:30 | 61.5859 | - | 9 | 10 | 0.25
Recip | System | Constraint | Flex Down | Flexibility | Violation | 1 | 2025-09-29 10:45 | 51.669 | - | 9 | 10 | 0.25
Recip | System | Constraint | Flex Down | Flexibility | Violation | 1 | 2025-09-29 12:30 | 4.1875 | - | 9 | 12 | 0.25
Recip | System | Constraint | Flex Down | Flexibility | Violation | 1 | 2025-09-29 12:45 | 10.6107 | - | 9 | 12 | 0.25
Recip | System | Constraint | Flex Down | Flexibility | Violation | 1 | 2025-09-29 20:45 | 28.9516 | - | 9 | 20 | 0.25
Recip | System | Constraint | Flex Down | Flexibility | Violation | 1 | 2025-09-30 00:45 | 36.6228 | - | 9 | 0 | 0.25
Recip | System | Constraint | Flex Down | Flexibility | Violation | 1 | 2025-09-30 01:00 | 48.9789 | - | 9 | 1 | 0.25
Recip | System | Constraint | Flex Down | Flexibility | Violation | 1 | 2025-09-30 01:15 | 29.1737 | - | 9 | 1 | 0.25
Recip | System | Constraint | Flex Down | Flexibility | Violation | 1 | 2025-09-30 01:30 | 14.3684 | - | 9 | 1 | 0.25
Recip | System | Constraint | Flex Down | Flexibility | Violation | 1 | 2025-09-30 02:00 | 8.3967 | - | 9 | 2 | 0.25
Recip | System | Constraint | Flex Down | Flexibility | Violation | 1 | 2025-09-30 08:45 | 16.9446 | - | 9 | 8 | 0.25
Recip | System | Constraint | Flex Down | Flexibility | Violation | 1 | 2025-09-30 09:00 | 69.9789 | - | 9 | 9 | 0.25
Recip | System | Constraint | Flex Down | Flexibility | Violation | 1 | 2025-09-30 09:15 | 98.8708 | - | 9 | 9 | 0.25
Recip | System | Constraint | Flex Down | Flexibility | Violation | 1 | 2025-09-30 09:30 | 128.7626 | - | 9 | 9 | 0.25
Recip | System | Constraint | Flex Down | Flexibility | Violation | 1 | 2025-09-30 09:45 | 165.6544 | - | 9 | 9 | 0.25
Recip | System | Constraint | Flex Down | Flexibility | Violation | 1 | 2025-09-30 10:00 | 54.2667 | - | 9 | 10 | 0.25
Recip | System | Constraint | Flex Down | Flexibility | Violation | 1 | 2025-09-30 10:15 | 82.6841 | - | 9 | 10 | 0.25
Recip | System | Constraint | Flex Down | Flexibility | Violation | 1 | 2025-09-30 10:30 | 96.1016 | - | 9 | 10 | 0.25
Recip | System | Constraint | Flex Down | Flexibility | Violation | 1 | 2025-09-30 10:45 | 112.519 | - | 9 | 10 | 0.25
Recip | System | Constraint | Flex Down | Flexibility | Violation | 1 | 2025-09-30 11:00 | 32.4877 | - | 9 | 11 | 0.25
Recip | System | Constraint | Flex Down | Flexibility | Violation | 1 | 2025-09-30 11:15 | 50.3265 | - | 9 | 11 | 0.25
Recip | System | Constraint | Flex Down | Flexibility | Violation | 1 | 2025-09-30 11:30 | 68.1652 | - | 9 | 11 | 0.25
Recip | System | Constraint | Flex Down | Flexibility | Violation | 1 | 2025-09-30 11:45 | 87.0039 | - | 9 | 11 | 0.25
Recip | System | Constraint | Flex Down | Flexibility | Violation | 1 | 2025-09-30 12:00 | 3.9732 | - | 9 | 12 | 0.25
Recip | System | Constraint | Flex Down | Flexibility | Violation | 1 | 2025-09-30 12:15 | 6.2194 | - | 9 | 12 | 0.25
Recip | System | Constraint | Flex Down | Flexibility | Violation | 1 | 2025-09-30 12:30 | 21.4656 | - | 9 | 12 | 0.25
Recip | System | Constraint | Flex Down | Flexibility | Violation | 1 | 2025-09-30 12:45 | 30.7117 | - | 9 | 12 | 0.25
Recip | System | Constraint | Flex Down | Flexibility | Violation | 1 | 2025-09-30 13:00 | 4.4236 | - | 9 | 13 | 0.25
Recip | System | Constraint | Flex Down | Flexibility | Violation | 1 | 2025-09-30 13:15 | 19.5273 | - | 9 | 13 | 0.25
Recip | System | Constraint | Flex Down | Flexibility | Violation | 1 | 2025-09-30 13:30 | 27.631 | - | 9 | 13 | 0.25
Recip | System | Constraint | Flex Down | Flexibility | Violation | 1 | 2025-09-30 13:45 | 34.7348 | - | 9 | 13 | 0.25
Recip | System | Constraint | Flex Down | Flexibility | Violation | 1 | 2025-09-30 20:15 | 2.3481 | - | 9 | 20 | 0.25
Recip | System | Constraint | Flex Down | Flexibility | Violation | 1 | 2025-09-30 20:30 | 54.1483 | - | 9 | 20 | 0.25
Recip | System | Constraint | Flex Down | Flexibility | Violation | 1 | 2025-09-30 20:45 | 107.9486 | - | 9 | 20 | 0.25
Recip | System | Constraint | Flex Down | Flexibility | Violation | 1 | 2025-09-30 22:45 | 42.4209 | - | 9 | 22 | 0.25
Recip | System | Constraint | Flex Down | Flexibility | Violation | 1 | 2025-10-01 09:15 | 1.7092 | - | 10 | 9 | 0.25
Recip | System | Constraint | Flex Down | Flexibility | Violation | 1 | 2025-10-01 09:30 | 25.5751 | - | 10 | 9 | 0.25
Recip | System | Constraint | Flex Down | Flexibility | Violation | 1 | 2025-10-01 09:45 | 52.441 | - | 10 | 9 | 0.25
Recip | System | Constraint | Flex Down | Flexibility | Violation | 1 | 2025-10-02 02:00 | 72.9082 | - | 10 | 2 | 0.25
Recip | System | Constraint | Flex Down | Flexibility | Violation | 1 | 2025-10-02 02:15 | 32.2953 | - | 10 | 2 | 0.25
Recip | System | Constraint | Flex Down | Flexibility | Violation | 1 | 2025-10-02 08:00 | 16.3947 | - | 10 | 8 | 0.25
Recip | System | Constraint | Flex Down | Flexibility | Violation | 1 | 2025-10-02 08:15 | 15.5234 | - | 10 | 8 | 0.25
Recip | System | Constraint | Flex Down | Flexibility | Violation | 1 | 2025-10-02 08:30 | 11.6521 | - | 10 | 8 | 0.25
Recip | System | Constraint | Flex Down | Flexibility | Violation | 1 | 2025-10-02 08:45 | 9.7809 | - | 10 | 8 | 0.25
Recip | System | Constraint | Flex Down | Flexibility | Violation | 1 | 2025-10-02 09:45 | 18.9739 | - | 10 | 9 | 0.25
Recip | System | Constraint | Flex Down | Flexibility | Violation | 1 | 2025-10-02 10:00 | 15.343 | - | 10 | 10 | 0.25
Recip | System | Constraint | Flex Down | Flexibility | Violation | 1 | 2025-10-02 10:15 | 12.4771 | - | 10 | 10 | 0.25
Recip | System | Constraint | Flex Down | Flexibility | Violation | 1 | 2025-10-02 10:30 | 14.6113 | - | 10 | 10 | 0.25
Recip | System | Constraint | Flex Down | Flexibility | Violation | 1 | 2025-10-02 10:45 | 13.7454 | - | 10 | 10 | 0.25
Recip | System | Constraint | Flex Down | Flexibility | Violation | 1 | 2025-10-03 09:30 | 18.7678 | - | 10 | 9 | 0.25
Recip | System | Constraint | Flex Down | Flexibility | Violation | 1 | 2025-10-03 09:45 | 40.213 | - | 10 | 9 | 0.25
Recip | System | Constraint | Flex Down | Flexibility | Violation | 1 | 2025-10-04 11:00 | 4.862 | - | 10 | 11 | 0.25
Recip | System | Constraint | Flex Down | Flexibility | Violation | 1 | 2025-10-04 11:15 | 24.4848 | - | 10 | 11 | 0.25
Recip | System | Constraint | Flex Down | Flexibility | Violation | 1 | 2025-10-04 11:30 | 43.9122 | - | 10 | 11 | 0.25
Recip | System | Constraint | Flex Down | Flexibility | Violation | 1 | 2025-10-04 11:45 | 43.9122 | - | 10 | 11 | 0.25
Recip | System | Constraint | Flex Down | Flexibility | Violation | 1 | 2025-10-05 | 2.4978 | - | 10 | 0 | 0.25
Recip | System | Constraint | Flex Down | Flexibility | Violation | 1 | 2025-10-05 00:15 | 0.015197 | - | 10 | 0 | 0.25
Recip | System | Constraint | Flex Down | Flexibility | Violation | 1 | 2025-10-05 00:30 | 0.5326 | - | 10 | 0 | 0.25
Recip | System | Constraint | Flex Down | Flexibility | Violation | 1 | 2025-10-05 01:00 | 4.3564 | - | 10 | 1 | 0.25
Recip | System | Constraint | Flex Down | Flexibility | Violation | 1 | 2025-10-09 09:30 | 12.2314 | - | 10 | 9 | 0.25
Recip | System | Constraint | Flex Down | Flexibility | Violation | 1 | 2025-10-09 09:45 | 54.5085 | - | 10 | 9 | 0.25
Recip | System | Constraint | Flex Down | Flexibility | Violation | 1 | 2025-10-09 11:15 | 4.8329 | - | 10 | 11 | 0.25
Recip | System | Constraint | Flex Down | Flexibility | Violation | 1 | 2025-10-09 11:30 | 38.1911 | - | 10 | 11 | 0.25
Recip | System | Constraint | Flex Down | Flexibility | Violation | 1 | 2025-10-09 11:45 | 57.5492 | - | 10 | 11 | 0.25
Recip | System | Constraint | Flex Down | Flexibility | Violation | 1 | 2025-10-09 12:45 | 3.3178 | - | 10 | 12 | 0.25
Recip | System | Constraint | Flex Down | Flexibility | Violation | 1 | 2025-10-10 22:45 | 10.0789 | - | 10 | 22 | 0.25
Recip | System | Constraint | Flex Down | Flexibility | Violation | 1 | 2025-10-10 23:15 | 7.1923 | - | 10 | 23 | 0.25
Recip | System | Constraint | Flex Down | Flexibility | Violation | 1 | 2025-10-10 23:30 | 26.8036 | - | 10 | 23 | 0.25
Recip | System | Constraint | Flex Down | Flexibility | Violation | 1 | 2025-10-10 23:45 | 40.415 | - | 10 | 23 | 0.25
Recip | System | Constraint | Flex Down | Flexibility | Violation | 1 | 2025-10-13 | 4.4376 | - | 10 | 0 | 0.25
Recip | System | Constraint | Flex Down | Flexibility | Violation | 1 | 2025-10-13 00:15 | 13.3129 | - | 10 | 0 | 0.25
Recip | System | Constraint | Flex Down | Flexibility | Violation | 1 | 2025-10-14 22:15 | 37.8711 | - | 10 | 22 | 0.25
Recip | System | Constraint | Flex Down | Flexibility | Violation | 1 | 2025-10-14 22:30 | 92.2337 | - | 10 | 22 | 0.25
Recip | System | Constraint | Flex Down | Flexibility | Violation | 1 | 2025-10-14 22:45 | 136.5964 | - | 10 | 22 | 0.25
Recip | System | Constraint | Flex Down | Flexibility | Violation | 1 | 2025-10-15 | 25.6607 | - | 10 | 0 | 0.25
Recip | System | Constraint | Flex Down | Flexibility | Violation | 1 | 2025-10-15 00:15 | 33.5091 | - | 10 | 0 | 0.25
Recip | System | Constraint | Flex Down | Flexibility | Violation | 1 | 2025-10-15 00:30 | 31.3576 | - | 10 | 0 | 0.25
Recip | System | Constraint | Flex Down | Flexibility | Violation | 1 | 2025-10-15 00:45 | 36.206 | - | 10 | 0 | 0.25
Recip | System | Constraint | Flex Down | Flexibility | Violation | 1 | 2025-10-15 01:45 | 4.0433 | - | 10 | 1 | 0.25
Recip | System | Constraint | Flex Down | Flexibility | Violation | 1 | 2025-10-16 10:00 | 0.37273 | - | 10 | 10 | 0.25
Recip | System | Constraint | Flex Down | Flexibility | Violation | 1 | 2025-10-16 12:00 | 76.4678 | - | 10 | 12 | 0.25
Recip | System | Constraint | Flex Down | Flexibility | Violation | 1 | 2025-10-16 12:15 | 39.874 | - | 10 | 12 | 0.25
Recip | System | Constraint | Flex Down | Flexibility | Violation | 1 | 2025-10-16 12:30 | 10.2801 | - | 10 | 12 | 0.25
Recip | System | Constraint | Flex Down | Flexibility | Violation | 1 | 2025-10-19 11:30 | 4.9852 | - | 10 | 11 | 0.25
Recip | System | Constraint | Flex Down | Flexibility | Violation | 1 | 2025-10-19 11:45 | 28.191 | - | 10 | 11 | 0.25
Recip | System | Constraint | Flex Down | Flexibility | Violation | 1 | 2025-10-19 12:45 | 18.1367 | - | 10 | 12 | 0.25
Recip | System | Constraint | Flex Down | Flexibility | Violation | 1 | 2025-10-24 01:00 | 42.9895 | - | 10 | 1 | 0.25
Recip | System | Constraint | Flex Down | Flexibility | Violation | 1 | 2025-10-24 01:15 | 3.1752 | - | 10 | 1 | 0.25
Recip | System | Constraint | Flex Down | Flexibility | Violation | 1 | 2025-10-26 22:45 | 60.7129 | - | 10 | 22 | 0.25
Recip | System | Constraint | Flex Down | Flexibility | Violation | 1 | 2025-10-26 23:00 | 12.9303 | - | 10 | 23 | 0.25
Recip | System | Constraint | Flex Down | Flexibility | Violation | 1 | 2025-10-27 08:15 | 5.4919 | - | 10 | 8 | 0.25
Recip | System | Constraint | Flex Down | Flexibility | Violation | 1 | 2025-10-27 08:30 | 51.6352 | - | 10 | 8 | 0.25
Recip | System | Constraint | Flex Down | Flexibility | Violation | 1 | 2025-10-27 08:45 | 112.7784 | - | 10 | 8 | 0.25
Recip | System | Constraint | Flex Down | Flexibility | Violation | 1 | 2025-10-27 10:00 | 45.6123 | - | 10 | 10 | 0.25
Recip | System | Constraint | Flex Down | Flexibility | Violation | 1 | 2025-10-27 10:15 | 37.3255 | - | 10 | 10 | 0.25
Recip | System | Constraint | Flex Down | Flexibility | Violation | 1 | 2025-10-27 10:30 | 27.0386 | - | 10 | 10 | 0.25
Recip | System | Constraint | Flex Down | Flexibility | Violation | 1 | 2025-10-27 10:45 | 7.7517 | - | 10 | 10 | 0.25
Recip | System | Constraint | Flex Down | Flexibility | Violation | 1 | 2025-10-27 11:45 | 17.6631 | - | 10 | 11 | 0.25
Recip | System | Constraint | Flex Down | Flexibility | Violation | 1 | 2025-10-27 13:00 | 51.1461 | - | 10 | 13 | 0.25
Recip | System | Constraint | Flex Down | Flexibility | Violation | 1 | 2025-10-27 13:15 | 29.4804 | - | 10 | 13 | 0.25
Recip | System | Constraint | Flex Down | Flexibility | Violation | 1 | 2025-10-27 13:30 | 6.8147 | - | 10 | 13 | 0.25
Recip | System | Constraint | Flex Down | Flexibility | Violation | 1 | 2025-10-28 10:00 | 60.8751 | - | 10 | 10 | 0.25
Recip | System | Constraint | Flex Down | Flexibility | Violation | 1 | 2025-10-28 10:15 | 80.8351 | - | 10 | 10 | 0.25
Recip | System | Constraint | Flex Down | Flexibility | Violation | 1 | 2025-10-28 10:30 | 104.7951 | - | 10 | 10 | 0.25
Recip | System | Constraint | Flex Down | Flexibility | Violation | 1 | 2025-10-28 10:45 | 108.7552 | - | 10 | 10 | 0.25
Recip | System | Constraint | Flex Down | Flexibility | Violation | 1 | 2025-10-28 11:00 | 9.2252 | - | 10 | 11 | 0.25
Recip | System | Constraint | Flex Down | Flexibility | Violation | 1 | 2025-10-28 11:15 | 40.5569 | - | 10 | 11 | 0.25
Recip | System | Constraint | Flex Down | Flexibility | Violation | 1 | 2025-10-28 11:30 | 67.8886 | - | 10 | 11 | 0.25
Recip | System | Constraint | Flex Down | Flexibility | Violation | 1 | 2025-10-28 11:45 | 105.2204 | - | 10 | 11 | 0.25
Recip | System | Constraint | Flex Down | Flexibility | Violation | 1 | 2025-10-28 13:00 | 86.1681 | - | 10 | 13 | 0.25
Recip | System | Constraint | Flex Down | Flexibility | Violation | 1 | 2025-10-28 13:15 | 78.3948 | - | 10 | 13 | 0.25
Recip | System | Constraint | Flex Down | Flexibility | Violation | 1 | 2025-10-28 13:30 | 91.6214 | - | 10 | 13 | 0.25
Recip | System | Constraint | Flex Down | Flexibility | Violation | 1 | 2025-10-28 13:45 | 98.848 | - | 10 | 13 | 0.25
Recip | System | Constraint | Flex Down | Flexibility | Violation | 1 | 2025-10-29 09:45 | 77.0405 | - | 10 | 9 | 0.25
Recip | System | Constraint | Flex Down | Flexibility | Violation | 1 | 2025-10-29 10:15 | 1.176 | - | 10 | 10 | 0.25
Recip | System | Constraint | Flex Down | Flexibility | Violation | 1 | 2025-10-29 10:30 | 30.2263 | - | 10 | 10 | 0.25
Recip | System | Constraint | Flex Down | Flexibility | Violation | 1 | 2025-10-29 10:45 | 63.2766 | - | 10 | 10 | 0.25
Recip | System | Constraint | Flex Down | Flexibility | Violation | 1 | 2025-10-29 12:00 | 54.983 | - | 10 | 12 | 0.25
Recip | System | Constraint | Flex Down | Flexibility | Violation | 1 | 2025-10-29 12:15 | 45.3106 | - | 10 | 12 | 0.25
Recip | System | Constraint | Flex Down | Flexibility | Violation | 1 | 2025-10-29 12:30 | 34.6383 | - | 10 | 12 | 0.25
Recip | System | Constraint | Flex Down | Flexibility | Violation | 1 | 2025-10-29 12:45 | 34.9659 | - | 10 | 12 | 0.25
Recip | System | Constraint | Flex Down | Flexibility | Violation | 1 | 2025-10-29 13:30 | 2.7071 | - | 10 | 13 | 0.25
Recip | System | Constraint | Flex Down | Flexibility | Violation | 1 | 2025-10-29 13:45 | 39.7108 | - | 10 | 13 | 0.25
Recip | System | Constraint | Flex Down | Flexibility | Violation | 1 | 2025-10-30 11:45 | 15.4727 | - | 10 | 11 | 0.25
Recip | System | Constraint | Flex Down | Flexibility | Violation | 1 | 2025-10-30 12:15 | 29.6578 | - | 10 | 12 | 0.25
Recip | System | Constraint | Flex Down | Flexibility | Violation | 1 | 2025-10-30 12:30 | 63.886 | - | 10 | 12 | 0.25
Recip | System | Constraint | Flex Down | Flexibility | Violation | 1 | 2025-10-30 12:45 | 96.1141 | - | 10 | 12 | 0.25
Recip | System | Constraint | Flex Down | Flexibility | Violation | 1 | 2025-10-30 13:30 | 3.9794 | - | 10 | 13 | 0.25
Recip | System | Constraint | Flex Down | Flexibility | Violation | 1 | 2025-10-30 13:45 | 38.7011 | - | 10 | 13 | 0.25
Recip | System | Constraint | Flex Down | Flexibility | Violation | 1 | 2025-10-31 11:15 | 32.6229 | - | 10 | 11 | 0.25
Recip | System | Constraint | Flex Down | Flexibility | Violation | 1 | 2025-10-31 11:30 | 83.2866 | - | 10 | 11 | 0.25
Recip | System | Constraint | Flex Down | Flexibility | Violation | 1 | 2025-10-31 11:45 | 152.5122 | - | 10 | 11 | 0.25
Recip | System | Constraint | Flex Down | Flexibility | Violation | 1 | 2025-11-01 10:00 | 188.3721 | - | 11 | 10 | 0.25
Recip | System | Constraint | Flex Down | Flexibility | Violation | 1 | 2025-11-01 10:15 | 189.1061 | - | 11 | 10 | 0.25
Recip | System | Constraint | Flex Down | Flexibility | Violation | 1 | 2025-11-01 10:30 | 187.84 | - | 11 | 10 | 0.25
Recip | System | Constraint | Flex Down | Flexibility | Violation | 1 | 2025-11-01 10:45 | 197.574 | - | 11 | 10 | 0.25
Recip | System | Constraint | Flex Down | Flexibility | Violation | 1 | 2025-11-01 11:15 | 44.2785 | - | 11 | 11 | 0.25
Recip | System | Constraint | Flex Down | Flexibility | Violation | 1 | 2025-11-01 11:30 | 99.4279 | - | 11 | 11 | 0.25
Recip | System | Constraint | Flex Down | Flexibility | Violation | 1 | 2025-11-01 11:45 | 154.5773 | - | 11 | 11 | 0.25
Recip | System | Constraint | Flex Down | Flexibility | Violation | 1 | 2025-11-01 12:00 | 62.3794 | - | 11 | 12 | 0.25
Recip | System | Constraint | Flex Down | Flexibility | Violation | 1 | 2025-11-01 12:15 | 82.9186 | - | 11 | 12 | 0.25
Recip | System | Constraint | Flex Down | Flexibility | Violation | 1 | 2025-11-01 12:30 | 99.4578 | - | 11 | 12 | 0.25
Recip | System | Constraint | Flex Down | Flexibility | Violation | 1 | 2025-11-01 12:45 | 109.997 | - | 11 | 12 | 0.25
Recip | System | Constraint | Flex Down | Flexibility | Violation | 1 | 2025-11-04 01:00 | 132.6583 | - | 11 | 1 | 0.25
Recip | System | Constraint | Flex Down | Flexibility | Violation | 1 | 2025-11-04 01:15 | 54.477 | - | 11 | 1 | 0.25
Recip | System | Constraint | Flex Down | Flexibility | Violation | 1 | 2025-11-04 03:00 | 5.8768 | - | 11 | 3 | 0.25
Recip | System | Constraint | Flex Down | Flexibility | Violation | 1 | 2025-11-04 04:00 | 81.8262 | - | 11 | 4 | 0.25
Recip | System | Constraint | Flex Down | Flexibility | Violation | 1 | 2025-11-04 05:00 | 149.4315 | - | 11 | 5 | 0.25
Recip | System | Constraint | Flex Down | Flexibility | Violation | 1 | 2025-11-05 03:00 | 0.41074 | - | 11 | 3 | 0.25
Recip | System | Constraint | Flex Down | Flexibility | Violation | 1 | 2025-11-05 04:00 | 90.5817 | - | 11 | 4 | 0.25
Recip | System | Constraint | Flex Down | Flexibility | Violation | 1 | 2025-11-05 04:15 | 2.6578 | - | 11 | 4 | 0.25
Recip | System | Constraint | Flex Down | Flexibility | Violation | 1 | 2025-11-05 05:00 | 183.669 | - | 11 | 5 | 0.25
Recip | System | Constraint | Flex Down | Flexibility | Violation | 1 | 2025-11-05 05:15 | 53.5348 | - | 11 | 5 | 0.25
Recip | System | Constraint | Flex Down | Flexibility | Violation | 1 | 2025-11-07 02:00 | 21.699 | - | 11 | 2 | 0.25
Recip | System | Constraint | Flex Down | Flexibility | Violation | 1 | 2025-11-07 02:15 | 5.6789 | - | 11 | 2 | 0.25
Recip | System | Constraint | Flex Down | Flexibility | Violation | 1 | 2025-11-07 03:00 | 45.9302 | - | 11 | 3 | 0.25
Recip | System | Constraint | Flex Down | Flexibility | Violation | 1 | 2025-11-07 03:15 | 11.0555 | - | 11 | 3 | 0.25
Recip | System | Constraint | Flex Down | Flexibility | Violation | 1 | 2025-11-07 09:45 | 46.7075 | - | 11 | 9 | 0.25
Recip | System | Constraint | Flex Down | Flexibility | Violation | 1 | 2025-11-07 10:45 | 11.4185 | - | 11 | 10 | 0.25
Recip | System | Constraint | Flex Down | Flexibility | Violation | 1 | 2025-11-07 11:45 | 15.1378 | - | 11 | 11 | 0.25
Recip | System | Constraint | Flex Down | Flexibility | Violation | 1 | 2025-11-07 12:45 | 6.0035 | - | 11 | 12 | 0.25
Recip | System | Constraint | Flex Down | Flexibility | Violation | 1 | 2025-11-07 16:00 | 219.3788 | - | 11 | 16 | 0.25
Recip | System | Constraint | Flex Down | Flexibility | Violation | 1 | 2025-11-07 16:15 | 115.2313 | - | 11 | 16 | 0.25
Recip | System | Constraint | Flex Down | Flexibility | Violation | 1 | 2025-11-07 16:30 | 17.0838 | - | 11 | 16 | 0.25
Recip | System | Constraint | Flex Down | Flexibility | Violation | 1 | 2025-11-07 22:45 | 36.5496 | - | 11 | 22 | 0.25
Recip | System | Constraint | Flex Down | Flexibility | Violation | 1 | 2025-11-08 04:00 | 34.5752 | - | 11 | 4 | 0.25
Recip | System | Constraint | Flex Down | Flexibility | Violation | 1 | 2025-11-08 04:15 | 0.21493 | - | 11 | 4 | 0.25
Recip | System | Constraint | Flex Down | Flexibility | Violation | 1 | 2025-11-20 03:00 | 86.5352 | - | 11 | 3 | 0.25
Recip | System | Constraint | Flex Down | Flexibility | Violation | 1 | 2025-11-20 03:15 | 39.6479 | - | 11 | 3 | 0.25
Recip | System | Constraint | Flex Down | Flexibility | Violation | 1 | 2025-11-20 03:30 | 11.7606 | - | 11 | 3 | 0.25
Recip | System | Constraint | Flex Down | Flexibility | Violation | 1 | 2025-11-20 05:00 | 299.4068 | - | 11 | 5 | 0.25
Recip | System | Constraint | Flex Down | Flexibility | Violation | 1 | 2025-11-20 05:15 | 208.1399 | - | 11 | 5 | 0.25
Recip | System | Constraint | Flex Down | Flexibility | Violation | 1 | 2025-11-20 05:30 | 55.3078 | - | 11 | 5 | 0.25
Recip | System | Constraint | Flex Down | Flexibility | Violation | 1 | 2025-11-24 05:00 | 0.55331 | - | 11 | 5 | 0.25
Recip | System | Constraint | Flex Down | Flexibility | Violation | 1 | 2025-11-24 06:00 | 99.5882 | - | 11 | 6 | 0.25
Recip | System | Constraint | Flex Down | Flexibility | Violation | 1 | 2025-11-29 02:00 | 17.9542 | - | 11 | 2 | 0.25
Recip | System | Constraint | Flex Down | Flexibility | Violation | 1 | 2025-11-29 02:15 | 46.9125 | - | 11 | 2 | 0.25
Recip | System | Constraint | Flex Down | Flexibility | Violation | 1 | 2025-11-29 02:30 | 20.8707 | - | 11 | 2 | 0.25
Recip | System | Constraint | Flex Down | Flexibility | Violation | 1 | 2025-11-30 23:30 | 9.4832 | - | 11 | 23 | 0.25
Recip | System | Constraint | Flex Down | Flexibility | Violation | 1 | 2025-12-01 02:00 | 136.7943 | - | 12 | 2 | 0.25
Recip | System | Constraint | Flex Down | Flexibility | Violation | 1 | 2025-12-01 02:15 | 70.8043 | - | 12 | 2 | 0.25
Recip | System | Constraint | Flex Down | Flexibility | Violation | 1 | 2025-12-03 14:15 | 122.976 | - | 12 | 14 | 0.25
Recip | System | Constraint | Flex Down | Flexibility | Violation | 1 | 2025-12-04 16:00 | 43.5212 | - | 12 | 16 | 0.25
Recip | System | Constraint | Flex Down | Flexibility | Violation | 1 | 2025-12-08 05:00 | 92.4192 | - | 12 | 5 | 0.25
Recip | System | Constraint | Flex Down | Flexibility | Violation | 1 | 2025-12-11 02:00 | 158.2244 | - | 12 | 2 | 0.25
Recip | System | Constraint | Flex Down | Flexibility | Violation | 1 | 2025-12-11 02:15 | 97.0402 | - | 12 | 2 | 0.25
Recip | System | Constraint | Flex Down | Flexibility | Violation | 1 | 2025-12-11 02:30 | 36.8559 | - | 12 | 2 | 0.25
Recip | System | Constraint | Flex Down | Flexibility | Violation | 1 | 2025-12-11 05:00 | 4.2936 | - | 12 | 5 | 0.25
Recip | System | Constraint | Flex Down | Flexibility | Violation | 1 | 2025-12-12 14:00 | 4.3308 | - | 12 | 14 | 0.25
Recip | System | Constraint | Flex Down | Flexibility | Violation | 1 | 2025-12-12 15:00 | 61.093 | - | 12 | 15 | 0.25
Recip | System | Constraint | Flex Down | Flexibility | Violation | 1 | 2025-12-12 15:15 | 0.95903 | - | 12 | 15 | 0.25
Recip | System | Constraint | Flex Down | Flexibility | Violation | 1 | 2025-12-15 03:00 | 36.2431 | - | 12 | 3 | 0.25
Recip | System | Constraint | Flex Down | Flexibility | Violation | 1 | 2025-12-15 03:15 | 11.3059 | - | 12 | 3 | 0.25
Recip | System | Constraint | Flex Down | Flexibility | Violation | 1 | 2025-12-15 04:00 | 143.8267 | - | 12 | 4 | 0.25
Recip | System | Constraint | Flex Down | Flexibility | Violation | 1 | 2025-12-15 04:15 | 61.7046 | - | 12 | 4 | 0.25
Recip | System | Constraint | Flex Down | Flexibility | Violation | 1 | 2025-12-15 05:00 | 284.5791 | - | 12 | 5 | 0.25
Recip | System | Constraint | Flex Down | Flexibility | Violation | 1 | 2025-12-15 05:15 | 102.5897 | - | 12 | 5 | 0.25
Recip | System | Constraint | Flex Down | Flexibility | Violation | 1 | 2025-12-16 01:00 | 50.9327 | - | 12 | 1 | 0.25
Recip | System | Constraint | Flex Down | Flexibility | Violation | 1 | 2025-12-16 04:00 | 49.2766 | - | 12 | 4 | 0.25
Recip | System | Constraint | Flex Down | Flexibility | Violation | 1 | 2025-12-16 05:00 | 196.9016 | - | 12 | 5 | 0.25
Recip | System | Constraint | Flex Down | Flexibility | Violation | 1 | 2025-12-16 05:15 | 23.2787 | - | 12 | 5 | 0.25
Recip | System | Constraint | Flex Down | Flexibility | Violation | 1 | 2025-12-17 05:00 | 70.4442 | - | 12 | 5 | 0.25
Recip | System | Constraint | Flex Down | Flexibility | Violation | 1 | 2025-12-18 04:00 | 89.2378 | - | 12 | 4 | 0.25
Recip | System | Constraint | Flex Down | Flexibility | Violation | 1 | 2025-12-18 04:15 | 16.1653 | - | 12 | 4 | 0.25
Recip | System | Constraint | Flex Down | Flexibility | Violation | 1 | 2025-12-18 05:00 | 106.2608 | - | 12 | 5 | 0.25
Recip | System | Constraint | Flex Down | Flexibility | Violation | 1 | 2025-12-18 21:45 | 78.7916 | - | 12 | 21 | 0.25
Recip | System | Constraint | Flex Down | Flexibility | Violation | 1 | 2025-12-19 04:00 | 82.6297 | - | 12 | 4 | 0.25
Recip | System | Constraint | Flex Down | Flexibility | Violation | 1 | 2025-12-19 04:15 | 47.1304 | - | 12 | 4 | 0.25
Recip | System | Constraint | Flex Down | Flexibility | Violation | 1 | 2025-12-19 04:30 | 0.63103 | - | 12 | 4 | 0.25
Recip | System | Constraint | Flex Down | Flexibility | Violation | 1 | 2025-12-19 06:00 | 149.5577 | - | 12 | 6 | 0.25
Recip | System | Constraint | Flex Down | Flexibility | Violation | 1 | 2025-12-19 06:15 | 31.7166 | - | 12 | 6 | 0.25
Recip | System | Constraint | Flex Down | Flexibility | Violation | 1 | 2025-12-21 15:00 | 145.9723 | - | 12 | 15 | 0.25
Recip | System | Constraint | Flex Down | Flexibility | Violation | 1 | 2025-12-22 04:00 | 204.7338 | - | 12 | 4 | 0.25
Recip | System | Constraint | Flex Down | Flexibility | Violation | 1 | 2025-12-22 04:15 | 96.5118 | - | 12 | 4 | 0.25
Recip | System | Constraint | Flex Down | Flexibility | Violation | 1 | 2025-12-22 06:00 | 45.9974 | - | 12 | 6 | 0.25
Recip | System | Constraint | Flex Down | Flexibility | Violation | 1 | 2025-12-23 05:00 | 164.9491 | - | 12 | 5 | 0.25
Recip | System | Constraint | Flex Down | Flexibility | Violation | 1 | 2025-12-23 05:15 | 5.7539 | - | 12 | 5 | 0.25
Recip | System | Constraint | Flex Down | Flexibility | Violation | 1 | 2025-12-27 08:00 | 247.4868 | - | 12 | 8 | 0.25
Recip | System | Constraint | Flex Down | Flexibility | Violation | 1 | 2025-12-27 08:15 | 13.8297 | - | 12 | 8 | 0.25
Recip | System | Constraint | Flex Up | Flexibility | Violation | 1 | 2025-01-01 06:30 | 15.4441 | - | 1 | 6 | 0.25
Recip | System | Constraint | Flex Up | Flexibility | Violation | 1 | 2025-01-01 07:45 | 85.218 | - | 1 | 7 | 0.25
Recip | System | Constraint | Flex Up | Flexibility | Violation | 1 | 2025-01-01 21:00 | 175.1703 | - | 1 | 21 | 0.25
Recip | System | Constraint | Flex Up | Flexibility | Violation | 1 | 2025-01-01 21:15 | 41.9903 | - | 1 | 21 | 0.25
Recip | System | Constraint | Flex Up | Flexibility | Violation | 1 | 2025-01-01 22:00 | 10.5286 | - | 1 | 22 | 0.25
Recip | System | Constraint | Flex Up | Flexibility | Violation | 1 | 2025-01-02 19:00 | 92.8144 | - | 1 | 19 | 0.25
Recip | System | Constraint | Flex Up | Flexibility | Violation | 1 | 2025-01-03 17:00 | 14.8804 | - | 1 | 17 | 0.25
Recip | System | Constraint | Flex Up | Flexibility | Violation | 1 | 2025-01-04 09:30 | 25.5998 | - | 1 | 9 | 0.25
Recip | System | Constraint | Flex Up | Flexibility | Violation | 1 | 2025-01-04 09:45 | 44.191 | - | 1 | 9 | 0.25
Recip | System | Constraint | Flex Up | Flexibility | Violation | 1 | 2025-01-05 19:00 | 74.1057 | - | 1 | 19 | 0.25
Recip | System | Constraint | Flex Up | Flexibility | Violation | 1 | 2025-01-06 06:45 | 65.8259 | - | 1 | 6 | 0.25
Recip | System | Constraint | Flex Up | Flexibility | Violation | 1 | 2025-01-06 21:00 | 17.1424 | - | 1 | 21 | 0.25
Recip | System | Constraint | Flex Up | Flexibility | Violation | 1 | 2025-01-07 07:15 | 47.2266 | - | 1 | 7 | 0.25
Recip | System | Constraint | Flex Up | Flexibility | Violation | 1 | 2025-01-07 07:30 | 11.9469 | - | 1 | 7 | 0.25
Recip | System | Constraint | Flex Up | Flexibility | Violation | 1 | 2025-01-08 08:15 | 1.5298 | - | 1 | 8 | 0.25
Recip | System | Constraint | Flex Up | Flexibility | Violation | 1 | 2025-01-09 20:00 | 42.9004 | - | 1 | 20 | 0.25
Recip | System | Constraint | Flex Up | Flexibility | Violation | 1 | 2025-01-10 14:00 | 0.013425 | - | 1 | 14 | 0.25
Recip | System | Constraint | Flex Up | Flexibility | Violation | 1 | 2025-01-10 14:15 | 2.8498 | - | 1 | 14 | 0.25
Recip | System | Constraint | Flex Up | Flexibility | Violation | 1 | 2025-01-10 18:00 | 5.2795 | - | 1 | 18 | 0.25
Recip | System | Constraint | Flex Up | Flexibility | Violation | 1 | 2025-01-10 21:15 | 2.3348 | - | 1 | 21 | 0.25
Recip | System | Constraint | Flex Up | Flexibility | Violation | 1 | 2025-01-11 07:30 | 34.4502 | - | 1 | 7 | 0.25
Recip | System | Constraint | Flex Up | Flexibility | Violation | 1 | 2025-01-11 07:45 | 109.4632 | - | 1 | 7 | 0.25
Recip | System | Constraint | Flex Up | Flexibility | Violation | 1 | 2025-01-11 15:15 | 1.1955 | - | 1 | 15 | 0.25
Recip | System | Constraint | Flex Up | Flexibility | Violation | 1 | 2025-01-11 20:00 | 53.962 | - | 1 | 20 | 0.25
Recip | System | Constraint | Flex Up | Flexibility | Violation | 1 | 2025-01-12 06:45 | 12.4127 | - | 1 | 6 | 0.25
Recip | System | Constraint | Flex Up | Flexibility | Violation | 1 | 2025-01-12 07:45 | 31.181 | - | 1 | 7 | 0.25
Recip | System | Constraint | Flex Up | Flexibility | Violation | 1 | 2025-01-12 16:00 | 3.3003 | - | 1 | 16 | 0.25
Recip | System | Constraint | Flex Up | Flexibility | Violation | 1 | 2025-01-12 16:15 | 0.24102 | - | 1 | 16 | 0.25
Recip | System | Constraint | Flex Up | Flexibility | Violation | 1 | 2025-01-12 21:00 | 68.1005 | - | 1 | 21 | 0.25
Recip | System | Constraint | Flex Up | Flexibility | Violation | 1 | 2025-01-13 07:45 | 17.7477 | - | 1 | 7 | 0.25
Recip | System | Constraint | Flex Up | Flexibility | Violation | 1 | 2025-01-13 08:00 | 71.3209 | - | 1 | 8 | 0.25
Recip | System | Constraint | Flex Up | Flexibility | Violation | 1 | 2025-01-13 08:15 | 23.6465 | - | 1 | 8 | 0.25
Recip | System | Constraint | Flex Up | Flexibility | Violation | 1 | 2025-01-13 11:15 | 2.4742 | - | 1 | 11 | 0.25
Recip | System | Constraint | Flex Up | Flexibility | Violation | 1 | 2025-01-13 22:00 | 96.8866 | - | 1 | 22 | 0.25
Recip | System | Constraint | Flex Up | Flexibility | Violation | 1 | 2025-01-14 17:30 | 10.3508 | - | 1 | 17 | 0.25
Recip | System | Constraint | Flex Up | Flexibility | Violation | 1 | 2025-01-14 17:45 | 17.2535 | - | 1 | 17 | 0.25
Recip | System | Constraint | Flex Up | Flexibility | Violation | 1 | 2025-01-14 20:00 | 43.4204 | - | 1 | 20 | 0.25
Recip | System | Constraint | Flex Up | Flexibility | Violation | 1 | 2025-01-14 20:45 | 14.7515 | - | 1 | 20 | 0.25
Recip | System | Constraint | Flex Up | Flexibility | Violation | 1 | 2025-01-14 21:00 | 35.8287 | - | 1 | 21 | 0.25
Recip | System | Constraint | Flex Up | Flexibility | Violation | 1 | 2025-01-14 22:00 | 49.2231 | - | 1 | 22 | 0.25
Recip | System | Constraint | Flex Up | Flexibility | Violation | 1 | 2025-01-15 06:45 | 41.9549 | - | 1 | 6 | 0.25
Recip | System | Constraint | Flex Up | Flexibility | Violation | 1 | 2025-01-15 07:15 | 2.8763 | - | 1 | 7 | 0.25
Recip | System | Constraint | Flex Up | Flexibility | Violation | 1 | 2025-01-15 08:00 | 32.6941 | - | 1 | 8 | 0.25
Recip | System | Constraint | Flex Up | Flexibility | Violation | 1 | 2025-01-15 08:15 | 12.8619 | - | 1 | 8 | 0.25
Recip | System | Constraint | Flex Up | Flexibility | Violation | 1 | 2025-01-16 08:00 | 85.1985 | - | 1 | 8 | 0.25
Recip | System | Constraint | Flex Up | Flexibility | Violation | 1 | 2025-01-16 21:00 | 43.6703 | - | 1 | 21 | 0.25
Recip | System | Constraint | Flex Up | Flexibility | Violation | 1 | 2025-01-17 08:00 | 69.4213 | - | 1 | 8 | 0.25
Recip | System | Constraint | Flex Up | Flexibility | Violation | 1 | 2025-01-17 19:00 | 42.4425 | - | 1 | 19 | 0.25
Recip | System | Constraint | Flex Up | Flexibility | Violation | 1 | 2025-01-18 06:45 | 3.2872 | - | 1 | 6 | 0.25
Recip | System | Constraint | Flex Up | Flexibility | Violation | 1 | 2025-01-18 07:45 | 5.5105 | - | 1 | 7 | 0.25
Recip | System | Constraint | Flex Up | Flexibility | Violation | 1 | 2025-01-18 20:00 | 47.1905 | - | 1 | 20 | 0.25
Recip | System | Constraint | Flex Up | Flexibility | Violation | 1 | 2025-01-18 20:15 | 2.309 | - | 1 | 20 | 0.25
Recip | System | Constraint | Flex Up | Flexibility | Violation | 1 | 2025-01-18 22:30 | 4.5489 | - | 1 | 22 | 0.25
Recip | System | Constraint | Flex Up | Flexibility | Violation | 1 | 2025-01-18 23:00 | 6.0903 | - | 1 | 23 | 0.25
Recip | System | Constraint | Flex Up | Flexibility | Violation | 1 | 2025-01-19 08:30 | 4.2909 | - | 1 | 8 | 0.25
Recip | System | Constraint | Flex Up | Flexibility | Violation | 1 | 2025-01-20 07:45 | 4.7983 | - | 1 | 7 | 0.25
Recip | System | Constraint | Flex Up | Flexibility | Violation | 1 | 2025-01-20 21:00 | 8.0684 | - | 1 | 21 | 0.25
Recip | System | Constraint | Flex Up | Flexibility | Violation | 1 | 2025-01-22 01:00 | 8.7327 | - | 1 | 1 | 0.25
Recip | System | Constraint | Flex Up | Flexibility | Violation | 1 | 2025-01-22 21:00 | 120.6703 | - | 1 | 21 | 0.25
Recip | System | Constraint | Flex Up | Flexibility | Violation | 1 | 2025-01-23 21:30 | 3.7755 | - | 1 | 21 | 0.25
Recip | System | Constraint | Flex Up | Flexibility | Violation | 1 | 2025-01-23 22:00 | 15.6654 | - | 1 | 22 | 0.25
Recip | System | Constraint | Flex Up | Flexibility | Violation | 1 | 2025-01-24 06:45 | 91.7285 | - | 1 | 6 | 0.25
Recip | System | Constraint | Flex Up | Flexibility | Violation | 1 | 2025-01-25 06:00 | 1.9304 | - | 1 | 6 | 0.25
Recip | System | Constraint | Flex Up | Flexibility | Violation | 1 | 2025-01-25 07:45 | 11.1128 | - | 1 | 7 | 0.25
Recip | System | Constraint | Flex Up | Flexibility | Violation | 1 | 2025-01-26 07:15 | 2.8102 | - | 1 | 7 | 0.25
Recip | System | Constraint | Flex Up | Flexibility | Violation | 1 | 2025-01-26 07:30 | 26.178 | - | 1 | 7 | 0.25
Recip | System | Constraint | Flex Up | Flexibility | Violation | 1 | 2025-01-26 07:45 | 70.5458 | - | 1 | 7 | 0.25
Recip | System | Constraint | Flex Up | Flexibility | Violation | 1 | 2025-01-26 20:00 | 9.8861 | - | 1 | 20 | 0.25
Recip | System | Constraint | Flex Up | Flexibility | Violation | 1 | 2025-01-27 06:45 | 32.8762 | - | 1 | 6 | 0.25
Recip | System | Constraint | Flex Up | Flexibility | Violation | 1 | 2025-01-27 17:45 | 25.9961 | - | 1 | 17 | 0.25
Recip | System | Constraint | Flex Up | Flexibility | Violation | 1 | 2025-01-28 07:30 | 12.2249 | - | 1 | 7 | 0.25
Recip | System | Constraint | Flex Up | Flexibility | Violation | 1 | 2025-01-28 19:00 | 44.9729 | - | 1 | 19 | 0.25
Recip | System | Constraint | Flex Up | Flexibility | Violation | 1 | 2025-01-29 07:15 | 10.2611 | - | 1 | 7 | 0.25
Recip | System | Constraint | Flex Up | Flexibility | Violation | 1 | 2025-01-29 07:45 | 1.7501 | - | 1 | 7 | 0.25
Recip | System | Constraint | Flex Up | Flexibility | Violation | 1 | 2025-01-29 17:45 | 25.9961 | - | 1 | 17 | 0.25
Recip | System | Constraint | Flex Up | Flexibility | Violation | 1 | 2025-01-30 13:30 | 0.91855 | - | 1 | 13 | 0.25
Recip | System | Constraint | Flex Up | Flexibility | Violation | 1 | 2025-01-31 08:00 | 16.6709 | - | 1 | 8 | 0.25
Recip | System | Constraint | Flex Up | Flexibility | Violation | 1 | 2025-01-31 08:15 | 8.0843 | - | 1 | 8 | 0.25
Recip | System | Constraint | Flex Up | Flexibility | Violation | 1 | 2025-01-31 18:00 | 4.589 | - | 1 | 18 | 0.25
Recip | System | Constraint | Flex Up | Flexibility | Violation | 1 | 2025-02-01 06:45 | 40.0094 | - | 2 | 6 | 0.25
Recip | System | Constraint | Flex Up | Flexibility | Violation | 1 | 2025-02-01 07:45 | 61.4532 | - | 2 | 7 | 0.25
Recip | System | Constraint | Flex Up | Flexibility | Violation | 1 | 2025-02-02 05:45 | 0.44536 | - | 2 | 5 | 0.25
Recip | System | Constraint | Flex Up | Flexibility | Violation | 1 | 2025-02-02 07:45 | 53.4069 | - | 2 | 7 | 0.25
Recip | System | Constraint | Flex Up | Flexibility | Violation | 1 | 2025-02-02 20:00 | 41.1957 | - | 2 | 20 | 0.25
Recip | System | Constraint | Flex Up | Flexibility | Violation | 1 | 2025-02-04 06:45 | 56.2688 | - | 2 | 6 | 0.25
Recip | System | Constraint | Flex Up | Flexibility | Violation | 1 | 2025-02-04 22:00 | 24.6037 | - | 2 | 22 | 0.25
Recip | System | Constraint | Flex Up | Flexibility | Violation | 1 | 2025-02-05 08:00 | 9.7351 | - | 2 | 8 | 0.25
Recip | System | Constraint | Flex Up | Flexibility | Violation | 1 | 2025-02-05 21:00 | 53.3496 | - | 2 | 21 | 0.25
Recip | System | Constraint | Flex Up | Flexibility | Violation | 1 | 2025-02-06 20:00 | 0.97617 | - | 2 | 20 | 0.25
Recip | System | Constraint | Flex Up | Flexibility | Violation | 1 | 2025-02-06 21:00 | 60.9087 | - | 2 | 21 | 0.25
Recip | System | Constraint | Flex Up | Flexibility | Violation | 1 | 2025-02-07 20:00 | 55.2297 | - | 2 | 20 | 0.25
Recip | System | Constraint | Flex Up | Flexibility | Violation | 1 | 2025-02-08 04:45 | 2.057 | - | 2 | 4 | 0.25
Recip | System | Constraint | Flex Up | Flexibility | Violation | 1 | 2025-02-08 05:30 | 0.42079 | - | 2 | 5 | 0.25
Recip | System | Constraint | Flex Up | Flexibility | Violation | 1 | 2025-02-08 06:45 | 34.1022 | - | 2 | 6 | 0.25
Recip | System | Constraint | Flex Up | Flexibility | Violation | 1 | 2025-02-08 07:30 | 0.31971 | - | 2 | 7 | 0.25
Recip | System | Constraint | Flex Up | Flexibility | Violation | 1 | 2025-02-08 07:45 | 13.7236 | - | 2 | 7 | 0.25
Recip | System | Constraint | Flex Up | Flexibility | Violation | 1 | 2025-02-08 17:45 | 10.4147 | - | 2 | 17 | 0.25
Recip | System | Constraint | Flex Up | Flexibility | Violation | 1 | 2025-02-09 06:45 | 83.2979 | - | 2 | 6 | 0.25
Recip | System | Constraint | Flex Up | Flexibility | Violation | 1 | 2025-02-09 08:45 | 0.69699 | - | 2 | 8 | 0.25
Recip | System | Constraint | Flex Up | Flexibility | Violation | 1 | 2025-02-09 22:00 | 28.6337 | - | 2 | 22 | 0.25
Recip | System | Constraint | Flex Up | Flexibility | Violation | 1 | 2025-02-11 07:15 | 6.8522 | - | 2 | 7 | 0.25
Recip | System | Constraint | Flex Up | Flexibility | Violation | 1 | 2025-02-11 07:30 | 13.0292 | - | 2 | 7 | 0.25
Recip | System | Constraint | Flex Up | Flexibility | Violation | 1 | 2025-02-11 07:45 | 42.2061 | - | 2 | 7 | 0.25
Recip | System | Constraint | Flex Up | Flexibility | Violation | 1 | 2025-02-12 22:00 | 29.9608 | - | 2 | 22 | 0.25
Recip | System | Constraint | Flex Up | Flexibility | Violation | 1 | 2025-02-13 22:00 | 81.1427 | - | 2 | 22 | 0.25
Recip | System | Constraint | Flex Up | Flexibility | Violation | 1 | 2025-02-13 23:00 | 10.8214 | - | 2 | 23 | 0.25
Recip | System | Constraint | Flex Up | Flexibility | Violation | 1 | 2025-02-14 07:15 | 3.1462 | - | 2 | 7 | 0.25
Recip | System | Constraint | Flex Up | Flexibility | Violation | 1 | 2025-02-14 17:45 | 74.5722 | - | 2 | 17 | 0.25
Recip | System | Constraint | Flex Up | Flexibility | Violation | 1 | 2025-02-14 19:15 | 20.6221 | - | 2 | 19 | 0.25
Recip | System | Constraint | Flex Up | Flexibility | Violation | 1 | 2025-02-14 19:30 | 8.8258 | - | 2 | 19 | 0.25
Recip | System | Constraint | Flex Up | Flexibility | Violation | 1 | 2025-02-14 21:00 | 20.7137 | - | 2 | 21 | 0.25
Recip | System | Constraint | Flex Up | Flexibility | Violation | 1 | 2025-02-15 14:45 | 4.7371 | - | 2 | 14 | 0.25
Recip | System | Constraint | Flex Up | Flexibility | Violation | 1 | 2025-02-16 06:45 | 57.726 | - | 2 | 6 | 0.25
Recip | System | Constraint | Flex Up | Flexibility | Violation | 1 | 2025-02-16 07:30 | 6.9989 | - | 2 | 7 | 0.25
Recip | System | Constraint | Flex Up | Flexibility | Violation | 1 | 2025-02-16 07:45 | 41.8114 | - | 2 | 7 | 0.25
Recip | System | Constraint | Flex Up | Flexibility | Violation | 1 | 2025-02-16 08:45 | 43.2368 | - | 2 | 8 | 0.25
Recip | System | Constraint | Flex Up | Flexibility | Violation | 1 | 2025-02-17 10:00 | 5.6238 | - | 2 | 10 | 0.25
Recip | System | Constraint | Flex Up | Flexibility | Violation | 1 | 2025-02-17 20:00 | 34.7221 | - | 2 | 20 | 0.25
Recip | System | Constraint | Flex Up | Flexibility | Violation | 1 | 2025-02-17 21:00 | 18.3023 | - | 2 | 21 | 0.25
Recip | System | Constraint | Flex Up | Flexibility | Violation | 1 | 2025-02-18 06:45 | 98.0307 | - | 2 | 6 | 0.25
Recip | System | Constraint | Flex Up | Flexibility | Violation | 1 | 2025-02-18 08:15 | 6.7458 | - | 2 | 8 | 0.25
Recip | System | Constraint | Flex Up | Flexibility | Violation | 1 | 2025-02-20 09:45 | 0.65083 | - | 2 | 9 | 0.25
Recip | System | Constraint | Flex Up | Flexibility | Violation | 1 | 2025-02-22 06:45 | 35.5318 | - | 2 | 6 | 0.25
Recip | System | Constraint | Flex Up | Flexibility | Violation | 1 | 2025-02-22 07:15 | 3.9413 | - | 2 | 7 | 0.25
Recip | System | Constraint | Flex Up | Flexibility | Violation | 1 | 2025-02-23 19:00 | 25.9432 | - | 2 | 19 | 0.25
Recip | System | Constraint | Flex Up | Flexibility | Violation | 1 | 2025-02-23 20:45 | 0.45086 | - | 2 | 20 | 0.25
Recip | System | Constraint | Flex Up | Flexibility | Violation | 1 | 2025-02-23 21:45 | 4.9795 | - | 2 | 21 | 0.25
Recip | System | Constraint | Flex Up | Flexibility | Violation | 1 | 2025-02-24 06:45 | 112.6396 | - | 2 | 6 | 0.25
Recip | System | Constraint | Flex Up | Flexibility | Violation | 1 | 2025-02-25 08:00 | 82.3423 | - | 2 | 8 | 0.25
Recip | System | Constraint | Flex Up | Flexibility | Violation | 1 | 2025-02-25 08:15 | 5.5533 | - | 2 | 8 | 0.25
Recip | System | Constraint | Flex Up | Flexibility | Violation | 1 | 2025-02-26 06:45 | 89.41 | - | 2 | 6 | 0.25
Recip | System | Constraint | Flex Up | Flexibility | Violation | 1 | 2025-02-26 22:30 | 7.4734 | - | 2 | 22 | 0.25
Recip | System | Constraint | Flex Up | Flexibility | Violation | 1 | 2025-02-27 06:45 | 3.0118 | - | 2 | 6 | 0.25
Recip | System | Constraint | Flex Up | Flexibility | Violation | 1 | 2025-02-27 16:45 | 2.5753 | - | 2 | 16 | 0.25
Recip | System | Constraint | Flex Up | Flexibility | Violation | 1 | 2025-02-27 21:15 | 0.015758 | - | 2 | 21 | 0.25
Recip | System | Constraint | Flex Up | Flexibility | Violation | 1 | 2025-02-28 06:45 | 28.3063 | - | 2 | 6 | 0.25
Recip | System | Constraint | Flex Up | Flexibility | Violation | 1 | 2025-02-28 08:30 | 2.6905 | - | 2 | 8 | 0.25
Recip | System | Constraint | Flex Up | Flexibility | Violation | 1 | 2025-03-01 06:45 | 43.5273 | - | 3 | 6 | 0.25
Recip | System | Constraint | Flex Up | Flexibility | Violation | 1 | 2025-03-01 09:30 | 3.4399 | - | 3 | 9 | 0.25
Recip | System | Constraint | Flex Up | Flexibility | Violation | 1 | 2025-03-02 06:45 | 27.9814 | - | 3 | 6 | 0.25
Recip | System | Constraint | Flex Up | Flexibility | Violation | 1 | 2025-03-02 07:45 | 19.1909 | - | 3 | 7 | 0.25
Recip | System | Constraint | Flex Up | Flexibility | Violation | 1 | 2025-03-03 16:15 | 6.162 | - | 3 | 16 | 0.25
Recip | System | Constraint | Flex Up | Flexibility | Violation | 1 | 2025-03-03 16:30 | 63.606 | - | 3 | 16 | 0.25
Recip | System | Constraint | Flex Up | Flexibility | Violation | 1 | 2025-03-03 16:45 | 0.049925 | - | 3 | 16 | 0.25
Recip | System | Constraint | Flex Up | Flexibility | Violation | 1 | 2025-03-03 17:00 | 17.8788 | - | 3 | 17 | 0.25
Recip | System | Constraint | Flex Up | Flexibility | Violation | 1 | 2025-03-03 17:30 | 11.6178 | - | 3 | 17 | 0.25
Recip | System | Constraint | Flex Up | Flexibility | Violation | 1 | 2025-03-03 17:45 | 32.9872 | - | 3 | 17 | 0.25
Recip | System | Constraint | Flex Up | Flexibility | Violation | 1 | 2025-03-03 18:45 | 24.075 | - | 3 | 18 | 0.25
Recip | System | Constraint | Flex Up | Flexibility | Violation | 1 | 2025-03-03 19:00 | 112.5596 | - | 3 | 19 | 0.25
Recip | System | Constraint | Flex Up | Flexibility | Violation | 1 | 2025-03-03 19:15 | 10.6215 | - | 3 | 19 | 0.25
Recip | System | Constraint | Flex Up | Flexibility | Violation | 1 | 2025-03-03 20:45 | 22.3448 | - | 3 | 20 | 0.25
Recip | System | Constraint | Flex Up | Flexibility | Violation | 1 | 2025-03-03 21:30 | 3.2852 | - | 3 | 21 | 0.25
Recip | System | Constraint | Flex Up | Flexibility | Violation | 1 | 2025-03-03 21:45 | 1.2066 | - | 3 | 21 | 0.25
Recip | System | Constraint | Flex Up | Flexibility | Violation | 1 | 2025-03-03 22:00 | 33.5451 | - | 3 | 22 | 0.25
Recip | System | Constraint | Flex Up | Flexibility | Violation | 1 | 2025-03-03 22:15 | 136.7883 | - | 3 | 22 | 0.25
Recip | System | Constraint | Flex Up | Flexibility | Violation | 1 | 2025-03-03 22:30 | 89.5316 | - | 3 | 22 | 0.25
Recip | System | Constraint | Flex Up | Flexibility | Violation | 1 | 2025-03-03 22:45 | 42.2748 | - | 3 | 22 | 0.25
Recip | System | Constraint | Flex Up | Flexibility | Violation | 1 | 2025-03-04 06:45 | 86.2776 | - | 3 | 6 | 0.25
Recip | System | Constraint | Flex Up | Flexibility | Violation | 1 | 2025-03-04 07:30 | 15.0676 | - | 3 | 7 | 0.25
Recip | System | Constraint | Flex Up | Flexibility | Violation | 1 | 2025-03-04 07:45 | 2.3843 | - | 3 | 7 | 0.25
Recip | System | Constraint | Flex Up | Flexibility | Violation | 1 | 2025-03-04 17:00 | 2.0671 | - | 3 | 17 | 0.25
Recip | System | Constraint | Flex Up | Flexibility | Violation | 1 | 2025-03-04 17:15 | 2.0803 | - | 3 | 17 | 0.25
Recip | System | Constraint | Flex Up | Flexibility | Violation | 1 | 2025-03-04 21:00 | 33.8098 | - | 3 | 21 | 0.25
Recip | System | Constraint | Flex Up | Flexibility | Violation | 1 | 2025-03-05 09:00 | 20.5508 | - | 3 | 9 | 0.25
Recip | System | Constraint | Flex Up | Flexibility | Violation | 1 | 2025-03-05 18:00 | 52.8002 | - | 3 | 18 | 0.25
Recip | System | Constraint | Flex Up | Flexibility | Violation | 1 | 2025-03-05 18:15 | 20.898 | - | 3 | 18 | 0.25
Recip | System | Constraint | Flex Up | Flexibility | Violation | 1 | 2025-03-05 22:00 | 41.7273 | - | 3 | 22 | 0.25
Recip | System | Constraint | Flex Up | Flexibility | Violation | 1 | 2025-03-06 06:45 | 26.9196 | - | 3 | 6 | 0.25
Recip | System | Constraint | Flex Up | Flexibility | Violation | 1 | 2025-03-06 17:15 | 4.8186 | - | 3 | 17 | 0.25
Recip | System | Constraint | Flex Up | Flexibility | Violation | 1 | 2025-03-06 17:30 | 34.4964 | - | 3 | 17 | 0.25
Recip | System | Constraint | Flex Up | Flexibility | Violation | 1 | 2025-03-06 17:45 | 7.6743 | - | 3 | 17 | 0.25
Recip | System | Constraint | Flex Up | Flexibility | Violation | 1 | 2025-03-06 18:30 | 9.6614 | - | 3 | 18 | 0.25
Recip | System | Constraint | Flex Up | Flexibility | Violation | 1 | 2025-03-06 18:45 | 21.4232 | - | 3 | 18 | 0.25
Recip | System | Constraint | Flex Up | Flexibility | Violation | 1 | 2025-03-06 21:00 | 95.6389 | - | 3 | 21 | 0.25
Recip | System | Constraint | Flex Up | Flexibility | Violation | 1 | 2025-03-06 21:15 | 22.223 | - | 3 | 21 | 0.25
Recip | System | Constraint | Flex Up | Flexibility | Violation | 1 | 2025-03-06 22:00 | 192.0761 | - | 3 | 22 | 0.25
Recip | System | Constraint | Flex Up | Flexibility | Violation | 1 | 2025-03-06 22:15 | 88.6656 | - | 3 | 22 | 0.25
Recip | System | Constraint | Flex Up | Flexibility | Violation | 1 | 2025-03-06 22:30 | 22.2552 | - | 3 | 22 | 0.25
Recip | System | Constraint | Flex Up | Flexibility | Violation | 1 | 2025-03-07 02:00 | 7.6548 | - | 3 | 2 | 0.25
Recip | System | Constraint | Flex Up | Flexibility | Violation | 1 | 2025-03-07 03:45 | 13.033 | - | 3 | 3 | 0.25
Recip | System | Constraint | Flex Up | Flexibility | Violation | 1 | 2025-03-07 06:45 | 43.8518 | - | 3 | 6 | 0.25
Recip | System | Constraint | Flex Up | Flexibility | Violation | 1 | 2025-03-07 08:00 | 5.4922 | - | 3 | 8 | 0.25
Recip | System | Constraint | Flex Up | Flexibility | Violation | 1 | 2025-03-07 17:45 | 0.5264 | - | 3 | 17 | 0.25
Recip | System | Constraint | Flex Up | Flexibility | Violation | 1 | 2025-03-07 21:00 | 46.0559 | - | 3 | 21 | 0.25
Recip | System | Constraint | Flex Up | Flexibility | Violation | 1 | 2025-03-08 04:45 | 7.2436 | - | 3 | 4 | 0.25
Recip | System | Constraint | Flex Up | Flexibility | Violation | 1 | 2025-03-08 05:45 | 12.9637 | - | 3 | 5 | 0.25
Recip | System | Constraint | Flex Up | Flexibility | Violation | 1 | 2025-03-08 06:45 | 36.2344 | - | 3 | 6 | 0.25
Recip | System | Constraint | Flex Up | Flexibility | Violation | 1 | 2025-03-08 07:45 | 1.3457 | - | 3 | 7 | 0.25
Recip | System | Constraint | Flex Up | Flexibility | Violation | 1 | 2025-03-08 17:00 | 54.9574 | - | 3 | 17 | 0.25
Recip | System | Constraint | Flex Up | Flexibility | Violation | 1 | 2025-03-08 17:15 | 29.5893 | - | 3 | 17 | 0.25
Recip | System | Constraint | Flex Up | Flexibility | Violation | 1 | 2025-03-08 17:30 | 18.2213 | - | 3 | 17 | 0.25
Recip | System | Constraint | Flex Up | Flexibility | Violation | 1 | 2025-03-08 17:45 | 16.8532 | - | 3 | 17 | 0.25
Recip | System | Constraint | Flex Up | Flexibility | Violation | 1 | 2025-03-08 18:45 | 39.6153 | - | 3 | 18 | 0.25
Recip | System | Constraint | Flex Up | Flexibility | Violation | 1 | 2025-03-09 07:00 | 34.3635 | - | 3 | 7 | 0.25
Recip | System | Constraint | Flex Up | Flexibility | Violation | 1 | 2025-03-09 18:45 | 26.0735 | - | 3 | 18 | 0.25
Recip | System | Constraint | Flex Up | Flexibility | Violation | 1 | 2025-03-10 05:30 | 36.4701 | - | 3 | 5 | 0.25
Recip | System | Constraint | Flex Up | Flexibility | Violation | 1 | 2025-03-10 05:45 | 124.0595 | - | 3 | 5 | 0.25
Recip | System | Constraint | Flex Up | Flexibility | Violation | 1 | 2025-03-10 16:45 | 1.3111 | - | 3 | 16 | 0.25
Recip | System | Constraint | Flex Up | Flexibility | Violation | 1 | 2025-03-11 05:30 | 26.407 | - | 3 | 5 | 0.25
Recip | System | Constraint | Flex Up | Flexibility | Violation | 1 | 2025-03-11 05:45 | 59.1255 | - | 3 | 5 | 0.25
Recip | System | Constraint | Flex Up | Flexibility | Violation | 1 | 2025-03-11 18:00 | 2.63 | - | 3 | 18 | 0.25
Recip | System | Constraint | Flex Up | Flexibility | Violation | 1 | 2025-03-12 06:15 | 21.6759 | - | 3 | 6 | 0.25
Recip | System | Constraint | Flex Up | Flexibility | Violation | 1 | 2025-03-12 06:30 | 11.6634 | - | 3 | 6 | 0.25
Recip | System | Constraint | Flex Up | Flexibility | Violation | 1 | 2025-03-12 17:30 | 16.3429 | - | 3 | 17 | 0.25
Recip | System | Constraint | Flex Up | Flexibility | Violation | 1 | 2025-03-12 17:45 | 95.2594 | - | 3 | 17 | 0.25
Recip | System | Constraint | Flex Up | Flexibility | Violation | 1 | 2025-03-12 18:00 | 17.6682 | - | 3 | 18 | 0.25
Recip | System | Constraint | Flex Up | Flexibility | Violation | 1 | 2025-03-13 18:45 | 0.233 | - | 3 | 18 | 0.25
Recip | System | Constraint | Flex Up | Flexibility | Violation | 1 | 2025-03-14 05:45 | 43.1085 | - | 3 | 5 | 0.25
Recip | System | Constraint | Flex Up | Flexibility | Violation | 1 | 2025-03-14 06:15 | 41.6837 | - | 3 | 6 | 0.25
Recip | System | Constraint | Flex Up | Flexibility | Violation | 1 | 2025-03-14 06:30 | 43.4713 | - | 3 | 6 | 0.25
Recip | System | Constraint | Flex Up | Flexibility | Violation | 1 | 2025-03-14 06:45 | 38.259 | - | 3 | 6 | 0.25
Recip | System | Constraint | Flex Up | Flexibility | Violation | 1 | 2025-03-14 19:00 | 76.6081 | - | 3 | 19 | 0.25
Recip | System | Constraint | Flex Up | Flexibility | Violation | 1 | 2025-03-14 19:15 | 5.352 | - | 3 | 19 | 0.25
Recip | System | Constraint | Flex Up | Flexibility | Violation | 1 | 2025-03-16 05:45 | 38.7465 | - | 3 | 5 | 0.25
Recip | System | Constraint | Flex Up | Flexibility | Violation | 1 | 2025-03-16 06:45 | 40.2231 | - | 3 | 6 | 0.25
Recip | System | Constraint | Flex Up | Flexibility | Violation | 1 | 2025-03-17 09:00 | 99.4757 | - | 3 | 9 | 0.25
Recip | System | Constraint | Flex Up | Flexibility | Violation | 1 | 2025-03-17 13:00 | 3.1825 | - | 3 | 13 | 0.25
Recip | System | Constraint | Flex Up | Flexibility | Violation | 1 | 2025-03-17 14:15 | 2.8563 | - | 3 | 14 | 0.25
Recip | System | Constraint | Flex Up | Flexibility | Violation | 1 | 2025-03-17 18:15 | 2.506 | - | 3 | 18 | 0.25
Recip | System | Constraint | Flex Up | Flexibility | Violation | 1 | 2025-03-18 06:45 | 1.1308 | - | 3 | 6 | 0.25
Recip | System | Constraint | Flex Up | Flexibility | Violation | 1 | 2025-03-18 15:30 | 3.0747 | - | 3 | 15 | 0.25
Recip | System | Constraint | Flex Up | Flexibility | Violation | 1 | 2025-03-19 05:30 | 41.3955 | - | 3 | 5 | 0.25
Recip | System | Constraint | Flex Up | Flexibility | Violation | 1 | 2025-03-19 05:45 | 193.5954 | - | 3 | 5 | 0.25
Recip | System | Constraint | Flex Up | Flexibility | Violation | 1 | 2025-03-19 08:00 | 17.0778 | - | 3 | 8 | 0.25
Recip | System | Constraint | Flex Up | Flexibility | Violation | 1 | 2025-03-19 19:00 | 3.9159 | - | 3 | 19 | 0.25
Recip | System | Constraint | Flex Up | Flexibility | Violation | 1 | 2025-03-20 05:45 | 21.2139 | - | 3 | 5 | 0.25
Recip | System | Constraint | Flex Up | Flexibility | Violation | 1 | 2025-03-21 05:00 | 15.6468 | - | 3 | 5 | 0.25
Recip | System | Constraint | Flex Up | Flexibility | Violation | 1 | 2025-03-21 05:30 | 34.8924 | - | 3 | 5 | 0.25
Recip | System | Constraint | Flex Up | Flexibility | Violation | 1 | 2025-03-21 05:45 | 121.5152 | - | 3 | 5 | 0.25
Recip | System | Constraint | Flex Up | Flexibility | Violation | 1 | 2025-03-22 06:15 | 6.645 | - | 3 | 6 | 0.25
Recip | System | Constraint | Flex Up | Flexibility | Violation | 1 | 2025-03-22 06:30 | 30.1787 | - | 3 | 6 | 0.25
Recip | System | Constraint | Flex Up | Flexibility | Violation | 1 | 2025-03-22 06:45 | 57.7123 | - | 3 | 6 | 0.25
Recip | System | Constraint | Flex Up | Flexibility | Violation | 1 | 2025-03-22 18:45 | 8.1656 | - | 3 | 18 | 0.25
Recip | System | Constraint | Flex Up | Flexibility | Violation | 1 | 2025-03-23 06:45 | 55.021 | - | 3 | 6 | 0.25
Recip | System | Constraint | Flex Up | Flexibility | Violation | 1 | 2025-03-23 16:00 | 14.8459 | - | 3 | 16 | 0.25
Recip | System | Constraint | Flex Up | Flexibility | Violation | 1 | 2025-03-23 18:45 | 35.5741 | - | 3 | 18 | 0.25
Recip | System | Constraint | Flex Up | Flexibility | Violation | 1 | 2025-03-24 00:30 | 11.9627 | - | 3 | 0 | 0.25
Recip | System | Constraint | Flex Up | Flexibility | Violation | 1 | 2025-03-24 01:45 | 8.2415 | - | 3 | 1 | 0.25
Recip | System | Constraint | Flex Up | Flexibility | Violation | 1 | 2025-03-24 02:45 | 22.0936 | - | 3 | 2 | 0.25
Recip | System | Constraint | Flex Up | Flexibility | Violation | 1 | 2025-03-24 03:45 | 52.7108 | - | 3 | 3 | 0.25
Recip | System | Constraint | Flex Up | Flexibility | Violation | 1 | 2025-03-24 04:00 | 8.1994 | - | 3 | 4 | 0.25
Recip | System | Constraint | Flex Up | Flexibility | Violation | 1 | 2025-03-24 05:30 | 48.0728 | - | 3 | 5 | 0.25
Recip | System | Constraint | Flex Up | Flexibility | Violation | 1 | 2025-03-24 05:45 | 170.3834 | - | 3 | 5 | 0.25
Recip | System | Constraint | Flex Up | Flexibility | Violation | 1 | 2025-03-24 06:00 | 44.0317 | - | 3 | 6 | 0.25
Recip | System | Constraint | Flex Up | Flexibility | Violation | 1 | 2025-03-24 06:15 | 58.68 | - | 3 | 6 | 0.25
Recip | System | Constraint | Flex Up | Flexibility | Violation | 1 | 2025-03-24 06:30 | 17.3283 | - | 3 | 6 | 0.25
Recip | System | Constraint | Flex Up | Flexibility | Violation | 1 | 2025-03-24 06:45 | 39.4765 | - | 3 | 6 | 0.25
Recip | System | Constraint | Flex Up | Flexibility | Violation | 1 | 2025-03-24 15:30 | 25.5545 | - | 3 | 15 | 0.25
Recip | System | Constraint | Flex Up | Flexibility | Violation | 1 | 2025-03-24 16:00 | 0.85436 | - | 3 | 16 | 0.25
Recip | System | Constraint | Flex Up | Flexibility | Violation | 1 | 2025-03-24 19:15 | 18.5945 | - | 3 | 19 | 0.25
Recip | System | Constraint | Flex Up | Flexibility | Violation | 1 | 2025-03-25 05:45 | 48.2993 | - | 3 | 5 | 0.25
Recip | System | Constraint | Flex Up | Flexibility | Violation | 1 | 2025-03-26 16:45 | 10.0664 | - | 3 | 16 | 0.25
Recip | System | Constraint | Flex Up | Flexibility | Violation | 1 | 2025-03-26 19:00 | 56.9546 | - | 3 | 19 | 0.25
Recip | System | Constraint | Flex Up | Flexibility | Violation | 1 | 2025-03-26 21:15 | 2.3002 | - | 3 | 21 | 0.25
Recip | System | Constraint | Flex Up | Flexibility | Violation | 1 | 2025-03-27 05:45 | 111.6228 | - | 3 | 5 | 0.25
Recip | System | Constraint | Flex Up | Flexibility | Violation | 1 | 2025-03-28 06:45 | 23.3211 | - | 3 | 6 | 0.25
Recip | System | Constraint | Flex Up | Flexibility | Violation | 1 | 2025-03-29 12:00 | 4.0946 | - | 3 | 12 | 0.25
Recip | System | Constraint | Flex Up | Flexibility | Violation | 1 | 2025-03-29 17:00 | 4.6203 | - | 3 | 17 | 0.25
Recip | System | Constraint | Flex Up | Flexibility | Violation | 1 | 2025-03-29 20:00 | 87.3926 | - | 3 | 20 | 0.25
Recip | System | Constraint | Flex Up | Flexibility | Violation | 1 | 2025-03-30 06:45 | 16.4578 | - | 3 | 6 | 0.25
Recip | System | Constraint | Flex Up | Flexibility | Violation | 1 | 2025-03-31 05:30 | 19.8929 | - | 3 | 5 | 0.25
Recip | System | Constraint | Flex Up | Flexibility | Violation | 1 | 2025-03-31 05:45 | 78.5674 | - | 3 | 5 | 0.25
Recip | System | Constraint | Flex Up | Flexibility | Violation | 1 | 2025-04-01 06:30 | 4.1854 | - | 4 | 6 | 0.25
Recip | System | Constraint | Flex Up | Flexibility | Violation | 1 | 2025-04-01 06:45 | 83.1254 | - | 4 | 6 | 0.25
Recip | System | Constraint | Flex Up | Flexibility | Violation | 1 | 2025-04-03 05:45 | 118.8127 | - | 4 | 5 | 0.25
Recip | System | Constraint | Flex Up | Flexibility | Violation | 1 | 2025-04-03 17:00 | 3.8413 | - | 4 | 17 | 0.25
Recip | System | Constraint | Flex Up | Flexibility | Violation | 1 | 2025-04-04 06:45 | 18.6773 | - | 4 | 6 | 0.25
Recip | System | Constraint | Flex Up | Flexibility | Violation | 1 | 2025-04-04 15:00 | 1.5126 | - | 4 | 15 | 0.25
Recip | System | Constraint | Flex Up | Flexibility | Violation | 1 | 2025-04-04 16:30 | 52.7965 | - | 4 | 16 | 0.25
Recip | System | Constraint | Flex Up | Flexibility | Violation | 1 | 2025-04-05 06:45 | 99.438 | - | 4 | 6 | 0.25
Recip | System | Constraint | Flex Up | Flexibility | Violation | 1 | 2025-04-06 06:45 | 46.0555 | - | 4 | 6 | 0.25
Recip | System | Constraint | Flex Up | Flexibility | Violation | 1 | 2025-04-07 05:30 | 45.6552 | - | 4 | 5 | 0.25
Recip | System | Constraint | Flex Up | Flexibility | Violation | 1 | 2025-04-07 05:45 | 168.6393 | - | 4 | 5 | 0.25
Recip | System | Constraint | Flex Up | Flexibility | Violation | 1 | 2025-04-07 19:00 | 103.3121 | - | 4 | 19 | 0.25
Recip | System | Constraint | Flex Up | Flexibility | Violation | 1 | 2025-04-07 19:15 | 69.1953 | - | 4 | 19 | 0.25
Recip | System | Constraint | Flex Up | Flexibility | Violation | 1 | 2025-04-08 05:30 | 12.7327 | - | 4 | 5 | 0.25
Recip | System | Constraint | Flex Up | Flexibility | Violation | 1 | 2025-04-08 05:45 | 134.4256 | - | 4 | 5 | 0.25
Recip | System | Constraint | Flex Up | Flexibility | Violation | 1 | 2025-04-09 04:45 | 32.1752 | - | 4 | 4 | 0.25
Recip | System | Constraint | Flex Up | Flexibility | Violation | 1 | 2025-04-09 05:00 | 85.3541 | - | 4 | 5 | 0.25
Recip | System | Constraint | Flex Up | Flexibility | Violation | 1 | 2025-04-09 05:15 | 177.5331 | - | 4 | 5 | 0.25
Recip | System | Constraint | Flex Up | Flexibility | Violation | 1 | 2025-04-09 05:30 | 351.9861 | - | 4 | 5 | 0.25
Recip | System | Constraint | Flex Up | Flexibility | Violation | 1 | 2025-04-09 05:45 | 351.9861 | - | 4 | 5 | 0.25
Recip | System | Constraint | Flex Up | Flexibility | Violation | 1 | 2025-04-09 06:45 | 19.9478 | - | 4 | 6 | 0.25
Recip | System | Constraint | Flex Up | Flexibility | Violation | 1 | 2025-04-09 16:45 | 8.2355 | - | 4 | 16 | 0.25
Recip | System | Constraint | Flex Up | Flexibility | Violation | 1 | 2025-04-09 17:00 | 26.603 | - | 4 | 17 | 0.25
Recip | System | Constraint | Flex Up | Flexibility | Violation | 1 | 2025-04-09 17:30 | 38.0381 | - | 4 | 17 | 0.25
Recip | System | Constraint | Flex Up | Flexibility | Violation | 1 | 2025-04-09 17:45 | 72.5057 | - | 4 | 17 | 0.25
Recip | System | Constraint | Flex Up | Flexibility | Violation | 1 | 2025-04-09 18:45 | 31.3688 | - | 4 | 18 | 0.25
Recip | System | Constraint | Flex Up | Flexibility | Violation | 1 | 2025-04-09 19:00 | 82.8072 | - | 4 | 19 | 0.25
Recip | System | Constraint | Flex Up | Flexibility | Violation | 1 | 2025-04-09 19:15 | 57.2266 | - | 4 | 19 | 0.25
Recip | System | Constraint | Flex Up | Flexibility | Violation | 1 | 2025-04-09 19:30 | 8.646 | - | 4 | 19 | 0.25
Recip | System | Constraint | Flex Up | Flexibility | Violation | 1 | 2025-04-09 19:45 | 15.5654 | - | 4 | 19 | 0.25
Recip | System | Constraint | Flex Up | Flexibility | Violation | 1 | 2025-04-09 20:00 | 62.8744 | - | 4 | 20 | 0.25
Recip | System | Constraint | Flex Up | Flexibility | Violation | 1 | 2025-04-09 20:15 | 34.7023 | - | 4 | 20 | 0.25
Recip | System | Constraint | Flex Up | Flexibility | Violation | 1 | 2025-04-09 21:00 | 64.3286 | - | 4 | 21 | 0.25
Recip | System | Constraint | Flex Up | Flexibility | Violation | 1 | 2025-04-09 22:30 | 84.8168 | - | 4 | 22 | 0.25
Recip | System | Constraint | Flex Up | Flexibility | Violation | 1 | 2025-04-10 04:00 | 0.59996 | - | 4 | 4 | 0.25
Recip | System | Constraint | Flex Up | Flexibility | Violation | 1 | 2025-04-10 04:30 | 20.4071 | - | 4 | 4 | 0.25
Recip | System | Constraint | Flex Up | Flexibility | Violation | 1 | 2025-04-10 04:45 | 180.8107 | - | 4 | 4 | 0.25
Recip | System | Constraint | Flex Up | Flexibility | Violation | 1 | 2025-04-10 05:15 | 176.0255 | - | 4 | 5 | 0.25
Recip | System | Constraint | Flex Up | Flexibility | Violation | 1 | 2025-04-10 05:30 | 351.9861 | - | 4 | 5 | 0.25
Recip | System | Constraint | Flex Up | Flexibility | Violation | 1 | 2025-04-10 05:45 | 351.9861 | - | 4 | 5 | 0.25
Recip | System | Constraint | Flex Up | Flexibility | Violation | 1 | 2025-04-10 06:00 | 1.0658 | - | 4 | 6 | 0.25
Recip | System | Constraint | Flex Up | Flexibility | Violation | 1 | 2025-04-10 06:45 | 13.3422 | - | 4 | 6 | 0.25
Recip | System | Constraint | Flex Up | Flexibility | Violation | 1 | 2025-04-10 07:00 | 0.34227 | - | 4 | 7 | 0.25
Recip | System | Constraint | Flex Up | Flexibility | Violation | 1 | 2025-04-11 05:45 | 124.3882 | - | 4 | 5 | 0.25
Recip | System | Constraint | Flex Up | Flexibility | Violation | 1 | 2025-04-12 06:45 | 52.8413 | - | 4 | 6 | 0.25
Recip | System | Constraint | Flex Up | Flexibility | Violation | 1 | 2025-04-13 06:45 | 55.2 | - | 4 | 6 | 0.25
Recip | System | Constraint | Flex Up | Flexibility | Violation | 1 | 2025-04-14 04:45 | 78.4386 | - | 4 | 4 | 0.25
Recip | System | Constraint | Flex Up | Flexibility | Violation | 1 | 2025-04-14 05:15 | 139.3218 | - | 4 | 5 | 0.25
Recip | System | Constraint | Flex Up | Flexibility | Violation | 1 | 2025-04-14 05:30 | 207.2633 | - | 4 | 5 | 0.25
Recip | System | Constraint | Flex Up | Flexibility | Violation | 1 | 2025-04-14 05:45 | 251.2937 | - | 4 | 5 | 0.25
Recip | System | Constraint | Flex Up | Flexibility | Violation | 1 | 2025-04-14 16:45 | 10.5121 | - | 4 | 16 | 0.25
Recip | System | Constraint | Flex Up | Flexibility | Violation | 1 | 2025-04-14 17:30 | 14.9901 | - | 4 | 17 | 0.25
Recip | System | Constraint | Flex Up | Flexibility | Violation | 1 | 2025-04-14 17:45 | 87.0595 | - | 4 | 17 | 0.25
Recip | System | Constraint | Flex Up | Flexibility | Violation | 1 | 2025-04-14 19:00 | 6.013 | - | 4 | 19 | 0.25
Recip | System | Constraint | Flex Up | Flexibility | Violation | 1 | 2025-04-15 05:30 | 44.4693 | - | 4 | 5 | 0.25
Recip | System | Constraint | Flex Up | Flexibility | Violation | 1 | 2025-04-15 05:45 | 154.1983 | - | 4 | 5 | 0.25
Recip | System | Constraint | Flex Up | Flexibility | Violation | 1 | 2025-04-15 19:30 | 1.3572 | - | 4 | 19 | 0.25
Recip | System | Constraint | Flex Up | Flexibility | Violation | 1 | 2025-04-16 05:30 | 24.9303 | - | 4 | 5 | 0.25
Recip | System | Constraint | Flex Up | Flexibility | Violation | 1 | 2025-04-16 05:45 | 167.303 | - | 4 | 5 | 0.25
Recip | System | Constraint | Flex Up | Flexibility | Violation | 1 | 2025-04-17 05:30 | 9.8391 | - | 4 | 5 | 0.25
Recip | System | Constraint | Flex Up | Flexibility | Violation | 1 | 2025-04-17 05:45 | 98.8743 | - | 4 | 5 | 0.25
Recip | System | Constraint | Flex Up | Flexibility | Violation | 1 | 2025-04-18 06:45 | 85.1933 | - | 4 | 6 | 0.25
Recip | System | Constraint | Flex Up | Flexibility | Violation | 1 | 2025-04-19 06:45 | 59.8294 | - | 4 | 6 | 0.25
Recip | System | Constraint | Flex Up | Flexibility | Violation | 1 | 2025-04-19 08:15 | 5.083 | - | 4 | 8 | 0.25
Recip | System | Constraint | Flex Up | Flexibility | Violation | 1 | 2025-04-20 06:45 | 9.1887 | - | 4 | 6 | 0.25
Recip | System | Constraint | Flex Up | Flexibility | Violation | 1 | 2025-04-20 07:45 | 9.589 | - | 4 | 7 | 0.25
Recip | System | Constraint | Flex Up | Flexibility | Violation | 1 | 2025-04-21 05:30 | 40.0747 | - | 4 | 5 | 0.25
Recip | System | Constraint | Flex Up | Flexibility | Violation | 1 | 2025-04-21 05:45 | 201.6345 | - | 4 | 5 | 0.25
Recip | System | Constraint | Flex Up | Flexibility | Violation | 1 | 2025-04-21 17:45 | 6.8297 | - | 4 | 17 | 0.25
Recip | System | Constraint | Flex Up | Flexibility | Violation | 1 | 2025-04-22 03:30 | 1.9239 | - | 4 | 3 | 0.25
Recip | System | Constraint | Flex Up | Flexibility | Violation | 1 | 2025-04-22 05:30 | 43.5455 | - | 4 | 5 | 0.25
Recip | System | Constraint | Flex Up | Flexibility | Violation | 1 | 2025-04-22 05:45 | 232.0118 | - | 4 | 5 | 0.25
Recip | System | Constraint | Flex Up | Flexibility | Violation | 1 | 2025-04-22 06:45 | 1.1264 | - | 4 | 6 | 0.25
Recip | System | Constraint | Flex Up | Flexibility | Violation | 1 | 2025-04-22 18:30 | 2.4054 | - | 4 | 18 | 0.25
Recip | System | Constraint | Flex Up | Flexibility | Violation | 1 | 2025-04-23 05:45 | 97.218 | - | 4 | 5 | 0.25
Recip | System | Constraint | Flex Up | Flexibility | Violation | 1 | 2025-04-24 05:15 | 53.3526 | - | 4 | 5 | 0.25
Recip | System | Constraint | Flex Up | Flexibility | Violation | 1 | 2025-04-24 05:30 | 99.2165 | - | 4 | 5 | 0.25
Recip | System | Constraint | Flex Up | Flexibility | Violation | 1 | 2025-04-24 05:45 | 160.0805 | - | 4 | 5 | 0.25
Recip | System | Constraint | Flex Up | Flexibility | Violation | 1 | 2025-04-25 05:30 | 9.7062 | - | 4 | 5 | 0.25
Recip | System | Constraint | Flex Up | Flexibility | Violation | 1 | 2025-04-25 05:45 | 156.64 | - | 4 | 5 | 0.25
Recip | System | Constraint | Flex Up | Flexibility | Violation | 1 | 2025-04-25 18:15 | 0.56982 | - | 4 | 18 | 0.25
Recip | System | Constraint | Flex Up | Flexibility | Violation | 1 | 2025-04-26 06:45 | 20.0031 | - | 4 | 6 | 0.25
Recip | System | Constraint | Flex Up | Flexibility | Violation | 1 | 2025-04-26 07:45 | 2.6534 | - | 4 | 7 | 0.25
Recip | System | Constraint | Flex Up | Flexibility | Violation | 1 | 2025-04-27 06:45 | 53.9703 | - | 4 | 6 | 0.25
Recip | System | Constraint | Flex Up | Flexibility | Violation | 1 | 2025-04-27 19:45 | 49.1241 | - | 4 | 19 | 0.25
Recip | System | Constraint | Flex Up | Flexibility | Violation | 1 | 2025-04-28 05:45 | 81.2246 | - | 4 | 5 | 0.25
Recip | System | Constraint | Flex Up | Flexibility | Violation | 1 | 2025-04-28 17:00 | 2.1254 | - | 4 | 17 | 0.25
Recip | System | Constraint | Flex Up | Flexibility | Violation | 1 | 2025-04-29 05:30 | 161.8371 | - | 4 | 5 | 0.25
Recip | System | Constraint | Flex Up | Flexibility | Violation | 1 | 2025-04-29 05:45 | 334.778 | - | 4 | 5 | 0.25
Recip | System | Constraint | Flex Up | Flexibility | Violation | 1 | 2025-04-29 06:00 | 0.69422 | - | 4 | 6 | 0.25
Recip | System | Constraint | Flex Up | Flexibility | Violation | 1 | 2025-04-29 16:45 | 30.5298 | - | 4 | 16 | 0.25
Recip | System | Constraint | Flex Up | Flexibility | Violation | 1 | 2025-04-29 20:00 | 74.1742 | - | 4 | 20 | 0.25
Recip | System | Constraint | Flex Up | Flexibility | Violation | 1 | 2025-04-30 05:45 | 107.0411 | - | 4 | 5 | 0.25
Recip | System | Constraint | Flex Up | Flexibility | Violation | 1 | 2025-05-01 02:00 | 58.3512 | - | 5 | 2 | 0.25
Recip | System | Constraint | Flex Up | Flexibility | Violation | 1 | 2025-05-01 02:30 | 58.3512 | - | 5 | 2 | 0.25
Recip | System | Constraint | Flex Up | Flexibility | Violation | 1 | 2025-05-01 05:45 | 175.0216 | - | 5 | 5 | 0.25
Recip | System | Constraint | Flex Up | Flexibility | Violation | 1 | 2025-05-02 05:45 | 58.166 | - | 5 | 5 | 0.25
Recip | System | Constraint | Flex Up | Flexibility | Violation | 1 | 2025-05-02 16:45 | 1.0754 | - | 5 | 16 | 0.25
Recip | System | Constraint | Flex Up | Flexibility | Violation | 1 | 2025-05-02 19:15 | 0.91787 | - | 5 | 19 | 0.25
Recip | System | Constraint | Flex Up | Flexibility | Violation | 1 | 2025-05-03 15:00 | 70.9077 | - | 5 | 15 | 0.25
Recip | System | Constraint | Flex Up | Flexibility | Violation | 1 | 2025-05-05 05:15 | 1.8653 | - | 5 | 5 | 0.25
Recip | System | Constraint | Flex Up | Flexibility | Violation | 1 | 2025-05-05 05:30 | 3.0857 | - | 5 | 5 | 0.25
Recip | System | Constraint | Flex Up | Flexibility | Violation | 1 | 2025-05-05 05:45 | 18.3061 | - | 5 | 5 | 0.25
Recip | System | Constraint | Flex Up | Flexibility | Violation | 1 | 2025-05-05 14:30 | 1.4942 | - | 5 | 14 | 0.25
Recip | System | Constraint | Flex Up | Flexibility | Violation | 1 | 2025-05-06 05:45 | 41.2171 | - | 5 | 5 | 0.25
Recip | System | Constraint | Flex Up | Flexibility | Violation | 1 | 2025-05-07 02:45 | 11.804 | - | 5 | 2 | 0.25
Recip | System | Constraint | Flex Up | Flexibility | Violation | 1 | 2025-05-07 06:30 | 23.2628 | - | 5 | 6 | 0.25
Recip | System | Constraint | Flex Up | Flexibility | Violation | 1 | 2025-05-07 06:45 | 58.4702 | - | 5 | 6 | 0.25
Recip | System | Constraint | Flex Up | Flexibility | Violation | 1 | 2025-05-07 15:00 | 4.0563 | - | 5 | 15 | 0.25
Recip | System | Constraint | Flex Up | Flexibility | Violation | 1 | 2025-05-08 06:45 | 51.2943 | - | 5 | 6 | 0.25
Recip | System | Constraint | Flex Up | Flexibility | Violation | 1 | 2025-05-08 09:30 | 4.1042 | - | 5 | 9 | 0.25
Recip | System | Constraint | Flex Up | Flexibility | Violation | 1 | 2025-05-08 09:45 | 15.4359 | - | 5 | 9 | 0.25
Recip | System | Constraint | Flex Up | Flexibility | Violation | 1 | 2025-05-08 10:45 | 2.2119 | - | 5 | 10 | 0.25
Recip | System | Constraint | Flex Up | Flexibility | Violation | 1 | 2025-05-08 15:00 | 5.4925 | - | 5 | 15 | 0.25
Recip | System | Constraint | Flex Up | Flexibility | Violation | 1 | 2025-05-08 16:45 | 19.1059 | - | 5 | 16 | 0.25
Recip | System | Constraint | Flex Up | Flexibility | Violation | 1 | 2025-05-08 17:00 | 19.3689 | - | 5 | 17 | 0.25
Recip | System | Constraint | Flex Up | Flexibility | Violation | 1 | 2025-05-08 17:30 | 13.0548 | - | 5 | 17 | 0.25
Recip | System | Constraint | Flex Up | Flexibility | Violation | 1 | 2025-05-08 17:45 | 15.8977 | - | 5 | 17 | 0.25
Recip | System | Constraint | Flex Up | Flexibility | Violation | 1 | 2025-05-08 18:00 | 34.9263 | - | 5 | 18 | 0.25
Recip | System | Constraint | Flex Up | Flexibility | Violation | 1 | 2025-05-08 19:30 | 6.4035 | - | 5 | 19 | 0.25
Recip | System | Constraint | Flex Up | Flexibility | Violation | 1 | 2025-05-08 19:45 | 35.1061 | - | 5 | 19 | 0.25
Recip | System | Constraint | Flex Up | Flexibility | Violation | 1 | 2025-05-08 20:00 | 23.1686 | - | 5 | 20 | 0.25
Recip | System | Constraint | Flex Up | Flexibility | Violation | 1 | 2025-05-08 20:15 | 2.4093 | - | 5 | 20 | 0.25
Recip | System | Constraint | Flex Up | Flexibility | Violation | 1 | 2025-05-08 23:00 | 7.0188 | - | 5 | 23 | 0.25
Recip | System | Constraint | Flex Up | Flexibility | Violation | 1 | 2025-05-09 05:45 | 56.0819 | - | 5 | 5 | 0.25
Recip | System | Constraint | Flex Up | Flexibility | Violation | 1 | 2025-05-09 08:45 | 2.3617 | - | 5 | 8 | 0.25
Recip | System | Constraint | Flex Up | Flexibility | Violation | 1 | 2025-05-10 06:30 | 14.0007 | - | 5 | 6 | 0.25
Recip | System | Constraint | Flex Up | Flexibility | Violation | 1 | 2025-05-10 06:45 | 87.4606 | - | 5 | 6 | 0.25
Recip | System | Constraint | Flex Up | Flexibility | Violation | 1 | 2025-05-10 13:15 | 2.804 | - | 5 | 13 | 0.25
Recip | System | Constraint | Flex Up | Flexibility | Violation | 1 | 2025-05-10 15:45 | 3.6334 | - | 5 | 15 | 0.25
Recip | System | Constraint | Flex Up | Flexibility | Violation | 1 | 2025-05-11 06:45 | 6.2835 | - | 5 | 6 | 0.25
Recip | System | Constraint | Flex Up | Flexibility | Violation | 1 | 2025-05-11 07:45 | 17.2976 | - | 5 | 7 | 0.25
Recip | System | Constraint | Flex Up | Flexibility | Violation | 1 | 2025-05-12 01:15 | 1.206 | - | 5 | 1 | 0.25
Recip | System | Constraint | Flex Up | Flexibility | Violation | 1 | 2025-05-12 03:45 | 1.6474 | - | 5 | 3 | 0.25
Recip | System | Constraint | Flex Up | Flexibility | Violation | 1 | 2025-05-12 05:15 | 46.7233 | - | 5 | 5 | 0.25
Recip | System | Constraint | Flex Up | Flexibility | Violation | 1 | 2025-05-12 05:30 | 169.0862 | - | 5 | 5 | 0.25
Recip | System | Constraint | Flex Up | Flexibility | Violation | 1 | 2025-05-12 05:45 | 247.108 | - | 5 | 5 | 0.25
Recip | System | Constraint | Flex Up | Flexibility | Violation | 1 | 2025-05-12 06:15 | 91.694 | - | 5 | 6 | 0.25
Recip | System | Constraint | Flex Up | Flexibility | Violation | 1 | 2025-05-12 06:30 | 172.9165 | - | 5 | 6 | 0.25
Recip | System | Constraint | Flex Up | Flexibility | Violation | 1 | 2025-05-12 06:45 | 265.1389 | - | 5 | 6 | 0.25
Recip | System | Constraint | Flex Up | Flexibility | Violation | 1 | 2025-05-13 05:30 | 68.7256 | - | 5 | 5 | 0.25
Recip | System | Constraint | Flex Up | Flexibility | Violation | 1 | 2025-05-13 05:45 | 187.2387 | - | 5 | 5 | 0.25
Recip | System | Constraint | Flex Up | Flexibility | Violation | 1 | 2025-05-13 06:15 | 103.0134 | - | 5 | 6 | 0.25
Recip | System | Constraint | Flex Up | Flexibility | Violation | 1 | 2025-05-13 06:30 | 204.4708 | - | 5 | 6 | 0.25
Recip | System | Constraint | Flex Up | Flexibility | Violation | 1 | 2025-05-13 06:45 | 256.9281 | - | 5 | 6 | 0.25
Recip | System | Constraint | Flex Up | Flexibility | Violation | 1 | 2025-05-14 01:00 | 3.3158 | - | 5 | 1 | 0.25
Recip | System | Constraint | Flex Up | Flexibility | Violation | 1 | 2025-05-14 05:30 | 23.6742 | - | 5 | 5 | 0.25
Recip | System | Constraint | Flex Up | Flexibility | Violation | 1 | 2025-05-14 05:45 | 157.2992 | - | 5 | 5 | 0.25
Recip | System | Constraint | Flex Up | Flexibility | Violation | 1 | 2025-05-14 12:15 | 6.3089 | - | 5 | 12 | 0.25
Recip | System | Constraint | Flex Up | Flexibility | Violation | 1 | 2025-05-15 04:45 | 0.44881 | - | 5 | 4 | 0.25
Recip | System | Constraint | Flex Up | Flexibility | Violation | 1 | 2025-05-15 05:45 | 39.0296 | - | 5 | 5 | 0.25
Recip | System | Constraint | Flex Up | Flexibility | Violation | 1 | 2025-05-15 19:45 | 8.5184 | - | 5 | 19 | 0.25
Recip | System | Constraint | Flex Up | Flexibility | Violation | 1 | 2025-05-17 06:45 | 4.7449 | - | 5 | 6 | 0.25
Recip | System | Constraint | Flex Up | Flexibility | Violation | 1 | 2025-05-17 17:00 | 1.5369 | - | 5 | 17 | 0.25
Recip | System | Constraint | Flex Up | Flexibility | Violation | 1 | 2025-05-18 06:45 | 29.648 | - | 5 | 6 | 0.25
Recip | System | Constraint | Flex Up | Flexibility | Violation | 1 | 2025-05-18 07:45 | 24.3698 | - | 5 | 7 | 0.25
Recip | System | Constraint | Flex Up | Flexibility | Violation | 1 | 2025-05-19 05:30 | 6.7249 | - | 5 | 5 | 0.25
Recip | System | Constraint | Flex Up | Flexibility | Violation | 1 | 2025-05-19 05:45 | 118.0775 | - | 5 | 5 | 0.25
Recip | System | Constraint | Flex Up | Flexibility | Violation | 1 | 2025-05-19 06:45 | 45.4122 | - | 5 | 6 | 0.25
Recip | System | Constraint | Flex Up | Flexibility | Violation | 1 | 2025-05-19 15:30 | 3.0634 | - | 5 | 15 | 0.25
Recip | System | Constraint | Flex Up | Flexibility | Violation | 1 | 2025-05-20 05:30 | 8.3449 | - | 5 | 5 | 0.25
Recip | System | Constraint | Flex Up | Flexibility | Violation | 1 | 2025-05-20 05:45 | 144.7885 | - | 5 | 5 | 0.25
Recip | System | Constraint | Flex Up | Flexibility | Violation | 1 | 2025-05-20 06:15 | 2.9826 | - | 5 | 6 | 0.25
Recip | System | Constraint | Flex Up | Flexibility | Violation | 1 | 2025-05-20 07:30 | 3.7929 | - | 5 | 7 | 0.25
Recip | System | Constraint | Flex Up | Flexibility | Violation | 1 | 2025-05-20 18:00 | 46.2199 | - | 5 | 18 | 0.25
Recip | System | Constraint | Flex Up | Flexibility | Violation | 1 | 2025-05-21 04:30 | 1.004 | - | 5 | 4 | 0.25
Recip | System | Constraint | Flex Up | Flexibility | Violation | 1 | 2025-05-21 05:45 | 176.9248 | - | 5 | 5 | 0.25
Recip | System | Constraint | Flex Up | Flexibility | Violation | 1 | 2025-05-22 01:30 | 59.0458 | - | 5 | 1 | 0.25
Recip | System | Constraint | Flex Up | Flexibility | Violation | 1 | 2025-05-22 01:45 | 17.3615 | - | 5 | 1 | 0.25
Recip | System | Constraint | Flex Up | Flexibility | Violation | 1 | 2025-05-22 05:45 | 7.0426 | - | 5 | 5 | 0.25
Recip | System | Constraint | Flex Up | Flexibility | Violation | 1 | 2025-05-23 05:30 | 4.9695 | - | 5 | 5 | 0.25
Recip | System | Constraint | Flex Up | Flexibility | Violation | 1 | 2025-05-23 05:45 | 84.1165 | - | 5 | 5 | 0.25
Recip | System | Constraint | Flex Up | Flexibility | Violation | 1 | 2025-05-23 20:00 | 10.9182 | - | 5 | 20 | 0.25
Recip | System | Constraint | Flex Up | Flexibility | Violation | 1 | 2025-05-23 20:15 | 2.7042 | - | 5 | 20 | 0.25
Recip | System | Constraint | Flex Up | Flexibility | Violation | 1 | 2025-05-25 06:45 | 8.7659 | - | 5 | 6 | 0.25
Recip | System | Constraint | Flex Up | Flexibility | Violation | 1 | 2025-05-26 03:00 | 34.4289 | - | 5 | 3 | 0.25
Recip | System | Constraint | Flex Up | Flexibility | Violation | 1 | 2025-05-26 03:15 | 20.9504 | - | 5 | 3 | 0.25
Recip | System | Constraint | Flex Up | Flexibility | Violation | 1 | 2025-05-26 03:30 | 11.4719 | - | 5 | 3 | 0.25
Recip | System | Constraint | Flex Up | Flexibility | Violation | 1 | 2025-05-26 03:45 | 4.9934 | - | 5 | 3 | 0.25
Recip | System | Constraint | Flex Up | Flexibility | Violation | 1 | 2025-05-26 06:00 | 45.7298 | - | 5 | 6 | 0.25
Recip | System | Constraint | Flex Up | Flexibility | Violation | 1 | 2025-05-26 07:45 | 11.8867 | - | 5 | 7 | 0.25
Recip | System | Constraint | Flex Up | Flexibility | Violation | 1 | 2025-05-26 08:15 | 37.1249 | - | 5 | 8 | 0.25
Recip | System | Constraint | Flex Up | Flexibility | Violation | 1 | 2025-05-26 09:15 | 45.7663 | - | 5 | 9 | 0.25
Recip | System | Constraint | Flex Up | Flexibility | Violation | 1 | 2025-05-26 09:30 | 88.6158 | - | 5 | 9 | 0.25
Recip | System | Constraint | Flex Up | Flexibility | Violation | 1 | 2025-05-26 09:45 | 35.9653 | - | 5 | 9 | 0.25
Recip | System | Constraint | Flex Up | Flexibility | Violation | 1 | 2025-05-26 16:00 | 39.5777 | - | 5 | 16 | 0.25
Recip | System | Constraint | Flex Up | Flexibility | Violation | 1 | 2025-05-26 17:00 | 89.0784 | - | 5 | 17 | 0.25
Recip | System | Constraint | Flex Up | Flexibility | Violation | 1 | 2025-05-26 17:15 | 26.4522 | - | 5 | 17 | 0.25
Recip | System | Constraint | Flex Up | Flexibility | Violation | 1 | 2025-05-26 19:45 | 44.5323 | - | 5 | 19 | 0.25
Recip | System | Constraint | Flex Up | Flexibility | Violation | 1 | 2025-05-27 05:45 | 9.8228 | - | 5 | 5 | 0.25
Recip | System | Constraint | Flex Up | Flexibility | Violation | 1 | 2025-05-28 03:30 | 0.70152 | - | 5 | 3 | 0.25
Recip | System | Constraint | Flex Up | Flexibility | Violation | 1 | 2025-05-28 04:30 | 0.96857 | - | 5 | 4 | 0.25
Recip | System | Constraint | Flex Up | Flexibility | Violation | 1 | 2025-05-28 05:45 | 70.0527 | - | 5 | 5 | 0.25
Recip | System | Constraint | Flex Up | Flexibility | Violation | 1 | 2025-05-29 04:30 | 26.0848 | - | 5 | 4 | 0.25
Recip | System | Constraint | Flex Up | Flexibility | Violation | 1 | 2025-05-29 04:45 | 90.0024 | - | 5 | 4 | 0.25
Recip | System | Constraint | Flex Up | Flexibility | Violation | 1 | 2025-05-29 05:15 | 93.2167 | - | 5 | 5 | 0.25
Recip | System | Constraint | Flex Up | Flexibility | Violation | 1 | 2025-05-29 05:45 | 99.8718 | - | 5 | 5 | 0.25
Recip | System | Constraint | Flex Up | Flexibility | Violation | 1 | 2025-05-29 06:15 | 23.8874 | - | 5 | 6 | 0.25
Recip | System | Constraint | Flex Up | Flexibility | Violation | 1 | 2025-05-29 07:00 | 67.547 | - | 5 | 7 | 0.25
Recip | System | Constraint | Flex Up | Flexibility | Violation | 1 | 2025-05-29 08:00 | 23.4793 | - | 5 | 8 | 0.25
Recip | System | Constraint | Flex Up | Flexibility | Violation | 1 | 2025-05-29 08:15 | 48.5658 | - | 5 | 8 | 0.25
Recip | System | Constraint | Flex Up | Flexibility | Violation | 1 | 2025-05-29 08:30 | 54.6522 | - | 5 | 8 | 0.25
Recip | System | Constraint | Flex Up | Flexibility | Violation | 1 | 2025-05-29 08:45 | 37.7387 | - | 5 | 8 | 0.25
Recip | System | Constraint | Flex Up | Flexibility | Violation | 1 | 2025-05-29 12:45 | 0.84119 | - | 5 | 12 | 0.25
Recip | System | Constraint | Flex Up | Flexibility | Violation | 1 | 2025-05-29 13:00 | 0.24254 | - | 5 | 13 | 0.25
Recip | System | Constraint | Flex Up | Flexibility | Violation | 1 | 2025-05-29 13:15 | 25.9883 | - | 5 | 13 | 0.25
Recip | System | Constraint | Flex Up | Flexibility | Violation | 1 | 2025-05-29 13:30 | 17.7341 | - | 5 | 13 | 0.25
Recip | System | Constraint | Flex Up | Flexibility | Violation | 1 | 2025-05-29 13:45 | 4.4799 | - | 5 | 13 | 0.25
Recip | System | Constraint | Flex Up | Flexibility | Violation | 1 | 2025-05-29 14:30 | 14.4423 | - | 5 | 14 | 0.25
Recip | System | Constraint | Flex Up | Flexibility | Violation | 1 | 2025-05-29 15:00 | 25.6865 | - | 5 | 15 | 0.25
Recip | System | Constraint | Flex Up | Flexibility | Violation | 1 | 2025-05-30 05:45 | 56.3022 | - | 5 | 5 | 0.25
Recip | System | Constraint | Flex Up | Flexibility | Violation | 1 | 2025-05-30 06:30 | 30.1252 | - | 5 | 6 | 0.25
Recip | System | Constraint | Flex Up | Flexibility | Violation | 1 | 2025-05-30 06:45 | 131.0428 | - | 5 | 6 | 0.25
Recip | System | Constraint | Flex Up | Flexibility | Violation | 1 | 2025-05-31 07:30 | 5.5998 | - | 5 | 7 | 0.25
Recip | System | Constraint | Flex Up | Flexibility | Violation | 1 | 2025-05-31 07:45 | 18.7003 | - | 5 | 7 | 0.25
Recip | System | Constraint | Flex Up | Flexibility | Violation | 1 | 2025-06-01 01:15 | 2.0066 | - | 6 | 1 | 0.25
Recip | System | Constraint | Flex Up | Flexibility | Violation | 1 | 2025-06-02 06:45 | 4.7083 | - | 6 | 6 | 0.25
Recip | System | Constraint | Flex Up | Flexibility | Violation | 1 | 2025-06-03 05:15 | 6.9474 | - | 6 | 5 | 0.25
Recip | System | Constraint | Flex Up | Flexibility | Violation | 1 | 2025-06-03 05:45 | 16.8521 | - | 6 | 5 | 0.25
Recip | System | Constraint | Flex Up | Flexibility | Violation | 1 | 2025-06-03 06:15 | 1.6289 | - | 6 | 6 | 0.25
Recip | System | Constraint | Flex Up | Flexibility | Violation | 1 | 2025-06-03 17:45 | 4.5185 | - | 6 | 17 | 0.25
Recip | System | Constraint | Flex Up | Flexibility | Violation | 1 | 2025-06-04 04:15 | 55.8218 | - | 6 | 4 | 0.25
Recip | System | Constraint | Flex Up | Flexibility | Violation | 1 | 2025-06-04 05:45 | 27.0277 | - | 6 | 5 | 0.25
Recip | System | Constraint | Flex Up | Flexibility | Violation | 1 | 2025-06-04 07:00 | 1.3481 | - | 6 | 7 | 0.25
Recip | System | Constraint | Flex Up | Flexibility | Violation | 1 | 2025-06-04 07:45 | 23.4447 | - | 6 | 7 | 0.25
Recip | System | Constraint | Flex Up | Flexibility | Violation | 1 | 2025-06-04 08:00 | 1.4985 | - | 6 | 8 | 0.25
Recip | System | Constraint | Flex Up | Flexibility | Violation | 1 | 2025-06-04 08:15 | 4.13 | - | 6 | 8 | 0.25
Recip | System | Constraint | Flex Up | Flexibility | Violation | 1 | 2025-06-04 09:00 | 6.5472 | - | 6 | 9 | 0.25
Recip | System | Constraint | Flex Up | Flexibility | Violation | 1 | 2025-06-04 09:15 | 1.7271 | - | 6 | 9 | 0.25
Recip | System | Constraint | Flex Up | Flexibility | Violation | 1 | 2025-06-04 10:00 | 4.8594 | - | 6 | 10 | 0.25
Recip | System | Constraint | Flex Up | Flexibility | Violation | 1 | 2025-06-04 11:00 | 3.9969 | - | 6 | 11 | 0.25
Recip | System | Constraint | Flex Up | Flexibility | Violation | 1 | 2025-06-04 11:15 | 5.6457 | - | 6 | 11 | 0.25
Recip | System | Constraint | Flex Up | Flexibility | Violation | 1 | 2025-06-04 11:30 | 4.2946 | - | 6 | 11 | 0.25
Recip | System | Constraint | Flex Up | Flexibility | Violation | 1 | 2025-06-04 11:45 | 1.9434 | - | 6 | 11 | 0.25
Recip | System | Constraint | Flex Up | Flexibility | Violation | 1 | 2025-06-04 12:00 | 26.1453 | - | 6 | 12 | 0.25
Recip | System | Constraint | Flex Up | Flexibility | Violation | 1 | 2025-06-04 12:15 | 9.0739 | - | 6 | 12 | 0.25
Recip | System | Constraint | Flex Up | Flexibility | Violation | 1 | 2025-06-04 13:30 | 1.9349 | - | 6 | 13 | 0.25
Recip | System | Constraint | Flex Up | Flexibility | Violation | 1 | 2025-06-04 14:15 | 26.3958 | - | 6 | 14 | 0.25
Recip | System | Constraint | Flex Up | Flexibility | Violation | 1 | 2025-06-04 14:30 | 8.8651 | - | 6 | 14 | 0.25
Recip | System | Constraint | Flex Up | Flexibility | Violation | 1 | 2025-06-04 15:30 | 22.7312 | - | 6 | 15 | 0.25
Recip | System | Constraint | Flex Up | Flexibility | Violation | 1 | 2025-06-04 15:45 | 0.64024 | - | 6 | 15 | 0.25
Recip | System | Constraint | Flex Up | Flexibility | Violation | 1 | 2025-06-04 17:00 | 22.5785 | - | 6 | 17 | 0.25
Recip | System | Constraint | Flex Up | Flexibility | Violation | 1 | 2025-06-06 05:45 | 15.9703 | - | 6 | 5 | 0.25
Recip | System | Constraint | Flex Up | Flexibility | Violation | 1 | 2025-06-06 18:00 | 7.871 | - | 6 | 18 | 0.25
Recip | System | Constraint | Flex Up | Flexibility | Violation | 1 | 2025-06-07 20:00 | 0.1453 | - | 6 | 20 | 0.25
Recip | System | Constraint | Flex Up | Flexibility | Violation | 1 | 2025-06-07 20:15 | 7.1474 | - | 6 | 20 | 0.25
Recip | System | Constraint | Flex Up | Flexibility | Violation | 1 | 2025-06-07 20:30 | 12.1494 | - | 6 | 20 | 0.25
Recip | System | Constraint | Flex Up | Flexibility | Violation | 1 | 2025-06-08 | 36.7028 | - | 6 | 0 | 0.25
Recip | System | Constraint | Flex Up | Flexibility | Violation | 1 | 2025-06-08 03:30 | 7.4951 | - | 6 | 3 | 0.25
Recip | System | Constraint | Flex Up | Flexibility | Violation | 1 | 2025-06-08 03:45 | 32.6267 | - | 6 | 3 | 0.25
Recip | System | Constraint | Flex Up | Flexibility | Violation | 1 | 2025-06-08 04:00 | 30.5752 | - | 6 | 4 | 0.25
Recip | System | Constraint | Flex Up | Flexibility | Violation | 1 | 2025-06-08 04:45 | 16.1321 | - | 6 | 4 | 0.25
Recip | System | Constraint | Flex Up | Flexibility | Violation | 1 | 2025-06-08 05:15 | 14.5326 | - | 6 | 5 | 0.25
Recip | System | Constraint | Flex Up | Flexibility | Violation | 1 | 2025-06-08 15:45 | 54.2248 | - | 6 | 15 | 0.25
Recip | System | Constraint | Flex Up | Flexibility | Violation | 1 | 2025-06-08 16:00 | 37.6345 | - | 6 | 16 | 0.25
Recip | System | Constraint | Flex Up | Flexibility | Violation | 1 | 2025-06-08 16:15 | 44.2486 | - | 6 | 16 | 0.25
Recip | System | Constraint | Flex Up | Flexibility | Violation | 1 | 2025-06-08 16:30 | 48.8626 | - | 6 | 16 | 0.25
Recip | System | Constraint | Flex Up | Flexibility | Violation | 1 | 2025-06-08 16:45 | 44.4767 | - | 6 | 16 | 0.25
Recip | System | Constraint | Flex Up | Flexibility | Violation | 1 | 2025-06-08 17:00 | 87.935 | - | 6 | 17 | 0.25
Recip | System | Constraint | Flex Up | Flexibility | Violation | 1 | 2025-06-08 17:15 | 111.6933 | - | 6 | 17 | 0.25
Recip | System | Constraint | Flex Up | Flexibility | Violation | 1 | 2025-06-08 18:00 | 88.8349 | - | 6 | 18 | 0.25
Recip | System | Constraint | Flex Up | Flexibility | Violation | 1 | 2025-06-08 18:15 | 131.1026 | - | 6 | 18 | 0.25
Recip | System | Constraint | Flex Up | Flexibility | Violation | 1 | 2025-06-08 19:00 | 24.2366 | - | 6 | 19 | 0.25
Recip | System | Constraint | Flex Up | Flexibility | Violation | 1 | 2025-06-08 19:15 | 9.5796 | - | 6 | 19 | 0.25
Recip | System | Constraint | Flex Up | Flexibility | Violation | 1 | 2025-06-08 20:00 | 46.7646 | - | 6 | 20 | 0.25
Recip | System | Constraint | Flex Up | Flexibility | Violation | 1 | 2025-06-08 20:15 | 48.028 | - | 6 | 20 | 0.25
Recip | System | Constraint | Flex Up | Flexibility | Violation | 1 | 2025-06-08 20:30 | 42.2914 | - | 6 | 20 | 0.25
Recip | System | Constraint | Flex Up | Flexibility | Violation | 1 | 2025-06-08 20:45 | 21.5548 | - | 6 | 20 | 0.25
Recip | System | Constraint | Flex Up | Flexibility | Violation | 1 | 2025-06-08 21:00 | 19.4371 | - | 6 | 21 | 0.25
Recip | System | Constraint | Flex Up | Flexibility | Violation | 1 | 2025-06-08 21:15 | 10.1829 | - | 6 | 21 | 0.25
Recip | System | Constraint | Flex Up | Flexibility | Violation | 1 | 2025-06-09 05:45 | 9.162 | - | 6 | 5 | 0.25
Recip | System | Constraint | Flex Up | Flexibility | Violation | 1 | 2025-06-10 05:45 | 77.0661 | - | 6 | 5 | 0.25
Recip | System | Constraint | Flex Up | Flexibility | Violation | 1 | 2025-06-10 08:15 | 3.3992 | - | 6 | 8 | 0.25
Recip | System | Constraint | Flex Up | Flexibility | Violation | 1 | 2025-06-10 19:00 | 0.89313 | - | 6 | 19 | 0.25
Recip | System | Constraint | Flex Up | Flexibility | Violation | 1 | 2025-06-11 06:30 | 21.4124 | - | 6 | 6 | 0.25
Recip | System | Constraint | Flex Up | Flexibility | Violation | 1 | 2025-06-11 06:45 | 28.2883 | - | 6 | 6 | 0.25
Recip | System | Constraint | Flex Up | Flexibility | Violation | 1 | 2025-06-11 09:30 | 1.4143 | - | 6 | 9 | 0.25
Recip | System | Constraint | Flex Up | Flexibility | Violation | 1 | 2025-06-12 03:15 | 68.7246 | - | 6 | 3 | 0.25
Recip | System | Constraint | Flex Up | Flexibility | Violation | 1 | 2025-06-12 03:30 | 2.5359 | - | 6 | 3 | 0.25
Recip | System | Constraint | Flex Up | Flexibility | Violation | 1 | 2025-06-12 04:00 | 1.4463 | - | 6 | 4 | 0.25
Recip | System | Constraint | Flex Up | Flexibility | Violation | 1 | 2025-06-12 04:15 | 6.9492 | - | 6 | 4 | 0.25
Recip | System | Constraint | Flex Up | Flexibility | Violation | 1 | 2025-06-12 04:30 | 12.452 | - | 6 | 4 | 0.25
Recip | System | Constraint | Flex Up | Flexibility | Violation | 1 | 2025-06-12 04:45 | 30.9548 | - | 6 | 4 | 0.25
Recip | System | Constraint | Flex Up | Flexibility | Violation | 1 | 2025-06-12 05:15 | 16.0475 | - | 6 | 5 | 0.25
Recip | System | Constraint | Flex Up | Flexibility | Violation | 1 | 2025-06-12 05:45 | 14.7561 | - | 6 | 5 | 0.25
Recip | System | Constraint | Flex Up | Flexibility | Violation | 1 | 2025-06-12 06:45 | 31.7835 | - | 6 | 6 | 0.25
Recip | System | Constraint | Flex Up | Flexibility | Violation | 1 | 2025-06-12 07:45 | 1.2388 | - | 6 | 7 | 0.25
Recip | System | Constraint | Flex Up | Flexibility | Violation | 1 | 2025-06-12 08:45 | 27.9912 | - | 6 | 8 | 0.25
Recip | System | Constraint | Flex Up | Flexibility | Violation | 1 | 2025-06-12 09:00 | 19.2297 | - | 6 | 9 | 0.25
Recip | System | Constraint | Flex Up | Flexibility | Violation | 1 | 2025-06-12 09:15 | 3.3738 | - | 6 | 9 | 0.25
Recip | System | Constraint | Flex Up | Flexibility | Violation | 1 | 2025-06-12 12:15 | 49.0099 | - | 6 | 12 | 0.25
Recip | System | Constraint | Flex Up | Flexibility | Violation | 1 | 2025-06-12 12:30 | 0.46908 | - | 6 | 12 | 0.25
Recip | System | Constraint | Flex Up | Flexibility | Violation | 1 | 2025-06-12 13:45 | 6.1339 | - | 6 | 13 | 0.25
Recip | System | Constraint | Flex Up | Flexibility | Violation | 1 | 2025-06-12 14:00 | 1.8919 | - | 6 | 14 | 0.25
Recip | System | Constraint | Flex Up | Flexibility | Violation | 1 | 2025-06-12 15:00 | 21.2493 | - | 6 | 15 | 0.25
Recip | System | Constraint | Flex Up | Flexibility | Violation | 1 | 2025-06-12 15:15 | 7.6925 | - | 6 | 15 | 0.25
Recip | System | Constraint | Flex Up | Flexibility | Violation | 1 | 2025-06-12 16:00 | 0.53884 | - | 6 | 16 | 0.25
Recip | System | Constraint | Flex Up | Flexibility | Violation | 1 | 2025-06-12 18:30 | 14.1954 | - | 6 | 18 | 0.25
Recip | System | Constraint | Flex Up | Flexibility | Violation | 1 | 2025-06-12 18:45 | 14.1954 | - | 6 | 18 | 0.25
Recip | System | Constraint | Flex Up | Flexibility | Violation | 1 | 2025-06-12 19:30 | 9.5684 | - | 6 | 19 | 0.25
Recip | System | Constraint | Flex Up | Flexibility | Violation | 1 | 2025-06-12 19:45 | 9.5684 | - | 6 | 19 | 0.25
Recip | System | Constraint | Flex Up | Flexibility | Violation | 1 | 2025-06-12 20:00 | 5.8134 | - | 6 | 20 | 0.25
Recip | System | Constraint | Flex Up | Flexibility | Violation | 1 | 2025-06-12 21:00 | 22.5507 | - | 6 | 21 | 0.25
Recip | System | Constraint | Flex Up | Flexibility | Violation | 1 | 2025-06-13 | 2.1919 | - | 6 | 0 | 0.25
Recip | System | Constraint | Flex Up | Flexibility | Violation | 1 | 2025-06-13 00:15 | 2.1919 | - | 6 | 0 | 0.25
Recip | System | Constraint | Flex Up | Flexibility | Violation | 1 | 2025-06-13 04:15 | 8.3564 | - | 6 | 4 | 0.25
Recip | System | Constraint | Flex Up | Flexibility | Violation | 1 | 2025-06-13 05:45 | 11.9998 | - | 6 | 5 | 0.25
Recip | System | Constraint | Flex Up | Flexibility | Violation | 1 | 2025-06-13 06:00 | 23.1611 | - | 6 | 6 | 0.25
Recip | System | Constraint | Flex Up | Flexibility | Violation | 1 | 2025-06-13 09:15 | 61.131 | - | 6 | 9 | 0.25
Recip | System | Constraint | Flex Up | Flexibility | Violation | 1 | 2025-06-13 11:00 | 27.8192 | - | 6 | 11 | 0.25
Recip | System | Constraint | Flex Up | Flexibility | Violation | 1 | 2025-06-13 11:15 | 11.4659 | - | 6 | 11 | 0.25
Recip | System | Constraint | Flex Up | Flexibility | Violation | 1 | 2025-06-13 12:00 | 4.2793 | - | 6 | 12 | 0.25
Recip | System | Constraint | Flex Up | Flexibility | Violation | 1 | 2025-06-13 14:00 | 19.0921 | - | 6 | 14 | 0.25
Recip | System | Constraint | Flex Up | Flexibility | Violation | 1 | 2025-06-13 14:15 | 7.7992 | - | 6 | 14 | 0.25
Recip | System | Constraint | Flex Up | Flexibility | Violation | 1 | 2025-06-13 15:00 | 4.528 | - | 6 | 15 | 0.25
Recip | System | Constraint | Flex Up | Flexibility | Violation | 1 | 2025-06-13 16:15 | 57.9064 | - | 6 | 16 | 0.25
Recip | System | Constraint | Flex Up | Flexibility | Violation | 1 | 2025-06-13 16:30 | 19.2759 | - | 6 | 16 | 0.25
Recip | System | Constraint | Flex Up | Flexibility | Violation | 1 | 2025-06-13 17:30 | 67.507 | - | 6 | 17 | 0.25
Recip | System | Constraint | Flex Up | Flexibility | Violation | 1 | 2025-06-13 18:15 | 55.5836 | - | 6 | 18 | 0.25
Recip | System | Constraint | Flex Up | Flexibility | Violation | 1 | 2025-06-13 18:30 | 11.4564 | - | 6 | 18 | 0.25
Recip | System | Constraint | Flex Up | Flexibility | Violation | 1 | 2025-06-13 19:45 | 12.3701 | - | 6 | 19 | 0.25
Recip | System | Constraint | Flex Up | Flexibility | Violation | 1 | 2025-06-13 20:30 | 5.7666 | - | 6 | 20 | 0.25
Recip | System | Constraint | Flex Up | Flexibility | Violation | 1 | 2025-06-13 20:45 | 5.287 | - | 6 | 20 | 0.25
Recip | System | Constraint | Flex Up | Flexibility | Violation | 1 | 2025-06-14 06:45 | 60.4014 | - | 6 | 6 | 0.25
Recip | System | Constraint | Flex Up | Flexibility | Violation | 1 | 2025-06-14 09:00 | 7.8661 | - | 6 | 9 | 0.25
Recip | System | Constraint | Flex Up | Flexibility | Violation | 1 | 2025-06-14 17:45 | 5.3085 | - | 6 | 17 | 0.25
Recip | System | Constraint | Flex Up | Flexibility | Violation | 1 | 2025-06-15 17:00 | 1.8486 | - | 6 | 17 | 0.25
Recip | System | Constraint | Flex Up | Flexibility | Violation | 1 | 2025-06-15 17:15 | 1.4469 | - | 6 | 17 | 0.25
Recip | System | Constraint | Flex Up | Flexibility | Violation | 1 | 2025-06-15 17:30 | 5.0453 | - | 6 | 17 | 0.25
Recip | System | Constraint | Flex Up | Flexibility | Violation | 1 | 2025-06-15 17:45 | 7.6437 | - | 6 | 17 | 0.25
Recip | System | Constraint | Flex Up | Flexibility | Violation | 1 | 2025-06-16 06:45 | 43.3459 | - | 6 | 6 | 0.25
Recip | System | Constraint | Flex Up | Flexibility | Violation | 1 | 2025-06-17 06:45 | 31.389 | - | 6 | 6 | 0.25
Recip | System | Constraint | Flex Up | Flexibility | Violation | 1 | 2025-06-17 08:00 | 28.0179 | - | 6 | 8 | 0.25
Recip | System | Constraint | Flex Up | Flexibility | Violation | 1 | 2025-06-17 17:00 | 10.1654 | - | 6 | 17 | 0.25
Recip | System | Constraint | Flex Up | Flexibility | Violation | 1 | 2025-06-18 05:45 | 13.7194 | - | 6 | 5 | 0.25
Recip | System | Constraint | Flex Up | Flexibility | Violation | 1 | 2025-06-18 06:45 | 10.7377 | - | 6 | 6 | 0.25
Recip | System | Constraint | Flex Up | Flexibility | Violation | 1 | 2025-06-19 07:00 | 6.7595 | - | 6 | 7 | 0.25
Recip | System | Constraint | Flex Up | Flexibility | Violation | 1 | 2025-06-20 09:15 | 4.0501 | - | 6 | 9 | 0.25
Recip | System | Constraint | Flex Up | Flexibility | Violation | 1 | 2025-06-20 17:30 | 5.121 | - | 6 | 17 | 0.25
Recip | System | Constraint | Flex Up | Flexibility | Violation | 1 | 2025-06-21 05:45 | 0.050792 | - | 6 | 5 | 0.25
Recip | System | Constraint | Flex Up | Flexibility | Violation | 1 | 2025-06-21 07:15 | 6.0186 | - | 6 | 7 | 0.25
Recip | System | Constraint | Flex Up | Flexibility | Violation | 1 | 2025-06-22 15:45 | 3.6716 | - | 6 | 15 | 0.25
Recip | System | Constraint | Flex Up | Flexibility | Violation | 1 | 2025-06-22 17:45 | 1.8424 | - | 6 | 17 | 0.25
Recip | System | Constraint | Flex Up | Flexibility | Violation | 1 | 2025-06-22 18:00 | 9.7508 | - | 6 | 18 | 0.25
Recip | System | Constraint | Flex Up | Flexibility | Violation | 1 | 2025-06-22 20:30 | 3.0383 | - | 6 | 20 | 0.25
Recip | System | Constraint | Flex Up | Flexibility | Violation | 1 | 2025-06-23 05:45 | 29.8033 | - | 6 | 5 | 0.25
Recip | System | Constraint | Flex Up | Flexibility | Violation | 1 | 2025-06-23 06:00 | 29.6753 | - | 6 | 6 | 0.25
Recip | System | Constraint | Flex Up | Flexibility | Violation | 1 | 2025-06-23 06:15 | 53.6164 | - | 6 | 6 | 0.25
Recip | System | Constraint | Flex Up | Flexibility | Violation | 1 | 2025-06-23 06:30 | 1.0579 | - | 6 | 6 | 0.25
Recip | System | Constraint | Flex Up | Flexibility | Violation | 1 | 2025-06-23 06:45 | 27.4994 | - | 6 | 6 | 0.25
Recip | System | Constraint | Flex Up | Flexibility | Violation | 1 | 2025-06-23 20:00 | 3.2564 | - | 6 | 20 | 0.25
Recip | System | Constraint | Flex Up | Flexibility | Violation | 1 | 2025-06-23 21:15 | 1.5153 | - | 6 | 21 | 0.25
Recip | System | Constraint | Flex Up | Flexibility | Violation | 1 | 2025-06-23 22:30 | 0.42518 | - | 6 | 22 | 0.25
Recip | System | Constraint | Flex Up | Flexibility | Violation | 1 | 2025-06-24 00:45 | 1.026 | - | 6 | 0 | 0.25
Recip | System | Constraint | Flex Up | Flexibility | Violation | 1 | 2025-06-24 01:15 | 1.0325 | - | 6 | 1 | 0.25
Recip | System | Constraint | Flex Up | Flexibility | Violation | 1 | 2025-06-24 03:45 | 7.4115 | - | 6 | 3 | 0.25
Recip | System | Constraint | Flex Up | Flexibility | Violation | 1 | 2025-06-24 09:45 | 6.044 | - | 6 | 9 | 0.25
Recip | System | Constraint | Flex Up | Flexibility | Violation | 1 | 2025-06-24 14:30 | 8.141 | - | 6 | 14 | 0.25
Recip | System | Constraint | Flex Up | Flexibility | Violation | 1 | 2025-06-24 15:00 | 1.1758 | - | 6 | 15 | 0.25
Recip | System | Constraint | Flex Up | Flexibility | Violation | 1 | 2025-06-25 08:45 | 7.3134 | - | 6 | 8 | 0.25
Recip | System | Constraint | Flex Up | Flexibility | Violation | 1 | 2025-06-25 14:00 | 4.8953 | - | 6 | 14 | 0.25
Recip | System | Constraint | Flex Up | Flexibility | Violation | 1 | 2025-06-27 04:45 | 21.6162 | - | 6 | 4 | 0.25
Recip | System | Constraint | Flex Up | Flexibility | Violation | 1 | 2025-06-27 05:45 | 34.5749 | - | 6 | 5 | 0.25
Recip | System | Constraint | Flex Up | Flexibility | Violation | 1 | 2025-06-27 19:00 | 4.2199 | - | 6 | 19 | 0.25
Recip | System | Constraint | Flex Up | Flexibility | Violation | 1 | 2025-06-28 06:45 | 35.3726 | - | 6 | 6 | 0.25
Recip | System | Constraint | Flex Up | Flexibility | Violation | 1 | 2025-06-28 10:15 | 2.9191 | - | 6 | 10 | 0.25
Recip | System | Constraint | Flex Up | Flexibility | Violation | 1 | 2025-06-28 11:15 | 0.35661 | - | 6 | 11 | 0.25
Recip | System | Constraint | Flex Up | Flexibility | Violation | 1 | 2025-06-28 11:30 | 0.35286 | - | 6 | 11 | 0.25
Recip | System | Constraint | Flex Up | Flexibility | Violation | 1 | 2025-06-28 16:45 | 1.063 | - | 6 | 16 | 0.25
Recip | System | Constraint | Flex Up | Flexibility | Violation | 1 | 2025-06-29 16:00 | 3.3499 | - | 6 | 16 | 0.25
Recip | System | Constraint | Flex Up | Flexibility | Violation | 1 | 2025-06-29 17:30 | 1.2346 | - | 6 | 17 | 0.25
Recip | System | Constraint | Flex Up | Flexibility | Violation | 1 | 2025-06-30 19:00 | 48.3791 | - | 6 | 19 | 0.25
Recip | System | Constraint | Flex Up | Flexibility | Violation | 1 | 2025-07-01 07:30 | 11.9945 | - | 7 | 7 | 0.25
Recip | System | Constraint | Flex Up | Flexibility | Violation | 1 | 2025-07-01 07:45 | 17.9265 | - | 7 | 7 | 0.25
Recip | System | Constraint | Flex Up | Flexibility | Violation | 1 | 2025-07-01 18:00 | 99.4154 | - | 7 | 18 | 0.25
Recip | System | Constraint | Flex Up | Flexibility | Violation | 1 | 2025-07-01 18:15 | 39.4256 | - | 7 | 18 | 0.25
Recip | System | Constraint | Flex Up | Flexibility | Violation | 1 | 2025-07-02 04:45 | 7.7142 | - | 7 | 4 | 0.25
Recip | System | Constraint | Flex Up | Flexibility | Violation | 1 | 2025-07-02 06:30 | 13.5772 | - | 7 | 6 | 0.25
Recip | System | Constraint | Flex Up | Flexibility | Violation | 1 | 2025-07-02 06:45 | 69.792 | - | 7 | 6 | 0.25
Recip | System | Constraint | Flex Up | Flexibility | Violation | 1 | 2025-07-02 17:00 | 1.4544 | - | 7 | 17 | 0.25
Recip | System | Constraint | Flex Up | Flexibility | Violation | 1 | 2025-07-02 23:00 | 127.5697 | - | 7 | 23 | 0.25
Recip | System | Constraint | Flex Up | Flexibility | Violation | 1 | 2025-07-02 23:15 | 10.8751 | - | 7 | 23 | 0.25
Recip | System | Constraint | Flex Up | Flexibility | Violation | 1 | 2025-07-04 16:15 | 0.577 | - | 7 | 16 | 0.25
Recip | System | Constraint | Flex Up | Flexibility | Violation | 1 | 2025-07-04 16:30 | 3.5252 | - | 7 | 16 | 0.25
Recip | System | Constraint | Flex Up | Flexibility | Violation | 1 | 2025-07-04 19:00 | 72.8537 | - | 7 | 19 | 0.25
Recip | System | Constraint | Flex Up | Flexibility | Violation | 1 | 2025-07-05 07:45 | 25.7707 | - | 7 | 7 | 0.25
Recip | System | Constraint | Flex Up | Flexibility | Violation | 1 | 2025-07-05 16:00 | 3.5851 | - | 7 | 16 | 0.25
Recip | System | Constraint | Flex Up | Flexibility | Violation | 1 | 2025-07-05 16:15 | 0.88675 | - | 7 | 16 | 0.25
Recip | System | Constraint | Flex Up | Flexibility | Violation | 1 | 2025-07-05 19:00 | 2.0583 | - | 7 | 19 | 0.25
Recip | System | Constraint | Flex Up | Flexibility | Violation | 1 | 2025-07-06 17:45 | 17.3316 | - | 7 | 17 | 0.25
Recip | System | Constraint | Flex Up | Flexibility | Violation | 1 | 2025-07-06 20:00 | 9.1039 | - | 7 | 20 | 0.25
Recip | System | Constraint | Flex Up | Flexibility | Violation | 1 | 2025-07-08 19:00 | 80.9964 | - | 7 | 19 | 0.25
Recip | System | Constraint | Flex Up | Flexibility | Violation | 1 | 2025-07-10 11:00 | 3.0791 | - | 7 | 11 | 0.25
Recip | System | Constraint | Flex Up | Flexibility | Violation | 1 | 2025-07-11 07:45 | 3.9037 | - | 7 | 7 | 0.25
Recip | System | Constraint | Flex Up | Flexibility | Violation | 1 | 2025-07-11 14:30 | 3.5372 | - | 7 | 14 | 0.25
Recip | System | Constraint | Flex Up | Flexibility | Violation | 1 | 2025-07-11 15:00 | 5.4468 | - | 7 | 15 | 0.25
Recip | System | Constraint | Flex Up | Flexibility | Violation | 1 | 2025-07-12 03:30 | 8.7215 | - | 7 | 3 | 0.25
Recip | System | Constraint | Flex Up | Flexibility | Violation | 1 | 2025-07-12 10:15 | 10.1355 | - | 7 | 10 | 0.25
Recip | System | Constraint | Flex Up | Flexibility | Violation | 1 | 2025-07-13 17:00 | 70.5288 | - | 7 | 17 | 0.25
Recip | System | Constraint | Flex Up | Flexibility | Violation | 1 | 2025-07-13 17:15 | 47.1357 | - | 7 | 17 | 0.25
Recip | System | Constraint | Flex Up | Flexibility | Violation | 1 | 2025-07-13 17:30 | 25.7426 | - | 7 | 17 | 0.25
Recip | System | Constraint | Flex Up | Flexibility | Violation | 1 | 2025-07-13 19:00 | 15.2109 | - | 7 | 19 | 0.25
Recip | System | Constraint | Flex Up | Flexibility | Violation | 1 | 2025-07-14 15:45 | 29.0514 | - | 7 | 15 | 0.25
Recip | System | Constraint | Flex Up | Flexibility | Violation | 1 | 2025-07-14 16:00 | 68.8886 | - | 7 | 16 | 0.25
Recip | System | Constraint | Flex Up | Flexibility | Violation | 1 | 2025-07-14 16:15 | 48.1612 | - | 7 | 16 | 0.25
Recip | System | Constraint | Flex Up | Flexibility | Violation | 1 | 2025-07-14 18:00 | 62.4041 | - | 7 | 18 | 0.25
Recip | System | Constraint | Flex Up | Flexibility | Violation | 1 | 2025-07-15 13:30 | 0.3005 | - | 7 | 13 | 0.25
Recip | System | Constraint | Flex Up | Flexibility | Violation | 1 | 2025-07-15 13:45 | 5.9529 | - | 7 | 13 | 0.25
Recip | System | Constraint | Flex Up | Flexibility | Violation | 1 | 2025-07-15 20:00 | 28.2112 | - | 7 | 20 | 0.25
Recip | System | Constraint | Flex Up | Flexibility | Violation | 1 | 2025-07-16 04:45 | 26.1804 | - | 7 | 4 | 0.25
Recip | System | Constraint | Flex Up | Flexibility | Violation | 1 | 2025-07-16 10:15 | 8.8368 | - | 7 | 10 | 0.25
Recip | System | Constraint | Flex Up | Flexibility | Violation | 1 | 2025-07-16 18:00 | 35.0648 | - | 7 | 18 | 0.25
Recip | System | Constraint | Flex Up | Flexibility | Violation | 1 | 2025-07-17 16:00 | 55.8704 | - | 7 | 16 | 0.25
Recip | System | Constraint | Flex Up | Flexibility | Violation | 1 | 2025-07-18 06:45 | 16.4735 | - | 7 | 6 | 0.25
Recip | System | Constraint | Flex Up | Flexibility | Violation | 1 | 2025-07-19 06:45 | 15.8701 | - | 7 | 6 | 0.25
Recip | System | Constraint | Flex Up | Flexibility | Violation | 1 | 2025-07-19 15:15 | 6.6777 | - | 7 | 15 | 0.25
Recip | System | Constraint | Flex Up | Flexibility | Violation | 1 | 2025-07-19 19:00 | 57.8804 | - | 7 | 19 | 0.25
Recip | System | Constraint | Flex Up | Flexibility | Violation | 1 | 2025-07-20 07:45 | 9.6589 | - | 7 | 7 | 0.25
Recip | System | Constraint | Flex Up | Flexibility | Violation | 1 | 2025-07-20 08:45 | 21.4336 | - | 7 | 8 | 0.25
Recip | System | Constraint | Flex Up | Flexibility | Violation | 1 | 2025-07-21 07:45 | 34.8028 | - | 7 | 7 | 0.25
Recip | System | Constraint | Flex Up | Flexibility | Violation | 1 | 2025-07-21 08:45 | 15.7638 | - | 7 | 8 | 0.25
Recip | System | Constraint | Flex Up | Flexibility | Violation | 1 | 2025-07-21 09:15 | 1.3691 | - | 7 | 9 | 0.25
Recip | System | Constraint | Flex Up | Flexibility | Violation | 1 | 2025-07-21 20:00 | 0.69422 | - | 7 | 20 | 0.25
Recip | System | Constraint | Flex Up | Flexibility | Violation | 1 | 2025-07-22 07:45 | 2.171 | - | 7 | 7 | 0.25
Recip | System | Constraint | Flex Up | Flexibility | Violation | 1 | 2025-07-22 08:30 | 6.359 | - | 7 | 8 | 0.25
Recip | System | Constraint | Flex Up | Flexibility | Violation | 1 | 2025-07-22 08:45 | 30.1151 | - | 7 | 8 | 0.25
Recip | System | Constraint | Flex Up | Flexibility | Violation | 1 | 2025-07-24 17:45 | 20.6958 | - | 7 | 17 | 0.25
Recip | System | Constraint | Flex Up | Flexibility | Violation | 1 | 2025-07-24 19:00 | 43.6926 | - | 7 | 19 | 0.25
Recip | System | Constraint | Flex Up | Flexibility | Violation | 1 | 2025-07-25 05:15 | 54.337 | - | 7 | 5 | 0.25
Recip | System | Constraint | Flex Up | Flexibility | Violation | 1 | 2025-07-25 16:30 | 14.6732 | - | 7 | 16 | 0.25
Recip | System | Constraint | Flex Up | Flexibility | Violation | 1 | 2025-07-25 16:45 | 20.6998 | - | 7 | 16 | 0.25
Recip | System | Constraint | Flex Up | Flexibility | Violation | 1 | 2025-07-26 07:45 | 11.1639 | - | 7 | 7 | 0.25
Recip | System | Constraint | Flex Up | Flexibility | Violation | 1 | 2025-07-26 19:00 | 49.6391 | - | 7 | 19 | 0.25
Recip | System | Constraint | Flex Up | Flexibility | Violation | 1 | 2025-07-27 13:15 | 1.0315 | - | 7 | 13 | 0.25
Recip | System | Constraint | Flex Up | Flexibility | Violation | 1 | 2025-07-27 15:30 | 0.22057 | - | 7 | 15 | 0.25
Recip | System | Constraint | Flex Up | Flexibility | Violation | 1 | 2025-07-27 17:00 | 0.35888 | - | 7 | 17 | 0.25
Recip | System | Constraint | Flex Up | Flexibility | Violation | 1 | 2025-07-28 07:45 | 15.6109 | - | 7 | 7 | 0.25
Recip | System | Constraint | Flex Up | Flexibility | Violation | 1 | 2025-07-28 09:00 | 1.3372 | - | 7 | 9 | 0.25
Recip | System | Constraint | Flex Up | Flexibility | Violation | 1 | 2025-07-28 09:30 | 11.3847 | - | 7 | 9 | 0.25
Recip | System | Constraint | Flex Up | Flexibility | Violation | 1 | 2025-07-28 10:00 | 0.43739 | - | 7 | 10 | 0.25
Recip | System | Constraint | Flex Up | Flexibility | Violation | 1 | 2025-07-28 12:00 | 10.3086 | - | 7 | 12 | 0.25
Recip | System | Constraint | Flex Up | Flexibility | Violation | 1 | 2025-07-28 17:00 | 59.9225 | - | 7 | 17 | 0.25
Recip | System | Constraint | Flex Up | Flexibility | Violation | 1 | 2025-07-29 04:15 | 35.6617 | - | 7 | 4 | 0.25
Recip | System | Constraint | Flex Up | Flexibility | Violation | 1 | 2025-07-29 04:30 | 8.7453 | - | 7 | 4 | 0.25
Recip | System | Constraint | Flex Up | Flexibility | Violation | 1 | 2025-07-29 05:15 | 22.2667 | - | 7 | 5 | 0.25
Recip | System | Constraint | Flex Up | Flexibility | Violation | 1 | 2025-07-29 05:30 | 16.5093 | - | 7 | 5 | 0.25
Recip | System | Constraint | Flex Up | Flexibility | Violation | 1 | 2025-07-30 06:45 | 53.2957 | - | 7 | 6 | 0.25
Recip | System | Constraint | Flex Up | Flexibility | Violation | 1 | 2025-07-30 09:30 | 7.1083 | - | 7 | 9 | 0.25
Recip | System | Constraint | Flex Up | Flexibility | Violation | 1 | 2025-07-30 21:00 | 19.3613 | - | 7 | 21 | 0.25
Recip | System | Constraint | Flex Up | Flexibility | Violation | 1 | 2025-07-31 22:00 | 0.3438 | - | 7 | 22 | 0.25
Recip | System | Constraint | Flex Up | Flexibility | Violation | 1 | 2025-08-01 07:00 | 3.7392 | - | 8 | 7 | 0.25
Recip | System | Constraint | Flex Up | Flexibility | Violation | 1 | 2025-08-01 07:45 | 63.6125 | - | 8 | 7 | 0.25
Recip | System | Constraint | Flex Up | Flexibility | Violation | 1 | 2025-08-01 08:45 | 12.6761 | - | 8 | 8 | 0.25
Recip | System | Constraint | Flex Up | Flexibility | Violation | 1 | 2025-08-01 10:15 | 7.3902 | - | 8 | 10 | 0.25
Recip | System | Constraint | Flex Up | Flexibility | Violation | 1 | 2025-08-01 10:30 | 19.0891 | - | 8 | 10 | 0.25
Recip | System | Constraint | Flex Up | Flexibility | Violation | 1 | 2025-08-01 10:45 | 12.788 | - | 8 | 10 | 0.25
Recip | System | Constraint | Flex Up | Flexibility | Violation | 1 | 2025-08-01 16:30 | 10.7112 | - | 8 | 16 | 0.25
Recip | System | Constraint | Flex Up | Flexibility | Violation | 1 | 2025-08-01 16:45 | 2.508 | - | 8 | 16 | 0.25
Recip | System | Constraint | Flex Up | Flexibility | Violation | 1 | 2025-08-01 17:00 | 22.0478 | - | 8 | 17 | 0.25
Recip | System | Constraint | Flex Up | Flexibility | Violation | 1 | 2025-08-01 18:00 | 61.8311 | - | 8 | 18 | 0.25
Recip | System | Constraint | Flex Up | Flexibility | Violation | 1 | 2025-08-03 08:45 | 25.2152 | - | 8 | 8 | 0.25
Recip | System | Constraint | Flex Up | Flexibility | Violation | 1 | 2025-08-04 06:45 | 49.5363 | - | 8 | 6 | 0.25
Recip | System | Constraint | Flex Up | Flexibility | Violation | 1 | 2025-08-04 07:30 | 4.0937 | - | 8 | 7 | 0.25
Recip | System | Constraint | Flex Up | Flexibility | Violation | 1 | 2025-08-05 04:00 | 3.5279 | - | 8 | 4 | 0.25
Recip | System | Constraint | Flex Up | Flexibility | Violation | 1 | 2025-08-05 04:15 | 76.097 | - | 8 | 4 | 0.25
Recip | System | Constraint | Flex Up | Flexibility | Violation | 1 | 2025-08-05 04:30 | 124.6661 | - | 8 | 4 | 0.25
Recip | System | Constraint | Flex Up | Flexibility | Violation | 1 | 2025-08-05 04:45 | 133.2352 | - | 8 | 4 | 0.25
Recip | System | Constraint | Flex Up | Flexibility | Violation | 1 | 2025-08-05 05:00 | 143.5614 | - | 8 | 5 | 0.25
Recip | System | Constraint | Flex Up | Flexibility | Violation | 1 | 2025-08-05 05:15 | 67.4579 | - | 8 | 5 | 0.25
Recip | System | Constraint | Flex Up | Flexibility | Violation | 1 | 2025-08-05 05:30 | 84.0692 | - | 8 | 5 | 0.25
Recip | System | Constraint | Flex Up | Flexibility | Violation | 1 | 2025-08-06 06:45 | 82.4304 | - | 8 | 6 | 0.25
Recip | System | Constraint | Flex Up | Flexibility | Violation | 1 | 2025-08-06 18:00 | 110.0163 | - | 8 | 18 | 0.25
Recip | System | Constraint | Flex Up | Flexibility | Violation | 1 | 2025-08-07 06:45 | 1.3908 | - | 8 | 6 | 0.25
Recip | System | Constraint | Flex Up | Flexibility | Violation | 1 | 2025-08-07 07:00 | 24.9347 | - | 8 | 7 | 0.25
Recip | System | Constraint | Flex Up | Flexibility | Violation | 1 | 2025-08-07 12:00 | 27.453 | - | 8 | 12 | 0.25
Recip | System | Constraint | Flex Up | Flexibility | Violation | 1 | 2025-08-07 12:15 | 26.7913 | - | 8 | 12 | 0.25
Recip | System | Constraint | Flex Up | Flexibility | Violation | 1 | 2025-08-07 12:30 | 9.7177 | - | 8 | 12 | 0.25
Recip | System | Constraint | Flex Up | Flexibility | Violation | 1 | 2025-08-07 17:30 | 35.8272 | - | 8 | 17 | 0.25
Recip | System | Constraint | Flex Up | Flexibility | Violation | 1 | 2025-08-07 19:00 | 24.9109 | - | 8 | 19 | 0.25
Recip | System | Constraint | Flex Up | Flexibility | Violation | 1 | 2025-08-08 06:45 | 43.7546 | - | 8 | 6 | 0.25
Recip | System | Constraint | Flex Up | Flexibility | Violation | 1 | 2025-08-08 18:00 | 1.7351 | - | 8 | 18 | 0.25
Recip | System | Constraint | Flex Up | Flexibility | Violation | 1 | 2025-08-09 12:00 | 0.6606 | - | 8 | 12 | 0.25
Recip | System | Constraint | Flex Up | Flexibility | Violation | 1 | 2025-08-10 06:15 | 22.5546 | - | 8 | 6 | 0.25
Recip | System | Constraint | Flex Up | Flexibility | Violation | 1 | 2025-08-10 06:30 | 14.589 | - | 8 | 6 | 0.25
Recip | System | Constraint | Flex Up | Flexibility | Violation | 1 | 2025-08-10 06:45 | 79.6235 | - | 8 | 6 | 0.25
Recip | System | Constraint | Flex Up | Flexibility | Violation | 1 | 2025-08-10 19:45 | 10.9022 | - | 8 | 19 | 0.25
Recip | System | Constraint | Flex Up | Flexibility | Violation | 1 | 2025-08-11 09:15 | 27.9892 | - | 8 | 9 | 0.25
Recip | System | Constraint | Flex Up | Flexibility | Violation | 1 | 2025-08-11 09:30 | 37.1287 | - | 8 | 9 | 0.25
Recip | System | Constraint | Flex Up | Flexibility | Violation | 1 | 2025-08-11 09:45 | 38.0481 | - | 8 | 9 | 0.25
Recip | System | Constraint | Flex Up | Flexibility | Violation | 1 | 2025-08-12 05:15 | 2.4724 | - | 8 | 5 | 0.25
Recip | System | Constraint | Flex Up | Flexibility | Violation | 1 | 2025-08-12 20:00 | 20.6317 | - | 8 | 20 | 0.25
Recip | System | Constraint | Flex Up | Flexibility | Violation | 1 | 2025-08-13 06:45 | 11.2393 | - | 8 | 6 | 0.25
Recip | System | Constraint | Flex Up | Flexibility | Violation | 1 | 2025-08-13 07:45 | 44.3642 | - | 8 | 7 | 0.25
Recip | System | Constraint | Flex Up | Flexibility | Violation | 1 | 2025-08-13 08:30 | 1.8721 | - | 8 | 8 | 0.25
Recip | System | Constraint | Flex Up | Flexibility | Violation | 1 | 2025-08-14 03:00 | 0.13469 | - | 8 | 3 | 0.25
Recip | System | Constraint | Flex Up | Flexibility | Violation | 1 | 2025-08-14 04:00 | 2.7332 | - | 8 | 4 | 0.25
Recip | System | Constraint | Flex Up | Flexibility | Violation | 1 | 2025-08-16 06:00 | 45.144 | - | 8 | 6 | 0.25
Recip | System | Constraint | Flex Up | Flexibility | Violation | 1 | 2025-08-16 07:00 | 63.6126 | - | 8 | 7 | 0.25
Recip | System | Constraint | Flex Up | Flexibility | Violation | 1 | 2025-08-16 07:45 | 49.1275 | - | 8 | 7 | 0.25
Recip | System | Constraint | Flex Up | Flexibility | Violation | 1 | 2025-08-16 08:00 | 77.7908 | - | 8 | 8 | 0.25
Recip | System | Constraint | Flex Up | Flexibility | Violation | 1 | 2025-08-16 18:15 | 4.8272 | - | 8 | 18 | 0.25
Recip | System | Constraint | Flex Up | Flexibility | Violation | 1 | 2025-08-16 18:30 | 41.1845 | - | 8 | 18 | 0.25
Recip | System | Constraint | Flex Up | Flexibility | Violation | 1 | 2025-08-16 18:45 | 49.5419 | - | 8 | 18 | 0.25
Recip | System | Constraint | Flex Up | Flexibility | Violation | 1 | 2025-08-16 20:15 | 22.9095 | - | 8 | 20 | 0.25
Recip | System | Constraint | Flex Up | Flexibility | Violation | 1 | 2025-08-16 21:45 | 14.3174 | - | 8 | 21 | 0.25
Recip | System | Constraint | Flex Up | Flexibility | Violation | 1 | 2025-08-17 16:00 | 10.7117 | - | 8 | 16 | 0.25
Recip | System | Constraint | Flex Up | Flexibility | Violation | 1 | 2025-08-17 16:15 | 16.0189 | - | 8 | 16 | 0.25
Recip | System | Constraint | Flex Up | Flexibility | Violation | 1 | 2025-08-17 16:30 | 24.3262 | - | 8 | 16 | 0.25
Recip | System | Constraint | Flex Up | Flexibility | Violation | 1 | 2025-08-17 16:45 | 21.6334 | - | 8 | 16 | 0.25
Recip | System | Constraint | Flex Up | Flexibility | Violation | 1 | 2025-08-18 06:00 | 51.585 | - | 8 | 6 | 0.25
Recip | System | Constraint | Flex Up | Flexibility | Violation | 1 | 2025-08-18 06:15 | 68.8095 | - | 8 | 6 | 0.25
Recip | System | Constraint | Flex Up | Flexibility | Violation | 1 | 2025-08-18 06:30 | 17.5341 | - | 8 | 6 | 0.25
Recip | System | Constraint | Flex Up | Flexibility | Violation | 1 | 2025-08-19 09:00 | 6.179 | - | 8 | 9 | 0.25
Recip | System | Constraint | Flex Up | Flexibility | Violation | 1 | 2025-08-20 04:45 | 2.3064 | - | 8 | 4 | 0.25
Recip | System | Constraint | Flex Up | Flexibility | Violation | 1 | 2025-08-20 05:00 | 0.11359 | - | 8 | 5 | 0.25
Recip | System | Constraint | Flex Up | Flexibility | Violation | 1 | 2025-08-20 08:45 | 7.2837 | - | 8 | 8 | 0.25
Recip | System | Constraint | Flex Up | Flexibility | Violation | 1 | 2025-08-20 09:00 | 2.6022 | - | 8 | 9 | 0.25
Recip | System | Constraint | Flex Up | Flexibility | Violation | 1 | 2025-08-20 09:45 | 7.3358 | - | 8 | 9 | 0.25
Recip | System | Constraint | Flex Up | Flexibility | Violation | 1 | 2025-08-21 06:45 | 53.158 | - | 8 | 6 | 0.25
Recip | System | Constraint | Flex Up | Flexibility | Violation | 1 | 2025-08-21 07:15 | 18.5259 | - | 8 | 7 | 0.25
Recip | System | Constraint | Flex Up | Flexibility | Violation | 1 | 2025-08-21 19:00 | 35.0996 | - | 8 | 19 | 0.25
Recip | System | Constraint | Flex Up | Flexibility | Violation | 1 | 2025-08-22 06:45 | 24.4787 | - | 8 | 6 | 0.25
Recip | System | Constraint | Flex Up | Flexibility | Violation | 1 | 2025-08-22 09:15 | 2.9767 | - | 8 | 9 | 0.25
Recip | System | Constraint | Flex Up | Flexibility | Violation | 1 | 2025-08-22 14:15 | 5.8199 | - | 8 | 14 | 0.25
Recip | System | Constraint | Flex Up | Flexibility | Violation | 1 | 2025-08-22 14:30 | 3.0957 | - | 8 | 14 | 0.25
Recip | System | Constraint | Flex Up | Flexibility | Violation | 1 | 2025-08-22 19:30 | 24.9109 | - | 8 | 19 | 0.25
Recip | System | Constraint | Flex Up | Flexibility | Violation | 1 | 2025-08-22 19:45 | 24.9109 | - | 8 | 19 | 0.25
Recip | System | Constraint | Flex Up | Flexibility | Violation | 1 | 2025-08-27 08:00 | 25.2439 | - | 8 | 8 | 0.25
Recip | System | Constraint | Flex Up | Flexibility | Violation | 1 | 2025-08-27 08:15 | 32.8452 | - | 8 | 8 | 0.25
Recip | System | Constraint | Flex Up | Flexibility | Violation | 1 | 2025-08-27 08:30 | 0.94797 | - | 8 | 8 | 0.25
Recip | System | Constraint | Flex Up | Flexibility | Violation | 1 | 2025-08-28 08:45 | 9.5644 | - | 8 | 8 | 0.25
Recip | System | Constraint | Flex Up | Flexibility | Violation | 1 | 2025-08-29 06:00 | 18.6786 | - | 8 | 6 | 0.25
Recip | System | Constraint | Flex Up | Flexibility | Violation | 1 | 2025-08-30 06:45 | 72.6906 | - | 8 | 6 | 0.25
Recip | System | Constraint | Flex Up | Flexibility | Violation | 1 | 2025-08-30 16:45 | 15.0567 | - | 8 | 16 | 0.25
Recip | System | Constraint | Flex Up | Flexibility | Violation | 1 | 2025-08-31 06:45 | 7.2388 | - | 8 | 6 | 0.25
Recip | System | Constraint | Flex Up | Flexibility | Violation | 1 | 2025-08-31 19:45 | 1.9269 | - | 8 | 19 | 0.25
Recip | System | Constraint | Flex Up | Flexibility | Violation | 1 | 2025-09-02 06:30 | 60.4124 | - | 9 | 6 | 0.25
Recip | System | Constraint | Flex Up | Flexibility | Violation | 1 | 2025-09-02 16:45 | 5.6777 | - | 9 | 16 | 0.25
Recip | System | Constraint | Flex Up | Flexibility | Violation | 1 | 2025-09-03 16:30 | 0.12208 | - | 9 | 16 | 0.25
Recip | System | Constraint | Flex Up | Flexibility | Violation | 1 | 2025-09-03 22:15 | 3.3865 | - | 9 | 22 | 0.25
Recip | System | Constraint | Flex Up | Flexibility | Violation | 1 | 2025-09-04 06:30 | 3.246 | - | 9 | 6 | 0.25
Recip | System | Constraint | Flex Up | Flexibility | Violation | 1 | 2025-09-04 06:45 | 42.1457 | - | 9 | 6 | 0.25
Recip | System | Constraint | Flex Up | Flexibility | Violation | 1 | 2025-09-04 16:00 | 14.2132 | - | 9 | 16 | 0.25
Recip | System | Constraint | Flex Up | Flexibility | Violation | 1 | 2025-09-05 08:45 | 0.93009 | - | 9 | 8 | 0.25
Recip | System | Constraint | Flex Up | Flexibility | Violation | 1 | 2025-09-06 06:45 | 11.1233 | - | 9 | 6 | 0.25
Recip | System | Constraint | Flex Up | Flexibility | Violation | 1 | 2025-09-08 17:00 | 71.2437 | - | 9 | 17 | 0.25
Recip | System | Constraint | Flex Up | Flexibility | Violation | 1 | 2025-09-08 17:15 | 20.8767 | - | 9 | 17 | 0.25
Recip | System | Constraint | Flex Up | Flexibility | Violation | 1 | 2025-09-09 07:45 | 16.342 | - | 9 | 7 | 0.25
Recip | System | Constraint | Flex Up | Flexibility | Violation | 1 | 2025-09-09 16:15 | 0.74452 | - | 9 | 16 | 0.25
Recip | System | Constraint | Flex Up | Flexibility | Violation | 1 | 2025-09-09 16:30 | 17.1394 | - | 9 | 16 | 0.25
Recip | System | Constraint | Flex Up | Flexibility | Violation | 1 | 2025-09-09 16:45 | 31.5343 | - | 9 | 16 | 0.25
Recip | System | Constraint | Flex Up | Flexibility | Violation | 1 | 2025-09-09 18:45 | 15.4839 | - | 9 | 18 | 0.25
Recip | System | Constraint | Flex Up | Flexibility | Violation | 1 | 2025-09-10 16:30 | 7.8831 | - | 9 | 16 | 0.25
Recip | System | Constraint | Flex Up | Flexibility | Violation | 1 | 2025-09-10 16:45 | 9.2935 | - | 9 | 16 | 0.25
Recip | System | Constraint | Flex Up | Flexibility | Violation | 1 | 2025-09-10 18:45 | 5.4048 | - | 9 | 18 | 0.25
Recip | System | Constraint | Flex Up | Flexibility | Violation | 1 | 2025-09-11 08:00 | 1.9927 | - | 9 | 8 | 0.25
Recip | System | Constraint | Flex Up | Flexibility | Violation | 1 | 2025-09-12 05:45 | 24.0241 | - | 9 | 5 | 0.25
Recip | System | Constraint | Flex Up | Flexibility | Violation | 1 | 2025-09-12 16:45 | 2.4096 | - | 9 | 16 | 0.25
Recip | System | Constraint | Flex Up | Flexibility | Violation | 1 | 2025-09-12 18:30 | 5.4922 | - | 9 | 18 | 0.25
Recip | System | Constraint | Flex Up | Flexibility | Violation | 1 | 2025-09-12 18:45 | 28.9359 | - | 9 | 18 | 0.25
Recip | System | Constraint | Flex Up | Flexibility | Violation | 1 | 2025-09-13 06:15 | 14.0559 | - | 9 | 6 | 0.25
Recip | System | Constraint | Flex Up | Flexibility | Violation | 1 | 2025-09-13 06:45 | 33.6316 | - | 9 | 6 | 0.25
Recip | System | Constraint | Flex Up | Flexibility | Violation | 1 | 2025-09-13 17:45 | 6.5176 | - | 9 | 17 | 0.25
Recip | System | Constraint | Flex Up | Flexibility | Violation | 1 | 2025-09-13 18:45 | 47.4806 | - | 9 | 18 | 0.25
Recip | System | Constraint | Flex Up | Flexibility | Violation | 1 | 2025-09-16 06:30 | 13.5545 | - | 9 | 6 | 0.25
Recip | System | Constraint | Flex Up | Flexibility | Violation | 1 | 2025-09-16 06:45 | 52.2968 | - | 9 | 6 | 0.25
Recip | System | Constraint | Flex Up | Flexibility | Violation | 1 | 2025-09-16 07:30 | 16.5594 | - | 9 | 7 | 0.25
Recip | System | Constraint | Flex Up | Flexibility | Violation | 1 | 2025-09-16 07:45 | 25.9803 | - | 9 | 7 | 0.25
Recip | System | Constraint | Flex Up | Flexibility | Violation | 1 | 2025-09-16 16:15 | 21.285 | - | 9 | 16 | 0.25
Recip | System | Constraint | Flex Up | Flexibility | Violation | 1 | 2025-09-16 17:45 | 0.3295 | - | 9 | 17 | 0.25
Recip | System | Constraint | Flex Up | Flexibility | Violation | 1 | 2025-09-16 18:00 | 2.5585 | - | 9 | 18 | 0.25
Recip | System | Constraint | Flex Up | Flexibility | Violation | 1 | 2025-09-16 18:15 | 12.6866 | - | 9 | 18 | 0.25
Recip | System | Constraint | Flex Up | Flexibility | Violation | 1 | 2025-09-16 18:30 | 17.8146 | - | 9 | 18 | 0.25
Recip | System | Constraint | Flex Up | Flexibility | Violation | 1 | 2025-09-16 18:45 | 27.9427 | - | 9 | 18 | 0.25
Recip | System | Constraint | Flex Up | Flexibility | Violation | 1 | 2025-09-17 07:30 | 0.55099 | - | 9 | 7 | 0.25
Recip | System | Constraint | Flex Up | Flexibility | Violation | 1 | 2025-09-19 05:45 | 3.947 | - | 9 | 5 | 0.25
Recip | System | Constraint | Flex Up | Flexibility | Violation | 1 | 2025-09-20 06:30 | 8.836 | - | 9 | 6 | 0.25
Recip | System | Constraint | Flex Up | Flexibility | Violation | 1 | 2025-09-20 06:45 | 43.5478 | - | 9 | 6 | 0.25
Recip | System | Constraint | Flex Up | Flexibility | Violation | 1 | 2025-09-21 09:30 | 0.33838 | - | 9 | 9 | 0.25
Recip | System | Constraint | Flex Up | Flexibility | Violation | 1 | 2025-09-21 16:00 | 44.8646 | - | 9 | 16 | 0.25
Recip | System | Constraint | Flex Up | Flexibility | Violation | 1 | 2025-09-21 16:15 | 9.7148 | - | 9 | 16 | 0.25
Recip | System | Constraint | Flex Up | Flexibility | Violation | 1 | 2025-09-21 18:00 | 23.9721 | - | 9 | 18 | 0.25
Recip | System | Constraint | Flex Up | Flexibility | Violation | 1 | 2025-09-22 18:00 | 31.595 | - | 9 | 18 | 0.25
Recip | System | Constraint | Flex Up | Flexibility | Violation | 1 | 2025-09-22 18:15 | 18.8751 | - | 9 | 18 | 0.25
Recip | System | Constraint | Flex Up | Flexibility | Violation | 1 | 2025-09-23 15:00 | 17.1909 | - | 9 | 15 | 0.25
Recip | System | Constraint | Flex Up | Flexibility | Violation | 1 | 2025-09-23 15:15 | 44.0065 | - | 9 | 15 | 0.25
Recip | System | Constraint | Flex Up | Flexibility | Violation | 1 | 2025-09-23 15:45 | 19.1377 | - | 9 | 15 | 0.25
Recip | System | Constraint | Flex Up | Flexibility | Violation | 1 | 2025-09-23 16:15 | 9.3686 | - | 9 | 16 | 0.25
Recip | System | Constraint | Flex Up | Flexibility | Violation | 1 | 2025-09-23 16:30 | 20.6605 | - | 9 | 16 | 0.25
Recip | System | Constraint | Flex Up | Flexibility | Violation | 1 | 2025-09-23 16:45 | 27.9523 | - | 9 | 16 | 0.25
Recip | System | Constraint | Flex Up | Flexibility | Violation | 1 | 2025-09-23 17:45 | 12.9834 | - | 9 | 17 | 0.25
Recip | System | Constraint | Flex Up | Flexibility | Violation | 1 | 2025-09-23 18:30 | 44.5057 | - | 9 | 18 | 0.25
Recip | System | Constraint | Flex Up | Flexibility | Violation | 1 | 2025-09-23 18:45 | 92.7295 | - | 9 | 18 | 0.25
Recip | System | Constraint | Flex Up | Flexibility | Violation | 1 | 2025-09-24 06:00 | 74.7783 | - | 9 | 6 | 0.25
Recip | System | Constraint | Flex Up | Flexibility | Violation | 1 | 2025-09-24 06:15 | 17.2898 | - | 9 | 6 | 0.25
Recip | System | Constraint | Flex Up | Flexibility | Violation | 1 | 2025-09-24 06:30 | 30.8012 | - | 9 | 6 | 0.25
Recip | System | Constraint | Flex Up | Flexibility | Violation | 1 | 2025-09-24 06:45 | 31.3127 | - | 9 | 6 | 0.25
Recip | System | Constraint | Flex Up | Flexibility | Violation | 1 | 2025-09-24 08:15 | 4.6098 | - | 9 | 8 | 0.25
Recip | System | Constraint | Flex Up | Flexibility | Violation | 1 | 2025-09-24 08:45 | 17.3362 | - | 9 | 8 | 0.25
Recip | System | Constraint | Flex Up | Flexibility | Violation | 1 | 2025-09-24 12:00 | 6.7017 | - | 9 | 12 | 0.25
Recip | System | Constraint | Flex Up | Flexibility | Violation | 1 | 2025-09-24 12:15 | 4.6081 | - | 9 | 12 | 0.25
Recip | System | Constraint | Flex Up | Flexibility | Violation | 1 | 2025-09-24 14:15 | 6.5334 | - | 9 | 14 | 0.25
Recip | System | Constraint | Flex Up | Flexibility | Violation | 1 | 2025-09-24 18:00 | 21.6698 | - | 9 | 18 | 0.25
Recip | System | Constraint | Flex Up | Flexibility | Violation | 1 | 2025-09-24 23:00 | 1.4715 | - | 9 | 23 | 0.25
Recip | System | Constraint | Flex Up | Flexibility | Violation | 1 | 2025-09-25 17:00 | 27.1867 | - | 9 | 17 | 0.25
Recip | System | Constraint | Flex Up | Flexibility | Violation | 1 | 2025-09-26 05:00 | 64.9927 | - | 9 | 5 | 0.25
Recip | System | Constraint | Flex Up | Flexibility | Violation | 1 | 2025-09-26 05:45 | 18.5453 | - | 9 | 5 | 0.25
Recip | System | Constraint | Flex Up | Flexibility | Violation | 1 | 2025-09-27 06:00 | 36.2715 | - | 9 | 6 | 0.25
Recip | System | Constraint | Flex Up | Flexibility | Violation | 1 | 2025-09-27 06:30 | 36.3264 | - | 9 | 6 | 0.25
Recip | System | Constraint | Flex Up | Flexibility | Violation | 1 | 2025-09-27 06:45 | 80.8538 | - | 9 | 6 | 0.25
Recip | System | Constraint | Flex Up | Flexibility | Violation | 1 | 2025-09-27 07:30 | 19.897 | - | 9 | 7 | 0.25
Recip | System | Constraint | Flex Up | Flexibility | Violation | 1 | 2025-09-27 07:45 | 23.4447 | - | 9 | 7 | 0.25
Recip | System | Constraint | Flex Up | Flexibility | Violation | 1 | 2025-09-29 05:30 | 23.2636 | - | 9 | 5 | 0.25
Recip | System | Constraint | Flex Up | Flexibility | Violation | 1 | 2025-09-29 05:45 | 91.3685 | - | 9 | 5 | 0.25
Recip | System | Constraint | Flex Up | Flexibility | Violation | 1 | 2025-09-29 22:30 | 0.046354 | - | 9 | 22 | 0.25
Recip | System | Constraint | Flex Up | Flexibility | Violation | 1 | 2025-09-30 05:30 | 11.2058 | - | 9 | 5 | 0.25
Recip | System | Constraint | Flex Up | Flexibility | Violation | 1 | 2025-09-30 05:45 | 107.0089 | - | 9 | 5 | 0.25
Recip | System | Constraint | Flex Up | Flexibility | Violation | 1 | 2025-09-30 18:15 | 25.0517 | - | 9 | 18 | 0.25
Recip | System | Constraint | Flex Up | Flexibility | Violation | 1 | 2025-09-30 18:30 | 20.3868 | - | 9 | 18 | 0.25
Recip | System | Constraint | Flex Up | Flexibility | Violation | 1 | 2025-10-01 05:45 | 53.3164 | - | 10 | 5 | 0.25
Recip | System | Constraint | Flex Up | Flexibility | Violation | 1 | 2025-10-01 16:00 | 10.1474 | - | 10 | 16 | 0.25
Recip | System | Constraint | Flex Up | Flexibility | Violation | 1 | 2025-10-01 16:15 | 14.1316 | - | 10 | 16 | 0.25
Recip | System | Constraint | Flex Up | Flexibility | Violation | 1 | 2025-10-01 16:30 | 22.1159 | - | 10 | 16 | 0.25
Recip | System | Constraint | Flex Up | Flexibility | Violation | 1 | 2025-10-02 05:30 | 9.4119 | - | 10 | 5 | 0.25
Recip | System | Constraint | Flex Up | Flexibility | Violation | 1 | 2025-10-02 05:45 | 84.0246 | - | 10 | 5 | 0.25
Recip | System | Constraint | Flex Up | Flexibility | Violation | 1 | 2025-10-03 21:00 | 57.3652 | - | 10 | 21 | 0.25
Recip | System | Constraint | Flex Up | Flexibility | Violation | 1 | 2025-10-04 06:00 | 1.3535 | - | 10 | 6 | 0.25
Recip | System | Constraint | Flex Up | Flexibility | Violation | 1 | 2025-10-04 06:45 | 76.1276 | - | 10 | 6 | 0.25
Recip | System | Constraint | Flex Up | Flexibility | Violation | 1 | 2025-10-04 17:00 | 46.9858 | - | 10 | 17 | 0.25
Recip | System | Constraint | Flex Up | Flexibility | Violation | 1 | 2025-10-04 17:15 | 14.5072 | - | 10 | 17 | 0.25
Recip | System | Constraint | Flex Up | Flexibility | Violation | 1 | 2025-10-05 16:00 | 18.3621 | - | 10 | 16 | 0.25
Recip | System | Constraint | Flex Up | Flexibility | Violation | 1 | 2025-10-05 16:15 | 19.4364 | - | 10 | 16 | 0.25
Recip | System | Constraint | Flex Up | Flexibility | Violation | 1 | 2025-10-05 16:30 | 42.5108 | - | 10 | 16 | 0.25
Recip | System | Constraint | Flex Up | Flexibility | Violation | 1 | 2025-10-05 16:45 | 60.5851 | - | 10 | 16 | 0.25
Recip | System | Constraint | Flex Up | Flexibility | Violation | 1 | 2025-10-05 17:45 | 4.5982 | - | 10 | 17 | 0.25
Recip | System | Constraint | Flex Up | Flexibility | Violation | 1 | 2025-10-06 17:30 | 5.0569 | - | 10 | 17 | 0.25
Recip | System | Constraint | Flex Up | Flexibility | Violation | 1 | 2025-10-06 17:45 | 68.9192 | - | 10 | 17 | 0.25
Recip | System | Constraint | Flex Up | Flexibility | Violation | 1 | 2025-10-08 04:30 | 9.4346 | - | 10 | 4 | 0.25
Recip | System | Constraint | Flex Up | Flexibility | Violation | 1 | 2025-10-08 04:45 | 45.6119 | - | 10 | 4 | 0.25
Recip | System | Constraint | Flex Up | Flexibility | Violation | 1 | 2025-10-08 16:15 | 0.30725 | - | 10 | 16 | 0.25
Recip | System | Constraint | Flex Up | Flexibility | Violation | 1 | 2025-10-08 17:45 | 59.757 | - | 10 | 17 | 0.25
Recip | System | Constraint | Flex Up | Flexibility | Violation | 1 | 2025-10-08 20:00 | 0.0077955 | - | 10 | 20 | 0.25
Recip | System | Constraint | Flex Up | Flexibility | Violation | 1 | 2025-10-09 06:00 | 1.2305 | - | 10 | 6 | 0.25
Recip | System | Constraint | Flex Up | Flexibility | Violation | 1 | 2025-10-09 15:00 | 86.0168 | - | 10 | 15 | 0.25
Recip | System | Constraint | Flex Up | Flexibility | Violation | 1 | 2025-10-09 15:15 | 75.6681 | - | 10 | 15 | 0.25
Recip | System | Constraint | Flex Up | Flexibility | Violation | 1 | 2025-10-09 15:30 | 63.3194 | - | 10 | 15 | 0.25
Recip | System | Constraint | Flex Up | Flexibility | Violation | 1 | 2025-10-09 15:45 | 29.4706 | - | 10 | 15 | 0.25
Recip | System | Constraint | Flex Up | Flexibility | Violation | 1 | 2025-10-09 17:00 | 25.6506 | - | 10 | 17 | 0.25
Recip | System | Constraint | Flex Up | Flexibility | Violation | 1 | 2025-10-09 17:15 | 4.8358 | - | 10 | 17 | 0.25
Recip | System | Constraint | Flex Up | Flexibility | Violation | 1 | 2025-10-09 17:30 | 7.021 | - | 10 | 17 | 0.25
Recip | System | Constraint | Flex Up | Flexibility | Violation | 1 | 2025-10-09 17:45 | 23.2062 | - | 10 | 17 | 0.25
Recip | System | Constraint | Flex Up | Flexibility | Violation | 1 | 2025-10-10 05:00 | 13.4468 | - | 10 | 5 | 0.25
Recip | System | Constraint | Flex Up | Flexibility | Violation | 1 | 2025-10-10 06:30 | 10.4182 | - | 10 | 6 | 0.25
Recip | System | Constraint | Flex Up | Flexibility | Violation | 1 | 2025-10-10 06:45 | 12.4564 | - | 10 | 6 | 0.25
Recip | System | Constraint | Flex Up | Flexibility | Violation | 1 | 2025-10-10 07:00 | 19.1542 | - | 10 | 7 | 0.25
Recip | System | Constraint | Flex Up | Flexibility | Violation | 1 | 2025-10-10 08:45 | 10.6767 | - | 10 | 8 | 0.25
Recip | System | Constraint | Flex Up | Flexibility | Violation | 1 | 2025-10-11 19:15 | 0.68881 | - | 10 | 19 | 0.25
Recip | System | Constraint | Flex Up | Flexibility | Violation | 1 | 2025-10-12 05:15 | 26.084 | - | 10 | 5 | 0.25
Recip | System | Constraint | Flex Up | Flexibility | Violation | 1 | 2025-10-12 05:30 | 47.2251 | - | 10 | 5 | 0.25
Recip | System | Constraint | Flex Up | Flexibility | Violation | 1 | 2025-10-12 17:30 | 26.8317 | - | 10 | 17 | 0.25
Recip | System | Constraint | Flex Up | Flexibility | Violation | 1 | 2025-10-12 17:45 | 86.2965 | - | 10 | 17 | 0.25
Recip | System | Constraint | Flex Up | Flexibility | Violation | 1 | 2025-10-13 17:30 | 26.4228 | - | 10 | 17 | 0.25
Recip | System | Constraint | Flex Up | Flexibility | Violation | 1 | 2025-10-13 17:45 | 71.8697 | - | 10 | 17 | 0.25
Recip | System | Constraint | Flex Up | Flexibility | Violation | 1 | 2025-10-14 05:45 | 18.8054 | - | 10 | 5 | 0.25
Recip | System | Constraint | Flex Up | Flexibility | Violation | 1 | 2025-10-15 07:00 | 28.5913 | - | 10 | 7 | 0.25
Recip | System | Constraint | Flex Up | Flexibility | Violation | 1 | 2025-10-15 17:00 | 60.8217 | - | 10 | 17 | 0.25
Recip | System | Constraint | Flex Up | Flexibility | Violation | 1 | 2025-10-15 17:15 | 40.4415 | - | 10 | 17 | 0.25
Recip | System | Constraint | Flex Up | Flexibility | Violation | 1 | 2025-10-15 17:30 | 20.0614 | - | 10 | 17 | 0.25
Recip | System | Constraint | Flex Up | Flexibility | Violation | 1 | 2025-10-16 06:15 | 17.2739 | - | 10 | 6 | 0.25
Recip | System | Constraint | Flex Up | Flexibility | Violation | 1 | 2025-10-16 06:30 | 2.2847 | - | 10 | 6 | 0.25
Recip | System | Constraint | Flex Up | Flexibility | Violation | 1 | 2025-10-17 06:30 | 9.164 | - | 10 | 6 | 0.25
Recip | System | Constraint | Flex Up | Flexibility | Violation | 1 | 2025-10-17 06:45 | 18.1207 | - | 10 | 6 | 0.25
Recip | System | Constraint | Flex Up | Flexibility | Violation | 1 | 2025-10-18 05:45 | 25.2479 | - | 10 | 5 | 0.25
Recip | System | Constraint | Flex Up | Flexibility | Violation | 1 | 2025-10-18 06:30 | 10.7084 | - | 10 | 6 | 0.25
Recip | System | Constraint | Flex Up | Flexibility | Violation | 1 | 2025-10-18 06:45 | 64.8135 | - | 10 | 6 | 0.25
Recip | System | Constraint | Flex Up | Flexibility | Violation | 1 | 2025-10-18 17:00 | 10.0915 | - | 10 | 17 | 0.25
Recip | System | Constraint | Flex Up | Flexibility | Violation | 1 | 2025-10-19 06:45 | 48.7186 | - | 10 | 6 | 0.25
Recip | System | Constraint | Flex Up | Flexibility | Violation | 1 | 2025-10-19 15:00 | 0.74798 | - | 10 | 15 | 0.25
Recip | System | Constraint | Flex Up | Flexibility | Violation | 1 | 2025-10-20 05:45 | 104.1703 | - | 10 | 5 | 0.25
Recip | System | Constraint | Flex Up | Flexibility | Violation | 1 | 2025-10-20 06:15 | 0.40065 | - | 10 | 6 | 0.25
Recip | System | Constraint | Flex Up | Flexibility | Violation | 1 | 2025-10-21 05:45 | 4.0236 | - | 10 | 5 | 0.25
Recip | System | Constraint | Flex Up | Flexibility | Violation | 1 | 2025-10-21 17:30 | 5.1578 | - | 10 | 17 | 0.25
Recip | System | Constraint | Flex Up | Flexibility | Violation | 1 | 2025-10-21 17:45 | 32.597 | - | 10 | 17 | 0.25
Recip | System | Constraint | Flex Up | Flexibility | Violation | 1 | 2025-10-22 06:15 | 21.4234 | - | 10 | 6 | 0.25
Recip | System | Constraint | Flex Up | Flexibility | Violation | 1 | 2025-10-22 06:30 | 22.3946 | - | 10 | 6 | 0.25
Recip | System | Constraint | Flex Up | Flexibility | Violation | 1 | 2025-10-22 07:00 | 1.5591 | - | 10 | 7 | 0.25
Recip | System | Constraint | Flex Up | Flexibility | Violation | 1 | 2025-10-22 16:00 | 110.826 | - | 10 | 16 | 0.25
Recip | System | Constraint | Flex Up | Flexibility | Violation | 1 | 2025-10-22 17:30 | 5.768 | - | 10 | 17 | 0.25
Recip | System | Constraint | Flex Up | Flexibility | Violation | 1 | 2025-10-22 17:45 | 85.6046 | - | 10 | 17 | 0.25
Recip | System | Constraint | Flex Up | Flexibility | Violation | 1 | 2025-10-22 18:00 | 60.2824 | - | 10 | 18 | 0.25
Recip | System | Constraint | Flex Up | Flexibility | Violation | 1 | 2025-10-22 18:15 | 17.7125 | - | 10 | 18 | 0.25
Recip | System | Constraint | Flex Up | Flexibility | Violation | 1 | 2025-10-22 18:30 | 47.6426 | - | 10 | 18 | 0.25
Recip | System | Constraint | Flex Up | Flexibility | Violation | 1 | 2025-10-24 05:30 | 66.1038 | - | 10 | 5 | 0.25
Recip | System | Constraint | Flex Up | Flexibility | Violation | 1 | 2025-10-24 05:45 | 119.9097 | - | 10 | 5 | 0.25
Recip | System | Constraint | Flex Up | Flexibility | Violation | 1 | 2025-10-24 06:00 | 49.825 | - | 10 | 6 | 0.25
Recip | System | Constraint | Flex Up | Flexibility | Violation | 1 | 2025-10-24 06:15 | 47.0947 | - | 10 | 6 | 0.25
Recip | System | Constraint | Flex Up | Flexibility | Violation | 1 | 2025-10-24 06:30 | 6.3644 | - | 10 | 6 | 0.25
Recip | System | Constraint | Flex Up | Flexibility | Violation | 1 | 2025-10-24 06:45 | 31.1341 | - | 10 | 6 | 0.25
Recip | System | Constraint | Flex Up | Flexibility | Violation | 1 | 2025-10-24 07:00 | 87.4538 | - | 10 | 7 | 0.25
Recip | System | Constraint | Flex Up | Flexibility | Violation | 1 | 2025-10-24 07:15 | 71.7734 | - | 10 | 7 | 0.25
Recip | System | Constraint | Flex Up | Flexibility | Violation | 1 | 2025-10-24 07:30 | 59.093 | - | 10 | 7 | 0.25
Recip | System | Constraint | Flex Up | Flexibility | Violation | 1 | 2025-10-24 07:45 | 36.4126 | - | 10 | 7 | 0.25
Recip | System | Constraint | Flex Up | Flexibility | Violation | 1 | 2025-10-24 16:30 | 24.5079 | - | 10 | 16 | 0.25
Recip | System | Constraint | Flex Up | Flexibility | Violation | 1 | 2025-10-24 16:45 | 3.2883 | - | 10 | 16 | 0.25
Recip | System | Constraint | Flex Up | Flexibility | Violation | 1 | 2025-10-24 17:30 | 5.7264 | - | 10 | 17 | 0.25
Recip | System | Constraint | Flex Up | Flexibility | Violation | 1 | 2025-10-24 17:45 | 8.8198 | - | 10 | 17 | 0.25
Recip | System | Constraint | Flex Up | Flexibility | Violation | 1 | 2025-10-24 20:15 | 65.3457 | - | 10 | 20 | 0.25
Recip | System | Constraint | Flex Up | Flexibility | Violation | 1 | 2025-10-24 20:30 | 66.2027 | - | 10 | 20 | 0.25
Recip | System | Constraint | Flex Up | Flexibility | Violation | 1 | 2025-10-24 20:45 | 52.1889 | - | 10 | 20 | 0.25
Recip | System | Constraint | Flex Up | Flexibility | Violation | 1 | 2025-10-25 06:00 | 5.6022 | - | 10 | 6 | 0.25
Recip | System | Constraint | Flex Up | Flexibility | Violation | 1 | 2025-10-25 06:30 | 10.6553 | - | 10 | 6 | 0.25
Recip | System | Constraint | Flex Up | Flexibility | Violation | 1 | 2025-10-25 06:45 | 76.6818 | - | 10 | 6 | 0.25
Recip | System | Constraint | Flex Up | Flexibility | Violation | 1 | 2025-10-25 17:30 | 16.6131 | - | 10 | 17 | 0.25
Recip | System | Constraint | Flex Up | Flexibility | Violation | 1 | 2025-10-25 17:45 | 63.7222 | - | 10 | 17 | 0.25
Recip | System | Constraint | Flex Up | Flexibility | Violation | 1 | 2025-10-25 18:15 | 8.2711 | - | 10 | 18 | 0.25
Recip | System | Constraint | Flex Up | Flexibility | Violation | 1 | 2025-10-26 06:45 | 40.4795 | - | 10 | 6 | 0.25
Recip | System | Constraint | Flex Up | Flexibility | Violation | 1 | 2025-10-27 06:30 | 17.1056 | - | 10 | 6 | 0.25
Recip | System | Constraint | Flex Up | Flexibility | Violation | 1 | 2025-10-27 06:45 | 21.2365 | - | 10 | 6 | 0.25
Recip | System | Constraint | Flex Up | Flexibility | Violation | 1 | 2025-10-27 16:00 | 65.0395 | - | 10 | 16 | 0.25
Recip | System | Constraint | Flex Up | Flexibility | Violation | 1 | 2025-10-27 16:15 | 51.7527 | - | 10 | 16 | 0.25
Recip | System | Constraint | Flex Up | Flexibility | Violation | 1 | 2025-10-27 16:30 | 39.466 | - | 10 | 16 | 0.25
Recip | System | Constraint | Flex Up | Flexibility | Violation | 1 | 2025-10-27 16:45 | 36.1792 | - | 10 | 16 | 0.25
Recip | System | Constraint | Flex Up | Flexibility | Violation | 1 | 2025-10-27 17:15 | 1.2642 | - | 10 | 17 | 0.25
Recip | System | Constraint | Flex Up | Flexibility | Violation | 1 | 2025-10-27 17:30 | 49.9377 | - | 10 | 17 | 0.25
Recip | System | Constraint | Flex Up | Flexibility | Violation | 1 | 2025-10-27 17:45 | 67.6113 | - | 10 | 17 | 0.25
Recip | System | Constraint | Flex Up | Flexibility | Violation | 1 | 2025-10-27 21:00 | 2.2348 | - | 10 | 21 | 0.25
Recip | System | Constraint | Flex Up | Flexibility | Violation | 1 | 2025-10-28 06:30 | 11.4047 | - | 10 | 6 | 0.25
Recip | System | Constraint | Flex Up | Flexibility | Violation | 1 | 2025-10-28 17:00 | 4.437 | - | 10 | 17 | 0.25
Recip | System | Constraint | Flex Up | Flexibility | Violation | 1 | 2025-10-28 17:15 | 12.2365 | - | 10 | 17 | 0.25
Recip | System | Constraint | Flex Up | Flexibility | Violation | 1 | 2025-10-28 17:30 | 18.036 | - | 10 | 17 | 0.25
Recip | System | Constraint | Flex Up | Flexibility | Violation | 1 | 2025-10-29 17:45 | 46.8796 | - | 10 | 17 | 0.25
Recip | System | Constraint | Flex Up | Flexibility | Violation | 1 | 2025-11-01 06:45 | 98.6423 | - | 11 | 6 | 0.25
Recip | System | Constraint | Flex Up | Flexibility | Violation | 1 | 2025-11-01 17:45 | 8.5867 | - | 11 | 17 | 0.25
Recip | System | Constraint | Flex Up | Flexibility | Violation | 1 | 2025-11-02 06:00 | 2.0251 | - | 11 | 6 | 0.25
Recip | System | Constraint | Flex Up | Flexibility | Violation | 1 | 2025-11-02 06:45 | 20.5696 | - | 11 | 6 | 0.25
Recip | System | Constraint | Flex Up | Flexibility | Violation | 1 | 2025-11-02 17:00 | 23.0565 | - | 11 | 17 | 0.25
Recip | System | Constraint | Flex Up | Flexibility | Violation | 1 | 2025-11-02 17:30 | 33.0696 | - | 11 | 17 | 0.25
Recip | System | Constraint | Flex Up | Flexibility | Violation | 1 | 2025-11-02 17:45 | 38.0761 | - | 11 | 17 | 0.25
Recip | System | Constraint | Flex Up | Flexibility | Violation | 1 | 2025-11-02 18:00 | 22.3733 | - | 11 | 18 | 0.25
Recip | System | Constraint | Flex Up | Flexibility | Violation | 1 | 2025-11-02 18:15 | 9.9321 | - | 11 | 18 | 0.25
Recip | System | Constraint | Flex Up | Flexibility | Violation | 1 | 2025-11-02 23:00 | 38.8717 | - | 11 | 23 | 0.25
Recip | System | Constraint | Flex Up | Flexibility | Violation | 1 | 2025-11-03 08:00 | 14.2109 | - | 11 | 8 | 0.25
Recip | System | Constraint | Flex Up | Flexibility | Violation | 1 | 2025-11-04 08:00 | 26.7542 | - | 11 | 8 | 0.25
Recip | System | Constraint | Flex Up | Flexibility | Violation | 1 | 2025-11-04 09:00 | 4.6263 | - | 11 | 9 | 0.25
Recip | System | Constraint | Flex Up | Flexibility | Violation | 1 | 2025-11-04 12:00 | 49.0351 | - | 11 | 12 | 0.25
Recip | System | Constraint | Flex Up | Flexibility | Violation | 1 | 2025-11-05 08:00 | 51.0031 | - | 11 | 8 | 0.25
Recip | System | Constraint | Flex Up | Flexibility | Violation | 1 | 2025-11-05 17:30 | 1.5674 | - | 11 | 17 | 0.25
Recip | System | Constraint | Flex Up | Flexibility | Violation | 1 | 2025-11-06 06:45 | 11.9239 | - | 11 | 6 | 0.25
Recip | System | Constraint | Flex Up | Flexibility | Violation | 1 | 2025-11-07 06:45 | 17.5424 | - | 11 | 6 | 0.25
Recip | System | Constraint | Flex Up | Flexibility | Violation | 1 | 2025-11-07 08:00 | 82.6091 | - | 11 | 8 | 0.25
Recip | System | Constraint | Flex Up | Flexibility | Violation | 1 | 2025-11-07 08:15 | 5.7237 | - | 11 | 8 | 0.25
Recip | System | Constraint | Flex Up | Flexibility | Violation | 1 | 2025-11-08 09:45 | 2.0035 | - | 11 | 9 | 0.25
Recip | System | Constraint | Flex Up | Flexibility | Violation | 1 | 2025-11-08 10:45 | 4.9238 | - | 11 | 10 | 0.25
Recip | System | Constraint | Flex Up | Flexibility | Violation | 1 | 2025-11-08 14:15 | 2.473 | - | 11 | 14 | 0.25
Recip | System | Constraint | Flex Up | Flexibility | Violation | 1 | 2025-11-08 22:00 | 21.9798 | - | 11 | 22 | 0.25
Recip | System | Constraint | Flex Up | Flexibility | Violation | 1 | 2025-11-09 10:45 | 2.493 | - | 11 | 10 | 0.25
Recip | System | Constraint | Flex Up | Flexibility | Violation | 1 | 2025-11-09 17:45 | 1.9525 | - | 11 | 17 | 0.25
Recip | System | Constraint | Flex Up | Flexibility | Violation | 1 | 2025-11-09 19:30 | 4.5437 | - | 11 | 19 | 0.25
Recip | System | Constraint | Flex Up | Flexibility | Violation | 1 | 2025-11-10 17:45 | 0.063124 | - | 11 | 17 | 0.25
Recip | System | Constraint | Flex Up | Flexibility | Violation | 1 | 2025-11-10 18:15 | 4.9326 | - | 11 | 18 | 0.25
Recip | System | Constraint | Flex Up | Flexibility | Violation | 1 | 2025-11-10 22:00 | 56.6377 | - | 11 | 22 | 0.25
Recip | System | Constraint | Flex Up | Flexibility | Violation | 1 | 2025-11-10 23:30 | 6.8275 | - | 11 | 23 | 0.25
Recip | System | Constraint | Flex Up | Flexibility | Violation | 1 | 2025-11-11 06:45 | 29.3189 | - | 11 | 6 | 0.25
Recip | System | Constraint | Flex Up | Flexibility | Violation | 1 | 2025-11-12 08:00 | 104.0113 | - | 11 | 8 | 0.25
Recip | System | Constraint | Flex Up | Flexibility | Violation | 1 | 2025-11-12 08:15 | 25.0809 | - | 11 | 8 | 0.25
Recip | System | Constraint | Flex Up | Flexibility | Violation | 1 | 2025-11-12 18:00 | 58.9512 | - | 11 | 18 | 0.25
Recip | System | Constraint | Flex Up | Flexibility | Violation | 1 | 2025-11-12 21:00 | 40.6388 | - | 11 | 21 | 0.25
Recip | System | Constraint | Flex Up | Flexibility | Violation | 1 | 2025-11-14 07:45 | 2.0852 | - | 11 | 7 | 0.25
Recip | System | Constraint | Flex Up | Flexibility | Violation | 1 | 2025-11-14 09:15 | 1.4926 | - | 11 | 9 | 0.25
Recip | System | Constraint | Flex Up | Flexibility | Violation | 1 | 2025-11-14 09:30 | 1.7572 | - | 11 | 9 | 0.25
Recip | System | Constraint | Flex Up | Flexibility | Violation | 1 | 2025-11-14 19:00 | 17.8651 | - | 11 | 19 | 0.25
Recip | System | Constraint | Flex Up | Flexibility | Violation | 1 | 2025-11-15 19:00 | 4.8059 | - | 11 | 19 | 0.25
Recip | System | Constraint | Flex Up | Flexibility | Violation | 1 | 2025-11-15 21:15 | 1.3411 | - | 11 | 21 | 0.25
Recip | System | Constraint | Flex Up | Flexibility | Violation | 1 | 2025-11-16 06:45 | 24.0932 | - | 11 | 6 | 0.25
Recip | System | Constraint | Flex Up | Flexibility | Violation | 1 | 2025-11-16 07:45 | 20.0864 | - | 11 | 7 | 0.25
Recip | System | Constraint | Flex Up | Flexibility | Violation | 1 | 2025-11-16 19:00 | 50.8322 | - | 11 | 19 | 0.25
Recip | System | Constraint | Flex Up | Flexibility | Violation | 1 | 2025-11-16 20:00 | 3.6732 | - | 11 | 20 | 0.25
Recip | System | Constraint | Flex Up | Flexibility | Violation | 1 | 2025-11-17 06:45 | 27.3861 | - | 11 | 6 | 0.25
Recip | System | Constraint | Flex Up | Flexibility | Violation | 1 | 2025-11-17 21:00 | 31.7116 | - | 11 | 21 | 0.25
Recip | System | Constraint | Flex Up | Flexibility | Violation | 1 | 2025-11-18 07:15 | 9.3468 | - | 11 | 7 | 0.25
Recip | System | Constraint | Flex Up | Flexibility | Violation | 1 | 2025-11-18 07:30 | 9.7009 | - | 11 | 7 | 0.25
Recip | System | Constraint | Flex Up | Flexibility | Violation | 1 | 2025-11-18 07:45 | 5.0551 | - | 11 | 7 | 0.25
Recip | System | Constraint | Flex Up | Flexibility | Violation | 1 | 2025-11-18 18:00 | 0.40542 | - | 11 | 18 | 0.25
Recip | System | Constraint | Flex Up | Flexibility | Violation | 1 | 2025-11-19 06:45 | 14.985 | - | 11 | 6 | 0.25
Recip | System | Constraint | Flex Up | Flexibility | Violation | 1 | 2025-11-20 08:00 | 19.8145 | - | 11 | 8 | 0.25
Recip | System | Constraint | Flex Up | Flexibility | Violation | 1 | 2025-11-20 09:00 | 1.4762 | - | 11 | 9 | 0.25
Recip | System | Constraint | Flex Up | Flexibility | Violation | 1 | 2025-11-20 17:45 | 30.8364 | - | 11 | 17 | 0.25
Recip | System | Constraint | Flex Up | Flexibility | Violation | 1 | 2025-11-20 18:00 | 12.0452 | - | 11 | 18 | 0.25
Recip | System | Constraint | Flex Up | Flexibility | Violation | 1 | 2025-11-21 06:30 | 20.74 | - | 11 | 6 | 0.25
Recip | System | Constraint | Flex Up | Flexibility | Violation | 1 | 2025-11-21 06:45 | 88.3602 | - | 11 | 6 | 0.25
Recip | System | Constraint | Flex Up | Flexibility | Violation | 1 | 2025-11-22 07:45 | 46.6099 | - | 11 | 7 | 0.25
Recip | System | Constraint | Flex Up | Flexibility | Violation | 1 | 2025-11-22 17:00 | 5.6905 | - | 11 | 17 | 0.25
Recip | System | Constraint | Flex Up | Flexibility | Violation | 1 | 2025-11-22 18:00 | 97.8378 | - | 11 | 18 | 0.25
Recip | System | Constraint | Flex Up | Flexibility | Violation | 1 | 2025-11-22 18:15 | 7.3712 | - | 11 | 18 | 0.25
Recip | System | Constraint | Flex Up | Flexibility | Violation | 1 | 2025-11-22 21:15 | 0.54835 | - | 11 | 21 | 0.25
Recip | System | Constraint | Flex Up | Flexibility | Violation | 1 | 2025-11-23 08:45 | 42.2898 | - | 11 | 8 | 0.25
Recip | System | Constraint | Flex Up | Flexibility | Violation | 1 | 2025-11-24 16:45 | 69.7352 | - | 11 | 16 | 0.25
Recip | System | Constraint | Flex Up | Flexibility | Violation | 1 | 2025-11-24 17:15 | 3.7984 | - | 11 | 17 | 0.25
Recip | System | Constraint | Flex Up | Flexibility | Violation | 1 | 2025-11-24 17:30 | 14.7177 | - | 11 | 17 | 0.25
Recip | System | Constraint | Flex Up | Flexibility | Violation | 1 | 2025-11-24 17:45 | 6.7481 | - | 11 | 17 | 0.25
Recip | System | Constraint | Flex Up | Flexibility | Violation | 1 | 2025-11-24 18:00 | 49.0542 | - | 11 | 18 | 0.25
Recip | System | Constraint | Flex Up | Flexibility | Violation | 1 | 2025-11-24 18:15 | 7.6219 | - | 11 | 18 | 0.25
Recip | System | Constraint | Flex Up | Flexibility | Violation | 1 | 2025-11-24 19:00 | 41.3621 | - | 11 | 19 | 0.25
Recip | System | Constraint | Flex Up | Flexibility | Violation | 1 | 2025-11-24 20:15 | 42.6326 | - | 11 | 20 | 0.25
Recip | System | Constraint | Flex Up | Flexibility | Violation | 1 | 2025-11-24 22:00 | 88.5056 | - | 11 | 22 | 0.25
Recip | System | Constraint | Flex Up | Flexibility | Violation | 1 | 2025-11-25 05:45 | 1.6458 | - | 11 | 5 | 0.25
Recip | System | Constraint | Flex Up | Flexibility | Violation | 1 | 2025-11-25 06:45 | 91.8372 | - | 11 | 6 | 0.25
Recip | System | Constraint | Flex Up | Flexibility | Violation | 1 | 2025-11-26 06:45 | 5.723 | - | 11 | 6 | 0.25
Recip | System | Constraint | Flex Up | Flexibility | Violation | 1 | 2025-11-26 07:00 | 40.371 | - | 11 | 7 | 0.25
Recip | System | Constraint | Flex Up | Flexibility | Violation | 1 | 2025-11-26 07:15 | 42.79 | - | 11 | 7 | 0.25
Recip | System | Constraint | Flex Up | Flexibility | Violation | 1 | 2025-11-26 09:45 | 21.9593 | - | 11 | 9 | 0.25
Recip | System | Constraint | Flex Up | Flexibility | Violation | 1 | 2025-11-26 11:00 | 36.3796 | - | 11 | 11 | 0.25
Recip | System | Constraint | Flex Up | Flexibility | Violation | 1 | 2025-11-26 12:15 | 18.3459 | - | 11 | 12 | 0.25
Recip | System | Constraint | Flex Up | Flexibility | Violation | 1 | 2025-11-26 16:30 | 9.6842 | - | 11 | 16 | 0.25
Recip | System | Constraint | Flex Up | Flexibility | Violation | 1 | 2025-11-26 16:45 | 25.499 | - | 11 | 16 | 0.25
Recip | System | Constraint | Flex Up | Flexibility | Violation | 1 | 2025-11-26 17:00 | 6.0437 | - | 11 | 17 | 0.25
Recip | System | Constraint | Flex Up | Flexibility | Violation | 1 | 2025-11-26 17:15 | 31.475 | - | 11 | 17 | 0.25
Recip | System | Constraint | Flex Up | Flexibility | Violation | 1 | 2025-11-26 17:30 | 23.9063 | - | 11 | 17 | 0.25
Recip | System | Constraint | Flex Up | Flexibility | Violation | 1 | 2025-11-26 19:00 | 4.9237 | - | 11 | 19 | 0.25
Recip | System | Constraint | Flex Up | Flexibility | Violation | 1 | 2025-11-28 06:45 | 18.51 | - | 11 | 6 | 0.25
Recip | System | Constraint | Flex Up | Flexibility | Violation | 1 | 2025-11-28 07:30 | 13.9933 | - | 11 | 7 | 0.25
Recip | System | Constraint | Flex Up | Flexibility | Violation | 1 | 2025-11-28 07:45 | 16.1081 | - | 11 | 7 | 0.25
Recip | System | Constraint | Flex Up | Flexibility | Violation | 1 | 2025-11-28 11:00 | 10.985 | - | 11 | 11 | 0.25
Recip | System | Constraint | Flex Up | Flexibility | Violation | 1 | 2025-11-28 17:30 | 6.7342 | - | 11 | 17 | 0.25
Recip | System | Constraint | Flex Up | Flexibility | Violation | 1 | 2025-11-28 18:00 | 44.387 | - | 11 | 18 | 0.25
Recip | System | Constraint | Flex Up | Flexibility | Violation | 1 | 2025-11-28 18:15 | 9.4256 | - | 11 | 18 | 0.25
Recip | System | Constraint | Flex Up | Flexibility | Violation | 1 | 2025-11-29 07:15 | 5.899 | - | 11 | 7 | 0.25
Recip | System | Constraint | Flex Up | Flexibility | Violation | 1 | 2025-11-29 07:30 | 1.0115 | - | 11 | 7 | 0.25
Recip | System | Constraint | Flex Up | Flexibility | Violation | 1 | 2025-11-29 07:45 | 6.124 | - | 11 | 7 | 0.25
Recip | System | Constraint | Flex Up | Flexibility | Violation | 1 | 2025-11-29 08:00 | 20.9521 | - | 11 | 8 | 0.25
Recip | System | Constraint | Flex Up | Flexibility | Violation | 1 | 2025-11-29 08:15 | 29.1171 | - | 11 | 8 | 0.25
Recip | System | Constraint | Flex Up | Flexibility | Violation | 1 | 2025-11-29 08:30 | 9.2821 | - | 11 | 8 | 0.25
Recip | System | Constraint | Flex Up | Flexibility | Violation | 1 | 2025-12-01 08:00 | 6.064 | - | 12 | 8 | 0.25
Recip | System | Constraint | Flex Up | Flexibility | Violation | 1 | 2025-12-01 21:00 | 48.8538 | - | 12 | 21 | 0.25
Recip | System | Constraint | Flex Up | Flexibility | Violation | 1 | 2025-12-02 06:15 | 13.3929 | - | 12 | 6 | 0.25
Recip | System | Constraint | Flex Up | Flexibility | Violation | 1 | 2025-12-02 06:30 | 10.7879 | - | 12 | 6 | 0.25
Recip | System | Constraint | Flex Up | Flexibility | Violation | 1 | 2025-12-02 06:45 | 81.6829 | - | 12 | 6 | 0.25
Recip | System | Constraint | Flex Up | Flexibility | Violation | 1 | 2025-12-02 08:00 | 13.0887 | - | 12 | 8 | 0.25
Recip | System | Constraint | Flex Up | Flexibility | Violation | 1 | 2025-12-02 17:00 | 132.8979 | - | 12 | 17 | 0.25
Recip | System | Constraint | Flex Up | Flexibility | Violation | 1 | 2025-12-02 17:15 | 65.427 | - | 12 | 17 | 0.25
Recip | System | Constraint | Flex Up | Flexibility | Violation | 1 | 2025-12-03 07:30 | 35.8358 | - | 12 | 7 | 0.25
Recip | System | Constraint | Flex Up | Flexibility | Violation | 1 | 2025-12-03 07:45 | 46.5566 | - | 12 | 7 | 0.25
Recip | System | Constraint | Flex Up | Flexibility | Violation | 1 | 2025-12-03 08:00 | 13.2639 | - | 12 | 8 | 0.25
Recip | System | Constraint | Flex Up | Flexibility | Violation | 1 | 2025-12-04 07:30 | 49.5911 | - | 12 | 7 | 0.25
Recip | System | Constraint | Flex Up | Flexibility | Violation | 1 | 2025-12-04 07:45 | 21.5226 | - | 12 | 7 | 0.25
Recip | System | Constraint | Flex Up | Flexibility | Violation | 1 | 2025-12-05 20:00 | 65.7135 | - | 12 | 20 | 0.25
Recip | System | Constraint | Flex Up | Flexibility | Violation | 1 | 2025-12-05 20:15 | 5.2225 | - | 12 | 20 | 0.25
Recip | System | Constraint | Flex Up | Flexibility | Violation | 1 | 2025-12-06 17:00 | 39.9142 | - | 12 | 17 | 0.25
Recip | System | Constraint | Flex Up | Flexibility | Violation | 1 | 2025-12-06 17:15 | 5.2647 | - | 12 | 17 | 0.25
Recip | System | Constraint | Flex Up | Flexibility | Violation | 1 | 2025-12-06 18:00 | 40.9586 | - | 12 | 18 | 0.25
Recip | System | Constraint | Flex Up | Flexibility | Violation | 1 | 2025-12-07 06:00 | 3.3269 | - | 12 | 6 | 0.25
Recip | System | Constraint | Flex Up | Flexibility | Violation | 1 | 2025-12-07 07:45 | 62.1693 | - | 12 | 7 | 0.25
Recip | System | Constraint | Flex Up | Flexibility | Violation | 1 | 2025-12-07 09:15 | 0.11647 | - | 12 | 9 | 0.25
Recip | System | Constraint | Flex Up | Flexibility | Violation | 1 | 2025-12-07 09:45 | 20.3792 | - | 12 | 9 | 0.25
Recip | System | Constraint | Flex Up | Flexibility | Violation | 1 | 2025-12-08 07:30 | 1.4852 | - | 12 | 7 | 0.25
Recip | System | Constraint | Flex Up | Flexibility | Violation | 1 | 2025-12-08 09:00 | 57.9071 | - | 12 | 9 | 0.25
Recip | System | Constraint | Flex Up | Flexibility | Violation | 1 | 2025-12-08 17:30 | 17.4098 | - | 12 | 17 | 0.25
Recip | System | Constraint | Flex Up | Flexibility | Violation | 1 | 2025-12-08 18:00 | 0.93691 | - | 12 | 18 | 0.25
Recip | System | Constraint | Flex Up | Flexibility | Violation | 1 | 2025-12-08 21:00 | 31.3343 | - | 12 | 21 | 0.25
Recip | System | Constraint | Flex Up | Flexibility | Violation | 1 | 2025-12-09 06:45 | 32.8281 | - | 12 | 6 | 0.25
Recip | System | Constraint | Flex Up | Flexibility | Violation | 1 | 2025-12-09 16:30 | 13.6753 | - | 12 | 16 | 0.25
Recip | System | Constraint | Flex Up | Flexibility | Violation | 1 | 2025-12-09 16:45 | 88.9826 | - | 12 | 16 | 0.25
Recip | System | Constraint | Flex Up | Flexibility | Violation | 1 | 2025-12-09 17:00 | 25.4477 | - | 12 | 17 | 0.25
Recip | System | Constraint | Flex Up | Flexibility | Violation | 1 | 2025-12-09 17:15 | 31.2997 | - | 12 | 17 | 0.25
Recip | System | Constraint | Flex Up | Flexibility | Violation | 1 | 2025-12-09 17:30 | 16.1518 | - | 12 | 17 | 0.25
Recip | System | Constraint | Flex Up | Flexibility | Violation | 1 | 2025-12-09 18:00 | 12.2317 | - | 12 | 18 | 0.25
Recip | System | Constraint | Flex Up | Flexibility | Violation | 1 | 2025-12-09 21:00 | 34.9749 | - | 12 | 21 | 0.25
Recip | System | Constraint | Flex Up | Flexibility | Violation | 1 | 2025-12-10 08:00 | 36.3038 | - | 12 | 8 | 0.25
Recip | System | Constraint | Flex Up | Flexibility | Violation | 1 | 2025-12-10 17:00 | 20.358 | - | 12 | 17 | 0.25
Recip | System | Constraint | Flex Up | Flexibility | Violation | 1 | 2025-12-10 22:00 | 47.0615 | - | 12 | 22 | 0.25
Recip | System | Constraint | Flex Up | Flexibility | Violation | 1 | 2025-12-12 21:15 | 0.18682 | - | 12 | 21 | 0.25
Recip | System | Constraint | Flex Up | Flexibility | Violation | 1 | 2025-12-13 07:15 | 3.6717 | - | 12 | 7 | 0.25
Recip | System | Constraint | Flex Up | Flexibility | Violation | 1 | 2025-12-13 07:30 | 20.8313 | - | 12 | 7 | 0.25
Recip | System | Constraint | Flex Up | Flexibility | Violation | 1 | 2025-12-13 07:45 | 50.9908 | - | 12 | 7 | 0.25
Recip | System | Constraint | Flex Up | Flexibility | Violation | 1 | 2025-12-13 08:30 | 13.8241 | - | 12 | 8 | 0.25
Recip | System | Constraint | Flex Up | Flexibility | Violation | 1 | 2025-12-14 18:00 | 53.362 | - | 12 | 18 | 0.25
Recip | System | Constraint | Flex Up | Flexibility | Violation | 1 | 2025-12-14 18:15 | 24.4229 | - | 12 | 18 | 0.25
Recip | System | Constraint | Flex Up | Flexibility | Violation | 1 | 2025-12-16 07:15 | 0.89799 | - | 12 | 7 | 0.25
Recip | System | Constraint | Flex Up | Flexibility | Violation | 1 | 2025-12-16 19:00 | 31.0262 | - | 12 | 19 | 0.25
Recip | System | Constraint | Flex Up | Flexibility | Violation | 1 | 2025-12-17 21:00 | 38.0017 | - | 12 | 21 | 0.25
Recip | System | Constraint | Flex Up | Flexibility | Violation | 1 | 2025-12-18 07:30 | 16.8486 | - | 12 | 7 | 0.25
Recip | System | Constraint | Flex Up | Flexibility | Violation | 1 | 2025-12-18 07:45 | 50.8764 | - | 12 | 7 | 0.25
Recip | System | Constraint | Flex Up | Flexibility | Violation | 1 | 2025-12-18 16:45 | 31.5162 | - | 12 | 16 | 0.25
Recip | System | Constraint | Flex Up | Flexibility | Violation | 1 | 2025-12-18 20:00 | 15.3316 | - | 12 | 20 | 0.25
Recip | System | Constraint | Flex Up | Flexibility | Violation | 1 | 2025-12-19 07:30 | 19.9669 | - | 12 | 7 | 0.25
Recip | System | Constraint | Flex Up | Flexibility | Violation | 1 | 2025-12-19 07:45 | 33.1751 | - | 12 | 7 | 0.25
Recip | System | Constraint | Flex Up | Flexibility | Violation | 1 | 2025-12-19 17:00 | 12.0645 | - | 12 | 17 | 0.25
Recip | System | Constraint | Flex Up | Flexibility | Violation | 1 | 2025-12-19 19:00 | 49.6397 | - | 12 | 19 | 0.25
Recip | System | Constraint | Flex Up | Flexibility | Violation | 1 | 2025-12-19 20:00 | 27.0029 | - | 12 | 20 | 0.25
Recip | System | Constraint | Flex Up | Flexibility | Violation | 1 | 2025-12-20 07:15 | 33.4701 | - | 12 | 7 | 0.25
Recip | System | Constraint | Flex Up | Flexibility | Violation | 1 | 2025-12-20 07:30 | 25.5483 | - | 12 | 7 | 0.25
Recip | System | Constraint | Flex Up | Flexibility | Violation | 1 | 2025-12-20 07:45 | 44.6266 | - | 12 | 7 | 0.25
Recip | System | Constraint | Flex Up | Flexibility | Violation | 1 | 2025-12-21 08:45 | 67.059 | - | 12 | 8 | 0.25
Recip | System | Constraint | Flex Up | Flexibility | Violation | 1 | 2025-12-22 15:00 | 24.4564 | - | 12 | 15 | 0.25
Recip | System | Constraint | Flex Up | Flexibility | Violation | 1 | 2025-12-22 15:15 | 6.9225 | - | 12 | 15 | 0.25
Recip | System | Constraint | Flex Up | Flexibility | Violation | 1 | 2025-12-22 15:30 | 21.3885 | - | 12 | 15 | 0.25
Recip | System | Constraint | Flex Up | Flexibility | Violation | 1 | 2025-12-22 15:45 | 23.8546 | - | 12 | 15 | 0.25
Recip | System | Constraint | Flex Up | Flexibility | Violation | 1 | 2025-12-23 07:30 | 12.3315 | - | 12 | 7 | 0.25
Recip | System | Constraint | Flex Up | Flexibility | Violation | 1 | 2025-12-23 07:45 | 68.3719 | - | 12 | 7 | 0.25
Recip | System | Constraint | Flex Up | Flexibility | Violation | 1 | 2025-12-23 10:45 | 4.3282 | - | 12 | 10 | 0.25
Recip | System | Constraint | Flex Up | Flexibility | Violation | 1 | 2025-12-23 19:00 | 5.6179 | - | 12 | 19 | 0.25
Recip | System | Constraint | Flex Up | Flexibility | Violation | 1 | 2025-12-23 20:00 | 18.7135 | - | 12 | 20 | 0.25
Recip | System | Constraint | Flex Up | Flexibility | Violation | 1 | 2025-12-24 17:00 | 23.0314 | - | 12 | 17 | 0.25
Recip | System | Constraint | Flex Up | Flexibility | Violation | 1 | 2025-12-24 17:15 | 6.3218 | - | 12 | 17 | 0.25
Recip | System | Constraint | Flex Up | Flexibility | Violation | 1 | 2025-12-24 18:00 | 5.0924 | - | 12 | 18 | 0.25
Recip | System | Constraint | Flex Up | Flexibility | Violation | 1 | 2025-12-25 18:00 | 5.2864 | - | 12 | 18 | 0.25
Recip | System | Constraint | Flex Up | Flexibility | Violation | 1 | 2025-12-26 17:00 | 5.5501 | - | 12 | 17 | 0.25
Recip | System | Constraint | Flex Up | Flexibility | Violation | 1 | 2025-12-27 06:45 | 35.2613 | - | 12 | 6 | 0.25
Recip | System | Constraint | Flex Up | Flexibility | Violation | 1 | 2025-12-27 07:45 | 53.6665 | - | 12 | 7 | 0.25
Recip | System | Constraint | Flex Up | Flexibility | Violation | 1 | 2025-12-27 17:00 | 10.8521 | - | 12 | 17 | 0.25
Recip | System | Constraint | Flex Up | Flexibility | Violation | 1 | 2025-12-27 22:00 | 8.8138 | - | 12 | 22 | 0.25
Recip | System | Constraint | Flex Up | Flexibility | Violation | 1 | 2025-12-28 06:45 | 39.0358 | - | 12 | 6 | 0.25
Recip | System | Constraint | Flex Up | Flexibility | Violation | 1 | 2025-12-28 08:45 | 29.4514 | - | 12 | 8 | 0.25
Recip | System | Constraint | Flex Up | Flexibility | Violation | 1 | 2025-12-28 09:15 | 1.7991 | - | 12 | 9 | 0.25
Recip | System | Constraint | Flex Up | Flexibility | Violation | 1 | 2025-12-28 09:30 | 32.9048 | - | 12 | 9 | 0.25
Recip | System | Constraint | Flex Up | Flexibility | Violation | 1 | 2025-12-28 09:45 | 28.0104 | - | 12 | 9 | 0.25
Recip | System | Constraint | Flex Up | Flexibility | Violation | 1 | 2025-12-28 18:00 | 45.5338 | - | 12 | 18 | 0.25
Recip | System | Constraint | Flex Up | Flexibility | Violation | 1 | 2025-12-29 09:00 | 1.6438 | - | 12 | 9 | 0.25
Recip | System | Constraint | Flex Up | Flexibility | Violation | 1 | 2025-12-29 17:45 | 0.66791 | - | 12 | 17 | 0.25
Recip | System | Constraint | Flex Up | Flexibility | Violation | 1 | 2025-12-30 18:00 | 46.4099 | - | 12 | 18 | 0.25
Recip | System | Constraint | Flex Up | Flexibility | Violation | 1 | 2025-12-30 21:00 | 11.0851 | - | 12 | 21 | 0.25
Recip | System | Constraint | Flex Up | Flexibility | Violation | 1 | 2025-12-31 15:00 | 0.034428 | - | 12 | 15 | 0.25
Recip | System | Constraint | Flex Up | Flexibility | Violation | 1 | 2025-12-31 22:15 | 6.545 | - | 12 | 22 | 0.25
Base | System | Constraint | Flex Down | Flexibility | Violation | 1 | 2025-01-01 04:00 | 86.7891 | - | 1 | 4 | 0.25
Base | System | Constraint | Flex Down | Flexibility | Violation | 1 | 2025-01-01 04:15 | 13.4785 | - | 1 | 4 | 0.25
Base | System | Constraint | Flex Down | Flexibility | Violation | 1 | 2025-01-03 16:00 | 18.1969 | - | 1 | 16 | 0.25
Base | System | Constraint | Flex Down | Flexibility | Violation | 1 | 2025-01-05 14:00 | 6.8431 | - | 1 | 14 | 0.25
Base | System | Constraint | Flex Down | Flexibility | Violation | 1 | 2025-01-06 05:00 | 105.9689 | - | 1 | 5 | 0.25
Base | System | Constraint | Flex Down | Flexibility | Violation | 1 | 2025-01-09 05:00 | 106.4882 | - | 1 | 5 | 0.25
Base | System | Constraint | Flex Down | Flexibility | Violation | 1 | 2025-01-09 06:00 | 170.8223 | - | 1 | 6 | 0.25
Base | System | Constraint | Flex Down | Flexibility | Violation | 1 | 2025-01-12 04:00 | 34.6248 | - | 1 | 4 | 0.25
Base | System | Constraint | Flex Down | Flexibility | Violation | 1 | 2025-01-12 04:15 | 5.6315 | - | 1 | 4 | 0.25
Base | System | Constraint | Flex Down | Flexibility | Violation | 1 | 2025-01-13 05:00 | 188.8098 | - | 1 | 5 | 0.25
Base | System | Constraint | Flex Down | Flexibility | Violation | 1 | 2025-01-13 05:15 | 18.2532 | - | 1 | 5 | 0.25
Base | System | Constraint | Flex Down | Flexibility | Violation | 1 | 2025-01-18 03:00 | 85.2148 | - | 1 | 3 | 0.25
Base | System | Constraint | Flex Down | Flexibility | Violation | 1 | 2025-01-18 03:15 | 31.4118 | - | 1 | 3 | 0.25
Base | System | Constraint | Flex Down | Flexibility | Violation | 1 | 2025-01-20 04:00 | 2.8636 | - | 1 | 4 | 0.25
Base | System | Constraint | Flex Down | Flexibility | Violation | 1 | 2025-01-22 11:00 | 44.754 | - | 1 | 11 | 0.25
Base | System | Constraint | Flex Down | Flexibility | Violation | 1 | 2025-01-22 11:15 | 46.0063 | - | 1 | 11 | 0.25
Base | System | Constraint | Flex Down | Flexibility | Violation | 1 | 2025-01-22 11:30 | 46.2585 | - | 1 | 11 | 0.25
Base | System | Constraint | Flex Down | Flexibility | Violation | 1 | 2025-01-22 11:45 | 42.5107 | - | 1 | 11 | 0.25
Base | System | Constraint | Flex Down | Flexibility | Violation | 1 | 2025-01-22 12:00 | 53.705 | - | 1 | 12 | 0.25
Base | System | Constraint | Flex Down | Flexibility | Violation | 1 | 2025-01-22 12:15 | 98.0539 | - | 1 | 12 | 0.25
Base | System | Constraint | Flex Down | Flexibility | Violation | 1 | 2025-01-22 12:30 | 133.4029 | - | 1 | 12 | 0.25
Base | System | Constraint | Flex Down | Flexibility | Violation | 1 | 2025-01-22 12:45 | 153.7518 | - | 1 | 12 | 0.25
Base | System | Constraint | Flex Down | Flexibility | Violation | 1 | 2025-01-22 13:00 | 320.1406 | - | 1 | 13 | 0.25
Base | System | Constraint | Flex Down | Flexibility | Violation | 1 | 2025-01-22 13:15 | 324.4594 | - | 1 | 13 | 0.25
Base | System | Constraint | Flex Down | Flexibility | Violation | 1 | 2025-01-22 13:30 | 342.6009 | - | 1 | 13 | 0.25
Base | System | Constraint | Flex Down | Flexibility | Violation | 1 | 2025-01-22 13:45 | 342.6009 | - | 1 | 13 | 0.25
Base | System | Constraint | Flex Down | Flexibility | Violation | 1 | 2025-01-23 06:00 | 43.9134 | - | 1 | 6 | 0.25
Base | System | Constraint | Flex Down | Flexibility | Violation | 1 | 2025-01-24 13:30 | 1.8356 | - | 1 | 13 | 0.25
Base | System | Constraint | Flex Down | Flexibility | Violation | 1 | 2025-01-24 13:45 | 21.0664 | - | 1 | 13 | 0.25
Base | System | Constraint | Flex Down | Flexibility | Violation | 1 | 2025-01-24 14:15 | 10.9464 | - | 1 | 14 | 0.25
Base | System | Constraint | Flex Down | Flexibility | Violation | 1 | 2025-01-24 14:30 | 12.0464 | - | 1 | 14 | 0.25
Base | System | Constraint | Flex Down | Flexibility | Violation | 1 | 2025-01-25 03:00 | 159.4859 | - | 1 | 3 | 0.25
Base | System | Constraint | Flex Down | Flexibility | Violation | 1 | 2025-01-25 03:15 | 92.302 | - | 1 | 3 | 0.25
Base | System | Constraint | Flex Down | Flexibility | Violation | 1 | 2025-01-25 03:30 | 9.1182 | - | 1 | 3 | 0.25
Base | System | Constraint | Flex Down | Flexibility | Violation | 1 | 2025-01-25 12:45 | 26.4041 | - | 1 | 12 | 0.25
Base | System | Constraint | Flex Down | Flexibility | Violation | 1 | 2025-01-25 13:00 | 15.6047 | - | 1 | 13 | 0.25
Base | System | Constraint | Flex Down | Flexibility | Violation | 1 | 2025-01-25 13:15 | 24.9453 | - | 1 | 13 | 0.25
Base | System | Constraint | Flex Down | Flexibility | Violation | 1 | 2025-01-25 13:30 | 29.2858 | - | 1 | 13 | 0.25
Base | System | Constraint | Flex Down | Flexibility | Violation | 1 | 2025-01-25 13:45 | 26.6264 | - | 1 | 13 | 0.25
Base | System | Constraint | Flex Down | Flexibility | Violation | 1 | 2025-01-28 05:00 | 298.8268 | - | 1 | 5 | 0.25
Base | System | Constraint | Flex Down | Flexibility | Violation | 1 | 2025-01-28 05:15 | 74.6616 | - | 1 | 5 | 0.25
Base | System | Constraint | Flex Down | Flexibility | Violation | 1 | 2025-01-29 02:00 | 58.1474 | - | 1 | 2 | 0.25
Base | System | Constraint | Flex Down | Flexibility | Violation | 1 | 2025-01-29 02:15 | 14.6788 | - | 1 | 2 | 0.25
Base | System | Constraint | Flex Down | Flexibility | Violation | 1 | 2025-01-29 04:00 | 106.5942 | - | 1 | 4 | 0.25
Base | System | Constraint | Flex Down | Flexibility | Violation | 1 | 2025-01-29 04:15 | 20.1719 | - | 1 | 4 | 0.25
Base | System | Constraint | Flex Down | Flexibility | Violation | 1 | 2025-01-29 05:00 | 239.2834 | - | 1 | 5 | 0.25
Base | System | Constraint | Flex Down | Flexibility | Violation | 1 | 2025-01-30 02:00 | 123.68 | - | 1 | 2 | 0.25
Base | System | Constraint | Flex Down | Flexibility | Violation | 1 | 2025-01-30 02:15 | 60.8077 | - | 1 | 2 | 0.25
Base | System | Constraint | Flex Down | Flexibility | Violation | 1 | 2025-01-30 04:00 | 122.1475 | - | 1 | 4 | 0.25
Base | System | Constraint | Flex Down | Flexibility | Violation | 1 | 2025-01-30 04:15 | 15.7375 | - | 1 | 4 | 0.25
Base | System | Constraint | Flex Down | Flexibility | Violation | 1 | 2025-01-30 06:00 | 16.3367 | - | 1 | 6 | 0.25
Base | System | Constraint | Flex Down | Flexibility | Violation | 1 | 2025-01-30 14:00 | 115.572 | - | 1 | 14 | 0.25
Base | System | Constraint | Flex Down | Flexibility | Violation | 1 | 2025-01-30 14:15 | 60.1686 | - | 1 | 14 | 0.25
Base | System | Constraint | Flex Down | Flexibility | Violation | 1 | 2025-02-01 10:00 | 41.6748 | - | 2 | 10 | 0.25
Base | System | Constraint | Flex Down | Flexibility | Violation | 1 | 2025-02-01 10:15 | 5.5482 | - | 2 | 10 | 0.25
Base | System | Constraint | Flex Down | Flexibility | Violation | 1 | 2025-02-02 01:00 | 26.8398 | - | 2 | 1 | 0.25
Base | System | Constraint | Flex Down | Flexibility | Violation | 1 | 2025-02-02 01:15 | 4.9834 | - | 2 | 1 | 0.25
Base | System | Constraint | Flex Down | Flexibility | Violation | 1 | 2025-02-02 03:00 | 8.3672 | - | 2 | 3 | 0.25
Base | System | Constraint | Flex Down | Flexibility | Violation | 1 | 2025-02-02 04:00 | 84.3787 | - | 2 | 4 | 0.25
Base | System | Constraint | Flex Down | Flexibility | Violation | 1 | 2025-02-02 04:15 | 19.7742 | - | 2 | 4 | 0.25
Base | System | Constraint | Flex Down | Flexibility | Violation | 1 | 2025-02-03 04:00 | 59.4346 | - | 2 | 4 | 0.25
Base | System | Constraint | Flex Down | Flexibility | Violation | 1 | 2025-02-03 04:15 | 20.0284 | - | 2 | 4 | 0.25
Base | System | Constraint | Flex Down | Flexibility | Violation | 1 | 2025-02-03 05:00 | 83.5574 | - | 2 | 5 | 0.25
Base | System | Constraint | Flex Down | Flexibility | Violation | 1 | 2025-02-07 06:00 | 29.4219 | - | 2 | 6 | 0.25
Base | System | Constraint | Flex Down | Flexibility | Violation | 1 | 2025-02-11 05:00 | 83.7746 | - | 2 | 5 | 0.25
Base | System | Constraint | Flex Down | Flexibility | Violation | 1 | 2025-02-18 03:00 | 20.6517 | - | 2 | 3 | 0.25
Base | System | Constraint | Flex Down | Flexibility | Violation | 1 | 2025-02-18 03:15 | 0.26143 | - | 2 | 3 | 0.25
Base | System | Constraint | Flex Down | Flexibility | Violation | 1 | 2025-02-18 12:45 | 0.44316 | - | 2 | 12 | 0.25
Base | System | Constraint | Flex Down | Flexibility | Violation | 1 | 2025-02-18 15:00 | 207.4978 | - | 2 | 15 | 0.25
Base | System | Constraint | Flex Down | Flexibility | Violation | 1 | 2025-02-18 15:15 | 111.2211 | - | 2 | 15 | 0.25
Base | System | Constraint | Flex Down | Flexibility | Violation | 1 | 2025-02-18 15:30 | 18.9443 | - | 2 | 15 | 0.25
Base | System | Constraint | Flex Down | Flexibility | Violation | 1 | 2025-02-19 16:00 | 22.306 | - | 2 | 16 | 0.25
Base | System | Constraint | Flex Down | Flexibility | Violation | 1 | 2025-02-21 04:00 | 5.535 | - | 2 | 4 | 0.25
Base | System | Constraint | Flex Down | Flexibility | Violation | 1 | 2025-02-23 12:00 | 73.2095 | - | 2 | 12 | 0.25
Base | System | Constraint | Flex Down | Flexibility | Violation | 1 | 2025-02-23 12:15 | 0.42114 | - | 2 | 12 | 0.25
Base | System | Constraint | Flex Down | Flexibility | Violation | 1 | 2025-02-24 02:00 | 10.0439 | - | 2 | 2 | 0.25
Base | System | Constraint | Flex Down | Flexibility | Violation | 1 | 2025-02-24 05:00 | 237.7164 | - | 2 | 5 | 0.25
Base | System | Constraint | Flex Down | Flexibility | Violation | 1 | 2025-02-24 05:15 | 121.6351 | - | 2 | 5 | 0.25
Base | System | Constraint | Flex Down | Flexibility | Violation | 1 | 2025-02-25 03:00 | 30.5473 | - | 2 | 3 | 0.25
Base | System | Constraint | Flex Down | Flexibility | Violation | 1 | 2025-02-25 06:00 | 178.9329 | - | 2 | 6 | 0.25
Base | System | Constraint | Flex Down | Flexibility | Violation | 1 | 2025-02-25 10:45 | 13.8835 | - | 2 | 10 | 0.25
Base | System | Constraint | Flex Down | Flexibility | Violation | 1 | 2025-02-25 11:45 | 17.6324 | - | 2 | 11 | 0.25
Base | System | Constraint | Flex Down | Flexibility | Violation | 1 | 2025-02-25 13:00 | 62.7845 | - | 2 | 13 | 0.25
Base | System | Constraint | Flex Down | Flexibility | Violation | 1 | 2025-02-25 13:15 | 33.2851 | - | 2 | 13 | 0.25
Base | System | Constraint | Flex Down | Flexibility | Violation | 1 | 2025-02-25 13:30 | 10.7858 | - | 2 | 13 | 0.25
Base | System | Constraint | Flex Down | Flexibility | Violation | 1 | 2025-02-25 15:00 | 31.432 | - | 2 | 15 | 0.25
Base | System | Constraint | Flex Down | Flexibility | Violation | 1 | 2025-02-25 15:15 | 9.055 | - | 2 | 15 | 0.25
Base | System | Constraint | Flex Down | Flexibility | Violation | 1 | 2025-03-03 03:00 | 51.0356 | - | 3 | 3 | 0.25
Base | System | Constraint | Flex Down | Flexibility | Violation | 1 | 2025-03-05 04:00 | 196.1571 | - | 3 | 4 | 0.25
Base | System | Constraint | Flex Down | Flexibility | Violation | 1 | 2025-03-05 04:15 | 74.1156 | - | 3 | 4 | 0.25
Base | System | Constraint | Flex Down | Flexibility | Violation | 1 | 2025-03-05 05:00 | 60.6257 | - | 3 | 5 | 0.25
Base | System | Constraint | Flex Down | Flexibility | Violation | 1 | 2025-03-13 | 0.31236 | - | 3 | 0 | 0.25
Base | System | Constraint | Flex Down | Flexibility | Violation | 1 | 2025-03-13 00:15 | 0.93708 | - | 3 | 0 | 0.25
Base | System | Constraint | Flex Down | Flexibility | Violation | 1 | 2025-03-14 10:45 | 41.6953 | - | 3 | 10 | 0.25
Base | System | Constraint | Flex Down | Flexibility | Violation | 1 | 2025-03-14 11:00 | 2.9658 | - | 3 | 11 | 0.25
Base | System | Constraint | Flex Down | Flexibility | Violation | 1 | 2025-03-14 11:15 | 3.4942 | - | 3 | 11 | 0.25
Base | System | Constraint | Flex Down | Flexibility | Violation | 1 | 2025-03-14 11:30 | 6.0226 | - | 3 | 11 | 0.25
Base | System | Constraint | Flex Down | Flexibility | Violation | 1 | 2025-03-14 11:45 | 17.551 | - | 3 | 11 | 0.25
Base | System | Constraint | Flex Down | Flexibility | Violation | 1 | 2025-03-14 14:30 | 6.9209 | - | 3 | 14 | 0.25
Base | System | Constraint | Flex Down | Flexibility | Violation | 1 | 2025-03-14 14:45 | 6.814 | - | 3 | 14 | 0.25
Base | System | Constraint | Flex Down | Flexibility | Violation | 1 | 2025-03-15 10:30 | 17.0595 | - | 3 | 10 | 0.25
Base | System | Constraint | Flex Down | Flexibility | Violation | 1 | 2025-03-15 10:45 | 68.8338 | - | 3 | 10 | 0.25
Base | System | Constraint | Flex Down | Flexibility | Violation | 1 | 2025-03-15 11:15 | 9.6394 | - | 3 | 11 | 0.25
Base | System | Constraint | Flex Down | Flexibility | Violation | 1 | 2025-03-15 11:30 | 50.2811 | - | 3 | 11 | 0.25
Base | System | Constraint | Flex Down | Flexibility | Violation | 1 | 2025-03-15 11:45 | 79.9229 | - | 3 | 11 | 0.25
Base | System | Constraint | Flex Down | Flexibility | Violation | 1 | 2025-03-15 12:30 | 0.19328 | - | 3 | 12 | 0.25
Base | System | Constraint | Flex Down | Flexibility | Violation | 1 | 2025-03-15 12:45 | 67.9647 | - | 3 | 12 | 0.25
Base | System | Constraint | Flex Down | Flexibility | Violation | 1 | 2025-03-16 10:00 | 55.1884 | - | 3 | 10 | 0.25
Base | System | Constraint | Flex Down | Flexibility | Violation | 1 | 2025-03-16 10:15 | 68.9567 | - | 3 | 10 | 0.25
Base | System | Constraint | Flex Down | Flexibility | Violation | 1 | 2025-03-16 10:30 | 96.7251 | - | 3 | 10 | 0.25
Base | System | Constraint | Flex Down | Flexibility | Violation | 1 | 2025-03-16 10:45 | 133.4935 | - | 3 | 10 | 0.25
Base | System | Constraint | Flex Down | Flexibility | Violation | 1 | 2025-03-16 11:15 | 22.5066 | - | 3 | 11 | 0.25
Base | System | Constraint | Flex Down | Flexibility | Violation | 1 | 2025-03-16 11:30 | 51.5671 | - | 3 | 11 | 0.25
Base | System | Constraint | Flex Down | Flexibility | Violation | 1 | 2025-03-16 11:45 | 90.6277 | - | 3 | 11 | 0.25
Base | System | Constraint | Flex Down | Flexibility | Violation | 1 | 2025-03-16 12:00 | 39.3322 | - | 3 | 12 | 0.25
Base | System | Constraint | Flex Down | Flexibility | Violation | 1 | 2025-03-16 12:15 | 51.2206 | - | 3 | 12 | 0.25
Base | System | Constraint | Flex Down | Flexibility | Violation | 1 | 2025-03-16 12:30 | 60.1091 | - | 3 | 12 | 0.25
Base | System | Constraint | Flex Down | Flexibility | Violation | 1 | 2025-03-16 12:45 | 59.9976 | - | 3 | 12 | 0.25
Base | System | Constraint | Flex Down | Flexibility | Violation | 1 | 2025-03-16 13:00 | 2.6288 | - | 3 | 13 | 0.25
Base | System | Constraint | Flex Down | Flexibility | Violation | 1 | 2025-03-16 13:15 | 8.7267 | - | 3 | 13 | 0.25
Base | System | Constraint | Flex Down | Flexibility | Violation | 1 | 2025-03-16 13:30 | 22.8245 | - | 3 | 13 | 0.25
Base | System | Constraint | Flex Down | Flexibility | Violation | 1 | 2025-03-16 13:45 | 32.9223 | - | 3 | 13 | 0.25
Base | System | Constraint | Flex Down | Flexibility | Violation | 1 | 2025-03-16 22:15 | 28.0707 | - | 3 | 22 | 0.25
Base | System | Constraint | Flex Down | Flexibility | Violation | 1 | 2025-03-16 22:30 | 77.9603 | - | 3 | 22 | 0.25
Base | System | Constraint | Flex Down | Flexibility | Violation | 1 | 2025-03-16 22:45 | 132.8498 | - | 3 | 22 | 0.25
Base | System | Constraint | Flex Down | Flexibility | Violation | 1 | 2025-03-17 | 3.0268 | - | 3 | 0 | 0.25
Base | System | Constraint | Flex Down | Flexibility | Violation | 1 | 2025-03-17 00:15 | 5.8646 | - | 3 | 0 | 0.25
Base | System | Constraint | Flex Down | Flexibility | Violation | 1 | 2025-03-17 08:30 | 7.6567 | - | 3 | 8 | 0.25
Base | System | Constraint | Flex Down | Flexibility | Violation | 1 | 2025-03-17 08:45 | 85.5099 | - | 3 | 8 | 0.25
Base | System | Constraint | Flex Down | Flexibility | Violation | 1 | 2025-03-18 21:30 | 39.9811 | - | 3 | 21 | 0.25
Base | System | Constraint | Flex Down | Flexibility | Violation | 1 | 2025-03-18 21:45 | 75.7545 | - | 3 | 21 | 0.25
Base | System | Constraint | Flex Down | Flexibility | Violation | 1 | 2025-03-18 22:30 | 46.9573 | - | 3 | 22 | 0.25
Base | System | Constraint | Flex Down | Flexibility | Violation | 1 | 2025-03-18 22:45 | 174.4319 | - | 3 | 22 | 0.25
Base | System | Constraint | Flex Down | Flexibility | Violation | 1 | 2025-03-18 23:30 | 16.2021 | - | 3 | 23 | 0.25
Base | System | Constraint | Flex Down | Flexibility | Violation | 1 | 2025-03-18 23:45 | 51.1255 | - | 3 | 23 | 0.25
Base | System | Constraint | Flex Down | Flexibility | Violation | 1 | 2025-03-19 22:15 | 51.3232 | - | 3 | 22 | 0.25
Base | System | Constraint | Flex Down | Flexibility | Violation | 1 | 2025-03-19 22:30 | 112.2508 | - | 3 | 22 | 0.25
Base | System | Constraint | Flex Down | Flexibility | Violation | 1 | 2025-03-19 22:45 | 167.1783 | - | 3 | 22 | 0.25
Base | System | Constraint | Flex Down | Flexibility | Violation | 1 | 2025-03-20 00:30 | 15.3336 | - | 3 | 0 | 0.25
Base | System | Constraint | Flex Down | Flexibility | Violation | 1 | 2025-03-20 00:45 | 31.7293 | - | 3 | 0 | 0.25
Base | System | Constraint | Flex Down | Flexibility | Violation | 1 | 2025-03-20 14:00 | 1.5348 | - | 3 | 14 | 0.25
Base | System | Constraint | Flex Down | Flexibility | Violation | 1 | 2025-03-20 14:15 | 1.5348 | - | 3 | 14 | 0.25
Base | System | Constraint | Flex Down | Flexibility | Violation | 1 | 2025-03-20 14:30 | 1.5348 | - | 3 | 14 | 0.25
Base | System | Constraint | Flex Down | Flexibility | Violation | 1 | 2025-03-20 14:45 | 1.5348 | - | 3 | 14 | 0.25
Base | System | Constraint | Flex Down | Flexibility | Violation | 1 | 2025-03-20 23:45 | 17.8322 | - | 3 | 23 | 0.25
Base | System | Constraint | Flex Down | Flexibility | Violation | 1 | 2025-03-21 10:30 | 16.8863 | - | 3 | 10 | 0.25
Base | System | Constraint | Flex Down | Flexibility | Violation | 1 | 2025-03-21 10:45 | 61.8575 | - | 3 | 10 | 0.25
Base | System | Constraint | Flex Down | Flexibility | Violation | 1 | 2025-03-21 11:15 | 3.6272 | - | 3 | 11 | 0.25
Base | System | Constraint | Flex Down | Flexibility | Violation | 1 | 2025-03-21 11:30 | 24.9111 | - | 3 | 11 | 0.25
Base | System | Constraint | Flex Down | Flexibility | Violation | 1 | 2025-03-21 11:45 | 40.1949 | - | 3 | 11 | 0.25
Base | System | Constraint | Flex Down | Flexibility | Violation | 1 | 2025-03-21 12:30 | 6.2725 | - | 3 | 12 | 0.25
Base | System | Constraint | Flex Down | Flexibility | Violation | 1 | 2025-03-21 12:45 | 22.6131 | - | 3 | 12 | 0.25
Base | System | Constraint | Flex Down | Flexibility | Violation | 1 | 2025-03-21 13:00 | 4.9093 | - | 3 | 13 | 0.25
Base | System | Constraint | Flex Down | Flexibility | Violation | 1 | 2025-03-22 10:30 | 2.5671 | - | 3 | 10 | 0.25
Base | System | Constraint | Flex Down | Flexibility | Violation | 1 | 2025-03-22 10:45 | 48.2818 | - | 3 | 10 | 0.25
Base | System | Constraint | Flex Down | Flexibility | Violation | 1 | 2025-03-22 11:00 | 60.7218 | - | 3 | 11 | 0.25
Base | System | Constraint | Flex Down | Flexibility | Violation | 1 | 2025-03-22 11:15 | 66.5298 | - | 3 | 11 | 0.25
Base | System | Constraint | Flex Down | Flexibility | Violation | 1 | 2025-03-22 11:30 | 69.3378 | - | 3 | 11 | 0.25
Base | System | Constraint | Flex Down | Flexibility | Violation | 1 | 2025-03-22 11:45 | 65.1458 | - | 3 | 11 | 0.25
Base | System | Constraint | Flex Down | Flexibility | Violation | 1 | 2025-03-22 12:00 | 108.3399 | - | 3 | 12 | 0.25
Base | System | Constraint | Flex Down | Flexibility | Violation | 1 | 2025-03-22 12:15 | 103.9079 | - | 3 | 12 | 0.25
Base | System | Constraint | Flex Down | Flexibility | Violation | 1 | 2025-03-22 12:30 | 97.4759 | - | 3 | 12 | 0.25
Base | System | Constraint | Flex Down | Flexibility | Violation | 1 | 2025-03-22 12:45 | 95.0438 | - | 3 | 12 | 0.25
Base | System | Constraint | Flex Down | Flexibility | Violation | 1 | 2025-03-22 13:00 | 113.1049 | - | 3 | 13 | 0.25
Base | System | Constraint | Flex Down | Flexibility | Violation | 1 | 2025-03-22 13:15 | 98.5525 | - | 3 | 13 | 0.25
Base | System | Constraint | Flex Down | Flexibility | Violation | 1 | 2025-03-22 13:30 | 74 | - | 3 | 13 | 0.25
Base | System | Constraint | Flex Down | Flexibility | Violation | 1 | 2025-03-22 13:45 | 49.4476 | - | 3 | 13 | 0.25
Base | System | Constraint | Flex Down | Flexibility | Violation | 1 | 2025-03-22 14:00 | 32.8785 | - | 3 | 14 | 0.25
Base | System | Constraint | Flex Down | Flexibility | Violation | 1 | 2025-03-22 14:15 | 29.6009 | - | 3 | 14 | 0.25
Base | System | Constraint | Flex Down | Flexibility | Violation | 1 | 2025-03-22 14:30 | 21.3234 | - | 3 | 14 | 0.25
Base | System | Constraint | Flex Down | Flexibility | Violation | 1 | 2025-03-22 14:45 | 18.0458 | - | 3 | 14 | 0.25
Base | System | Constraint | Flex Down | Flexibility | Violation | 1 | 2025-03-22 15:00 | 13.837 | - | 3 | 15 | 0.25
Base | System | Constraint | Flex Down | Flexibility | Violation | 1 | 2025-03-22 22:15 | 19.4203 | - | 3 | 22 | 0.25
Base | System | Constraint | Flex Down | Flexibility | Violation | 1 | 2025-03-22 22:30 | 56.8645 | - | 3 | 22 | 0.25
Base | System | Constraint | Flex Down | Flexibility | Violation | 1 | 2025-03-22 22:45 | 105.3087 | - | 3 | 22 | 0.25
Base | System | Constraint | Flex Down | Flexibility | Violation | 1 | 2025-03-25 20:30 | 34.9562 | - | 3 | 20 | 0.25
Base | System | Constraint | Flex Down | Flexibility | Violation | 1 | 2025-03-25 20:45 | 94.3222 | - | 3 | 20 | 0.25
Base | System | Constraint | Flex Down | Flexibility | Violation | 1 | 2025-03-25 21:00 | 145.7374 | - | 3 | 21 | 0.25
Base | System | Constraint | Flex Down | Flexibility | Violation | 1 | 2025-03-25 21:15 | 195.9314 | - | 3 | 21 | 0.25
Base | System | Constraint | Flex Down | Flexibility | Violation | 1 | 2025-03-25 21:30 | 220.1254 | - | 3 | 21 | 0.25
Base | System | Constraint | Flex Down | Flexibility | Violation | 1 | 2025-03-25 21:45 | 261.3194 | - | 3 | 21 | 0.25
Base | System | Constraint | Flex Down | Flexibility | Violation | 1 | 2025-03-25 22:00 | 59.0155 | - | 3 | 22 | 0.25
Base | System | Constraint | Flex Down | Flexibility | Violation | 1 | 2025-03-25 22:15 | 134.9327 | - | 3 | 22 | 0.25
Base | System | Constraint | Flex Down | Flexibility | Violation | 1 | 2025-03-25 22:30 | 189.85 | - | 3 | 22 | 0.25
Base | System | Constraint | Flex Down | Flexibility | Violation | 1 | 2025-03-25 22:45 | 235.7672 | - | 3 | 22 | 0.25
Base | System | Constraint | Flex Down | Flexibility | Violation | 1 | 2025-03-25 23:00 | 63.6414 | - | 3 | 23 | 0.25
Base | System | Constraint | Flex Down | Flexibility | Violation | 1 | 2025-03-25 23:15 | 79.5155 | - | 3 | 23 | 0.25
Base | System | Constraint | Flex Down | Flexibility | Violation | 1 | 2025-03-25 23:30 | 99.3897 | - | 3 | 23 | 0.25
Base | System | Constraint | Flex Down | Flexibility | Violation | 1 | 2025-03-25 23:45 | 117.2639 | - | 3 | 23 | 0.25
Base | System | Constraint | Flex Down | Flexibility | Violation | 1 | 2025-03-26 | 48.8854 | - | 3 | 0 | 0.25
Base | System | Constraint | Flex Down | Flexibility | Violation | 1 | 2025-03-26 00:15 | 58.1716 | - | 3 | 0 | 0.25
Base | System | Constraint | Flex Down | Flexibility | Violation | 1 | 2025-03-26 00:30 | 50.4579 | - | 3 | 0 | 0.25
Base | System | Constraint | Flex Down | Flexibility | Violation | 1 | 2025-03-26 00:45 | 48.7442 | - | 3 | 0 | 0.25
Base | System | Constraint | Flex Down | Flexibility | Violation | 1 | 2025-03-26 09:30 | 17.9066 | - | 3 | 9 | 0.25
Base | System | Constraint | Flex Down | Flexibility | Violation | 1 | 2025-03-26 09:45 | 51.8671 | - | 3 | 9 | 0.25
Base | System | Constraint | Flex Down | Flexibility | Violation | 1 | 2025-03-26 10:30 | 8.5331 | - | 3 | 10 | 0.25
Base | System | Constraint | Flex Down | Flexibility | Violation | 1 | 2025-03-26 10:45 | 32.0758 | - | 3 | 10 | 0.25
Base | System | Constraint | Flex Down | Flexibility | Violation | 1 | 2025-03-26 11:00 | 191.9322 | - | 3 | 11 | 0.25
Base | System | Constraint | Flex Down | Flexibility | Violation | 1 | 2025-03-26 11:15 | 150.4566 | - | 3 | 11 | 0.25
Base | System | Constraint | Flex Down | Flexibility | Violation | 1 | 2025-03-26 11:30 | 99.981 | - | 3 | 11 | 0.25
Base | System | Constraint | Flex Down | Flexibility | Violation | 1 | 2025-03-26 11:45 | 53.5054 | - | 3 | 11 | 0.25
Base | System | Constraint | Flex Down | Flexibility | Violation | 1 | 2025-03-26 12:45 | 9.9517 | - | 3 | 12 | 0.25
Base | System | Constraint | Flex Down | Flexibility | Violation | 1 | 2025-03-26 13:45 | 1.4616 | - | 3 | 13 | 0.25
Base | System | Constraint | Flex Down | Flexibility | Violation | 1 | 2025-03-26 14:00 | 246.4968 | - | 3 | 14 | 0.25
Base | System | Constraint | Flex Down | Flexibility | Violation | 1 | 2025-03-26 14:15 | 161.9537 | - | 3 | 14 | 0.25
Base | System | Constraint | Flex Down | Flexibility | Violation | 1 | 2025-03-26 14:30 | 85.4105 | - | 3 | 14 | 0.25
Base | System | Constraint | Flex Down | Flexibility | Violation | 1 | 2025-03-26 20:00 | 14.732 | - | 3 | 20 | 0.25
Base | System | Constraint | Flex Down | Flexibility | Violation | 1 | 2025-03-26 20:15 | 25.887 | - | 3 | 20 | 0.25
Base | System | Constraint | Flex Down | Flexibility | Violation | 1 | 2025-03-26 20:30 | 42.0419 | - | 3 | 20 | 0.25
Base | System | Constraint | Flex Down | Flexibility | Violation | 1 | 2025-03-26 20:45 | 63.1969 | - | 3 | 20 | 0.25
Base | System | Constraint | Flex Down | Flexibility | Violation | 1 | 2025-03-27 08:15 | 43.6553 | - | 3 | 8 | 0.25
Base | System | Constraint | Flex Down | Flexibility | Violation | 1 | 2025-03-27 08:30 | 85.114 | - | 3 | 8 | 0.25
Base | System | Constraint | Flex Down | Flexibility | Violation | 1 | 2025-03-27 08:45 | 121.5727 | - | 3 | 8 | 0.25
Base | System | Constraint | Flex Down | Flexibility | Violation | 1 | 2025-03-27 09:15 | 9.1266 | - | 3 | 9 | 0.25
Base | System | Constraint | Flex Down | Flexibility | Violation | 1 | 2025-03-27 09:30 | 43.2935 | - | 3 | 9 | 0.25
Base | System | Constraint | Flex Down | Flexibility | Violation | 1 | 2025-03-27 09:45 | 69.4605 | - | 3 | 9 | 0.25
Base | System | Constraint | Flex Down | Flexibility | Violation | 1 | 2025-03-27 10:15 | 18.2323 | - | 3 | 10 | 0.25
Base | System | Constraint | Flex Down | Flexibility | Violation | 1 | 2025-03-27 10:30 | 44.7392 | - | 3 | 10 | 0.25
Base | System | Constraint | Flex Down | Flexibility | Violation | 1 | 2025-03-27 10:45 | 58.2461 | - | 3 | 10 | 0.25
Base | System | Constraint | Flex Down | Flexibility | Violation | 1 | 2025-03-27 11:00 | 45.1774 | - | 3 | 11 | 0.25
Base | System | Constraint | Flex Down | Flexibility | Violation | 1 | 2025-03-27 11:15 | 42.5866 | - | 3 | 11 | 0.25
Base | System | Constraint | Flex Down | Flexibility | Violation | 1 | 2025-03-27 11:30 | 33.9959 | - | 3 | 11 | 0.25
Base | System | Constraint | Flex Down | Flexibility | Violation | 1 | 2025-03-27 11:45 | 24.4051 | - | 3 | 11 | 0.25
Base | System | Constraint | Flex Down | Flexibility | Violation | 1 | 2025-03-28 09:00 | 179.7817 | - | 3 | 9 | 0.25
Base | System | Constraint | Flex Down | Flexibility | Violation | 1 | 2025-03-28 09:15 | 131.0494 | - | 3 | 9 | 0.25
Base | System | Constraint | Flex Down | Flexibility | Violation | 1 | 2025-03-28 09:30 | 93.3171 | - | 3 | 9 | 0.25
Base | System | Constraint | Flex Down | Flexibility | Violation | 1 | 2025-03-28 09:45 | 50.5848 | - | 3 | 9 | 0.25
Base | System | Constraint | Flex Down | Flexibility | Violation | 1 | 2025-03-28 12:00 | 96.2359 | - | 3 | 12 | 0.25
Base | System | Constraint | Flex Down | Flexibility | Violation | 1 | 2025-03-28 12:15 | 43.4028 | - | 3 | 12 | 0.25
Base | System | Constraint | Flex Down | Flexibility | Violation | 1 | 2025-03-28 12:30 | 13.5697 | - | 3 | 12 | 0.25
Base | System | Constraint | Flex Down | Flexibility | Violation | 1 | 2025-03-29 | 5.056 | - | 3 | 0 | 0.25
Base | System | Constraint | Flex Down | Flexibility | Violation | 1 | 2025-03-29 00:15 | 28.6694 | - | 3 | 0 | 0.25
Base | System | Constraint | Flex Down | Flexibility | Violation | 1 | 2025-03-29 00:30 | 40.2827 | - | 3 | 0 | 0.25
Base | System | Constraint | Flex Down | Flexibility | Violation | 1 | 2025-03-29 00:45 | 62.8961 | - | 3 | 0 | 0.25
Base | System | Constraint | Flex Down | Flexibility | Violation | 1 | 2025-03-31 21:00 | 140.5789 | - | 3 | 21 | 0.25
Base | System | Constraint | Flex Down | Flexibility | Violation | 1 | 2025-03-31 21:15 | 150.5775 | - | 3 | 21 | 0.25
Base | System | Constraint | Flex Down | Flexibility | Violation | 1 | 2025-03-31 21:30 | 163.5761 | - | 3 | 21 | 0.25
Base | System | Constraint | Flex Down | Flexibility | Violation | 1 | 2025-03-31 21:45 | 160.5746 | - | 3 | 21 | 0.25
Base | System | Constraint | Flex Down | Flexibility | Violation | 1 | 2025-04-01 08:45 | 4.6484 | - | 4 | 8 | 0.25
Base | System | Constraint | Flex Down | Flexibility | Violation | 1 | 2025-04-01 09:45 | 1.4703 | - | 4 | 9 | 0.25
Base | System | Constraint | Flex Down | Flexibility | Violation | 1 | 2025-04-01 10:30 | 27.0059 | - | 4 | 10 | 0.25
Base | System | Constraint | Flex Down | Flexibility | Violation | 1 | 2025-04-01 10:45 | 62.2678 | - | 4 | 10 | 0.25
Base | System | Constraint | Flex Down | Flexibility | Violation | 1 | 2025-04-01 11:15 | 3.0528 | - | 4 | 11 | 0.25
Base | System | Constraint | Flex Down | Flexibility | Violation | 1 | 2025-04-01 11:30 | 15.7503 | - | 4 | 11 | 0.25
Base | System | Constraint | Flex Down | Flexibility | Violation | 1 | 2025-04-01 11:45 | 21.4478 | - | 4 | 11 | 0.25
Base | System | Constraint | Flex Down | Flexibility | Violation | 1 | 2025-04-01 12:00 | 51.2754 | - | 4 | 12 | 0.25
Base | System | Constraint | Flex Down | Flexibility | Violation | 1 | 2025-04-01 12:15 | 33.703 | - | 4 | 12 | 0.25
Base | System | Constraint | Flex Down | Flexibility | Violation | 1 | 2025-04-01 12:30 | 13.1306 | - | 4 | 12 | 0.25
Base | System | Constraint | Flex Down | Flexibility | Violation | 1 | 2025-04-01 13:45 | 31.0887 | - | 4 | 13 | 0.25
Base | System | Constraint | Flex Down | Flexibility | Violation | 1 | 2025-04-02 20:45 | 36.916 | - | 4 | 20 | 0.25
Base | System | Constraint | Flex Down | Flexibility | Violation | 1 | 2025-04-02 21:00 | 234.3926 | - | 4 | 21 | 0.25
Base | System | Constraint | Flex Down | Flexibility | Violation | 1 | 2025-04-02 21:15 | 342.6009 | - | 4 | 21 | 0.25
Base | System | Constraint | Flex Down | Flexibility | Violation | 1 | 2025-04-02 21:30 | 342.6009 | - | 4 | 21 | 0.25
Base | System | Constraint | Flex Down | Flexibility | Violation | 1 | 2025-04-02 21:45 | 342.6009 | - | 4 | 21 | 0.25
Base | System | Constraint | Flex Down | Flexibility | Violation | 1 | 2025-04-02 22:45 | 76.1987 | - | 4 | 22 | 0.25
Base | System | Constraint | Flex Down | Flexibility | Violation | 1 | 2025-04-02 23:00 | 104.8775 | - | 4 | 23 | 0.25
Base | System | Constraint | Flex Down | Flexibility | Violation | 1 | 2025-04-02 23:15 | 124.5564 | - | 4 | 23 | 0.25
Base | System | Constraint | Flex Down | Flexibility | Violation | 1 | 2025-04-02 23:30 | 133.2353 | - | 4 | 23 | 0.25
Base | System | Constraint | Flex Down | Flexibility | Violation | 1 | 2025-04-02 23:45 | 138.9141 | - | 4 | 23 | 0.25
Base | System | Constraint | Flex Down | Flexibility | Violation | 1 | 2025-04-03 10:45 | 9.969 | - | 4 | 10 | 0.25
Base | System | Constraint | Flex Down | Flexibility | Violation | 1 | 2025-04-03 20:45 | 71.6273 | - | 4 | 20 | 0.25
Base | System | Constraint | Flex Down | Flexibility | Violation | 1 | 2025-04-03 21:45 | 64.6347 | - | 4 | 21 | 0.25
Base | System | Constraint | Flex Down | Flexibility | Violation | 1 | 2025-04-04 14:00 | 82.1062 | - | 4 | 14 | 0.25
Base | System | Constraint | Flex Down | Flexibility | Violation | 1 | 2025-04-04 14:15 | 19.0717 | - | 4 | 14 | 0.25
Base | System | Constraint | Flex Down | Flexibility | Violation | 1 | 2025-04-04 21:30 | 9.9233 | - | 4 | 21 | 0.25
Base | System | Constraint | Flex Down | Flexibility | Violation | 1 | 2025-04-04 21:45 | 88.62 | - | 4 | 21 | 0.25
Base | System | Constraint | Flex Down | Flexibility | Violation | 1 | 2025-04-05 23:15 | 14.804 | - | 4 | 23 | 0.25
Base | System | Constraint | Flex Down | Flexibility | Violation | 1 | 2025-04-05 23:30 | 74.6736 | - | 4 | 23 | 0.25
Base | System | Constraint | Flex Down | Flexibility | Violation | 1 | 2025-04-05 23:45 | 133.5432 | - | 4 | 23 | 0.25
Base | System | Constraint | Flex Down | Flexibility | Violation | 1 | 2025-04-06 00:30 | 51.5775 | - | 4 | 0 | 0.25
Base | System | Constraint | Flex Down | Flexibility | Violation | 1 | 2025-04-06 00:45 | 93.4772 | - | 4 | 0 | 0.25
Base | System | Constraint | Flex Down | Flexibility | Violation | 1 | 2025-04-06 01:15 | 12.6911 | - | 4 | 1 | 0.25
Base | System | Constraint | Flex Down | Flexibility | Violation | 1 | 2025-04-06 01:30 | 37.0798 | - | 4 | 1 | 0.25
Base | System | Constraint | Flex Down | Flexibility | Violation | 1 | 2025-04-06 01:45 | 56.4686 | - | 4 | 1 | 0.25
Base | System | Constraint | Flex Down | Flexibility | Violation | 1 | 2025-04-06 03:00 | 26.2401 | - | 4 | 3 | 0.25
Base | System | Constraint | Flex Down | Flexibility | Violation | 1 | 2025-04-06 10:00 | 9.59 | - | 4 | 10 | 0.25
Base | System | Constraint | Flex Down | Flexibility | Violation | 1 | 2025-04-06 10:15 | 46.8746 | - | 4 | 10 | 0.25
Base | System | Constraint | Flex Down | Flexibility | Violation | 1 | 2025-04-06 10:30 | 68.1593 | - | 4 | 10 | 0.25
Base | System | Constraint | Flex Down | Flexibility | Violation | 1 | 2025-04-06 10:45 | 95.4439 | - | 4 | 10 | 0.25
Base | System | Constraint | Flex Down | Flexibility | Violation | 1 | 2025-04-06 11:45 | 24.3001 | - | 4 | 11 | 0.25
Base | System | Constraint | Flex Down | Flexibility | Violation | 1 | 2025-04-06 12:30 | 43.4728 | - | 4 | 12 | 0.25
Base | System | Constraint | Flex Down | Flexibility | Violation | 1 | 2025-04-06 12:45 | 61.1903 | - | 4 | 12 | 0.25
Base | System | Constraint | Flex Down | Flexibility | Violation | 1 | 2025-04-06 14:15 | 6.1611 | - | 4 | 14 | 0.25
Base | System | Constraint | Flex Down | Flexibility | Violation | 1 | 2025-04-06 14:30 | 12.4044 | - | 4 | 14 | 0.25
Base | System | Constraint | Flex Down | Flexibility | Violation | 1 | 2025-04-07 11:00 | 20.3537 | - | 4 | 11 | 0.25
Base | System | Constraint | Flex Down | Flexibility | Violation | 1 | 2025-04-07 11:15 | 31.1819 | - | 4 | 11 | 0.25
Base | System | Constraint | Flex Down | Flexibility | Violation | 1 | 2025-04-07 11:30 | 70.0101 | - | 4 | 11 | 0.25
Base | System | Constraint | Flex Down | Flexibility | Violation | 1 | 2025-04-07 11:45 | 85.8383 | - | 4 | 11 | 0.25
Base | System | Constraint | Flex Down | Flexibility | Violation | 1 | 2025-04-07 12:00 | 23.1887 | - | 4 | 12 | 0.25
Base | System | Constraint | Flex Down | Flexibility | Violation | 1 | 2025-04-07 12:15 | 35.9892 | - | 4 | 12 | 0.25
Base | System | Constraint | Flex Down | Flexibility | Violation | 1 | 2025-04-07 12:30 | 91.7896 | - | 4 | 12 | 0.25
Base | System | Constraint | Flex Down | Flexibility | Violation | 1 | 2025-04-07 12:45 | 96.5901 | - | 4 | 12 | 0.25
Base | System | Constraint | Flex Down | Flexibility | Violation | 1 | 2025-04-07 13:15 | 17.5688 | - | 4 | 13 | 0.25
Base | System | Constraint | Flex Down | Flexibility | Violation | 1 | 2025-04-07 13:30 | 36.792 | - | 4 | 13 | 0.25
Base | System | Constraint | Flex Down | Flexibility | Violation | 1 | 2025-04-07 13:45 | 62.0152 | - | 4 | 13 | 0.25
Base | System | Constraint | Flex Down | Flexibility | Violation | 1 | 2025-04-07 23:00 | 5.7671 | - | 4 | 23 | 0.25
Base | System | Constraint | Flex Down | Flexibility | Violation | 1 | 2025-04-07 23:15 | 60.0614 | - | 4 | 23 | 0.25
Base | System | Constraint | Flex Down | Flexibility | Violation | 1 | 2025-04-07 23:30 | 124.3558 | - | 4 | 23 | 0.25
Base | System | Constraint | Flex Down | Flexibility | Violation | 1 | 2025-04-07 23:45 | 164.6501 | - | 4 | 23 | 0.25
Base | System | Constraint | Flex Down | Flexibility | Violation | 1 | 2025-04-08 | 18.2373 | - | 4 | 0 | 0.25
Base | System | Constraint | Flex Down | Flexibility | Violation | 1 | 2025-04-08 00:15 | 37.8143 | - | 4 | 0 | 0.25
Base | System | Constraint | Flex Down | Flexibility | Violation | 1 | 2025-04-08 00:30 | 44.3914 | - | 4 | 0 | 0.25
Base | System | Constraint | Flex Down | Flexibility | Violation | 1 | 2025-04-08 00:45 | 50.9685 | - | 4 | 0 | 0.25
Base | System | Constraint | Flex Down | Flexibility | Violation | 1 | 2025-04-08 08:00 | 15.1431 | - | 4 | 8 | 0.25
Base | System | Constraint | Flex Down | Flexibility | Violation | 1 | 2025-04-08 08:15 | 37.6074 | - | 4 | 8 | 0.25
Base | System | Constraint | Flex Down | Flexibility | Violation | 1 | 2025-04-08 08:30 | 60.0718 | - | 4 | 8 | 0.25
Base | System | Constraint | Flex Down | Flexibility | Violation | 1 | 2025-04-08 08:45 | 80.5362 | - | 4 | 8 | 0.25
Base | System | Constraint | Flex Down | Flexibility | Violation | 1 | 2025-04-08 10:00 | 26.6079 | - | 4 | 10 | 0.25
Base | System | Constraint | Flex Down | Flexibility | Violation | 1 | 2025-04-08 10:15 | 56.192 | - | 4 | 10 | 0.25
Base | System | Constraint | Flex Down | Flexibility | Violation | 1 | 2025-04-08 10:30 | 107.7761 | - | 4 | 10 | 0.25
Base | System | Constraint | Flex Down | Flexibility | Violation | 1 | 2025-04-08 10:45 | 117.3603 | - | 4 | 10 | 0.25
Base | System | Constraint | Flex Down | Flexibility | Violation | 1 | 2025-04-08 11:00 | 112.733 | - | 4 | 11 | 0.25
Base | System | Constraint | Flex Down | Flexibility | Violation | 1 | 2025-04-08 11:15 | 87.8758 | - | 4 | 11 | 0.25
Base | System | Constraint | Flex Down | Flexibility | Violation | 1 | 2025-04-08 11:30 | 115.0186 | - | 4 | 11 | 0.25
Base | System | Constraint | Flex Down | Flexibility | Violation | 1 | 2025-04-08 11:45 | 144.1613 | - | 4 | 11 | 0.25
Base | System | Constraint | Flex Down | Flexibility | Violation | 1 | 2025-04-08 12:00 | 15.6097 | - | 4 | 12 | 0.25
Base | System | Constraint | Flex Down | Flexibility | Violation | 1 | 2025-04-08 12:15 | 93.798 | - | 4 | 12 | 0.25
Base | System | Constraint | Flex Down | Flexibility | Violation | 1 | 2025-04-08 12:30 | 143.9864 | - | 4 | 12 | 0.25
Base | System | Constraint | Flex Down | Flexibility | Violation | 1 | 2025-04-08 12:45 | 184.1747 | - | 4 | 12 | 0.25
Base | System | Constraint | Flex Down | Flexibility | Violation | 1 | 2025-04-08 13:00 | 52.3421 | - | 4 | 13 | 0.25
Base | System | Constraint | Flex Down | Flexibility | Violation | 1 | 2025-04-08 13:15 | 82.6772 | - | 4 | 13 | 0.25
Base | System | Constraint | Flex Down | Flexibility | Violation | 1 | 2025-04-08 13:30 | 106.0122 | - | 4 | 13 | 0.25
Base | System | Constraint | Flex Down | Flexibility | Violation | 1 | 2025-04-08 13:45 | 131.3472 | - | 4 | 13 | 0.25
Base | System | Constraint | Flex Down | Flexibility | Violation | 1 | 2025-04-08 21:45 | 57.4893 | - | 4 | 21 | 0.25
Base | System | Constraint | Flex Down | Flexibility | Violation | 1 | 2025-04-08 22:15 | 50.8638 | - | 4 | 22 | 0.25
Base | System | Constraint | Flex Down | Flexibility | Violation | 1 | 2025-04-08 22:30 | 126.5511 | - | 4 | 22 | 0.25
Base | System | Constraint | Flex Down | Flexibility | Violation | 1 | 2025-04-08 22:45 | 183.2384 | - | 4 | 22 | 0.25
Base | System | Constraint | Flex Down | Flexibility | Violation | 1 | 2025-04-08 23:45 | 17.1842 | - | 4 | 23 | 0.25
Base | System | Constraint | Flex Down | Flexibility | Violation | 1 | 2025-04-09 21:45 | 1.1827 | - | 4 | 21 | 0.25
Base | System | Constraint | Flex Down | Flexibility | Violation | 1 | 2025-04-11 21:15 | 28.2596 | - | 4 | 21 | 0.25
Base | System | Constraint | Flex Down | Flexibility | Violation | 1 | 2025-04-11 21:30 | 52.952 | - | 4 | 21 | 0.25
Base | System | Constraint | Flex Down | Flexibility | Violation | 1 | 2025-04-11 21:45 | 81.6445 | - | 4 | 21 | 0.25
Base | System | Constraint | Flex Down | Flexibility | Violation | 1 | 2025-04-12 00:45 | 33.8658 | - | 4 | 0 | 0.25
Base | System | Constraint | Flex Down | Flexibility | Violation | 1 | 2025-04-12 03:00 | 131.5003 | - | 4 | 3 | 0.25
Base | System | Constraint | Flex Down | Flexibility | Violation | 1 | 2025-04-12 03:15 | 37.2794 | - | 4 | 3 | 0.25
Base | System | Constraint | Flex Down | Flexibility | Violation | 1 | 2025-04-12 11:30 | 2.8935 | - | 4 | 11 | 0.25
Base | System | Constraint | Flex Down | Flexibility | Violation | 1 | 2025-04-12 11:45 | 34.5596 | - | 4 | 11 | 0.25
Base | System | Constraint | Flex Down | Flexibility | Violation | 1 | 2025-04-12 12:30 | 8.9015 | - | 4 | 12 | 0.25
Base | System | Constraint | Flex Down | Flexibility | Violation | 1 | 2025-04-12 12:45 | 75.1722 | - | 4 | 12 | 0.25
Base | System | Constraint | Flex Down | Flexibility | Violation | 1 | 2025-04-12 14:00 | 39.4013 | - | 4 | 14 | 0.25
Base | System | Constraint | Flex Down | Flexibility | Violation | 1 | 2025-04-12 14:15 | 41.4167 | - | 4 | 14 | 0.25
Base | System | Constraint | Flex Down | Flexibility | Violation | 1 | 2025-04-12 14:30 | 53.4322 | - | 4 | 14 | 0.25
Base | System | Constraint | Flex Down | Flexibility | Violation | 1 | 2025-04-12 14:45 | 43.4476 | - | 4 | 14 | 0.25
Base | System | Constraint | Flex Down | Flexibility | Violation | 1 | 2025-04-12 20:15 | 5.6833 | - | 4 | 20 | 0.25
Base | System | Constraint | Flex Down | Flexibility | Violation | 1 | 2025-04-12 20:30 | 62.2646 | - | 4 | 20 | 0.25
Base | System | Constraint | Flex Down | Flexibility | Violation | 1 | 2025-04-12 20:45 | 132.846 | - | 4 | 20 | 0.25
Base | System | Constraint | Flex Down | Flexibility | Violation | 1 | 2025-04-12 21:00 | 30.7977 | - | 4 | 21 | 0.25
Base | System | Constraint | Flex Down | Flexibility | Violation | 1 | 2025-04-12 21:15 | 175.7495 | - | 4 | 21 | 0.25
Base | System | Constraint | Flex Down | Flexibility | Violation | 1 | 2025-04-12 21:30 | 262.7012 | - | 4 | 21 | 0.25
Base | System | Constraint | Flex Down | Flexibility | Violation | 1 | 2025-04-12 21:45 | 342.6009 | - | 4 | 21 | 0.25
Base | System | Constraint | Flex Down | Flexibility | Violation | 1 | 2025-04-12 22:00 | 96.3925 | - | 4 | 22 | 0.25
Base | System | Constraint | Flex Down | Flexibility | Violation | 1 | 2025-04-12 22:15 | 185.1319 | - | 4 | 22 | 0.25
Base | System | Constraint | Flex Down | Flexibility | Violation | 1 | 2025-04-12 22:30 | 248.8714 | - | 4 | 22 | 0.25
Base | System | Constraint | Flex Down | Flexibility | Violation | 1 | 2025-04-12 22:45 | 329.6109 | - | 4 | 22 | 0.25
Base | System | Constraint | Flex Down | Flexibility | Violation | 1 | 2025-04-12 23:45 | 22.8949 | - | 4 | 23 | 0.25
Base | System | Constraint | Flex Down | Flexibility | Violation | 1 | 2025-04-13 11:45 | 7.6173 | - | 4 | 11 | 0.25
Base | System | Constraint | Flex Down | Flexibility | Violation | 1 | 2025-04-13 12:30 | 27.8347 | - | 4 | 12 | 0.25
Base | System | Constraint | Flex Down | Flexibility | Violation | 1 | 2025-04-13 12:45 | 112.6538 | - | 4 | 12 | 0.25
Base | System | Constraint | Flex Down | Flexibility | Violation | 1 | 2025-04-13 21:30 | 119.6811 | - | 4 | 21 | 0.25
Base | System | Constraint | Flex Down | Flexibility | Violation | 1 | 2025-04-13 21:45 | 246.0669 | - | 4 | 21 | 0.25
Base | System | Constraint | Flex Down | Flexibility | Violation | 1 | 2025-04-13 22:30 | 10.8076 | - | 4 | 22 | 0.25
Base | System | Constraint | Flex Down | Flexibility | Violation | 1 | 2025-04-13 22:45 | 24.7212 | - | 4 | 22 | 0.25
Base | System | Constraint | Flex Down | Flexibility | Violation | 1 | 2025-04-14 21:30 | 111.2699 | - | 4 | 21 | 0.25
Base | System | Constraint | Flex Down | Flexibility | Violation | 1 | 2025-04-14 21:45 | 200.0402 | - | 4 | 21 | 0.25
Base | System | Constraint | Flex Down | Flexibility | Violation | 1 | 2025-04-15 11:45 | 24.7448 | - | 4 | 11 | 0.25
Base | System | Constraint | Flex Down | Flexibility | Violation | 1 | 2025-04-15 21:45 | 84.4628 | - | 4 | 21 | 0.25
Base | System | Constraint | Flex Down | Flexibility | Violation | 1 | 2025-04-16 21:45 | 70.4163 | - | 4 | 21 | 0.25
Base | System | Constraint | Flex Down | Flexibility | Violation | 1 | 2025-04-19 11:45 | 26.1776 | - | 4 | 11 | 0.25
Base | System | Constraint | Flex Down | Flexibility | Violation | 1 | 2025-04-23 10:45 | 8.2458 | - | 4 | 10 | 0.25
Base | System | Constraint | Flex Down | Flexibility | Violation | 1 | 2025-04-24 04:00 | 11.4943 | - | 4 | 4 | 0.25
Base | System | Constraint | Flex Down | Flexibility | Violation | 1 | 2025-04-24 07:45 | 23.0235 | - | 4 | 7 | 0.25
Base | System | Constraint | Flex Down | Flexibility | Violation | 1 | 2025-04-24 08:30 | 61.1833 | - | 4 | 8 | 0.25
Base | System | Constraint | Flex Down | Flexibility | Violation | 1 | 2025-04-24 08:45 | 119.5598 | - | 4 | 8 | 0.25
Base | System | Constraint | Flex Down | Flexibility | Violation | 1 | 2025-04-24 09:00 | 35.2577 | - | 4 | 9 | 0.25
Base | System | Constraint | Flex Down | Flexibility | Violation | 1 | 2025-04-24 09:15 | 60.1255 | - | 4 | 9 | 0.25
Base | System | Constraint | Flex Down | Flexibility | Violation | 1 | 2025-04-24 09:30 | 99.9933 | - | 4 | 9 | 0.25
Base | System | Constraint | Flex Down | Flexibility | Violation | 1 | 2025-04-24 09:45 | 122.8611 | - | 4 | 9 | 0.25
Base | System | Constraint | Flex Down | Flexibility | Violation | 1 | 2025-04-24 10:00 | 61.3634 | - | 4 | 10 | 0.25
Base | System | Constraint | Flex Down | Flexibility | Violation | 1 | 2025-04-24 10:15 | 135.6956 | - | 4 | 10 | 0.25
Base | System | Constraint | Flex Down | Flexibility | Violation | 1 | 2025-04-24 10:30 | 197.0279 | - | 4 | 10 | 0.25
Base | System | Constraint | Flex Down | Flexibility | Violation | 1 | 2025-04-24 10:45 | 231.3601 | - | 4 | 10 | 0.25
Base | System | Constraint | Flex Down | Flexibility | Violation | 1 | 2025-04-24 11:30 | 3.3765 | - | 4 | 11 | 0.25
Base | System | Constraint | Flex Down | Flexibility | Violation | 1 | 2025-04-24 11:45 | 52.3686 | - | 4 | 11 | 0.25
Base | System | Constraint | Flex Down | Flexibility | Violation | 1 | 2025-04-24 12:15 | 14.2631 | - | 4 | 12 | 0.25
Base | System | Constraint | Flex Down | Flexibility | Violation | 1 | 2025-04-24 12:30 | 41.7153 | - | 4 | 12 | 0.25
Base | System | Constraint | Flex Down | Flexibility | Violation | 1 | 2025-04-24 12:45 | 83.1676 | - | 4 | 12 | 0.25
Base | System | Constraint | Flex Down | Flexibility | Violation | 1 | 2025-04-24 13:30 | 4.6553 | - | 4 | 13 | 0.25
Base | System | Constraint | Flex Down | Flexibility | Violation | 1 | 2025-04-24 13:45 | 15.1537 | - | 4 | 13 | 0.25
Base | System | Constraint | Flex Down | Flexibility | Violation | 1 | 2025-04-24 21:30 | 42.2641 | - | 4 | 21 | 0.25
Base | System | Constraint | Flex Down | Flexibility | Violation | 1 | 2025-04-24 21:45 | 130.2219 | - | 4 | 21 | 0.25
Base | System | Constraint | Flex Down | Flexibility | Violation | 1 | 2025-04-24 23:15 | 16.6646 | - | 4 | 23 | 0.25
Base | System | Constraint | Flex Down | Flexibility | Violation | 1 | 2025-04-24 23:30 | 31.9962 | - | 4 | 23 | 0.25
Base | System | Constraint | Flex Down | Flexibility | Violation | 1 | 2025-04-24 23:45 | 43.3278 | - | 4 | 23 | 0.25
Base | System | Constraint | Flex Down | Flexibility | Violation | 1 | 2025-04-27 09:45 | 83.8741 | - | 4 | 9 | 0.25
Base | System | Constraint | Flex Down | Flexibility | Violation | 1 | 2025-04-27 10:00 | 11.9714 | - | 4 | 10 | 0.25
Base | System | Constraint | Flex Down | Flexibility | Violation | 1 | 2025-04-27 10:15 | 38.6387 | - | 4 | 10 | 0.25
Base | System | Constraint | Flex Down | Flexibility | Violation | 1 | 2025-04-27 10:30 | 84.3059 | - | 4 | 10 | 0.25
Base | System | Constraint | Flex Down | Flexibility | Violation | 1 | 2025-04-27 10:45 | 118.9732 | - | 4 | 10 | 0.25
Base | System | Constraint | Flex Down | Flexibility | Violation | 1 | 2025-04-27 11:00 | 16.5584 | - | 4 | 11 | 0.25
Base | System | Constraint | Flex Down | Flexibility | Violation | 1 | 2025-04-27 11:15 | 45.8436 | - | 4 | 11 | 0.25
Base | System | Constraint | Flex Down | Flexibility | Violation | 1 | 2025-04-27 11:30 | 46.1288 | - | 4 | 11 | 0.25
Base | System | Constraint | Flex Down | Flexibility | Violation | 1 | 2025-04-27 11:45 | 66.414 | - | 4 | 11 | 0.25
Base | System | Constraint | Flex Down | Flexibility | Violation | 1 | 2025-04-27 12:45 | 9.8894 | - | 4 | 12 | 0.25
Base | System | Constraint | Flex Down | Flexibility | Violation | 1 | 2025-04-27 13:00 | 12.9241 | - | 4 | 13 | 0.25
Base | System | Constraint | Flex Down | Flexibility | Violation | 1 | 2025-04-27 13:15 | 16.4263 | - | 4 | 13 | 0.25
Base | System | Constraint | Flex Down | Flexibility | Violation | 1 | 2025-04-27 13:30 | 11.9285 | - | 4 | 13 | 0.25
Base | System | Constraint | Flex Down | Flexibility | Violation | 1 | 2025-04-27 13:45 | 8.4308 | - | 4 | 13 | 0.25
Base | System | Constraint | Flex Down | Flexibility | Violation | 1 | 2025-04-29 08:15 | 5.6882 | - | 4 | 8 | 0.25
Base | System | Constraint | Flex Down | Flexibility | Violation | 1 | 2025-04-29 08:30 | 71.1835 | - | 4 | 8 | 0.25
Base | System | Constraint | Flex Down | Flexibility | Violation | 1 | 2025-04-29 08:45 | 119.6789 | - | 4 | 8 | 0.25
Base | System | Constraint | Flex Down | Flexibility | Violation | 1 | 2025-04-29 21:45 | 52.5208 | - | 4 | 21 | 0.25
Base | System | Constraint | Flex Down | Flexibility | Violation | 1 | 2025-05-01 21:45 | 105.2219 | - | 5 | 21 | 0.25
Base | System | Constraint | Flex Down | Flexibility | Violation | 1 | 2025-05-01 22:00 | 21.7345 | - | 5 | 22 | 0.25
Base | System | Constraint | Flex Down | Flexibility | Violation | 1 | 2025-05-01 22:15 | 42.2471 | - | 5 | 22 | 0.25
Base | System | Constraint | Flex Down | Flexibility | Violation | 1 | 2025-05-01 22:30 | 49.7597 | - | 5 | 22 | 0.25
Base | System | Constraint | Flex Down | Flexibility | Violation | 1 | 2025-05-01 22:45 | 63.2723 | - | 5 | 22 | 0.25
Base | System | Constraint | Flex Down | Flexibility | Violation | 1 | 2025-05-02 08:30 | 1.5973 | - | 5 | 8 | 0.25
Base | System | Constraint | Flex Down | Flexibility | Violation | 1 | 2025-05-02 08:45 | 48.2425 | - | 5 | 8 | 0.25
Base | System | Constraint | Flex Down | Flexibility | Violation | 1 | 2025-05-02 11:30 | 0.95818 | - | 5 | 11 | 0.25
Base | System | Constraint | Flex Down | Flexibility | Violation | 1 | 2025-05-02 11:45 | 27.5912 | - | 5 | 11 | 0.25
Base | System | Constraint | Flex Down | Flexibility | Violation | 1 | 2025-05-02 12:45 | 32.2525 | - | 5 | 12 | 0.25
Base | System | Constraint | Flex Down | Flexibility | Violation | 1 | 2025-05-02 21:45 | 48.5599 | - | 5 | 21 | 0.25
Base | System | Constraint | Flex Down | Flexibility | Violation | 1 | 2025-05-02 22:45 | 25.5799 | - | 5 | 22 | 0.25
Base | System | Constraint | Flex Down | Flexibility | Violation | 1 | 2025-05-03 03:00 | 24.335 | - | 5 | 3 | 0.25
Base | System | Constraint | Flex Down | Flexibility | Violation | 1 | 2025-05-03 16:00 | 173.566 | - | 5 | 16 | 0.25
Base | System | Constraint | Flex Down | Flexibility | Violation | 1 | 2025-05-03 16:15 | 46.0952 | - | 5 | 16 | 0.25
Base | System | Constraint | Flex Down | Flexibility | Violation | 1 | 2025-05-03 21:00 | 28.4824 | - | 5 | 21 | 0.25
Base | System | Constraint | Flex Down | Flexibility | Violation | 1 | 2025-05-03 21:15 | 88.6565 | - | 5 | 21 | 0.25
Base | System | Constraint | Flex Down | Flexibility | Violation | 1 | 2025-05-03 21:30 | 135.8306 | - | 5 | 21 | 0.25
Base | System | Constraint | Flex Down | Flexibility | Violation | 1 | 2025-05-03 21:45 | 178.0048 | - | 5 | 21 | 0.25
Base | System | Constraint | Flex Down | Flexibility | Violation | 1 | 2025-05-03 22:00 | 15.7679 | - | 5 | 22 | 0.25
Base | System | Constraint | Flex Down | Flexibility | Violation | 1 | 2025-05-03 22:15 | 61.531 | - | 5 | 22 | 0.25
Base | System | Constraint | Flex Down | Flexibility | Violation | 1 | 2025-05-03 22:30 | 111.2942 | - | 5 | 22 | 0.25
Base | System | Constraint | Flex Down | Flexibility | Violation | 1 | 2025-05-03 22:45 | 165.0573 | - | 5 | 22 | 0.25
Base | System | Constraint | Flex Down | Flexibility | Violation | 1 | 2025-05-03 23:00 | 1.8778 | - | 5 | 23 | 0.25
Base | System | Constraint | Flex Down | Flexibility | Violation | 1 | 2025-05-03 23:15 | 3.053 | - | 5 | 23 | 0.25
Base | System | Constraint | Flex Down | Flexibility | Violation | 1 | 2025-05-03 23:30 | 32.1683 | - | 5 | 23 | 0.25
Base | System | Constraint | Flex Down | Flexibility | Violation | 1 | 2025-05-03 23:45 | 48.2835 | - | 5 | 23 | 0.25
Base | System | Constraint | Flex Down | Flexibility | Violation | 1 | 2025-05-04 01:15 | 22.3236 | - | 5 | 1 | 0.25
Base | System | Constraint | Flex Down | Flexibility | Violation | 1 | 2025-05-04 01:30 | 48.1954 | - | 5 | 1 | 0.25
Base | System | Constraint | Flex Down | Flexibility | Violation | 1 | 2025-05-04 01:45 | 63.0672 | - | 5 | 1 | 0.25
Base | System | Constraint | Flex Down | Flexibility | Violation | 1 | 2025-05-04 02:00 | 50.5042 | - | 5 | 2 | 0.25
Base | System | Constraint | Flex Down | Flexibility | Violation | 1 | 2025-05-04 11:45 | 5.0746 | - | 5 | 11 | 0.25
Base | System | Constraint | Flex Down | Flexibility | Violation | 1 | 2025-05-04 20:45 | 89.1238 | - | 5 | 20 | 0.25
Base | System | Constraint | Flex Down | Flexibility | Violation | 1 | 2025-05-04 21:00 | 60.8178 | - | 5 | 21 | 0.25
Base | System | Constraint | Flex Down | Flexibility | Violation | 1 | 2025-05-04 21:15 | 170.5117 | - | 5 | 21 | 0.25
Base | System | Constraint | Flex Down | Flexibility | Violation | 1 | 2025-05-04 21:30 | 282.2056 | - | 5 | 21 | 0.25
Base | System | Constraint | Flex Down | Flexibility | Violation | 1 | 2025-05-04 21:45 | 342.6009 | - | 5 | 21 | 0.25
Base | System | Constraint | Flex Down | Flexibility | Violation | 1 | 2025-05-04 22:00 | 35.1925 | - | 5 | 22 | 0.25
Base | System | Constraint | Flex Down | Flexibility | Violation | 1 | 2025-05-04 22:15 | 126.4854 | - | 5 | 22 | 0.25
Base | System | Constraint | Flex Down | Flexibility | Violation | 1 | 2025-05-04 22:30 | 209.7783 | - | 5 | 22 | 0.25
Base | System | Constraint | Flex Down | Flexibility | Violation | 1 | 2025-05-04 22:45 | 294.0712 | - | 5 | 22 | 0.25
Base | System | Constraint | Flex Down | Flexibility | Violation | 1 | 2025-05-04 23:15 | 50.5723 | - | 5 | 23 | 0.25
Base | System | Constraint | Flex Down | Flexibility | Violation | 1 | 2025-05-04 23:30 | 111.4403 | - | 5 | 23 | 0.25
Base | System | Constraint | Flex Down | Flexibility | Violation | 1 | 2025-05-04 23:45 | 159.3083 | - | 5 | 23 | 0.25
Base | System | Constraint | Flex Down | Flexibility | Violation | 1 | 2025-05-05 | 25.846 | - | 5 | 0 | 0.25
Base | System | Constraint | Flex Down | Flexibility | Violation | 1 | 2025-05-05 00:15 | 35.9961 | - | 5 | 0 | 0.25
Base | System | Constraint | Flex Down | Flexibility | Violation | 1 | 2025-05-05 00:30 | 55.1462 | - | 5 | 0 | 0.25
Base | System | Constraint | Flex Down | Flexibility | Violation | 1 | 2025-05-05 00:45 | 54.2963 | - | 5 | 0 | 0.25
Base | System | Constraint | Flex Down | Flexibility | Violation | 1 | 2025-05-05 02:00 | 6.8072 | - | 5 | 2 | 0.25
Base | System | Constraint | Flex Down | Flexibility | Violation | 1 | 2025-05-05 04:00 | 78.9353 | - | 5 | 4 | 0.25
Base | System | Constraint | Flex Down | Flexibility | Violation | 1 | 2025-05-05 09:00 | 2.9214 | - | 5 | 9 | 0.25
Base | System | Constraint | Flex Down | Flexibility | Violation | 1 | 2025-05-05 09:15 | 2.9214 | - | 5 | 9 | 0.25
Base | System | Constraint | Flex Down | Flexibility | Violation | 1 | 2025-05-05 09:30 | 2.9214 | - | 5 | 9 | 0.25
Base | System | Constraint | Flex Down | Flexibility | Violation | 1 | 2025-05-05 09:45 | 2.9214 | - | 5 | 9 | 0.25
Base | System | Constraint | Flex Down | Flexibility | Violation | 1 | 2025-05-05 18:30 | 12.8169 | - | 5 | 18 | 0.25
Base | System | Constraint | Flex Down | Flexibility | Violation | 1 | 2025-05-05 18:45 | 0.012948 | - | 5 | 18 | 0.25
Base | System | Constraint | Flex Down | Flexibility | Violation | 1 | 2025-05-05 20:30 | 28.7074 | - | 5 | 20 | 0.25
Base | System | Constraint | Flex Down | Flexibility | Violation | 1 | 2025-05-05 20:45 | 142.017 | - | 5 | 20 | 0.25
Base | System | Constraint | Flex Down | Flexibility | Violation | 1 | 2025-05-05 21:15 | 31.4869 | - | 5 | 21 | 0.25
Base | System | Constraint | Flex Down | Flexibility | Violation | 1 | 2025-05-05 21:30 | 214.7218 | - | 5 | 21 | 0.25
Base | System | Constraint | Flex Down | Flexibility | Violation | 1 | 2025-05-05 21:45 | 342.6009 | - | 5 | 21 | 0.25
Base | System | Constraint | Flex Down | Flexibility | Violation | 1 | 2025-05-05 22:00 | 7.0708 | - | 5 | 22 | 0.25
Base | System | Constraint | Flex Down | Flexibility | Violation | 1 | 2025-05-05 22:15 | 37.1848 | - | 5 | 22 | 0.25
Base | System | Constraint | Flex Down | Flexibility | Violation | 1 | 2025-05-05 22:30 | 54.2989 | - | 5 | 22 | 0.25
Base | System | Constraint | Flex Down | Flexibility | Violation | 1 | 2025-05-05 22:45 | 67.4129 | - | 5 | 22 | 0.25
Base | System | Constraint | Flex Down | Flexibility | Violation | 1 | 2025-05-05 23:45 | 65.1758 | - | 5 | 23 | 0.25
Base | System | Constraint | Flex Down | Flexibility | Violation | 1 | 2025-05-06 | 54.9941 | - | 5 | 0 | 0.25
Base | System | Constraint | Flex Down | Flexibility | Violation | 1 | 2025-05-06 00:15 | 41.2427 | - | 5 | 0 | 0.25
Base | System | Constraint | Flex Down | Flexibility | Violation | 1 | 2025-05-06 00:30 | 26.4912 | - | 5 | 0 | 0.25
Base | System | Constraint | Flex Down | Flexibility | Violation | 1 | 2025-05-06 18:00 | 10.1168 | - | 5 | 18 | 0.25
Base | System | Constraint | Flex Down | Flexibility | Violation | 1 | 2025-05-06 18:15 | 22.2491 | - | 5 | 18 | 0.25
Base | System | Constraint | Flex Down | Flexibility | Violation | 1 | 2025-05-06 18:30 | 28.3813 | - | 5 | 18 | 0.25
Base | System | Constraint | Flex Down | Flexibility | Violation | 1 | 2025-05-06 18:45 | 13.5135 | - | 5 | 18 | 0.25
Base | System | Constraint | Flex Down | Flexibility | Violation | 1 | 2025-05-06 20:30 | 50.8305 | - | 5 | 20 | 0.25
Base | System | Constraint | Flex Down | Flexibility | Violation | 1 | 2025-05-06 20:45 | 186.5001 | - | 5 | 20 | 0.25
Base | System | Constraint | Flex Down | Flexibility | Violation | 1 | 2025-05-06 21:00 | 188.5782 | - | 5 | 21 | 0.25
Base | System | Constraint | Flex Down | Flexibility | Violation | 1 | 2025-05-06 21:15 | 322.6563 | - | 5 | 21 | 0.25
Base | System | Constraint | Flex Down | Flexibility | Violation | 1 | 2025-05-06 21:30 | 342.6009 | - | 5 | 21 | 0.25
Base | System | Constraint | Flex Down | Flexibility | Violation | 1 | 2025-05-06 21:45 | 342.6009 | - | 5 | 21 | 0.25
Base | System | Constraint | Flex Down | Flexibility | Violation | 1 | 2025-05-06 22:00 | 45.0252 | - | 5 | 22 | 0.25
Base | System | Constraint | Flex Down | Flexibility | Violation | 1 | 2025-05-06 22:15 | 123.2378 | - | 5 | 22 | 0.25
Base | System | Constraint | Flex Down | Flexibility | Violation | 1 | 2025-05-06 22:30 | 183.4504 | - | 5 | 22 | 0.25
Base | System | Constraint | Flex Down | Flexibility | Violation | 1 | 2025-05-06 22:45 | 242.6631 | - | 5 | 22 | 0.25
Base | System | Constraint | Flex Down | Flexibility | Violation | 1 | 2025-05-06 23:30 | 35.7843 | - | 5 | 23 | 0.25
Base | System | Constraint | Flex Down | Flexibility | Violation | 1 | 2025-05-06 23:45 | 94.9031 | - | 5 | 23 | 0.25
Base | System | Constraint | Flex Down | Flexibility | Violation | 1 | 2025-05-07 | 12.6993 | - | 5 | 0 | 0.25
Base | System | Constraint | Flex Down | Flexibility | Violation | 1 | 2025-05-07 00:15 | 20.1734 | - | 5 | 0 | 0.25
Base | System | Constraint | Flex Down | Flexibility | Violation | 1 | 2025-05-07 00:30 | 31.6475 | - | 5 | 0 | 0.25
Base | System | Constraint | Flex Down | Flexibility | Violation | 1 | 2025-05-07 00:45 | 42.1216 | - | 5 | 0 | 0.25
Base | System | Constraint | Flex Down | Flexibility | Violation | 1 | 2025-05-07 04:00 | 16.8917 | - | 5 | 4 | 0.25
Base | System | Constraint | Flex Down | Flexibility | Violation | 1 | 2025-05-07 09:30 | 37.4216 | - | 5 | 9 | 0.25
Base | System | Constraint | Flex Down | Flexibility | Violation | 1 | 2025-05-07 21:00 | 2.5149 | - | 5 | 21 | 0.25
Base | System | Constraint | Flex Down | Flexibility | Violation | 1 | 2025-05-07 21:15 | 154.8934 | - | 5 | 21 | 0.25
Base | System | Constraint | Flex Down | Flexibility | Violation | 1 | 2025-05-07 21:30 | 261.272 | - | 5 | 21 | 0.25
Base | System | Constraint | Flex Down | Flexibility | Violation | 1 | 2025-05-07 21:45 | 342.6009 | - | 5 | 21 | 0.25
Base | System | Constraint | Flex Down | Flexibility | Violation | 1 | 2025-05-07 22:45 | 61.4648 | - | 5 | 22 | 0.25
Base | System | Constraint | Flex Down | Flexibility | Violation | 1 | 2025-05-08 22:30 | 72.9406 | - | 5 | 22 | 0.25
Base | System | Constraint | Flex Down | Flexibility | Violation | 1 | 2025-05-08 22:45 | 213.18 | - | 5 | 22 | 0.25
Base | System | Constraint | Flex Down | Flexibility | Violation | 1 | 2025-05-08 23:45 | 37.2825 | - | 5 | 23 | 0.25
Base | System | Constraint | Flex Down | Flexibility | Violation | 1 | 2025-05-09 | 8.8486 | - | 5 | 0 | 0.25
Base | System | Constraint | Flex Down | Flexibility | Violation | 1 | 2025-05-09 00:30 | 82.3301 | - | 5 | 0 | 0.25
Base | System | Constraint | Flex Down | Flexibility | Violation | 1 | 2025-05-09 00:45 | 95.7185 | - | 5 | 0 | 0.25
Base | System | Constraint | Flex Down | Flexibility | Violation | 1 | 2025-05-09 01:15 | 33.124 | - | 5 | 1 | 0.25
Base | System | Constraint | Flex Down | Flexibility | Violation | 1 | 2025-05-09 01:30 | 50.3568 | - | 5 | 1 | 0.25
Base | System | Constraint | Flex Down | Flexibility | Violation | 1 | 2025-05-09 01:45 | 57.5895 | - | 5 | 1 | 0.25
Base | System | Constraint | Flex Down | Flexibility | Violation | 1 | 2025-05-09 02:00 | 12.3736 | - | 5 | 2 | 0.25
Base | System | Constraint | Flex Down | Flexibility | Violation | 1 | 2025-05-09 02:15 | 12.3736 | - | 5 | 2 | 0.25
Base | System | Constraint | Flex Down | Flexibility | Violation | 1 | 2025-05-09 02:30 | 12.3736 | - | 5 | 2 | 0.25
Base | System | Constraint | Flex Down | Flexibility | Violation | 1 | 2025-05-09 02:45 | 12.3736 | - | 5 | 2 | 0.25
Base | System | Constraint | Flex Down | Flexibility | Violation | 1 | 2025-05-09 08:15 | 0.92351 | - | 5 | 8 | 0.25
Base | System | Constraint | Flex Down | Flexibility | Violation | 1 | 2025-05-09 10:00 | 7.2934 | - | 5 | 10 | 0.25
Base | System | Constraint | Flex Down | Flexibility | Violation | 1 | 2025-05-09 17:00 | 27.7356 | - | 5 | 17 | 0.25
Base | System | Constraint | Flex Down | Flexibility | Violation | 1 | 2025-05-09 17:15 | 27.7356 | - | 5 | 17 | 0.25
Base | System | Constraint | Flex Down | Flexibility | Violation | 1 | 2025-05-09 17:30 | 27.7356 | - | 5 | 17 | 0.25
Base | System | Constraint | Flex Down | Flexibility | Violation | 1 | 2025-05-09 17:45 | 27.7356 | - | 5 | 17 | 0.25
Base | System | Constraint | Flex Down | Flexibility | Violation | 1 | 2025-05-09 21:45 | 89.0822 | - | 5 | 21 | 0.25
Base | System | Constraint | Flex Down | Flexibility | Violation | 1 | 2025-05-09 22:30 | 10.7144 | - | 5 | 22 | 0.25
Base | System | Constraint | Flex Down | Flexibility | Violation | 1 | 2025-05-09 22:45 | 51.5918 | - | 5 | 22 | 0.25
Base | System | Constraint | Flex Down | Flexibility | Violation | 1 | 2025-05-10 | 45.5259 | - | 5 | 0 | 0.25
Base | System | Constraint | Flex Down | Flexibility | Violation | 1 | 2025-05-10 00:15 | 45.5259 | - | 5 | 0 | 0.25
Base | System | Constraint | Flex Down | Flexibility | Violation | 1 | 2025-05-10 00:30 | 45.5259 | - | 5 | 0 | 0.25
Base | System | Constraint | Flex Down | Flexibility | Violation | 1 | 2025-05-10 00:45 | 54.5259 | - | 5 | 0 | 0.25
Base | System | Constraint | Flex Down | Flexibility | Violation | 1 | 2025-05-10 01:15 | 11.1033 | - | 5 | 1 | 0.25
Base | System | Constraint | Flex Down | Flexibility | Violation | 1 | 2025-05-10 01:30 | 25.7871 | - | 5 | 1 | 0.25
Base | System | Constraint | Flex Down | Flexibility | Violation | 1 | 2025-05-10 01:45 | 68.4709 | - | 5 | 1 | 0.25
Base | System | Constraint | Flex Down | Flexibility | Violation | 1 | 2025-05-10 02:00 | 61.7912 | - | 5 | 2 | 0.25
Base | System | Constraint | Flex Down | Flexibility | Violation | 1 | 2025-05-10 02:15 | 47.6449 | - | 5 | 2 | 0.25
Base | System | Constraint | Flex Down | Flexibility | Violation | 1 | 2025-05-10 02:30 | 37.4987 | - | 5 | 2 | 0.25
Base | System | Constraint | Flex Down | Flexibility | Violation | 1 | 2025-05-10 02:45 | 18.3525 | - | 5 | 2 | 0.25
Base | System | Constraint | Flex Down | Flexibility | Violation | 1 | 2025-05-10 03:00 | 67.1489 | - | 5 | 3 | 0.25
Base | System | Constraint | Flex Down | Flexibility | Violation | 1 | 2025-05-10 03:15 | 27.9291 | - | 5 | 3 | 0.25
Base | System | Constraint | Flex Down | Flexibility | Violation | 1 | 2025-05-10 03:30 | 3.2603 | - | 5 | 3 | 0.25
Base | System | Constraint | Flex Down | Flexibility | Violation | 1 | 2025-05-10 04:00 | 32.6256 | - | 5 | 4 | 0.25
Base | System | Constraint | Flex Down | Flexibility | Violation | 1 | 2025-05-10 15:00 | 22.1976 | - | 5 | 15 | 0.25
Base | System | Constraint | Flex Down | Flexibility | Violation | 1 | 2025-05-10 15:15 | 1.0823 | - | 5 | 15 | 0.25
Base | System | Constraint | Flex Down | Flexibility | Violation | 1 | 2025-05-10 18:30 | 3.3877 | - | 5 | 18 | 0.25
Base | System | Constraint | Flex Down | Flexibility | Violation | 1 | 2025-05-10 18:45 | 64.6751 | - | 5 | 18 | 0.25
Base | System | Constraint | Flex Down | Flexibility | Violation | 1 | 2025-05-10 19:15 | 15.1965 | - | 5 | 19 | 0.25
Base | System | Constraint | Flex Down | Flexibility | Violation | 1 | 2025-05-10 19:30 | 32.5818 | - | 5 | 19 | 0.25
Base | System | Constraint | Flex Down | Flexibility | Violation | 1 | 2025-05-10 19:45 | 54.9672 | - | 5 | 19 | 0.25
Base | System | Constraint | Flex Down | Flexibility | Violation | 1 | 2025-05-11 21:00 | 85.125 | - | 5 | 21 | 0.25
Base | System | Constraint | Flex Down | Flexibility | Violation | 1 | 2025-05-11 21:15 | 138.5535 | - | 5 | 21 | 0.25
Base | System | Constraint | Flex Down | Flexibility | Violation | 1 | 2025-05-11 21:30 | 186.9821 | - | 5 | 21 | 0.25
Base | System | Constraint | Flex Down | Flexibility | Violation | 1 | 2025-05-11 21:45 | 232.4106 | - | 5 | 21 | 0.25
Base | System | Constraint | Flex Down | Flexibility | Violation | 1 | 2025-05-11 22:30 | 38.5886 | - | 5 | 22 | 0.25
Base | System | Constraint | Flex Down | Flexibility | Violation | 1 | 2025-05-11 22:45 | 104.3146 | - | 5 | 22 | 0.25
Base | System | Constraint | Flex Down | Flexibility | Violation | 1 | 2025-05-12 01:15 | 3.489 | - | 5 | 1 | 0.25
Base | System | Constraint | Flex Down | Flexibility | Violation | 1 | 2025-05-12 01:30 | 3.489 | - | 5 | 1 | 0.25
Base | System | Constraint | Flex Down | Flexibility | Violation | 1 | 2025-05-12 01:45 | 3.489 | - | 5 | 1 | 0.25
Base | System | Constraint | Flex Down | Flexibility | Violation | 1 | 2025-05-12 12:00 | 32.1168 | - | 5 | 12 | 0.25
Base | System | Constraint | Flex Down | Flexibility | Violation | 1 | 2025-05-12 12:45 | 5.5155 | - | 5 | 12 | 0.25
Base | System | Constraint | Flex Down | Flexibility | Violation | 1 | 2025-05-12 20:00 | 13.3857 | - | 5 | 20 | 0.25
Base | System | Constraint | Flex Down | Flexibility | Violation | 1 | 2025-05-12 20:15 | 13.3857 | - | 5 | 20 | 0.25
Base | System | Constraint | Flex Down | Flexibility | Violation | 1 | 2025-05-12 20:30 | 13.3857 | - | 5 | 20 | 0.25
Base | System | Constraint | Flex Down | Flexibility | Violation | 1 | 2025-05-12 20:45 | 74.3086 | - | 5 | 20 | 0.25
Base | System | Constraint | Flex Down | Flexibility | Violation | 1 | 2025-05-12 21:00 | 17.3338 | - | 5 | 21 | 0.25
Base | System | Constraint | Flex Down | Flexibility | Violation | 1 | 2025-05-12 21:15 | 141.4091 | - | 5 | 21 | 0.25
Base | System | Constraint | Flex Down | Flexibility | Violation | 1 | 2025-05-12 21:30 | 252.4844 | - | 5 | 21 | 0.25
Base | System | Constraint | Flex Down | Flexibility | Violation | 1 | 2025-05-12 21:45 | 342.6009 | - | 5 | 21 | 0.25
Base | System | Constraint | Flex Down | Flexibility | Violation | 1 | 2025-05-12 22:00 | 34.7609 | - | 5 | 22 | 0.25
Base | System | Constraint | Flex Down | Flexibility | Violation | 1 | 2025-05-12 22:15 | 70.067 | - | 5 | 22 | 0.25
Base | System | Constraint | Flex Down | Flexibility | Violation | 1 | 2025-05-12 22:30 | 70.067 | - | 5 | 22 | 0.25
Base | System | Constraint | Flex Down | Flexibility | Violation | 1 | 2025-05-12 22:45 | 70.067 | - | 5 | 22 | 0.25
Base | System | Constraint | Flex Down | Flexibility | Violation | 1 | 2025-05-12 23:45 | 13.7776 | - | 5 | 23 | 0.25
Base | System | Constraint | Flex Down | Flexibility | Violation | 1 | 2025-05-13 13:00 | 23.6684 | - | 5 | 13 | 0.25
Base | System | Constraint | Flex Down | Flexibility | Violation | 1 | 2025-05-13 13:15 | 3.6266 | - | 5 | 13 | 0.25
Base | System | Constraint | Flex Down | Flexibility | Violation | 1 | 2025-05-13 20:30 | 27.677 | - | 5 | 20 | 0.25
Base | System | Constraint | Flex Down | Flexibility | Violation | 1 | 2025-05-13 20:45 | 153.5059 | - | 5 | 20 | 0.25
Base | System | Constraint | Flex Down | Flexibility | Violation | 1 | 2025-05-13 21:00 | 221.5526 | - | 5 | 21 | 0.25
Base | System | Constraint | Flex Down | Flexibility | Violation | 1 | 2025-05-13 21:15 | 342.6009 | - | 5 | 21 | 0.25
Base | System | Constraint | Flex Down | Flexibility | Violation | 1 | 2025-05-13 21:30 | 342.6009 | - | 5 | 21 | 0.25
Base | System | Constraint | Flex Down | Flexibility | Violation | 1 | 2025-05-13 21:45 | 342.6009 | - | 5 | 21 | 0.25
Base | System | Constraint | Flex Down | Flexibility | Violation | 1 | 2025-05-13 22:00 | 66.9503 | - | 5 | 22 | 0.25
Base | System | Constraint | Flex Down | Flexibility | Violation | 1 | 2025-05-13 22:15 | 111.2923 | - | 5 | 22 | 0.25
Base | System | Constraint | Flex Down | Flexibility | Violation | 1 | 2025-05-13 22:30 | 176.5621 | - | 5 | 22 | 0.25
Base | System | Constraint | Flex Down | Flexibility | Violation | 1 | 2025-05-13 22:45 | 241.832 | - | 5 | 22 | 0.25
Base | System | Constraint | Flex Down | Flexibility | Violation | 1 | 2025-05-13 23:30 | 28.3602 | - | 5 | 23 | 0.25
Base | System | Constraint | Flex Down | Flexibility | Violation | 1 | 2025-05-13 23:45 | 64.948 | - | 5 | 23 | 0.25
Base | System | Constraint | Flex Down | Flexibility | Violation | 1 | 2025-05-14 00:30 | 27.4872 | - | 5 | 0 | 0.25
Base | System | Constraint | Flex Down | Flexibility | Violation | 1 | 2025-05-14 00:45 | 51.8603 | - | 5 | 0 | 0.25
Base | System | Constraint | Flex Down | Flexibility | Violation | 1 | 2025-05-14 13:00 | 0.20881 | - | 5 | 13 | 0.25
Base | System | Constraint | Flex Down | Flexibility | Violation | 1 | 2025-05-14 13:15 | 0.20881 | - | 5 | 13 | 0.25
Base | System | Constraint | Flex Down | Flexibility | Violation | 1 | 2025-05-14 13:30 | 0.20881 | - | 5 | 13 | 0.25
Base | System | Constraint | Flex Down | Flexibility | Violation | 1 | 2025-05-14 13:45 | 0.20881 | - | 5 | 13 | 0.25
Base | System | Constraint | Flex Down | Flexibility | Violation | 1 | 2025-05-14 20:00 | 8.2748 | - | 5 | 20 | 0.25
Base | System | Constraint | Flex Down | Flexibility | Violation | 1 | 2025-05-14 20:15 | 8.2748 | - | 5 | 20 | 0.25
Base | System | Constraint | Flex Down | Flexibility | Violation | 1 | 2025-05-14 20:30 | 44.147 | - | 5 | 20 | 0.25
Base | System | Constraint | Flex Down | Flexibility | Violation | 1 | 2025-05-14 20:45 | 195.5724 | - | 5 | 20 | 0.25
Base | System | Constraint | Flex Down | Flexibility | Violation | 1 | 2025-05-14 21:00 | 8.2748 | - | 5 | 21 | 0.25
Base | System | Constraint | Flex Down | Flexibility | Violation | 1 | 2025-05-14 21:15 | 68.1217 | - | 5 | 21 | 0.25
Base | System | Constraint | Flex Down | Flexibility | Violation | 1 | 2025-05-14 21:30 | 167.9114 | - | 5 | 21 | 0.25
Base | System | Constraint | Flex Down | Flexibility | Violation | 1 | 2025-05-14 21:45 | 256.7011 | - | 5 | 21 | 0.25
Base | System | Constraint | Flex Down | Flexibility | Violation | 1 | 2025-05-14 22:15 | 37.9005 | - | 5 | 22 | 0.25
Base | System | Constraint | Flex Down | Flexibility | Violation | 1 | 2025-05-14 22:30 | 103.5003 | - | 5 | 22 | 0.25
Base | System | Constraint | Flex Down | Flexibility | Violation | 1 | 2025-05-14 22:45 | 157.1 | - | 5 | 22 | 0.25
Base | System | Constraint | Flex Down | Flexibility | Violation | 1 | 2025-05-15 20:45 | 4.8971 | - | 5 | 20 | 0.25
Base | System | Constraint | Flex Down | Flexibility | Violation | 1 | 2025-05-15 21:30 | 8.7597 | - | 5 | 21 | 0.25
Base | System | Constraint | Flex Down | Flexibility | Violation | 1 | 2025-05-15 21:45 | 105.0906 | - | 5 | 21 | 0.25
Base | System | Constraint | Flex Down | Flexibility | Violation | 1 | 2025-05-16 15:00 | 33.3111 | - | 5 | 15 | 0.25
Base | System | Constraint | Flex Down | Flexibility | Violation | 1 | 2025-05-16 15:15 | 33.3111 | - | 5 | 15 | 0.25
Base | System | Constraint | Flex Down | Flexibility | Violation | 1 | 2025-05-16 22:00 | 5.3843 | - | 5 | 22 | 0.25
Base | System | Constraint | Flex Down | Flexibility | Violation | 1 | 2025-05-16 22:15 | 5.3843 | - | 5 | 22 | 0.25
Base | System | Constraint | Flex Down | Flexibility | Violation | 1 | 2025-05-16 22:30 | 5.3843 | - | 5 | 22 | 0.25
Base | System | Constraint | Flex Down | Flexibility | Violation | 1 | 2025-05-16 22:45 | 5.3843 | - | 5 | 22 | 0.25
Base | System | Constraint | Flex Down | Flexibility | Violation | 1 | 2025-05-16 23:45 | 0.41608 | - | 5 | 23 | 0.25
Base | System | Constraint | Flex Down | Flexibility | Violation | 1 | 2025-05-17 00:45 | 30.2129 | - | 5 | 0 | 0.25
Base | System | Constraint | Flex Down | Flexibility | Violation | 1 | 2025-05-17 01:00 | 21.8375 | - | 5 | 1 | 0.25
Base | System | Constraint | Flex Down | Flexibility | Violation | 1 | 2025-05-17 01:15 | 21.8375 | - | 5 | 1 | 0.25
Base | System | Constraint | Flex Down | Flexibility | Violation | 1 | 2025-05-17 01:30 | 21.8375 | - | 5 | 1 | 0.25
Base | System | Constraint | Flex Down | Flexibility | Violation | 1 | 2025-05-17 01:45 | 21.8375 | - | 5 | 1 | 0.25
Base | System | Constraint | Flex Down | Flexibility | Violation | 1 | 2025-05-17 02:00 | 5.4922 | - | 5 | 2 | 0.25
Base | System | Constraint | Flex Down | Flexibility | Violation | 1 | 2025-05-17 02:15 | 8.8012 | - | 5 | 2 | 0.25
Base | System | Constraint | Flex Down | Flexibility | Violation | 1 | 2025-05-17 02:30 | 11.1102 | - | 5 | 2 | 0.25
Base | System | Constraint | Flex Down | Flexibility | Violation | 1 | 2025-05-17 02:45 | 11.4192 | - | 5 | 2 | 0.25
Base | System | Constraint | Flex Down | Flexibility | Violation | 1 | 2025-05-17 10:00 | 1.1227 | - | 5 | 10 | 0.25
Base | System | Constraint | Flex Down | Flexibility | Violation | 1 | 2025-05-17 21:45 | 40.6548 | - | 5 | 21 | 0.25
Base | System | Constraint | Flex Down | Flexibility | Violation | 1 | 2025-05-17 22:00 | 143.5795 | - | 5 | 22 | 0.25
Base | System | Constraint | Flex Down | Flexibility | Violation | 1 | 2025-05-17 22:15 | 167.5041 | - | 5 | 22 | 0.25
Base | System | Constraint | Flex Down | Flexibility | Violation | 1 | 2025-05-17 22:30 | 187.4288 | - | 5 | 22 | 0.25
Base | System | Constraint | Flex Down | Flexibility | Violation | 1 | 2025-05-17 22:45 | 200.3534 | - | 5 | 22 | 0.25
Base | System | Constraint | Flex Down | Flexibility | Violation | 1 | 2025-05-17 23:00 | 45.1598 | - | 5 | 23 | 0.25
Base | System | Constraint | Flex Down | Flexibility | Violation | 1 | 2025-05-17 23:15 | 150.2011 | - | 5 | 23 | 0.25
Base | System | Constraint | Flex Down | Flexibility | Violation | 1 | 2025-05-17 23:30 | 171.2424 | - | 5 | 23 | 0.25
Base | System | Constraint | Flex Down | Flexibility | Violation | 1 | 2025-05-17 23:45 | 204.2837 | - | 5 | 23 | 0.25
Base | System | Constraint | Flex Down | Flexibility | Violation | 1 | 2025-05-18 00:30 | 20.6398 | - | 5 | 0 | 0.25
Base | System | Constraint | Flex Down | Flexibility | Violation | 1 | 2025-05-18 00:45 | 50.2728 | - | 5 | 0 | 0.25
Base | System | Constraint | Flex Down | Flexibility | Violation | 1 | 2025-05-18 18:00 | 11.3707 | - | 5 | 18 | 0.25
Base | System | Constraint | Flex Down | Flexibility | Violation | 1 | 2025-05-18 18:15 | 11.3707 | - | 5 | 18 | 0.25
Base | System | Constraint | Flex Down | Flexibility | Violation | 1 | 2025-05-18 18:30 | 11.3707 | - | 5 | 18 | 0.25
Base | System | Constraint | Flex Down | Flexibility | Violation | 1 | 2025-05-18 18:45 | 11.3707 | - | 5 | 18 | 0.25
Base | System | Constraint | Flex Down | Flexibility | Violation | 1 | 2025-05-19 20:30 | 33.9857 | - | 5 | 20 | 0.25
Base | System | Constraint | Flex Down | Flexibility | Violation | 1 | 2025-05-19 20:45 | 159.9778 | - | 5 | 20 | 0.25
Base | System | Constraint | Flex Down | Flexibility | Violation | 1 | 2025-05-19 21:00 | 156.6865 | - | 5 | 21 | 0.25
Base | System | Constraint | Flex Down | Flexibility | Violation | 1 | 2025-05-19 21:15 | 336.7852 | - | 5 | 21 | 0.25
Base | System | Constraint | Flex Down | Flexibility | Violation | 1 | 2025-05-19 21:30 | 342.6009 | - | 5 | 21 | 0.25
Base | System | Constraint | Flex Down | Flexibility | Violation | 1 | 2025-05-19 21:45 | 342.6009 | - | 5 | 21 | 0.25
Base | System | Constraint | Flex Down | Flexibility | Violation | 1 | 2025-05-19 22:00 | 25.7903 | - | 5 | 22 | 0.25
Base | System | Constraint | Flex Down | Flexibility | Violation | 1 | 2025-05-19 22:15 | 89.598 | - | 5 | 22 | 0.25
Base | System | Constraint | Flex Down | Flexibility | Violation | 1 | 2025-05-19 22:30 | 148.4057 | - | 5 | 22 | 0.25
Base | System | Constraint | Flex Down | Flexibility | Violation | 1 | 2025-05-19 22:45 | 207.2134 | - | 5 | 22 | 0.25
Base | System | Constraint | Flex Down | Flexibility | Violation | 1 | 2025-05-19 23:15 | 16.1255 | - | 5 | 23 | 0.25
Base | System | Constraint | Flex Down | Flexibility | Violation | 1 | 2025-05-19 23:30 | 51.699 | - | 5 | 23 | 0.25
Base | System | Constraint | Flex Down | Flexibility | Violation | 1 | 2025-05-19 23:45 | 86.2726 | - | 5 | 23 | 0.25
Base | System | Constraint | Flex Down | Flexibility | Violation | 1 | 2025-05-20 00:30 | 8.895 | - | 5 | 0 | 0.25
Base | System | Constraint | Flex Down | Flexibility | Violation | 1 | 2025-05-20 00:45 | 21.5817 | - | 5 | 0 | 0.25
Base | System | Constraint | Flex Down | Flexibility | Violation | 1 | 2025-05-20 12:45 | 27.815 | - | 5 | 12 | 0.25
Base | System | Constraint | Flex Down | Flexibility | Violation | 1 | 2025-05-20 21:30 | 1.1987 | - | 5 | 21 | 0.25
Base | System | Constraint | Flex Down | Flexibility | Violation | 1 | 2025-05-20 21:45 | 88.1061 | - | 5 | 21 | 0.25
Base | System | Constraint | Flex Down | Flexibility | Violation | 1 | 2025-05-21 21:45 | 41.9447 | - | 5 | 21 | 0.25
Base | System | Constraint | Flex Down | Flexibility | Violation | 1 | 2025-05-22 21:30 | 7.2731 | - | 5 | 21 | 0.25
Base | System | Constraint | Flex Down | Flexibility | Violation | 1 | 2025-05-22 21:45 | 128.6781 | - | 5 | 21 | 0.25
Base | System | Constraint | Flex Down | Flexibility | Violation | 1 | 2025-05-22 22:00 | 7.1239 | - | 5 | 22 | 0.25
Base | System | Constraint | Flex Down | Flexibility | Violation | 1 | 2025-05-22 22:15 | 7.1239 | - | 5 | 22 | 0.25
Base | System | Constraint | Flex Down | Flexibility | Violation | 1 | 2025-05-22 22:30 | 7.1239 | - | 5 | 22 | 0.25
Base | System | Constraint | Flex Down | Flexibility | Violation | 1 | 2025-05-22 22:45 | 7.1239 | - | 5 | 22 | 0.25
Base | System | Constraint | Flex Down | Flexibility | Violation | 1 | 2025-05-23 11:45 | 54.1427 | - | 5 | 11 | 0.25
Base | System | Constraint | Flex Down | Flexibility | Violation | 1 | 2025-05-23 22:30 | 15.5087 | - | 5 | 22 | 0.25
Base | System | Constraint | Flex Down | Flexibility | Violation | 1 | 2025-05-23 22:45 | 54.3892 | - | 5 | 22 | 0.25
Base | System | Constraint | Flex Down | Flexibility | Violation | 1 | 2025-05-24 19:00 | 59.9964 | - | 5 | 19 | 0.25
Base | System | Constraint | Flex Down | Flexibility | Violation | 1 | 2025-05-24 19:15 | 14.5304 | - | 5 | 19 | 0.25
Base | System | Constraint | Flex Down | Flexibility | Violation | 1 | 2025-05-24 21:00 | 13.9546 | - | 5 | 21 | 0.25
Base | System | Constraint | Flex Down | Flexibility | Violation | 1 | 2025-05-24 21:15 | 105.5558 | - | 5 | 21 | 0.25
Base | System | Constraint | Flex Down | Flexibility | Violation | 1 | 2025-05-24 21:30 | 168.157 | - | 5 | 21 | 0.25
Base | System | Constraint | Flex Down | Flexibility | Violation | 1 | 2025-05-24 21:45 | 222.7583 | - | 5 | 21 | 0.25
Base | System | Constraint | Flex Down | Flexibility | Violation | 1 | 2025-05-24 22:30 | 10.6355 | - | 5 | 22 | 0.25
Base | System | Constraint | Flex Down | Flexibility | Violation | 1 | 2025-05-24 22:45 | 79.5946 | - | 5 | 22 | 0.25
Base | System | Constraint | Flex Down | Flexibility | Violation | 1 | 2025-05-24 23:15 | 28.6925 | - | 5 | 23 | 0.25
Base | System | Constraint | Flex Down | Flexibility | Violation | 1 | 2025-05-24 23:30 | 78.8589 | - | 5 | 23 | 0.25
Base | System | Constraint | Flex Down | Flexibility | Violation | 1 | 2025-05-24 23:45 | 119.0253 | - | 5 | 23 | 0.25
Base | System | Constraint | Flex Down | Flexibility | Violation | 1 | 2025-05-25 00:30 | 8.071 | - | 5 | 0 | 0.25
Base | System | Constraint | Flex Down | Flexibility | Violation | 1 | 2025-05-25 00:45 | 33.0888 | - | 5 | 0 | 0.25
Base | System | Constraint | Flex Down | Flexibility | Violation | 1 | 2025-05-25 18:00 | 113.8248 | - | 5 | 18 | 0.25
Base | System | Constraint | Flex Down | Flexibility | Violation | 1 | 2025-05-25 18:15 | 66.4192 | - | 5 | 18 | 0.25
Base | System | Constraint | Flex Down | Flexibility | Violation | 1 | 2025-05-26 02:00 | 54.0362 | - | 5 | 2 | 0.25
Base | System | Constraint | Flex Down | Flexibility | Violation | 1 | 2025-05-26 02:15 | 6.6362 | - | 5 | 2 | 0.25
Base | System | Constraint | Flex Down | Flexibility | Violation | 1 | 2025-05-26 02:30 | 6.6362 | - | 5 | 2 | 0.25
Base | System | Constraint | Flex Down | Flexibility | Violation | 1 | 2025-05-26 02:45 | 19.0362 | - | 5 | 2 | 0.25
Base | System | Constraint | Flex Down | Flexibility | Violation | 1 | 2025-05-26 05:00 | 0.63096 | - | 5 | 5 | 0.25
Base | System | Constraint | Flex Down | Flexibility | Violation | 1 | 2025-05-26 08:00 | 25.9711 | - | 5 | 8 | 0.25
Base | System | Constraint | Flex Down | Flexibility | Violation | 1 | 2025-05-26 21:15 | 12.6443 | - | 5 | 21 | 0.25
Base | System | Constraint | Flex Down | Flexibility | Violation | 1 | 2025-05-26 21:30 | 78.2665 | - | 5 | 21 | 0.25
Base | System | Constraint | Flex Down | Flexibility | Violation | 1 | 2025-05-26 21:45 | 134.8886 | - | 5 | 21 | 0.25
Base | System | Constraint | Flex Down | Flexibility | Violation | 1 | 2025-05-26 22:00 | 7.2184 | - | 5 | 22 | 0.25
Base | System | Constraint | Flex Down | Flexibility | Violation | 1 | 2025-05-26 22:15 | 71.5481 | - | 5 | 22 | 0.25
Base | System | Constraint | Flex Down | Flexibility | Violation | 1 | 2025-05-26 22:30 | 120.8778 | - | 5 | 22 | 0.25
Base | System | Constraint | Flex Down | Flexibility | Violation | 1 | 2025-05-26 22:45 | 171.2075 | - | 5 | 22 | 0.25
Base | System | Constraint | Flex Down | Flexibility | Violation | 1 | 2025-05-27 18:00 | 1.8299 | - | 5 | 18 | 0.25
Base | System | Constraint | Flex Down | Flexibility | Violation | 1 | 2025-05-27 18:15 | 1.8299 | - | 5 | 18 | 0.25
Base | System | Constraint | Flex Down | Flexibility | Violation | 1 | 2025-05-27 18:30 | 1.8299 | - | 5 | 18 | 0.25
Base | System | Constraint | Flex Down | Flexibility | Violation | 1 | 2025-05-27 18:45 | 1.8299 | - | 5 | 18 | 0.25
Base | System | Constraint | Flex Down | Flexibility | Violation | 1 | 2025-05-27 21:45 | 35.0581 | - | 5 | 21 | 0.25
Base | System | Constraint | Flex Down | Flexibility | Violation | 1 | 2025-05-27 22:15 | 11.4755 | - | 5 | 22 | 0.25
Base | System | Constraint | Flex Down | Flexibility | Violation | 1 | 2025-05-27 22:30 | 8.1841 | - | 5 | 22 | 0.25
Base | System | Constraint | Flex Down | Flexibility | Violation | 1 | 2025-05-27 22:45 | 36.7797 | - | 5 | 22 | 0.25
Base | System | Constraint | Flex Down | Flexibility | Violation | 1 | 2025-05-28 21:30 | 0.82328 | - | 5 | 21 | 0.25
Base | System | Constraint | Flex Down | Flexibility | Violation | 1 | 2025-05-28 21:45 | 126.9109 | - | 5 | 21 | 0.25
Base | System | Constraint | Flex Down | Flexibility | Violation | 1 | 2025-05-28 22:45 | 69.9992 | - | 5 | 22 | 0.25
Base | System | Constraint | Flex Down | Flexibility | Violation | 1 | 2025-05-28 23:45 | 30.1389 | - | 5 | 23 | 0.25
Base | System | Constraint | Flex Down | Flexibility | Violation | 1 | 2025-05-29 02:00 | 8.6288 | - | 5 | 2 | 0.25
Base | System | Constraint | Flex Down | Flexibility | Violation | 1 | 2025-05-29 02:15 | 6.4107 | - | 5 | 2 | 0.25
Base | System | Constraint | Flex Down | Flexibility | Violation | 1 | 2025-05-29 02:30 | 15.1925 | - | 5 | 2 | 0.25
Base | System | Constraint | Flex Down | Flexibility | Violation | 1 | 2025-05-29 02:45 | 7.9743 | - | 5 | 2 | 0.25
Base | System | Constraint | Flex Down | Flexibility | Violation | 1 | 2025-05-29 03:00 | 2.7909 | - | 5 | 3 | 0.25
Base | System | Constraint | Flex Down | Flexibility | Violation | 1 | 2025-05-29 03:15 | 1.5913 | - | 5 | 3 | 0.25
Base | System | Constraint | Flex Down | Flexibility | Violation | 1 | 2025-05-29 18:00 | 64.3865 | - | 5 | 18 | 0.25
Base | System | Constraint | Flex Down | Flexibility | Violation | 1 | 2025-05-29 18:15 | 64.3865 | - | 5 | 18 | 0.25
Base | System | Constraint | Flex Down | Flexibility | Violation | 1 | 2025-05-29 18:30 | 59.6991 | - | 5 | 18 | 0.25
Base | System | Constraint | Flex Down | Flexibility | Violation | 1 | 2025-05-29 18:45 | 6.3234 | - | 5 | 18 | 0.25
Base | System | Constraint | Flex Down | Flexibility | Violation | 1 | 2025-05-29 21:30 | 45.3474 | - | 5 | 21 | 0.25
Base | System | Constraint | Flex Down | Flexibility | Violation | 1 | 2025-05-29 21:45 | 174.7161 | - | 5 | 21 | 0.25
Base | System | Constraint | Flex Down | Flexibility | Violation | 1 | 2025-05-29 22:45 | 57.5884 | - | 5 | 22 | 0.25
Base | System | Constraint | Flex Down | Flexibility | Violation | 1 | 2025-05-30 01:00 | 40.2235 | - | 5 | 1 | 0.25
Base | System | Constraint | Flex Down | Flexibility | Violation | 1 | 2025-05-30 01:15 | 43.4368 | - | 5 | 1 | 0.25
Base | System | Constraint | Flex Down | Flexibility | Violation | 1 | 2025-05-30 01:30 | 43.4368 | - | 5 | 1 | 0.25
Base | System | Constraint | Flex Down | Flexibility | Violation | 1 | 2025-05-30 01:45 | 43.4368 | - | 5 | 1 | 0.25
Base | System | Constraint | Flex Down | Flexibility | Violation | 1 | 2025-05-30 02:15 | 26.9422 | - | 5 | 2 | 0.25
Base | System | Constraint | Flex Down | Flexibility | Violation | 1 | 2025-05-30 02:30 | 30.0685 | - | 5 | 2 | 0.25
Base | System | Constraint | Flex Down | Flexibility | Violation | 1 | 2025-05-30 02:45 | 34.8145 | - | 5 | 2 | 0.25
Base | System | Constraint | Flex Down | Flexibility | Violation | 1 | 2025-05-30 03:00 | 9.6821 | - | 5 | 3 | 0.25
Base | System | Constraint | Flex Down | Flexibility | Violation | 1 | 2025-05-30 18:45 | 38.1451 | - | 5 | 18 | 0.25
Base | System | Constraint | Flex Down | Flexibility | Violation | 1 | 2025-05-30 21:00 | 130.7383 | - | 5 | 21 | 0.25
Base | System | Constraint | Flex Down | Flexibility | Violation | 1 | 2025-05-30 21:15 | 190.6561 | - | 5 | 21 | 0.25
Base | System | Constraint | Flex Down | Flexibility | Violation | 1 | 2025-05-30 21:30 | 263.5739 | - | 5 | 21 | 0.25
Base | System | Constraint | Flex Down | Flexibility | Violation | 1 | 2025-05-30 21:45 | 315.4917 | - | 5 | 21 | 0.25
Base | System | Constraint | Flex Down | Flexibility | Violation | 1 | 2025-05-30 22:00 | 132.03 | - | 5 | 22 | 0.25
Base | System | Constraint | Flex Down | Flexibility | Violation | 1 | 2025-05-30 22:15 | 154.3083 | - | 5 | 22 | 0.25
Base | System | Constraint | Flex Down | Flexibility | Violation | 1 | 2025-05-30 22:30 | 218.2166 | - | 5 | 22 | 0.25
Base | System | Constraint | Flex Down | Flexibility | Violation | 1 | 2025-05-30 22:45 | 284.1249 | - | 5 | 22 | 0.25
Base | System | Constraint | Flex Down | Flexibility | Violation | 1 | 2025-05-30 23:15 | 34.3655 | - | 5 | 23 | 0.25
Base | System | Constraint | Flex Down | Flexibility | Violation | 1 | 2025-05-30 23:30 | 82.1033 | - | 5 | 23 | 0.25
Base | System | Constraint | Flex Down | Flexibility | Violation | 1 | 2025-05-30 23:45 | 123.8411 | - | 5 | 23 | 0.25
Base | System | Constraint | Flex Down | Flexibility | Violation | 1 | 2025-05-31 00:45 | 5.8708 | - | 5 | 0 | 0.25
Base | System | Constraint | Flex Down | Flexibility | Violation | 1 | 2025-05-31 17:00 | 4.3485 | - | 5 | 17 | 0.25
Base | System | Constraint | Flex Down | Flexibility | Violation | 1 | 2025-05-31 22:00 | 226.8559 | - | 5 | 22 | 0.25
Base | System | Constraint | Flex Down | Flexibility | Violation | 1 | 2025-05-31 22:15 | 236.1938 | - | 5 | 22 | 0.25
Base | System | Constraint | Flex Down | Flexibility | Violation | 1 | 2025-05-31 22:30 | 249.5317 | - | 5 | 22 | 0.25
Base | System | Constraint | Flex Down | Flexibility | Violation | 1 | 2025-05-31 22:45 | 254.8697 | - | 5 | 22 | 0.25
Base | System | Constraint | Flex Down | Flexibility | Violation | 1 | 2025-05-31 23:00 | 55.2255 | - | 5 | 23 | 0.25
Base | System | Constraint | Flex Down | Flexibility | Violation | 1 | 2025-05-31 23:15 | 105.8161 | - | 5 | 23 | 0.25
Base | System | Constraint | Flex Down | Flexibility | Violation | 1 | 2025-05-31 23:30 | 150.4068 | - | 5 | 23 | 0.25
Base | System | Constraint | Flex Down | Flexibility | Violation | 1 | 2025-05-31 23:45 | 204.9975 | - | 5 | 23 | 0.25
Base | System | Constraint | Flex Down | Flexibility | Violation | 1 | 2025-06-03 22:45 | 19.7174 | - | 6 | 22 | 0.25
Base | System | Constraint | Flex Down | Flexibility | Violation | 1 | 2025-06-13 00:30 | 2.1919 | - | 6 | 0 | 0.25
Base | System | Constraint | Flex Down | Flexibility | Violation | 1 | 2025-06-13 00:45 | 2.1919 | - | 6 | 0 | 0.25
Base | System | Constraint | Flex Down | Flexibility | Violation | 1 | 2025-06-15 00:30 | 10.0092 | - | 6 | 0 | 0.25
Base | System | Constraint | Flex Down | Flexibility | Violation | 1 | 2025-06-15 00:45 | 44.2343 | - | 6 | 0 | 0.25
Base | System | Constraint | Flex Down | Flexibility | Violation | 1 | 2025-06-17 11:00 | 1.2017 | - | 6 | 11 | 0.25
Base | System | Constraint | Flex Down | Flexibility | Violation | 1 | 2025-06-17 18:00 | 52.1249 | - | 6 | 18 | 0.25
Base | System | Constraint | Flex Down | Flexibility | Violation | 1 | 2025-06-17 18:15 | 20.5946 | - | 6 | 18 | 0.25
Base | System | Constraint | Flex Down | Flexibility | Violation | 1 | 2025-06-17 23:00 | 216.7641 | - | 6 | 23 | 0.25
Base | System | Constraint | Flex Down | Flexibility | Violation | 1 | 2025-06-17 23:15 | 173.3705 | - | 6 | 23 | 0.25
Base | System | Constraint | Flex Down | Flexibility | Violation | 1 | 2025-06-17 23:30 | 113.9769 | - | 6 | 23 | 0.25
Base | System | Constraint | Flex Down | Flexibility | Violation | 1 | 2025-06-17 23:45 | 50.5834 | - | 6 | 23 | 0.25
Base | System | Constraint | Flex Down | Flexibility | Violation | 1 | 2025-06-19 22:30 | 44.7256 | - | 6 | 22 | 0.25
Base | System | Constraint | Flex Down | Flexibility | Violation | 1 | 2025-06-19 22:45 | 101.2315 | - | 6 | 22 | 0.25
Base | System | Constraint | Flex Down | Flexibility | Violation | 1 | 2025-06-21 05:00 | 33.68 | - | 6 | 5 | 0.25
Base | System | Constraint | Flex Down | Flexibility | Violation | 1 | 2025-06-21 11:45 | 5.9976 | - | 6 | 11 | 0.25
Base | System | Constraint | Flex Down | Flexibility | Violation | 1 | 2025-06-21 12:30 | 3.866 | - | 6 | 12 | 0.25
Base | System | Constraint | Flex Down | Flexibility | Violation | 1 | 2025-06-21 12:45 | 12.289 | - | 6 | 12 | 0.25
Base | System | Constraint | Flex Down | Flexibility | Violation | 1 | 2025-06-21 13:15 | 13.8902 | - | 6 | 13 | 0.25
Base | System | Constraint | Flex Down | Flexibility | Violation | 1 | 2025-06-21 13:30 | 26.8966 | - | 6 | 13 | 0.25
Base | System | Constraint | Flex Down | Flexibility | Violation | 1 | 2025-06-21 13:45 | 39.9031 | - | 6 | 13 | 0.25
Base | System | Constraint | Flex Down | Flexibility | Violation | 1 | 2025-06-22 23:00 | 25.1932 | - | 6 | 23 | 0.25
Base | System | Constraint | Flex Down | Flexibility | Violation | 1 | 2025-06-22 23:15 | 18.3882 | - | 6 | 23 | 0.25
Base | System | Constraint | Flex Down | Flexibility | Violation | 1 | 2025-06-22 23:30 | 1.5831 | - | 6 | 23 | 0.25
Base | System | Constraint | Flex Down | Flexibility | Violation | 1 | 2025-06-24 22:45 | 11.0714 | - | 6 | 22 | 0.25
Base | System | Constraint | Flex Down | Flexibility | Violation | 1 | 2025-06-24 23:45 | 45.7682 | - | 6 | 23 | 0.25
Base | System | Constraint | Flex Down | Flexibility | Violation | 1 | 2025-06-27 03:00 | 20.5165 | - | 6 | 3 | 0.25
Base | System | Constraint | Flex Down | Flexibility | Violation | 1 | 2025-07-05 22:15 | 32.8535 | - | 7 | 22 | 0.25
Base | System | Constraint | Flex Down | Flexibility | Violation | 1 | 2025-07-05 22:30 | 80.1407 | - | 7 | 22 | 0.25
Base | System | Constraint | Flex Down | Flexibility | Violation | 1 | 2025-07-05 22:45 | 140.4278 | - | 7 | 22 | 0.25
Base | System | Constraint | Flex Down | Flexibility | Violation | 1 | 2025-07-05 23:45 | 26.4115 | - | 7 | 23 | 0.25
Base | System | Constraint | Flex Down | Flexibility | Violation | 1 | 2025-07-06 00:30 | 2.5955 | - | 7 | 0 | 0.25
Base | System | Constraint | Flex Down | Flexibility | Violation | 1 | 2025-07-06 00:45 | 16.9131 | - | 7 | 0 | 0.25
Base | System | Constraint | Flex Down | Flexibility | Violation | 1 | 2025-07-08 | 175.6167 | - | 7 | 0 | 0.25
Base | System | Constraint | Flex Down | Flexibility | Violation | 1 | 2025-07-08 00:15 | 167.1765 | - | 7 | 0 | 0.25
Base | System | Constraint | Flex Down | Flexibility | Violation | 1 | 2025-07-08 00:30 | 157.7363 | - | 7 | 0 | 0.25
Base | System | Constraint | Flex Down | Flexibility | Violation | 1 | 2025-07-08 00:45 | 138.296 | - | 7 | 0 | 0.25
Base | System | Constraint | Flex Down | Flexibility | Violation | 1 | 2025-07-08 04:00 | 64.5579 | - | 7 | 4 | 0.25
Base | System | Constraint | Flex Down | Flexibility | Violation | 1 | 2025-07-12 21:45 | 23.0496 | - | 7 | 21 | 0.25
Base | System | Constraint | Flex Down | Flexibility | Violation | 1 | 2025-07-13 01:45 | 8.5869 | - | 7 | 1 | 0.25
Base | System | Constraint | Flex Down | Flexibility | Violation | 1 | 2025-07-14 | 87.7893 | - | 7 | 0 | 0.25
Base | System | Constraint | Flex Down | Flexibility | Violation | 1 | 2025-07-14 00:15 | 108.9802 | - | 7 | 0 | 0.25
Base | System | Constraint | Flex Down | Flexibility | Violation | 1 | 2025-07-14 00:30 | 116.1711 | - | 7 | 0 | 0.25
Base | System | Constraint | Flex Down | Flexibility | Violation | 1 | 2025-07-14 00:45 | 121.362 | - | 7 | 0 | 0.25
Base | System | Constraint | Flex Down | Flexibility | Violation | 1 | 2025-07-16 01:45 | 47.2531 | - | 7 | 1 | 0.25
Base | System | Constraint | Flex Down | Flexibility | Violation | 1 | 2025-07-16 14:00 | 26.1007 | - | 7 | 14 | 0.25
Base | System | Constraint | Flex Down | Flexibility | Violation | 1 | 2025-07-16 14:15 | 11.4403 | - | 7 | 14 | 0.25
Base | System | Constraint | Flex Down | Flexibility | Violation | 1 | 2025-07-16 14:30 | 17.7799 | - | 7 | 14 | 0.25
Base | System | Constraint | Flex Down | Flexibility | Violation | 1 | 2025-07-16 14:45 | 16.1196 | - | 7 | 14 | 0.25
Base | System | Constraint | Flex Down | Flexibility | Violation | 1 | 2025-07-19 00:30 | 34.7106 | - | 7 | 0 | 0.25
Base | System | Constraint | Flex Down | Flexibility | Violation | 1 | 2025-07-19 00:45 | 85.3177 | - | 7 | 0 | 0.25
Base | System | Constraint | Flex Down | Flexibility | Violation | 1 | 2025-07-20 02:00 | 5.9387 | - | 7 | 2 | 0.25
Base | System | Constraint | Flex Down | Flexibility | Violation | 1 | 2025-08-01 21:45 | 12.5943 | - | 8 | 21 | 0.25
Base | System | Constraint | Flex Down | Flexibility | Violation | 1 | 2025-08-03 01:45 | 19.1286 | - | 8 | 1 | 0.25
Base | System | Constraint | Flex Down | Flexibility | Violation | 1 | 2025-08-05 00:45 | 19.9972 | - | 8 | 0 | 0.25
Base | System | Constraint | Flex Down | Flexibility | Violation | 1 | 2025-08-11 22:45 | 39.0148 | - | 8 | 22 | 0.25
Base | System | Constraint | Flex Down | Flexibility | Violation | 1 | 2025-08-12 00:30 | 6.655 | - | 8 | 0 | 0.25
Base | System | Constraint | Flex Down | Flexibility | Violation | 1 | 2025-08-12 00:45 | 31.4614 | - | 8 | 0 | 0.25
Base | System | Constraint | Flex Down | Flexibility | Violation | 1 | 2025-08-13 22:30 | 31.6467 | - | 8 | 22 | 0.25
Base | System | Constraint | Flex Down | Flexibility | Violation | 1 | 2025-08-13 22:45 | 111.4509 | - | 8 | 22 | 0.25
Base | System | Constraint | Flex Down | Flexibility | Violation | 1 | 2025-08-14 00:15 | 6.3661 | - | 8 | 0 | 0.25
Base | System | Constraint | Flex Down | Flexibility | Violation | 1 | 2025-08-14 00:30 | 29.2256 | - | 8 | 0 | 0.25
Base | System | Constraint | Flex Down | Flexibility | Violation | 1 | 2025-08-14 00:45 | 49.0851 | - | 8 | 0 | 0.25
Base | System | Constraint | Flex Down | Flexibility | Violation | 1 | 2025-08-21 | 45.4277 | - | 8 | 0 | 0.25
Base | System | Constraint | Flex Down | Flexibility | Violation | 1 | 2025-08-21 00:15 | 69.8478 | - | 8 | 0 | 0.25
Base | System | Constraint | Flex Down | Flexibility | Violation | 1 | 2025-08-21 00:30 | 91.2679 | - | 8 | 0 | 0.25
Base | System | Constraint | Flex Down | Flexibility | Violation | 1 | 2025-08-21 00:45 | 123.688 | - | 8 | 0 | 0.25
Base | System | Constraint | Flex Down | Flexibility | Violation | 1 | 2025-08-21 12:00 | 15.9293 | - | 8 | 12 | 0.25
Base | System | Constraint | Flex Down | Flexibility | Violation | 1 | 2025-08-21 12:15 | 2.1205 | - | 8 | 12 | 0.25
Base | System | Constraint | Flex Down | Flexibility | Violation | 1 | 2025-09-07 | 12.321 | - | 9 | 0 | 0.25
Base | System | Constraint | Flex Down | Flexibility | Violation | 1 | 2025-09-07 00:15 | 24.0899 | - | 9 | 0 | 0.25
Base | System | Constraint | Flex Down | Flexibility | Violation | 1 | 2025-09-07 00:30 | 42.8588 | - | 9 | 0 | 0.25
Base | System | Constraint | Flex Down | Flexibility | Violation | 1 | 2025-09-07 00:45 | 61.6277 | - | 9 | 0 | 0.25
Base | System | Constraint | Flex Down | Flexibility | Violation | 1 | 2025-09-07 01:00 | 4.4059 | - | 9 | 1 | 0.25
Base | System | Constraint | Flex Down | Flexibility | Violation | 1 | 2025-09-07 01:15 | 12.0227 | - | 9 | 1 | 0.25
Base | System | Constraint | Flex Down | Flexibility | Violation | 1 | 2025-09-07 01:30 | 33.6396 | - | 9 | 1 | 0.25
Base | System | Constraint | Flex Down | Flexibility | Violation | 1 | 2025-09-07 01:45 | 41.2564 | - | 9 | 1 | 0.25
Base | System | Constraint | Flex Down | Flexibility | Violation | 1 | 2025-09-07 02:15 | 4.007 | - | 9 | 2 | 0.25
Base | System | Constraint | Flex Down | Flexibility | Violation | 1 | 2025-09-07 02:30 | 6.9421 | - | 9 | 2 | 0.25
Base | System | Constraint | Flex Down | Flexibility | Violation | 1 | 2025-09-07 02:45 | 9.8771 | - | 9 | 2 | 0.25
Base | System | Constraint | Flex Down | Flexibility | Violation | 1 | 2025-09-14 00:45 | 25.4381 | - | 9 | 0 | 0.25
Base | System | Constraint | Flex Down | Flexibility | Violation | 1 | 2025-09-14 01:00 | 18.7059 | - | 9 | 1 | 0.25
Base | System | Constraint | Flex Down | Flexibility | Violation | 1 | 2025-09-14 01:15 | 5.8123 | - | 9 | 1 | 0.25
Base | System | Constraint | Flex Down | Flexibility | Violation | 1 | 2025-09-23 | 42.8794 | - | 9 | 0 | 0.25
Base | System | Constraint | Flex Down | Flexibility | Violation | 1 | 2025-09-29 08:45 | 16.1968 | - | 9 | 8 | 0.25
Base | System | Constraint | Flex Down | Flexibility | Violation | 1 | 2025-09-29 09:45 | 28.0218 | - | 9 | 9 | 0.25
Base | System | Constraint | Flex Down | Flexibility | Violation | 1 | 2025-09-29 10:00 | 47.4197 | - | 9 | 10 | 0.25
Base | System | Constraint | Flex Down | Flexibility | Violation | 1 | 2025-09-29 10:15 | 56.5028 | - | 9 | 10 | 0.25
Base | System | Constraint | Flex Down | Flexibility | Violation | 1 | 2025-09-29 10:30 | 61.5859 | - | 9 | 10 | 0.25
Base | System | Constraint | Flex Down | Flexibility | Violation | 1 | 2025-09-29 10:45 | 51.669 | - | 9 | 10 | 0.25
Base | System | Constraint | Flex Down | Flexibility | Violation | 1 | 2025-09-29 12:30 | 4.1875 | - | 9 | 12 | 0.25
Base | System | Constraint | Flex Down | Flexibility | Violation | 1 | 2025-09-29 12:45 | 10.6107 | - | 9 | 12 | 0.25
Base | System | Constraint | Flex Down | Flexibility | Violation | 1 | 2025-09-29 20:45 | 28.9516 | - | 9 | 20 | 0.25
Base | System | Constraint | Flex Down | Flexibility | Violation | 1 | 2025-09-30 00:45 | 36.6228 | - | 9 | 0 | 0.25
Base | System | Constraint | Flex Down | Flexibility | Violation | 1 | 2025-09-30 01:00 | 48.9789 | - | 9 | 1 | 0.25
Base | System | Constraint | Flex Down | Flexibility | Violation | 1 | 2025-09-30 01:15 | 29.1737 | - | 9 | 1 | 0.25
Base | System | Constraint | Flex Down | Flexibility | Violation | 1 | 2025-09-30 01:30 | 14.3684 | - | 9 | 1 | 0.25
Base | System | Constraint | Flex Down | Flexibility | Violation | 1 | 2025-09-30 02:00 | 8.3967 | - | 9 | 2 | 0.25
Base | System | Constraint | Flex Down | Flexibility | Violation | 1 | 2025-09-30 08:45 | 16.9446 | - | 9 | 8 | 0.25
Base | System | Constraint | Flex Down | Flexibility | Violation | 1 | 2025-09-30 09:00 | 69.9789 | - | 9 | 9 | 0.25
Base | System | Constraint | Flex Down | Flexibility | Violation | 1 | 2025-09-30 09:15 | 98.8708 | - | 9 | 9 | 0.25
Base | System | Constraint | Flex Down | Flexibility | Violation | 1 | 2025-09-30 09:30 | 128.7626 | - | 9 | 9 | 0.25
Base | System | Constraint | Flex Down | Flexibility | Violation | 1 | 2025-09-30 09:45 | 165.6544 | - | 9 | 9 | 0.25
Base | System | Constraint | Flex Down | Flexibility | Violation | 1 | 2025-09-30 10:00 | 54.2667 | - | 9 | 10 | 0.25
Base | System | Constraint | Flex Down | Flexibility | Violation | 1 | 2025-09-30 10:15 | 82.6841 | - | 9 | 10 | 0.25
Base | System | Constraint | Flex Down | Flexibility | Violation | 1 | 2025-09-30 10:30 | 96.1016 | - | 9 | 10 | 0.25
Base | System | Constraint | Flex Down | Flexibility | Violation | 1 | 2025-09-30 10:45 | 112.519 | - | 9 | 10 | 0.25
Base | System | Constraint | Flex Down | Flexibility | Violation | 1 | 2025-09-30 11:00 | 32.4877 | - | 9 | 11 | 0.25
Base | System | Constraint | Flex Down | Flexibility | Violation | 1 | 2025-09-30 11:15 | 50.3265 | - | 9 | 11 | 0.25
Base | System | Constraint | Flex Down | Flexibility | Violation | 1 | 2025-09-30 11:30 | 68.1652 | - | 9 | 11 | 0.25
Base | System | Constraint | Flex Down | Flexibility | Violation | 1 | 2025-09-30 11:45 | 87.0039 | - | 9 | 11 | 0.25
Base | System | Constraint | Flex Down | Flexibility | Violation | 1 | 2025-09-30 12:00 | 3.9732 | - | 9 | 12 | 0.25
Base | System | Constraint | Flex Down | Flexibility | Violation | 1 | 2025-09-30 12:15 | 6.2194 | - | 9 | 12 | 0.25
Base | System | Constraint | Flex Down | Flexibility | Violation | 1 | 2025-09-30 12:30 | 21.4656 | - | 9 | 12 | 0.25
Base | System | Constraint | Flex Down | Flexibility | Violation | 1 | 2025-09-30 12:45 | 30.7117 | - | 9 | 12 | 0.25
Base | System | Constraint | Flex Down | Flexibility | Violation | 1 | 2025-09-30 13:00 | 4.4236 | - | 9 | 13 | 0.25
Base | System | Constraint | Flex Down | Flexibility | Violation | 1 | 2025-09-30 13:15 | 19.5273 | - | 9 | 13 | 0.25
Base | System | Constraint | Flex Down | Flexibility | Violation | 1 | 2025-09-30 13:30 | 27.631 | - | 9 | 13 | 0.25
Base | System | Constraint | Flex Down | Flexibility | Violation | 1 | 2025-09-30 13:45 | 34.7348 | - | 9 | 13 | 0.25
Base | System | Constraint | Flex Down | Flexibility | Violation | 1 | 2025-09-30 20:15 | 2.3481 | - | 9 | 20 | 0.25
Base | System | Constraint | Flex Down | Flexibility | Violation | 1 | 2025-09-30 20:30 | 54.1483 | - | 9 | 20 | 0.25
Base | System | Constraint | Flex Down | Flexibility | Violation | 1 | 2025-09-30 20:45 | 107.9486 | - | 9 | 20 | 0.25
Base | System | Constraint | Flex Down | Flexibility | Violation | 1 | 2025-09-30 22:45 | 17.4209 | - | 9 | 22 | 0.25
Base | System | Constraint | Flex Down | Flexibility | Violation | 1 | 2025-10-02 02:00 | 78.9082 | - | 10 | 2 | 0.25
Base | System | Constraint | Flex Down | Flexibility | Violation | 1 | 2025-10-02 02:15 | 38.2953 | - | 10 | 2 | 0.25
Base | System | Constraint | Flex Down | Flexibility | Violation | 1 | 2025-10-02 08:00 | 21.3947 | - | 10 | 8 | 0.25
Base | System | Constraint | Flex Down | Flexibility | Violation | 1 | 2025-10-02 08:15 | 20.5234 | - | 10 | 8 | 0.25
Base | System | Constraint | Flex Down | Flexibility | Violation | 1 | 2025-10-02 08:30 | 16.6521 | - | 10 | 8 | 0.25
Base | System | Constraint | Flex Down | Flexibility | Violation | 1 | 2025-10-02 08:45 | 14.7809 | - | 10 | 8 | 0.25
Base | System | Constraint | Flex Down | Flexibility | Violation | 1 | 2025-10-02 09:45 | 18.9739 | - | 10 | 9 | 0.25
Base | System | Constraint | Flex Down | Flexibility | Violation | 1 | 2025-10-02 10:00 | 15.343 | - | 10 | 10 | 0.25
Base | System | Constraint | Flex Down | Flexibility | Violation | 1 | 2025-10-02 10:15 | 12.4771 | - | 10 | 10 | 0.25
Base | System | Constraint | Flex Down | Flexibility | Violation | 1 | 2025-10-02 10:30 | 14.6113 | - | 10 | 10 | 0.25
Base | System | Constraint | Flex Down | Flexibility | Violation | 1 | 2025-10-02 10:45 | 13.7454 | - | 10 | 10 | 0.25
Base | System | Constraint | Flex Down | Flexibility | Violation | 1 | 2025-10-03 09:15 | 4.3225 | - | 10 | 9 | 0.25
Base | System | Constraint | Flex Down | Flexibility | Violation | 1 | 2025-10-03 09:30 | 33.7678 | - | 10 | 9 | 0.25
Base | System | Constraint | Flex Down | Flexibility | Violation | 1 | 2025-10-03 09:45 | 55.213 | - | 10 | 9 | 0.25
Base | System | Constraint | Flex Down | Flexibility | Violation | 1 | 2025-10-04 10:45 | 9.371 | - | 10 | 10 | 0.25
Base | System | Constraint | Flex Down | Flexibility | Violation | 1 | 2025-10-04 11:00 | 4.862 | - | 10 | 11 | 0.25
Base | System | Constraint | Flex Down | Flexibility | Violation | 1 | 2025-10-04 11:15 | 24.4848 | - | 10 | 11 | 0.25
Base | System | Constraint | Flex Down | Flexibility | Violation | 1 | 2025-10-04 11:30 | 44.1075 | - | 10 | 11 | 0.25
Base | System | Constraint | Flex Down | Flexibility | Violation | 1 | 2025-10-04 11:45 | 62.7303 | - | 10 | 11 | 0.25
Base | System | Constraint | Flex Down | Flexibility | Violation | 1 | 2025-10-05 | 27.4978 | - | 10 | 0 | 0.25
Base | System | Constraint | Flex Down | Flexibility | Violation | 1 | 2025-10-05 00:15 | 25.0152 | - | 10 | 0 | 0.25
Base | System | Constraint | Flex Down | Flexibility | Violation | 1 | 2025-10-05 00:30 | 25.5326 | - | 10 | 0 | 0.25
Base | System | Constraint | Flex Down | Flexibility | Violation | 1 | 2025-10-05 00:45 | 17.05 | - | 10 | 0 | 0.25
Base | System | Constraint | Flex Down | Flexibility | Violation | 1 | 2025-10-05 01:00 | 29.3564 | - | 10 | 1 | 0.25
Base | System | Constraint | Flex Down | Flexibility | Violation | 1 | 2025-10-05 01:15 | 20.1991 | - | 10 | 1 | 0.25
Base | System | Constraint | Flex Down | Flexibility | Violation | 1 | 2025-10-05 01:30 | 13.0418 | - | 10 | 1 | 0.25
Base | System | Constraint | Flex Down | Flexibility | Violation | 1 | 2025-10-05 01:45 | 3.8844 | - | 10 | 1 | 0.25
Base | System | Constraint | Flex Down | Flexibility | Violation | 1 | 2025-10-06 22:00 | 17.8377 | - | 10 | 22 | 0.25
Base | System | Constraint | Flex Down | Flexibility | Violation | 1 | 2025-10-06 22:15 | 40.7373 | - | 10 | 22 | 0.25
Base | System | Constraint | Flex Down | Flexibility | Violation | 1 | 2025-10-06 22:30 | 71.637 | - | 10 | 22 | 0.25
Base | System | Constraint | Flex Down | Flexibility | Violation | 1 | 2025-10-06 22:45 | 107.5366 | - | 10 | 22 | 0.25
Base | System | Constraint | Flex Down | Flexibility | Violation | 1 | 2025-10-09 09:30 | 17.2314 | - | 10 | 9 | 0.25
Base | System | Constraint | Flex Down | Flexibility | Violation | 1 | 2025-10-09 09:45 | 59.5085 | - | 10 | 9 | 0.25
Base | System | Constraint | Flex Down | Flexibility | Violation | 1 | 2025-10-09 11:30 | 13.1911 | - | 10 | 11 | 0.25
Base | System | Constraint | Flex Down | Flexibility | Violation | 1 | 2025-10-09 11:45 | 32.5492 | - | 10 | 11 | 0.25
Base | System | Constraint | Flex Down | Flexibility | Violation | 1 | 2025-10-09 12:45 | 8.3178 | - | 10 | 12 | 0.25
Base | System | Constraint | Flex Down | Flexibility | Violation | 1 | 2025-10-10 22:15 | 12.9235 | - | 10 | 22 | 0.25
Base | System | Constraint | Flex Down | Flexibility | Violation | 1 | 2025-10-10 22:30 | 58.5012 | - | 10 | 22 | 0.25
Base | System | Constraint | Flex Down | Flexibility | Violation | 1 | 2025-10-10 22:45 | 105.0789 | - | 10 | 22 | 0.25
Base | System | Constraint | Flex Down | Flexibility | Violation | 1 | 2025-10-12 | 9.021 | - | 10 | 0 | 0.25
Base | System | Constraint | Flex Down | Flexibility | Violation | 1 | 2025-10-12 21:30 | 4.5466 | - | 10 | 21 | 0.25
Base | System | Constraint | Flex Down | Flexibility | Violation | 1 | 2025-10-12 21:45 | 44.9707 | - | 10 | 21 | 0.25
Base | System | Constraint | Flex Down | Flexibility | Violation | 1 | 2025-10-12 22:30 | 2.2596 | - | 10 | 22 | 0.25
Base | System | Constraint | Flex Down | Flexibility | Violation | 1 | 2025-10-12 22:45 | 40.5856 | - | 10 | 22 | 0.25
Base | System | Constraint | Flex Down | Flexibility | Violation | 1 | 2025-10-14 22:15 | 37.8711 | - | 10 | 22 | 0.25
Base | System | Constraint | Flex Down | Flexibility | Violation | 1 | 2025-10-14 22:30 | 92.2337 | - | 10 | 22 | 0.25
Base | System | Constraint | Flex Down | Flexibility | Violation | 1 | 2025-10-14 22:45 | 136.5964 | - | 10 | 22 | 0.25
Base | System | Constraint | Flex Down | Flexibility | Violation | 1 | 2025-10-15 | 35.6607 | - | 10 | 0 | 0.25
Base | System | Constraint | Flex Down | Flexibility | Violation | 1 | 2025-10-15 00:15 | 43.5091 | - | 10 | 0 | 0.25
Base | System | Constraint | Flex Down | Flexibility | Violation | 1 | 2025-10-15 00:30 | 41.3576 | - | 10 | 0 | 0.25
Base | System | Constraint | Flex Down | Flexibility | Violation | 1 | 2025-10-15 00:45 | 46.206 | - | 10 | 0 | 0.25
Base | System | Constraint | Flex Down | Flexibility | Violation | 1 | 2025-10-15 01:45 | 4.0433 | - | 10 | 1 | 0.25
Base | System | Constraint | Flex Down | Flexibility | Violation | 1 | 2025-10-15 13:00 | 53.4081 | - | 10 | 13 | 0.25
Base | System | Constraint | Flex Down | Flexibility | Violation | 1 | 2025-10-15 13:15 | 1.3855 | - | 10 | 13 | 0.25
Base | System | Constraint | Flex Down | Flexibility | Violation | 1 | 2025-10-16 | 4.4291 | - | 10 | 0 | 0.25
Base | System | Constraint | Flex Down | Flexibility | Violation | 1 | 2025-10-16 00:15 | 8.8582 | - | 10 | 0 | 0.25
Base | System | Constraint | Flex Down | Flexibility | Violation | 1 | 2025-10-16 00:45 | 6.4309 | - | 10 | 0 | 0.25
Base | System | Constraint | Flex Down | Flexibility | Violation | 1 | 2025-10-16 12:00 | 36.4678 | - | 10 | 12 | 0.25
Base | System | Constraint | Flex Down | Flexibility | Violation | 1 | 2025-10-19 11:30 | 4.9852 | - | 10 | 11 | 0.25
Base | System | Constraint | Flex Down | Flexibility | Violation | 1 | 2025-10-19 11:45 | 28.191 | - | 10 | 11 | 0.25
Base | System | Constraint | Flex Down | Flexibility | Violation | 1 | 2025-10-19 12:45 | 18.1367 | - | 10 | 12 | 0.25
Base | System | Constraint | Flex Down | Flexibility | Violation | 1 | 2025-10-24 01:00 | 27.9895 | - | 10 | 1 | 0.25
Base | System | Constraint | Flex Down | Flexibility | Violation | 1 | 2025-10-26 22:45 | 60.7129 | - | 10 | 22 | 0.25
Base | System | Constraint | Flex Down | Flexibility | Violation | 1 | 2025-10-26 23:00 | 12.9303 | - | 10 | 23 | 0.25
Base | System | Constraint | Flex Down | Flexibility | Violation | 1 | 2025-10-27 08:15 | 5.4919 | - | 10 | 8 | 0.25
Base | System | Constraint | Flex Down | Flexibility | Violation | 1 | 2025-10-27 08:30 | 51.6352 | - | 10 | 8 | 0.25
Base | System | Constraint | Flex Down | Flexibility | Violation | 1 | 2025-10-27 08:45 | 112.7784 | - | 10 | 8 | 0.25
Base | System | Constraint | Flex Down | Flexibility | Violation | 1 | 2025-10-27 10:00 | 45.6123 | - | 10 | 10 | 0.25
Base | System | Constraint | Flex Down | Flexibility | Violation | 1 | 2025-10-27 10:15 | 37.3255 | - | 10 | 10 | 0.25
Base | System | Constraint | Flex Down | Flexibility | Violation | 1 | 2025-10-27 10:30 | 27.0386 | - | 10 | 10 | 0.25
Base | System | Constraint | Flex Down | Flexibility | Violation | 1 | 2025-10-27 10:45 | 7.7517 | - | 10 | 10 | 0.25
Base | System | Constraint | Flex Down | Flexibility | Violation | 1 | 2025-10-27 11:45 | 12.6631 | - | 10 | 11 | 0.25
Base | System | Constraint | Flex Down | Flexibility | Violation | 1 | 2025-10-27 13:00 | 51.1461 | - | 10 | 13 | 0.25
Base | System | Constraint | Flex Down | Flexibility | Violation | 1 | 2025-10-27 13:15 | 29.4804 | - | 10 | 13 | 0.25
Base | System | Constraint | Flex Down | Flexibility | Violation | 1 | 2025-10-27 13:30 | 6.8147 | - | 10 | 13 | 0.25
Base | System | Constraint | Flex Down | Flexibility | Violation | 1 | 2025-10-28 09:15 | 14.1309 | - | 10 | 9 | 0.25
Base | System | Constraint | Flex Down | Flexibility | Violation | 1 | 2025-10-28 09:30 | 54.4855 | - | 10 | 9 | 0.25
Base | System | Constraint | Flex Down | Flexibility | Violation | 1 | 2025-10-28 09:45 | 100.8402 | - | 10 | 9 | 0.25
Base | System | Constraint | Flex Down | Flexibility | Violation | 1 | 2025-10-28 10:00 | 65.8751 | - | 10 | 10 | 0.25
Base | System | Constraint | Flex Down | Flexibility | Violation | 1 | 2025-10-28 10:15 | 85.8351 | - | 10 | 10 | 0.25
Base | System | Constraint | Flex Down | Flexibility | Violation | 1 | 2025-10-28 10:30 | 109.7951 | - | 10 | 10 | 0.25
Base | System | Constraint | Flex Down | Flexibility | Violation | 1 | 2025-10-28 10:45 | 113.7552 | - | 10 | 10 | 0.25
Base | System | Constraint | Flex Down | Flexibility | Violation | 1 | 2025-10-28 11:00 | 9.2252 | - | 10 | 11 | 0.25
Base | System | Constraint | Flex Down | Flexibility | Violation | 1 | 2025-10-28 11:15 | 40.5569 | - | 10 | 11 | 0.25
Base | System | Constraint | Flex Down | Flexibility | Violation | 1 | 2025-10-28 11:30 | 67.8886 | - | 10 | 11 | 0.25
Base | System | Constraint | Flex Down | Flexibility | Violation | 1 | 2025-10-28 11:45 | 105.2204 | - | 10 | 11 | 0.25
Base | System | Constraint | Flex Down | Flexibility | Violation | 1 | 2025-10-28 13:00 | 86.1681 | - | 10 | 13 | 0.25
Base | System | Constraint | Flex Down | Flexibility | Violation | 1 | 2025-10-28 13:15 | 78.3948 | - | 10 | 13 | 0.25
Base | System | Constraint | Flex Down | Flexibility | Violation | 1 | 2025-10-28 13:30 | 91.6214 | - | 10 | 13 | 0.25
Base | System | Constraint | Flex Down | Flexibility | Violation | 1 | 2025-10-28 13:45 | 98.848 | - | 10 | 13 | 0.25
Base | System | Constraint | Flex Down | Flexibility | Violation | 1 | 2025-10-29 08:00 | 35.8317 | - | 10 | 8 | 0.25
Base | System | Constraint | Flex Down | Flexibility | Violation | 1 | 2025-10-29 08:15 | 11.6927 | - | 10 | 8 | 0.25
Base | System | Constraint | Flex Down | Flexibility | Violation | 1 | 2025-10-29 09:45 | 92.0405 | - | 10 | 9 | 0.25
Base | System | Constraint | Flex Down | Flexibility | Violation | 1 | 2025-10-29 10:15 | 16.176 | - | 10 | 10 | 0.25
Base | System | Constraint | Flex Down | Flexibility | Violation | 1 | 2025-10-29 10:30 | 45.2263 | - | 10 | 10 | 0.25
Base | System | Constraint | Flex Down | Flexibility | Violation | 1 | 2025-10-29 10:45 | 78.2766 | - | 10 | 10 | 0.25
Base | System | Constraint | Flex Down | Flexibility | Violation | 1 | 2025-10-29 11:45 | 5.0166 | - | 10 | 11 | 0.25
Base | System | Constraint | Flex Down | Flexibility | Violation | 1 | 2025-10-29 12:00 | 54.983 | - | 10 | 12 | 0.25
Base | System | Constraint | Flex Down | Flexibility | Violation | 1 | 2025-10-29 12:15 | 45.3106 | - | 10 | 12 | 0.25
Base | System | Constraint | Flex Down | Flexibility | Violation | 1 | 2025-10-29 12:30 | 34.6383 | - | 10 | 12 | 0.25
Base | System | Constraint | Flex Down | Flexibility | Violation | 1 | 2025-10-29 12:45 | 34.9659 | - | 10 | 12 | 0.25
Base | System | Constraint | Flex Down | Flexibility | Violation | 1 | 2025-10-29 13:30 | 12.7071 | - | 10 | 13 | 0.25
Base | System | Constraint | Flex Down | Flexibility | Violation | 1 | 2025-10-29 13:45 | 49.7108 | - | 10 | 13 | 0.25
Base | System | Constraint | Flex Down | Flexibility | Violation | 1 | 2025-10-30 10:45 | 33.6534 | - | 10 | 10 | 0.25
Base | System | Constraint | Flex Down | Flexibility | Violation | 1 | 2025-10-30 11:45 | 15.4727 | - | 10 | 11 | 0.25
Base | System | Constraint | Flex Down | Flexibility | Violation | 1 | 2025-10-30 12:15 | 24.6578 | - | 10 | 12 | 0.25
Base | System | Constraint | Flex Down | Flexibility | Violation | 1 | 2025-10-30 12:30 | 58.886 | - | 10 | 12 | 0.25
Base | System | Constraint | Flex Down | Flexibility | Violation | 1 | 2025-10-30 12:45 | 91.1141 | - | 10 | 12 | 0.25
Base | System | Constraint | Flex Down | Flexibility | Violation | 1 | 2025-10-30 13:30 | 3.9794 | - | 10 | 13 | 0.25
Base | System | Constraint | Flex Down | Flexibility | Violation | 1 | 2025-10-30 13:45 | 38.7011 | - | 10 | 13 | 0.25
Base | System | Constraint | Flex Down | Flexibility | Violation | 1 | 2025-10-30 14:00 | 7.2673 | - | 10 | 14 | 0.25
Base | System | Constraint | Flex Down | Flexibility | Violation | 1 | 2025-10-30 14:15 | 11.5842 | - | 10 | 14 | 0.25
Base | System | Constraint | Flex Down | Flexibility | Violation | 1 | 2025-10-30 14:30 | 14.9011 | - | 10 | 14 | 0.25
Base | System | Constraint | Flex Down | Flexibility | Violation | 1 | 2025-10-30 14:45 | 11.2179 | - | 10 | 14 | 0.25
Base | System | Constraint | Flex Down | Flexibility | Violation | 1 | 2025-10-31 11:15 | 32.6229 | - | 10 | 11 | 0.25
Base | System | Constraint | Flex Down | Flexibility | Violation | 1 | 2025-10-31 11:30 | 83.2866 | - | 10 | 11 | 0.25
Base | System | Constraint | Flex Down | Flexibility | Violation | 1 | 2025-10-31 11:45 | 158.9504 | - | 10 | 11 | 0.25
Base | System | Constraint | Flex Down | Flexibility | Violation | 1 | 2025-11-01 10:00 | 79.3721 | - | 11 | 10 | 0.25
Base | System | Constraint | Flex Down | Flexibility | Violation | 1 | 2025-11-01 10:15 | 80.1061 | - | 11 | 10 | 0.25
Base | System | Constraint | Flex Down | Flexibility | Violation | 1 | 2025-11-01 10:30 | 78.84 | - | 11 | 10 | 0.25
Base | System | Constraint | Flex Down | Flexibility | Violation | 1 | 2025-11-01 10:45 | 88.574 | - | 11 | 10 | 0.25
Base | System | Constraint | Flex Down | Flexibility | Violation | 1 | 2025-11-01 12:00 | 87.3794 | - | 11 | 12 | 0.25
Base | System | Constraint | Flex Down | Flexibility | Violation | 1 | 2025-11-01 12:15 | 107.9186 | - | 11 | 12 | 0.25
Base | System | Constraint | Flex Down | Flexibility | Violation | 1 | 2025-11-01 12:30 | 124.4578 | - | 11 | 12 | 0.25
Base | System | Constraint | Flex Down | Flexibility | Violation | 1 | 2025-11-01 12:45 | 134.997 | - | 11 | 12 | 0.25
Base | System | Constraint | Flex Down | Flexibility | Violation | 1 | 2025-11-04 01:00 | 122.6583 | - | 11 | 1 | 0.25
Base | System | Constraint | Flex Down | Flexibility | Violation | 1 | 2025-11-04 01:15 | 44.477 | - | 11 | 1 | 0.25
Base | System | Constraint | Flex Down | Flexibility | Violation | 1 | 2025-11-04 04:00 | 96.8262 | - | 11 | 4 | 0.25
Base | System | Constraint | Flex Down | Flexibility | Violation | 1 | 2025-11-04 05:00 | 149.4315 | - | 11 | 5 | 0.25
Base | System | Constraint | Flex Down | Flexibility | Violation | 1 | 2025-11-05 03:00 | 3.4107 | - | 11 | 3 | 0.25
Base | System | Constraint | Flex Down | Flexibility | Violation | 1 | 2025-11-05 04:00 | 90.5817 | - | 11 | 4 | 0.25
Base | System | Constraint | Flex Down | Flexibility | Violation | 1 | 2025-11-05 04:15 | 2.6578 | - | 11 | 4 | 0.25
Base | System | Constraint | Flex Down | Flexibility | Violation | 1 | 2025-11-05 05:00 | 183.669 | - | 11 | 5 | 0.25
Base | System | Constraint | Flex Down | Flexibility | Violation | 1 | 2025-11-05 05:15 | 53.5348 | - | 11 | 5 | 0.25
Base | System | Constraint | Flex Down | Flexibility | Violation | 1 | 2025-11-06 05:00 | 44.1594 | - | 11 | 5 | 0.25
Base | System | Constraint | Flex Down | Flexibility | Violation | 1 | 2025-11-07 02:00 | 21.699 | - | 11 | 2 | 0.25
Base | System | Constraint | Flex Down | Flexibility | Violation | 1 | 2025-11-07 02:15 | 5.6789 | - | 11 | 2 | 0.25
Base | System | Constraint | Flex Down | Flexibility | Violation | 1 | 2025-11-07 03:00 | 45.9302 | - | 11 | 3 | 0.25
Base | System | Constraint | Flex Down | Flexibility | Violation | 1 | 2025-11-07 03:15 | 11.0555 | - | 11 | 3 | 0.25
Base | System | Constraint | Flex Down | Flexibility | Violation | 1 | 2025-11-07 10:45 | 11.4185 | - | 11 | 10 | 0.25
Base | System | Constraint | Flex Down | Flexibility | Violation | 1 | 2025-11-07 11:45 | 30.1378 | - | 11 | 11 | 0.25
Base | System | Constraint | Flex Down | Flexibility | Violation | 1 | 2025-11-07 22:45 | 36.5496 | - | 11 | 22 | 0.25
Base | System | Constraint | Flex Down | Flexibility | Violation | 1 | 2025-11-08 04:00 | 29.5752 | - | 11 | 4 | 0.25
Base | System | Constraint | Flex Down | Flexibility | Violation | 1 | 2025-11-10 14:00 | 1.502 | - | 11 | 14 | 0.25
Base | System | Constraint | Flex Down | Flexibility | Violation | 1 | 2025-11-10 14:15 | 7.8152 | - | 11 | 14 | 0.25
Base | System | Constraint | Flex Down | Flexibility | Violation | 1 | 2025-11-10 14:30 | 1.1283 | - | 11 | 14 | 0.25
Base | System | Constraint | Flex Down | Flexibility | Violation | 1 | 2025-11-20 03:00 | 86.5352 | - | 11 | 3 | 0.25
Base | System | Constraint | Flex Down | Flexibility | Violation | 1 | 2025-11-20 03:15 | 39.6479 | - | 11 | 3 | 0.25
Base | System | Constraint | Flex Down | Flexibility | Violation | 1 | 2025-11-20 03:30 | 11.7606 | - | 11 | 3 | 0.25
Base | System | Constraint | Flex Down | Flexibility | Violation | 1 | 2025-11-20 04:00 | 219.6344 | - | 11 | 4 | 0.25
Base | System | Constraint | Flex Down | Flexibility | Violation | 1 | 2025-11-20 04:15 | 118.3599 | - | 11 | 4 | 0.25
Base | System | Constraint | Flex Down | Flexibility | Violation | 1 | 2025-11-20 04:30 | 27.0853 | - | 11 | 4 | 0.25
Base | System | Constraint | Flex Down | Flexibility | Violation | 1 | 2025-11-20 05:00 | 299.4068 | - | 11 | 5 | 0.25
Base | System | Constraint | Flex Down | Flexibility | Violation | 1 | 2025-11-20 05:15 | 208.1399 | - | 11 | 5 | 0.25
Base | System | Constraint | Flex Down | Flexibility | Violation | 1 | 2025-11-20 05:30 | 55.3078 | - | 11 | 5 | 0.25
Base | System | Constraint | Flex Down | Flexibility | Violation | 1 | 2025-11-29 02:00 | 17.9542 | - | 11 | 2 | 0.25
Base | System | Constraint | Flex Down | Flexibility | Violation | 1 | 2025-11-29 02:15 | 46.9125 | - | 11 | 2 | 0.25
Base | System | Constraint | Flex Down | Flexibility | Violation | 1 | 2025-11-29 02:30 | 20.8707 | - | 11 | 2 | 0.25
Base | System | Constraint | Flex Down | Flexibility | Violation | 1 | 2025-11-30 08:00 | 54.3272 | - | 11 | 8 | 0.25
Base | System | Constraint | Flex Down | Flexibility | Violation | 1 | 2025-11-30 23:30 | 9.4832 | - | 11 | 23 | 0.25
Base | System | Constraint | Flex Down | Flexibility | Violation | 1 | 2025-12-01 02:00 | 156.7943 | - | 12 | 2 | 0.25
Base | System | Constraint | Flex Down | Flexibility | Violation | 1 | 2025-12-01 02:15 | 90.8043 | - | 12 | 2 | 0.25
Base | System | Constraint | Flex Down | Flexibility | Violation | 1 | 2025-12-01 02:30 | 17.8142 | - | 12 | 2 | 0.25
Base | System | Constraint | Flex Down | Flexibility | Violation | 1 | 2025-12-03 14:15 | 96.976 | - | 12 | 14 | 0.25
Base | System | Constraint | Flex Down | Flexibility | Violation | 1 | 2025-12-04 16:00 | 153.5212 | - | 12 | 16 | 0.25
Base | System | Constraint | Flex Down | Flexibility | Violation | 1 | 2025-12-11 02:00 | 158.2244 | - | 12 | 2 | 0.25
Base | System | Constraint | Flex Down | Flexibility | Violation | 1 | 2025-12-11 02:15 | 97.0402 | - | 12 | 2 | 0.25
Base | System | Constraint | Flex Down | Flexibility | Violation | 1 | 2025-12-11 02:30 | 36.8559 | - | 12 | 2 | 0.25
Base | System | Constraint | Flex Down | Flexibility | Violation | 1 | 2025-12-15 03:00 | 39.2431 | - | 12 | 3 | 0.25
Base | System | Constraint | Flex Down | Flexibility | Violation | 1 | 2025-12-15 03:15 | 14.3059 | - | 12 | 3 | 0.25
Base | System | Constraint | Flex Down | Flexibility | Violation | 1 | 2025-12-15 04:00 | 146.8267 | - | 12 | 4 | 0.25
Base | System | Constraint | Flex Down | Flexibility | Violation | 1 | 2025-12-15 04:15 | 64.7046 | - | 12 | 4 | 0.25
Base | System | Constraint | Flex Down | Flexibility | Violation | 1 | 2025-12-15 04:30 | 0.58238 | - | 12 | 4 | 0.25
Base | System | Constraint | Flex Down | Flexibility | Violation | 1 | 2025-12-15 05:00 | 284.5791 | - | 12 | 5 | 0.25
Base | System | Constraint | Flex Down | Flexibility | Violation | 1 | 2025-12-15 05:15 | 102.5897 | - | 12 | 5 | 0.25
Base | System | Constraint | Flex Down | Flexibility | Violation | 1 | 2025-12-16 01:00 | 50.9327 | - | 12 | 1 | 0.25
Base | System | Constraint | Flex Down | Flexibility | Violation | 1 | 2025-12-16 04:00 | 57.2766 | - | 12 | 4 | 0.25
Base | System | Constraint | Flex Down | Flexibility | Violation | 1 | 2025-12-16 05:00 | 201.9016 | - | 12 | 5 | 0.25
Base | System | Constraint | Flex Down | Flexibility | Violation | 1 | 2025-12-16 05:15 | 28.2787 | - | 12 | 5 | 0.25
Base | System | Constraint | Flex Down | Flexibility | Violation | 1 | 2025-12-17 05:00 | 45.4442 | - | 12 | 5 | 0.25
Base | System | Constraint | Flex Down | Flexibility | Violation | 1 | 2025-12-18 04:00 | 101.2378 | - | 12 | 4 | 0.25
Base | System | Constraint | Flex Down | Flexibility | Violation | 1 | 2025-12-18 04:15 | 28.1653 | - | 12 | 4 | 0.25
Base | System | Constraint | Flex Down | Flexibility | Violation | 1 | 2025-12-18 05:00 | 101.2608 | - | 12 | 5 | 0.25
Base | System | Constraint | Flex Down | Flexibility | Violation | 1 | 2025-12-18 21:45 | 112.7916 | - | 12 | 21 | 0.25
Base | System | Constraint | Flex Down | Flexibility | Violation | 1 | 2025-12-19 01:45 | 11.7689 | - | 12 | 1 | 0.25
Base | System | Constraint | Flex Down | Flexibility | Violation | 1 | 2025-12-19 03:00 | 15.2087 | - | 12 | 3 | 0.25
Base | System | Constraint | Flex Down | Flexibility | Violation | 1 | 2025-12-19 04:00 | 72.6297 | - | 12 | 4 | 0.25
Base | System | Constraint | Flex Down | Flexibility | Violation | 1 | 2025-12-19 04:15 | 37.1304 | - | 12 | 4 | 0.25
Base | System | Constraint | Flex Down | Flexibility | Violation | 1 | 2025-12-19 06:00 | 154.5577 | - | 12 | 6 | 0.25
Base | System | Constraint | Flex Down | Flexibility | Violation | 1 | 2025-12-19 06:15 | 36.7166 | - | 12 | 6 | 0.25
Base | System | Constraint | Flex Down | Flexibility | Violation | 1 | 2025-12-21 15:00 | 145.9723 | - | 12 | 15 | 0.25
Base | System | Constraint | Flex Down | Flexibility | Violation | 1 | 2025-12-22 04:00 | 184.7338 | - | 12 | 4 | 0.25
Base | System | Constraint | Flex Down | Flexibility | Violation | 1 | 2025-12-22 04:15 | 76.5118 | - | 12 | 4 | 0.25
Base | System | Constraint | Flex Down | Flexibility | Violation | 1 | 2025-12-22 06:00 | 110.1078 | - | 12 | 6 | 0.25
Base | System | Constraint | Flex Down | Flexibility | Violation | 1 | 2025-12-23 02:00 | 8.6539 | - | 12 | 2 | 0.25
Base | System | Constraint | Flex Down | Flexibility | Violation | 1 | 2025-12-23 02:15 | 1.1345 | - | 12 | 2 | 0.25
Base | System | Constraint | Flex Down | Flexibility | Violation | 1 | 2025-12-23 05:00 | 134.9491 | - | 12 | 5 | 0.25
Base | System | Constraint | Flex Down | Flexibility | Violation | 1 | 2025-12-27 08:00 | 247.4868 | - | 12 | 8 | 0.25
Base | System | Constraint | Flex Down | Flexibility | Violation | 1 | 2025-12-27 08:15 | 13.8297 | - | 12 | 8 | 0.25
Base | System | Constraint | Flex Up | Flexibility | Violation | 1 | 2025-01-01 07:45 | 84.718 | - | 1 | 7 | 0.25
Base | System | Constraint | Flex Up | Flexibility | Violation | 1 | 2025-01-01 12:00 | 14.4329 | - | 1 | 12 | 0.25
Base | System | Constraint | Flex Up | Flexibility | Violation | 1 | 2025-01-01 19:00 | 4.4993 | - | 1 | 19 | 0.25
Base | System | Constraint | Flex Up | Flexibility | Violation | 1 | 2025-01-01 21:00 | 69.6211 | - | 1 | 21 | 0.25
Base | System | Constraint | Flex Up | Flexibility | Violation | 1 | 2025-01-02 19:00 | 49.0432 | - | 1 | 19 | 0.25
Base | System | Constraint | Flex Up | Flexibility | Violation | 1 | 2025-01-03 06:45 | 22.9441 | - | 1 | 6 | 0.25
Base | System | Constraint | Flex Up | Flexibility | Violation | 1 | 2025-01-03 20:00 | 0.2183 | - | 1 | 20 | 0.25
Base | System | Constraint | Flex Up | Flexibility | Violation | 1 | 2025-01-03 22:00 | 0.70863 | - | 1 | 22 | 0.25
Base | System | Constraint | Flex Up | Flexibility | Violation | 1 | 2025-01-04 09:30 | 21.5998 | - | 1 | 9 | 0.25
Base | System | Constraint | Flex Up | Flexibility | Violation | 1 | 2025-01-04 09:45 | 40.191 | - | 1 | 9 | 0.25
Base | System | Constraint | Flex Up | Flexibility | Violation | 1 | 2025-01-05 07:45 | 5.5234 | - | 1 | 7 | 0.25
Base | System | Constraint | Flex Up | Flexibility | Violation | 1 | 2025-01-05 19:00 | 65.1057 | - | 1 | 19 | 0.25
Base | System | Constraint | Flex Up | Flexibility | Violation | 1 | 2025-01-06 06:45 | 55.0243 | - | 1 | 6 | 0.25
Base | System | Constraint | Flex Up | Flexibility | Violation | 1 | 2025-01-06 21:00 | 8.1424 | - | 1 | 21 | 0.25
Base | System | Constraint | Flex Up | Flexibility | Violation | 1 | 2025-01-07 05:45 | 25.5813 | - | 1 | 5 | 0.25
Base | System | Constraint | Flex Up | Flexibility | Violation | 1 | 2025-01-08 08:00 | 35.7847 | - | 1 | 8 | 0.25
Base | System | Constraint | Flex Up | Flexibility | Violation | 1 | 2025-01-08 08:15 | 1.5298 | - | 1 | 8 | 0.25
Base | System | Constraint | Flex Up | Flexibility | Violation | 1 | 2025-01-08 20:00 | 2.5378 | - | 1 | 20 | 0.25
Base | System | Constraint | Flex Up | Flexibility | Violation | 1 | 2025-01-09 20:00 | 58.9004 | - | 1 | 20 | 0.25
Base | System | Constraint | Flex Up | Flexibility | Violation | 1 | 2025-01-10 13:00 | 10.6549 | - | 1 | 13 | 0.25
Base | System | Constraint | Flex Up | Flexibility | Violation | 1 | 2025-01-10 16:45 | 6.0748 | - | 1 | 16 | 0.25
Base | System | Constraint | Flex Up | Flexibility | Violation | 1 | 2025-01-10 18:00 | 21.2795 | - | 1 | 18 | 0.25
Base | System | Constraint | Flex Up | Flexibility | Violation | 1 | 2025-01-11 07:30 | 15.4502 | - | 1 | 7 | 0.25
Base | System | Constraint | Flex Up | Flexibility | Violation | 1 | 2025-01-11 07:45 | 91.541 | - | 1 | 7 | 0.25
Base | System | Constraint | Flex Up | Flexibility | Violation | 1 | 2025-01-11 16:45 | 1.9847 | - | 1 | 16 | 0.25
Base | System | Constraint | Flex Up | Flexibility | Violation | 1 | 2025-01-11 20:00 | 65.962 | - | 1 | 20 | 0.25
Base | System | Constraint | Flex Up | Flexibility | Violation | 1 | 2025-01-11 23:30 | 6.7628 | - | 1 | 23 | 0.25
Base | System | Constraint | Flex Up | Flexibility | Violation | 1 | 2025-01-12 06:45 | 12.4127 | - | 1 | 6 | 0.25
Base | System | Constraint | Flex Up | Flexibility | Violation | 1 | 2025-01-12 07:45 | 22.181 | - | 1 | 7 | 0.25
Base | System | Constraint | Flex Up | Flexibility | Violation | 1 | 2025-01-12 21:00 | 59.1005 | - | 1 | 21 | 0.25
Base | System | Constraint | Flex Up | Flexibility | Violation | 1 | 2025-01-13 07:00 | 28.7236 | - | 1 | 7 | 0.25
Base | System | Constraint | Flex Up | Flexibility | Violation | 1 | 2025-01-13 08:00 | 14.3209 | - | 1 | 8 | 0.25
Base | System | Constraint | Flex Up | Flexibility | Violation | 1 | 2025-01-13 11:15 | 2.4742 | - | 1 | 11 | 0.25
Base | System | Constraint | Flex Up | Flexibility | Violation | 1 | 2025-01-13 15:45 | 1.9511 | - | 1 | 15 | 0.25
Base | System | Constraint | Flex Up | Flexibility | Violation | 1 | 2025-01-13 16:45 | 46.7296 | - | 1 | 16 | 0.25
Base | System | Constraint | Flex Up | Flexibility | Violation | 1 | 2025-01-13 17:30 | 4.329 | - | 1 | 17 | 0.25
Base | System | Constraint | Flex Up | Flexibility | Violation | 1 | 2025-01-13 17:45 | 14.6228 | - | 1 | 17 | 0.25
Base | System | Constraint | Flex Up | Flexibility | Violation | 1 | 2025-01-13 19:45 | 12.5948 | - | 1 | 19 | 0.25
Base | System | Constraint | Flex Up | Flexibility | Violation | 1 | 2025-01-13 20:00 | 13.2355 | - | 1 | 20 | 0.25
Base | System | Constraint | Flex Up | Flexibility | Violation | 1 | 2025-01-13 20:15 | 14.0032 | - | 1 | 20 | 0.25
Base | System | Constraint | Flex Up | Flexibility | Violation | 1 | 2025-01-13 21:00 | 0.61968 | - | 1 | 21 | 0.25
Base | System | Constraint | Flex Up | Flexibility | Violation | 1 | 2025-01-14 17:30 | 6.3508 | - | 1 | 17 | 0.25
Base | System | Constraint | Flex Up | Flexibility | Violation | 1 | 2025-01-14 17:45 | 13.2535 | - | 1 | 17 | 0.25
Base | System | Constraint | Flex Up | Flexibility | Violation | 1 | 2025-01-14 18:00 | 0.96401 | - | 1 | 18 | 0.25
Base | System | Constraint | Flex Up | Flexibility | Violation | 1 | 2025-01-14 19:00 | 28.1719 | - | 1 | 19 | 0.25
Base | System | Constraint | Flex Up | Flexibility | Violation | 1 | 2025-01-14 19:15 | 3.8159 | - | 1 | 19 | 0.25
Base | System | Constraint | Flex Up | Flexibility | Violation | 1 | 2025-01-14 20:00 | 1.4204 | - | 1 | 20 | 0.25
Base | System | Constraint | Flex Up | Flexibility | Violation | 1 | 2025-01-14 21:00 | 18.8287 | - | 1 | 21 | 0.25
Base | System | Constraint | Flex Up | Flexibility | Violation | 1 | 2025-01-14 22:00 | 90.552 | - | 1 | 22 | 0.25
Base | System | Constraint | Flex Up | Flexibility | Violation | 1 | 2025-01-15 08:15 | 2.8619 | - | 1 | 8 | 0.25
Base | System | Constraint | Flex Up | Flexibility | Violation | 1 | 2025-01-15 11:00 | 57.6622 | - | 1 | 11 | 0.25
Base | System | Constraint | Flex Up | Flexibility | Violation | 1 | 2025-01-15 21:00 | 34.8869 | - | 1 | 21 | 0.25
Base | System | Constraint | Flex Up | Flexibility | Violation | 1 | 2025-01-16 08:00 | 100.1985 | - | 1 | 8 | 0.25
Base | System | Constraint | Flex Up | Flexibility | Violation | 1 | 2025-01-16 21:00 | 9.164 | - | 1 | 21 | 0.25
Base | System | Constraint | Flex Up | Flexibility | Violation | 1 | 2025-01-17 08:00 | 72.9213 | - | 1 | 8 | 0.25
Base | System | Constraint | Flex Up | Flexibility | Violation | 1 | 2025-01-17 19:00 | 28.9425 | - | 1 | 19 | 0.25
Base | System | Constraint | Flex Up | Flexibility | Violation | 1 | 2025-01-18 07:45 | 15.5105 | - | 1 | 7 | 0.25
Base | System | Constraint | Flex Up | Flexibility | Violation | 1 | 2025-01-19 07:45 | 0.37079 | - | 1 | 7 | 0.25
Base | System | Constraint | Flex Up | Flexibility | Violation | 1 | 2025-01-20 21:00 | 66.1703 | - | 1 | 21 | 0.25
Base | System | Constraint | Flex Up | Flexibility | Violation | 1 | 2025-01-21 06:45 | 0.45988 | - | 1 | 6 | 0.25
Base | System | Constraint | Flex Up | Flexibility | Violation | 1 | 2025-01-22 01:00 | 24.7327 | - | 1 | 1 | 0.25
Base | System | Constraint | Flex Up | Flexibility | Violation | 1 | 2025-01-22 06:45 | 1.5627 | - | 1 | 6 | 0.25
Base | System | Constraint | Flex Up | Flexibility | Violation | 1 | 2025-01-22 21:00 | 120.6703 | - | 1 | 21 | 0.25
Base | System | Constraint | Flex Up | Flexibility | Violation | 1 | 2025-01-23 11:00 | 23.1726 | - | 1 | 11 | 0.25
Base | System | Constraint | Flex Up | Flexibility | Violation | 1 | 2025-01-23 20:00 | 22.2499 | - | 1 | 20 | 0.25
Base | System | Constraint | Flex Up | Flexibility | Violation | 1 | 2025-01-23 22:00 | 92.6654 | - | 1 | 22 | 0.25
Base | System | Constraint | Flex Up | Flexibility | Violation | 1 | 2025-01-24 06:45 | 97.7285 | - | 1 | 6 | 0.25
Base | System | Constraint | Flex Up | Flexibility | Violation | 1 | 2025-01-24 21:00 | 24.2112 | - | 1 | 21 | 0.25
Base | System | Constraint | Flex Up | Flexibility | Violation | 1 | 2025-01-25 07:45 | 6.1128 | - | 1 | 7 | 0.25
Base | System | Constraint | Flex Up | Flexibility | Violation | 1 | 2025-01-25 15:00 | 59.3211 | - | 1 | 15 | 0.25
Base | System | Constraint | Flex Up | Flexibility | Violation | 1 | 2025-01-25 15:15 | 1.671 | - | 1 | 15 | 0.25
Base | System | Constraint | Flex Up | Flexibility | Violation | 1 | 2025-01-25 22:00 | 40.9869 | - | 1 | 22 | 0.25
Base | System | Constraint | Flex Up | Flexibility | Violation | 1 | 2025-01-26 07:15 | 6.8102 | - | 1 | 7 | 0.25
Base | System | Constraint | Flex Up | Flexibility | Violation | 1 | 2025-01-26 07:30 | 30.178 | - | 1 | 7 | 0.25
Base | System | Constraint | Flex Up | Flexibility | Violation | 1 | 2025-01-26 07:45 | 74.5458 | - | 1 | 7 | 0.25
Base | System | Constraint | Flex Up | Flexibility | Violation | 1 | 2025-01-26 21:00 | 17.8191 | - | 1 | 21 | 0.25
Base | System | Constraint | Flex Up | Flexibility | Violation | 1 | 2025-01-26 22:15 | 0.66936 | - | 1 | 22 | 0.25
Base | System | Constraint | Flex Up | Flexibility | Violation | 1 | 2025-01-27 06:45 | 26.8762 | - | 1 | 6 | 0.25
Base | System | Constraint | Flex Up | Flexibility | Violation | 1 | 2025-01-27 20:00 | 22.2359 | - | 1 | 20 | 0.25
Base | System | Constraint | Flex Up | Flexibility | Violation | 1 | 2025-01-27 20:15 | 0.30403 | - | 1 | 20 | 0.25
Base | System | Constraint | Flex Up | Flexibility | Violation | 1 | 2025-01-28 16:45 | 35.1115 | - | 1 | 16 | 0.25
Base | System | Constraint | Flex Up | Flexibility | Violation | 1 | 2025-01-28 21:00 | 19.1683 | - | 1 | 21 | 0.25
Base | System | Constraint | Flex Up | Flexibility | Violation | 1 | 2025-01-29 07:15 | 41.2611 | - | 1 | 7 | 0.25
Base | System | Constraint | Flex Up | Flexibility | Violation | 1 | 2025-01-29 07:30 | 16.0056 | - | 1 | 7 | 0.25
Base | System | Constraint | Flex Up | Flexibility | Violation | 1 | 2025-01-29 07:45 | 32.7501 | - | 1 | 7 | 0.25
Base | System | Constraint | Flex Up | Flexibility | Violation | 1 | 2025-01-29 08:00 | 18.2127 | - | 1 | 8 | 0.25
Base | System | Constraint | Flex Up | Flexibility | Violation | 1 | 2025-01-29 17:45 | 25.9961 | - | 1 | 17 | 0.25
Base | System | Constraint | Flex Up | Flexibility | Violation | 1 | 2025-01-29 22:00 | 2.8819 | - | 1 | 22 | 0.25
Base | System | Constraint | Flex Up | Flexibility | Violation | 1 | 2025-01-30 11:00 | 23.6932 | - | 1 | 11 | 0.25
Base | System | Constraint | Flex Up | Flexibility | Violation | 1 | 2025-01-30 12:00 | 0.47464 | - | 1 | 12 | 0.25
Base | System | Constraint | Flex Up | Flexibility | Violation | 1 | 2025-01-31 09:00 | 26.7017 | - | 1 | 9 | 0.25
Base | System | Constraint | Flex Up | Flexibility | Violation | 1 | 2025-01-31 17:00 | 2.5227 | - | 1 | 17 | 0.25
Base | System | Constraint | Flex Up | Flexibility | Violation | 1 | 2025-01-31 18:00 | 0.58898 | - | 1 | 18 | 0.25
Base | System | Constraint | Flex Up | Flexibility | Violation | 1 | 2025-01-31 19:00 | 15.9443 | - | 1 | 19 | 0.25
Base | System | Constraint | Flex Up | Flexibility | Violation | 1 | 2025-02-01 06:45 | 45.0094 | - | 2 | 6 | 0.25
Base | System | Constraint | Flex Up | Flexibility | Violation | 1 | 2025-02-01 07:45 | 60.4532 | - | 2 | 7 | 0.25
Base | System | Constraint | Flex Up | Flexibility | Violation | 1 | 2025-02-01 20:00 | 7.3512 | - | 2 | 20 | 0.25
Base | System | Constraint | Flex Up | Flexibility | Violation | 1 | 2025-02-02 07:30 | 12.9247 | - | 2 | 7 | 0.25
Base | System | Constraint | Flex Up | Flexibility | Violation | 1 | 2025-02-02 07:45 | 77.4069 | - | 2 | 7 | 0.25
Base | System | Constraint | Flex Up | Flexibility | Violation | 1 | 2025-02-02 08:30 | 15.2243 | - | 2 | 8 | 0.25
Base | System | Constraint | Flex Up | Flexibility | Violation | 1 | 2025-02-02 21:00 | 7.8673 | - | 2 | 21 | 0.25
Base | System | Constraint | Flex Up | Flexibility | Violation | 1 | 2025-02-03 08:30 | 18.4923 | - | 2 | 8 | 0.25
Base | System | Constraint | Flex Up | Flexibility | Violation | 1 | 2025-02-03 21:00 | 23.7754 | - | 2 | 21 | 0.25
Base | System | Constraint | Flex Up | Flexibility | Violation | 1 | 2025-02-03 21:15 | 12.2138 | - | 2 | 21 | 0.25
Base | System | Constraint | Flex Up | Flexibility | Violation | 1 | 2025-02-03 22:00 | 14.0276 | - | 2 | 22 | 0.25
Base | System | Constraint | Flex Up | Flexibility | Violation | 1 | 2025-02-04 01:00 | 12.49 | - | 2 | 1 | 0.25
Base | System | Constraint | Flex Up | Flexibility | Violation | 1 | 2025-02-04 05:45 | 6.3673 | - | 2 | 5 | 0.25
Base | System | Constraint | Flex Up | Flexibility | Violation | 1 | 2025-02-04 22:00 | 44.8005 | - | 2 | 22 | 0.25
Base | System | Constraint | Flex Up | Flexibility | Violation | 1 | 2025-02-05 10:15 | 15.4937 | - | 2 | 10 | 0.25
Base | System | Constraint | Flex Up | Flexibility | Violation | 1 | 2025-02-05 16:30 | 4.2943 | - | 2 | 16 | 0.25
Base | System | Constraint | Flex Up | Flexibility | Violation | 1 | 2025-02-05 21:00 | 0.8496 | - | 2 | 21 | 0.25
Base | System | Constraint | Flex Up | Flexibility | Violation | 1 | 2025-02-05 22:00 | 37.7025 | - | 2 | 22 | 0.25
Base | System | Constraint | Flex Up | Flexibility | Violation | 1 | 2025-02-06 06:30 | 5.0019 | - | 2 | 6 | 0.25
Base | System | Constraint | Flex Up | Flexibility | Violation | 1 | 2025-02-06 07:00 | 0.27969 | - | 2 | 7 | 0.25
Base | System | Constraint | Flex Up | Flexibility | Violation | 1 | 2025-02-06 08:45 | 18.0389 | - | 2 | 8 | 0.25
Base | System | Constraint | Flex Up | Flexibility | Violation | 1 | 2025-02-06 21:00 | 49.3272 | - | 2 | 21 | 0.25
Base | System | Constraint | Flex Up | Flexibility | Violation | 1 | 2025-02-07 05:45 | 51.2143 | - | 2 | 5 | 0.25
Base | System | Constraint | Flex Up | Flexibility | Violation | 1 | 2025-02-07 20:00 | 42.2297 | - | 2 | 20 | 0.25
Base | System | Constraint | Flex Up | Flexibility | Violation | 1 | 2025-02-08 06:45 | 38.1022 | - | 2 | 6 | 0.25
Base | System | Constraint | Flex Up | Flexibility | Violation | 1 | 2025-02-08 07:15 | 31.9158 | - | 2 | 7 | 0.25
Base | System | Constraint | Flex Up | Flexibility | Violation | 1 | 2025-02-08 07:30 | 18.3197 | - | 2 | 7 | 0.25
Base | System | Constraint | Flex Up | Flexibility | Violation | 1 | 2025-02-08 07:45 | 31.7236 | - | 2 | 7 | 0.25
Base | System | Constraint | Flex Up | Flexibility | Violation | 1 | 2025-02-08 17:45 | 15.4147 | - | 2 | 17 | 0.25
Base | System | Constraint | Flex Up | Flexibility | Violation | 1 | 2025-02-09 06:45 | 75.2979 | - | 2 | 6 | 0.25
Base | System | Constraint | Flex Up | Flexibility | Violation | 1 | 2025-02-09 16:00 | 63.6342 | - | 2 | 16 | 0.25
Base | System | Constraint | Flex Up | Flexibility | Violation | 1 | 2025-02-09 16:15 | 79.129 | - | 2 | 16 | 0.25
Base | System | Constraint | Flex Up | Flexibility | Violation | 1 | 2025-02-09 16:30 | 99.6239 | - | 2 | 16 | 0.25
Base | System | Constraint | Flex Up | Flexibility | Violation | 1 | 2025-02-09 22:00 | 44.6337 | - | 2 | 22 | 0.25
Base | System | Constraint | Flex Up | Flexibility | Violation | 1 | 2025-02-10 07:15 | 2.447 | - | 2 | 7 | 0.25
Base | System | Constraint | Flex Up | Flexibility | Violation | 1 | 2025-02-10 20:00 | 24.5303 | - | 2 | 20 | 0.25
Base | System | Constraint | Flex Up | Flexibility | Violation | 1 | 2025-02-11 06:45 | 30.3627 | - | 2 | 6 | 0.25
Base | System | Constraint | Flex Up | Flexibility | Violation | 1 | 2025-02-11 07:15 | 2.8522 | - | 2 | 7 | 0.25
Base | System | Constraint | Flex Up | Flexibility | Violation | 1 | 2025-02-11 07:30 | 9.0292 | - | 2 | 7 | 0.25
Base | System | Constraint | Flex Up | Flexibility | Violation | 1 | 2025-02-11 07:45 | 38.2061 | - | 2 | 7 | 0.25
Base | System | Constraint | Flex Up | Flexibility | Violation | 1 | 2025-02-11 21:00 | 12.3815 | - | 2 | 21 | 0.25
Base | System | Constraint | Flex Up | Flexibility | Violation | 1 | 2025-02-12 22:00 | 110.1823 | - | 2 | 22 | 0.25
Base | System | Constraint | Flex Up | Flexibility | Violation | 1 | 2025-02-13 22:00 | 81.1427 | - | 2 | 22 | 0.25
Base | System | Constraint | Flex Up | Flexibility | Violation | 1 | 2025-02-13 23:00 | 10.8214 | - | 2 | 23 | 0.25
Base | System | Constraint | Flex Up | Flexibility | Violation | 1 | 2025-02-14 05:45 | 7.0514 | - | 2 | 5 | 0.25
Base | System | Constraint | Flex Up | Flexibility | Violation | 1 | 2025-02-14 07:15 | 11.1462 | - | 2 | 7 | 0.25
Base | System | Constraint | Flex Up | Flexibility | Violation | 1 | 2025-02-14 15:00 | 33.5625 | - | 2 | 15 | 0.25
Base | System | Constraint | Flex Up | Flexibility | Violation | 1 | 2025-02-14 15:15 | 44.582 | - | 2 | 15 | 0.25
Base | System | Constraint | Flex Up | Flexibility | Violation | 1 | 2025-02-14 15:30 | 7.6015 | - | 2 | 15 | 0.25
Base | System | Constraint | Flex Up | Flexibility | Violation | 1 | 2025-02-14 15:45 | 2.621 | - | 2 | 15 | 0.25
Base | System | Constraint | Flex Up | Flexibility | Violation | 1 | 2025-02-14 16:15 | 45.9809 | - | 2 | 16 | 0.25
Base | System | Constraint | Flex Up | Flexibility | Violation | 1 | 2025-02-14 16:30 | 46.6358 | - | 2 | 16 | 0.25
Base | System | Constraint | Flex Up | Flexibility | Violation | 1 | 2025-02-14 16:45 | 23.2907 | - | 2 | 16 | 0.25
Base | System | Constraint | Flex Up | Flexibility | Violation | 1 | 2025-02-14 21:00 | 40.2137 | - | 2 | 21 | 0.25
Base | System | Constraint | Flex Up | Flexibility | Violation | 1 | 2025-02-14 23:15 | 4.3933 | - | 2 | 23 | 0.25
Base | System | Constraint | Flex Up | Flexibility | Violation | 1 | 2025-02-14 23:30 | 4.3933 | - | 2 | 23 | 0.25
Base | System | Constraint | Flex Up | Flexibility | Violation | 1 | 2025-02-16 05:00 | 16.1019 | - | 2 | 5 | 0.25
Base | System | Constraint | Flex Up | Flexibility | Violation | 1 | 2025-02-16 05:15 | 5.6051 | - | 2 | 5 | 0.25
Base | System | Constraint | Flex Up | Flexibility | Violation | 1 | 2025-02-17 04:00 | 0.85728 | - | 2 | 4 | 0.25
Base | System | Constraint | Flex Up | Flexibility | Violation | 1 | 2025-02-17 09:30 | 17.2394 | - | 2 | 9 | 0.25
Base | System | Constraint | Flex Up | Flexibility | Violation | 1 | 2025-02-17 10:00 | 10.6238 | - | 2 | 10 | 0.25
Base | System | Constraint | Flex Up | Flexibility | Violation | 1 | 2025-02-18 06:45 | 89.0307 | - | 2 | 6 | 0.25
Base | System | Constraint | Flex Up | Flexibility | Violation | 1 | 2025-02-18 22:00 | 87.6823 | - | 2 | 22 | 0.25
Base | System | Constraint | Flex Up | Flexibility | Violation | 1 | 2025-02-20 04:45 | 9.5994 | - | 2 | 4 | 0.25
Base | System | Constraint | Flex Up | Flexibility | Violation | 1 | 2025-02-20 11:00 | 92.4847 | - | 2 | 11 | 0.25
Base | System | Constraint | Flex Up | Flexibility | Violation | 1 | 2025-02-20 12:00 | 31.1295 | - | 2 | 12 | 0.25
Base | System | Constraint | Flex Up | Flexibility | Violation | 1 | 2025-02-20 12:15 | 76.0076 | - | 2 | 12 | 0.25
Base | System | Constraint | Flex Up | Flexibility | Violation | 1 | 2025-02-20 12:30 | 14.8858 | - | 2 | 12 | 0.25
Base | System | Constraint | Flex Up | Flexibility | Violation | 1 | 2025-02-20 17:45 | 37.5186 | - | 2 | 17 | 0.25
Base | System | Constraint | Flex Up | Flexibility | Violation | 1 | 2025-02-21 09:00 | 14.1123 | - | 2 | 9 | 0.25
Base | System | Constraint | Flex Up | Flexibility | Violation | 1 | 2025-02-21 14:00 | 1.7503 | - | 2 | 14 | 0.25
Base | System | Constraint | Flex Up | Flexibility | Violation | 1 | 2025-02-21 20:00 | 17.5742 | - | 2 | 20 | 0.25
Base | System | Constraint | Flex Up | Flexibility | Violation | 1 | 2025-02-21 22:00 | 2.8625 | - | 2 | 22 | 0.25
Base | System | Constraint | Flex Up | Flexibility | Violation | 1 | 2025-02-22 20:00 | 25.9123 | - | 2 | 20 | 0.25
Base | System | Constraint | Flex Up | Flexibility | Violation | 1 | 2025-02-23 21:00 | 2.9009 | - | 2 | 21 | 0.25
Base | System | Constraint | Flex Up | Flexibility | Violation | 1 | 2025-02-24 06:45 | 27.1396 | - | 2 | 6 | 0.25
Base | System | Constraint | Flex Up | Flexibility | Violation | 1 | 2025-02-24 08:00 | 9.6626 | - | 2 | 8 | 0.25
Base | System | Constraint | Flex Up | Flexibility | Violation | 1 | 2025-02-24 21:00 | 33.985 | - | 2 | 21 | 0.25
Base | System | Constraint | Flex Up | Flexibility | Violation | 1 | 2025-02-25 08:00 | 73.3423 | - | 2 | 8 | 0.25
Base | System | Constraint | Flex Up | Flexibility | Violation | 1 | 2025-02-25 14:00 | 136.6053 | - | 2 | 14 | 0.25
Base | System | Constraint | Flex Up | Flexibility | Violation | 1 | 2025-02-25 21:00 | 32.2175 | - | 2 | 21 | 0.25
Base | System | Constraint | Flex Up | Flexibility | Violation | 1 | 2025-02-26 06:45 | 96.41 | - | 2 | 6 | 0.25
Base | System | Constraint | Flex Up | Flexibility | Violation | 1 | 2025-02-26 21:00 | 4.308 | - | 2 | 21 | 0.25
Base | System | Constraint | Flex Up | Flexibility | Violation | 1 | 2025-02-26 22:00 | 45.6567 | - | 2 | 22 | 0.25
Base | System | Constraint | Flex Up | Flexibility | Violation | 1 | 2025-02-27 05:45 | 56.1127 | - | 2 | 5 | 0.25
Base | System | Constraint | Flex Up | Flexibility | Violation | 1 | 2025-02-27 06:45 | 2.0118 | - | 2 | 6 | 0.25
Base | System | Constraint | Flex Up | Flexibility | Violation | 1 | 2025-02-27 19:00 | 11.1805 | - | 2 | 19 | 0.25
Base | System | Constraint | Flex Up | Flexibility | Violation | 1 | 2025-02-27 21:15 | 0.015758 | - | 2 | 21 | 0.25
Base | System | Constraint | Flex Up | Flexibility | Violation | 1 | 2025-02-27 22:00 | 118.2322 | - | 2 | 22 | 0.25
Base | System | Constraint | Flex Up | Flexibility | Violation | 1 | 2025-02-28 08:00 | 31.9959 | - | 2 | 8 | 0.25
Base | System | Constraint | Flex Up | Flexibility | Violation | 1 | 2025-02-28 09:00 | 52.3537 | - | 2 | 9 | 0.25
Base | System | Constraint | Flex Up | Flexibility | Violation | 1 | 2025-03-01 04:00 | 73.0589 | - | 3 | 4 | 0.25
Base | System | Constraint | Flex Up | Flexibility | Violation | 1 | 2025-03-01 04:15 | 13.6826 | - | 3 | 4 | 0.25
Base | System | Constraint | Flex Up | Flexibility | Violation | 1 | 2025-03-01 09:00 | 58.3852 | - | 3 | 9 | 0.25
Base | System | Constraint | Flex Up | Flexibility | Violation | 1 | 2025-03-01 21:00 | 0.95038 | - | 3 | 21 | 0.25
Base | System | Constraint | Flex Up | Flexibility | Violation | 1 | 2025-03-01 22:00 | 21.6367 | - | 3 | 22 | 0.25
Base | System | Constraint | Flex Up | Flexibility | Violation | 1 | 2025-03-02 06:45 | 12.9814 | - | 3 | 6 | 0.25
Base | System | Constraint | Flex Up | Flexibility | Violation | 1 | 2025-03-02 07:45 | 26.1909 | - | 3 | 7 | 0.25
Base | System | Constraint | Flex Up | Flexibility | Violation | 1 | 2025-03-03 16:15 | 41.662 | - | 3 | 16 | 0.25
Base | System | Constraint | Flex Up | Flexibility | Violation | 1 | 2025-03-03 16:30 | 118.606 | - | 3 | 16 | 0.25
Base | System | Constraint | Flex Up | Flexibility | Violation | 1 | 2025-03-03 16:45 | 116.5499 | - | 3 | 16 | 0.25
Base | System | Constraint | Flex Up | Flexibility | Violation | 1 | 2025-03-03 17:00 | 89.8788 | - | 3 | 17 | 0.25
Base | System | Constraint | Flex Up | Flexibility | Violation | 1 | 2025-03-03 17:30 | 2.6178 | - | 3 | 17 | 0.25
Base | System | Constraint | Flex Up | Flexibility | Violation | 1 | 2025-03-03 17:45 | 23.9872 | - | 3 | 17 | 0.25
Base | System | Constraint | Flex Up | Flexibility | Violation | 1 | 2025-03-03 18:45 | 7.075 | - | 3 | 18 | 0.25
Base | System | Constraint | Flex Up | Flexibility | Violation | 1 | 2025-03-03 19:00 | 128.5596 | - | 3 | 19 | 0.25
Base | System | Constraint | Flex Up | Flexibility | Violation | 1 | 2025-03-03 19:15 | 26.6215 | - | 3 | 19 | 0.25
Base | System | Constraint | Flex Up | Flexibility | Violation | 1 | 2025-03-03 22:00 | 51.5451 | - | 3 | 22 | 0.25
Base | System | Constraint | Flex Up | Flexibility | Violation | 1 | 2025-03-03 22:15 | 34.7883 | - | 3 | 22 | 0.25
Base | System | Constraint | Flex Up | Flexibility | Violation | 1 | 2025-03-04 06:30 | 14.4945 | - | 3 | 6 | 0.25
Base | System | Constraint | Flex Up | Flexibility | Violation | 1 | 2025-03-04 06:45 | 62.2776 | - | 3 | 6 | 0.25
Base | System | Constraint | Flex Up | Flexibility | Violation | 1 | 2025-03-04 21:00 | 47.8098 | - | 3 | 21 | 0.25
Base | System | Constraint | Flex Up | Flexibility | Violation | 1 | 2025-03-05 09:00 | 36.5508 | - | 3 | 9 | 0.25
Base | System | Constraint | Flex Up | Flexibility | Violation | 1 | 2025-03-05 17:15 | 19.1831 | - | 3 | 17 | 0.25
Base | System | Constraint | Flex Up | Flexibility | Violation | 1 | 2025-03-05 17:30 | 38.927 | - | 3 | 17 | 0.25
Base | System | Constraint | Flex Up | Flexibility | Violation | 1 | 2025-03-05 18:00 | 59.8002 | - | 3 | 18 | 0.25
Base | System | Constraint | Flex Up | Flexibility | Violation | 1 | 2025-03-05 18:15 | 27.898 | - | 3 | 18 | 0.25
Base | System | Constraint | Flex Up | Flexibility | Violation | 1 | 2025-03-05 22:00 | 50.7273 | - | 3 | 22 | 0.25
Base | System | Constraint | Flex Up | Flexibility | Violation | 1 | 2025-03-06 05:45 | 24.6643 | - | 3 | 5 | 0.25
Base | System | Constraint | Flex Up | Flexibility | Violation | 1 | 2025-03-06 06:45 | 21.4196 | - | 3 | 6 | 0.25
Base | System | Constraint | Flex Up | Flexibility | Violation | 1 | 2025-03-06 07:30 | 22.0272 | - | 3 | 7 | 0.25
Base | System | Constraint | Flex Up | Flexibility | Violation | 1 | 2025-03-06 07:45 | 31.9498 | - | 3 | 7 | 0.25
Base | System | Constraint | Flex Up | Flexibility | Violation | 1 | 2025-03-06 08:00 | 30.9869 | - | 3 | 8 | 0.25
Base | System | Constraint | Flex Up | Flexibility | Violation | 1 | 2025-03-06 08:15 | 9.8641 | - | 3 | 8 | 0.25
Base | System | Constraint | Flex Up | Flexibility | Violation | 1 | 2025-03-06 08:30 | 54.2413 | - | 3 | 8 | 0.25
Base | System | Constraint | Flex Up | Flexibility | Violation | 1 | 2025-03-06 08:45 | 11.1185 | - | 3 | 8 | 0.25
Base | System | Constraint | Flex Up | Flexibility | Violation | 1 | 2025-03-06 17:45 | 19.6743 | - | 3 | 17 | 0.25
Base | System | Constraint | Flex Up | Flexibility | Violation | 1 | 2025-03-06 18:45 | 8.4232 | - | 3 | 18 | 0.25
Base | System | Constraint | Flex Up | Flexibility | Violation | 1 | 2025-03-06 21:00 | 91.6389 | - | 3 | 21 | 0.25
Base | System | Constraint | Flex Up | Flexibility | Violation | 1 | 2025-03-06 21:15 | 18.223 | - | 3 | 21 | 0.25
Base | System | Constraint | Flex Up | Flexibility | Violation | 1 | 2025-03-06 22:00 | 188.0761 | - | 3 | 22 | 0.25
Base | System | Constraint | Flex Up | Flexibility | Violation | 1 | 2025-03-06 22:15 | 84.6656 | - | 3 | 22 | 0.25
Base | System | Constraint | Flex Up | Flexibility | Violation | 1 | 2025-03-06 22:30 | 18.2552 | - | 3 | 22 | 0.25
Base | System | Constraint | Flex Up | Flexibility | Violation | 1 | 2025-03-06 23:15 | 25.2623 | - | 3 | 23 | 0.25
Base | System | Constraint | Flex Up | Flexibility | Violation | 1 | 2025-03-06 23:30 | 25.7663 | - | 3 | 23 | 0.25
Base | System | Constraint | Flex Up | Flexibility | Violation | 1 | 2025-03-06 23:45 | 23.2704 | - | 3 | 23 | 0.25
Base | System | Constraint | Flex Up | Flexibility | Violation | 1 | 2025-03-07 05:45 | 55.3418 | - | 3 | 5 | 0.25
Base | System | Constraint | Flex Up | Flexibility | Violation | 1 | 2025-03-07 06:45 | 37.8518 | - | 3 | 6 | 0.25
Base | System | Constraint | Flex Up | Flexibility | Violation | 1 | 2025-03-07 11:00 | 62.3178 | - | 3 | 11 | 0.25
Base | System | Constraint | Flex Up | Flexibility | Violation | 1 | 2025-03-07 17:45 | 5.5264 | - | 3 | 17 | 0.25
Base | System | Constraint | Flex Up | Flexibility | Violation | 1 | 2025-03-07 21:00 | 115.5559 | - | 3 | 21 | 0.25
Base | System | Constraint | Flex Up | Flexibility | Violation | 1 | 2025-03-07 21:15 | 2.9871 | - | 3 | 21 | 0.25
Base | System | Constraint | Flex Up | Flexibility | Violation | 1 | 2025-03-07 23:00 | 3.9085 | - | 3 | 23 | 0.25
Base | System | Constraint | Flex Up | Flexibility | Violation | 1 | 2025-03-08 04:45 | 17.2436 | - | 3 | 4 | 0.25
Base | System | Constraint | Flex Up | Flexibility | Violation | 1 | 2025-03-08 05:45 | 23.9637 | - | 3 | 5 | 0.25
Base | System | Constraint | Flex Up | Flexibility | Violation | 1 | 2025-03-08 06:45 | 31.2344 | - | 3 | 6 | 0.25
Base | System | Constraint | Flex Up | Flexibility | Violation | 1 | 2025-03-08 07:45 | 12.3457 | - | 3 | 7 | 0.25
Base | System | Constraint | Flex Up | Flexibility | Violation | 1 | 2025-03-08 15:00 | 22.8385 | - | 3 | 15 | 0.25
Base | System | Constraint | Flex Up | Flexibility | Violation | 1 | 2025-03-08 15:15 | 7.2939 | - | 3 | 15 | 0.25
Base | System | Constraint | Flex Up | Flexibility | Violation | 1 | 2025-03-08 15:30 | 4.7493 | - | 3 | 15 | 0.25
Base | System | Constraint | Flex Up | Flexibility | Violation | 1 | 2025-03-08 17:00 | 49.9574 | - | 3 | 17 | 0.25
Base | System | Constraint | Flex Up | Flexibility | Violation | 1 | 2025-03-08 17:15 | 24.5893 | - | 3 | 17 | 0.25
Base | System | Constraint | Flex Up | Flexibility | Violation | 1 | 2025-03-08 17:30 | 13.2213 | - | 3 | 17 | 0.25
Base | System | Constraint | Flex Up | Flexibility | Violation | 1 | 2025-03-08 17:45 | 11.8532 | - | 3 | 17 | 0.25
Base | System | Constraint | Flex Up | Flexibility | Violation | 1 | 2025-03-08 18:45 | 16.6153 | - | 3 | 18 | 0.25
Base | System | Constraint | Flex Up | Flexibility | Violation | 1 | 2025-03-09 07:00 | 47.3635 | - | 3 | 7 | 0.25
Base | System | Constraint | Flex Up | Flexibility | Violation | 1 | 2025-03-09 07:15 | 5.6086 | - | 3 | 7 | 0.25
Base | System | Constraint | Flex Up | Flexibility | Violation | 1 | 2025-03-09 16:45 | 40.4718 | - | 3 | 16 | 0.25
Base | System | Constraint | Flex Up | Flexibility | Violation | 1 | 2025-03-09 18:45 | 16.0735 | - | 3 | 18 | 0.25
Base | System | Constraint | Flex Up | Flexibility | Violation | 1 | 2025-03-09 20:00 | 2.0989 | - | 3 | 20 | 0.25
Base | System | Constraint | Flex Up | Flexibility | Violation | 1 | 2025-03-09 22:00 | 2.3504 | - | 3 | 22 | 0.25
Base | System | Constraint | Flex Up | Flexibility | Violation | 1 | 2025-03-10 03:00 | 11.609 | - | 3 | 3 | 0.25
Base | System | Constraint | Flex Up | Flexibility | Violation | 1 | 2025-03-10 03:15 | 83.4708 | - | 3 | 3 | 0.25
Base | System | Constraint | Flex Up | Flexibility | Violation | 1 | 2025-03-10 03:30 | 66.8327 | - | 3 | 3 | 0.25
Base | System | Constraint | Flex Up | Flexibility | Violation | 1 | 2025-03-10 03:45 | 87.6946 | - | 3 | 3 | 0.25
Base | System | Constraint | Flex Up | Flexibility | Violation | 1 | 2025-03-10 05:30 | 27.4701 | - | 3 | 5 | 0.25
Base | System | Constraint | Flex Up | Flexibility | Violation | 1 | 2025-03-10 05:45 | 115.0595 | - | 3 | 5 | 0.25
Base | System | Constraint | Flex Up | Flexibility | Violation | 1 | 2025-03-10 15:45 | 12.2498 | - | 3 | 15 | 0.25
Base | System | Constraint | Flex Up | Flexibility | Violation | 1 | 2025-03-10 16:45 | 8.3111 | - | 3 | 16 | 0.25
Base | System | Constraint | Flex Up | Flexibility | Violation | 1 | 2025-03-10 17:45 | 16.6566 | - | 3 | 17 | 0.25
Base | System | Constraint | Flex Up | Flexibility | Violation | 1 | 2025-03-11 05:30 | 7.907 | - | 3 | 5 | 0.25
Base | System | Constraint | Flex Up | Flexibility | Violation | 1 | 2025-03-11 05:45 | 40.6255 | - | 3 | 5 | 0.25
Base | System | Constraint | Flex Up | Flexibility | Violation | 1 | 2025-03-11 18:00 | 2.63 | - | 3 | 18 | 0.25
Base | System | Constraint | Flex Up | Flexibility | Violation | 1 | 2025-03-12 06:15 | 21.6759 | - | 3 | 6 | 0.25
Base | System | Constraint | Flex Up | Flexibility | Violation | 1 | 2025-03-12 06:30 | 11.6634 | - | 3 | 6 | 0.25
Base | System | Constraint | Flex Up | Flexibility | Violation | 1 | 2025-03-12 18:00 | 4.1682 | - | 3 | 18 | 0.25
Base | System | Constraint | Flex Up | Flexibility | Violation | 1 | 2025-03-13 18:45 | 4.233 | - | 3 | 18 | 0.25
Base | System | Constraint | Flex Up | Flexibility | Violation | 1 | 2025-03-14 05:45 | 62.1085 | - | 3 | 5 | 0.25
Base | System | Constraint | Flex Up | Flexibility | Violation | 1 | 2025-03-14 19:00 | 49.1081 | - | 3 | 19 | 0.25
Base | System | Constraint | Flex Up | Flexibility | Violation | 1 | 2025-03-15 17:00 | 30.8736 | - | 3 | 17 | 0.25
Base | System | Constraint | Flex Up | Flexibility | Violation | 1 | 2025-03-16 05:45 | 30.2465 | - | 3 | 5 | 0.25
Base | System | Constraint | Flex Up | Flexibility | Violation | 1 | 2025-03-16 06:45 | 40.7231 | - | 3 | 6 | 0.25
Base | System | Constraint | Flex Up | Flexibility | Violation | 1 | 2025-03-16 15:00 | 11.2177 | - | 3 | 15 | 0.25
Base | System | Constraint | Flex Up | Flexibility | Violation | 1 | 2025-03-16 18:30 | 0.13952 | - | 3 | 18 | 0.25
Base | System | Constraint | Flex Up | Flexibility | Violation | 1 | 2025-03-16 18:45 | 32.1453 | - | 3 | 18 | 0.25
Base | System | Constraint | Flex Up | Flexibility | Violation | 1 | 2025-03-17 04:30 | 0.32919 | - | 3 | 4 | 0.25
Base | System | Constraint | Flex Up | Flexibility | Violation | 1 | 2025-03-17 04:45 | 1.2774 | - | 3 | 4 | 0.25
Base | System | Constraint | Flex Up | Flexibility | Violation | 1 | 2025-03-17 09:00 | 162.4757 | - | 3 | 9 | 0.25
Base | System | Constraint | Flex Up | Flexibility | Violation | 1 | 2025-03-17 11:00 | 25.4876 | - | 3 | 11 | 0.25
Base | System | Constraint | Flex Up | Flexibility | Violation | 1 | 2025-03-17 18:45 | 44.4628 | - | 3 | 18 | 0.25
Base | System | Constraint | Flex Up | Flexibility | Violation | 1 | 2025-03-18 06:30 | 23.3954 | - | 3 | 6 | 0.25
Base | System | Constraint | Flex Up | Flexibility | Violation | 1 | 2025-03-18 06:45 | 40.6308 | - | 3 | 6 | 0.25
Base | System | Constraint | Flex Up | Flexibility | Violation | 1 | 2025-03-18 14:00 | 57.2041 | - | 3 | 14 | 0.25
Base | System | Constraint | Flex Up | Flexibility | Violation | 1 | 2025-03-18 14:15 | 14.9437 | - | 3 | 14 | 0.25
Base | System | Constraint | Flex Up | Flexibility | Violation | 1 | 2025-03-18 15:45 | 20.6453 | - | 3 | 15 | 0.25
Base | System | Constraint | Flex Up | Flexibility | Violation | 1 | 2025-03-18 19:00 | 62.7669 | - | 3 | 19 | 0.25
Base | System | Constraint | Flex Up | Flexibility | Violation | 1 | 2025-03-18 19:15 | 15.5075 | - | 3 | 19 | 0.25
Base | System | Constraint | Flex Up | Flexibility | Violation | 1 | 2025-03-19 05:45 | 125.5954 | - | 3 | 5 | 0.25
Base | System | Constraint | Flex Up | Flexibility | Violation | 1 | 2025-03-19 18:45 | 50.4556 | - | 3 | 18 | 0.25
Base | System | Constraint | Flex Up | Flexibility | Violation | 1 | 2025-03-20 04:45 | 28.5117 | - | 3 | 4 | 0.25
Base | System | Constraint | Flex Up | Flexibility | Violation | 1 | 2025-03-20 05:30 | 25.6803 | - | 3 | 5 | 0.25
Base | System | Constraint | Flex Up | Flexibility | Violation | 1 | 2025-03-20 05:45 | 143.7139 | - | 3 | 5 | 0.25
Base | System | Constraint | Flex Up | Flexibility | Violation | 1 | 2025-03-20 16:00 | 29.8781 | - | 3 | 16 | 0.25
Base | System | Constraint | Flex Up | Flexibility | Violation | 1 | 2025-03-20 21:00 | 31.5388 | - | 3 | 21 | 0.25
Base | System | Constraint | Flex Up | Flexibility | Violation | 1 | 2025-03-21 04:15 | 3.6655 | - | 3 | 4 | 0.25
Base | System | Constraint | Flex Up | Flexibility | Violation | 1 | 2025-03-21 04:45 | 56.456 | - | 3 | 4 | 0.25
Base | System | Constraint | Flex Up | Flexibility | Violation | 1 | 2025-03-21 05:30 | 82.3924 | - | 3 | 5 | 0.25
Base | System | Constraint | Flex Up | Flexibility | Violation | 1 | 2025-03-21 05:45 | 169.0152 | - | 3 | 5 | 0.25
Base | System | Constraint | Flex Up | Flexibility | Violation | 1 | 2025-03-21 15:00 | 47.0388 | - | 3 | 15 | 0.25
Base | System | Constraint | Flex Up | Flexibility | Violation | 1 | 2025-03-21 15:15 | 49.5934 | - | 3 | 15 | 0.25
Base | System | Constraint | Flex Up | Flexibility | Violation | 1 | 2025-03-21 15:30 | 57.148 | - | 3 | 15 | 0.25
Base | System | Constraint | Flex Up | Flexibility | Violation | 1 | 2025-03-21 15:45 | 59.7026 | - | 3 | 15 | 0.25
Base | System | Constraint | Flex Up | Flexibility | Violation | 1 | 2025-03-21 16:00 | 58.0367 | - | 3 | 16 | 0.25
Base | System | Constraint | Flex Up | Flexibility | Violation | 1 | 2025-03-21 16:15 | 47.0108 | - | 3 | 16 | 0.25
Base | System | Constraint | Flex Up | Flexibility | Violation | 1 | 2025-03-21 16:30 | 31.985 | - | 3 | 16 | 0.25
Base | System | Constraint | Flex Up | Flexibility | Violation | 1 | 2025-03-21 17:00 | 22.4003 | - | 3 | 17 | 0.25
Base | System | Constraint | Flex Up | Flexibility | Violation | 1 | 2025-03-21 18:00 | 2.5172 | - | 3 | 18 | 0.25
Base | System | Constraint | Flex Up | Flexibility | Violation | 1 | 2025-03-22 18:30 | 1.48 | - | 3 | 18 | 0.25
Base | System | Constraint | Flex Up | Flexibility | Violation | 1 | 2025-03-22 18:45 | 56.6656 | - | 3 | 18 | 0.25
Base | System | Constraint | Flex Up | Flexibility | Violation | 1 | 2025-03-23 06:45 | 9.521 | - | 3 | 6 | 0.25
Base | System | Constraint | Flex Up | Flexibility | Violation | 1 | 2025-03-23 07:15 | 7.2339 | - | 3 | 7 | 0.25
Base | System | Constraint | Flex Up | Flexibility | Violation | 1 | 2025-03-23 18:45 | 51.5741 | - | 3 | 18 | 0.25
Base | System | Constraint | Flex Up | Flexibility | Violation | 1 | 2025-03-23 19:00 | 15.906 | - | 3 | 19 | 0.25
Base | System | Constraint | Flex Up | Flexibility | Violation | 1 | 2025-03-24 | 29.7568 | - | 3 | 0 | 0.25
Base | System | Constraint | Flex Up | Flexibility | Violation | 1 | 2025-03-24 04:45 | 40.0731 | - | 3 | 4 | 0.25
Base | System | Constraint | Flex Up | Flexibility | Violation | 1 | 2025-03-24 05:30 | 52.0728 | - | 3 | 5 | 0.25
Base | System | Constraint | Flex Up | Flexibility | Violation | 1 | 2025-03-24 05:45 | 174.3834 | - | 3 | 5 | 0.25
Base | System | Constraint | Flex Up | Flexibility | Violation | 1 | 2025-03-24 06:00 | 40.0317 | - | 3 | 6 | 0.25
Base | System | Constraint | Flex Up | Flexibility | Violation | 1 | 2025-03-24 06:15 | 54.68 | - | 3 | 6 | 0.25
Base | System | Constraint | Flex Up | Flexibility | Violation | 1 | 2025-03-24 06:30 | 13.3283 | - | 3 | 6 | 0.25
Base | System | Constraint | Flex Up | Flexibility | Violation | 1 | 2025-03-24 06:45 | 35.4765 | - | 3 | 6 | 0.25
Base | System | Constraint | Flex Up | Flexibility | Violation | 1 | 2025-03-24 16:45 | 4.8409 | - | 3 | 16 | 0.25
Base | System | Constraint | Flex Up | Flexibility | Violation | 1 | 2025-03-25 05:30 | 12.4009 | - | 3 | 5 | 0.25
Base | System | Constraint | Flex Up | Flexibility | Violation | 1 | 2025-03-25 05:45 | 99.2993 | - | 3 | 5 | 0.25
Base | System | Constraint | Flex Up | Flexibility | Violation | 1 | 2025-03-25 18:30 | 14.1735 | - | 3 | 18 | 0.25
Base | System | Constraint | Flex Up | Flexibility | Violation | 1 | 2025-03-25 18:45 | 77.2846 | - | 3 | 18 | 0.25
Base | System | Constraint | Flex Up | Flexibility | Violation | 1 | 2025-03-26 05:30 | 3.8633 | - | 3 | 5 | 0.25
Base | System | Constraint | Flex Up | Flexibility | Violation | 1 | 2025-03-26 05:45 | 104.0227 | - | 3 | 5 | 0.25
Base | System | Constraint | Flex Up | Flexibility | Violation | 1 | 2025-03-26 15:00 | 55.0307 | - | 3 | 15 | 0.25
Base | System | Constraint | Flex Up | Flexibility | Violation | 1 | 2025-03-26 19:00 | 63.9546 | - | 3 | 19 | 0.25
Base | System | Constraint | Flex Up | Flexibility | Violation | 1 | 2025-03-26 23:00 | 12.4225 | - | 3 | 23 | 0.25
Base | System | Constraint | Flex Up | Flexibility | Violation | 1 | 2025-03-27 05:30 | 45.2588 | - | 3 | 5 | 0.25
Base | System | Constraint | Flex Up | Flexibility | Violation | 1 | 2025-03-27 05:45 | 160.6228 | - | 3 | 5 | 0.25
Base | System | Constraint | Flex Up | Flexibility | Violation | 1 | 2025-03-28 06:45 | 5.3211 | - | 3 | 6 | 0.25
Base | System | Constraint | Flex Up | Flexibility | Violation | 1 | 2025-03-28 15:00 | 2.7026 | - | 3 | 15 | 0.25
Base | System | Constraint | Flex Up | Flexibility | Violation | 1 | 2025-03-28 19:00 | 49.5238 | - | 3 | 19 | 0.25
Base | System | Constraint | Flex Up | Flexibility | Violation | 1 | 2025-03-29 06:30 | 6.3416 | - | 3 | 6 | 0.25
Base | System | Constraint | Flex Up | Flexibility | Violation | 1 | 2025-03-29 06:45 | 91.3441 | - | 3 | 6 | 0.25
Base | System | Constraint | Flex Up | Flexibility | Violation | 1 | 2025-03-29 17:00 | 11.6203 | - | 3 | 17 | 0.25
Base | System | Constraint | Flex Up | Flexibility | Violation | 1 | 2025-03-29 20:00 | 94.3926 | - | 3 | 20 | 0.25
Base | System | Constraint | Flex Up | Flexibility | Violation | 1 | 2025-03-30 05:45 | 24.4598 | - | 3 | 5 | 0.25
Base | System | Constraint | Flex Up | Flexibility | Violation | 1 | 2025-03-30 06:45 | 37.4578 | - | 3 | 6 | 0.25
Base | System | Constraint | Flex Up | Flexibility | Violation | 1 | 2025-03-30 19:15 | 7.1502 | - | 3 | 19 | 0.25
Base | System | Constraint | Flex Up | Flexibility | Violation | 1 | 2025-03-30 19:30 | 3.7693 | - | 3 | 19 | 0.25
Base | System | Constraint | Flex Up | Flexibility | Violation | 1 | 2025-03-31 05:30 | 39.3929 | - | 3 | 5 | 0.25
Base | System | Constraint | Flex Up | Flexibility | Violation | 1 | 2025-03-31 05:45 | 98.0674 | - | 3 | 5 | 0.25
Base | System | Constraint | Flex Up | Flexibility | Violation | 1 | 2025-03-31 20:00 | 86.7215 | - | 3 | 20 | 0.25
Base | System | Constraint | Flex Up | Flexibility | Violation | 1 | 2025-04-01 05:45 | 23.8656 | - | 4 | 5 | 0.25
Base | System | Constraint | Flex Up | Flexibility | Violation | 1 | 2025-04-01 06:45 | 6.6254 | - | 4 | 6 | 0.25
Base | System | Constraint | Flex Up | Flexibility | Violation | 1 | 2025-04-02 06:30 | 8.1768 | - | 4 | 6 | 0.25
Base | System | Constraint | Flex Up | Flexibility | Violation | 1 | 2025-04-02 06:45 | 75.1194 | - | 4 | 6 | 0.25
Base | System | Constraint | Flex Up | Flexibility | Violation | 1 | 2025-04-02 19:00 | 8.0375 | - | 4 | 19 | 0.25
Base | System | Constraint | Flex Up | Flexibility | Violation | 1 | 2025-04-03 05:30 | 17.5707 | - | 4 | 5 | 0.25
Base | System | Constraint | Flex Up | Flexibility | Violation | 1 | 2025-04-03 05:45 | 138.3127 | - | 4 | 5 | 0.25
Base | System | Constraint | Flex Up | Flexibility | Violation | 1 | 2025-04-03 17:45 | 29.8348 | - | 4 | 17 | 0.25
Base | System | Constraint | Flex Up | Flexibility | Violation | 1 | 2025-04-03 18:45 | 27.6614 | - | 4 | 18 | 0.25
Base | System | Constraint | Flex Up | Flexibility | Violation | 1 | 2025-04-04 05:45 | 71.0501 | - | 4 | 5 | 0.25
Base | System | Constraint | Flex Up | Flexibility | Violation | 1 | 2025-04-04 06:45 | 9.6773 | - | 4 | 6 | 0.25
Base | System | Constraint | Flex Up | Flexibility | Violation | 1 | 2025-04-04 15:00 | 17.5126 | - | 4 | 15 | 0.25
Base | System | Constraint | Flex Up | Flexibility | Violation | 1 | 2025-04-04 15:15 | 43.3935 | - | 4 | 15 | 0.25
Base | System | Constraint | Flex Up | Flexibility | Violation | 1 | 2025-04-04 15:30 | 70.2745 | - | 4 | 15 | 0.25
Base | System | Constraint | Flex Up | Flexibility | Violation | 1 | 2025-04-04 15:45 | 46.1554 | - | 4 | 15 | 0.25
Base | System | Constraint | Flex Up | Flexibility | Violation | 1 | 2025-04-05 06:45 | 15.938 | - | 4 | 6 | 0.25
Base | System | Constraint | Flex Up | Flexibility | Violation | 1 | 2025-04-05 19:00 | 3.7971 | - | 4 | 19 | 0.25
Base | System | Constraint | Flex Up | Flexibility | Violation | 1 | 2025-04-05 19:15 | 14.4641 | - | 4 | 19 | 0.25
Base | System | Constraint | Flex Up | Flexibility | Violation | 1 | 2025-04-05 19:30 | 17.1312 | - | 4 | 19 | 0.25
Base | System | Constraint | Flex Up | Flexibility | Violation | 1 | 2025-04-06 06:45 | 56.5555 | - | 4 | 6 | 0.25
Base | System | Constraint | Flex Up | Flexibility | Violation | 1 | 2025-04-06 15:00 | 4.1225 | - | 4 | 15 | 0.25
Base | System | Constraint | Flex Up | Flexibility | Violation | 1 | 2025-04-06 19:30 | 7.392 | - | 4 | 19 | 0.25
Base | System | Constraint | Flex Up | Flexibility | Violation | 1 | 2025-04-07 05:15 | 80.6712 | - | 4 | 5 | 0.25
Base | System | Constraint | Flex Up | Flexibility | Violation | 1 | 2025-04-07 05:30 | 266.6552 | - | 4 | 5 | 0.25
Base | System | Constraint | Flex Up | Flexibility | Violation | 1 | 2025-04-07 05:45 | 351.9861 | - | 4 | 5 | 0.25
Base | System | Constraint | Flex Up | Flexibility | Violation | 1 | 2025-04-07 07:30 | 7.4982 | - | 4 | 7 | 0.25
Base | System | Constraint | Flex Up | Flexibility | Violation | 1 | 2025-04-07 19:00 | 90.6768 | - | 4 | 19 | 0.25
Base | System | Constraint | Flex Up | Flexibility | Violation | 1 | 2025-04-07 19:15 | 51.1953 | - | 4 | 19 | 0.25
Base | System | Constraint | Flex Up | Flexibility | Violation | 1 | 2025-04-08 05:15 | 183.5398 | - | 4 | 5 | 0.25
Base | System | Constraint | Flex Up | Flexibility | Violation | 1 | 2025-04-08 05:30 | 351.9861 | - | 4 | 5 | 0.25
Base | System | Constraint | Flex Up | Flexibility | Violation | 1 | 2025-04-08 05:45 | 351.9861 | - | 4 | 5 | 0.25
Base | System | Constraint | Flex Up | Flexibility | Violation | 1 | 2025-04-08 06:15 | 38.7473 | - | 4 | 6 | 0.25
Base | System | Constraint | Flex Up | Flexibility | Violation | 1 | 2025-04-08 06:30 | 75.8581 | - | 4 | 6 | 0.25
Base | System | Constraint | Flex Up | Flexibility | Violation | 1 | 2025-04-08 06:45 | 97.9689 | - | 4 | 6 | 0.25
Base | System | Constraint | Flex Up | Flexibility | Violation | 1 | 2025-04-08 17:15 | 54.496 | - | 4 | 17 | 0.25
Base | System | Constraint | Flex Up | Flexibility | Violation | 1 | 2025-04-08 17:30 | 36.0475 | - | 4 | 17 | 0.25
Base | System | Constraint | Flex Up | Flexibility | Violation | 1 | 2025-04-08 17:45 | 115.099 | - | 4 | 17 | 0.25
Base | System | Constraint | Flex Up | Flexibility | Violation | 1 | 2025-04-08 18:45 | 5.9847 | - | 4 | 18 | 0.25
Base | System | Constraint | Flex Up | Flexibility | Violation | 1 | 2025-04-08 19:15 | 6.6252 | - | 4 | 19 | 0.25
Base | System | Constraint | Flex Up | Flexibility | Violation | 1 | 2025-04-08 19:45 | 0.33677 | - | 4 | 19 | 0.25
Base | System | Constraint | Flex Up | Flexibility | Violation | 1 | 2025-04-09 04:45 | 131.1752 | - | 4 | 4 | 0.25
Base | System | Constraint | Flex Up | Flexibility | Violation | 1 | 2025-04-09 05:15 | 173.5331 | - | 4 | 5 | 0.25
Base | System | Constraint | Flex Up | Flexibility | Violation | 1 | 2025-04-09 05:30 | 351.712 | - | 4 | 5 | 0.25
Base | System | Constraint | Flex Up | Flexibility | Violation | 1 | 2025-04-09 05:45 | 351.9861 | - | 4 | 5 | 0.25
Base | System | Constraint | Flex Up | Flexibility | Violation | 1 | 2025-04-09 06:45 | 23.4478 | - | 4 | 6 | 0.25
Base | System | Constraint | Flex Up | Flexibility | Violation | 1 | 2025-04-09 17:30 | 29.0381 | - | 4 | 17 | 0.25
Base | System | Constraint | Flex Up | Flexibility | Violation | 1 | 2025-04-09 17:45 | 63.5057 | - | 4 | 17 | 0.25
Base | System | Constraint | Flex Up | Flexibility | Violation | 1 | 2025-04-09 18:45 | 30.3688 | - | 4 | 18 | 0.25
Base | System | Constraint | Flex Up | Flexibility | Violation | 1 | 2025-04-09 19:00 | 73.8072 | - | 4 | 19 | 0.25
Base | System | Constraint | Flex Up | Flexibility | Violation | 1 | 2025-04-09 19:15 | 48.2266 | - | 4 | 19 | 0.25
Base | System | Constraint | Flex Up | Flexibility | Violation | 1 | 2025-04-09 19:45 | 1.5605 | - | 4 | 19 | 0.25
Base | System | Constraint | Flex Up | Flexibility | Violation | 1 | 2025-04-10 04:30 | 33.4071 | - | 4 | 4 | 0.25
Base | System | Constraint | Flex Up | Flexibility | Violation | 1 | 2025-04-10 04:45 | 193.8107 | - | 4 | 4 | 0.25
Base | System | Constraint | Flex Up | Flexibility | Violation | 1 | 2025-04-10 05:15 | 192.0255 | - | 4 | 5 | 0.25
Base | System | Constraint | Flex Up | Flexibility | Violation | 1 | 2025-04-10 05:30 | 351.9861 | - | 4 | 5 | 0.25
Base | System | Constraint | Flex Up | Flexibility | Violation | 1 | 2025-04-10 05:45 | 351.9861 | - | 4 | 5 | 0.25
Base | System | Constraint | Flex Up | Flexibility | Violation | 1 | 2025-04-10 06:45 | 14.3422 | - | 4 | 6 | 0.25
Base | System | Constraint | Flex Up | Flexibility | Violation | 1 | 2025-04-10 07:45 | 7.1925 | - | 4 | 7 | 0.25
Base | System | Constraint | Flex Up | Flexibility | Violation | 1 | 2025-04-10 20:00 | 75.7109 | - | 4 | 20 | 0.25
Base | System | Constraint | Flex Up | Flexibility | Violation | 1 | 2025-04-11 05:30 | 98.626 | - | 4 | 5 | 0.25
Base | System | Constraint | Flex Up | Flexibility | Violation | 1 | 2025-04-11 05:45 | 240.3882 | - | 4 | 5 | 0.25
Base | System | Constraint | Flex Up | Flexibility | Violation | 1 | 2025-04-11 16:00 | 96.5044 | - | 4 | 16 | 0.25
Base | System | Constraint | Flex Up | Flexibility | Violation | 1 | 2025-04-11 16:15 | 30.9593 | - | 4 | 16 | 0.25
Base | System | Constraint | Flex Up | Flexibility | Violation | 1 | 2025-04-12 07:45 | 40.9182 | - | 4 | 7 | 0.25
Base | System | Constraint | Flex Up | Flexibility | Violation | 1 | 2025-04-13 06:30 | 13.3258 | - | 4 | 6 | 0.25
Base | System | Constraint | Flex Up | Flexibility | Violation | 1 | 2025-04-13 06:45 | 120.2 | - | 4 | 6 | 0.25
Base | System | Constraint | Flex Up | Flexibility | Violation | 1 | 2025-04-14 04:30 | 82.0732 | - | 4 | 4 | 0.25
Base | System | Constraint | Flex Up | Flexibility | Violation | 1 | 2025-04-14 04:45 | 297.4386 | - | 4 | 4 | 0.25
Base | System | Constraint | Flex Up | Flexibility | Violation | 1 | 2025-04-14 05:15 | 155.3218 | - | 4 | 5 | 0.25
Base | System | Constraint | Flex Up | Flexibility | Violation | 1 | 2025-04-14 05:30 | 223.2633 | - | 4 | 5 | 0.25
Base | System | Constraint | Flex Up | Flexibility | Violation | 1 | 2025-04-14 05:45 | 284.2049 | - | 4 | 5 | 0.25
Base | System | Constraint | Flex Up | Flexibility | Violation | 1 | 2025-04-15 05:15 | 150.7402 | - | 4 | 5 | 0.25
Base | System | Constraint | Flex Up | Flexibility | Violation | 1 | 2025-04-15 05:30 | 275.4693 | - | 4 | 5 | 0.25
Base | System | Constraint | Flex Up | Flexibility | Violation | 1 | 2025-04-15 05:45 | 351.9861 | - | 4 | 5 | 0.25
Base | System | Constraint | Flex Up | Flexibility | Violation | 1 | 2025-04-15 16:30 | 0.7421 | - | 4 | 16 | 0.25
Base | System | Constraint | Flex Up | Flexibility | Violation | 1 | 2025-04-15 16:45 | 56.6351 | - | 4 | 16 | 0.25
Base | System | Constraint | Flex Up | Flexibility | Violation | 1 | 2025-04-16 05:30 | 78.9303 | - | 4 | 5 | 0.25
Base | System | Constraint | Flex Up | Flexibility | Violation | 1 | 2025-04-16 05:45 | 221.303 | - | 4 | 5 | 0.25
Base | System | Constraint | Flex Up | Flexibility | Violation | 1 | 2025-04-16 19:00 | 4.2792 | - | 4 | 19 | 0.25
Base | System | Constraint | Flex Up | Flexibility | Violation | 1 | 2025-04-17 05:45 | 29.8743 | - | 4 | 5 | 0.25
Base | System | Constraint | Flex Up | Flexibility | Violation | 1 | 2025-04-17 06:45 | 24.5519 | - | 4 | 6 | 0.25
Base | System | Constraint | Flex Up | Flexibility | Violation | 1 | 2025-04-18 06:45 | 72.6933 | - | 4 | 6 | 0.25
Base | System | Constraint | Flex Up | Flexibility | Violation | 1 | 2025-04-20 06:45 | 15.1887 | - | 4 | 6 | 0.25
Base | System | Constraint | Flex Up | Flexibility | Violation | 1 | 2025-04-20 07:45 | 10.589 | - | 4 | 7 | 0.25
Base | System | Constraint | Flex Up | Flexibility | Violation | 1 | 2025-04-20 08:00 | 7.4772 | - | 4 | 8 | 0.25
Base | System | Constraint | Flex Up | Flexibility | Violation | 1 | 2025-04-21 05:30 | 116.0747 | - | 4 | 5 | 0.25
Base | System | Constraint | Flex Up | Flexibility | Violation | 1 | 2025-04-21 05:45 | 277.6345 | - | 4 | 5 | 0.25
Base | System | Constraint | Flex Up | Flexibility | Violation | 1 | 2025-04-21 15:45 | 6.4962 | - | 4 | 15 | 0.25
Base | System | Constraint | Flex Up | Flexibility | Violation | 1 | 2025-04-21 16:30 | 20.7515 | - | 4 | 16 | 0.25
Base | System | Constraint | Flex Up | Flexibility | Violation | 1 | 2025-04-21 16:45 | 17.5499 | - | 4 | 16 | 0.25
Base | System | Constraint | Flex Up | Flexibility | Violation | 1 | 2025-04-21 17:00 | 9.5374 | - | 4 | 17 | 0.25
Base | System | Constraint | Flex Up | Flexibility | Violation | 1 | 2025-04-21 17:15 | 6.6348 | - | 4 | 17 | 0.25
Base | System | Constraint | Flex Up | Flexibility | Violation | 1 | 2025-04-21 17:30 | 12.7322 | - | 4 | 17 | 0.25
Base | System | Constraint | Flex Up | Flexibility | Violation | 1 | 2025-04-22 05:30 | 34.5455 | - | 4 | 5 | 0.25
Base | System | Constraint | Flex Up | Flexibility | Violation | 1 | 2025-04-22 05:45 | 223.0118 | - | 4 | 5 | 0.25
Base | System | Constraint | Flex Up | Flexibility | Violation | 1 | 2025-04-22 06:45 | 4.1264 | - | 4 | 6 | 0.25
Base | System | Constraint | Flex Up | Flexibility | Violation | 1 | 2025-04-23 05:15 | 40.316 | - | 4 | 5 | 0.25
Base | System | Constraint | Flex Up | Flexibility | Violation | 1 | 2025-04-23 05:30 | 222.267 | - | 4 | 5 | 0.25
Base | System | Constraint | Flex Up | Flexibility | Violation | 1 | 2025-04-23 05:45 | 351.9861 | - | 4 | 5 | 0.25
Base | System | Constraint | Flex Up | Flexibility | Violation | 1 | 2025-04-24 05:00 | 7.4886 | - | 4 | 5 | 0.25
Base | System | Constraint | Flex Up | Flexibility | Violation | 1 | 2025-04-24 05:15 | 250.036 | - | 4 | 5 | 0.25
Base | System | Constraint | Flex Up | Flexibility | Violation | 1 | 2025-04-24 05:30 | 299.2165 | - | 4 | 5 | 0.25
Base | System | Constraint | Flex Up | Flexibility | Violation | 1 | 2025-04-24 05:45 | 351.9861 | - | 4 | 5 | 0.25
Base | System | Constraint | Flex Up | Flexibility | Violation | 1 | 2025-04-25 05:30 | 9.7062 | - | 4 | 5 | 0.25
Base | System | Constraint | Flex Up | Flexibility | Violation | 1 | 2025-04-25 05:45 | 156.64 | - | 4 | 5 | 0.25
Base | System | Constraint | Flex Up | Flexibility | Violation | 1 | 2025-04-25 20:00 | 21.427 | - | 4 | 20 | 0.25
Base | System | Constraint | Flex Up | Flexibility | Violation | 1 | 2025-04-26 04:30 | 8.5603 | - | 4 | 4 | 0.25
Base | System | Constraint | Flex Up | Flexibility | Violation | 1 | 2025-04-26 04:45 | 73.9278 | - | 4 | 4 | 0.25
Base | System | Constraint | Flex Up | Flexibility | Violation | 1 | 2025-04-26 06:45 | 36.0031 | - | 4 | 6 | 0.25
Base | System | Constraint | Flex Up | Flexibility | Violation | 1 | 2025-04-26 07:45 | 13.6534 | - | 4 | 7 | 0.25
Base | System | Constraint | Flex Up | Flexibility | Violation | 1 | 2025-04-27 03:00 | 91.1166 | - | 4 | 3 | 0.25
Base | System | Constraint | Flex Up | Flexibility | Violation | 1 | 2025-04-27 03:15 | 76.4723 | - | 4 | 3 | 0.25
Base | System | Constraint | Flex Up | Flexibility | Violation | 1 | 2025-04-27 03:30 | 8.8279 | - | 4 | 3 | 0.25
Base | System | Constraint | Flex Up | Flexibility | Violation | 1 | 2025-04-27 06:45 | 62.9703 | - | 4 | 6 | 0.25
Base | System | Constraint | Flex Up | Flexibility | Violation | 1 | 2025-04-27 19:45 | 28.5177 | - | 4 | 19 | 0.25
Base | System | Constraint | Flex Up | Flexibility | Violation | 1 | 2025-04-28 05:15 | 115.6741 | - | 4 | 5 | 0.25
Base | System | Constraint | Flex Up | Flexibility | Violation | 1 | 2025-04-28 05:30 | 208.4493 | - | 4 | 5 | 0.25
Base | System | Constraint | Flex Up | Flexibility | Violation | 1 | 2025-04-28 05:45 | 289.9861 | - | 4 | 5 | 0.25
Base | System | Constraint | Flex Up | Flexibility | Violation | 1 | 2025-04-28 17:00 | 28.6254 | - | 4 | 17 | 0.25
Base | System | Constraint | Flex Up | Flexibility | Violation | 1 | 2025-04-29 04:45 | 35.0241 | - | 4 | 4 | 0.25
Base | System | Constraint | Flex Up | Flexibility | Violation | 1 | 2025-04-29 05:30 | 160.8371 | - | 4 | 5 | 0.25
Base | System | Constraint | Flex Up | Flexibility | Violation | 1 | 2025-04-29 05:45 | 333.778 | - | 4 | 5 | 0.25
Base | System | Constraint | Flex Up | Flexibility | Violation | 1 | 2025-04-29 06:45 | 1.9527 | - | 4 | 6 | 0.25
Base | System | Constraint | Flex Up | Flexibility | Violation | 1 | 2025-04-29 15:00 | 11.9172 | - | 4 | 15 | 0.25
Base | System | Constraint | Flex Up | Flexibility | Violation | 1 | 2025-04-30 05:45 | 150.5411 | - | 4 | 5 | 0.25
Base | System | Constraint | Flex Up | Flexibility | Violation | 1 | 2025-04-30 19:45 | 23.4193 | - | 4 | 19 | 0.25
Base | System | Constraint | Flex Up | Flexibility | Violation | 1 | 2025-05-01 05:45 | 158.0216 | - | 5 | 5 | 0.25
Base | System | Constraint | Flex Up | Flexibility | Violation | 1 | 2025-05-01 08:00 | 2.1041 | - | 5 | 8 | 0.25
Base | System | Constraint | Flex Up | Flexibility | Violation | 1 | 2025-05-01 19:30 | 18.8474 | - | 5 | 19 | 0.25
Base | System | Constraint | Flex Up | Flexibility | Violation | 1 | 2025-05-01 19:45 | 43.0912 | - | 5 | 19 | 0.25
Base | System | Constraint | Flex Up | Flexibility | Violation | 1 | 2025-05-02 05:15 | 43.6616 | - | 5 | 5 | 0.25
Base | System | Constraint | Flex Up | Flexibility | Violation | 1 | 2025-05-02 05:30 | 196.1638 | - | 5 | 5 | 0.25
Base | System | Constraint | Flex Up | Flexibility | Violation | 1 | 2025-05-02 05:45 | 283.666 | - | 5 | 5 | 0.25
Base | System | Constraint | Flex Up | Flexibility | Violation | 1 | 2025-05-02 16:45 | 1.0754 | - | 5 | 16 | 0.25
Base | System | Constraint | Flex Up | Flexibility | Violation | 1 | 2025-05-02 17:00 | 13.6036 | - | 5 | 17 | 0.25
Base | System | Constraint | Flex Up | Flexibility | Violation | 1 | 2025-05-03 05:45 | 12.1624 | - | 5 | 5 | 0.25
Base | System | Constraint | Flex Up | Flexibility | Violation | 1 | 2025-05-03 15:00 | 81.4077 | - | 5 | 15 | 0.25
Base | System | Constraint | Flex Up | Flexibility | Violation | 1 | 2025-05-03 15:15 | 5.4006 | - | 5 | 15 | 0.25
Base | System | Constraint | Flex Up | Flexibility | Violation | 1 | 2025-05-04 05:45 | 20.2879 | - | 5 | 5 | 0.25
Base | System | Constraint | Flex Up | Flexibility | Violation | 1 | 2025-05-04 06:30 | 20.2331 | - | 5 | 6 | 0.25
Base | System | Constraint | Flex Up | Flexibility | Violation | 1 | 2025-05-04 06:45 | 97.2515 | - | 5 | 6 | 0.25
Base | System | Constraint | Flex Up | Flexibility | Violation | 1 | 2025-05-05 05:00 | 166.6449 | - | 5 | 5 | 0.25
Base | System | Constraint | Flex Up | Flexibility | Violation | 1 | 2025-05-05 05:15 | 223.8653 | - | 5 | 5 | 0.25
Base | System | Constraint | Flex Up | Flexibility | Violation | 1 | 2025-05-05 05:30 | 225.0857 | - | 5 | 5 | 0.25
Base | System | Constraint | Flex Up | Flexibility | Violation | 1 | 2025-05-05 05:45 | 227.9861 | - | 5 | 5 | 0.25
Base | System | Constraint | Flex Up | Flexibility | Violation | 1 | 2025-05-05 06:00 | 0.83929 | - | 5 | 6 | 0.25
Base | System | Constraint | Flex Up | Flexibility | Violation | 1 | 2025-05-05 06:15 | 144.4024 | - | 5 | 6 | 0.25
Base | System | Constraint | Flex Up | Flexibility | Violation | 1 | 2025-05-05 06:30 | 159.9656 | - | 5 | 6 | 0.25
Base | System | Constraint | Flex Up | Flexibility | Violation | 1 | 2025-05-05 06:45 | 150.5288 | - | 5 | 6 | 0.25
Base | System | Constraint | Flex Up | Flexibility | Violation | 1 | 2025-05-06 05:45 | 56.2171 | - | 5 | 5 | 0.25
Base | System | Constraint | Flex Up | Flexibility | Violation | 1 | 2025-05-06 06:45 | 37.9852 | - | 5 | 6 | 0.25
Base | System | Constraint | Flex Up | Flexibility | Violation | 1 | 2025-05-07 07:45 | 2.1725 | - | 5 | 7 | 0.25
Base | System | Constraint | Flex Up | Flexibility | Violation | 1 | 2025-05-07 14:15 | 1.6047 | - | 5 | 14 | 0.25
Base | System | Constraint | Flex Up | Flexibility | Violation | 1 | 2025-05-07 15:00 | 0.056258 | - | 5 | 15 | 0.25
Base | System | Constraint | Flex Up | Flexibility | Violation | 1 | 2025-05-08 05:45 | 75.8367 | - | 5 | 5 | 0.25
Base | System | Constraint | Flex Up | Flexibility | Violation | 1 | 2025-05-08 06:45 | 38.2943 | - | 5 | 6 | 0.25
Base | System | Constraint | Flex Up | Flexibility | Violation | 1 | 2025-05-08 18:00 | 13.4263 | - | 5 | 18 | 0.25
Base | System | Constraint | Flex Up | Flexibility | Violation | 1 | 2025-05-09 04:45 | 0.99736 | - | 5 | 4 | 0.25
Base | System | Constraint | Flex Up | Flexibility | Violation | 1 | 2025-05-09 05:30 | 65.7081 | - | 5 | 5 | 0.25
Base | System | Constraint | Flex Up | Flexibility | Violation | 1 | 2025-05-09 05:45 | 150.5819 | - | 5 | 5 | 0.25
Base | System | Constraint | Flex Up | Flexibility | Violation | 1 | 2025-05-09 06:00 | 11.0036 | - | 5 | 6 | 0.25
Base | System | Constraint | Flex Up | Flexibility | Violation | 1 | 2025-05-09 06:15 | 98.8354 | - | 5 | 6 | 0.25
Base | System | Constraint | Flex Up | Flexibility | Violation | 1 | 2025-05-09 06:30 | 134.6671 | - | 5 | 6 | 0.25
Base | System | Constraint | Flex Up | Flexibility | Violation | 1 | 2025-05-09 06:45 | 160.4988 | - | 5 | 6 | 0.25
Base | System | Constraint | Flex Up | Flexibility | Violation | 1 | 2025-05-09 07:15 | 20.2894 | - | 5 | 7 | 0.25
Base | System | Constraint | Flex Up | Flexibility | Violation | 1 | 2025-05-09 07:30 | 19.1144 | - | 5 | 7 | 0.25
Base | System | Constraint | Flex Up | Flexibility | Violation | 1 | 2025-05-09 07:45 | 17.9393 | - | 5 | 7 | 0.25
Base | System | Constraint | Flex Up | Flexibility | Violation | 1 | 2025-05-09 08:45 | 18.3617 | - | 5 | 8 | 0.25
Base | System | Constraint | Flex Up | Flexibility | Violation | 1 | 2025-05-09 10:00 | 14.7875 | - | 5 | 10 | 0.25
Base | System | Constraint | Flex Up | Flexibility | Violation | 1 | 2025-05-09 10:15 | 33.1055 | - | 5 | 10 | 0.25
Base | System | Constraint | Flex Up | Flexibility | Violation | 1 | 2025-05-09 10:30 | 52.4235 | - | 5 | 10 | 0.25
Base | System | Constraint | Flex Up | Flexibility | Violation | 1 | 2025-05-09 10:45 | 61.7415 | - | 5 | 10 | 0.25
Base | System | Constraint | Flex Up | Flexibility | Violation | 1 | 2025-05-09 13:00 | 8.8625 | - | 5 | 13 | 0.25
Base | System | Constraint | Flex Up | Flexibility | Violation | 1 | 2025-05-09 16:00 | 76.4536 | - | 5 | 16 | 0.25
Base | System | Constraint | Flex Up | Flexibility | Violation | 1 | 2025-05-09 16:15 | 10.1542 | - | 5 | 16 | 0.25
Base | System | Constraint | Flex Up | Flexibility | Violation | 1 | 2025-05-10 06:30 | 78.5007 | - | 5 | 6 | 0.25
Base | System | Constraint | Flex Up | Flexibility | Violation | 1 | 2025-05-10 06:45 | 151.9606 | - | 5 | 6 | 0.25
Base | System | Constraint | Flex Up | Flexibility | Violation | 1 | 2025-05-10 07:15 | 13.2151 | - | 5 | 7 | 0.25
Base | System | Constraint | Flex Up | Flexibility | Violation | 1 | 2025-05-10 07:30 | 67.157 | - | 5 | 7 | 0.25
Base | System | Constraint | Flex Up | Flexibility | Violation | 1 | 2025-05-10 07:45 | 111.0989 | - | 5 | 7 | 0.25
Base | System | Constraint | Flex Up | Flexibility | Violation | 1 | 2025-05-10 08:45 | 26.5274 | - | 5 | 8 | 0.25
Base | System | Constraint | Flex Up | Flexibility | Violation | 1 | 2025-05-10 10:00 | 60.6833 | - | 5 | 10 | 0.25
Base | System | Constraint | Flex Up | Flexibility | Violation | 1 | 2025-05-10 10:15 | 71.5912 | - | 5 | 10 | 0.25
Base | System | Constraint | Flex Up | Flexibility | Violation | 1 | 2025-05-10 10:30 | 82.4991 | - | 5 | 10 | 0.25
Base | System | Constraint | Flex Up | Flexibility | Violation | 1 | 2025-05-10 10:45 | 111.407 | - | 5 | 10 | 0.25
Base | System | Constraint | Flex Up | Flexibility | Violation | 1 | 2025-05-10 15:15 | 1.051 | - | 5 | 15 | 0.25
Base | System | Constraint | Flex Up | Flexibility | Violation | 1 | 2025-05-10 15:30 | 16.6363 | - | 5 | 15 | 0.25
Base | System | Constraint | Flex Up | Flexibility | Violation | 1 | 2025-05-10 15:45 | 61.2215 | - | 5 | 15 | 0.25
Base | System | Constraint | Flex Up | Flexibility | Violation | 1 | 2025-05-10 20:00 | 31.7974 | - | 5 | 20 | 0.25
Base | System | Constraint | Flex Up | Flexibility | Violation | 1 | 2025-05-11 06:45 | 2.2835 | - | 5 | 6 | 0.25
Base | System | Constraint | Flex Up | Flexibility | Violation | 1 | 2025-05-11 17:00 | 22.5738 | - | 5 | 17 | 0.25
Base | System | Constraint | Flex Up | Flexibility | Violation | 1 | 2025-05-12 01:00 | 3.489 | - | 5 | 1 | 0.25
Base | System | Constraint | Flex Up | Flexibility | Violation | 1 | 2025-05-12 03:30 | 7.1551 | - | 5 | 3 | 0.25
Base | System | Constraint | Flex Up | Flexibility | Violation | 1 | 2025-05-12 03:45 | 49.6474 | - | 5 | 3 | 0.25
Base | System | Constraint | Flex Up | Flexibility | Violation | 1 | 2025-05-12 04:15 | 77.8268 | - | 5 | 4 | 0.25
Base | System | Constraint | Flex Up | Flexibility | Violation | 1 | 2025-05-12 04:30 | 109.6474 | - | 5 | 4 | 0.25
Base | System | Constraint | Flex Up | Flexibility | Violation | 1 | 2025-05-12 04:45 | 175.4681 | - | 5 | 4 | 0.25
Base | System | Constraint | Flex Up | Flexibility | Violation | 1 | 2025-05-12 05:00 | 93.3603 | - | 5 | 5 | 0.25
Base | System | Constraint | Flex Up | Flexibility | Violation | 1 | 2025-05-12 05:15 | 197.7233 | - | 5 | 5 | 0.25
Base | System | Constraint | Flex Up | Flexibility | Violation | 1 | 2025-05-12 05:30 | 320.0862 | - | 5 | 5 | 0.25
Base | System | Constraint | Flex Up | Flexibility | Violation | 1 | 2025-05-12 05:45 | 351.9861 | - | 5 | 5 | 0.25
Base | System | Constraint | Flex Up | Flexibility | Violation | 1 | 2025-05-12 06:00 | 104.4716 | - | 5 | 6 | 0.25
Base | System | Constraint | Flex Up | Flexibility | Violation | 1 | 2025-05-12 06:15 | 226.694 | - | 5 | 6 | 0.25
Base | System | Constraint | Flex Up | Flexibility | Violation | 1 | 2025-05-12 06:30 | 307.9165 | - | 5 | 6 | 0.25
Base | System | Constraint | Flex Up | Flexibility | Violation | 1 | 2025-05-12 06:45 | 351.9861 | - | 5 | 6 | 0.25
Base | System | Constraint | Flex Up | Flexibility | Violation | 1 | 2025-05-12 22:00 | 35.306 | - | 5 | 22 | 0.25
Base | System | Constraint | Flex Up | Flexibility | Violation | 1 | 2025-05-13 02:45 | 1.0094 | - | 5 | 2 | 0.25
Base | System | Constraint | Flex Up | Flexibility | Violation | 1 | 2025-05-13 03:30 | 2.3392 | - | 5 | 3 | 0.25
Base | System | Constraint | Flex Up | Flexibility | Violation | 1 | 2025-05-13 05:15 | 26.2125 | - | 5 | 5 | 0.25
Base | System | Constraint | Flex Up | Flexibility | Violation | 1 | 2025-05-13 05:30 | 137.7256 | - | 5 | 5 | 0.25
Base | System | Constraint | Flex Up | Flexibility | Violation | 1 | 2025-05-13 05:45 | 246.9269 | - | 5 | 5 | 0.25
Base | System | Constraint | Flex Up | Flexibility | Violation | 1 | 2025-05-13 06:00 | 18.556 | - | 5 | 6 | 0.25
Base | System | Constraint | Flex Up | Flexibility | Violation | 1 | 2025-05-13 06:15 | 185.0134 | - | 5 | 6 | 0.25
Base | System | Constraint | Flex Up | Flexibility | Violation | 1 | 2025-05-13 06:30 | 286.4708 | - | 5 | 6 | 0.25
Base | System | Constraint | Flex Up | Flexibility | Violation | 1 | 2025-05-13 06:45 | 338.9281 | - | 5 | 6 | 0.25
Base | System | Constraint | Flex Up | Flexibility | Violation | 1 | 2025-05-13 07:00 | 24.801 | - | 5 | 7 | 0.25
Base | System | Constraint | Flex Up | Flexibility | Violation | 1 | 2025-05-13 07:15 | 14.4932 | - | 5 | 7 | 0.25
Base | System | Constraint | Flex Up | Flexibility | Violation | 1 | 2025-05-13 07:30 | 16.1854 | - | 5 | 7 | 0.25
Base | System | Constraint | Flex Up | Flexibility | Violation | 1 | 2025-05-13 15:45 | 12.4463 | - | 5 | 15 | 0.25
Base | System | Constraint | Flex Up | Flexibility | Violation | 1 | 2025-05-13 16:45 | 7.7973 | - | 5 | 16 | 0.25
Base | System | Constraint | Flex Up | Flexibility | Violation | 1 | 2025-05-14 02:00 | 5.8968 | - | 5 | 2 | 0.25
Base | System | Constraint | Flex Up | Flexibility | Violation | 1 | 2025-05-14 04:45 | 35.6798 | - | 5 | 4 | 0.25
Base | System | Constraint | Flex Up | Flexibility | Violation | 1 | 2025-05-14 05:15 | 16.0491 | - | 5 | 5 | 0.25
Base | System | Constraint | Flex Up | Flexibility | Violation | 1 | 2025-05-14 05:30 | 158.6742 | - | 5 | 5 | 0.25
Base | System | Constraint | Flex Up | Flexibility | Violation | 1 | 2025-05-14 05:45 | 292.2992 | - | 5 | 5 | 0.25
Base | System | Constraint | Flex Up | Flexibility | Violation | 1 | 2025-05-14 06:00 | 25.1036 | - | 5 | 6 | 0.25
Base | System | Constraint | Flex Up | Flexibility | Violation | 1 | 2025-05-14 06:15 | 167.968 | - | 5 | 6 | 0.25
Base | System | Constraint | Flex Up | Flexibility | Violation | 1 | 2025-05-14 06:30 | 214.8325 | - | 5 | 6 | 0.25
Base | System | Constraint | Flex Up | Flexibility | Violation | 1 | 2025-05-14 06:45 | 228.6969 | - | 5 | 6 | 0.25
Base | System | Constraint | Flex Up | Flexibility | Violation | 1 | 2025-05-14 11:00 | 11.5944 | - | 5 | 11 | 0.25
Base | System | Constraint | Flex Up | Flexibility | Violation | 1 | 2025-05-14 14:00 | 75.8629 | - | 5 | 14 | 0.25
Base | System | Constraint | Flex Up | Flexibility | Violation | 1 | 2025-05-14 14:15 | 30.1133 | - | 5 | 14 | 0.25
Base | System | Constraint | Flex Up | Flexibility | Violation | 1 | 2025-05-14 15:45 | 20.515 | - | 5 | 15 | 0.25
Base | System | Constraint | Flex Up | Flexibility | Violation | 1 | 2025-05-15 03:45 | 6.9227 | - | 5 | 3 | 0.25
Base | System | Constraint | Flex Up | Flexibility | Violation | 1 | 2025-05-15 04:30 | 5.8268 | - | 5 | 4 | 0.25
Base | System | Constraint | Flex Up | Flexibility | Violation | 1 | 2025-05-15 04:45 | 58.9488 | - | 5 | 4 | 0.25
Base | System | Constraint | Flex Up | Flexibility | Violation | 1 | 2025-05-15 05:15 | 12.3988 | - | 5 | 5 | 0.25
Base | System | Constraint | Flex Up | Flexibility | Violation | 1 | 2025-05-15 05:30 | 105.9642 | - | 5 | 5 | 0.25
Base | System | Constraint | Flex Up | Flexibility | Violation | 1 | 2025-05-15 05:45 | 174.2993 | - | 5 | 5 | 0.25
Base | System | Constraint | Flex Up | Flexibility | Violation | 1 | 2025-05-15 06:30 | 77.055 | - | 5 | 6 | 0.25
Base | System | Constraint | Flex Up | Flexibility | Violation | 1 | 2025-05-15 06:45 | 123.0835 | - | 5 | 6 | 0.25
Base | System | Constraint | Flex Up | Flexibility | Violation | 1 | 2025-05-15 15:00 | 36.5165 | - | 5 | 15 | 0.25
Base | System | Constraint | Flex Up | Flexibility | Violation | 1 | 2025-05-15 15:15 | 25.7169 | - | 5 | 15 | 0.25
Base | System | Constraint | Flex Up | Flexibility | Violation | 1 | 2025-05-15 15:30 | 15.9173 | - | 5 | 15 | 0.25
Base | System | Constraint | Flex Up | Flexibility | Violation | 1 | 2025-05-15 15:45 | 14.1177 | - | 5 | 15 | 0.25
Base | System | Constraint | Flex Up | Flexibility | Violation | 1 | 2025-05-15 16:45 | 18.1963 | - | 5 | 16 | 0.25
Base | System | Constraint | Flex Up | Flexibility | Violation | 1 | 2025-05-15 23:00 | 34.0202 | - | 5 | 23 | 0.25
Base | System | Constraint | Flex Up | Flexibility | Violation | 1 | 2025-05-16 04:30 | 24.753 | - | 5 | 4 | 0.25
Base | System | Constraint | Flex Up | Flexibility | Violation | 1 | 2025-05-16 05:30 | 21.92 | - | 5 | 5 | 0.25
Base | System | Constraint | Flex Up | Flexibility | Violation | 1 | 2025-05-16 05:45 | 133.8223 | - | 5 | 5 | 0.25
Base | System | Constraint | Flex Up | Flexibility | Violation | 1 | 2025-05-16 06:45 | 84.392 | - | 5 | 6 | 0.25
Base | System | Constraint | Flex Up | Flexibility | Violation | 1 | 2025-05-17 02:00 | 7.723 | - | 5 | 2 | 0.25
Base | System | Constraint | Flex Up | Flexibility | Violation | 1 | 2025-05-17 02:15 | 4.414 | - | 5 | 2 | 0.25
Base | System | Constraint | Flex Up | Flexibility | Violation | 1 | 2025-05-17 02:30 | 2.105 | - | 5 | 2 | 0.25
Base | System | Constraint | Flex Up | Flexibility | Violation | 1 | 2025-05-17 02:45 | 1.796 | - | 5 | 2 | 0.25
Base | System | Constraint | Flex Up | Flexibility | Violation | 1 | 2025-05-17 05:45 | 2.967 | - | 5 | 5 | 0.25
Base | System | Constraint | Flex Up | Flexibility | Violation | 1 | 2025-05-17 06:45 | 17.7449 | - | 5 | 6 | 0.25
Base | System | Constraint | Flex Up | Flexibility | Violation | 1 | 2025-05-17 17:00 | 0.036893 | - | 5 | 17 | 0.25
Base | System | Constraint | Flex Up | Flexibility | Violation | 1 | 2025-05-18 02:00 | 5.3147 | - | 5 | 2 | 0.25
Base | System | Constraint | Flex Up | Flexibility | Violation | 1 | 2025-05-18 06:30 | 23.9784 | - | 5 | 6 | 0.25
Base | System | Constraint | Flex Up | Flexibility | Violation | 1 | 2025-05-18 06:45 | 114.148 | - | 5 | 6 | 0.25
Base | System | Constraint | Flex Up | Flexibility | Violation | 1 | 2025-05-18 07:15 | 0.30925 | - | 5 | 7 | 0.25
Base | System | Constraint | Flex Up | Flexibility | Violation | 1 | 2025-05-18 07:30 | 54.5895 | - | 5 | 7 | 0.25
Base | System | Constraint | Flex Up | Flexibility | Violation | 1 | 2025-05-18 07:45 | 104.8698 | - | 5 | 7 | 0.25
Base | System | Constraint | Flex Up | Flexibility | Violation | 1 | 2025-05-18 08:45 | 23.6045 | - | 5 | 8 | 0.25
Base | System | Constraint | Flex Up | Flexibility | Violation | 1 | 2025-05-19 04:30 | 26.741 | - | 5 | 4 | 0.25
Base | System | Constraint | Flex Up | Flexibility | Violation | 1 | 2025-05-19 04:45 | 29.3476 | - | 5 | 4 | 0.25
Base | System | Constraint | Flex Up | Flexibility | Violation | 1 | 2025-05-19 05:15 | 78.3722 | - | 5 | 5 | 0.25
Base | System | Constraint | Flex Up | Flexibility | Violation | 1 | 2025-05-19 05:30 | 172.7249 | - | 5 | 5 | 0.25
Base | System | Constraint | Flex Up | Flexibility | Violation | 1 | 2025-05-19 05:45 | 284.0775 | - | 5 | 5 | 0.25
Base | System | Constraint | Flex Up | Flexibility | Violation | 1 | 2025-05-19 06:15 | 116.0749 | - | 5 | 6 | 0.25
Base | System | Constraint | Flex Up | Flexibility | Violation | 1 | 2025-05-19 06:30 | 204.2435 | - | 5 | 6 | 0.25
Base | System | Constraint | Flex Up | Flexibility | Violation | 1 | 2025-05-19 06:45 | 264.4122 | - | 5 | 6 | 0.25
Base | System | Constraint | Flex Up | Flexibility | Violation | 1 | 2025-05-19 07:15 | 8.8598 | - | 5 | 7 | 0.25
Base | System | Constraint | Flex Up | Flexibility | Violation | 1 | 2025-05-19 07:30 | 20.2533 | - | 5 | 7 | 0.25
Base | System | Constraint | Flex Up | Flexibility | Violation | 1 | 2025-05-19 07:45 | 23.6468 | - | 5 | 7 | 0.25
Base | System | Constraint | Flex Up | Flexibility | Violation | 1 | 2025-05-19 08:45 | 2.2629 | - | 5 | 8 | 0.25
Base | System | Constraint | Flex Up | Flexibility | Violation | 1 | 2025-05-19 15:45 | 2.9218 | - | 5 | 15 | 0.25
Base | System | Constraint | Flex Up | Flexibility | Violation | 1 | 2025-05-19 16:45 | 44.03 | - | 5 | 16 | 0.25
Base | System | Constraint | Flex Up | Flexibility | Violation | 1 | 2025-05-20 05:15 | 37.9012 | - | 5 | 5 | 0.25
Base | System | Constraint | Flex Up | Flexibility | Violation | 1 | 2025-05-20 05:30 | 147.3449 | - | 5 | 5 | 0.25
Base | System | Constraint | Flex Up | Flexibility | Violation | 1 | 2025-05-20 05:45 | 283.7885 | - | 5 | 5 | 0.25
Base | System | Constraint | Flex Up | Flexibility | Violation | 1 | 2025-05-20 06:15 | 1.4826 | - | 5 | 6 | 0.25
Base | System | Constraint | Flex Up | Flexibility | Violation | 1 | 2025-05-20 06:30 | 52.9146 | - | 5 | 6 | 0.25
Base | System | Constraint | Flex Up | Flexibility | Violation | 1 | 2025-05-20 06:45 | 93.3466 | - | 5 | 6 | 0.25
Base | System | Constraint | Flex Up | Flexibility | Violation | 1 | 2025-05-21 03:45 | 44.2706 | - | 5 | 3 | 0.25
Base | System | Constraint | Flex Up | Flexibility | Violation | 1 | 2025-05-21 04:30 | 1.004 | - | 5 | 4 | 0.25
Base | System | Constraint | Flex Up | Flexibility | Violation | 1 | 2025-05-21 04:45 | 8.0691 | - | 5 | 4 | 0.25
Base | System | Constraint | Flex Up | Flexibility | Violation | 1 | 2025-05-21 05:45 | 88.4248 | - | 5 | 5 | 0.25
Base | System | Constraint | Flex Up | Flexibility | Violation | 1 | 2025-05-22 01:00 | 6.999 | - | 5 | 1 | 0.25
Base | System | Constraint | Flex Up | Flexibility | Violation | 1 | 2025-05-22 05:30 | 49.4869 | - | 5 | 5 | 0.25
Base | System | Constraint | Flex Up | Flexibility | Violation | 1 | 2025-05-22 05:45 | 170.0426 | - | 5 | 5 | 0.25
Base | System | Constraint | Flex Up | Flexibility | Violation | 1 | 2025-05-22 06:00 | 89.8137 | - | 5 | 6 | 0.25
Base | System | Constraint | Flex Up | Flexibility | Violation | 1 | 2025-05-22 06:15 | 131.6548 | - | 5 | 6 | 0.25
Base | System | Constraint | Flex Up | Flexibility | Violation | 1 | 2025-05-22 06:30 | 139.496 | - | 5 | 6 | 0.25
Base | System | Constraint | Flex Up | Flexibility | Violation | 1 | 2025-05-22 06:45 | 132.3371 | - | 5 | 6 | 0.25
Base | System | Constraint | Flex Up | Flexibility | Violation | 1 | 2025-05-22 07:45 | 20.1632 | - | 5 | 7 | 0.25
Base | System | Constraint | Flex Up | Flexibility | Violation | 1 | 2025-05-22 14:00 | 0.11232 | - | 5 | 14 | 0.25
Base | System | Constraint | Flex Up | Flexibility | Violation | 1 | 2025-05-23 05:30 | 39.4695 | - | 5 | 5 | 0.25
Base | System | Constraint | Flex Up | Flexibility | Violation | 1 | 2025-05-23 05:45 | 118.6165 | - | 5 | 5 | 0.25
Base | System | Constraint | Flex Up | Flexibility | Violation | 1 | 2025-05-23 20:00 | 1.9182 | - | 5 | 20 | 0.25
Base | System | Constraint | Flex Up | Flexibility | Violation | 1 | 2025-05-24 07:45 | 32.3168 | - | 5 | 7 | 0.25
Base | System | Constraint | Flex Up | Flexibility | Violation | 1 | 2025-05-24 09:45 | 1.1687 | - | 5 | 9 | 0.25
Base | System | Constraint | Flex Up | Flexibility | Violation | 1 | 2025-05-25 04:00 | 54.8977 | - | 5 | 4 | 0.25
Base | System | Constraint | Flex Up | Flexibility | Violation | 1 | 2025-05-25 04:15 | 63.2695 | - | 5 | 4 | 0.25
Base | System | Constraint | Flex Up | Flexibility | Violation | 1 | 2025-05-25 04:30 | 11.6414 | - | 5 | 4 | 0.25
Base | System | Constraint | Flex Up | Flexibility | Violation | 1 | 2025-05-26 01:00 | 21.6841 | - | 5 | 1 | 0.25
Base | System | Constraint | Flex Up | Flexibility | Violation | 1 | 2025-05-26 03:00 | 34.4289 | - | 5 | 3 | 0.25
Base | System | Constraint | Flex Up | Flexibility | Violation | 1 | 2025-05-26 03:15 | 20.9504 | - | 5 | 3 | 0.25
Base | System | Constraint | Flex Up | Flexibility | Violation | 1 | 2025-05-26 03:30 | 11.4719 | - | 5 | 3 | 0.25
Base | System | Constraint | Flex Up | Flexibility | Violation | 1 | 2025-05-26 03:45 | 4.9934 | - | 5 | 3 | 0.25
Base | System | Constraint | Flex Up | Flexibility | Violation | 1 | 2025-05-26 05:45 | 35.9176 | - | 5 | 5 | 0.25
Base | System | Constraint | Flex Up | Flexibility | Violation | 1 | 2025-05-26 06:30 | 33.5142 | - | 5 | 6 | 0.25
Base | System | Constraint | Flex Up | Flexibility | Violation | 1 | 2025-05-26 06:45 | 104.6565 | - | 5 | 6 | 0.25
Base | System | Constraint | Flex Up | Flexibility | Violation | 1 | 2025-05-26 07:00 | 13.637 | - | 5 | 7 | 0.25
Base | System | Constraint | Flex Up | Flexibility | Violation | 1 | 2025-05-26 07:15 | 51.3869 | - | 5 | 7 | 0.25
Base | System | Constraint | Flex Up | Flexibility | Violation | 1 | 2025-05-26 07:30 | 87.1368 | - | 5 | 7 | 0.25
Base | System | Constraint | Flex Up | Flexibility | Violation | 1 | 2025-05-26 07:45 | 118.8867 | - | 5 | 7 | 0.25
Base | System | Constraint | Flex Up | Flexibility | Violation | 1 | 2025-05-26 08:45 | 24.5176 | - | 5 | 8 | 0.25
Base | System | Constraint | Flex Up | Flexibility | Violation | 1 | 2025-05-26 16:30 | 27.0423 | - | 5 | 16 | 0.25
Base | System | Constraint | Flex Up | Flexibility | Violation | 1 | 2025-05-26 16:45 | 53.0246 | - | 5 | 16 | 0.25
Base | System | Constraint | Flex Up | Flexibility | Violation | 1 | 2025-05-27 03:30 | 2.9251 | - | 5 | 3 | 0.25
Base | System | Constraint | Flex Up | Flexibility | Violation | 1 | 2025-05-27 05:30 | 17.4823 | - | 5 | 5 | 0.25
Base | System | Constraint | Flex Up | Flexibility | Violation | 1 | 2025-05-27 05:45 | 76.8228 | - | 5 | 5 | 0.25
Base | System | Constraint | Flex Up | Flexibility | Violation | 1 | 2025-05-27 06:45 | 32.1024 | - | 5 | 6 | 0.25
Base | System | Constraint | Flex Up | Flexibility | Violation | 1 | 2025-05-27 11:00 | 54.8654 | - | 5 | 11 | 0.25
Base | System | Constraint | Flex Up | Flexibility | Violation | 1 | 2025-05-27 13:00 | 52.2395 | - | 5 | 13 | 0.25
Base | System | Constraint | Flex Up | Flexibility | Violation | 1 | 2025-05-27 19:00 | 26.5394 | - | 5 | 19 | 0.25
Base | System | Constraint | Flex Up | Flexibility | Violation | 1 | 2025-05-28 | 29.4955 | - | 5 | 0 | 0.25
Base | System | Constraint | Flex Up | Flexibility | Violation | 1 | 2025-05-28 04:45 | 16.9306 | - | 5 | 4 | 0.25
Base | System | Constraint | Flex Up | Flexibility | Violation | 1 | 2025-05-28 05:30 | 31.502 | - | 5 | 5 | 0.25
Base | System | Constraint | Flex Up | Flexibility | Violation | 1 | 2025-05-28 05:45 | 106.0527 | - | 5 | 5 | 0.25
Base | System | Constraint | Flex Up | Flexibility | Violation | 1 | 2025-05-28 06:45 | 64.6498 | - | 5 | 6 | 0.25
Base | System | Constraint | Flex Up | Flexibility | Violation | 1 | 2025-05-28 16:30 | 2.9076 | - | 5 | 16 | 0.25
Base | System | Constraint | Flex Up | Flexibility | Violation | 1 | 2025-05-28 19:00 | 16.2896 | - | 5 | 19 | 0.25
Base | System | Constraint | Flex Up | Flexibility | Violation | 1 | 2025-05-28 20:00 | 21.1217 | - | 5 | 20 | 0.25
Base | System | Constraint | Flex Up | Flexibility | Violation | 1 | 2025-05-29 02:00 | 46.2068 | - | 5 | 2 | 0.25
Base | System | Constraint | Flex Up | Flexibility | Violation | 1 | 2025-05-29 02:15 | 48.4249 | - | 5 | 2 | 0.25
Base | System | Constraint | Flex Up | Flexibility | Violation | 1 | 2025-05-29 02:30 | 39.6431 | - | 5 | 2 | 0.25
Base | System | Constraint | Flex Up | Flexibility | Violation | 1 | 2025-05-29 02:45 | 46.8613 | - | 5 | 2 | 0.25
Base | System | Constraint | Flex Up | Flexibility | Violation | 1 | 2025-05-29 03:00 | 27.0098 | - | 5 | 3 | 0.25
Base | System | Constraint | Flex Up | Flexibility | Violation | 1 | 2025-05-29 03:15 | 28.2095 | - | 5 | 3 | 0.25
Base | System | Constraint | Flex Up | Flexibility | Violation | 1 | 2025-05-29 05:45 | 76.8718 | - | 5 | 5 | 0.25
Base | System | Constraint | Flex Up | Flexibility | Violation | 1 | 2025-05-29 07:45 | 11.1974 | - | 5 | 7 | 0.25
Base | System | Constraint | Flex Up | Flexibility | Violation | 1 | 2025-05-29 16:45 | 25.1852 | - | 5 | 16 | 0.25
Base | System | Constraint | Flex Up | Flexibility | Violation | 1 | 2025-05-29 17:00 | 51.9532 | - | 5 | 17 | 0.25
Base | System | Constraint | Flex Up | Flexibility | Violation | 1 | 2025-05-29 17:15 | 1.4513 | - | 5 | 17 | 0.25
Base | System | Constraint | Flex Up | Flexibility | Violation | 1 | 2025-05-29 17:30 | 45.4493 | - | 5 | 17 | 0.25
Base | System | Constraint | Flex Up | Flexibility | Violation | 1 | 2025-05-29 17:45 | 75.4473 | - | 5 | 17 | 0.25
Base | System | Constraint | Flex Up | Flexibility | Violation | 1 | 2025-05-29 18:30 | 4.6874 | - | 5 | 18 | 0.25
Base | System | Constraint | Flex Up | Flexibility | Violation | 1 | 2025-05-29 18:45 | 58.0631 | - | 5 | 18 | 0.25
Base | System | Constraint | Flex Up | Flexibility | Violation | 1 | 2025-05-30 01:00 | 3.2133 | - | 5 | 1 | 0.25
Base | System | Constraint | Flex Up | Flexibility | Violation | 1 | 2025-05-30 02:00 | 34.8145 | - | 5 | 2 | 0.25
Base | System | Constraint | Flex Up | Flexibility | Violation | 1 | 2025-05-30 02:15 | 7.8723 | - | 5 | 2 | 0.25
Base | System | Constraint | Flex Up | Flexibility | Violation | 1 | 2025-05-30 02:30 | 4.746 | - | 5 | 2 | 0.25
Base | System | Constraint | Flex Up | Flexibility | Violation | 1 | 2025-05-30 03:00 | 0.097569 | - | 5 | 3 | 0.25
Base | System | Constraint | Flex Up | Flexibility | Violation | 1 | 2025-05-30 03:15 | 11.3622 | - | 5 | 3 | 0.25
Base | System | Constraint | Flex Up | Flexibility | Violation | 1 | 2025-05-30 03:30 | 17.4688 | - | 5 | 3 | 0.25
Base | System | Constraint | Flex Up | Flexibility | Violation | 1 | 2025-05-30 05:15 | 59.2918 | - | 5 | 5 | 0.25
Base | System | Constraint | Flex Up | Flexibility | Violation | 1 | 2025-05-30 05:30 | 176.797 | - | 5 | 5 | 0.25
Base | System | Constraint | Flex Up | Flexibility | Violation | 1 | 2025-05-30 05:45 | 289.9861 | - | 5 | 5 | 0.25
Base | System | Constraint | Flex Up | Flexibility | Violation | 1 | 2025-05-30 06:15 | 65.2075 | - | 5 | 6 | 0.25
Base | System | Constraint | Flex Up | Flexibility | Violation | 1 | 2025-05-30 06:30 | 195.1252 | - | 5 | 6 | 0.25
Base | System | Constraint | Flex Up | Flexibility | Violation | 1 | 2025-05-30 06:45 | 289.9861 | - | 5 | 6 | 0.25
Base | System | Constraint | Flex Up | Flexibility | Violation | 1 | 2025-05-30 07:00 | 67.9047 | - | 5 | 7 | 0.25
Base | System | Constraint | Flex Up | Flexibility | Violation | 1 | 2025-05-30 07:15 | 69.7859 | - | 5 | 7 | 0.25
Base | System | Constraint | Flex Up | Flexibility | Violation | 1 | 2025-05-30 07:30 | 61.6672 | - | 5 | 7 | 0.25
Base | System | Constraint | Flex Up | Flexibility | Violation | 1 | 2025-05-30 07:45 | 61.5484 | - | 5 | 7 | 0.25
Base | System | Constraint | Flex Up | Flexibility | Violation | 1 | 2025-05-30 16:00 | 94.175 | - | 5 | 16 | 0.25
Base | System | Constraint | Flex Up | Flexibility | Violation | 1 | 2025-05-30 16:15 | 26.9017 | - | 5 | 16 | 0.25
Base | System | Constraint | Flex Up | Flexibility | Violation | 1 | 2025-05-30 20:15 | 18.3002 | - | 5 | 20 | 0.25
Base | System | Constraint | Flex Up | Flexibility | Violation | 1 | 2025-05-30 20:30 | 4.4766 | - | 5 | 20 | 0.25
Base | System | Constraint | Flex Up | Flexibility | Violation | 1 | 2025-05-30 22:00 | 2.4848 | - | 5 | 22 | 0.25
Base | System | Constraint | Flex Up | Flexibility | Violation | 1 | 2025-05-31 05:45 | 9.461 | - | 5 | 5 | 0.25
Base | System | Constraint | Flex Up | Flexibility | Violation | 1 | 2025-05-31 06:45 | 10.6474 | - | 5 | 6 | 0.25
Base | System | Constraint | Flex Up | Flexibility | Violation | 1 | 2025-05-31 07:30 | 6.0998 | - | 5 | 7 | 0.25
Base | System | Constraint | Flex Up | Flexibility | Violation | 1 | 2025-05-31 07:45 | 19.2003 | - | 5 | 7 | 0.25
Base | System | Constraint | Flex Up | Flexibility | Violation | 1 | 2025-05-31 17:45 | 23.4739 | - | 5 | 17 | 0.25
Base | System | Constraint | Flex Up | Flexibility | Violation | 1 | 2025-05-31 18:00 | 14.7789 | - | 5 | 18 | 0.25
Base | System | Constraint | Flex Up | Flexibility | Violation | 1 | 2025-06-01 01:00 | 30.0984 | - | 6 | 1 | 0.25
Base | System | Constraint | Flex Up | Flexibility | Violation | 1 | 2025-06-01 15:00 | 117.3518 | - | 6 | 15 | 0.25
Base | System | Constraint | Flex Up | Flexibility | Violation | 1 | 2025-06-01 15:15 | 18.6454 | - | 6 | 15 | 0.25
Base | System | Constraint | Flex Up | Flexibility | Violation | 1 | 2025-06-01 16:00 | 4.1696 | - | 6 | 16 | 0.25
Base | System | Constraint | Flex Up | Flexibility | Violation | 1 | 2025-06-01 19:00 | 4.1668 | - | 6 | 19 | 0.25
Base | System | Constraint | Flex Up | Flexibility | Violation | 1 | 2025-06-02 05:30 | 30.6218 | - | 6 | 5 | 0.25
Base | System | Constraint | Flex Up | Flexibility | Violation | 1 | 2025-06-02 05:45 | 68.0954 | - | 6 | 5 | 0.25
Base | System | Constraint | Flex Up | Flexibility | Violation | 1 | 2025-06-03 04:45 | 4.6587 | - | 6 | 4 | 0.25
Base | System | Constraint | Flex Up | Flexibility | Violation | 1 | 2025-06-03 05:45 | 87.3521 | - | 6 | 5 | 0.25
Base | System | Constraint | Flex Up | Flexibility | Violation | 1 | 2025-06-04 05:15 | 0.28903 | - | 6 | 5 | 0.25
Base | System | Constraint | Flex Up | Flexibility | Violation | 1 | 2025-06-04 05:45 | 58.0277 | - | 6 | 5 | 0.25
Base | System | Constraint | Flex Up | Flexibility | Violation | 1 | 2025-06-04 17:00 | 84.5785 | - | 6 | 17 | 0.25
Base | System | Constraint | Flex Up | Flexibility | Violation | 1 | 2025-06-04 17:15 | 3.7627 | - | 6 | 17 | 0.25
Base | System | Constraint | Flex Up | Flexibility | Violation | 1 | 2025-06-04 17:30 | 0.44686 | - | 6 | 17 | 0.25
Base | System | Constraint | Flex Up | Flexibility | Violation | 1 | 2025-06-05 05:45 | 15.2566 | - | 6 | 5 | 0.25
Base | System | Constraint | Flex Up | Flexibility | Violation | 1 | 2025-06-06 05:45 | 7.4703 | - | 6 | 5 | 0.25
Base | System | Constraint | Flex Up | Flexibility | Violation | 1 | 2025-06-07 02:00 | 1.0154 | - | 6 | 2 | 0.25
Base | System | Constraint | Flex Up | Flexibility | Violation | 1 | 2025-06-07 05:00 | 30.2144 | - | 6 | 5 | 0.25
Base | System | Constraint | Flex Up | Flexibility | Violation | 1 | 2025-06-07 06:45 | 38.6729 | - | 6 | 6 | 0.25
Base | System | Constraint | Flex Up | Flexibility | Violation | 1 | 2025-06-07 17:00 | 47.513 | - | 6 | 17 | 0.25
Base | System | Constraint | Flex Up | Flexibility | Violation | 1 | 2025-06-07 17:15 | 16.769 | - | 6 | 17 | 0.25
Base | System | Constraint | Flex Up | Flexibility | Violation | 1 | 2025-06-07 20:00 | 16.1453 | - | 6 | 20 | 0.25
Base | System | Constraint | Flex Up | Flexibility | Violation | 1 | 2025-06-07 20:15 | 23.1474 | - | 6 | 20 | 0.25
Base | System | Constraint | Flex Up | Flexibility | Violation | 1 | 2025-06-07 20:30 | 28.1494 | - | 6 | 20 | 0.25
Base | System | Constraint | Flex Up | Flexibility | Violation | 1 | 2025-06-07 20:45 | 12.1515 | - | 6 | 20 | 0.25
Base | System | Constraint | Flex Up | Flexibility | Violation | 1 | 2025-06-08 | 23.2028 | - | 6 | 0 | 0.25
Base | System | Constraint | Flex Up | Flexibility | Violation | 1 | 2025-06-10 05:30 | 2.2896 | - | 6 | 5 | 0.25
Base | System | Constraint | Flex Up | Flexibility | Violation | 1 | 2025-06-10 05:45 | 98.0661 | - | 6 | 5 | 0.25
Base | System | Constraint | Flex Up | Flexibility | Violation | 1 | 2025-06-10 15:45 | 3.0948 | - | 6 | 15 | 0.25
Base | System | Constraint | Flex Up | Flexibility | Violation | 1 | 2025-06-10 16:00 | 42.2034 | - | 6 | 16 | 0.25
Base | System | Constraint | Flex Up | Flexibility | Violation | 1 | 2025-06-10 16:15 | 23.6564 | - | 6 | 16 | 0.25
Base | System | Constraint | Flex Up | Flexibility | Violation | 1 | 2025-06-11 04:45 | 1.8282 | - | 6 | 4 | 0.25
Base | System | Constraint | Flex Up | Flexibility | Violation | 1 | 2025-06-11 05:45 | 99.2049 | - | 6 | 5 | 0.25
Base | System | Constraint | Flex Up | Flexibility | Violation | 1 | 2025-06-11 17:00 | 1.547 | - | 6 | 17 | 0.25
Base | System | Constraint | Flex Up | Flexibility | Violation | 1 | 2025-06-12 05:45 | 65.7561 | - | 6 | 5 | 0.25
Base | System | Constraint | Flex Up | Flexibility | Violation | 1 | 2025-06-12 15:00 | 13.7493 | - | 6 | 15 | 0.25
Base | System | Constraint | Flex Up | Flexibility | Violation | 1 | 2025-06-12 15:15 | 0.19246 | - | 6 | 15 | 0.25
Base | System | Constraint | Flex Up | Flexibility | Violation | 1 | 2025-06-12 17:00 | 15.0406 | - | 6 | 17 | 0.25
Base | System | Constraint | Flex Up | Flexibility | Violation | 1 | 2025-06-12 22:00 | 31.9515 | - | 6 | 22 | 0.25
Base | System | Constraint | Flex Up | Flexibility | Violation | 1 | 2025-06-13 | 2.1919 | - | 6 | 0 | 0.25
Base | System | Constraint | Flex Up | Flexibility | Violation | 1 | 2025-06-13 00:15 | 2.1919 | - | 6 | 0 | 0.25
Base | System | Constraint | Flex Up | Flexibility | Violation | 1 | 2025-06-13 05:45 | 22.9998 | - | 6 | 5 | 0.25
Base | System | Constraint | Flex Up | Flexibility | Violation | 1 | 2025-06-13 09:00 | 77.9654 | - | 6 | 9 | 0.25
Base | System | Constraint | Flex Up | Flexibility | Violation | 1 | 2025-06-13 16:00 | 18.0369 | - | 6 | 16 | 0.25
Base | System | Constraint | Flex Up | Flexibility | Violation | 1 | 2025-06-13 18:00 | 29.2109 | - | 6 | 18 | 0.25
Base | System | Constraint | Flex Up | Flexibility | Violation | 1 | 2025-06-14 07:45 | 28.058 | - | 6 | 7 | 0.25
Base | System | Constraint | Flex Up | Flexibility | Violation | 1 | 2025-06-14 16:00 | 20.6561 | - | 6 | 16 | 0.25
Base | System | Constraint | Flex Up | Flexibility | Violation | 1 | 2025-06-14 16:15 | 1.1321 | - | 6 | 16 | 0.25
Base | System | Constraint | Flex Up | Flexibility | Violation | 1 | 2025-06-15 05:45 | 18.5025 | - | 6 | 5 | 0.25
Base | System | Constraint | Flex Up | Flexibility | Violation | 1 | 2025-06-16 05:45 | 55.7046 | - | 6 | 5 | 0.25
Base | System | Constraint | Flex Up | Flexibility | Violation | 1 | 2025-06-16 06:45 | 69.3459 | - | 6 | 6 | 0.25
Base | System | Constraint | Flex Up | Flexibility | Violation | 1 | 2025-06-16 08:00 | 22.2847 | - | 6 | 8 | 0.25
Base | System | Constraint | Flex Up | Flexibility | Violation | 1 | 2025-06-16 18:00 | 51.2446 | - | 6 | 18 | 0.25
Base | System | Constraint | Flex Up | Flexibility | Violation | 1 | 2025-06-16 18:30 | 14.3792 | - | 6 | 18 | 0.25
Base | System | Constraint | Flex Up | Flexibility | Violation | 1 | 2025-06-17 06:45 | 31.389 | - | 6 | 6 | 0.25
Base | System | Constraint | Flex Up | Flexibility | Violation | 1 | 2025-06-17 08:00 | 28.0179 | - | 6 | 8 | 0.25
Base | System | Constraint | Flex Up | Flexibility | Violation | 1 | 2025-06-18 05:45 | 25.2194 | - | 6 | 5 | 0.25
Base | System | Constraint | Flex Up | Flexibility | Violation | 1 | 2025-06-18 14:00 | 23.4691 | - | 6 | 14 | 0.25
Base | System | Constraint | Flex Up | Flexibility | Violation | 1 | 2025-06-20 05:45 | 13.5582 | - | 6 | 5 | 0.25
Base | System | Constraint | Flex Up | Flexibility | Violation | 1 | 2025-06-20 17:00 | 50.8237 | - | 6 | 17 | 0.25
Base | System | Constraint | Flex Up | Flexibility | Violation | 1 | 2025-06-20 17:15 | 26.9724 | - | 6 | 17 | 0.25
Base | System | Constraint | Flex Up | Flexibility | Violation | 1 | 2025-06-20 17:30 | 5.121 | - | 6 | 17 | 0.25
Base | System | Constraint | Flex Up | Flexibility | Violation | 1 | 2025-06-21 05:45 | 0.050792 | - | 6 | 5 | 0.25
Base | System | Constraint | Flex Up | Flexibility | Violation | 1 | 2025-06-21 06:30 | 23.1364 | - | 6 | 6 | 0.25
Base | System | Constraint | Flex Up | Flexibility | Violation | 1 | 2025-06-21 06:45 | 89.845 | - | 6 | 6 | 0.25
Base | System | Constraint | Flex Up | Flexibility | Violation | 1 | 2025-06-22 15:00 | 0.40394 | - | 6 | 15 | 0.25
Base | System | Constraint | Flex Up | Flexibility | Violation | 1 | 2025-06-22 20:00 | 13.8072 | - | 6 | 20 | 0.25
Base | System | Constraint | Flex Up | Flexibility | Violation | 1 | 2025-06-22 20:30 | 3.0383 | - | 6 | 20 | 0.25
Base | System | Constraint | Flex Up | Flexibility | Violation | 1 | 2025-06-23 05:15 | 15.9769 | - | 6 | 5 | 0.25
Base | System | Constraint | Flex Up | Flexibility | Violation | 1 | 2025-06-23 05:45 | 13.3033 | - | 6 | 5 | 0.25
Base | System | Constraint | Flex Up | Flexibility | Violation | 1 | 2025-06-24 04:45 | 3.9686 | - | 6 | 4 | 0.25
Base | System | Constraint | Flex Up | Flexibility | Violation | 1 | 2025-06-24 05:45 | 14.6223 | - | 6 | 5 | 0.25
Base | System | Constraint | Flex Up | Flexibility | Violation | 1 | 2025-06-24 08:00 | 35.3554 | - | 6 | 8 | 0.25
Base | System | Constraint | Flex Up | Flexibility | Violation | 1 | 2025-06-24 09:45 | 2.044 | - | 6 | 9 | 0.25
Base | System | Constraint | Flex Up | Flexibility | Violation | 1 | 2025-06-25 04:45 | 26.3217 | - | 6 | 4 | 0.25
Base | System | Constraint | Flex Up | Flexibility | Violation | 1 | 2025-06-25 05:15 | 4.7862 | - | 6 | 5 | 0.25
Base | System | Constraint | Flex Up | Flexibility | Violation | 1 | 2025-06-25 05:30 | 39.2314 | - | 6 | 5 | 0.25
Base | System | Constraint | Flex Up | Flexibility | Violation | 1 | 2025-06-25 05:45 | 68.6766 | - | 6 | 5 | 0.25
Base | System | Constraint | Flex Up | Flexibility | Violation | 1 | 2025-06-25 07:00 | 23.6404 | - | 6 | 7 | 0.25
Base | System | Constraint | Flex Up | Flexibility | Violation | 1 | 2025-06-25 08:30 | 4.6095 | - | 6 | 8 | 0.25
Base | System | Constraint | Flex Up | Flexibility | Violation | 1 | 2025-06-25 10:00 | 6.9001 | - | 6 | 10 | 0.25
Base | System | Constraint | Flex Up | Flexibility | Violation | 1 | 2025-06-25 10:30 | 2.8654 | - | 6 | 10 | 0.25
Base | System | Constraint | Flex Up | Flexibility | Violation | 1 | 2025-06-25 12:00 | 17.7356 | - | 6 | 12 | 0.25
Base | System | Constraint | Flex Up | Flexibility | Violation | 1 | 2025-06-25 12:15 | 15.9054 | - | 6 | 12 | 0.25
Base | System | Constraint | Flex Up | Flexibility | Violation | 1 | 2025-06-25 12:30 | 12.0751 | - | 6 | 12 | 0.25
Base | System | Constraint | Flex Up | Flexibility | Violation | 1 | 2025-06-25 12:45 | 2.2449 | - | 6 | 12 | 0.25
Base | System | Constraint | Flex Up | Flexibility | Violation | 1 | 2025-06-25 13:00 | 12.963 | - | 6 | 13 | 0.25
Base | System | Constraint | Flex Up | Flexibility | Violation | 1 | 2025-06-25 13:30 | 7.8266 | - | 6 | 13 | 0.25
Base | System | Constraint | Flex Up | Flexibility | Violation | 1 | 2025-06-25 14:00 | 4.8953 | - | 6 | 14 | 0.25
Base | System | Constraint | Flex Up | Flexibility | Violation | 1 | 2025-06-26 05:45 | 22.2973 | - | 6 | 5 | 0.25
Base | System | Constraint | Flex Up | Flexibility | Violation | 1 | 2025-06-27 04:00 | 8.4487 | - | 6 | 4 | 0.25
Base | System | Constraint | Flex Up | Flexibility | Violation | 1 | 2025-06-27 05:45 | 31.5749 | - | 6 | 5 | 0.25
Base | System | Constraint | Flex Up | Flexibility | Violation | 1 | 2025-06-27 06:00 | 4.3219 | - | 6 | 6 | 0.25
Base | System | Constraint | Flex Up | Flexibility | Violation | 1 | 2025-06-27 19:00 | 0.21992 | - | 6 | 19 | 0.25
Base | System | Constraint | Flex Up | Flexibility | Violation | 1 | 2025-06-28 12:00 | 0.84274 | - | 6 | 12 | 0.25
Base | System | Constraint | Flex Up | Flexibility | Violation | 1 | 2025-06-28 22:00 | 23.7264 | - | 6 | 22 | 0.25
Base | System | Constraint | Flex Up | Flexibility | Violation | 1 | 2025-06-29 07:45 | 23.9135 | - | 6 | 7 | 0.25
Base | System | Constraint | Flex Up | Flexibility | Violation | 1 | 2025-06-30 05:30 | 1.3969 | - | 6 | 5 | 0.25
Base | System | Constraint | Flex Up | Flexibility | Violation | 1 | 2025-06-30 05:45 | 23.6715 | - | 6 | 5 | 0.25
Base | System | Constraint | Flex Up | Flexibility | Violation | 1 | 2025-06-30 17:00 | 22.1327 | - | 6 | 17 | 0.25
Base | System | Constraint | Flex Up | Flexibility | Violation | 1 | 2025-07-01 06:45 | 14.5887 | - | 7 | 6 | 0.25
Base | System | Constraint | Flex Up | Flexibility | Violation | 1 | 2025-07-01 07:00 | 16.6306 | - | 7 | 7 | 0.25
Base | System | Constraint | Flex Up | Flexibility | Violation | 1 | 2025-07-01 07:15 | 20.0626 | - | 7 | 7 | 0.25
Base | System | Constraint | Flex Up | Flexibility | Violation | 1 | 2025-07-01 16:00 | 39.5853 | - | 7 | 16 | 0.25
Base | System | Constraint | Flex Up | Flexibility | Violation | 1 | 2025-07-01 16:15 | 1.2025 | - | 7 | 16 | 0.25
Base | System | Constraint | Flex Up | Flexibility | Violation | 1 | 2025-07-02 03:45 | 47.7935 | - | 7 | 3 | 0.25
Base | System | Constraint | Flex Up | Flexibility | Violation | 1 | 2025-07-02 04:30 | 45.0592 | - | 7 | 4 | 0.25
Base | System | Constraint | Flex Up | Flexibility | Violation | 1 | 2025-07-02 04:45 | 16.2142 | - | 7 | 4 | 0.25
Base | System | Constraint | Flex Up | Flexibility | Violation | 1 | 2025-07-02 06:00 | 30.1474 | - | 7 | 6 | 0.25
Base | System | Constraint | Flex Up | Flexibility | Violation | 1 | 2025-07-02 06:15 | 73.8623 | - | 7 | 6 | 0.25
Base | System | Constraint | Flex Up | Flexibility | Violation | 1 | 2025-07-02 06:30 | 49.0772 | - | 7 | 6 | 0.25
Base | System | Constraint | Flex Up | Flexibility | Violation | 1 | 2025-07-02 06:45 | 105.292 | - | 7 | 6 | 0.25
Base | System | Constraint | Flex Up | Flexibility | Violation | 1 | 2025-07-02 18:00 | 4.4178 | - | 7 | 18 | 0.25
Base | System | Constraint | Flex Up | Flexibility | Violation | 1 | 2025-07-02 23:00 | 2.7801 | - | 7 | 23 | 0.25
Base | System | Constraint | Flex Up | Flexibility | Violation | 1 | 2025-07-02 23:15 | 1.8751 | - | 7 | 23 | 0.25
Base | System | Constraint | Flex Up | Flexibility | Violation | 1 | 2025-07-03 03:00 | 27.836 | - | 7 | 3 | 0.25
Base | System | Constraint | Flex Up | Flexibility | Violation | 1 | 2025-07-04 05:15 | 27.3468 | - | 7 | 5 | 0.25
Base | System | Constraint | Flex Up | Flexibility | Violation | 1 | 2025-07-04 05:45 | 14.0301 | - | 7 | 5 | 0.25
Base | System | Constraint | Flex Up | Flexibility | Violation | 1 | 2025-07-04 06:45 | 10.5143 | - | 7 | 6 | 0.25
Base | System | Constraint | Flex Up | Flexibility | Violation | 1 | 2025-07-04 19:00 | 63.8537 | - | 7 | 19 | 0.25
Base | System | Constraint | Flex Up | Flexibility | Violation | 1 | 2025-07-05 06:30 | 2.396 | - | 7 | 6 | 0.25
Base | System | Constraint | Flex Up | Flexibility | Violation | 1 | 2025-07-05 07:30 | 13.2686 | - | 7 | 7 | 0.25
Base | System | Constraint | Flex Up | Flexibility | Violation | 1 | 2025-07-05 07:45 | 45.2707 | - | 7 | 7 | 0.25
Base | System | Constraint | Flex Up | Flexibility | Violation | 1 | 2025-07-05 08:45 | 4.4364 | - | 7 | 8 | 0.25
Base | System | Constraint | Flex Up | Flexibility | Violation | 1 | 2025-07-05 15:00 | 5.5301 | - | 7 | 15 | 0.25
Base | System | Constraint | Flex Up | Flexibility | Violation | 1 | 2025-07-05 15:15 | 0.88969 | - | 7 | 15 | 0.25
Base | System | Constraint | Flex Up | Flexibility | Violation | 1 | 2025-07-06 07:15 | 0.37822 | - | 7 | 7 | 0.25
Base | System | Constraint | Flex Up | Flexibility | Violation | 1 | 2025-07-06 07:45 | 15.6487 | - | 7 | 7 | 0.25
Base | System | Constraint | Flex Up | Flexibility | Violation | 1 | 2025-07-06 08:30 | 7.3778 | - | 7 | 8 | 0.25
Base | System | Constraint | Flex Up | Flexibility | Violation | 1 | 2025-07-06 09:15 | 10.0493 | - | 7 | 9 | 0.25
Base | System | Constraint | Flex Up | Flexibility | Violation | 1 | 2025-07-06 09:30 | 11.0053 | - | 7 | 9 | 0.25
Base | System | Constraint | Flex Up | Flexibility | Violation | 1 | 2025-07-06 10:45 | 6.0741 | - | 7 | 10 | 0.25
Base | System | Constraint | Flex Up | Flexibility | Violation | 1 | 2025-07-06 17:15 | 4.8591 | - | 7 | 17 | 0.25
Base | System | Constraint | Flex Up | Flexibility | Violation | 1 | 2025-07-06 17:45 | 3.3316 | - | 7 | 17 | 0.25
Base | System | Constraint | Flex Up | Flexibility | Violation | 1 | 2025-07-06 20:00 | 9.6039 | - | 7 | 20 | 0.25
Base | System | Constraint | Flex Up | Flexibility | Violation | 1 | 2025-07-07 06:30 | 17.2505 | - | 7 | 6 | 0.25
Base | System | Constraint | Flex Up | Flexibility | Violation | 1 | 2025-07-07 06:45 | 68.9849 | - | 7 | 6 | 0.25
Base | System | Constraint | Flex Up | Flexibility | Violation | 1 | 2025-07-07 07:30 | 12.3487 | - | 7 | 7 | 0.25
Base | System | Constraint | Flex Up | Flexibility | Violation | 1 | 2025-07-07 07:45 | 16.4167 | - | 7 | 7 | 0.25
Base | System | Constraint | Flex Up | Flexibility | Violation | 1 | 2025-07-07 18:00 | 29.0481 | - | 7 | 18 | 0.25
Base | System | Constraint | Flex Up | Flexibility | Violation | 1 | 2025-07-08 05:30 | 34.0352 | - | 7 | 5 | 0.25
Base | System | Constraint | Flex Up | Flexibility | Violation | 1 | 2025-07-08 05:45 | 9.988 | - | 7 | 5 | 0.25
Base | System | Constraint | Flex Up | Flexibility | Violation | 1 | 2025-07-08 06:45 | 85.8501 | - | 7 | 6 | 0.25
Base | System | Constraint | Flex Up | Flexibility | Violation | 1 | 2025-07-08 19:00 | 40.1528 | - | 7 | 19 | 0.25
Base | System | Constraint | Flex Up | Flexibility | Violation | 1 | 2025-07-09 06:45 | 50.8379 | - | 7 | 6 | 0.25
Base | System | Constraint | Flex Up | Flexibility | Violation | 1 | 2025-07-09 17:00 | 94.8593 | - | 7 | 17 | 0.25
Base | System | Constraint | Flex Up | Flexibility | Violation | 1 | 2025-07-10 07:15 | 30.8201 | - | 7 | 7 | 0.25
Base | System | Constraint | Flex Up | Flexibility | Violation | 1 | 2025-07-10 07:45 | 18.4926 | - | 7 | 7 | 0.25
Base | System | Constraint | Flex Up | Flexibility | Violation | 1 | 2025-07-11 06:00 | 4.3836 | - | 7 | 6 | 0.25
Base | System | Constraint | Flex Up | Flexibility | Violation | 1 | 2025-07-11 06:30 | 14.9741 | - | 7 | 6 | 0.25
Base | System | Constraint | Flex Up | Flexibility | Violation | 1 | 2025-07-12 04:45 | 13.2258 | - | 7 | 4 | 0.25
Base | System | Constraint | Flex Up | Flexibility | Violation | 1 | 2025-07-12 05:15 | 27.8787 | - | 7 | 5 | 0.25
Base | System | Constraint | Flex Up | Flexibility | Violation | 1 | 2025-07-12 06:15 | 2.8959 | - | 7 | 6 | 0.25
Base | System | Constraint | Flex Up | Flexibility | Violation | 1 | 2025-07-12 06:45 | 23.5529 | - | 7 | 6 | 0.25
Base | System | Constraint | Flex Up | Flexibility | Violation | 1 | 2025-07-12 07:15 | 25.7046 | - | 7 | 7 | 0.25
Base | System | Constraint | Flex Up | Flexibility | Violation | 1 | 2025-07-12 07:30 | 1.3505 | - | 7 | 7 | 0.25
Base | System | Constraint | Flex Up | Flexibility | Violation | 1 | 2025-07-12 07:45 | 62.9964 | - | 7 | 7 | 0.25
Base | System | Constraint | Flex Up | Flexibility | Violation | 1 | 2025-07-12 10:45 | 12.5991 | - | 7 | 10 | 0.25
Base | System | Constraint | Flex Up | Flexibility | Violation | 1 | 2025-07-12 11:00 | 1.3079 | - | 7 | 11 | 0.25
Base | System | Constraint | Flex Up | Flexibility | Violation | 1 | 2025-07-12 15:30 | 9.161 | - | 7 | 15 | 0.25
Base | System | Constraint | Flex Up | Flexibility | Violation | 1 | 2025-07-12 16:00 | 18.5443 | - | 7 | 16 | 0.25
Base | System | Constraint | Flex Up | Flexibility | Violation | 1 | 2025-07-12 16:15 | 8.8019 | - | 7 | 16 | 0.25
Base | System | Constraint | Flex Up | Flexibility | Violation | 1 | 2025-07-12 16:30 | 10.1032 | - | 7 | 16 | 0.25
Base | System | Constraint | Flex Up | Flexibility | Violation | 1 | 2025-07-12 16:45 | 22.3169 | - | 7 | 16 | 0.25
Base | System | Constraint | Flex Up | Flexibility | Violation | 1 | 2025-07-12 18:00 | 4.8044 | - | 7 | 18 | 0.25
Base | System | Constraint | Flex Up | Flexibility | Violation | 1 | 2025-07-13 16:30 | 8.1861 | - | 7 | 16 | 0.25
Base | System | Constraint | Flex Up | Flexibility | Violation | 1 | 2025-07-13 16:45 | 21.1434 | - | 7 | 16 | 0.25
Base | System | Constraint | Flex Up | Flexibility | Violation | 1 | 2025-07-14 18:00 | 129.9041 | - | 7 | 18 | 0.25
Base | System | Constraint | Flex Up | Flexibility | Violation | 1 | 2025-07-14 18:15 | 149.5531 | - | 7 | 18 | 0.25
Base | System | Constraint | Flex Up | Flexibility | Violation | 1 | 2025-07-14 18:30 | 79.2021 | - | 7 | 18 | 0.25
Base | System | Constraint | Flex Up | Flexibility | Violation | 1 | 2025-07-14 18:45 | 126.8511 | - | 7 | 18 | 0.25
Base | System | Constraint | Flex Up | Flexibility | Violation | 1 | 2025-07-14 19:00 | 85.0247 | - | 7 | 19 | 0.25
Base | System | Constraint | Flex Up | Flexibility | Violation | 1 | 2025-07-14 19:15 | 64.7975 | - | 7 | 19 | 0.25
Base | System | Constraint | Flex Up | Flexibility | Violation | 1 | 2025-07-14 19:30 | 76.5702 | - | 7 | 19 | 0.25
Base | System | Constraint | Flex Up | Flexibility | Violation | 1 | 2025-07-14 19:45 | 103.343 | - | 7 | 19 | 0.25
Base | System | Constraint | Flex Up | Flexibility | Violation | 1 | 2025-07-14 20:00 | 175.1579 | - | 7 | 20 | 0.25
Base | System | Constraint | Flex Up | Flexibility | Violation | 1 | 2025-07-14 20:15 | 189.7323 | - | 7 | 20 | 0.25
Base | System | Constraint | Flex Up | Flexibility | Violation | 1 | 2025-07-14 20:30 | 179.3066 | - | 7 | 20 | 0.25
Base | System | Constraint | Flex Up | Flexibility | Violation | 1 | 2025-07-14 20:45 | 120.8809 | - | 7 | 20 | 0.25
Base | System | Constraint | Flex Up | Flexibility | Violation | 1 | 2025-07-15 05:15 | 2.0401 | - | 7 | 5 | 0.25
Base | System | Constraint | Flex Up | Flexibility | Violation | 1 | 2025-07-15 20:00 | 28.2112 | - | 7 | 20 | 0.25
Base | System | Constraint | Flex Up | Flexibility | Violation | 1 | 2025-07-16 04:45 | 26.1804 | - | 7 | 4 | 0.25
Base | System | Constraint | Flex Up | Flexibility | Violation | 1 | 2025-07-16 05:15 | 1.2149 | - | 7 | 5 | 0.25
Base | System | Constraint | Flex Up | Flexibility | Violation | 1 | 2025-07-16 17:00 | 50.6825 | - | 7 | 17 | 0.25
Base | System | Constraint | Flex Up | Flexibility | Violation | 1 | 2025-07-17 16:00 | 75.3704 | - | 7 | 16 | 0.25
Base | System | Constraint | Flex Up | Flexibility | Violation | 1 | 2025-07-18 05:45 | 4.0748 | - | 7 | 5 | 0.25
Base | System | Constraint | Flex Up | Flexibility | Violation | 1 | 2025-07-19 06:00 | 2.4129 | - | 7 | 6 | 0.25
Base | System | Constraint | Flex Up | Flexibility | Violation | 1 | 2025-07-19 06:15 | 44.8986 | - | 7 | 6 | 0.25
Base | System | Constraint | Flex Up | Flexibility | Violation | 1 | 2025-07-19 06:45 | 7.8701 | - | 7 | 6 | 0.25
Base | System | Constraint | Flex Up | Flexibility | Violation | 1 | 2025-07-19 19:00 | 30.3804 | - | 7 | 19 | 0.25
Base | System | Constraint | Flex Up | Flexibility | Violation | 1 | 2025-07-20 06:15 | 15.7675 | - | 7 | 6 | 0.25
Base | System | Constraint | Flex Up | Flexibility | Violation | 1 | 2025-07-20 06:30 | 56.7185 | - | 7 | 6 | 0.25
Base | System | Constraint | Flex Up | Flexibility | Violation | 1 | 2025-07-20 21:00 | 18.0369 | - | 7 | 21 | 0.25
Base | System | Constraint | Flex Up | Flexibility | Violation | 1 | 2025-07-21 06:15 | 21.4507 | - | 7 | 6 | 0.25
Base | System | Constraint | Flex Up | Flexibility | Violation | 1 | 2025-07-21 06:30 | 51.2046 | - | 7 | 6 | 0.25
Base | System | Constraint | Flex Up | Flexibility | Violation | 1 | 2025-07-21 06:45 | 79.9585 | - | 7 | 6 | 0.25
Base | System | Constraint | Flex Up | Flexibility | Violation | 1 | 2025-07-21 07:15 | 10.1056 | - | 7 | 7 | 0.25
Base | System | Constraint | Flex Up | Flexibility | Violation | 1 | 2025-07-21 07:30 | 18.9542 | - | 7 | 7 | 0.25
Base | System | Constraint | Flex Up | Flexibility | Violation | 1 | 2025-07-21 07:45 | 70.8028 | - | 7 | 7 | 0.25
Base | System | Constraint | Flex Up | Flexibility | Violation | 1 | 2025-07-21 09:00 | 37.4614 | - | 7 | 9 | 0.25
Base | System | Constraint | Flex Up | Flexibility | Violation | 1 | 2025-07-22 06:45 | 21.5047 | - | 7 | 6 | 0.25
Base | System | Constraint | Flex Up | Flexibility | Violation | 1 | 2025-07-22 16:00 | 37.3388 | - | 7 | 16 | 0.25
Base | System | Constraint | Flex Up | Flexibility | Violation | 1 | 2025-07-22 16:15 | 13.9157 | - | 7 | 16 | 0.25
Base | System | Constraint | Flex Up | Flexibility | Violation | 1 | 2025-07-23 06:45 | 19.0192 | - | 7 | 6 | 0.25
Base | System | Constraint | Flex Up | Flexibility | Violation | 1 | 2025-07-24 05:00 | 27.4277 | - | 7 | 5 | 0.25
Base | System | Constraint | Flex Up | Flexibility | Violation | 1 | 2025-07-24 05:15 | 14.3441 | - | 7 | 5 | 0.25
Base | System | Constraint | Flex Up | Flexibility | Violation | 1 | 2025-07-24 05:30 | 73.2606 | - | 7 | 5 | 0.25
Base | System | Constraint | Flex Up | Flexibility | Violation | 1 | 2025-07-24 05:45 | 127.177 | - | 7 | 5 | 0.25
Base | System | Constraint | Flex Up | Flexibility | Violation | 1 | 2025-07-24 06:00 | 71.2546 | - | 7 | 6 | 0.25
Base | System | Constraint | Flex Up | Flexibility | Violation | 1 | 2025-07-24 06:15 | 27.7322 | - | 7 | 6 | 0.25
Base | System | Constraint | Flex Up | Flexibility | Violation | 1 | 2025-07-24 06:30 | 50.2097 | - | 7 | 6 | 0.25
Base | System | Constraint | Flex Up | Flexibility | Violation | 1 | 2025-07-24 19:00 | 44.6926 | - | 7 | 19 | 0.25
Base | System | Constraint | Flex Up | Flexibility | Violation | 1 | 2025-07-25 06:45 | 35.5526 | - | 7 | 6 | 0.25
Base | System | Constraint | Flex Up | Flexibility | Violation | 1 | 2025-07-25 07:45 | 20.8191 | - | 7 | 7 | 0.25
Base | System | Constraint | Flex Up | Flexibility | Violation | 1 | 2025-07-25 08:45 | 8.4783 | - | 7 | 8 | 0.25
Base | System | Constraint | Flex Up | Flexibility | Violation | 1 | 2025-07-25 16:45 | 4.6998 | - | 7 | 16 | 0.25
Base | System | Constraint | Flex Up | Flexibility | Violation | 1 | 2025-07-26 07:45 | 7.1639 | - | 7 | 7 | 0.25
Base | System | Constraint | Flex Up | Flexibility | Violation | 1 | 2025-07-26 19:00 | 54.6391 | - | 7 | 19 | 0.25
Base | System | Constraint | Flex Up | Flexibility | Violation | 1 | 2025-07-27 15:00 | 5.3671 | - | 7 | 15 | 0.25
Base | System | Constraint | Flex Up | Flexibility | Violation | 1 | 2025-07-27 15:45 | 25.6473 | - | 7 | 15 | 0.25
Base | System | Constraint | Flex Up | Flexibility | Violation | 1 | 2025-07-28 06:15 | 1.0536 | - | 7 | 6 | 0.25
Base | System | Constraint | Flex Up | Flexibility | Violation | 1 | 2025-07-28 06:30 | 12.2448 | - | 7 | 6 | 0.25
Base | System | Constraint | Flex Up | Flexibility | Violation | 1 | 2025-07-28 06:45 | 113.436 | - | 7 | 6 | 0.25
Base | System | Constraint | Flex Up | Flexibility | Violation | 1 | 2025-07-28 07:00 | 0.99975 | - | 7 | 7 | 0.25
Base | System | Constraint | Flex Up | Flexibility | Violation | 1 | 2025-07-28 07:45 | 6.6109 | - | 7 | 7 | 0.25
Base | System | Constraint | Flex Up | Flexibility | Violation | 1 | 2025-07-28 17:00 | 4.4225 | - | 7 | 17 | 0.25
Base | System | Constraint | Flex Up | Flexibility | Violation | 1 | 2025-07-29 04:30 | 11.7453 | - | 7 | 4 | 0.25
Base | System | Constraint | Flex Up | Flexibility | Violation | 1 | 2025-07-29 04:45 | 50.8288 | - | 7 | 4 | 0.25
Base | System | Constraint | Flex Up | Flexibility | Violation | 1 | 2025-07-29 05:15 | 16.2667 | - | 7 | 5 | 0.25
Base | System | Constraint | Flex Up | Flexibility | Violation | 1 | 2025-07-29 05:30 | 10.5093 | - | 7 | 5 | 0.25
Base | System | Constraint | Flex Up | Flexibility | Violation | 1 | 2025-07-29 05:45 | 47.7518 | - | 7 | 5 | 0.25
Base | System | Constraint | Flex Up | Flexibility | Violation | 1 | 2025-07-30 04:15 | 8.0781 | - | 7 | 4 | 0.25
Base | System | Constraint | Flex Up | Flexibility | Violation | 1 | 2025-07-30 04:30 | 3.1052 | - | 7 | 4 | 0.25
Base | System | Constraint | Flex Up | Flexibility | Violation | 1 | 2025-07-30 06:45 | 42.2957 | - | 7 | 6 | 0.25
Base | System | Constraint | Flex Up | Flexibility | Violation | 1 | 2025-07-30 21:00 | 24.3613 | - | 7 | 21 | 0.25
Base | System | Constraint | Flex Up | Flexibility | Violation | 1 | 2025-07-31 06:45 | 11.5455 | - | 7 | 6 | 0.25
Base | System | Constraint | Flex Up | Flexibility | Violation | 1 | 2025-07-31 09:45 | 3.6795 | - | 7 | 9 | 0.25
Base | System | Constraint | Flex Up | Flexibility | Violation | 1 | 2025-08-01 07:45 | 104.1125 | - | 8 | 7 | 0.25
Base | System | Constraint | Flex Up | Flexibility | Violation | 1 | 2025-08-02 18:00 | 18.7984 | - | 8 | 18 | 0.25
Base | System | Constraint | Flex Up | Flexibility | Violation | 1 | 2025-08-04 05:15 | 71.0271 | - | 8 | 5 | 0.25
Base | System | Constraint | Flex Up | Flexibility | Violation | 1 | 2025-08-04 05:30 | 143.5614 | - | 8 | 5 | 0.25
Base | System | Constraint | Flex Up | Flexibility | Violation | 1 | 2025-08-04 05:45 | 126.1859 | - | 8 | 5 | 0.25
Base | System | Constraint | Flex Up | Flexibility | Violation | 1 | 2025-08-04 06:00 | 69.7285 | - | 8 | 6 | 0.25
Base | System | Constraint | Flex Up | Flexibility | Violation | 1 | 2025-08-04 06:15 | 39.3311 | - | 8 | 6 | 0.25
Base | System | Constraint | Flex Up | Flexibility | Violation | 1 | 2025-08-04 07:45 | 9.6228 | - | 8 | 7 | 0.25
Base | System | Constraint | Flex Up | Flexibility | Violation | 1 | 2025-08-05 04:30 | 9.6661 | - | 8 | 4 | 0.25
Base | System | Constraint | Flex Up | Flexibility | Violation | 1 | 2025-08-05 04:45 | 48.2352 | - | 8 | 4 | 0.25
Base | System | Constraint | Flex Up | Flexibility | Violation | 1 | 2025-08-05 05:00 | 33.8465 | - | 8 | 5 | 0.25
Base | System | Constraint | Flex Up | Flexibility | Violation | 1 | 2025-08-05 05:15 | 67.4579 | - | 8 | 5 | 0.25
Base | System | Constraint | Flex Up | Flexibility | Violation | 1 | 2025-08-05 05:30 | 84.0692 | - | 8 | 5 | 0.25
Base | System | Constraint | Flex Up | Flexibility | Violation | 1 | 2025-08-05 16:00 | 20.7001 | - | 8 | 16 | 0.25
Base | System | Constraint | Flex Up | Flexibility | Violation | 1 | 2025-08-05 16:15 | 1.6291 | - | 8 | 16 | 0.25
Base | System | Constraint | Flex Up | Flexibility | Violation | 1 | 2025-08-06 06:45 | 89.4304 | - | 8 | 6 | 0.25
Base | System | Constraint | Flex Up | Flexibility | Violation | 1 | 2025-08-06 18:00 | 117.0163 | - | 8 | 18 | 0.25
Base | System | Constraint | Flex Up | Flexibility | Violation | 1 | 2025-08-06 18:30 | 3.5878 | - | 8 | 18 | 0.25
Base | System | Constraint | Flex Up | Flexibility | Violation | 1 | 2025-08-07 05:45 | 0.51652 | - | 8 | 5 | 0.25
Base | System | Constraint | Flex Up | Flexibility | Violation | 1 | 2025-08-07 19:30 | 15.6658 | - | 8 | 19 | 0.25
Base | System | Constraint | Flex Up | Flexibility | Violation | 1 | 2025-08-08 07:00 | 26.6704 | - | 8 | 7 | 0.25
Base | System | Constraint | Flex Up | Flexibility | Violation | 1 | 2025-08-08 07:15 | 3.0461 | - | 8 | 7 | 0.25
Base | System | Constraint | Flex Up | Flexibility | Violation | 1 | 2025-08-10 06:15 | 16.5546 | - | 8 | 6 | 0.25
Base | System | Constraint | Flex Up | Flexibility | Violation | 1 | 2025-08-10 06:30 | 8.589 | - | 8 | 6 | 0.25
Base | System | Constraint | Flex Up | Flexibility | Violation | 1 | 2025-08-10 06:45 | 73.6235 | - | 8 | 6 | 0.25
Base | System | Constraint | Flex Up | Flexibility | Violation | 1 | 2025-08-10 16:00 | 18.6247 | - | 8 | 16 | 0.25
Base | System | Constraint | Flex Up | Flexibility | Violation | 1 | 2025-08-10 16:15 | 18.6247 | - | 8 | 16 | 0.25
Base | System | Constraint | Flex Up | Flexibility | Violation | 1 | 2025-08-10 16:30 | 13.8411 | - | 8 | 16 | 0.25
Base | System | Constraint | Flex Up | Flexibility | Violation | 1 | 2025-08-10 16:45 | 9.8565 | - | 8 | 16 | 0.25
Base | System | Constraint | Flex Up | Flexibility | Violation | 1 | 2025-08-12 05:45 | 30.5435 | - | 8 | 5 | 0.25
Base | System | Constraint | Flex Up | Flexibility | Violation | 1 | 2025-08-12 11:45 | 8.6875 | - | 8 | 11 | 0.25
Base | System | Constraint | Flex Up | Flexibility | Violation | 1 | 2025-08-12 20:00 | 2.5576 | - | 8 | 20 | 0.25
Base | System | Constraint | Flex Up | Flexibility | Violation | 1 | 2025-08-13 06:45 | 25.2393 | - | 8 | 6 | 0.25
Base | System | Constraint | Flex Up | Flexibility | Violation | 1 | 2025-08-13 07:45 | 29.3642 | - | 8 | 7 | 0.25
Base | System | Constraint | Flex Up | Flexibility | Violation | 1 | 2025-08-14 04:00 | 2.7332 | - | 8 | 4 | 0.25
Base | System | Constraint | Flex Up | Flexibility | Violation | 1 | 2025-08-14 04:15 | 43.6192 | - | 8 | 4 | 0.25
Base | System | Constraint | Flex Up | Flexibility | Violation | 1 | 2025-08-14 04:30 | 52.5051 | - | 8 | 4 | 0.25
Base | System | Constraint | Flex Up | Flexibility | Violation | 1 | 2025-08-14 04:45 | 53.8911 | - | 8 | 4 | 0.25
Base | System | Constraint | Flex Up | Flexibility | Violation | 1 | 2025-08-14 05:00 | 12.8036 | - | 8 | 5 | 0.25
Base | System | Constraint | Flex Up | Flexibility | Violation | 1 | 2025-08-14 05:30 | 8.6287 | - | 8 | 5 | 0.25
Base | System | Constraint | Flex Up | Flexibility | Violation | 1 | 2025-08-14 05:45 | 3.0413 | - | 8 | 5 | 0.25
Base | System | Constraint | Flex Up | Flexibility | Violation | 1 | 2025-08-14 06:15 | 20.8008 | - | 8 | 6 | 0.25
Base | System | Constraint | Flex Up | Flexibility | Violation | 1 | 2025-08-14 06:45 | 29.9704 | - | 8 | 6 | 0.25
Base | System | Constraint | Flex Up | Flexibility | Violation | 1 | 2025-08-14 07:30 | 10.5228 | - | 8 | 7 | 0.25
Base | System | Constraint | Flex Up | Flexibility | Violation | 1 | 2025-08-16 06:00 | 50.144 | - | 8 | 6 | 0.25
Base | System | Constraint | Flex Up | Flexibility | Violation | 1 | 2025-08-16 06:15 | 87.5175 | - | 8 | 6 | 0.25
Base | System | Constraint | Flex Up | Flexibility | Violation | 1 | 2025-08-16 06:30 | 126.8909 | - | 8 | 6 | 0.25
Base | System | Constraint | Flex Up | Flexibility | Violation | 1 | 2025-08-16 06:45 | 94.7643 | - | 8 | 6 | 0.25
Base | System | Constraint | Flex Up | Flexibility | Violation | 1 | 2025-08-16 07:15 | 2.4509 | - | 8 | 7 | 0.25
Base | System | Constraint | Flex Up | Flexibility | Violation | 1 | 2025-08-16 07:45 | 34.1275 | - | 8 | 7 | 0.25
Base | System | Constraint | Flex Up | Flexibility | Violation | 1 | 2025-08-16 16:15 | 27.2348 | - | 8 | 16 | 0.25
Base | System | Constraint | Flex Up | Flexibility | Violation | 1 | 2025-08-16 16:30 | 34.8977 | - | 8 | 16 | 0.25
Base | System | Constraint | Flex Up | Flexibility | Violation | 1 | 2025-08-16 19:45 | 2.8667 | - | 8 | 19 | 0.25
Base | System | Constraint | Flex Up | Flexibility | Violation | 1 | 2025-08-16 20:15 | 13.9095 | - | 8 | 20 | 0.25
Base | System | Constraint | Flex Up | Flexibility | Violation | 1 | 2025-08-16 20:30 | 29.6353 | - | 8 | 20 | 0.25
Base | System | Constraint | Flex Up | Flexibility | Violation | 1 | 2025-08-16 20:45 | 31.361 | - | 8 | 20 | 0.25
Base | System | Constraint | Flex Up | Flexibility | Violation | 1 | 2025-08-16 21:00 | 44.0026 | - | 8 | 21 | 0.25
Base | System | Constraint | Flex Up | Flexibility | Violation | 1 | 2025-08-16 21:30 | 30.5458 | - | 8 | 21 | 0.25
Base | System | Constraint | Flex Up | Flexibility | Violation | 1 | 2025-08-17 08:15 | 1.1071 | - | 8 | 8 | 0.25
Base | System | Constraint | Flex Up | Flexibility | Violation | 1 | 2025-08-17 16:00 | 14.2117 | - | 8 | 16 | 0.25
Base | System | Constraint | Flex Up | Flexibility | Violation | 1 | 2025-08-17 16:15 | 19.5189 | - | 8 | 16 | 0.25
Base | System | Constraint | Flex Up | Flexibility | Violation | 1 | 2025-08-17 16:30 | 27.8262 | - | 8 | 16 | 0.25
Base | System | Constraint | Flex Up | Flexibility | Violation | 1 | 2025-08-17 16:45 | 25.1334 | - | 8 | 16 | 0.25
Base | System | Constraint | Flex Up | Flexibility | Violation | 1 | 2025-08-18 06:00 | 33.585 | - | 8 | 6 | 0.25
Base | System | Constraint | Flex Up | Flexibility | Violation | 1 | 2025-08-18 06:15 | 50.8095 | - | 8 | 6 | 0.25
Base | System | Constraint | Flex Up | Flexibility | Violation | 1 | 2025-08-18 16:45 | 14.141 | - | 8 | 16 | 0.25
Base | System | Constraint | Flex Up | Flexibility | Violation | 1 | 2025-08-18 17:00 | 7.1175 | - | 8 | 17 | 0.25
Base | System | Constraint | Flex Up | Flexibility | Violation | 1 | 2025-08-18 19:00 | 6.3597 | - | 8 | 19 | 0.25
Base | System | Constraint | Flex Up | Flexibility | Violation | 1 | 2025-08-18 19:30 | 2.6563 | - | 8 | 19 | 0.25
Base | System | Constraint | Flex Up | Flexibility | Violation | 1 | 2025-08-19 06:30 | 30.8828 | - | 8 | 6 | 0.25
Base | System | Constraint | Flex Up | Flexibility | Violation | 1 | 2025-08-19 06:45 | 75.1371 | - | 8 | 6 | 0.25
Base | System | Constraint | Flex Up | Flexibility | Violation | 1 | 2025-08-19 07:15 | 3.7347 | - | 8 | 7 | 0.25
Base | System | Constraint | Flex Up | Flexibility | Violation | 1 | 2025-08-19 07:30 | 50.4585 | - | 8 | 7 | 0.25
Base | System | Constraint | Flex Up | Flexibility | Violation | 1 | 2025-08-19 07:45 | 90.1823 | - | 8 | 7 | 0.25
Base | System | Constraint | Flex Up | Flexibility | Violation | 1 | 2025-08-19 09:00 | 26.179 | - | 8 | 9 | 0.25
Base | System | Constraint | Flex Up | Flexibility | Violation | 1 | 2025-08-19 09:15 | 30.6754 | - | 8 | 9 | 0.25
Base | System | Constraint | Flex Up | Flexibility | Violation | 1 | 2025-08-21 07:00 | 41.2369 | - | 8 | 7 | 0.25
Base | System | Constraint | Flex Up | Flexibility | Violation | 1 | 2025-08-21 19:00 | 69.5996 | - | 8 | 19 | 0.25
Base | System | Constraint | Flex Up | Flexibility | Violation | 1 | 2025-08-22 06:00 | 31.5689 | - | 8 | 6 | 0.25
Base | System | Constraint | Flex Up | Flexibility | Violation | 1 | 2025-08-22 06:15 | 5.7055 | - | 8 | 6 | 0.25
Base | System | Constraint | Flex Up | Flexibility | Violation | 1 | 2025-08-22 06:45 | 37.9787 | - | 8 | 6 | 0.25
Base | System | Constraint | Flex Up | Flexibility | Violation | 1 | 2025-08-23 07:45 | 23.5746 | - | 8 | 7 | 0.25
Base | System | Constraint | Flex Up | Flexibility | Violation | 1 | 2025-08-24 06:30 | 22.773 | - | 8 | 6 | 0.25
Base | System | Constraint | Flex Up | Flexibility | Violation | 1 | 2025-08-24 06:45 | 81.4257 | - | 8 | 6 | 0.25
Base | System | Constraint | Flex Up | Flexibility | Violation | 1 | 2025-08-25 07:45 | 60.1676 | - | 8 | 7 | 0.25
Base | System | Constraint | Flex Up | Flexibility | Violation | 1 | 2025-08-25 11:45 | 3.8287 | - | 8 | 11 | 0.25
Base | System | Constraint | Flex Up | Flexibility | Violation | 1 | 2025-08-26 06:15 | 6.4933 | - | 8 | 6 | 0.25
Base | System | Constraint | Flex Up | Flexibility | Violation | 1 | 2025-08-26 06:30 | 15.0224 | - | 8 | 6 | 0.25
Base | System | Constraint | Flex Up | Flexibility | Violation | 1 | 2025-08-26 06:45 | 32.0514 | - | 8 | 6 | 0.25
Base | System | Constraint | Flex Up | Flexibility | Violation | 1 | 2025-08-26 15:30 | 0.49442 | - | 8 | 15 | 0.25
Base | System | Constraint | Flex Up | Flexibility | Violation | 1 | 2025-08-26 15:45 | 15.5673 | - | 8 | 15 | 0.25
Base | System | Constraint | Flex Up | Flexibility | Violation | 1 | 2025-08-26 16:00 | 3.3426 | - | 8 | 16 | 0.25
Base | System | Constraint | Flex Up | Flexibility | Violation | 1 | 2025-08-26 16:30 | 17.4554 | - | 8 | 16 | 0.25
Base | System | Constraint | Flex Up | Flexibility | Violation | 1 | 2025-08-26 16:45 | 48.7001 | - | 8 | 16 | 0.25
Base | System | Constraint | Flex Up | Flexibility | Violation | 1 | 2025-08-26 17:00 | 21.7535 | - | 8 | 17 | 0.25
Base | System | Constraint | Flex Up | Flexibility | Violation | 1 | 2025-08-26 21:00 | 27.9348 | - | 8 | 21 | 0.25
Base | System | Constraint | Flex Up | Flexibility | Violation | 1 | 2025-08-27 06:15 | 0.95411 | - | 8 | 6 | 0.25
Base | System | Constraint | Flex Up | Flexibility | Violation | 1 | 2025-08-27 06:30 | 12.2451 | - | 8 | 6 | 0.25
Base | System | Constraint | Flex Up | Flexibility | Violation | 1 | 2025-08-27 06:45 | 87.5361 | - | 8 | 6 | 0.25
Base | System | Constraint | Flex Up | Flexibility | Violation | 1 | 2025-08-27 07:15 | 37.0693 | - | 8 | 7 | 0.25
Base | System | Constraint | Flex Up | Flexibility | Violation | 1 | 2025-08-29 06:00 | 18.6786 | - | 8 | 6 | 0.25
Base | System | Constraint | Flex Up | Flexibility | Violation | 1 | 2025-08-30 06:15 | 4.0607 | - | 8 | 6 | 0.25
Base | System | Constraint | Flex Up | Flexibility | Violation | 1 | 2025-08-30 06:30 | 68.1257 | - | 8 | 6 | 0.25
Base | System | Constraint | Flex Up | Flexibility | Violation | 1 | 2025-08-30 06:45 | 63.6906 | - | 8 | 6 | 0.25
Base | System | Constraint | Flex Up | Flexibility | Violation | 1 | 2025-08-31 06:00 | 57.3813 | - | 8 | 6 | 0.25
Base | System | Constraint | Flex Up | Flexibility | Violation | 1 | 2025-08-31 06:30 | 17.2863 | - | 8 | 6 | 0.25
Base | System | Constraint | Flex Up | Flexibility | Violation | 1 | 2025-08-31 06:45 | 33.2388 | - | 8 | 6 | 0.25
Base | System | Constraint | Flex Up | Flexibility | Violation | 1 | 2025-09-01 06:45 | 41.0065 | - | 9 | 6 | 0.25
Base | System | Constraint | Flex Up | Flexibility | Violation | 1 | 2025-09-01 07:00 | 15.3111 | - | 9 | 7 | 0.25
Base | System | Constraint | Flex Up | Flexibility | Violation | 1 | 2025-09-02 21:15 | 9.1918 | - | 9 | 21 | 0.25
Base | System | Constraint | Flex Up | Flexibility | Violation | 1 | 2025-09-04 05:00 | 24.7036 | - | 9 | 5 | 0.25
Base | System | Constraint | Flex Up | Flexibility | Violation | 1 | 2025-09-04 05:15 | 58.8257 | - | 9 | 5 | 0.25
Base | System | Constraint | Flex Up | Flexibility | Violation | 1 | 2025-09-04 05:30 | 48.1953 | - | 9 | 5 | 0.25
Base | System | Constraint | Flex Up | Flexibility | Violation | 1 | 2025-09-04 05:45 | 58.8257 | - | 9 | 5 | 0.25
Base | System | Constraint | Flex Up | Flexibility | Violation | 1 | 2025-09-04 06:30 | 4.246 | - | 9 | 6 | 0.25
Base | System | Constraint | Flex Up | Flexibility | Violation | 1 | 2025-09-04 06:45 | 43.1457 | - | 9 | 6 | 0.25
Base | System | Constraint | Flex Up | Flexibility | Violation | 1 | 2025-09-04 16:00 | 15.2132 | - | 9 | 16 | 0.25
Base | System | Constraint | Flex Up | Flexibility | Violation | 1 | 2025-09-04 16:45 | 27.7182 | - | 9 | 16 | 0.25
Base | System | Constraint | Flex Up | Flexibility | Violation | 1 | 2025-09-05 05:45 | 13.1671 | - | 9 | 5 | 0.25
Base | System | Constraint | Flex Up | Flexibility | Violation | 1 | 2025-09-05 08:45 | 0.93009 | - | 9 | 8 | 0.25
Base | System | Constraint | Flex Up | Flexibility | Violation | 1 | 2025-09-06 06:45 | 18.1233 | - | 9 | 6 | 0.25
Base | System | Constraint | Flex Up | Flexibility | Violation | 1 | 2025-09-07 06:45 | 26.7487 | - | 9 | 6 | 0.25
Base | System | Constraint | Flex Up | Flexibility | Violation | 1 | 2025-09-07 07:30 | 21.3705 | - | 9 | 7 | 0.25
Base | System | Constraint | Flex Up | Flexibility | Violation | 1 | 2025-09-07 07:45 | 51.0812 | - | 9 | 7 | 0.25
Base | System | Constraint | Flex Up | Flexibility | Violation | 1 | 2025-09-08 08:45 | 32.3167 | - | 9 | 8 | 0.25
Base | System | Constraint | Flex Up | Flexibility | Violation | 1 | 2025-09-08 17:00 | 72.2437 | - | 9 | 17 | 0.25
Base | System | Constraint | Flex Up | Flexibility | Violation | 1 | 2025-09-08 17:15 | 21.8767 | - | 9 | 17 | 0.25
Base | System | Constraint | Flex Up | Flexibility | Violation | 1 | 2025-09-08 23:00 | 4.1846 | - | 9 | 23 | 0.25
Base | System | Constraint | Flex Up | Flexibility | Violation | 1 | 2025-09-09 05:45 | 55.1445 | - | 9 | 5 | 0.25
Base | System | Constraint | Flex Up | Flexibility | Violation | 1 | 2025-09-10 16:15 | 6.4726 | - | 9 | 16 | 0.25
Base | System | Constraint | Flex Up | Flexibility | Violation | 1 | 2025-09-10 16:30 | 24.8831 | - | 9 | 16 | 0.25
Base | System | Constraint | Flex Up | Flexibility | Violation | 1 | 2025-09-10 16:45 | 26.2935 | - | 9 | 16 | 0.25
Base | System | Constraint | Flex Up | Flexibility | Violation | 1 | 2025-09-10 18:45 | 11.4048 | - | 9 | 18 | 0.25
Base | System | Constraint | Flex Up | Flexibility | Violation | 1 | 2025-09-11 18:00 | 8.2374 | - | 9 | 18 | 0.25
Base | System | Constraint | Flex Up | Flexibility | Violation | 1 | 2025-09-11 18:15 | 12.4684 | - | 9 | 18 | 0.25
Base | System | Constraint | Flex Up | Flexibility | Violation | 1 | 2025-09-11 18:30 | 23.6995 | - | 9 | 18 | 0.25
Base | System | Constraint | Flex Up | Flexibility | Violation | 1 | 2025-09-11 18:45 | 22.9306 | - | 9 | 18 | 0.25
Base | System | Constraint | Flex Up | Flexibility | Violation | 1 | 2025-09-12 05:45 | 9.0241 | - | 9 | 5 | 0.25
Base | System | Constraint | Flex Up | Flexibility | Violation | 1 | 2025-09-12 18:45 | 12.9359 | - | 9 | 18 | 0.25
Base | System | Constraint | Flex Up | Flexibility | Violation | 1 | 2025-09-13 17:45 | 7.5176 | - | 9 | 17 | 0.25
Base | System | Constraint | Flex Up | Flexibility | Violation | 1 | 2025-09-13 18:45 | 48.4806 | - | 9 | 18 | 0.25
Base | System | Constraint | Flex Up | Flexibility | Violation | 1 | 2025-09-15 05:15 | 10.8214 | - | 9 | 5 | 0.25
Base | System | Constraint | Flex Up | Flexibility | Violation | 1 | 2025-09-15 05:45 | 59.0879 | - | 9 | 5 | 0.25
Base | System | Constraint | Flex Up | Flexibility | Violation | 1 | 2025-09-15 17:15 | 1.3933 | - | 9 | 17 | 0.25
Base | System | Constraint | Flex Up | Flexibility | Violation | 1 | 2025-09-15 17:45 | 21.4293 | - | 9 | 17 | 0.25
Base | System | Constraint | Flex Up | Flexibility | Violation | 1 | 2025-09-15 18:15 | 8.0333 | - | 9 | 18 | 0.25
Base | System | Constraint | Flex Up | Flexibility | Violation | 1 | 2025-09-15 18:30 | 41.1298 | - | 9 | 18 | 0.25
Base | System | Constraint | Flex Up | Flexibility | Violation | 1 | 2025-09-15 18:45 | 74.2263 | - | 9 | 18 | 0.25
Base | System | Constraint | Flex Up | Flexibility | Violation | 1 | 2025-09-15 19:00 | 22.9619 | - | 9 | 19 | 0.25
Base | System | Constraint | Flex Up | Flexibility | Violation | 1 | 2025-09-15 23:00 | 1.5007 | - | 9 | 23 | 0.25
Base | System | Constraint | Flex Up | Flexibility | Violation | 1 | 2025-09-16 06:30 | 0.55455 | - | 9 | 6 | 0.25
Base | System | Constraint | Flex Up | Flexibility | Violation | 1 | 2025-09-16 06:45 | 39.2968 | - | 9 | 6 | 0.25
Base | System | Constraint | Flex Up | Flexibility | Violation | 1 | 2025-09-17 06:00 | 23.1575 | - | 9 | 6 | 0.25
Base | System | Constraint | Flex Up | Flexibility | Violation | 1 | 2025-09-17 06:30 | 5.3665 | - | 9 | 6 | 0.25
Base | System | Constraint | Flex Up | Flexibility | Violation | 1 | 2025-09-17 06:45 | 15.471 | - | 9 | 6 | 0.25
Base | System | Constraint | Flex Up | Flexibility | Violation | 1 | 2025-09-17 16:00 | 51.2935 | - | 9 | 16 | 0.25
Base | System | Constraint | Flex Up | Flexibility | Violation | 1 | 2025-09-17 16:30 | 11.3534 | - | 9 | 16 | 0.25
Base | System | Constraint | Flex Up | Flexibility | Violation | 1 | 2025-09-17 16:45 | 22.8834 | - | 9 | 16 | 0.25
Base | System | Constraint | Flex Up | Flexibility | Violation | 1 | 2025-09-17 18:45 | 14.7309 | - | 9 | 18 | 0.25
Base | System | Constraint | Flex Up | Flexibility | Violation | 1 | 2025-09-18 06:00 | 15.7149 | - | 9 | 6 | 0.25
Base | System | Constraint | Flex Up | Flexibility | Violation | 1 | 2025-09-19 05:45 | 46.2395 | - | 9 | 5 | 0.25
Base | System | Constraint | Flex Up | Flexibility | Violation | 1 | 2025-09-20 06:45 | 24.5478 | - | 9 | 6 | 0.25
Base | System | Constraint | Flex Up | Flexibility | Violation | 1 | 2025-09-21 16:00 | 50.8646 | - | 9 | 16 | 0.25
Base | System | Constraint | Flex Up | Flexibility | Violation | 1 | 2025-09-21 16:15 | 15.7148 | - | 9 | 16 | 0.25
Base | System | Constraint | Flex Up | Flexibility | Violation | 1 | 2025-09-21 18:00 | 24.9721 | - | 9 | 18 | 0.25
Base | System | Constraint | Flex Up | Flexibility | Violation | 1 | 2025-09-22 18:00 | 20.595 | - | 9 | 18 | 0.25
Base | System | Constraint | Flex Up | Flexibility | Violation | 1 | 2025-09-22 18:15 | 7.8751 | - | 9 | 18 | 0.25
Base | System | Constraint | Flex Up | Flexibility | Violation | 1 | 2025-09-23 05:15 | 42.5934 | - | 9 | 5 | 0.25
Base | System | Constraint | Flex Up | Flexibility | Violation | 1 | 2025-09-23 05:30 | 53.8832 | - | 9 | 5 | 0.25
Base | System | Constraint | Flex Up | Flexibility | Violation | 1 | 2025-09-23 15:00 | 28.1909 | - | 9 | 15 | 0.25
Base | System | Constraint | Flex Up | Flexibility | Violation | 1 | 2025-09-23 15:30 | 4.3221 | - | 9 | 15 | 0.25
Base | System | Constraint | Flex Up | Flexibility | Violation | 1 | 2025-09-23 15:45 | 30.1377 | - | 9 | 15 | 0.25
Base | System | Constraint | Flex Up | Flexibility | Violation | 1 | 2025-09-23 16:00 | 10.0768 | - | 9 | 16 | 0.25
Base | System | Constraint | Flex Up | Flexibility | Violation | 1 | 2025-09-23 16:15 | 20.3686 | - | 9 | 16 | 0.25
Base | System | Constraint | Flex Up | Flexibility | Violation | 1 | 2025-09-23 16:30 | 31.6605 | - | 9 | 16 | 0.25
Base | System | Constraint | Flex Up | Flexibility | Violation | 1 | 2025-09-23 16:45 | 38.9523 | - | 9 | 16 | 0.25
Base | System | Constraint | Flex Up | Flexibility | Violation | 1 | 2025-09-23 18:45 | 17.2295 | - | 9 | 18 | 0.25
Base | System | Constraint | Flex Up | Flexibility | Violation | 1 | 2025-09-24 05:30 | 44.1002 | - | 9 | 5 | 0.25
Base | System | Constraint | Flex Up | Flexibility | Violation | 1 | 2025-09-24 06:00 | 59.2783 | - | 9 | 6 | 0.25
Base | System | Constraint | Flex Up | Flexibility | Violation | 1 | 2025-09-24 18:00 | 22.6698 | - | 9 | 18 | 0.25
Base | System | Constraint | Flex Up | Flexibility | Violation | 1 | 2025-09-24 18:45 | 80.7792 | - | 9 | 18 | 0.25
Base | System | Constraint | Flex Up | Flexibility | Violation | 1 | 2025-09-24 23:00 | 1.4715 | - | 9 | 23 | 0.25
Base | System | Constraint | Flex Up | Flexibility | Violation | 1 | 2025-09-24 23:15 | 28.6051 | - | 9 | 23 | 0.25
Base | System | Constraint | Flex Up | Flexibility | Violation | 1 | 2025-09-25 05:15 | 5.5821 | - | 9 | 5 | 0.25
Base | System | Constraint | Flex Up | Flexibility | Violation | 1 | 2025-09-25 05:45 | 67.9906 | - | 9 | 5 | 0.25
Base | System | Constraint | Flex Up | Flexibility | Violation | 1 | 2025-09-25 17:00 | 28.1867 | - | 9 | 17 | 0.25
Base | System | Constraint | Flex Up | Flexibility | Violation | 1 | 2025-09-25 17:30 | 49.5424 | - | 9 | 17 | 0.25
Base | System | Constraint | Flex Up | Flexibility | Violation | 1 | 2025-09-25 17:45 | 8.2203 | - | 9 | 17 | 0.25
Base | System | Constraint | Flex Up | Flexibility | Violation | 1 | 2025-09-25 18:15 | 24.9518 | - | 9 | 18 | 0.25
Base | System | Constraint | Flex Up | Flexibility | Violation | 1 | 2025-09-25 18:30 | 61.8571 | - | 9 | 18 | 0.25
Base | System | Constraint | Flex Up | Flexibility | Violation | 1 | 2025-09-25 18:45 | 76.7623 | - | 9 | 18 | 0.25
Base | System | Constraint | Flex Up | Flexibility | Violation | 1 | 2025-09-26 06:45 | 8.8605 | - | 9 | 6 | 0.25
Base | System | Constraint | Flex Up | Flexibility | Violation | 1 | 2025-09-26 07:15 | 7.3594 | - | 9 | 7 | 0.25
Base | System | Constraint | Flex Up | Flexibility | Violation | 1 | 2025-09-26 07:30 | 42.1388 | - | 9 | 7 | 0.25
Base | System | Constraint | Flex Up | Flexibility | Violation | 1 | 2025-09-27 06:45 | 14.3538 | - | 9 | 6 | 0.25
Base | System | Constraint | Flex Up | Flexibility | Violation | 1 | 2025-09-27 17:00 | 1.26 | - | 9 | 17 | 0.25
Base | System | Constraint | Flex Up | Flexibility | Violation | 1 | 2025-09-27 18:30 | 20.3586 | - | 9 | 18 | 0.25
Base | System | Constraint | Flex Up | Flexibility | Violation | 1 | 2025-09-28 16:45 | 22.7765 | - | 9 | 16 | 0.25
Base | System | Constraint | Flex Up | Flexibility | Violation | 1 | 2025-09-28 17:00 | 11.3548 | - | 9 | 17 | 0.25
Base | System | Constraint | Flex Up | Flexibility | Violation | 1 | 2025-09-29 05:45 | 30.8685 | - | 9 | 5 | 0.25
Base | System | Constraint | Flex Up | Flexibility | Violation | 1 | 2025-09-30 05:45 | 65.0089 | - | 9 | 5 | 0.25
Base | System | Constraint | Flex Up | Flexibility | Violation | 1 | 2025-09-30 18:15 | 8.0517 | - | 9 | 18 | 0.25
Base | System | Constraint | Flex Up | Flexibility | Violation | 1 | 2025-09-30 18:30 | 3.3868 | - | 9 | 18 | 0.25
Base | System | Constraint | Flex Up | Flexibility | Violation | 1 | 2025-10-01 05:45 | 76.8164 | - | 10 | 5 | 0.25
Base | System | Constraint | Flex Up | Flexibility | Violation | 1 | 2025-10-01 15:30 | 15.5482 | - | 10 | 15 | 0.25
Base | System | Constraint | Flex Up | Flexibility | Violation | 1 | 2025-10-01 15:45 | 37.7307 | - | 10 | 15 | 0.25
Base | System | Constraint | Flex Up | Flexibility | Violation | 1 | 2025-10-03 05:15 | 4.827 | - | 10 | 5 | 0.25
Base | System | Constraint | Flex Up | Flexibility | Violation | 1 | 2025-10-03 05:30 | 11.9115 | - | 10 | 5 | 0.25
Base | System | Constraint | Flex Up | Flexibility | Violation | 1 | 2025-10-03 05:45 | 19.9959 | - | 10 | 5 | 0.25
Base | System | Constraint | Flex Up | Flexibility | Violation | 1 | 2025-10-03 16:00 | 41.0691 | - | 10 | 16 | 0.25
Base | System | Constraint | Flex Up | Flexibility | Violation | 1 | 2025-10-03 16:15 | 24.7361 | - | 10 | 16 | 0.25
Base | System | Constraint | Flex Up | Flexibility | Violation | 1 | 2025-10-03 16:30 | 23.403 | - | 10 | 16 | 0.25
Base | System | Constraint | Flex Up | Flexibility | Violation | 1 | 2025-10-03 17:00 | 14.5351 | - | 10 | 17 | 0.25
Base | System | Constraint | Flex Up | Flexibility | Violation | 1 | 2025-10-03 21:00 | 39.3652 | - | 10 | 21 | 0.25
Base | System | Constraint | Flex Up | Flexibility | Violation | 1 | 2025-10-04 17:00 | 37.9858 | - | 10 | 17 | 0.25
Base | System | Constraint | Flex Up | Flexibility | Violation | 1 | 2025-10-04 17:15 | 5.5072 | - | 10 | 17 | 0.25
Base | System | Constraint | Flex Up | Flexibility | Violation | 1 | 2025-10-05 06:30 | 0.12375 | - | 10 | 6 | 0.25
Base | System | Constraint | Flex Up | Flexibility | Violation | 1 | 2025-10-05 19:15 | 1.1105 | - | 10 | 19 | 0.25
Base | System | Constraint | Flex Up | Flexibility | Violation | 1 | 2025-10-05 20:00 | 3.4871 | - | 10 | 20 | 0.25
Base | System | Constraint | Flex Up | Flexibility | Violation | 1 | 2025-10-06 17:45 | 52.9192 | - | 10 | 17 | 0.25
Base | System | Constraint | Flex Up | Flexibility | Violation | 1 | 2025-10-07 05:30 | 19.9051 | - | 10 | 5 | 0.25
Base | System | Constraint | Flex Up | Flexibility | Violation | 1 | 2025-10-07 05:45 | 51.909 | - | 10 | 5 | 0.25
Base | System | Constraint | Flex Up | Flexibility | Violation | 1 | 2025-10-07 06:45 | 2.8732 | - | 10 | 6 | 0.25
Base | System | Constraint | Flex Up | Flexibility | Violation | 1 | 2025-10-07 19:00 | 48.1556 | - | 10 | 19 | 0.25
Base | System | Constraint | Flex Up | Flexibility | Violation | 1 | 2025-10-08 04:30 | 0.43462 | - | 10 | 4 | 0.25
Base | System | Constraint | Flex Up | Flexibility | Violation | 1 | 2025-10-08 04:45 | 36.6119 | - | 10 | 4 | 0.25
Base | System | Constraint | Flex Up | Flexibility | Violation | 1 | 2025-10-08 05:45 | 24.6471 | - | 10 | 5 | 0.25
Base | System | Constraint | Flex Up | Flexibility | Violation | 1 | 2025-10-08 16:15 | 0.30725 | - | 10 | 16 | 0.25
Base | System | Constraint | Flex Up | Flexibility | Violation | 1 | 2025-10-08 17:15 | 5.8282 | - | 10 | 17 | 0.25
Base | System | Constraint | Flex Up | Flexibility | Violation | 1 | 2025-10-08 17:30 | 4.7926 | - | 10 | 17 | 0.25
Base | System | Constraint | Flex Up | Flexibility | Violation | 1 | 2025-10-08 17:45 | 94.257 | - | 10 | 17 | 0.25
Base | System | Constraint | Flex Up | Flexibility | Violation | 1 | 2025-10-08 19:00 | 24.9113 | - | 10 | 19 | 0.25
Base | System | Constraint | Flex Up | Flexibility | Violation | 1 | 2025-10-08 22:00 | 48.5458 | - | 10 | 22 | 0.25
Base | System | Constraint | Flex Up | Flexibility | Violation | 1 | 2025-10-10 05:15 | 1.3505 | - | 10 | 5 | 0.25
Base | System | Constraint | Flex Up | Flexibility | Violation | 1 | 2025-10-10 05:30 | 2.7542 | - | 10 | 5 | 0.25
Base | System | Constraint | Flex Up | Flexibility | Violation | 1 | 2025-10-10 05:45 | 63.1579 | - | 10 | 5 | 0.25
Base | System | Constraint | Flex Up | Flexibility | Violation | 1 | 2025-10-10 06:30 | 9.4182 | - | 10 | 6 | 0.25
Base | System | Constraint | Flex Up | Flexibility | Violation | 1 | 2025-10-10 06:45 | 11.4564 | - | 10 | 6 | 0.25
Base | System | Constraint | Flex Up | Flexibility | Violation | 1 | 2025-10-11 18:45 | 14.9786 | - | 10 | 18 | 0.25
Base | System | Constraint | Flex Up | Flexibility | Violation | 1 | 2025-10-12 17:30 | 3.8317 | - | 10 | 17 | 0.25
Base | System | Constraint | Flex Up | Flexibility | Violation | 1 | 2025-10-12 17:45 | 63.2965 | - | 10 | 17 | 0.25
Base | System | Constraint | Flex Up | Flexibility | Violation | 1 | 2025-10-13 17:30 | 26.4228 | - | 10 | 17 | 0.25
Base | System | Constraint | Flex Up | Flexibility | Violation | 1 | 2025-10-13 17:45 | 71.8697 | - | 10 | 17 | 0.25
Base | System | Constraint | Flex Up | Flexibility | Violation | 1 | 2025-10-14 05:45 | 18.8054 | - | 10 | 5 | 0.25
Base | System | Constraint | Flex Up | Flexibility | Violation | 1 | 2025-10-14 16:45 | 6.6047 | - | 10 | 16 | 0.25
Base | System | Constraint | Flex Up | Flexibility | Violation | 1 | 2025-10-15 06:30 | 11.0633 | - | 10 | 6 | 0.25
Base | System | Constraint | Flex Up | Flexibility | Violation | 1 | 2025-10-15 06:45 | 40.6991 | - | 10 | 6 | 0.25
Base | System | Constraint | Flex Up | Flexibility | Violation | 1 | 2025-10-15 07:00 | 10.5913 | - | 10 | 7 | 0.25
Base | System | Constraint | Flex Up | Flexibility | Violation | 1 | 2025-10-16 05:45 | 48.1067 | - | 10 | 5 | 0.25
Base | System | Constraint | Flex Up | Flexibility | Violation | 1 | 2025-10-16 06:15 | 19.2739 | - | 10 | 6 | 0.25
Base | System | Constraint | Flex Up | Flexibility | Violation | 1 | 2025-10-16 06:30 | 4.2847 | - | 10 | 6 | 0.25
Base | System | Constraint | Flex Up | Flexibility | Violation | 1 | 2025-10-18 05:15 | 44.0131 | - | 10 | 5 | 0.25
Base | System | Constraint | Flex Up | Flexibility | Violation | 1 | 2025-10-18 05:30 | 49.3805 | - | 10 | 5 | 0.25
Base | System | Constraint | Flex Up | Flexibility | Violation | 1 | 2025-10-18 05:45 | 16.2479 | - | 10 | 5 | 0.25
Base | System | Constraint | Flex Up | Flexibility | Violation | 1 | 2025-10-18 06:30 | 10.7084 | - | 10 | 6 | 0.25
Base | System | Constraint | Flex Up | Flexibility | Violation | 1 | 2025-10-18 06:45 | 64.8135 | - | 10 | 6 | 0.25
Base | System | Constraint | Flex Up | Flexibility | Violation | 1 | 2025-10-18 07:45 | 0.28666 | - | 10 | 7 | 0.25
Base | System | Constraint | Flex Up | Flexibility | Violation | 1 | 2025-10-18 17:00 | 29.5915 | - | 10 | 17 | 0.25
Base | System | Constraint | Flex Up | Flexibility | Violation | 1 | 2025-10-19 06:45 | 39.7186 | - | 10 | 6 | 0.25
Base | System | Constraint | Flex Up | Flexibility | Violation | 1 | 2025-10-19 16:45 | 4.6608 | - | 10 | 16 | 0.25
Base | System | Constraint | Flex Up | Flexibility | Violation | 1 | 2025-10-20 05:45 | 101.1703 | - | 10 | 5 | 0.25
Base | System | Constraint | Flex Up | Flexibility | Violation | 1 | 2025-10-20 06:15 | 5.4007 | - | 10 | 6 | 0.25
Base | System | Constraint | Flex Up | Flexibility | Violation | 1 | 2025-10-20 16:45 | 47.8384 | - | 10 | 16 | 0.25
Base | System | Constraint | Flex Up | Flexibility | Violation | 1 | 2025-10-20 17:45 | 46.1908 | - | 10 | 17 | 0.25
Base | System | Constraint | Flex Up | Flexibility | Violation | 1 | 2025-10-21 05:30 | 22.3076 | - | 10 | 5 | 0.25
Base | System | Constraint | Flex Up | Flexibility | Violation | 1 | 2025-10-21 05:45 | 141.3406 | - | 10 | 5 | 0.25
Base | System | Constraint | Flex Up | Flexibility | Violation | 1 | 2025-10-22 17:45 | 55.1046 | - | 10 | 17 | 0.25
Base | System | Constraint | Flex Up | Flexibility | Violation | 1 | 2025-10-22 18:00 | 17.7824 | - | 10 | 18 | 0.25
Base | System | Constraint | Flex Up | Flexibility | Violation | 1 | 2025-10-22 18:30 | 28.2078 | - | 10 | 18 | 0.25
Base | System | Constraint | Flex Up | Flexibility | Violation | 1 | 2025-10-22 19:15 | 13.2681 | - | 10 | 19 | 0.25
Base | System | Constraint | Flex Up | Flexibility | Violation | 1 | 2025-10-22 19:45 | 4.1613 | - | 10 | 19 | 0.25
Base | System | Constraint | Flex Up | Flexibility | Violation | 1 | 2025-10-23 06:30 | 0.77405 | - | 10 | 6 | 0.25
Base | System | Constraint | Flex Up | Flexibility | Violation | 1 | 2025-10-23 10:15 | 9.2543 | - | 10 | 10 | 0.25
Base | System | Constraint | Flex Up | Flexibility | Violation | 1 | 2025-10-23 16:45 | 24.2017 | - | 10 | 16 | 0.25
Base | System | Constraint | Flex Up | Flexibility | Violation | 1 | 2025-10-23 17:15 | 32.3224 | - | 10 | 17 | 0.25
Base | System | Constraint | Flex Up | Flexibility | Violation | 1 | 2025-10-23 17:30 | 64.7139 | - | 10 | 17 | 0.25
Base | System | Constraint | Flex Up | Flexibility | Violation | 1 | 2025-10-23 17:45 | 10.1054 | - | 10 | 17 | 0.25
Base | System | Constraint | Flex Up | Flexibility | Violation | 1 | 2025-10-23 18:00 | 28.2635 | - | 10 | 18 | 0.25
Base | System | Constraint | Flex Up | Flexibility | Violation | 1 | 2025-10-23 18:30 | 28.2635 | - | 10 | 18 | 0.25
Base | System | Constraint | Flex Up | Flexibility | Violation | 1 | 2025-10-23 19:00 | 15.6889 | - | 10 | 19 | 0.25
Base | System | Constraint | Flex Up | Flexibility | Violation | 1 | 2025-10-24 05:45 | 30.4097 | - | 10 | 5 | 0.25
Base | System | Constraint | Flex Up | Flexibility | Violation | 1 | 2025-10-24 16:00 | 53.9473 | - | 10 | 16 | 0.25
Base | System | Constraint | Flex Up | Flexibility | Violation | 1 | 2025-10-24 16:15 | 32.7276 | - | 10 | 16 | 0.25
Base | System | Constraint | Flex Up | Flexibility | Violation | 1 | 2025-10-24 16:30 | 8.5079 | - | 10 | 16 | 0.25
Base | System | Constraint | Flex Up | Flexibility | Violation | 1 | 2025-10-25 06:00 | 6.6022 | - | 10 | 6 | 0.25
Base | System | Constraint | Flex Up | Flexibility | Violation | 1 | 2025-10-25 06:30 | 11.6553 | - | 10 | 6 | 0.25
Base | System | Constraint | Flex Up | Flexibility | Violation | 1 | 2025-10-25 06:45 | 77.6818 | - | 10 | 6 | 0.25
Base | System | Constraint | Flex Up | Flexibility | Violation | 1 | 2025-10-25 17:30 | 5.1131 | - | 10 | 17 | 0.25
Base | System | Constraint | Flex Up | Flexibility | Violation | 1 | 2025-10-25 17:45 | 29.7222 | - | 10 | 17 | 0.25
Base | System | Constraint | Flex Up | Flexibility | Violation | 1 | 2025-10-26 06:30 | 6.3543 | - | 10 | 6 | 0.25
Base | System | Constraint | Flex Up | Flexibility | Violation | 1 | 2025-10-26 06:45 | 56.4795 | - | 10 | 6 | 0.25
Base | System | Constraint | Flex Up | Flexibility | Violation | 1 | 2025-10-26 15:00 | 5.8876 | - | 10 | 15 | 0.25
Base | System | Constraint | Flex Up | Flexibility | Violation | 1 | 2025-10-27 05:45 | 30.6794 | - | 10 | 5 | 0.25
Base | System | Constraint | Flex Up | Flexibility | Violation | 1 | 2025-10-27 06:15 | 4.9746 | - | 10 | 6 | 0.25
Base | System | Constraint | Flex Up | Flexibility | Violation | 1 | 2025-10-27 06:30 | 36.1056 | - | 10 | 6 | 0.25
Base | System | Constraint | Flex Up | Flexibility | Violation | 1 | 2025-10-27 06:45 | 40.2365 | - | 10 | 6 | 0.25
Base | System | Constraint | Flex Up | Flexibility | Violation | 1 | 2025-10-27 16:00 | 206.0395 | - | 10 | 16 | 0.25
Base | System | Constraint | Flex Up | Flexibility | Violation | 1 | 2025-10-27 16:15 | 192.7527 | - | 10 | 16 | 0.25
Base | System | Constraint | Flex Up | Flexibility | Violation | 1 | 2025-10-27 16:30 | 180.466 | - | 10 | 16 | 0.25
Base | System | Constraint | Flex Up | Flexibility | Violation | 1 | 2025-10-27 16:45 | 177.1792 | - | 10 | 16 | 0.25
Base | System | Constraint | Flex Up | Flexibility | Violation | 1 | 2025-10-27 17:00 | 104.5906 | - | 10 | 17 | 0.25
Base | System | Constraint | Flex Up | Flexibility | Violation | 1 | 2025-10-27 17:15 | 167.2642 | - | 10 | 17 | 0.25
Base | System | Constraint | Flex Up | Flexibility | Violation | 1 | 2025-10-27 17:30 | 215.9377 | - | 10 | 17 | 0.25
Base | System | Constraint | Flex Up | Flexibility | Violation | 1 | 2025-10-27 17:45 | 228.2645 | - | 10 | 17 | 0.25
Base | System | Constraint | Flex Up | Flexibility | Violation | 1 | 2025-10-27 18:00 | 0.38366 | - | 10 | 18 | 0.25
Base | System | Constraint | Flex Up | Flexibility | Violation | 1 | 2025-10-28 06:30 | 10.4047 | - | 10 | 6 | 0.25
Base | System | Constraint | Flex Up | Flexibility | Violation | 1 | 2025-10-28 21:00 | 4.113 | - | 10 | 21 | 0.25
Base | System | Constraint | Flex Up | Flexibility | Violation | 1 | 2025-10-29 05:30 | 1.7253 | - | 10 | 5 | 0.25
Base | System | Constraint | Flex Up | Flexibility | Violation | 1 | 2025-10-29 05:45 | 80.8374 | - | 10 | 5 | 0.25
Base | System | Constraint | Flex Up | Flexibility | Violation | 1 | 2025-10-29 17:45 | 37.8796 | - | 10 | 17 | 0.25
Base | System | Constraint | Flex Up | Flexibility | Violation | 1 | 2025-10-30 05:45 | 46.3659 | - | 10 | 5 | 0.25
Base | System | Constraint | Flex Up | Flexibility | Violation | 1 | 2025-10-31 05:30 | 5.9426 | - | 10 | 5 | 0.25
Base | System | Constraint | Flex Up | Flexibility | Violation | 1 | 2025-10-31 05:45 | 112.3274 | - | 10 | 5 | 0.25
Base | System | Constraint | Flex Up | Flexibility | Violation | 1 | 2025-10-31 06:30 | 2.3515 | - | 10 | 6 | 0.25
Base | System | Constraint | Flex Up | Flexibility | Violation | 1 | 2025-10-31 06:45 | 9.9777 | - | 10 | 6 | 0.25
Base | System | Constraint | Flex Up | Flexibility | Violation | 1 | 2025-11-01 06:45 | 109.6423 | - | 11 | 6 | 0.25
Base | System | Constraint | Flex Up | Flexibility | Violation | 1 | 2025-11-01 17:30 | 29.9835 | - | 11 | 17 | 0.25
Base | System | Constraint | Flex Up | Flexibility | Violation | 1 | 2025-11-01 17:45 | 43.0867 | - | 11 | 17 | 0.25
Base | System | Constraint | Flex Up | Flexibility | Violation | 1 | 2025-11-02 06:45 | 25.5696 | - | 11 | 6 | 0.25
Base | System | Constraint | Flex Up | Flexibility | Violation | 1 | 2025-11-02 07:45 | 33.4683 | - | 11 | 7 | 0.25
Base | System | Constraint | Flex Up | Flexibility | Violation | 1 | 2025-11-02 08:00 | 64.538 | - | 11 | 8 | 0.25
Base | System | Constraint | Flex Up | Flexibility | Violation | 1 | 2025-11-02 08:15 | 61.8345 | - | 11 | 8 | 0.25
Base | System | Constraint | Flex Up | Flexibility | Violation | 1 | 2025-11-02 08:30 | 20.1311 | - | 11 | 8 | 0.25
Base | System | Constraint | Flex Up | Flexibility | Violation | 1 | 2025-11-02 08:45 | 31.9276 | - | 11 | 8 | 0.25
Base | System | Constraint | Flex Up | Flexibility | Violation | 1 | 2025-11-02 09:00 | 52.9284 | - | 11 | 9 | 0.25
Base | System | Constraint | Flex Up | Flexibility | Violation | 1 | 2025-11-02 09:15 | 48.0292 | - | 11 | 9 | 0.25
Base | System | Constraint | Flex Up | Flexibility | Violation | 1 | 2025-11-02 09:30 | 7.1299 | - | 11 | 9 | 0.25
Base | System | Constraint | Flex Up | Flexibility | Violation | 1 | 2025-11-02 10:00 | 68.6855 | - | 11 | 10 | 0.25
Base | System | Constraint | Flex Up | Flexibility | Violation | 1 | 2025-11-02 10:15 | 26.2703 | - | 11 | 10 | 0.25
Base | System | Constraint | Flex Up | Flexibility | Violation | 1 | 2025-11-02 17:30 | 31.0696 | - | 11 | 17 | 0.25
Base | System | Constraint | Flex Up | Flexibility | Violation | 1 | 2025-11-02 17:45 | 36.0761 | - | 11 | 17 | 0.25
Base | System | Constraint | Flex Up | Flexibility | Violation | 1 | 2025-11-02 18:00 | 20.3733 | - | 11 | 18 | 0.25
Base | System | Constraint | Flex Up | Flexibility | Violation | 1 | 2025-11-02 18:15 | 7.9321 | - | 11 | 18 | 0.25
Base | System | Constraint | Flex Up | Flexibility | Violation | 1 | 2025-11-02 21:00 | 18.013 | - | 11 | 21 | 0.25
Base | System | Constraint | Flex Up | Flexibility | Violation | 1 | 2025-11-03 06:45 | 29.7444 | - | 11 | 6 | 0.25
Base | System | Constraint | Flex Up | Flexibility | Violation | 1 | 2025-11-03 08:00 | 55.2109 | - | 11 | 8 | 0.25
Base | System | Constraint | Flex Up | Flexibility | Violation | 1 | 2025-11-03 08:15 | 1.7099 | - | 11 | 8 | 0.25
Base | System | Constraint | Flex Up | Flexibility | Violation | 1 | 2025-11-04 06:45 | 76.27 | - | 11 | 6 | 0.25
Base | System | Constraint | Flex Up | Flexibility | Violation | 1 | 2025-11-04 08:00 | 34.7542 | - | 11 | 8 | 0.25
Base | System | Constraint | Flex Up | Flexibility | Violation | 1 | 2025-11-04 08:15 | 3.9018 | - | 11 | 8 | 0.25
Base | System | Constraint | Flex Up | Flexibility | Violation | 1 | 2025-11-04 09:00 | 12.6263 | - | 11 | 9 | 0.25
Base | System | Constraint | Flex Up | Flexibility | Violation | 1 | 2025-11-04 12:00 | 111.0351 | - | 11 | 12 | 0.25
Base | System | Constraint | Flex Up | Flexibility | Violation | 1 | 2025-11-04 12:15 | 25.4248 | - | 11 | 12 | 0.25
Base | System | Constraint | Flex Up | Flexibility | Violation | 1 | 2025-11-05 06:45 | 13.2465 | - | 11 | 6 | 0.25
Base | System | Constraint | Flex Up | Flexibility | Violation | 1 | 2025-11-05 07:00 | 7.7014 | - | 11 | 7 | 0.25
Base | System | Constraint | Flex Up | Flexibility | Violation | 1 | 2025-11-05 08:00 | 42.0031 | - | 11 | 8 | 0.25
Base | System | Constraint | Flex Up | Flexibility | Violation | 1 | 2025-11-06 06:45 | 23.9239 | - | 11 | 6 | 0.25
Base | System | Constraint | Flex Up | Flexibility | Violation | 1 | 2025-11-06 08:00 | 103.5844 | - | 11 | 8 | 0.25
Base | System | Constraint | Flex Up | Flexibility | Violation | 1 | 2025-11-06 09:15 | 13.3437 | - | 11 | 9 | 0.25
Base | System | Constraint | Flex Up | Flexibility | Violation | 1 | 2025-11-07 05:45 | 9.036 | - | 11 | 5 | 0.25
Base | System | Constraint | Flex Up | Flexibility | Violation | 1 | 2025-11-07 06:45 | 25.5424 | - | 11 | 6 | 0.25
Base | System | Constraint | Flex Up | Flexibility | Violation | 1 | 2025-11-07 08:00 | 73.6091 | - | 11 | 8 | 0.25
Base | System | Constraint | Flex Up | Flexibility | Violation | 1 | 2025-11-07 21:00 | 16.7505 | - | 11 | 21 | 0.25
Base | System | Constraint | Flex Up | Flexibility | Violation | 1 | 2025-11-08 07:45 | 40.3985 | - | 11 | 7 | 0.25
Base | System | Constraint | Flex Up | Flexibility | Violation | 1 | 2025-11-08 08:30 | 22.519 | - | 11 | 8 | 0.25
Base | System | Constraint | Flex Up | Flexibility | Violation | 1 | 2025-11-08 08:45 | 68.3481 | - | 11 | 8 | 0.25
Base | System | Constraint | Flex Up | Flexibility | Violation | 1 | 2025-11-08 09:00 | 1.0344 | - | 11 | 9 | 0.25
Base | System | Constraint | Flex Up | Flexibility | Violation | 1 | 2025-11-08 09:30 | 3.3472 | - | 11 | 9 | 0.25
Base | System | Constraint | Flex Up | Flexibility | Violation | 1 | 2025-11-08 09:45 | 9.0035 | - | 11 | 9 | 0.25
Base | System | Constraint | Flex Up | Flexibility | Violation | 1 | 2025-11-08 11:00 | 30.1773 | - | 11 | 11 | 0.25
Base | System | Constraint | Flex Up | Flexibility | Violation | 1 | 2025-11-08 11:15 | 24.5909 | - | 11 | 11 | 0.25
Base | System | Constraint | Flex Up | Flexibility | Violation | 1 | 2025-11-08 11:30 | 13.0044 | - | 11 | 11 | 0.25
Base | System | Constraint | Flex Up | Flexibility | Violation | 1 | 2025-11-08 13:00 | 3.2303 | - | 11 | 13 | 0.25
Base | System | Constraint | Flex Up | Flexibility | Violation | 1 | 2025-11-08 23:30 | 3.0556 | - | 11 | 23 | 0.25
Base | System | Constraint | Flex Up | Flexibility | Violation | 1 | 2025-11-09 09:45 | 5.7903 | - | 11 | 9 | 0.25
Base | System | Constraint | Flex Up | Flexibility | Violation | 1 | 2025-11-09 16:45 | 1.4801 | - | 11 | 16 | 0.25
Base | System | Constraint | Flex Up | Flexibility | Violation | 1 | 2025-11-09 18:00 | 12.6729 | - | 11 | 18 | 0.25
Base | System | Constraint | Flex Up | Flexibility | Violation | 1 | 2025-11-09 21:00 | 4.8929 | - | 11 | 21 | 0.25
Base | System | Constraint | Flex Up | Flexibility | Violation | 1 | 2025-11-09 23:00 | 2.0724 | - | 11 | 23 | 0.25
Base | System | Constraint | Flex Up | Flexibility | Violation | 1 | 2025-11-10 21:00 | 9.2998 | - | 11 | 21 | 0.25
Base | System | Constraint | Flex Up | Flexibility | Violation | 1 | 2025-11-10 22:00 | 26.7745 | - | 11 | 22 | 0.25
Base | System | Constraint | Flex Up | Flexibility | Violation | 1 | 2025-11-11 06:45 | 1.8189 | - | 11 | 6 | 0.25
Base | System | Constraint | Flex Up | Flexibility | Violation | 1 | 2025-11-11 10:00 | 30.9688 | - | 11 | 10 | 0.25
Base | System | Constraint | Flex Up | Flexibility | Violation | 1 | 2025-11-11 11:00 | 9.2713 | - | 11 | 11 | 0.25
Base | System | Constraint | Flex Up | Flexibility | Violation | 1 | 2025-11-11 21:00 | 17.0445 | - | 11 | 21 | 0.25
Base | System | Constraint | Flex Up | Flexibility | Violation | 1 | 2025-11-12 08:00 | 104.0113 | - | 11 | 8 | 0.25
Base | System | Constraint | Flex Up | Flexibility | Violation | 1 | 2025-11-12 08:15 | 25.0809 | - | 11 | 8 | 0.25
Base | System | Constraint | Flex Up | Flexibility | Violation | 1 | 2025-11-12 21:00 | 64.1388 | - | 11 | 21 | 0.25
Base | System | Constraint | Flex Up | Flexibility | Violation | 1 | 2025-11-14 19:00 | 90.2546 | - | 11 | 19 | 0.25
Base | System | Constraint | Flex Up | Flexibility | Violation | 1 | 2025-11-15 16:30 | 4.8254 | - | 11 | 16 | 0.25
Base | System | Constraint | Flex Up | Flexibility | Violation | 1 | 2025-11-15 16:45 | 9.187 | - | 11 | 16 | 0.25
Base | System | Constraint | Flex Up | Flexibility | Violation | 1 | 2025-11-15 19:00 | 44.3059 | - | 11 | 19 | 0.25
Base | System | Constraint | Flex Up | Flexibility | Violation | 1 | 2025-11-15 19:30 | 16.3702 | - | 11 | 19 | 0.25
Base | System | Constraint | Flex Up | Flexibility | Violation | 1 | 2025-11-15 21:15 | 1.3411 | - | 11 | 21 | 0.25
Base | System | Constraint | Flex Up | Flexibility | Violation | 1 | 2025-11-15 21:30 | 20.1963 | - | 11 | 21 | 0.25
Base | System | Constraint | Flex Up | Flexibility | Violation | 1 | 2025-11-15 21:45 | 28.0514 | - | 11 | 21 | 0.25
Base | System | Constraint | Flex Up | Flexibility | Violation | 1 | 2025-11-15 23:00 | 30.4965 | - | 11 | 23 | 0.25
Base | System | Constraint | Flex Up | Flexibility | Violation | 1 | 2025-11-16 16:45 | 114.1726 | - | 11 | 16 | 0.25
Base | System | Constraint | Flex Up | Flexibility | Violation | 1 | 2025-11-16 18:00 | 30.4622 | - | 11 | 18 | 0.25
Base | System | Constraint | Flex Up | Flexibility | Violation | 1 | 2025-11-16 20:00 | 42.6326 | - | 11 | 20 | 0.25
Base | System | Constraint | Flex Up | Flexibility | Violation | 1 | 2025-11-17 10:00 | 35.8981 | - | 11 | 10 | 0.25
Base | System | Constraint | Flex Up | Flexibility | Violation | 1 | 2025-11-17 16:45 | 2.0766 | - | 11 | 16 | 0.25
Base | System | Constraint | Flex Up | Flexibility | Violation | 1 | 2025-11-17 21:00 | 31.2116 | - | 11 | 21 | 0.25
Base | System | Constraint | Flex Up | Flexibility | Violation | 1 | 2025-11-18 07:15 | 14.3468 | - | 11 | 7 | 0.25
Base | System | Constraint | Flex Up | Flexibility | Violation | 1 | 2025-11-18 07:30 | 14.7009 | - | 11 | 7 | 0.25
Base | System | Constraint | Flex Up | Flexibility | Violation | 1 | 2025-11-18 07:45 | 10.0551 | - | 11 | 7 | 0.25
Base | System | Constraint | Flex Up | Flexibility | Violation | 1 | 2025-11-18 18:00 | 4.4054 | - | 11 | 18 | 0.25
Base | System | Constraint | Flex Up | Flexibility | Violation | 1 | 2025-11-18 22:00 | 49.1834 | - | 11 | 22 | 0.25
Base | System | Constraint | Flex Up | Flexibility | Violation | 1 | 2025-11-19 06:45 | 15.985 | - | 11 | 6 | 0.25
Base | System | Constraint | Flex Up | Flexibility | Violation | 1 | 2025-11-20 06:45 | 2.5241 | - | 11 | 6 | 0.25
Base | System | Constraint | Flex Up | Flexibility | Violation | 1 | 2025-11-20 08:00 | 14.3145 | - | 11 | 8 | 0.25
Base | System | Constraint | Flex Up | Flexibility | Violation | 1 | 2025-11-21 19:00 | 47.707 | - | 11 | 19 | 0.25
Base | System | Constraint | Flex Up | Flexibility | Violation | 1 | 2025-11-21 19:15 | 0.094726 | - | 11 | 19 | 0.25
Base | System | Constraint | Flex Up | Flexibility | Violation | 1 | 2025-11-22 07:45 | 42.6099 | - | 11 | 7 | 0.25
Base | System | Constraint | Flex Up | Flexibility | Violation | 1 | 2025-11-22 16:45 | 13.0216 | - | 11 | 16 | 0.25
Base | System | Constraint | Flex Up | Flexibility | Violation | 1 | 2025-11-22 17:00 | 40.1905 | - | 11 | 17 | 0.25
Base | System | Constraint | Flex Up | Flexibility | Violation | 1 | 2025-11-22 17:15 | 9.246 | - | 11 | 17 | 0.25
Base | System | Constraint | Flex Up | Flexibility | Violation | 1 | 2025-11-22 18:00 | 41.9833 | - | 11 | 18 | 0.25
Base | System | Constraint | Flex Up | Flexibility | Violation | 1 | 2025-11-23 08:45 | 37.2898 | - | 11 | 8 | 0.25
Base | System | Constraint | Flex Up | Flexibility | Violation | 1 | 2025-11-23 22:00 | 4.6279 | - | 11 | 22 | 0.25
Base | System | Constraint | Flex Up | Flexibility | Violation | 1 | 2025-11-24 06:45 | 9.7339 | - | 11 | 6 | 0.25
Base | System | Constraint | Flex Up | Flexibility | Violation | 1 | 2025-11-24 16:45 | 1.7352 | - | 11 | 16 | 0.25
Base | System | Constraint | Flex Up | Flexibility | Violation | 1 | 2025-11-25 06:45 | 107.8372 | - | 11 | 6 | 0.25
Base | System | Constraint | Flex Up | Flexibility | Violation | 1 | 2025-11-25 07:15 | 23.6289 | - | 11 | 7 | 0.25
Base | System | Constraint | Flex Up | Flexibility | Violation | 1 | 2025-11-25 07:30 | 7.4252 | - | 11 | 7 | 0.25
Base | System | Constraint | Flex Up | Flexibility | Violation | 1 | 2025-11-26 16:45 | 25.499 | - | 11 | 16 | 0.25
Base | System | Constraint | Flex Up | Flexibility | Violation | 1 | 2025-11-26 17:15 | 23.475 | - | 11 | 17 | 0.25
Base | System | Constraint | Flex Up | Flexibility | Violation | 1 | 2025-11-26 17:30 | 15.9063 | - | 11 | 17 | 0.25
Base | System | Constraint | Flex Up | Flexibility | Violation | 1 | 2025-11-26 19:00 | 79.9237 | - | 11 | 19 | 0.25
Base | System | Constraint | Flex Up | Flexibility | Violation | 1 | 2025-11-26 19:15 | 0.8949 | - | 11 | 19 | 0.25
Base | System | Constraint | Flex Up | Flexibility | Violation | 1 | 2025-11-27 19:00 | 90.2546 | - | 11 | 19 | 0.25
Base | System | Constraint | Flex Up | Flexibility | Violation | 1 | 2025-11-27 19:15 | 8.1489 | - | 11 | 19 | 0.25
Base | System | Constraint | Flex Up | Flexibility | Violation | 1 | 2025-11-28 06:45 | 30.51 | - | 11 | 6 | 0.25
Base | System | Constraint | Flex Up | Flexibility | Violation | 1 | 2025-11-28 07:00 | 6.7638 | - | 11 | 7 | 0.25
Base | System | Constraint | Flex Up | Flexibility | Violation | 1 | 2025-11-28 07:30 | 25.9933 | - | 11 | 7 | 0.25
Base | System | Constraint | Flex Up | Flexibility | Violation | 1 | 2025-11-28 07:45 | 28.1081 | - | 11 | 7 | 0.25
Base | System | Constraint | Flex Up | Flexibility | Violation | 1 | 2025-11-30 16:45 | 78.6234 | - | 11 | 16 | 0.25
Base | System | Constraint | Flex Up | Flexibility | Violation | 1 | 2025-11-30 17:30 | 0.47007 | - | 11 | 17 | 0.25
Base | System | Constraint | Flex Up | Flexibility | Violation | 1 | 2025-11-30 19:00 | 13.3476 | - | 11 | 19 | 0.25
Base | System | Constraint | Flex Up | Flexibility | Violation | 1 | 2025-11-30 21:00 | 43.4601 | - | 11 | 21 | 0.25
Base | System | Constraint | Flex Up | Flexibility | Violation | 1 | 2025-11-30 22:00 | 35.8413 | - | 11 | 22 | 0.25
Base | System | Constraint | Flex Up | Flexibility | Violation | 1 | 2025-12-01 08:00 | 7.064 | - | 12 | 8 | 0.25
Base | System | Constraint | Flex Up | Flexibility | Violation | 1 | 2025-12-01 08:15 | 22.523 | - | 12 | 8 | 0.25
Base | System | Constraint | Flex Up | Flexibility | Violation | 1 | 2025-12-01 18:00 | 35.2819 | - | 12 | 18 | 0.25
Base | System | Constraint | Flex Up | Flexibility | Violation | 1 | 2025-12-01 21:00 | 111.772 | - | 12 | 21 | 0.25
Base | System | Constraint | Flex Up | Flexibility | Violation | 1 | 2025-12-01 22:00 | 23.7387 | - | 12 | 22 | 0.25
Base | System | Constraint | Flex Up | Flexibility | Violation | 1 | 2025-12-01 23:15 | 17.7126 | - | 12 | 23 | 0.25
Base | System | Constraint | Flex Up | Flexibility | Violation | 1 | 2025-12-02 08:00 | 4.0887 | - | 12 | 8 | 0.25
Base | System | Constraint | Flex Up | Flexibility | Violation | 1 | 2025-12-02 17:00 | 125.8979 | - | 12 | 17 | 0.25
Base | System | Constraint | Flex Up | Flexibility | Violation | 1 | 2025-12-02 17:15 | 58.427 | - | 12 | 17 | 0.25
Base | System | Constraint | Flex Up | Flexibility | Violation | 1 | 2025-12-02 22:15 | 8.2125 | - | 12 | 22 | 0.25
Base | System | Constraint | Flex Up | Flexibility | Violation | 1 | 2025-12-02 23:00 | 19.2999 | - | 12 | 23 | 0.25
Base | System | Constraint | Flex Up | Flexibility | Violation | 1 | 2025-12-03 08:00 | 68.2639 | - | 12 | 8 | 0.25
Base | System | Constraint | Flex Up | Flexibility | Violation | 1 | 2025-12-03 16:45 | 5.2994 | - | 12 | 16 | 0.25
Base | System | Constraint | Flex Up | Flexibility | Violation | 1 | 2025-12-03 18:00 | 4.3196 | - | 12 | 18 | 0.25
Base | System | Constraint | Flex Up | Flexibility | Violation | 1 | 2025-12-03 21:00 | 8.1349 | - | 12 | 21 | 0.25
Base | System | Constraint | Flex Up | Flexibility | Violation | 1 | 2025-12-04 11:00 | 19.7384 | - | 12 | 11 | 0.25
Base | System | Constraint | Flex Up | Flexibility | Violation | 1 | 2025-12-04 19:00 | 0.53041 | - | 12 | 19 | 0.25
Base | System | Constraint | Flex Up | Flexibility | Violation | 1 | 2025-12-05 06:45 | 49.9349 | - | 12 | 6 | 0.25
Base | System | Constraint | Flex Up | Flexibility | Violation | 1 | 2025-12-05 07:45 | 31.0498 | - | 12 | 7 | 0.25
Base | System | Constraint | Flex Up | Flexibility | Violation | 1 | 2025-12-05 15:00 | 26.6589 | - | 12 | 15 | 0.25
Base | System | Constraint | Flex Up | Flexibility | Violation | 1 | 2025-12-05 15:30 | 2.4421 | - | 12 | 15 | 0.25
Base | System | Constraint | Flex Up | Flexibility | Violation | 1 | 2025-12-05 20:00 | 36.0649 | - | 12 | 20 | 0.25
Base | System | Constraint | Flex Up | Flexibility | Violation | 1 | 2025-12-06 17:00 | 8.9142 | - | 12 | 17 | 0.25
Base | System | Constraint | Flex Up | Flexibility | Violation | 1 | 2025-12-06 21:00 | 4.8277 | - | 12 | 21 | 0.25
Base | System | Constraint | Flex Up | Flexibility | Violation | 1 | 2025-12-06 23:00 | 30.8512 | - | 12 | 23 | 0.25
Base | System | Constraint | Flex Up | Flexibility | Violation | 1 | 2025-12-07 22:00 | 10.7682 | - | 12 | 22 | 0.25
Base | System | Constraint | Flex Up | Flexibility | Violation | 1 | 2025-12-07 23:00 | 116.6442 | - | 12 | 23 | 0.25
Base | System | Constraint | Flex Up | Flexibility | Violation | 1 | 2025-12-08 06:45 | 33.1881 | - | 12 | 6 | 0.25
Base | System | Constraint | Flex Up | Flexibility | Violation | 1 | 2025-12-08 09:00 | 69.9071 | - | 12 | 9 | 0.25
Base | System | Constraint | Flex Up | Flexibility | Violation | 1 | 2025-12-08 09:15 | 8.7137 | - | 12 | 9 | 0.25
Base | System | Constraint | Flex Up | Flexibility | Violation | 1 | 2025-12-08 09:45 | 3.8268 | - | 12 | 9 | 0.25
Base | System | Constraint | Flex Up | Flexibility | Violation | 1 | 2025-12-08 16:45 | 91.5452 | - | 12 | 16 | 0.25
Base | System | Constraint | Flex Up | Flexibility | Violation | 1 | 2025-12-08 17:00 | 92.9087 | - | 12 | 17 | 0.25
Base | System | Constraint | Flex Up | Flexibility | Violation | 1 | 2025-12-08 17:15 | 114.6593 | - | 12 | 17 | 0.25
Base | System | Constraint | Flex Up | Flexibility | Violation | 1 | 2025-12-08 17:30 | 133.4098 | - | 12 | 17 | 0.25
Base | System | Constraint | Flex Up | Flexibility | Violation | 1 | 2025-12-08 17:45 | 108.1604 | - | 12 | 17 | 0.25
Base | System | Constraint | Flex Up | Flexibility | Violation | 1 | 2025-12-08 18:00 | 118.4369 | - | 12 | 18 | 0.25
Base | System | Constraint | Flex Up | Flexibility | Violation | 1 | 2025-12-08 18:15 | 55.949 | - | 12 | 18 | 0.25
Base | System | Constraint | Flex Up | Flexibility | Violation | 1 | 2025-12-08 21:00 | 60.8343 | - | 12 | 21 | 0.25
Base | System | Constraint | Flex Up | Flexibility | Violation | 1 | 2025-12-09 05:45 | 20.6565 | - | 12 | 5 | 0.25
Base | System | Constraint | Flex Up | Flexibility | Violation | 1 | 2025-12-09 06:45 | 81.8281 | - | 12 | 6 | 0.25
Base | System | Constraint | Flex Up | Flexibility | Violation | 1 | 2025-12-09 16:30 | 14.6753 | - | 12 | 16 | 0.25
Base | System | Constraint | Flex Up | Flexibility | Violation | 1 | 2025-12-09 16:45 | 89.9826 | - | 12 | 16 | 0.25
Base | System | Constraint | Flex Up | Flexibility | Violation | 1 | 2025-12-09 17:00 | 30.4477 | - | 12 | 17 | 0.25
Base | System | Constraint | Flex Up | Flexibility | Violation | 1 | 2025-12-09 17:15 | 36.2997 | - | 12 | 17 | 0.25
Base | System | Constraint | Flex Up | Flexibility | Violation | 1 | 2025-12-09 17:30 | 21.1518 | - | 12 | 17 | 0.25
Base | System | Constraint | Flex Up | Flexibility | Violation | 1 | 2025-12-09 18:00 | 17.2317 | - | 12 | 18 | 0.25
Base | System | Constraint | Flex Up | Flexibility | Violation | 1 | 2025-12-09 21:00 | 35.9749 | - | 12 | 21 | 0.25
Base | System | Constraint | Flex Up | Flexibility | Violation | 1 | 2025-12-10 09:15 | 25.618 | - | 12 | 9 | 0.25
Base | System | Constraint | Flex Up | Flexibility | Violation | 1 | 2025-12-10 09:30 | 17.2034 | - | 12 | 9 | 0.25
Base | System | Constraint | Flex Up | Flexibility | Violation | 1 | 2025-12-10 16:30 | 8.5862 | - | 12 | 16 | 0.25
Base | System | Constraint | Flex Up | Flexibility | Violation | 1 | 2025-12-10 16:45 | 5.8679 | - | 12 | 16 | 0.25
Base | System | Constraint | Flex Up | Flexibility | Violation | 1 | 2025-12-10 17:00 | 36.358 | - | 12 | 17 | 0.25
Base | System | Constraint | Flex Up | Flexibility | Violation | 1 | 2025-12-10 19:00 | 10.7996 | - | 12 | 19 | 0.25
Base | System | Constraint | Flex Up | Flexibility | Violation | 1 | 2025-12-10 22:00 | 121.2085 | - | 12 | 22 | 0.25
Base | System | Constraint | Flex Up | Flexibility | Violation | 1 | 2025-12-11 06:45 | 32.1763 | - | 12 | 6 | 0.25
Base | System | Constraint | Flex Up | Flexibility | Violation | 1 | 2025-12-11 21:00 | 28.6324 | - | 12 | 21 | 0.25
Base | System | Constraint | Flex Up | Flexibility | Violation | 1 | 2025-12-12 06:45 | 2.1944 | - | 12 | 6 | 0.25
Base | System | Constraint | Flex Up | Flexibility | Violation | 1 | 2025-12-12 16:45 | 9.3346 | - | 12 | 16 | 0.25
Base | System | Constraint | Flex Up | Flexibility | Violation | 1 | 2025-12-12 22:00 | 38.7103 | - | 12 | 22 | 0.25
Base | System | Constraint | Flex Up | Flexibility | Violation | 1 | 2025-12-13 17:00 | 36.1964 | - | 12 | 17 | 0.25
Base | System | Constraint | Flex Up | Flexibility | Violation | 1 | 2025-12-13 23:00 | 4.2624 | - | 12 | 23 | 0.25
Base | System | Constraint | Flex Up | Flexibility | Violation | 1 | 2025-12-14 16:45 | 6.8276 | - | 12 | 16 | 0.25
Base | System | Constraint | Flex Up | Flexibility | Violation | 1 | 2025-12-15 06:45 | 64.8008 | - | 12 | 6 | 0.25
Base | System | Constraint | Flex Up | Flexibility | Violation | 1 | 2025-12-15 07:30 | 15.4232 | - | 12 | 7 | 0.25
Base | System | Constraint | Flex Up | Flexibility | Violation | 1 | 2025-12-15 17:30 | 1.5361 | - | 12 | 17 | 0.25
Base | System | Constraint | Flex Up | Flexibility | Violation | 1 | 2025-12-15 20:00 | 37.9595 | - | 12 | 20 | 0.25
Base | System | Constraint | Flex Up | Flexibility | Violation | 1 | 2025-12-16 17:00 | 1.4034 | - | 12 | 17 | 0.25
Base | System | Constraint | Flex Up | Flexibility | Violation | 1 | 2025-12-16 19:00 | 32.0262 | - | 12 | 19 | 0.25
Base | System | Constraint | Flex Up | Flexibility | Violation | 1 | 2025-12-17 06:45 | 4.7793 | - | 12 | 6 | 0.25
Base | System | Constraint | Flex Up | Flexibility | Violation | 1 | 2025-12-17 16:45 | 13.0027 | - | 12 | 16 | 0.25
Base | System | Constraint | Flex Up | Flexibility | Violation | 1 | 2025-12-17 18:00 | 93.1284 | - | 12 | 18 | 0.25
Base | System | Constraint | Flex Up | Flexibility | Violation | 1 | 2025-12-17 19:00 | 13.9291 | - | 12 | 19 | 0.25
Base | System | Constraint | Flex Up | Flexibility | Violation | 1 | 2025-12-17 21:00 | 39.0017 | - | 12 | 21 | 0.25
Base | System | Constraint | Flex Up | Flexibility | Violation | 1 | 2025-12-18 16:30 | 30.2964 | - | 12 | 16 | 0.25
Base | System | Constraint | Flex Up | Flexibility | Violation | 1 | 2025-12-18 16:45 | 50.0162 | - | 12 | 16 | 0.25
Base | System | Constraint | Flex Up | Flexibility | Violation | 1 | 2025-12-18 17:00 | 14.1253 | - | 12 | 17 | 0.25
Base | System | Constraint | Flex Up | Flexibility | Violation | 1 | 2025-12-18 22:00 | 18.2136 | - | 12 | 22 | 0.25
Base | System | Constraint | Flex Up | Flexibility | Violation | 1 | 2025-12-18 22:15 | 26.4477 | - | 12 | 22 | 0.25
Base | System | Constraint | Flex Up | Flexibility | Violation | 1 | 2025-12-19 07:30 | 31.9669 | - | 12 | 7 | 0.25
Base | System | Constraint | Flex Up | Flexibility | Violation | 1 | 2025-12-19 07:45 | 45.1751 | - | 12 | 7 | 0.25
Base | System | Constraint | Flex Up | Flexibility | Violation | 1 | 2025-12-19 09:00 | 11.5693 | - | 12 | 9 | 0.25
Base | System | Constraint | Flex Up | Flexibility | Violation | 1 | 2025-12-19 16:00 | 53.4848 | - | 12 | 16 | 0.25
Base | System | Constraint | Flex Up | Flexibility | Violation | 1 | 2025-12-19 16:15 | 51.396 | - | 12 | 16 | 0.25
Base | System | Constraint | Flex Up | Flexibility | Violation | 1 | 2025-12-19 16:30 | 33.8072 | - | 12 | 16 | 0.25
Base | System | Constraint | Flex Up | Flexibility | Violation | 1 | 2025-12-19 17:00 | 28.0645 | - | 12 | 17 | 0.25
Base | System | Constraint | Flex Up | Flexibility | Violation | 1 | 2025-12-19 17:15 | 1.2977 | - | 12 | 17 | 0.25
Base | System | Constraint | Flex Up | Flexibility | Violation | 1 | 2025-12-19 19:00 | 40.6397 | - | 12 | 19 | 0.25
Base | System | Constraint | Flex Up | Flexibility | Violation | 1 | 2025-12-19 20:00 | 18.0029 | - | 12 | 20 | 0.25
Base | System | Constraint | Flex Up | Flexibility | Violation | 1 | 2025-12-19 22:00 | 87.5387 | - | 12 | 22 | 0.25
Base | System | Constraint | Flex Up | Flexibility | Violation | 1 | 2025-12-20 07:15 | 24.4701 | - | 12 | 7 | 0.25
Base | System | Constraint | Flex Up | Flexibility | Violation | 1 | 2025-12-20 07:30 | 16.5483 | - | 12 | 7 | 0.25
Base | System | Constraint | Flex Up | Flexibility | Violation | 1 | 2025-12-20 07:45 | 35.6266 | - | 12 | 7 | 0.25
Base | System | Constraint | Flex Up | Flexibility | Violation | 1 | 2025-12-20 19:00 | 45.3684 | - | 12 | 19 | 0.25
Base | System | Constraint | Flex Up | Flexibility | Violation | 1 | 2025-12-21 08:45 | 52.059 | - | 12 | 8 | 0.25
Base | System | Constraint | Flex Up | Flexibility | Violation | 1 | 2025-12-22 15:00 | 15.4564 | - | 12 | 15 | 0.25
Base | System | Constraint | Flex Up | Flexibility | Violation | 1 | 2025-12-22 15:30 | 12.3885 | - | 12 | 15 | 0.25
Base | System | Constraint | Flex Up | Flexibility | Violation | 1 | 2025-12-22 15:45 | 14.8546 | - | 12 | 15 | 0.25
Base | System | Constraint | Flex Up | Flexibility | Violation | 1 | 2025-12-22 17:45 | 3.2742 | - | 12 | 17 | 0.25
Base | System | Constraint | Flex Up | Flexibility | Violation | 1 | 2025-12-23 07:45 | 55.3719 | - | 12 | 7 | 0.25
Base | System | Constraint | Flex Up | Flexibility | Violation | 1 | 2025-12-24 10:00 | 22.6696 | - | 12 | 10 | 0.25
Base | System | Constraint | Flex Up | Flexibility | Violation | 1 | 2025-12-24 10:15 | 4.9873 | - | 12 | 10 | 0.25
Base | System | Constraint | Flex Up | Flexibility | Violation | 1 | 2025-12-25 14:30 | 28.0415 | - | 12 | 14 | 0.25
Base | System | Constraint | Flex Up | Flexibility | Violation | 1 | 2025-12-25 14:45 | 11.726 | - | 12 | 14 | 0.25
Base | System | Constraint | Flex Up | Flexibility | Violation | 1 | 2025-12-25 18:00 | 32.7864 | - | 12 | 18 | 0.25
Base | System | Constraint | Flex Up | Flexibility | Violation | 1 | 2025-12-26 06:45 | 10.3662 | - | 12 | 6 | 0.25
Base | System | Constraint | Flex Up | Flexibility | Violation | 1 | 2025-12-26 17:00 | 68.0501 | - | 12 | 17 | 0.25
Base | System | Constraint | Flex Up | Flexibility | Violation | 1 | 2025-12-26 17:15 | 58.2253 | - | 12 | 17 | 0.25
Base | System | Constraint | Flex Up | Flexibility | Violation | 1 | 2025-12-26 17:30 | 27.4005 | - | 12 | 17 | 0.25
Base | System | Constraint | Flex Up | Flexibility | Violation | 1 | 2025-12-26 18:00 | 52.0646 | - | 12 | 18 | 0.25
Base | System | Constraint | Flex Up | Flexibility | Violation | 1 | 2025-12-26 18:15 | 3.789 | - | 12 | 18 | 0.25
Base | System | Constraint | Flex Up | Flexibility | Violation | 1 | 2025-12-27 06:45 | 26.2613 | - | 12 | 6 | 0.25
Base | System | Constraint | Flex Up | Flexibility | Violation | 1 | 2025-12-27 07:30 | 2.2253 | - | 12 | 7 | 0.25
Base | System | Constraint | Flex Up | Flexibility | Violation | 1 | 2025-12-27 07:45 | 69.6665 | - | 12 | 7 | 0.25
Base | System | Constraint | Flex Up | Flexibility | Violation | 1 | 2025-12-27 09:00 | 35.2927 | - | 12 | 9 | 0.25
Base | System | Constraint | Flex Up | Flexibility | Violation | 1 | 2025-12-27 09:15 | 7.5691 | - | 12 | 9 | 0.25
Base | System | Constraint | Flex Up | Flexibility | Violation | 1 | 2025-12-27 17:00 | 16.8521 | - | 12 | 17 | 0.25
Base | System | Constraint | Flex Up | Flexibility | Violation | 1 | 2025-12-27 22:00 | 8.8138 | - | 12 | 22 | 0.25
Base | System | Constraint | Flex Up | Flexibility | Violation | 1 | 2025-12-28 06:45 | 36.0358 | - | 12 | 6 | 0.25
Base | System | Constraint | Flex Up | Flexibility | Violation | 1 | 2025-12-28 08:45 | 14.4514 | - | 12 | 8 | 0.25
Base | System | Constraint | Flex Up | Flexibility | Violation | 1 | 2025-12-28 09:30 | 23.9048 | - | 12 | 9 | 0.25
Base | System | Constraint | Flex Up | Flexibility | Violation | 1 | 2025-12-28 09:45 | 19.0104 | - | 12 | 9 | 0.25
Base | System | Constraint | Flex Up | Flexibility | Violation | 1 | 2025-12-28 18:00 | 27.5338 | - | 12 | 18 | 0.25
Base | System | Constraint | Flex Up | Flexibility | Violation | 1 | 2025-12-28 21:00 | 6.6096 | - | 12 | 21 | 0.25
Base | System | Constraint | Flex Up | Flexibility | Violation | 1 | 2025-12-29 06:45 | 51.9662 | - | 12 | 6 | 0.25
Base | System | Constraint | Flex Up | Flexibility | Violation | 1 | 2025-12-29 07:45 | 16.3248 | - | 12 | 7 | 0.25
Base | System | Constraint | Flex Up | Flexibility | Violation | 1 | 2025-12-29 08:00 | 17.1631 | - | 12 | 8 | 0.25
Base | System | Constraint | Flex Up | Flexibility | Violation | 1 | 2025-12-30 18:00 | 24.4099 | - | 12 | 18 | 0.25
Base | System | Constraint | Flex Up | Flexibility | Violation | 1 | 2025-12-30 21:00 | 2.0851 | - | 12 | 21 | 0.25
Base | System | Constraint | Flex Up | Flexibility | Violation | 1 | 2025-12-31 09:00 | 13.2365 | - | 12 | 9 | 0.25
Base | System | Constraint | Flex Up | Flexibility | Violation | 1 | 2025-12-31 09:45 | 2.9442 | - | 12 | 9 | 0.25
Base | System | Constraint | Flex Up | Flexibility | Violation | 1 | 2025-12-31 18:00 | 46.0681 | - | 12 | 18 | 0.25
4hr Flow | System | Constraint | Flex Down | Flexibility | Violation | 1 | 2025-01-01 04:00 | 36.7891 | - | 1 | 4 | 0.25
4hr Flow | System | Constraint | Flex Down | Flexibility | Violation | 1 | 2025-01-06 05:00 | 100.9689 | - | 1 | 5 | 0.25
4hr Flow | System | Constraint | Flex Down | Flexibility | Violation | 1 | 2025-01-09 05:00 | 90.4882 | - | 1 | 5 | 0.25
4hr Flow | System | Constraint | Flex Down | Flexibility | Violation | 1 | 2025-01-09 06:00 | 65.8223 | - | 1 | 6 | 0.25
4hr Flow | System | Constraint | Flex Down | Flexibility | Violation | 1 | 2025-01-12 04:00 | 29.6248 | - | 1 | 4 | 0.25
4hr Flow | System | Constraint | Flex Down | Flexibility | Violation | 1 | 2025-01-12 04:15 | 0.63145 | - | 1 | 4 | 0.25
4hr Flow | System | Constraint | Flex Down | Flexibility | Violation | 1 | 2025-01-18 03:00 | 100.2148 | - | 1 | 3 | 0.25
4hr Flow | System | Constraint | Flex Down | Flexibility | Violation | 1 | 2025-01-18 03:15 | 46.4118 | - | 1 | 3 | 0.25
4hr Flow | System | Constraint | Flex Down | Flexibility | Violation | 1 | 2025-01-22 12:00 | 77.705 | - | 1 | 12 | 0.25
4hr Flow | System | Constraint | Flex Down | Flexibility | Violation | 1 | 2025-01-22 12:15 | 122.0539 | - | 1 | 12 | 0.25
4hr Flow | System | Constraint | Flex Down | Flexibility | Violation | 1 | 2025-01-22 12:30 | 157.4029 | - | 1 | 12 | 0.25
4hr Flow | System | Constraint | Flex Down | Flexibility | Violation | 1 | 2025-01-22 12:45 | 177.7518 | - | 1 | 12 | 0.25
4hr Flow | System | Constraint | Flex Down | Flexibility | Violation | 1 | 2025-01-22 13:00 | 154.1406 | - | 1 | 13 | 0.25
4hr Flow | System | Constraint | Flex Down | Flexibility | Violation | 1 | 2025-01-22 13:15 | 158.4594 | - | 1 | 13 | 0.25
4hr Flow | System | Constraint | Flex Down | Flexibility | Violation | 1 | 2025-01-22 13:30 | 177.7782 | - | 1 | 13 | 0.25
4hr Flow | System | Constraint | Flex Down | Flexibility | Violation | 1 | 2025-01-22 13:45 | 199.097 | - | 1 | 13 | 0.25
4hr Flow | System | Constraint | Flex Down | Flexibility | Violation | 1 | 2025-01-23 06:00 | 128.9134 | - | 1 | 6 | 0.25
4hr Flow | System | Constraint | Flex Down | Flexibility | Violation | 1 | 2025-01-24 13:45 | 6.0664 | - | 1 | 13 | 0.25
4hr Flow | System | Constraint | Flex Down | Flexibility | Violation | 1 | 2025-01-25 03:00 | 174.4859 | - | 1 | 3 | 0.25
4hr Flow | System | Constraint | Flex Down | Flexibility | Violation | 1 | 2025-01-25 03:15 | 107.302 | - | 1 | 3 | 0.25
4hr Flow | System | Constraint | Flex Down | Flexibility | Violation | 1 | 2025-01-25 03:30 | 24.1182 | - | 1 | 3 | 0.25
4hr Flow | System | Constraint | Flex Down | Flexibility | Violation | 1 | 2025-01-25 12:45 | 26.4041 | - | 1 | 12 | 0.25
4hr Flow | System | Constraint | Flex Down | Flexibility | Violation | 1 | 2025-01-25 13:00 | 15.6047 | - | 1 | 13 | 0.25
4hr Flow | System | Constraint | Flex Down | Flexibility | Violation | 1 | 2025-01-25 13:15 | 24.9453 | - | 1 | 13 | 0.25
4hr Flow | System | Constraint | Flex Down | Flexibility | Violation | 1 | 2025-01-25 13:30 | 29.2858 | - | 1 | 13 | 0.25
4hr Flow | System | Constraint | Flex Down | Flexibility | Violation | 1 | 2025-01-25 13:45 | 26.6264 | - | 1 | 13 | 0.25
4hr Flow | System | Constraint | Flex Down | Flexibility | Violation | 1 | 2025-01-29 02:00 | 65.1474 | - | 1 | 2 | 0.25
4hr Flow | System | Constraint | Flex Down | Flexibility | Violation | 1 | 2025-01-29 02:15 | 21.6788 | - | 1 | 2 | 0.25
4hr Flow | System | Constraint | Flex Down | Flexibility | Violation | 1 | 2025-01-29 04:00 | 84.5942 | - | 1 | 4 | 0.25
4hr Flow | System | Constraint | Flex Down | Flexibility | Violation | 1 | 2025-01-29 05:00 | 143.2834 | - | 1 | 5 | 0.25
4hr Flow | System | Constraint | Flex Down | Flexibility | Violation | 1 | 2025-01-30 02:00 | 138.68 | - | 1 | 2 | 0.25
4hr Flow | System | Constraint | Flex Down | Flexibility | Violation | 1 | 2025-01-30 02:15 | 75.8077 | - | 1 | 2 | 0.25
4hr Flow | System | Constraint | Flex Down | Flexibility | Violation | 1 | 2025-01-30 04:00 | 125.1475 | - | 1 | 4 | 0.25
4hr Flow | System | Constraint | Flex Down | Flexibility | Violation | 1 | 2025-01-30 04:15 | 18.7375 | - | 1 | 4 | 0.25
4hr Flow | System | Constraint | Flex Down | Flexibility | Violation | 1 | 2025-01-30 14:00 | 40.572 | - | 1 | 14 | 0.25
4hr Flow | System | Constraint | Flex Down | Flexibility | Violation | 1 | 2025-02-01 10:00 | 50.6748 | - | 2 | 10 | 0.25
4hr Flow | System | Constraint | Flex Down | Flexibility | Violation | 1 | 2025-02-01 10:15 | 14.5482 | - | 2 | 10 | 0.25
4hr Flow | System | Constraint | Flex Down | Flexibility | Violation | 1 | 2025-02-02 01:00 | 26.8398 | - | 2 | 1 | 0.25
4hr Flow | System | Constraint | Flex Down | Flexibility | Violation | 1 | 2025-02-02 01:15 | 4.9834 | - | 2 | 1 | 0.25
4hr Flow | System | Constraint | Flex Down | Flexibility | Violation | 1 | 2025-02-02 04:00 | 74.3787 | - | 2 | 4 | 0.25
4hr Flow | System | Constraint | Flex Down | Flexibility | Violation | 1 | 2025-02-02 04:15 | 9.7742 | - | 2 | 4 | 0.25
4hr Flow | System | Constraint | Flex Down | Flexibility | Violation | 1 | 2025-02-03 04:00 | 59.4346 | - | 2 | 4 | 0.25
4hr Flow | System | Constraint | Flex Down | Flexibility | Violation | 1 | 2025-02-03 04:15 | 20.0284 | - | 2 | 4 | 0.25
4hr Flow | System | Constraint | Flex Down | Flexibility | Violation | 1 | 2025-02-03 05:00 | 33.5574 | - | 2 | 5 | 0.25
4hr Flow | System | Constraint | Flex Down | Flexibility | Violation | 1 | 2025-02-07 06:00 | 34.4219 | - | 2 | 6 | 0.25
4hr Flow | System | Constraint | Flex Down | Flexibility | Violation | 1 | 2025-02-11 04:00 | 17.8161 | - | 2 | 4 | 0.25
4hr Flow | System | Constraint | Flex Down | Flexibility | Violation | 1 | 2025-02-11 05:00 | 79.7746 | - | 2 | 5 | 0.25
4hr Flow | System | Constraint | Flex Down | Flexibility | Violation | 1 | 2025-02-18 03:00 | 20.6517 | - | 2 | 3 | 0.25
4hr Flow | System | Constraint | Flex Down | Flexibility | Violation | 1 | 2025-02-18 03:15 | 0.26143 | - | 2 | 3 | 0.25
4hr Flow | System | Constraint | Flex Down | Flexibility | Violation | 1 | 2025-02-18 15:00 | 107.4978 | - | 2 | 15 | 0.25
4hr Flow | System | Constraint | Flex Down | Flexibility | Violation | 1 | 2025-02-18 15:15 | 11.2211 | - | 2 | 15 | 0.25
4hr Flow | System | Constraint | Flex Down | Flexibility | Violation | 1 | 2025-02-23 12:00 | 57.2095 | - | 2 | 12 | 0.25
4hr Flow | System | Constraint | Flex Down | Flexibility | Violation | 1 | 2025-02-24 02:00 | 2.0439 | - | 2 | 2 | 0.25
4hr Flow | System | Constraint | Flex Down | Flexibility | Violation | 1 | 2025-02-24 05:00 | 237.7164 | - | 2 | 5 | 0.25
4hr Flow | System | Constraint | Flex Down | Flexibility | Violation | 1 | 2025-02-24 05:15 | 121.6351 | - | 2 | 5 | 0.25
4hr Flow | System | Constraint | Flex Down | Flexibility | Violation | 1 | 2025-02-25 03:00 | 40.5473 | - | 2 | 3 | 0.25
4hr Flow | System | Constraint | Flex Down | Flexibility | Violation | 1 | 2025-02-25 06:00 | 178.9329 | - | 2 | 6 | 0.25
4hr Flow | System | Constraint | Flex Down | Flexibility | Violation | 1 | 2025-02-25 10:45 | 8.8835 | - | 2 | 10 | 0.25
4hr Flow | System | Constraint | Flex Down | Flexibility | Violation | 1 | 2025-02-25 11:30 | 2.8484 | - | 2 | 11 | 0.25
4hr Flow | System | Constraint | Flex Down | Flexibility | Violation | 1 | 2025-02-25 11:45 | 22.6324 | - | 2 | 11 | 0.25
4hr Flow | System | Constraint | Flex Down | Flexibility | Violation | 1 | 2025-02-25 13:00 | 57.7845 | - | 2 | 13 | 0.25
4hr Flow | System | Constraint | Flex Down | Flexibility | Violation | 1 | 2025-02-25 13:15 | 28.2851 | - | 2 | 13 | 0.25
4hr Flow | System | Constraint | Flex Down | Flexibility | Violation | 1 | 2025-02-25 13:30 | 5.7858 | - | 2 | 13 | 0.25
4hr Flow | System | Constraint | Flex Down | Flexibility | Violation | 1 | 2025-02-25 15:00 | 26.432 | - | 2 | 15 | 0.25
4hr Flow | System | Constraint | Flex Down | Flexibility | Violation | 1 | 2025-02-25 15:15 | 4.055 | - | 2 | 15 | 0.25
4hr Flow | System | Constraint | Flex Down | Flexibility | Violation | 1 | 2025-03-03 03:00 | 46.0356 | - | 3 | 3 | 0.25
4hr Flow | System | Constraint | Flex Down | Flexibility | Violation | 1 | 2025-03-05 04:00 | 66.1571 | - | 3 | 4 | 0.25
4hr Flow | System | Constraint | Flex Down | Flexibility | Violation | 1 | 2025-03-06 04:00 | 13.7265 | - | 3 | 4 | 0.25
4hr Flow | System | Constraint | Flex Down | Flexibility | Violation | 1 | 2025-03-15 10:30 | 2.0595 | - | 3 | 10 | 0.25
4hr Flow | System | Constraint | Flex Down | Flexibility | Violation | 1 | 2025-03-15 10:45 | 53.8338 | - | 3 | 10 | 0.25
4hr Flow | System | Constraint | Flex Down | Flexibility | Violation | 1 | 2025-03-15 11:15 | 19.6394 | - | 3 | 11 | 0.25
4hr Flow | System | Constraint | Flex Down | Flexibility | Violation | 1 | 2025-03-15 11:30 | 60.2811 | - | 3 | 11 | 0.25
4hr Flow | System | Constraint | Flex Down | Flexibility | Violation | 1 | 2025-03-15 11:45 | 89.9229 | - | 3 | 11 | 0.25
4hr Flow | System | Constraint | Flex Down | Flexibility | Violation | 1 | 2025-03-15 12:30 | 15.1933 | - | 3 | 12 | 0.25
4hr Flow | System | Constraint | Flex Down | Flexibility | Violation | 1 | 2025-03-15 12:45 | 82.9647 | - | 3 | 12 | 0.25
4hr Flow | System | Constraint | Flex Down | Flexibility | Violation | 1 | 2025-03-16 10:00 | 20.1884 | - | 3 | 10 | 0.25
4hr Flow | System | Constraint | Flex Down | Flexibility | Violation | 1 | 2025-03-16 10:15 | 33.9567 | - | 3 | 10 | 0.25
4hr Flow | System | Constraint | Flex Down | Flexibility | Violation | 1 | 2025-03-16 10:30 | 61.7251 | - | 3 | 10 | 0.25
4hr Flow | System | Constraint | Flex Down | Flexibility | Violation | 1 | 2025-03-16 10:45 | 98.4935 | - | 3 | 10 | 0.25
4hr Flow | System | Constraint | Flex Down | Flexibility | Violation | 1 | 2025-03-16 11:15 | 7.5066 | - | 3 | 11 | 0.25
4hr Flow | System | Constraint | Flex Down | Flexibility | Violation | 1 | 2025-03-16 11:30 | 36.5671 | - | 3 | 11 | 0.25
4hr Flow | System | Constraint | Flex Down | Flexibility | Violation | 1 | 2025-03-16 11:45 | 75.6277 | - | 3 | 11 | 0.25
4hr Flow | System | Constraint | Flex Down | Flexibility | Violation | 1 | 2025-03-16 12:00 | 49.3322 | - | 3 | 12 | 0.25
4hr Flow | System | Constraint | Flex Down | Flexibility | Violation | 1 | 2025-03-16 12:15 | 61.2206 | - | 3 | 12 | 0.25
4hr Flow | System | Constraint | Flex Down | Flexibility | Violation | 1 | 2025-03-16 12:30 | 70.1091 | - | 3 | 12 | 0.25
4hr Flow | System | Constraint | Flex Down | Flexibility | Violation | 1 | 2025-03-16 12:45 | 69.9976 | - | 3 | 12 | 0.25
4hr Flow | System | Constraint | Flex Down | Flexibility | Violation | 1 | 2025-03-16 13:00 | 2.6288 | - | 3 | 13 | 0.25
4hr Flow | System | Constraint | Flex Down | Flexibility | Violation | 1 | 2025-03-16 13:15 | 8.7267 | - | 3 | 13 | 0.25
4hr Flow | System | Constraint | Flex Down | Flexibility | Violation | 1 | 2025-03-16 13:30 | 22.8245 | - | 3 | 13 | 0.25
4hr Flow | System | Constraint | Flex Down | Flexibility | Violation | 1 | 2025-03-16 13:45 | 32.9223 | - | 3 | 13 | 0.25
4hr Flow | System | Constraint | Flex Down | Flexibility | Violation | 1 | 2025-03-16 22:45 | 22.8498 | - | 3 | 22 | 0.25
4hr Flow | System | Constraint | Flex Down | Flexibility | Violation | 1 | 2025-03-17 | 23.0268 | - | 3 | 0 | 0.25
4hr Flow | System | Constraint | Flex Down | Flexibility | Violation | 1 | 2025-03-17 00:15 | 25.8646 | - | 3 | 0 | 0.25
4hr Flow | System | Constraint | Flex Down | Flexibility | Violation | 1 | 2025-03-17 00:30 | 19.7024 | - | 3 | 0 | 0.25
4hr Flow | System | Constraint | Flex Down | Flexibility | Violation | 1 | 2025-03-17 00:45 | 12.5402 | - | 3 | 0 | 0.25
4hr Flow | System | Constraint | Flex Down | Flexibility | Violation | 1 | 2025-03-17 08:45 | 30.5099 | - | 3 | 8 | 0.25
4hr Flow | System | Constraint | Flex Down | Flexibility | Violation | 1 | 2025-03-18 20:45 | 20.4399 | - | 3 | 20 | 0.25
4hr Flow | System | Constraint | Flex Down | Flexibility | Violation | 1 | 2025-03-18 21:15 | 40.2078 | - | 3 | 21 | 0.25
4hr Flow | System | Constraint | Flex Down | Flexibility | Violation | 1 | 2025-03-18 21:30 | 89.9811 | - | 3 | 21 | 0.25
4hr Flow | System | Constraint | Flex Down | Flexibility | Violation | 1 | 2025-03-18 21:45 | 125.7545 | - | 3 | 21 | 0.25
4hr Flow | System | Constraint | Flex Down | Flexibility | Violation | 1 | 2025-03-18 22:45 | 74.4319 | - | 3 | 22 | 0.25
4hr Flow | System | Constraint | Flex Down | Flexibility | Violation | 1 | 2025-03-20 00:30 | 30.3336 | - | 3 | 0 | 0.25
4hr Flow | System | Constraint | Flex Down | Flexibility | Violation | 1 | 2025-03-20 00:45 | 46.7293 | - | 3 | 0 | 0.25
4hr Flow | System | Constraint | Flex Down | Flexibility | Violation | 1 | 2025-03-21 10:30 | 16.8863 | - | 3 | 10 | 0.25
4hr Flow | System | Constraint | Flex Down | Flexibility | Violation | 1 | 2025-03-21 10:45 | 61.8575 | - | 3 | 10 | 0.25
4hr Flow | System | Constraint | Flex Down | Flexibility | Violation | 1 | 2025-03-21 11:30 | 14.9111 | - | 3 | 11 | 0.25
4hr Flow | System | Constraint | Flex Down | Flexibility | Violation | 1 | 2025-03-21 11:45 | 30.1949 | - | 3 | 11 | 0.25
4hr Flow | System | Constraint | Flex Down | Flexibility | Violation | 1 | 2025-03-21 12:30 | 6.2725 | - | 3 | 12 | 0.25
4hr Flow | System | Constraint | Flex Down | Flexibility | Violation | 1 | 2025-03-21 12:45 | 22.6131 | - | 3 | 12 | 0.25
4hr Flow | System | Constraint | Flex Down | Flexibility | Violation | 1 | 2025-03-21 13:00 | 4.9093 | - | 3 | 13 | 0.25
4hr Flow | System | Constraint | Flex Down | Flexibility | Violation | 1 | 2025-03-22 09:45 | 17.335 | - | 3 | 9 | 0.25
4hr Flow | System | Constraint | Flex Down | Flexibility | Violation | 1 | 2025-03-22 10:30 | 2.5671 | - | 3 | 10 | 0.25
4hr Flow | System | Constraint | Flex Down | Flexibility | Violation | 1 | 2025-03-22 10:45 | 48.2818 | - | 3 | 10 | 0.25
4hr Flow | System | Constraint | Flex Down | Flexibility | Violation | 1 | 2025-03-22 11:00 | 60.7218 | - | 3 | 11 | 0.25
4hr Flow | System | Constraint | Flex Down | Flexibility | Violation | 1 | 2025-03-22 11:15 | 66.5298 | - | 3 | 11 | 0.25
4hr Flow | System | Constraint | Flex Down | Flexibility | Violation | 1 | 2025-03-22 11:30 | 69.3378 | - | 3 | 11 | 0.25
4hr Flow | System | Constraint | Flex Down | Flexibility | Violation | 1 | 2025-03-22 11:45 | 65.1458 | - | 3 | 11 | 0.25
4hr Flow | System | Constraint | Flex Down | Flexibility | Violation | 1 | 2025-03-22 12:00 | 118.3399 | - | 3 | 12 | 0.25
4hr Flow | System | Constraint | Flex Down | Flexibility | Violation | 1 | 2025-03-22 12:15 | 113.9079 | - | 3 | 12 | 0.25
4hr Flow | System | Constraint | Flex Down | Flexibility | Violation | 1 | 2025-03-22 12:30 | 107.4759 | - | 3 | 12 | 0.25
4hr Flow | System | Constraint | Flex Down | Flexibility | Violation | 1 | 2025-03-22 12:45 | 105.0438 | - | 3 | 12 | 0.25
4hr Flow | System | Constraint | Flex Down | Flexibility | Violation | 1 | 2025-03-22 13:00 | 123.1049 | - | 3 | 13 | 0.25
4hr Flow | System | Constraint | Flex Down | Flexibility | Violation | 1 | 2025-03-22 13:15 | 108.5525 | - | 3 | 13 | 0.25
4hr Flow | System | Constraint | Flex Down | Flexibility | Violation | 1 | 2025-03-22 13:30 | 84 | - | 3 | 13 | 0.25
4hr Flow | System | Constraint | Flex Down | Flexibility | Violation | 1 | 2025-03-22 13:45 | 59.4476 | - | 3 | 13 | 0.25
4hr Flow | System | Constraint | Flex Down | Flexibility | Violation | 1 | 2025-03-22 14:00 | 42.8785 | - | 3 | 14 | 0.25
4hr Flow | System | Constraint | Flex Down | Flexibility | Violation | 1 | 2025-03-22 14:15 | 39.6009 | - | 3 | 14 | 0.25
4hr Flow | System | Constraint | Flex Down | Flexibility | Violation | 1 | 2025-03-22 14:30 | 31.3234 | - | 3 | 14 | 0.25
4hr Flow | System | Constraint | Flex Down | Flexibility | Violation | 1 | 2025-03-22 14:45 | 28.0458 | - | 3 | 14 | 0.25
4hr Flow | System | Constraint | Flex Down | Flexibility | Violation | 1 | 2025-03-22 15:00 | 23.837 | - | 3 | 15 | 0.25
4hr Flow | System | Constraint | Flex Down | Flexibility | Violation | 1 | 2025-03-22 15:15 | 5.7755 | - | 3 | 15 | 0.25
4hr Flow | System | Constraint | Flex Down | Flexibility | Violation | 1 | 2025-03-22 22:45 | 30.3087 | - | 3 | 22 | 0.25
4hr Flow | System | Constraint | Flex Down | Flexibility | Violation | 1 | 2025-03-25 21:00 | 95.7374 | - | 3 | 21 | 0.25
4hr Flow | System | Constraint | Flex Down | Flexibility | Violation | 1 | 2025-03-25 21:15 | 145.9314 | - | 3 | 21 | 0.25
4hr Flow | System | Constraint | Flex Down | Flexibility | Violation | 1 | 2025-03-25 21:30 | 170.1254 | - | 3 | 21 | 0.25
4hr Flow | System | Constraint | Flex Down | Flexibility | Violation | 1 | 2025-03-25 21:45 | 211.3194 | - | 3 | 21 | 0.25
4hr Flow | System | Constraint | Flex Down | Flexibility | Violation | 1 | 2025-03-25 22:00 | 54.0155 | - | 3 | 22 | 0.25
4hr Flow | System | Constraint | Flex Down | Flexibility | Violation | 1 | 2025-03-25 22:15 | 129.9327 | - | 3 | 22 | 0.25
4hr Flow | System | Constraint | Flex Down | Flexibility | Violation | 1 | 2025-03-25 22:30 | 184.85 | - | 3 | 22 | 0.25
4hr Flow | System | Constraint | Flex Down | Flexibility | Violation | 1 | 2025-03-25 22:45 | 230.7672 | - | 3 | 22 | 0.25
4hr Flow | System | Constraint | Flex Down | Flexibility | Violation | 1 | 2025-03-25 23:45 | 17.2639 | - | 3 | 23 | 0.25
4hr Flow | System | Constraint | Flex Down | Flexibility | Violation | 1 | 2025-03-26 | 38.8854 | - | 3 | 0 | 0.25
4hr Flow | System | Constraint | Flex Down | Flexibility | Violation | 1 | 2025-03-26 00:15 | 48.1716 | - | 3 | 0 | 0.25
4hr Flow | System | Constraint | Flex Down | Flexibility | Violation | 1 | 2025-03-26 00:30 | 40.4579 | - | 3 | 0 | 0.25
4hr Flow | System | Constraint | Flex Down | Flexibility | Violation | 1 | 2025-03-26 00:45 | 38.7442 | - | 3 | 0 | 0.25
4hr Flow | System | Constraint | Flex Down | Flexibility | Violation | 1 | 2025-03-26 09:30 | 17.9066 | - | 3 | 9 | 0.25
4hr Flow | System | Constraint | Flex Down | Flexibility | Violation | 1 | 2025-03-26 09:45 | 51.8671 | - | 3 | 9 | 0.25
4hr Flow | System | Constraint | Flex Down | Flexibility | Violation | 1 | 2025-03-26 10:45 | 17.0758 | - | 3 | 10 | 0.25
4hr Flow | System | Constraint | Flex Down | Flexibility | Violation | 1 | 2025-03-26 11:00 | 176.9322 | - | 3 | 11 | 0.25
4hr Flow | System | Constraint | Flex Down | Flexibility | Violation | 1 | 2025-03-26 11:15 | 135.4566 | - | 3 | 11 | 0.25
4hr Flow | System | Constraint | Flex Down | Flexibility | Violation | 1 | 2025-03-26 11:30 | 84.981 | - | 3 | 11 | 0.25
4hr Flow | System | Constraint | Flex Down | Flexibility | Violation | 1 | 2025-03-26 11:45 | 38.5054 | - | 3 | 11 | 0.25
4hr Flow | System | Constraint | Flex Down | Flexibility | Violation | 1 | 2025-03-26 12:45 | 19.9517 | - | 3 | 12 | 0.25
4hr Flow | System | Constraint | Flex Down | Flexibility | Violation | 1 | 2025-03-26 13:45 | 11.4616 | - | 3 | 13 | 0.25
4hr Flow | System | Constraint | Flex Down | Flexibility | Violation | 1 | 2025-03-26 14:00 | 246.4968 | - | 3 | 14 | 0.25
4hr Flow | System | Constraint | Flex Down | Flexibility | Violation | 1 | 2025-03-26 14:15 | 161.9537 | - | 3 | 14 | 0.25
4hr Flow | System | Constraint | Flex Down | Flexibility | Violation | 1 | 2025-03-26 14:30 | 85.4105 | - | 3 | 14 | 0.25
4hr Flow | System | Constraint | Flex Down | Flexibility | Violation | 1 | 2025-03-26 20:00 | 14.732 | - | 3 | 20 | 0.25
4hr Flow | System | Constraint | Flex Down | Flexibility | Violation | 1 | 2025-03-26 20:15 | 25.887 | - | 3 | 20 | 0.25
4hr Flow | System | Constraint | Flex Down | Flexibility | Violation | 1 | 2025-03-26 20:30 | 42.0419 | - | 3 | 20 | 0.25
4hr Flow | System | Constraint | Flex Down | Flexibility | Violation | 1 | 2025-03-26 20:45 | 63.1969 | - | 3 | 20 | 0.25
4hr Flow | System | Constraint | Flex Down | Flexibility | Violation | 1 | 2025-03-27 08:15 | 43.6553 | - | 3 | 8 | 0.25
4hr Flow | System | Constraint | Flex Down | Flexibility | Violation | 1 | 2025-03-27 08:30 | 85.114 | - | 3 | 8 | 0.25
4hr Flow | System | Constraint | Flex Down | Flexibility | Violation | 1 | 2025-03-27 08:45 | 121.5727 | - | 3 | 8 | 0.25
4hr Flow | System | Constraint | Flex Down | Flexibility | Violation | 1 | 2025-03-27 09:15 | 9.1266 | - | 3 | 9 | 0.25
4hr Flow | System | Constraint | Flex Down | Flexibility | Violation | 1 | 2025-03-27 09:30 | 43.2935 | - | 3 | 9 | 0.25
4hr Flow | System | Constraint | Flex Down | Flexibility | Violation | 1 | 2025-03-27 09:45 | 69.4605 | - | 3 | 9 | 0.25
4hr Flow | System | Constraint | Flex Down | Flexibility | Violation | 1 | 2025-03-27 10:15 | 3.2323 | - | 3 | 10 | 0.25
4hr Flow | System | Constraint | Flex Down | Flexibility | Violation | 1 | 2025-03-27 10:30 | 29.7392 | - | 3 | 10 | 0.25
4hr Flow | System | Constraint | Flex Down | Flexibility | Violation | 1 | 2025-03-27 10:45 | 43.2461 | - | 3 | 10 | 0.25
4hr Flow | System | Constraint | Flex Down | Flexibility | Violation | 1 | 2025-03-27 11:00 | 30.1774 | - | 3 | 11 | 0.25
4hr Flow | System | Constraint | Flex Down | Flexibility | Violation | 1 | 2025-03-27 11:15 | 27.5866 | - | 3 | 11 | 0.25
4hr Flow | System | Constraint | Flex Down | Flexibility | Violation | 1 | 2025-03-27 11:30 | 18.9959 | - | 3 | 11 | 0.25
4hr Flow | System | Constraint | Flex Down | Flexibility | Violation | 1 | 2025-03-27 11:45 | 9.4051 | - | 3 | 11 | 0.25
4hr Flow | System | Constraint | Flex Down | Flexibility | Violation | 1 | 2025-03-28 | 3.5585 | - | 3 | 0 | 0.25
4hr Flow | System | Constraint | Flex Down | Flexibility | Violation | 1 | 2025-03-28 00:15 | 3.5585 | - | 3 | 0 | 0.25
4hr Flow | System | Constraint | Flex Down | Flexibility | Violation | 1 | 2025-03-28 00:30 | 3.5585 | - | 3 | 0 | 0.25
4hr Flow | System | Constraint | Flex Down | Flexibility | Violation | 1 | 2025-03-28 00:45 | 3.5585 | - | 3 | 0 | 0.25
4hr Flow | System | Constraint | Flex Down | Flexibility | Violation | 1 | 2025-03-28 09:00 | 174.7817 | - | 3 | 9 | 0.25
4hr Flow | System | Constraint | Flex Down | Flexibility | Violation | 1 | 2025-03-28 09:15 | 126.0494 | - | 3 | 9 | 0.25
4hr Flow | System | Constraint | Flex Down | Flexibility | Violation | 1 | 2025-03-28 09:30 | 88.3171 | - | 3 | 9 | 0.25
4hr Flow | System | Constraint | Flex Down | Flexibility | Violation | 1 | 2025-03-28 09:45 | 45.5848 | - | 3 | 9 | 0.25
4hr Flow | System | Constraint | Flex Down | Flexibility | Violation | 1 | 2025-03-28 12:00 | 96.2359 | - | 3 | 12 | 0.25
4hr Flow | System | Constraint | Flex Down | Flexibility | Violation | 1 | 2025-03-28 12:15 | 43.4028 | - | 3 | 12 | 0.25
4hr Flow | System | Constraint | Flex Down | Flexibility | Violation | 1 | 2025-03-28 12:30 | 13.5697 | - | 3 | 12 | 0.25
4hr Flow | System | Constraint | Flex Down | Flexibility | Violation | 1 | 2025-03-29 00:30 | 10.2827 | - | 3 | 0 | 0.25
4hr Flow | System | Constraint | Flex Down | Flexibility | Violation | 1 | 2025-03-29 00:45 | 32.8961 | - | 3 | 0 | 0.25
4hr Flow | System | Constraint | Flex Down | Flexibility | Violation | 1 | 2025-04-01 08:45 | 19.6484 | - | 4 | 8 | 0.25
4hr Flow | System | Constraint | Flex Down | Flexibility | Violation | 1 | 2025-04-01 09:30 | 2.2048 | - | 4 | 9 | 0.25
4hr Flow | System | Constraint | Flex Down | Flexibility | Violation | 1 | 2025-04-01 09:45 | 16.4703 | - | 4 | 9 | 0.25
4hr Flow | System | Constraint | Flex Down | Flexibility | Violation | 1 | 2025-04-01 10:15 | 0.74405 | - | 4 | 10 | 0.25
4hr Flow | System | Constraint | Flex Down | Flexibility | Violation | 1 | 2025-04-01 10:30 | 37.0059 | - | 4 | 10 | 0.25
4hr Flow | System | Constraint | Flex Down | Flexibility | Violation | 1 | 2025-04-01 10:45 | 72.2678 | - | 4 | 10 | 0.25
4hr Flow | System | Constraint | Flex Down | Flexibility | Violation | 1 | 2025-04-01 11:15 | 13.0528 | - | 4 | 11 | 0.25
4hr Flow | System | Constraint | Flex Down | Flexibility | Violation | 1 | 2025-04-01 11:30 | 25.7503 | - | 4 | 11 | 0.25
4hr Flow | System | Constraint | Flex Down | Flexibility | Violation | 1 | 2025-04-01 11:45 | 31.4478 | - | 4 | 11 | 0.25
4hr Flow | System | Constraint | Flex Down | Flexibility | Violation | 1 | 2025-04-01 12:00 | 36.2754 | - | 4 | 12 | 0.25
4hr Flow | System | Constraint | Flex Down | Flexibility | Violation | 1 | 2025-04-01 12:15 | 18.703 | - | 4 | 12 | 0.25
4hr Flow | System | Constraint | Flex Down | Flexibility | Violation | 1 | 2025-04-01 13:45 | 31.0887 | - | 4 | 13 | 0.25
4hr Flow | System | Constraint | Flex Down | Flexibility | Violation | 1 | 2025-04-02 21:00 | 134.3926 | - | 4 | 21 | 0.25
4hr Flow | System | Constraint | Flex Down | Flexibility | Violation | 1 | 2025-04-02 21:15 | 260.8693 | - | 4 | 21 | 0.25
4hr Flow | System | Constraint | Flex Down | Flexibility | Violation | 1 | 2025-04-02 21:30 | 342.6009 | - | 4 | 21 | 0.25
4hr Flow | System | Constraint | Flex Down | Flexibility | Violation | 1 | 2025-04-02 21:45 | 342.6009 | - | 4 | 21 | 0.25
4hr Flow | System | Constraint | Flex Down | Flexibility | Violation | 1 | 2025-04-02 23:15 | 19.5564 | - | 4 | 23 | 0.25
4hr Flow | System | Constraint | Flex Down | Flexibility | Violation | 1 | 2025-04-02 23:30 | 28.2353 | - | 4 | 23 | 0.25
4hr Flow | System | Constraint | Flex Down | Flexibility | Violation | 1 | 2025-04-02 23:45 | 33.9141 | - | 4 | 23 | 0.25
4hr Flow | System | Constraint | Flex Down | Flexibility | Violation | 1 | 2025-04-03 21:45 | 29.6347 | - | 4 | 21 | 0.25
4hr Flow | System | Constraint | Flex Down | Flexibility | Violation | 1 | 2025-04-04 14:00 | 67.1062 | - | 4 | 14 | 0.25
4hr Flow | System | Constraint | Flex Down | Flexibility | Violation | 1 | 2025-04-04 14:15 | 4.0717 | - | 4 | 14 | 0.25
4hr Flow | System | Constraint | Flex Down | Flexibility | Violation | 1 | 2025-04-04 21:45 | 53.62 | - | 4 | 21 | 0.25
4hr Flow | System | Constraint | Flex Down | Flexibility | Violation | 1 | 2025-04-05 23:45 | 18.5432 | - | 4 | 23 | 0.25
4hr Flow | System | Constraint | Flex Down | Flexibility | Violation | 1 | 2025-04-06 00:45 | 0.47717 | - | 4 | 0 | 0.25
4hr Flow | System | Constraint | Flex Down | Flexibility | Violation | 1 | 2025-04-06 01:15 | 12.6911 | - | 4 | 1 | 0.25
4hr Flow | System | Constraint | Flex Down | Flexibility | Violation | 1 | 2025-04-06 01:30 | 37.0798 | - | 4 | 1 | 0.25
4hr Flow | System | Constraint | Flex Down | Flexibility | Violation | 1 | 2025-04-06 01:45 | 56.4686 | - | 4 | 1 | 0.25
4hr Flow | System | Constraint | Flex Down | Flexibility | Violation | 1 | 2025-04-06 03:00 | 26.2401 | - | 4 | 3 | 0.25
4hr Flow | System | Constraint | Flex Down | Flexibility | Violation | 1 | 2025-04-06 10:00 | 9.59 | - | 4 | 10 | 0.25
4hr Flow | System | Constraint | Flex Down | Flexibility | Violation | 1 | 2025-04-06 10:15 | 46.8746 | - | 4 | 10 | 0.25
4hr Flow | System | Constraint | Flex Down | Flexibility | Violation | 1 | 2025-04-06 10:30 | 68.1593 | - | 4 | 10 | 0.25
4hr Flow | System | Constraint | Flex Down | Flexibility | Violation | 1 | 2025-04-06 10:45 | 95.4439 | - | 4 | 10 | 0.25
4hr Flow | System | Constraint | Flex Down | Flexibility | Violation | 1 | 2025-04-06 11:45 | 24.3001 | - | 4 | 11 | 0.25
4hr Flow | System | Constraint | Flex Down | Flexibility | Violation | 1 | 2025-04-06 12:30 | 18.4728 | - | 4 | 12 | 0.25
4hr Flow | System | Constraint | Flex Down | Flexibility | Violation | 1 | 2025-04-06 12:45 | 36.1903 | - | 4 | 12 | 0.25
4hr Flow | System | Constraint | Flex Down | Flexibility | Violation | 1 | 2025-04-07 12:30 | 41.7896 | - | 4 | 12 | 0.25
4hr Flow | System | Constraint | Flex Down | Flexibility | Violation | 1 | 2025-04-07 12:45 | 46.5901 | - | 4 | 12 | 0.25
4hr Flow | System | Constraint | Flex Down | Flexibility | Violation | 1 | 2025-04-07 23:30 | 39.3558 | - | 4 | 23 | 0.25
4hr Flow | System | Constraint | Flex Down | Flexibility | Violation | 1 | 2025-04-07 23:45 | 79.6501 | - | 4 | 23 | 0.25
4hr Flow | System | Constraint | Flex Down | Flexibility | Violation | 1 | 2025-04-08 | 8.2373 | - | 4 | 0 | 0.25
4hr Flow | System | Constraint | Flex Down | Flexibility | Violation | 1 | 2025-04-08 00:15 | 27.8143 | - | 4 | 0 | 0.25
4hr Flow | System | Constraint | Flex Down | Flexibility | Violation | 1 | 2025-04-08 00:30 | 34.3914 | - | 4 | 0 | 0.25
4hr Flow | System | Constraint | Flex Down | Flexibility | Violation | 1 | 2025-04-08 00:45 | 40.9685 | - | 4 | 0 | 0.25
4hr Flow | System | Constraint | Flex Down | Flexibility | Violation | 1 | 2025-04-08 10:15 | 11.192 | - | 4 | 10 | 0.25
4hr Flow | System | Constraint | Flex Down | Flexibility | Violation | 1 | 2025-04-08 10:30 | 62.7761 | - | 4 | 10 | 0.25
4hr Flow | System | Constraint | Flex Down | Flexibility | Violation | 1 | 2025-04-08 10:45 | 72.3603 | - | 4 | 10 | 0.25
4hr Flow | System | Constraint | Flex Down | Flexibility | Violation | 1 | 2025-04-08 11:00 | 67.733 | - | 4 | 11 | 0.25
4hr Flow | System | Constraint | Flex Down | Flexibility | Violation | 1 | 2025-04-08 11:15 | 42.8758 | - | 4 | 11 | 0.25
4hr Flow | System | Constraint | Flex Down | Flexibility | Violation | 1 | 2025-04-08 11:30 | 70.0186 | - | 4 | 11 | 0.25
4hr Flow | System | Constraint | Flex Down | Flexibility | Violation | 1 | 2025-04-08 11:45 | 99.1613 | - | 4 | 11 | 0.25
4hr Flow | System | Constraint | Flex Down | Flexibility | Violation | 1 | 2025-04-08 12:15 | 28.798 | - | 4 | 12 | 0.25
4hr Flow | System | Constraint | Flex Down | Flexibility | Violation | 1 | 2025-04-08 12:30 | 78.9864 | - | 4 | 12 | 0.25
4hr Flow | System | Constraint | Flex Down | Flexibility | Violation | 1 | 2025-04-08 12:45 | 119.1747 | - | 4 | 12 | 0.25
4hr Flow | System | Constraint | Flex Down | Flexibility | Violation | 1 | 2025-04-08 13:15 | 17.6772 | - | 4 | 13 | 0.25
4hr Flow | System | Constraint | Flex Down | Flexibility | Violation | 1 | 2025-04-08 13:30 | 41.0122 | - | 4 | 13 | 0.25
4hr Flow | System | Constraint | Flex Down | Flexibility | Violation | 1 | 2025-04-08 13:45 | 66.3472 | - | 4 | 13 | 0.25
4hr Flow | System | Constraint | Flex Down | Flexibility | Violation | 1 | 2025-04-08 21:45 | 57.4893 | - | 4 | 21 | 0.25
4hr Flow | System | Constraint | Flex Down | Flexibility | Violation | 1 | 2025-04-08 22:30 | 51.5511 | - | 4 | 22 | 0.25
4hr Flow | System | Constraint | Flex Down | Flexibility | Violation | 1 | 2025-04-08 22:45 | 108.2384 | - | 4 | 22 | 0.25
4hr Flow | System | Constraint | Flex Down | Flexibility | Violation | 1 | 2025-04-12 00:45 | 23.8658 | - | 4 | 0 | 0.25
4hr Flow | System | Constraint | Flex Down | Flexibility | Violation | 1 | 2025-04-12 03:00 | 86.5003 | - | 4 | 3 | 0.25
4hr Flow | System | Constraint | Flex Down | Flexibility | Violation | 1 | 2025-04-12 21:15 | 45.7495 | - | 4 | 21 | 0.25
4hr Flow | System | Constraint | Flex Down | Flexibility | Violation | 1 | 2025-04-12 21:30 | 132.7012 | - | 4 | 21 | 0.25
4hr Flow | System | Constraint | Flex Down | Flexibility | Violation | 1 | 2025-04-12 21:45 | 260.653 | - | 4 | 21 | 0.25
4hr Flow | System | Constraint | Flex Down | Flexibility | Violation | 1 | 2025-04-12 22:00 | 11.3925 | - | 4 | 22 | 0.25
4hr Flow | System | Constraint | Flex Down | Flexibility | Violation | 1 | 2025-04-12 22:15 | 100.1319 | - | 4 | 22 | 0.25
4hr Flow | System | Constraint | Flex Down | Flexibility | Violation | 1 | 2025-04-12 22:30 | 163.8714 | - | 4 | 22 | 0.25
4hr Flow | System | Constraint | Flex Down | Flexibility | Violation | 1 | 2025-04-12 22:45 | 244.6109 | - | 4 | 22 | 0.25
4hr Flow | System | Constraint | Flex Down | Flexibility | Violation | 1 | 2025-04-13 12:45 | 57.6538 | - | 4 | 12 | 0.25
4hr Flow | System | Constraint | Flex Down | Flexibility | Violation | 1 | 2025-04-13 13:45 | 1.6328 | - | 4 | 13 | 0.25
4hr Flow | System | Constraint | Flex Down | Flexibility | Violation | 1 | 2025-04-13 21:30 | 39.6811 | - | 4 | 21 | 0.25
4hr Flow | System | Constraint | Flex Down | Flexibility | Violation | 1 | 2025-04-13 21:45 | 166.0669 | - | 4 | 21 | 0.25
4hr Flow | System | Constraint | Flex Down | Flexibility | Violation | 1 | 2025-04-15 11:45 | 29.7448 | - | 4 | 11 | 0.25
4hr Flow | System | Constraint | Flex Down | Flexibility | Violation | 1 | 2025-04-19 11:45 | 21.1776 | - | 4 | 11 | 0.25
4hr Flow | System | Constraint | Flex Down | Flexibility | Violation | 1 | 2025-04-24 09:00 | 120.2577 | - | 4 | 9 | 0.25
4hr Flow | System | Constraint | Flex Down | Flexibility | Violation | 1 | 2025-04-24 09:15 | 145.1255 | - | 4 | 9 | 0.25
4hr Flow | System | Constraint | Flex Down | Flexibility | Violation | 1 | 2025-04-24 09:30 | 184.9933 | - | 4 | 9 | 0.25
4hr Flow | System | Constraint | Flex Down | Flexibility | Violation | 1 | 2025-04-24 09:45 | 207.8611 | - | 4 | 9 | 0.25
4hr Flow | System | Constraint | Flex Down | Flexibility | Violation | 1 | 2025-04-24 10:00 | 71.3634 | - | 4 | 10 | 0.25
4hr Flow | System | Constraint | Flex Down | Flexibility | Violation | 1 | 2025-04-24 10:15 | 145.6956 | - | 4 | 10 | 0.25
4hr Flow | System | Constraint | Flex Down | Flexibility | Violation | 1 | 2025-04-24 10:30 | 207.0279 | - | 4 | 10 | 0.25
4hr Flow | System | Constraint | Flex Down | Flexibility | Violation | 1 | 2025-04-24 10:45 | 241.3601 | - | 4 | 10 | 0.25
4hr Flow | System | Constraint | Flex Down | Flexibility | Violation | 1 | 2025-04-24 11:15 | 26.3844 | - | 4 | 11 | 0.25
4hr Flow | System | Constraint | Flex Down | Flexibility | Violation | 1 | 2025-04-24 11:30 | 68.3765 | - | 4 | 11 | 0.25
4hr Flow | System | Constraint | Flex Down | Flexibility | Violation | 1 | 2025-04-24 11:45 | 117.3686 | - | 4 | 11 | 0.25
4hr Flow | System | Constraint | Flex Down | Flexibility | Violation | 1 | 2025-04-24 12:00 | 0.81085 | - | 4 | 12 | 0.25
4hr Flow | System | Constraint | Flex Down | Flexibility | Violation | 1 | 2025-04-24 12:15 | 24.2631 | - | 4 | 12 | 0.25
4hr Flow | System | Constraint | Flex Down | Flexibility | Violation | 1 | 2025-04-24 12:30 | 51.7153 | - | 4 | 12 | 0.25
4hr Flow | System | Constraint | Flex Down | Flexibility | Violation | 1 | 2025-04-24 12:45 | 93.1676 | - | 4 | 12 | 0.25
4hr Flow | System | Constraint | Flex Down | Flexibility | Violation | 1 | 2025-04-24 13:30 | 4.6553 | - | 4 | 13 | 0.25
4hr Flow | System | Constraint | Flex Down | Flexibility | Violation | 1 | 2025-04-24 13:45 | 15.1537 | - | 4 | 13 | 0.25
4hr Flow | System | Constraint | Flex Down | Flexibility | Violation | 1 | 2025-04-25 | 75.223 | - | 4 | 0 | 0.25
4hr Flow | System | Constraint | Flex Down | Flexibility | Violation | 1 | 2025-04-25 00:15 | 74.2423 | - | 4 | 0 | 0.25
4hr Flow | System | Constraint | Flex Down | Flexibility | Violation | 1 | 2025-04-25 00:30 | 75.2616 | - | 4 | 0 | 0.25
4hr Flow | System | Constraint | Flex Down | Flexibility | Violation | 1 | 2025-04-25 00:45 | 73.2809 | - | 4 | 0 | 0.25
4hr Flow | System | Constraint | Flex Down | Flexibility | Violation | 1 | 2025-04-25 08:45 | 5.2751 | - | 4 | 8 | 0.25
4hr Flow | System | Constraint | Flex Down | Flexibility | Violation | 1 | 2025-04-25 09:00 | 0.56747 | - | 4 | 9 | 0.25
4hr Flow | System | Constraint | Flex Down | Flexibility | Violation | 1 | 2025-04-25 09:15 | 51.5499 | - | 4 | 9 | 0.25
4hr Flow | System | Constraint | Flex Down | Flexibility | Violation | 1 | 2025-04-25 09:30 | 97.5323 | - | 4 | 9 | 0.25
4hr Flow | System | Constraint | Flex Down | Flexibility | Violation | 1 | 2025-04-25 09:45 | 141.5147 | - | 4 | 9 | 0.25
4hr Flow | System | Constraint | Flex Down | Flexibility | Violation | 1 | 2025-04-25 10:30 | 31.1404 | - | 4 | 10 | 0.25
4hr Flow | System | Constraint | Flex Down | Flexibility | Violation | 1 | 2025-04-25 10:45 | 100.0124 | - | 4 | 10 | 0.25
4hr Flow | System | Constraint | Flex Down | Flexibility | Violation | 1 | 2025-04-25 11:45 | 29.3756 | - | 4 | 11 | 0.25
4hr Flow | System | Constraint | Flex Down | Flexibility | Violation | 1 | 2025-04-27 10:30 | 39.3059 | - | 4 | 10 | 0.25
4hr Flow | System | Constraint | Flex Down | Flexibility | Violation | 1 | 2025-04-27 10:45 | 73.9732 | - | 4 | 10 | 0.25
4hr Flow | System | Constraint | Flex Down | Flexibility | Violation | 1 | 2025-04-27 11:45 | 11.414 | - | 4 | 11 | 0.25
4hr Flow | System | Constraint | Flex Down | Flexibility | Violation | 1 | 2025-04-27 12:45 | 4.8894 | - | 4 | 12 | 0.25
4hr Flow | System | Constraint | Flex Down | Flexibility | Violation | 1 | 2025-04-27 13:00 | 7.9241 | - | 4 | 13 | 0.25
4hr Flow | System | Constraint | Flex Down | Flexibility | Violation | 1 | 2025-04-27 13:15 | 11.4263 | - | 4 | 13 | 0.25
4hr Flow | System | Constraint | Flex Down | Flexibility | Violation | 1 | 2025-04-27 13:30 | 6.9285 | - | 4 | 13 | 0.25
4hr Flow | System | Constraint | Flex Down | Flexibility | Violation | 1 | 2025-04-27 13:45 | 3.4308 | - | 4 | 13 | 0.25
4hr Flow | System | Constraint | Flex Down | Flexibility | Violation | 1 | 2025-04-28 11:00 | 48.7815 | - | 4 | 11 | 0.25
4hr Flow | System | Constraint | Flex Down | Flexibility | Violation | 1 | 2025-04-28 11:15 | 56.7834 | - | 4 | 11 | 0.25
4hr Flow | System | Constraint | Flex Down | Flexibility | Violation | 1 | 2025-04-28 11:30 | 67.7853 | - | 4 | 11 | 0.25
4hr Flow | System | Constraint | Flex Down | Flexibility | Violation | 1 | 2025-04-28 11:45 | 69.7872 | - | 4 | 11 | 0.25
4hr Flow | System | Constraint | Flex Down | Flexibility | Violation | 1 | 2025-05-01 21:45 | 77.2219 | - | 5 | 21 | 0.25
4hr Flow | System | Constraint | Flex Down | Flexibility | Violation | 1 | 2025-05-02 08:45 | 8.2425 | - | 5 | 8 | 0.25
4hr Flow | System | Constraint | Flex Down | Flexibility | Violation | 1 | 2025-05-02 12:45 | 32.2525 | - | 5 | 12 | 0.25
4hr Flow | System | Constraint | Flex Down | Flexibility | Violation | 1 | 2025-05-03 16:00 | 123.566 | - | 5 | 16 | 0.25
4hr Flow | System | Constraint | Flex Down | Flexibility | Violation | 1 | 2025-05-03 21:00 | 3.4824 | - | 5 | 21 | 0.25
4hr Flow | System | Constraint | Flex Down | Flexibility | Violation | 1 | 2025-05-03 21:15 | 63.6565 | - | 5 | 21 | 0.25
4hr Flow | System | Constraint | Flex Down | Flexibility | Violation | 1 | 2025-05-03 21:30 | 110.8306 | - | 5 | 21 | 0.25
4hr Flow | System | Constraint | Flex Down | Flexibility | Violation | 1 | 2025-05-03 21:45 | 153.0048 | - | 5 | 21 | 0.25
4hr Flow | System | Constraint | Flex Down | Flexibility | Violation | 1 | 2025-05-03 22:30 | 11.2942 | - | 5 | 22 | 0.25
4hr Flow | System | Constraint | Flex Down | Flexibility | Violation | 1 | 2025-05-03 22:45 | 65.0573 | - | 5 | 22 | 0.25
4hr Flow | System | Constraint | Flex Down | Flexibility | Violation | 1 | 2025-05-04 01:00 | 2.4517 | - | 5 | 1 | 0.25
4hr Flow | System | Constraint | Flex Down | Flexibility | Violation | 1 | 2025-05-04 01:15 | 32.3236 | - | 5 | 1 | 0.25
4hr Flow | System | Constraint | Flex Down | Flexibility | Violation | 1 | 2025-05-04 01:30 | 58.1954 | - | 5 | 1 | 0.25
4hr Flow | System | Constraint | Flex Down | Flexibility | Violation | 1 | 2025-05-04 01:45 | 73.0672 | - | 5 | 1 | 0.25
4hr Flow | System | Constraint | Flex Down | Flexibility | Violation | 1 | 2025-05-04 02:00 | 60.5042 | - | 5 | 2 | 0.25
4hr Flow | System | Constraint | Flex Down | Flexibility | Violation | 1 | 2025-05-04 02:15 | 8.4746 | - | 5 | 2 | 0.25
4hr Flow | System | Constraint | Flex Down | Flexibility | Violation | 1 | 2025-05-04 20:45 | 24.1238 | - | 5 | 20 | 0.25
4hr Flow | System | Constraint | Flex Down | Flexibility | Violation | 1 | 2025-05-04 21:15 | 95.5117 | - | 5 | 21 | 0.25
4hr Flow | System | Constraint | Flex Down | Flexibility | Violation | 1 | 2025-05-04 21:30 | 207.2056 | - | 5 | 21 | 0.25
4hr Flow | System | Constraint | Flex Down | Flexibility | Violation | 1 | 2025-05-04 21:45 | 303.8996 | - | 5 | 21 | 0.25
4hr Flow | System | Constraint | Flex Down | Flexibility | Violation | 1 | 2025-05-04 22:15 | 76.4854 | - | 5 | 22 | 0.25
4hr Flow | System | Constraint | Flex Down | Flexibility | Violation | 1 | 2025-05-04 22:30 | 159.7783 | - | 5 | 22 | 0.25
4hr Flow | System | Constraint | Flex Down | Flexibility | Violation | 1 | 2025-05-04 22:45 | 244.0712 | - | 5 | 22 | 0.25
4hr Flow | System | Constraint | Flex Down | Flexibility | Violation | 1 | 2025-05-04 23:30 | 11.4403 | - | 5 | 23 | 0.25
4hr Flow | System | Constraint | Flex Down | Flexibility | Violation | 1 | 2025-05-04 23:45 | 59.3083 | - | 5 | 23 | 0.25
4hr Flow | System | Constraint | Flex Down | Flexibility | Violation | 1 | 2025-05-05 | 30.846 | - | 5 | 0 | 0.25
4hr Flow | System | Constraint | Flex Down | Flexibility | Violation | 1 | 2025-05-05 00:15 | 40.9961 | - | 5 | 0 | 0.25
4hr Flow | System | Constraint | Flex Down | Flexibility | Violation | 1 | 2025-05-05 00:30 | 60.1462 | - | 5 | 0 | 0.25
4hr Flow | System | Constraint | Flex Down | Flexibility | Violation | 1 | 2025-05-05 00:45 | 59.2963 | - | 5 | 0 | 0.25
4hr Flow | System | Constraint | Flex Down | Flexibility | Violation | 1 | 2025-05-05 20:45 | 32.017 | - | 5 | 20 | 0.25
4hr Flow | System | Constraint | Flex Down | Flexibility | Violation | 1 | 2025-05-05 21:30 | 94.7218 | - | 5 | 21 | 0.25
4hr Flow | System | Constraint | Flex Down | Flexibility | Violation | 1 | 2025-05-05 21:45 | 225.9567 | - | 5 | 21 | 0.25
4hr Flow | System | Constraint | Flex Down | Flexibility | Violation | 1 | 2025-05-06 | 9.9941 | - | 5 | 0 | 0.25
4hr Flow | System | Constraint | Flex Down | Flexibility | Violation | 1 | 2025-05-06 20:30 | 5.8305 | - | 5 | 20 | 0.25
4hr Flow | System | Constraint | Flex Down | Flexibility | Violation | 1 | 2025-05-06 20:45 | 141.5001 | - | 5 | 20 | 0.25
4hr Flow | System | Constraint | Flex Down | Flexibility | Violation | 1 | 2025-05-06 21:00 | 118.5782 | - | 5 | 21 | 0.25
4hr Flow | System | Constraint | Flex Down | Flexibility | Violation | 1 | 2025-05-06 21:15 | 252.6563 | - | 5 | 21 | 0.25
4hr Flow | System | Constraint | Flex Down | Flexibility | Violation | 1 | 2025-05-06 21:30 | 342.6009 | - | 5 | 21 | 0.25
4hr Flow | System | Constraint | Flex Down | Flexibility | Violation | 1 | 2025-05-06 21:45 | 342.6009 | - | 5 | 21 | 0.25
4hr Flow | System | Constraint | Flex Down | Flexibility | Violation | 1 | 2025-05-06 22:15 | 3.2378 | - | 5 | 22 | 0.25
4hr Flow | System | Constraint | Flex Down | Flexibility | Violation | 1 | 2025-05-06 22:30 | 63.4504 | - | 5 | 22 | 0.25
4hr Flow | System | Constraint | Flex Down | Flexibility | Violation | 1 | 2025-05-06 22:45 | 122.6631 | - | 5 | 22 | 0.25
4hr Flow | System | Constraint | Flex Down | Flexibility | Violation | 1 | 2025-05-06 23:45 | 39.9031 | - | 5 | 23 | 0.25
4hr Flow | System | Constraint | Flex Down | Flexibility | Violation | 1 | 2025-05-07 21:15 | 99.8934 | - | 5 | 21 | 0.25
4hr Flow | System | Constraint | Flex Down | Flexibility | Violation | 1 | 2025-05-07 21:30 | 206.272 | - | 5 | 21 | 0.25
4hr Flow | System | Constraint | Flex Down | Flexibility | Violation | 1 | 2025-05-07 21:45 | 311.6505 | - | 5 | 21 | 0.25
4hr Flow | System | Constraint | Flex Down | Flexibility | Violation | 1 | 2025-05-07 22:45 | 26.4648 | - | 5 | 22 | 0.25
4hr Flow | System | Constraint | Flex Down | Flexibility | Violation | 1 | 2025-05-08 22:45 | 108.18 | - | 5 | 22 | 0.25
4hr Flow | System | Constraint | Flex Down | Flexibility | Violation | 1 | 2025-05-09 | 3.8486 | - | 5 | 0 | 0.25
4hr Flow | System | Constraint | Flex Down | Flexibility | Violation | 1 | 2025-05-09 00:45 | 49.2543 | - | 5 | 0 | 0.25
4hr Flow | System | Constraint | Flex Down | Flexibility | Violation | 1 | 2025-05-09 01:00 | 16.8913 | - | 5 | 1 | 0.25
4hr Flow | System | Constraint | Flex Down | Flexibility | Violation | 1 | 2025-05-09 01:45 | 52.5895 | - | 5 | 1 | 0.25
4hr Flow | System | Constraint | Flex Down | Flexibility | Violation | 1 | 2025-05-09 02:00 | 13.8736 | - | 5 | 2 | 0.25
4hr Flow | System | Constraint | Flex Down | Flexibility | Violation | 1 | 2025-05-09 02:15 | 13.8736 | - | 5 | 2 | 0.25
4hr Flow | System | Constraint | Flex Down | Flexibility | Violation | 1 | 2025-05-09 02:30 | 13.8736 | - | 5 | 2 | 0.25
4hr Flow | System | Constraint | Flex Down | Flexibility | Violation | 1 | 2025-05-09 02:45 | 13.8736 | - | 5 | 2 | 0.25
4hr Flow | System | Constraint | Flex Down | Flexibility | Violation | 1 | 2025-05-09 05:00 | 58.408 | - | 5 | 5 | 0.25
4hr Flow | System | Constraint | Flex Down | Flexibility | Violation | 1 | 2025-05-10 15:00 | 3.6334 | - | 5 | 15 | 0.25
4hr Flow | System | Constraint | Flex Down | Flexibility | Violation | 1 | 2025-05-10 15:15 | 3.6334 | - | 5 | 15 | 0.25
4hr Flow | System | Constraint | Flex Down | Flexibility | Violation | 1 | 2025-05-10 15:30 | 3.6334 | - | 5 | 15 | 0.25
4hr Flow | System | Constraint | Flex Down | Flexibility | Violation | 1 | 2025-05-10 15:45 | 3.6334 | - | 5 | 15 | 0.25
4hr Flow | System | Constraint | Flex Down | Flexibility | Violation | 1 | 2025-05-11 | 17.227 | - | 5 | 0 | 0.25
4hr Flow | System | Constraint | Flex Down | Flexibility | Violation | 1 | 2025-05-11 00:15 | 12.1756 | - | 5 | 0 | 0.25
4hr Flow | System | Constraint | Flex Down | Flexibility | Violation | 1 | 2025-05-11 21:15 | 32.5535 | - | 5 | 21 | 0.25
4hr Flow | System | Constraint | Flex Down | Flexibility | Violation | 1 | 2025-05-11 21:30 | 80.9821 | - | 5 | 21 | 0.25
4hr Flow | System | Constraint | Flex Down | Flexibility | Violation | 1 | 2025-05-11 21:45 | 126.4106 | - | 5 | 21 | 0.25
4hr Flow | System | Constraint | Flex Down | Flexibility | Violation | 1 | 2025-05-11 22:45 | 38.3146 | - | 5 | 22 | 0.25
4hr Flow | System | Constraint | Flex Down | Flexibility | Violation | 1 | 2025-05-12 21:15 | 16.4091 | - | 5 | 21 | 0.25
4hr Flow | System | Constraint | Flex Down | Flexibility | Violation | 1 | 2025-05-12 21:30 | 127.4844 | - | 5 | 21 | 0.25
4hr Flow | System | Constraint | Flex Down | Flexibility | Violation | 1 | 2025-05-12 21:45 | 223.5597 | - | 5 | 21 | 0.25
4hr Flow | System | Constraint | Flex Down | Flexibility | Violation | 1 | 2025-05-13 13:00 | 18.6684 | - | 5 | 13 | 0.25
4hr Flow | System | Constraint | Flex Down | Flexibility | Violation | 1 | 2025-05-13 21:00 | 171.5526 | - | 5 | 21 | 0.25
4hr Flow | System | Constraint | Flex Down | Flexibility | Violation | 1 | 2025-05-13 21:15 | 301.6193 | - | 5 | 21 | 0.25
4hr Flow | System | Constraint | Flex Down | Flexibility | Violation | 1 | 2025-05-13 21:30 | 342.6009 | - | 5 | 21 | 0.25
4hr Flow | System | Constraint | Flex Down | Flexibility | Violation | 1 | 2025-05-13 21:45 | 342.6009 | - | 5 | 21 | 0.25
4hr Flow | System | Constraint | Flex Down | Flexibility | Violation | 1 | 2025-05-13 22:15 | 56.2923 | - | 5 | 22 | 0.25
4hr Flow | System | Constraint | Flex Down | Flexibility | Violation | 1 | 2025-05-13 22:30 | 121.5621 | - | 5 | 22 | 0.25
4hr Flow | System | Constraint | Flex Down | Flexibility | Violation | 1 | 2025-05-13 22:45 | 186.832 | - | 5 | 22 | 0.25
4hr Flow | System | Constraint | Flex Down | Flexibility | Violation | 1 | 2025-05-14 03:00 | 2.1587 | - | 5 | 3 | 0.25
4hr Flow | System | Constraint | Flex Down | Flexibility | Violation | 1 | 2025-05-14 03:15 | 2.1587 | - | 5 | 3 | 0.25
4hr Flow | System | Constraint | Flex Down | Flexibility | Violation | 1 | 2025-05-14 03:30 | 2.1587 | - | 5 | 3 | 0.25
4hr Flow | System | Constraint | Flex Down | Flexibility | Violation | 1 | 2025-05-14 20:45 | 10.5724 | - | 5 | 20 | 0.25
4hr Flow | System | Constraint | Flex Down | Flexibility | Violation | 1 | 2025-05-14 21:30 | 12.9114 | - | 5 | 21 | 0.25
4hr Flow | System | Constraint | Flex Down | Flexibility | Violation | 1 | 2025-05-14 21:45 | 101.7011 | - | 5 | 21 | 0.25
4hr Flow | System | Constraint | Flex Down | Flexibility | Violation | 1 | 2025-05-14 22:30 | 33.5003 | - | 5 | 22 | 0.25
4hr Flow | System | Constraint | Flex Down | Flexibility | Violation | 1 | 2025-05-14 22:45 | 87.1 | - | 5 | 22 | 0.25
4hr Flow | System | Constraint | Flex Down | Flexibility | Violation | 1 | 2025-05-14 23:00 | 5.0857 | - | 5 | 23 | 0.25
4hr Flow | System | Constraint | Flex Down | Flexibility | Violation | 1 | 2025-05-14 23:15 | 5.0857 | - | 5 | 23 | 0.25
4hr Flow | System | Constraint | Flex Down | Flexibility | Violation | 1 | 2025-05-14 23:30 | 5.0857 | - | 5 | 23 | 0.25
4hr Flow | System | Constraint | Flex Down | Flexibility | Violation | 1 | 2025-05-14 23:45 | 5.0857 | - | 5 | 23 | 0.25
4hr Flow | System | Constraint | Flex Down | Flexibility | Violation | 1 | 2025-05-15 15:00 | 0.0048154 | - | 5 | 15 | 0.25
4hr Flow | System | Constraint | Flex Down | Flexibility | Violation | 1 | 2025-05-15 21:00 | 23.2048 | - | 5 | 21 | 0.25
4hr Flow | System | Constraint | Flex Down | Flexibility | Violation | 1 | 2025-05-15 21:15 | 23.2048 | - | 5 | 21 | 0.25
4hr Flow | System | Constraint | Flex Down | Flexibility | Violation | 1 | 2025-05-15 21:30 | 23.2048 | - | 5 | 21 | 0.25
4hr Flow | System | Constraint | Flex Down | Flexibility | Violation | 1 | 2025-05-15 21:45 | 39.0048 | - | 5 | 21 | 0.25
4hr Flow | System | Constraint | Flex Down | Flexibility | Violation | 1 | 2025-05-15 22:00 | 31.1427 | - | 5 | 22 | 0.25
4hr Flow | System | Constraint | Flex Down | Flexibility | Violation | 1 | 2025-05-15 22:15 | 31.1427 | - | 5 | 22 | 0.25
4hr Flow | System | Constraint | Flex Down | Flexibility | Violation | 1 | 2025-05-15 22:30 | 31.1427 | - | 5 | 22 | 0.25
4hr Flow | System | Constraint | Flex Down | Flexibility | Violation | 1 | 2025-05-15 22:45 | 31.1427 | - | 5 | 22 | 0.25
4hr Flow | System | Constraint | Flex Down | Flexibility | Violation | 1 | 2025-05-15 23:00 | 11.3699 | - | 5 | 23 | 0.25
4hr Flow | System | Constraint | Flex Down | Flexibility | Violation | 1 | 2025-05-15 23:30 | 15.8346 | - | 5 | 23 | 0.25
4hr Flow | System | Constraint | Flex Down | Flexibility | Violation | 1 | 2025-05-15 23:45 | 15.8346 | - | 5 | 23 | 0.25
4hr Flow | System | Constraint | Flex Down | Flexibility | Violation | 1 | 2025-05-17 00:45 | 15.2129 | - | 5 | 0 | 0.25
4hr Flow | System | Constraint | Flex Down | Flexibility | Violation | 1 | 2025-05-17 21:45 | 25.6548 | - | 5 | 21 | 0.25
4hr Flow | System | Constraint | Flex Down | Flexibility | Violation | 1 | 2025-05-17 22:00 | 63.5795 | - | 5 | 22 | 0.25
4hr Flow | System | Constraint | Flex Down | Flexibility | Violation | 1 | 2025-05-17 22:15 | 87.5041 | - | 5 | 22 | 0.25
4hr Flow | System | Constraint | Flex Down | Flexibility | Violation | 1 | 2025-05-17 22:30 | 107.4288 | - | 5 | 22 | 0.25
4hr Flow | System | Constraint | Flex Down | Flexibility | Violation | 1 | 2025-05-17 22:45 | 120.3534 | - | 5 | 22 | 0.25
4hr Flow | System | Constraint | Flex Down | Flexibility | Violation | 1 | 2025-05-17 23:15 | 75.2011 | - | 5 | 23 | 0.25
4hr Flow | System | Constraint | Flex Down | Flexibility | Violation | 1 | 2025-05-17 23:30 | 96.2424 | - | 5 | 23 | 0.25
4hr Flow | System | Constraint | Flex Down | Flexibility | Violation | 1 | 2025-05-17 23:45 | 129.2837 | - | 5 | 23 | 0.25
4hr Flow | System | Constraint | Flex Down | Flexibility | Violation | 1 | 2025-05-18 00:45 | 25.2728 | - | 5 | 0 | 0.25
4hr Flow | System | Constraint | Flex Down | Flexibility | Violation | 1 | 2025-05-18 18:00 | 12.8707 | - | 5 | 18 | 0.25
4hr Flow | System | Constraint | Flex Down | Flexibility | Violation | 1 | 2025-05-18 18:15 | 12.8707 | - | 5 | 18 | 0.25
4hr Flow | System | Constraint | Flex Down | Flexibility | Violation | 1 | 2025-05-18 18:30 | 12.8707 | - | 5 | 18 | 0.25
4hr Flow | System | Constraint | Flex Down | Flexibility | Violation | 1 | 2025-05-18 18:45 | 12.8707 | - | 5 | 18 | 0.25
4hr Flow | System | Constraint | Flex Down | Flexibility | Violation | 1 | 2025-05-19 20:45 | 58.9778 | - | 5 | 20 | 0.25
4hr Flow | System | Constraint | Flex Down | Flexibility | Violation | 1 | 2025-05-19 21:00 | 30.6865 | - | 5 | 21 | 0.25
4hr Flow | System | Constraint | Flex Down | Flexibility | Violation | 1 | 2025-05-19 21:15 | 210.7852 | - | 5 | 21 | 0.25
4hr Flow | System | Constraint | Flex Down | Flexibility | Violation | 1 | 2025-05-19 21:30 | 331.8839 | - | 5 | 21 | 0.25
4hr Flow | System | Constraint | Flex Down | Flexibility | Violation | 1 | 2025-05-19 21:45 | 342.6009 | - | 5 | 21 | 0.25
4hr Flow | System | Constraint | Flex Down | Flexibility | Violation | 1 | 2025-05-19 22:15 | 38.598 | - | 5 | 22 | 0.25
4hr Flow | System | Constraint | Flex Down | Flexibility | Violation | 1 | 2025-05-19 22:30 | 97.4057 | - | 5 | 22 | 0.25
4hr Flow | System | Constraint | Flex Down | Flexibility | Violation | 1 | 2025-05-19 22:45 | 156.2134 | - | 5 | 22 | 0.25
4hr Flow | System | Constraint | Flex Down | Flexibility | Violation | 1 | 2025-05-20 00:45 | 6.5817 | - | 5 | 0 | 0.25
4hr Flow | System | Constraint | Flex Down | Flexibility | Violation | 1 | 2025-05-20 12:45 | 17.815 | - | 5 | 12 | 0.25
4hr Flow | System | Constraint | Flex Down | Flexibility | Violation | 1 | 2025-05-20 13:45 | 4.7903 | - | 5 | 13 | 0.25
4hr Flow | System | Constraint | Flex Down | Flexibility | Violation | 1 | 2025-05-21 19:30 | 11.371 | - | 5 | 19 | 0.25
4hr Flow | System | Constraint | Flex Down | Flexibility | Violation | 1 | 2025-05-21 21:45 | 18.896 | - | 5 | 21 | 0.25
4hr Flow | System | Constraint | Flex Down | Flexibility | Violation | 1 | 2025-05-22 15:00 | 12.0506 | - | 5 | 15 | 0.25
4hr Flow | System | Constraint | Flex Down | Flexibility | Violation | 1 | 2025-05-22 15:15 | 12.0506 | - | 5 | 15 | 0.25
4hr Flow | System | Constraint | Flex Down | Flexibility | Violation | 1 | 2025-05-22 15:45 | 12.0506 | - | 5 | 15 | 0.25
4hr Flow | System | Constraint | Flex Down | Flexibility | Violation | 1 | 2025-05-22 18:00 | 5.4745 | - | 5 | 18 | 0.25
4hr Flow | System | Constraint | Flex Down | Flexibility | Violation | 1 | 2025-05-22 18:15 | 5.4745 | - | 5 | 18 | 0.25
4hr Flow | System | Constraint | Flex Down | Flexibility | Violation | 1 | 2025-05-22 18:30 | 5.4745 | - | 5 | 18 | 0.25
4hr Flow | System | Constraint | Flex Down | Flexibility | Violation | 1 | 2025-05-22 18:45 | 5.4745 | - | 5 | 18 | 0.25
4hr Flow | System | Constraint | Flex Down | Flexibility | Violation | 1 | 2025-05-22 21:45 | 113.6781 | - | 5 | 21 | 0.25
4hr Flow | System | Constraint | Flex Down | Flexibility | Violation | 1 | 2025-05-23 02:00 | 48.4014 | - | 5 | 2 | 0.25
4hr Flow | System | Constraint | Flex Down | Flexibility | Violation | 1 | 2025-05-23 10:30 | 18.5802 | - | 5 | 10 | 0.25
4hr Flow | System | Constraint | Flex Down | Flexibility | Violation | 1 | 2025-05-23 10:45 | 13.7296 | - | 5 | 10 | 0.25
4hr Flow | System | Constraint | Flex Down | Flexibility | Violation | 1 | 2025-05-23 22:30 | 15.5087 | - | 5 | 22 | 0.25
4hr Flow | System | Constraint | Flex Down | Flexibility | Violation | 1 | 2025-05-23 22:45 | 54.3892 | - | 5 | 22 | 0.25
4hr Flow | System | Constraint | Flex Down | Flexibility | Violation | 1 | 2025-05-24 21:15 | 55.5558 | - | 5 | 21 | 0.25
4hr Flow | System | Constraint | Flex Down | Flexibility | Violation | 1 | 2025-05-24 21:30 | 118.157 | - | 5 | 21 | 0.25
4hr Flow | System | Constraint | Flex Down | Flexibility | Violation | 1 | 2025-05-24 21:45 | 172.7583 | - | 5 | 21 | 0.25
4hr Flow | System | Constraint | Flex Down | Flexibility | Violation | 1 | 2025-05-24 23:30 | 28.8589 | - | 5 | 23 | 0.25
4hr Flow | System | Constraint | Flex Down | Flexibility | Violation | 1 | 2025-05-24 23:45 | 69.0253 | - | 5 | 23 | 0.25
4hr Flow | System | Constraint | Flex Down | Flexibility | Violation | 1 | 2025-05-25 00:30 | 3.071 | - | 5 | 0 | 0.25
4hr Flow | System | Constraint | Flex Down | Flexibility | Violation | 1 | 2025-05-25 00:45 | 28.0888 | - | 5 | 0 | 0.25
4hr Flow | System | Constraint | Flex Down | Flexibility | Violation | 1 | 2025-05-25 22:00 | 30.1467 | - | 5 | 22 | 0.25
4hr Flow | System | Constraint | Flex Down | Flexibility | Violation | 1 | 2025-05-25 22:15 | 30.1467 | - | 5 | 22 | 0.25
4hr Flow | System | Constraint | Flex Down | Flexibility | Violation | 1 | 2025-05-25 22:30 | 30.1467 | - | 5 | 22 | 0.25
4hr Flow | System | Constraint | Flex Down | Flexibility | Violation | 1 | 2025-05-25 22:45 | 30.1467 | - | 5 | 22 | 0.25
4hr Flow | System | Constraint | Flex Down | Flexibility | Violation | 1 | 2025-05-25 23:00 | 0.93694 | - | 5 | 23 | 0.25
4hr Flow | System | Constraint | Flex Down | Flexibility | Violation | 1 | 2025-05-25 23:15 | 14.8386 | - | 5 | 23 | 0.25
4hr Flow | System | Constraint | Flex Down | Flexibility | Violation | 1 | 2025-05-25 23:30 | 14.8386 | - | 5 | 23 | 0.25
4hr Flow | System | Constraint | Flex Down | Flexibility | Violation | 1 | 2025-05-25 23:45 | 14.8386 | - | 5 | 23 | 0.25
4hr Flow | System | Constraint | Flex Down | Flexibility | Violation | 1 | 2025-05-26 | 13.6025 | - | 5 | 0 | 0.25
4hr Flow | System | Constraint | Flex Down | Flexibility | Violation | 1 | 2025-05-26 00:15 | 13.6025 | - | 5 | 0 | 0.25
4hr Flow | System | Constraint | Flex Down | Flexibility | Violation | 1 | 2025-05-26 00:30 | 13.6025 | - | 5 | 0 | 0.25
4hr Flow | System | Constraint | Flex Down | Flexibility | Violation | 1 | 2025-05-26 00:45 | 13.6025 | - | 5 | 0 | 0.25
4hr Flow | System | Constraint | Flex Down | Flexibility | Violation | 1 | 2025-05-26 01:00 | 16.7584 | - | 5 | 1 | 0.25
4hr Flow | System | Constraint | Flex Down | Flexibility | Violation | 1 | 2025-05-26 01:30 | 16.7584 | - | 5 | 1 | 0.25
4hr Flow | System | Constraint | Flex Down | Flexibility | Violation | 1 | 2025-05-26 01:45 | 16.7584 | - | 5 | 1 | 0.25
4hr Flow | System | Constraint | Flex Down | Flexibility | Violation | 1 | 2025-05-26 02:00 | 8.1362 | - | 5 | 2 | 0.25
4hr Flow | System | Constraint | Flex Down | Flexibility | Violation | 1 | 2025-05-26 02:15 | 8.1362 | - | 5 | 2 | 0.25
4hr Flow | System | Constraint | Flex Down | Flexibility | Violation | 1 | 2025-05-26 02:30 | 8.1362 | - | 5 | 2 | 0.25
4hr Flow | System | Constraint | Flex Down | Flexibility | Violation | 1 | 2025-05-26 02:45 | 8.1362 | - | 5 | 2 | 0.25
4hr Flow | System | Constraint | Flex Down | Flexibility | Violation | 1 | 2025-05-26 21:30 | 12.2665 | - | 5 | 21 | 0.25
4hr Flow | System | Constraint | Flex Down | Flexibility | Violation | 1 | 2025-05-26 21:45 | 68.8886 | - | 5 | 21 | 0.25
4hr Flow | System | Constraint | Flex Down | Flexibility | Violation | 1 | 2025-05-26 22:15 | 5.5481 | - | 5 | 22 | 0.25
4hr Flow | System | Constraint | Flex Down | Flexibility | Violation | 1 | 2025-05-26 22:30 | 54.8778 | - | 5 | 22 | 0.25
4hr Flow | System | Constraint | Flex Down | Flexibility | Violation | 1 | 2025-05-26 22:45 | 105.2075 | - | 5 | 22 | 0.25
4hr Flow | System | Constraint | Flex Down | Flexibility | Violation | 1 | 2025-05-27 15:00 | 7.906 | - | 5 | 15 | 0.25
4hr Flow | System | Constraint | Flex Down | Flexibility | Violation | 1 | 2025-05-27 15:15 | 7.906 | - | 5 | 15 | 0.25
4hr Flow | System | Constraint | Flex Down | Flexibility | Violation | 1 | 2025-05-27 15:30 | 7.7733 | - | 5 | 15 | 0.25
4hr Flow | System | Constraint | Flex Down | Flexibility | Violation | 1 | 2025-05-27 22:00 | 2.9792 | - | 5 | 22 | 0.25
4hr Flow | System | Constraint | Flex Down | Flexibility | Violation | 1 | 2025-05-27 22:15 | 2.9792 | - | 5 | 22 | 0.25
4hr Flow | System | Constraint | Flex Down | Flexibility | Violation | 1 | 2025-05-27 22:30 | 2.9792 | - | 5 | 22 | 0.25
4hr Flow | System | Constraint | Flex Down | Flexibility | Violation | 1 | 2025-05-27 22:45 | 2.9792 | - | 5 | 22 | 0.25
4hr Flow | System | Constraint | Flex Down | Flexibility | Violation | 1 | 2025-05-28 21:45 | 21.9109 | - | 5 | 21 | 0.25
4hr Flow | System | Constraint | Flex Down | Flexibility | Violation | 1 | 2025-05-28 22:45 | 1.5048 | - | 5 | 22 | 0.25
4hr Flow | System | Constraint | Flex Down | Flexibility | Violation | 1 | 2025-05-29 03:00 | 31.2909 | - | 5 | 3 | 0.25
4hr Flow | System | Constraint | Flex Down | Flexibility | Violation | 1 | 2025-05-29 03:15 | 10.5913 | - | 5 | 3 | 0.25
4hr Flow | System | Constraint | Flex Down | Flexibility | Violation | 1 | 2025-05-29 03:30 | 7.8917 | - | 5 | 3 | 0.25
4hr Flow | System | Constraint | Flex Down | Flexibility | Violation | 1 | 2025-05-29 18:00 | 65.8865 | - | 5 | 18 | 0.25
4hr Flow | System | Constraint | Flex Down | Flexibility | Violation | 1 | 2025-05-29 18:15 | 49.8317 | - | 5 | 18 | 0.25
4hr Flow | System | Constraint | Flex Down | Flexibility | Violation | 1 | 2025-05-29 18:30 | 24.6991 | - | 5 | 18 | 0.25
4hr Flow | System | Constraint | Flex Down | Flexibility | Violation | 1 | 2025-05-29 18:45 | 41.3234 | - | 5 | 18 | 0.25
4hr Flow | System | Constraint | Flex Down | Flexibility | Violation | 1 | 2025-05-29 21:45 | 83.7161 | - | 5 | 21 | 0.25
4hr Flow | System | Constraint | Flex Down | Flexibility | Violation | 1 | 2025-05-29 22:45 | 41.5884 | - | 5 | 22 | 0.25
4hr Flow | System | Constraint | Flex Down | Flexibility | Violation | 1 | 2025-05-29 23:00 | 35.2278 | - | 5 | 23 | 0.25
4hr Flow | System | Constraint | Flex Down | Flexibility | Violation | 1 | 2025-05-29 23:15 | 35.2278 | - | 5 | 23 | 0.25
4hr Flow | System | Constraint | Flex Down | Flexibility | Violation | 1 | 2025-05-29 23:30 | 35.2278 | - | 5 | 23 | 0.25
4hr Flow | System | Constraint | Flex Down | Flexibility | Violation | 1 | 2025-05-29 23:45 | 35.2278 | - | 5 | 23 | 0.25
4hr Flow | System | Constraint | Flex Down | Flexibility | Violation | 1 | 2025-05-30 | 40.5191 | - | 5 | 0 | 0.25
4hr Flow | System | Constraint | Flex Down | Flexibility | Violation | 1 | 2025-05-30 00:15 | 33.8631 | - | 5 | 0 | 0.25
4hr Flow | System | Constraint | Flex Down | Flexibility | Violation | 1 | 2025-05-30 00:30 | 47.5414 | - | 5 | 0 | 0.25
4hr Flow | System | Constraint | Flex Down | Flexibility | Violation | 1 | 2025-05-30 00:45 | 67.2809 | - | 5 | 0 | 0.25
4hr Flow | System | Constraint | Flex Down | Flexibility | Violation | 1 | 2025-05-30 01:00 | 17.7235 | - | 5 | 1 | 0.25
4hr Flow | System | Constraint | Flex Down | Flexibility | Violation | 1 | 2025-05-30 01:45 | 101.7339 | - | 5 | 1 | 0.25
4hr Flow | System | Constraint | Flex Down | Flexibility | Violation | 1 | 2025-05-30 02:45 | 7.1947 | - | 5 | 2 | 0.25
4hr Flow | System | Constraint | Flex Down | Flexibility | Violation | 1 | 2025-05-30 05:00 | 8.3093 | - | 5 | 5 | 0.25
4hr Flow | System | Constraint | Flex Down | Flexibility | Violation | 1 | 2025-05-30 05:15 | 8.3093 | - | 5 | 5 | 0.25
4hr Flow | System | Constraint | Flex Down | Flexibility | Violation | 1 | 2025-05-30 21:00 | 55.7383 | - | 5 | 21 | 0.25
4hr Flow | System | Constraint | Flex Down | Flexibility | Violation | 1 | 2025-05-30 21:15 | 115.6561 | - | 5 | 21 | 0.25
4hr Flow | System | Constraint | Flex Down | Flexibility | Violation | 1 | 2025-05-30 21:30 | 188.5739 | - | 5 | 21 | 0.25
4hr Flow | System | Constraint | Flex Down | Flexibility | Violation | 1 | 2025-05-30 21:45 | 240.4917 | - | 5 | 21 | 0.25
4hr Flow | System | Constraint | Flex Down | Flexibility | Violation | 1 | 2025-05-30 22:00 | 72.4 | - | 5 | 22 | 0.25
4hr Flow | System | Constraint | Flex Down | Flexibility | Violation | 1 | 2025-05-30 22:15 | 154.3083 | - | 5 | 22 | 0.25
4hr Flow | System | Constraint | Flex Down | Flexibility | Violation | 1 | 2025-05-30 22:30 | 218.2166 | - | 5 | 22 | 0.25
4hr Flow | System | Constraint | Flex Down | Flexibility | Violation | 1 | 2025-05-30 22:45 | 284.1249 | - | 5 | 22 | 0.25
4hr Flow | System | Constraint | Flex Down | Flexibility | Violation | 1 | 2025-05-30 23:45 | 23.8411 | - | 5 | 23 | 0.25
4hr Flow | System | Constraint | Flex Down | Flexibility | Violation | 1 | 2025-05-31 00:45 | 5.8708 | - | 5 | 0 | 0.25
4hr Flow | System | Constraint | Flex Down | Flexibility | Violation | 1 | 2025-05-31 13:00 | 11.7752 | - | 5 | 13 | 0.25
4hr Flow | System | Constraint | Flex Down | Flexibility | Violation | 1 | 2025-05-31 13:15 | 0.34253 | - | 5 | 13 | 0.25
4hr Flow | System | Constraint | Flex Down | Flexibility | Violation | 1 | 2025-05-31 22:00 | 146.8559 | - | 5 | 22 | 0.25
4hr Flow | System | Constraint | Flex Down | Flexibility | Violation | 1 | 2025-05-31 22:15 | 156.1938 | - | 5 | 22 | 0.25
4hr Flow | System | Constraint | Flex Down | Flexibility | Violation | 1 | 2025-05-31 22:30 | 169.5317 | - | 5 | 22 | 0.25
4hr Flow | System | Constraint | Flex Down | Flexibility | Violation | 1 | 2025-05-31 22:45 | 174.8697 | - | 5 | 22 | 0.25
4hr Flow | System | Constraint | Flex Down | Flexibility | Violation | 1 | 2025-05-31 23:15 | 34.8161 | - | 5 | 23 | 0.25
4hr Flow | System | Constraint | Flex Down | Flexibility | Violation | 1 | 2025-05-31 23:30 | 79.4068 | - | 5 | 23 | 0.25
4hr Flow | System | Constraint | Flex Down | Flexibility | Violation | 1 | 2025-05-31 23:45 | 133.9975 | - | 5 | 23 | 0.25
4hr Flow | System | Constraint | Flex Down | Flexibility | Violation | 1 | 2025-06-17 18:00 | 2.1249 | - | 6 | 18 | 0.25
4hr Flow | System | Constraint | Flex Down | Flexibility | Violation | 1 | 2025-06-17 23:00 | 116.7641 | - | 6 | 23 | 0.25
4hr Flow | System | Constraint | Flex Down | Flexibility | Violation | 1 | 2025-06-17 23:15 | 73.3705 | - | 6 | 23 | 0.25
4hr Flow | System | Constraint | Flex Down | Flexibility | Violation | 1 | 2025-06-17 23:30 | 13.9769 | - | 6 | 23 | 0.25
4hr Flow | System | Constraint | Flex Down | Flexibility | Violation | 1 | 2025-07-05 22:45 | 25.4278 | - | 7 | 22 | 0.25
4hr Flow | System | Constraint | Flex Down | Flexibility | Violation | 1 | 2025-07-08 | 201.2457 | - | 7 | 0 | 0.25
4hr Flow | System | Constraint | Flex Down | Flexibility | Violation | 1 | 2025-07-08 00:15 | 167.1765 | - | 7 | 0 | 0.25
4hr Flow | System | Constraint | Flex Down | Flexibility | Violation | 1 | 2025-07-08 00:30 | 157.7363 | - | 7 | 0 | 0.25
4hr Flow | System | Constraint | Flex Down | Flexibility | Violation | 1 | 2025-07-08 00:45 | 138.296 | - | 7 | 0 | 0.25
4hr Flow | System | Constraint | Flex Down | Flexibility | Violation | 1 | 2025-07-08 04:00 | 59.5579 | - | 7 | 4 | 0.25
4hr Flow | System | Constraint | Flex Down | Flexibility | Violation | 1 | 2025-07-14 | 79.7893 | - | 7 | 0 | 0.25
4hr Flow | System | Constraint | Flex Down | Flexibility | Violation | 1 | 2025-07-14 00:15 | 100.9802 | - | 7 | 0 | 0.25
4hr Flow | System | Constraint | Flex Down | Flexibility | Violation | 1 | 2025-07-14 00:30 | 108.1711 | - | 7 | 0 | 0.25
4hr Flow | System | Constraint | Flex Down | Flexibility | Violation | 1 | 2025-07-14 00:45 | 113.362 | - | 7 | 0 | 0.25
4hr Flow | System | Constraint | Flex Down | Flexibility | Violation | 1 | 2025-07-16 02:00 | 112.2437 | - | 7 | 2 | 0.25
4hr Flow | System | Constraint | Flex Down | Flexibility | Violation | 1 | 2025-07-16 02:15 | 9.6272 | - | 7 | 2 | 0.25
4hr Flow | System | Constraint | Flex Down | Flexibility | Violation | 1 | 2025-07-16 14:00 | 21.1007 | - | 7 | 14 | 0.25
4hr Flow | System | Constraint | Flex Down | Flexibility | Violation | 1 | 2025-07-16 14:15 | 6.4403 | - | 7 | 14 | 0.25
4hr Flow | System | Constraint | Flex Down | Flexibility | Violation | 1 | 2025-07-16 14:30 | 12.7799 | - | 7 | 14 | 0.25
4hr Flow | System | Constraint | Flex Down | Flexibility | Violation | 1 | 2025-07-16 14:45 | 11.1196 | - | 7 | 14 | 0.25
4hr Flow | System | Constraint | Flex Down | Flexibility | Violation | 1 | 2025-07-19 00:30 | 19.7106 | - | 7 | 0 | 0.25
4hr Flow | System | Constraint | Flex Down | Flexibility | Violation | 1 | 2025-07-19 00:45 | 70.3177 | - | 7 | 0 | 0.25
4hr Flow | System | Constraint | Flex Down | Flexibility | Violation | 1 | 2025-08-05 00:45 | 19.9972 | - | 8 | 0 | 0.25
4hr Flow | System | Constraint | Flex Down | Flexibility | Violation | 1 | 2025-08-14 00:30 | 4.2256 | - | 8 | 0 | 0.25
4hr Flow | System | Constraint | Flex Down | Flexibility | Violation | 1 | 2025-08-14 00:45 | 24.0851 | - | 8 | 0 | 0.25
4hr Flow | System | Constraint | Flex Down | Flexibility | Violation | 1 | 2025-08-21 | 45.4277 | - | 8 | 0 | 0.25
4hr Flow | System | Constraint | Flex Down | Flexibility | Violation | 1 | 2025-08-21 00:15 | 69.8478 | - | 8 | 0 | 0.25
4hr Flow | System | Constraint | Flex Down | Flexibility | Violation | 1 | 2025-08-21 00:30 | 91.2679 | - | 8 | 0 | 0.25
4hr Flow | System | Constraint | Flex Down | Flexibility | Violation | 1 | 2025-08-21 00:45 | 123.688 | - | 8 | 0 | 0.25
4hr Flow | System | Constraint | Flex Down | Flexibility | Violation | 1 | 2025-08-21 12:00 | 0.92928 | - | 8 | 12 | 0.25
4hr Flow | System | Constraint | Flex Down | Flexibility | Violation | 1 | 2025-09-07 | 27.321 | - | 9 | 0 | 0.25
4hr Flow | System | Constraint | Flex Down | Flexibility | Violation | 1 | 2025-09-07 00:15 | 39.0899 | - | 9 | 0 | 0.25
4hr Flow | System | Constraint | Flex Down | Flexibility | Violation | 1 | 2025-09-07 00:30 | 57.8588 | - | 9 | 0 | 0.25
4hr Flow | System | Constraint | Flex Down | Flexibility | Violation | 1 | 2025-09-07 00:45 | 76.6277 | - | 9 | 0 | 0.25
4hr Flow | System | Constraint | Flex Down | Flexibility | Violation | 1 | 2025-09-07 01:00 | 7.4059 | - | 9 | 1 | 0.25
4hr Flow | System | Constraint | Flex Down | Flexibility | Violation | 1 | 2025-09-07 01:15 | 15.0227 | - | 9 | 1 | 0.25
4hr Flow | System | Constraint | Flex Down | Flexibility | Violation | 1 | 2025-09-07 01:30 | 36.6396 | - | 9 | 1 | 0.25
4hr Flow | System | Constraint | Flex Down | Flexibility | Violation | 1 | 2025-09-07 01:45 | 44.2564 | - | 9 | 1 | 0.25
4hr Flow | System | Constraint | Flex Down | Flexibility | Violation | 1 | 2025-09-07 02:15 | 4.007 | - | 9 | 2 | 0.25
4hr Flow | System | Constraint | Flex Down | Flexibility | Violation | 1 | 2025-09-07 02:30 | 6.9421 | - | 9 | 2 | 0.25
4hr Flow | System | Constraint | Flex Down | Flexibility | Violation | 1 | 2025-09-07 02:45 | 9.8771 | - | 9 | 2 | 0.25
4hr Flow | System | Constraint | Flex Down | Flexibility | Violation | 1 | 2025-09-11 01:00 | 7.2709 | - | 9 | 1 | 0.25
4hr Flow | System | Constraint | Flex Down | Flexibility | Violation | 1 | 2025-09-11 01:15 | 10.6241 | - | 9 | 1 | 0.25
4hr Flow | System | Constraint | Flex Down | Flexibility | Violation | 1 | 2025-09-11 01:30 | 17.9773 | - | 9 | 1 | 0.25
4hr Flow | System | Constraint | Flex Down | Flexibility | Violation | 1 | 2025-09-11 01:45 | 26.3305 | - | 9 | 1 | 0.25
4hr Flow | System | Constraint | Flex Down | Flexibility | Violation | 1 | 2025-09-14 00:45 | 20.4381 | - | 9 | 0 | 0.25
4hr Flow | System | Constraint | Flex Down | Flexibility | Violation | 1 | 2025-09-17 09:00 | 17.5453 | - | 9 | 9 | 0.25
4hr Flow | System | Constraint | Flex Down | Flexibility | Violation | 1 | 2025-09-17 09:15 | 7.2929 | - | 9 | 9 | 0.25
4hr Flow | System | Constraint | Flex Down | Flexibility | Violation | 1 | 2025-09-23 | 67.8794 | - | 9 | 0 | 0.25
4hr Flow | System | Constraint | Flex Down | Flexibility | Violation | 1 | 2025-09-23 00:15 | 13.5268 | - | 9 | 0 | 0.25
4hr Flow | System | Constraint | Flex Down | Flexibility | Violation | 1 | 2025-09-29 09:45 | 28.0218 | - | 9 | 9 | 0.25
4hr Flow | System | Constraint | Flex Down | Flexibility | Violation | 1 | 2025-09-29 10:00 | 47.4197 | - | 9 | 10 | 0.25
4hr Flow | System | Constraint | Flex Down | Flexibility | Violation | 1 | 2025-09-29 10:15 | 56.5028 | - | 9 | 10 | 0.25
4hr Flow | System | Constraint | Flex Down | Flexibility | Violation | 1 | 2025-09-29 10:30 | 61.5859 | - | 9 | 10 | 0.25
4hr Flow | System | Constraint | Flex Down | Flexibility | Violation | 1 | 2025-09-29 10:45 | 51.669 | - | 9 | 10 | 0.25
4hr Flow | System | Constraint | Flex Down | Flexibility | Violation | 1 | 2025-09-29 12:30 | 4.1875 | - | 9 | 12 | 0.25
4hr Flow | System | Constraint | Flex Down | Flexibility | Violation | 1 | 2025-09-29 12:45 | 10.6107 | - | 9 | 12 | 0.25
4hr Flow | System | Constraint | Flex Down | Flexibility | Violation | 1 | 2025-09-30 00:45 | 36.6228 | - | 9 | 0 | 0.25
4hr Flow | System | Constraint | Flex Down | Flexibility | Violation | 1 | 2025-09-30 01:00 | 53.9789 | - | 9 | 1 | 0.25
4hr Flow | System | Constraint | Flex Down | Flexibility | Violation | 1 | 2025-09-30 01:15 | 34.1737 | - | 9 | 1 | 0.25
4hr Flow | System | Constraint | Flex Down | Flexibility | Violation | 1 | 2025-09-30 01:30 | 19.3684 | - | 9 | 1 | 0.25
4hr Flow | System | Constraint | Flex Down | Flexibility | Violation | 1 | 2025-09-30 01:45 | 4.5632 | - | 9 | 1 | 0.25
4hr Flow | System | Constraint | Flex Down | Flexibility | Violation | 1 | 2025-09-30 02:00 | 5.3967 | - | 9 | 2 | 0.25
4hr Flow | System | Constraint | Flex Down | Flexibility | Violation | 1 | 2025-09-30 11:00 | 7.4877 | - | 9 | 11 | 0.25
4hr Flow | System | Constraint | Flex Down | Flexibility | Violation | 1 | 2025-09-30 11:15 | 25.3265 | - | 9 | 11 | 0.25
4hr Flow | System | Constraint | Flex Down | Flexibility | Violation | 1 | 2025-09-30 11:30 | 43.1652 | - | 9 | 11 | 0.25
4hr Flow | System | Constraint | Flex Down | Flexibility | Violation | 1 | 2025-09-30 11:45 | 62.0039 | - | 9 | 11 | 0.25
4hr Flow | System | Constraint | Flex Down | Flexibility | Violation | 1 | 2025-09-30 12:00 | 3.9732 | - | 9 | 12 | 0.25
4hr Flow | System | Constraint | Flex Down | Flexibility | Violation | 1 | 2025-09-30 12:15 | 6.2194 | - | 9 | 12 | 0.25
4hr Flow | System | Constraint | Flex Down | Flexibility | Violation | 1 | 2025-09-30 12:30 | 21.4656 | - | 9 | 12 | 0.25
4hr Flow | System | Constraint | Flex Down | Flexibility | Violation | 1 | 2025-09-30 12:45 | 30.7117 | - | 9 | 12 | 0.25
4hr Flow | System | Constraint | Flex Down | Flexibility | Violation | 1 | 2025-09-30 13:00 | 4.4236 | - | 9 | 13 | 0.25
4hr Flow | System | Constraint | Flex Down | Flexibility | Violation | 1 | 2025-09-30 13:15 | 19.5273 | - | 9 | 13 | 0.25
4hr Flow | System | Constraint | Flex Down | Flexibility | Violation | 1 | 2025-09-30 13:30 | 27.631 | - | 9 | 13 | 0.25
4hr Flow | System | Constraint | Flex Down | Flexibility | Violation | 1 | 2025-09-30 13:45 | 34.7348 | - | 9 | 13 | 0.25
4hr Flow | System | Constraint | Flex Down | Flexibility | Violation | 1 | 2025-09-30 20:45 | 7.9486 | - | 9 | 20 | 0.25
4hr Flow | System | Constraint | Flex Down | Flexibility | Violation | 1 | 2025-10-01 09:15 | 16.7092 | - | 10 | 9 | 0.25
4hr Flow | System | Constraint | Flex Down | Flexibility | Violation | 1 | 2025-10-01 09:30 | 40.5751 | - | 10 | 9 | 0.25
4hr Flow | System | Constraint | Flex Down | Flexibility | Violation | 1 | 2025-10-01 09:45 | 67.441 | - | 10 | 9 | 0.25
4hr Flow | System | Constraint | Flex Down | Flexibility | Violation | 1 | 2025-10-02 02:00 | 37.9082 | - | 10 | 2 | 0.25
4hr Flow | System | Constraint | Flex Down | Flexibility | Violation | 1 | 2025-10-02 10:00 | 10.343 | - | 10 | 10 | 0.25
4hr Flow | System | Constraint | Flex Down | Flexibility | Violation | 1 | 2025-10-02 10:15 | 7.4771 | - | 10 | 10 | 0.25
4hr Flow | System | Constraint | Flex Down | Flexibility | Violation | 1 | 2025-10-02 10:30 | 9.6113 | - | 10 | 10 | 0.25
4hr Flow | System | Constraint | Flex Down | Flexibility | Violation | 1 | 2025-10-02 10:45 | 8.7454 | - | 10 | 10 | 0.25
4hr Flow | System | Constraint | Flex Down | Flexibility | Violation | 1 | 2025-10-03 09:30 | 23.7678 | - | 10 | 9 | 0.25
4hr Flow | System | Constraint | Flex Down | Flexibility | Violation | 1 | 2025-10-03 09:45 | 45.213 | - | 10 | 9 | 0.25
4hr Flow | System | Constraint | Flex Down | Flexibility | Violation | 1 | 2025-10-04 11:00 | 4.862 | - | 10 | 11 | 0.25
4hr Flow | System | Constraint | Flex Down | Flexibility | Violation | 1 | 2025-10-04 11:15 | 24.4848 | - | 10 | 11 | 0.25
4hr Flow | System | Constraint | Flex Down | Flexibility | Violation | 1 | 2025-10-04 11:30 | 44.1075 | - | 10 | 11 | 0.25
4hr Flow | System | Constraint | Flex Down | Flexibility | Violation | 1 | 2025-10-04 11:45 | 62.7303 | - | 10 | 11 | 0.25
4hr Flow | System | Constraint | Flex Down | Flexibility | Violation | 1 | 2025-10-05 | 27.4978 | - | 10 | 0 | 0.25
4hr Flow | System | Constraint | Flex Down | Flexibility | Violation | 1 | 2025-10-05 00:15 | 25.0152 | - | 10 | 0 | 0.25
4hr Flow | System | Constraint | Flex Down | Flexibility | Violation | 1 | 2025-10-05 00:30 | 25.5326 | - | 10 | 0 | 0.25
4hr Flow | System | Constraint | Flex Down | Flexibility | Violation | 1 | 2025-10-05 00:45 | 17.05 | - | 10 | 0 | 0.25
4hr Flow | System | Constraint | Flex Down | Flexibility | Violation | 1 | 2025-10-05 01:00 | 29.3564 | - | 10 | 1 | 0.25
4hr Flow | System | Constraint | Flex Down | Flexibility | Violation | 1 | 2025-10-05 01:15 | 20.1991 | - | 10 | 1 | 0.25
4hr Flow | System | Constraint | Flex Down | Flexibility | Violation | 1 | 2025-10-05 01:30 | 13.0418 | - | 10 | 1 | 0.25
4hr Flow | System | Constraint | Flex Down | Flexibility | Violation | 1 | 2025-10-05 01:45 | 3.8844 | - | 10 | 1 | 0.25
4hr Flow | System | Constraint | Flex Down | Flexibility | Violation | 1 | 2025-10-06 22:30 | 21.637 | - | 10 | 22 | 0.25
4hr Flow | System | Constraint | Flex Down | Flexibility | Violation | 1 | 2025-10-06 22:45 | 57.5366 | - | 10 | 22 | 0.25
4hr Flow | System | Constraint | Flex Down | Flexibility | Violation | 1 | 2025-10-09 12:45 | 3.3178 | - | 10 | 12 | 0.25
4hr Flow | System | Constraint | Flex Down | Flexibility | Violation | 1 | 2025-10-10 22:45 | 30.0789 | - | 10 | 22 | 0.25
4hr Flow | System | Constraint | Flex Down | Flexibility | Violation | 1 | 2025-10-14 22:30 | 17.2337 | - | 10 | 22 | 0.25
4hr Flow | System | Constraint | Flex Down | Flexibility | Violation | 1 | 2025-10-14 22:45 | 61.5964 | - | 10 | 22 | 0.25
4hr Flow | System | Constraint | Flex Down | Flexibility | Violation | 1 | 2025-10-15 | 25.6607 | - | 10 | 0 | 0.25
4hr Flow | System | Constraint | Flex Down | Flexibility | Violation | 1 | 2025-10-15 00:15 | 33.5091 | - | 10 | 0 | 0.25
4hr Flow | System | Constraint | Flex Down | Flexibility | Violation | 1 | 2025-10-15 00:30 | 31.3576 | - | 10 | 0 | 0.25
4hr Flow | System | Constraint | Flex Down | Flexibility | Violation | 1 | 2025-10-15 00:45 | 36.206 | - | 10 | 0 | 0.25
4hr Flow | System | Constraint | Flex Down | Flexibility | Violation | 1 | 2025-10-15 01:45 | 4.0433 | - | 10 | 1 | 0.25
4hr Flow | System | Constraint | Flex Down | Flexibility | Violation | 1 | 2025-10-16 10:00 | 0.37273 | - | 10 | 10 | 0.25
4hr Flow | System | Constraint | Flex Down | Flexibility | Violation | 1 | 2025-10-16 12:00 | 91.4678 | - | 10 | 12 | 0.25
4hr Flow | System | Constraint | Flex Down | Flexibility | Violation | 1 | 2025-10-16 12:15 | 54.874 | - | 10 | 12 | 0.25
4hr Flow | System | Constraint | Flex Down | Flexibility | Violation | 1 | 2025-10-16 12:30 | 25.2801 | - | 10 | 12 | 0.25
4hr Flow | System | Constraint | Flex Down | Flexibility | Violation | 1 | 2025-10-19 10:45 | 2.3797 | - | 10 | 10 | 0.25
4hr Flow | System | Constraint | Flex Down | Flexibility | Violation | 1 | 2025-10-19 11:30 | 9.9852 | - | 10 | 11 | 0.25
4hr Flow | System | Constraint | Flex Down | Flexibility | Violation | 1 | 2025-10-19 11:45 | 33.191 | - | 10 | 11 | 0.25
4hr Flow | System | Constraint | Flex Down | Flexibility | Violation | 1 | 2025-10-19 12:30 | 1.8775 | - | 10 | 12 | 0.25
4hr Flow | System | Constraint | Flex Down | Flexibility | Violation | 1 | 2025-10-19 12:45 | 23.1367 | - | 10 | 12 | 0.25
4hr Flow | System | Constraint | Flex Down | Flexibility | Violation | 1 | 2025-10-23 09:00 | 45.0202 | - | 10 | 9 | 0.25
4hr Flow | System | Constraint | Flex Down | Flexibility | Violation | 1 | 2025-10-23 09:15 | 38.2144 | - | 10 | 9 | 0.25
4hr Flow | System | Constraint | Flex Down | Flexibility | Violation | 1 | 2025-10-23 09:30 | 23.4085 | - | 10 | 9 | 0.25
4hr Flow | System | Constraint | Flex Down | Flexibility | Violation | 1 | 2025-10-23 09:45 | 10.6027 | - | 10 | 9 | 0.25
4hr Flow | System | Constraint | Flex Down | Flexibility | Violation | 1 | 2025-10-24 01:00 | 45.9895 | - | 10 | 1 | 0.25
4hr Flow | System | Constraint | Flex Down | Flexibility | Violation | 1 | 2025-10-24 01:15 | 6.1752 | - | 10 | 1 | 0.25
4hr Flow | System | Constraint | Flex Down | Flexibility | Violation | 1 | 2025-10-27 08:15 | 5.4919 | - | 10 | 8 | 0.25
4hr Flow | System | Constraint | Flex Down | Flexibility | Violation | 1 | 2025-10-27 08:30 | 51.6352 | - | 10 | 8 | 0.25
4hr Flow | System | Constraint | Flex Down | Flexibility | Violation | 1 | 2025-10-27 08:45 | 112.7784 | - | 10 | 8 | 0.25
4hr Flow | System | Constraint | Flex Down | Flexibility | Violation | 1 | 2025-10-27 10:00 | 45.6123 | - | 10 | 10 | 0.25
4hr Flow | System | Constraint | Flex Down | Flexibility | Violation | 1 | 2025-10-27 10:15 | 37.3255 | - | 10 | 10 | 0.25
4hr Flow | System | Constraint | Flex Down | Flexibility | Violation | 1 | 2025-10-27 10:30 | 27.0386 | - | 10 | 10 | 0.25
4hr Flow | System | Constraint | Flex Down | Flexibility | Violation | 1 | 2025-10-27 10:45 | 7.7517 | - | 10 | 10 | 0.25
4hr Flow | System | Constraint | Flex Down | Flexibility | Violation | 1 | 2025-10-27 11:45 | 12.6631 | - | 10 | 11 | 0.25
4hr Flow | System | Constraint | Flex Down | Flexibility | Violation | 1 | 2025-10-27 13:00 | 51.1461 | - | 10 | 13 | 0.25
4hr Flow | System | Constraint | Flex Down | Flexibility | Violation | 1 | 2025-10-27 13:15 | 29.4804 | - | 10 | 13 | 0.25
4hr Flow | System | Constraint | Flex Down | Flexibility | Violation | 1 | 2025-10-27 13:30 | 6.8147 | - | 10 | 13 | 0.25
4hr Flow | System | Constraint | Flex Down | Flexibility | Violation | 1 | 2025-10-28 09:15 | 14.1309 | - | 10 | 9 | 0.25
4hr Flow | System | Constraint | Flex Down | Flexibility | Violation | 1 | 2025-10-28 09:30 | 54.4855 | - | 10 | 9 | 0.25
4hr Flow | System | Constraint | Flex Down | Flexibility | Violation | 1 | 2025-10-28 09:45 | 100.8402 | - | 10 | 9 | 0.25
4hr Flow | System | Constraint | Flex Down | Flexibility | Violation | 1 | 2025-10-28 10:00 | 65.8751 | - | 10 | 10 | 0.25
4hr Flow | System | Constraint | Flex Down | Flexibility | Violation | 1 | 2025-10-28 10:15 | 85.8351 | - | 10 | 10 | 0.25
4hr Flow | System | Constraint | Flex Down | Flexibility | Violation | 1 | 2025-10-28 10:30 | 109.7951 | - | 10 | 10 | 0.25
4hr Flow | System | Constraint | Flex Down | Flexibility | Violation | 1 | 2025-10-28 10:45 | 113.7552 | - | 10 | 10 | 0.25
4hr Flow | System | Constraint | Flex Down | Flexibility | Violation | 1 | 2025-10-28 11:00 | 14.2252 | - | 10 | 11 | 0.25
4hr Flow | System | Constraint | Flex Down | Flexibility | Violation | 1 | 2025-10-28 11:15 | 45.5569 | - | 10 | 11 | 0.25
4hr Flow | System | Constraint | Flex Down | Flexibility | Violation | 1 | 2025-10-28 11:30 | 72.8886 | - | 10 | 11 | 0.25
4hr Flow | System | Constraint | Flex Down | Flexibility | Violation | 1 | 2025-10-28 11:45 | 110.2204 | - | 10 | 11 | 0.25
4hr Flow | System | Constraint | Flex Down | Flexibility | Violation | 1 | 2025-10-28 13:00 | 91.1681 | - | 10 | 13 | 0.25
4hr Flow | System | Constraint | Flex Down | Flexibility | Violation | 1 | 2025-10-28 13:15 | 83.3948 | - | 10 | 13 | 0.25
4hr Flow | System | Constraint | Flex Down | Flexibility | Violation | 1 | 2025-10-28 13:30 | 96.6214 | - | 10 | 13 | 0.25
4hr Flow | System | Constraint | Flex Down | Flexibility | Violation | 1 | 2025-10-28 13:45 | 103.848 | - | 10 | 13 | 0.25
4hr Flow | System | Constraint | Flex Down | Flexibility | Violation | 1 | 2025-10-28 14:00 | 18.2775 | - | 10 | 14 | 0.25
4hr Flow | System | Constraint | Flex Down | Flexibility | Violation | 1 | 2025-10-28 14:15 | 11.4476 | - | 10 | 14 | 0.25
4hr Flow | System | Constraint | Flex Down | Flexibility | Violation | 1 | 2025-10-28 14:30 | 1.6176 | - | 10 | 14 | 0.25
4hr Flow | System | Constraint | Flex Down | Flexibility | Violation | 1 | 2025-10-29 09:45 | 62.0405 | - | 10 | 9 | 0.25
4hr Flow | System | Constraint | Flex Down | Flexibility | Violation | 1 | 2025-10-29 10:15 | 1.176 | - | 10 | 10 | 0.25
4hr Flow | System | Constraint | Flex Down | Flexibility | Violation | 1 | 2025-10-29 10:30 | 30.2263 | - | 10 | 10 | 0.25
4hr Flow | System | Constraint | Flex Down | Flexibility | Violation | 1 | 2025-10-29 10:45 | 63.2766 | - | 10 | 10 | 0.25
4hr Flow | System | Constraint | Flex Down | Flexibility | Violation | 1 | 2025-10-29 12:00 | 54.983 | - | 10 | 12 | 0.25
4hr Flow | System | Constraint | Flex Down | Flexibility | Violation | 1 | 2025-10-29 12:15 | 45.3106 | - | 10 | 12 | 0.25
4hr Flow | System | Constraint | Flex Down | Flexibility | Violation | 1 | 2025-10-29 12:30 | 34.6383 | - | 10 | 12 | 0.25
4hr Flow | System | Constraint | Flex Down | Flexibility | Violation | 1 | 2025-10-29 12:45 | 34.9659 | - | 10 | 12 | 0.25
4hr Flow | System | Constraint | Flex Down | Flexibility | Violation | 1 | 2025-10-29 13:30 | 12.7071 | - | 10 | 13 | 0.25
4hr Flow | System | Constraint | Flex Down | Flexibility | Violation | 1 | 2025-10-29 13:45 | 49.7108 | - | 10 | 13 | 0.25
4hr Flow | System | Constraint | Flex Down | Flexibility | Violation | 1 | 2025-10-30 12:30 | 33.886 | - | 10 | 12 | 0.25
4hr Flow | System | Constraint | Flex Down | Flexibility | Violation | 1 | 2025-10-30 12:45 | 66.1141 | - | 10 | 12 | 0.25
4hr Flow | System | Constraint | Flex Down | Flexibility | Violation | 1 | 2025-10-30 13:30 | 3.9794 | - | 10 | 13 | 0.25
4hr Flow | System | Constraint | Flex Down | Flexibility | Violation | 1 | 2025-10-30 13:45 | 38.7011 | - | 10 | 13 | 0.25
4hr Flow | System | Constraint | Flex Down | Flexibility | Violation | 1 | 2025-10-31 11:30 | 33.2866 | - | 10 | 11 | 0.25
4hr Flow | System | Constraint | Flex Down | Flexibility | Violation | 1 | 2025-10-31 11:45 | 108.9504 | - | 10 | 11 | 0.25
4hr Flow | System | Constraint | Flex Down | Flexibility | Violation | 1 | 2025-11-01 10:00 | 113.3721 | - | 11 | 10 | 0.25
4hr Flow | System | Constraint | Flex Down | Flexibility | Violation | 1 | 2025-11-01 10:15 | 114.1061 | - | 11 | 10 | 0.25
4hr Flow | System | Constraint | Flex Down | Flexibility | Violation | 1 | 2025-11-01 10:30 | 112.84 | - | 11 | 10 | 0.25
4hr Flow | System | Constraint | Flex Down | Flexibility | Violation | 1 | 2025-11-01 10:45 | 122.574 | - | 11 | 10 | 0.25
4hr Flow | System | Constraint | Flex Down | Flexibility | Violation | 1 | 2025-11-01 12:00 | 157.3794 | - | 11 | 12 | 0.25
4hr Flow | System | Constraint | Flex Down | Flexibility | Violation | 1 | 2025-11-01 12:15 | 177.9186 | - | 11 | 12 | 0.25
4hr Flow | System | Constraint | Flex Down | Flexibility | Violation | 1 | 2025-11-01 12:30 | 194.4578 | - | 11 | 12 | 0.25
4hr Flow | System | Constraint | Flex Down | Flexibility | Violation | 1 | 2025-11-01 12:45 | 204.997 | - | 11 | 12 | 0.25
4hr Flow | System | Constraint | Flex Down | Flexibility | Violation | 1 | 2025-11-04 01:00 | 127.6583 | - | 11 | 1 | 0.25
4hr Flow | System | Constraint | Flex Down | Flexibility | Violation | 1 | 2025-11-04 01:15 | 49.477 | - | 11 | 1 | 0.25
4hr Flow | System | Constraint | Flex Down | Flexibility | Violation | 1 | 2025-11-04 03:00 | 5.8768 | - | 11 | 3 | 0.25
4hr Flow | System | Constraint | Flex Down | Flexibility | Violation | 1 | 2025-11-04 04:00 | 78.8262 | - | 11 | 4 | 0.25
4hr Flow | System | Constraint | Flex Down | Flexibility | Violation | 1 | 2025-11-04 05:00 | 124.4315 | - | 11 | 5 | 0.25
4hr Flow | System | Constraint | Flex Down | Flexibility | Violation | 1 | 2025-11-05 04:00 | 43.5817 | - | 11 | 4 | 0.25
4hr Flow | System | Constraint | Flex Down | Flexibility | Violation | 1 | 2025-11-05 05:00 | 133.669 | - | 11 | 5 | 0.25
4hr Flow | System | Constraint | Flex Down | Flexibility | Violation | 1 | 2025-11-05 05:15 | 3.5348 | - | 11 | 5 | 0.25
4hr Flow | System | Constraint | Flex Down | Flexibility | Violation | 1 | 2025-11-07 02:00 | 21.699 | - | 11 | 2 | 0.25
4hr Flow | System | Constraint | Flex Down | Flexibility | Violation | 1 | 2025-11-07 02:15 | 5.6789 | - | 11 | 2 | 0.25
4hr Flow | System | Constraint | Flex Down | Flexibility | Violation | 1 | 2025-11-07 03:00 | 45.9302 | - | 11 | 3 | 0.25
4hr Flow | System | Constraint | Flex Down | Flexibility | Violation | 1 | 2025-11-07 03:15 | 11.0555 | - | 11 | 3 | 0.25
4hr Flow | System | Constraint | Flex Down | Flexibility | Violation | 1 | 2025-11-07 11:45 | 15.1378 | - | 11 | 11 | 0.25
4hr Flow | System | Constraint | Flex Down | Flexibility | Violation | 1 | 2025-11-07 12:45 | 6.0035 | - | 11 | 12 | 0.25
4hr Flow | System | Constraint | Flex Down | Flexibility | Violation | 1 | 2025-11-08 03:00 | 0.63344 | - | 11 | 3 | 0.25
4hr Flow | System | Constraint | Flex Down | Flexibility | Violation | 1 | 2025-11-08 04:00 | 49.5752 | - | 11 | 4 | 0.25
4hr Flow | System | Constraint | Flex Down | Flexibility | Violation | 1 | 2025-11-08 04:15 | 15.2149 | - | 11 | 4 | 0.25
4hr Flow | System | Constraint | Flex Down | Flexibility | Violation | 1 | 2025-11-20 03:00 | 81.5352 | - | 11 | 3 | 0.25
4hr Flow | System | Constraint | Flex Down | Flexibility | Violation | 1 | 2025-11-20 03:15 | 34.6479 | - | 11 | 3 | 0.25
4hr Flow | System | Constraint | Flex Down | Flexibility | Violation | 1 | 2025-11-20 03:30 | 6.7606 | - | 11 | 3 | 0.25
4hr Flow | System | Constraint | Flex Down | Flexibility | Violation | 1 | 2025-11-20 05:00 | 171.9719 | - | 11 | 5 | 0.25
4hr Flow | System | Constraint | Flex Down | Flexibility | Violation | 1 | 2025-12-01 02:00 | 121.7943 | - | 12 | 2 | 0.25
4hr Flow | System | Constraint | Flex Down | Flexibility | Violation | 1 | 2025-12-01 02:15 | 55.8043 | - | 12 | 2 | 0.25
4hr Flow | System | Constraint | Flex Down | Flexibility | Violation | 1 | 2025-12-03 14:15 | 61.976 | - | 12 | 14 | 0.25
4hr Flow | System | Constraint | Flex Down | Flexibility | Violation | 1 | 2025-12-04 13:00 | 116.3483 | - | 12 | 13 | 0.25
4hr Flow | System | Constraint | Flex Down | Flexibility | Violation | 1 | 2025-12-04 13:15 | 47.1264 | - | 12 | 13 | 0.25
4hr Flow | System | Constraint | Flex Down | Flexibility | Violation | 1 | 2025-12-06 10:00 | 7.721 | - | 12 | 10 | 0.25
4hr Flow | System | Constraint | Flex Down | Flexibility | Violation | 1 | 2025-12-11 02:00 | 158.2244 | - | 12 | 2 | 0.25
4hr Flow | System | Constraint | Flex Down | Flexibility | Violation | 1 | 2025-12-11 02:15 | 97.0402 | - | 12 | 2 | 0.25
4hr Flow | System | Constraint | Flex Down | Flexibility | Violation | 1 | 2025-12-11 02:30 | 36.8559 | - | 12 | 2 | 0.25
4hr Flow | System | Constraint | Flex Down | Flexibility | Violation | 1 | 2025-12-15 03:00 | 36.2431 | - | 12 | 3 | 0.25
4hr Flow | System | Constraint | Flex Down | Flexibility | Violation | 1 | 2025-12-15 03:15 | 11.3059 | - | 12 | 3 | 0.25
4hr Flow | System | Constraint | Flex Down | Flexibility | Violation | 1 | 2025-12-15 04:00 | 163.8267 | - | 12 | 4 | 0.25
4hr Flow | System | Constraint | Flex Down | Flexibility | Violation | 1 | 2025-12-15 04:15 | 81.7046 | - | 12 | 4 | 0.25
4hr Flow | System | Constraint | Flex Down | Flexibility | Violation | 1 | 2025-12-15 04:30 | 17.5824 | - | 12 | 4 | 0.25
4hr Flow | System | Constraint | Flex Down | Flexibility | Violation | 1 | 2025-12-15 05:00 | 159.514 | - | 12 | 5 | 0.25
4hr Flow | System | Constraint | Flex Down | Flexibility | Violation | 1 | 2025-12-16 01:00 | 50.9327 | - | 12 | 1 | 0.25
4hr Flow | System | Constraint | Flex Down | Flexibility | Violation | 1 | 2025-12-16 04:00 | 52.2766 | - | 12 | 4 | 0.25
4hr Flow | System | Constraint | Flex Down | Flexibility | Violation | 1 | 2025-12-16 05:00 | 121.9016 | - | 12 | 5 | 0.25
4hr Flow | System | Constraint | Flex Down | Flexibility | Violation | 1 | 2025-12-18 04:00 | 81.2378 | - | 12 | 4 | 0.25
4hr Flow | System | Constraint | Flex Down | Flexibility | Violation | 1 | 2025-12-18 04:15 | 8.1653 | - | 12 | 4 | 0.25
4hr Flow | System | Constraint | Flex Down | Flexibility | Violation | 1 | 2025-12-18 05:00 | 51.2608 | - | 12 | 5 | 0.25
4hr Flow | System | Constraint | Flex Down | Flexibility | Violation | 1 | 2025-12-19 01:45 | 2.7689 | - | 12 | 1 | 0.25
4hr Flow | System | Constraint | Flex Down | Flexibility | Violation | 1 | 2025-12-19 03:00 | 6.2087 | - | 12 | 3 | 0.25
4hr Flow | System | Constraint | Flex Down | Flexibility | Violation | 1 | 2025-12-19 04:00 | 70.6297 | - | 12 | 4 | 0.25
4hr Flow | System | Constraint | Flex Down | Flexibility | Violation | 1 | 2025-12-19 04:15 | 35.1304 | - | 12 | 4 | 0.25
4hr Flow | System | Constraint | Flex Down | Flexibility | Violation | 1 | 2025-12-19 06:00 | 144.5577 | - | 12 | 6 | 0.25
4hr Flow | System | Constraint | Flex Down | Flexibility | Violation | 1 | 2025-12-19 06:15 | 26.7166 | - | 12 | 6 | 0.25
4hr Flow | System | Constraint | Flex Down | Flexibility | Violation | 1 | 2025-12-21 15:00 | 145.9723 | - | 12 | 15 | 0.25
4hr Flow | System | Constraint | Flex Down | Flexibility | Violation | 1 | 2025-12-22 04:00 | 195.7338 | - | 12 | 4 | 0.25
4hr Flow | System | Constraint | Flex Down | Flexibility | Violation | 1 | 2025-12-22 04:15 | 87.5118 | - | 12 | 4 | 0.25
4hr Flow | System | Constraint | Flex Down | Flexibility | Violation | 1 | 2025-12-22 06:00 | 98.6078 | - | 12 | 6 | 0.25
4hr Flow | System | Constraint | Flex Down | Flexibility | Violation | 1 | 2025-12-23 05:00 | 124.9491 | - | 12 | 5 | 0.25
4hr Flow | System | Constraint | Flex Down | Flexibility | Violation | 1 | 2025-12-27 08:00 | 297.4868 | - | 12 | 8 | 0.25
4hr Flow | System | Constraint | Flex Down | Flexibility | Violation | 1 | 2025-12-27 08:15 | 63.8297 | - | 12 | 8 | 0.25
4hr Flow | System | Constraint | Flex Up | Flexibility | Violation | 1 | 2025-01-01 07:30 | 7.6331 | - | 1 | 7 | 0.25
4hr Flow | System | Constraint | Flex Up | Flexibility | Violation | 1 | 2025-01-01 07:45 | 104.718 | - | 1 | 7 | 0.25
4hr Flow | System | Constraint | Flex Up | Flexibility | Violation | 1 | 2025-01-01 08:00 | 16.5954 | - | 1 | 8 | 0.25
4hr Flow | System | Constraint | Flex Up | Flexibility | Violation | 1 | 2025-01-01 21:00 | 46.1211 | - | 1 | 21 | 0.25
4hr Flow | System | Constraint | Flex Up | Flexibility | Violation | 1 | 2025-01-02 19:00 | 49.0432 | - | 1 | 19 | 0.25
4hr Flow | System | Constraint | Flex Up | Flexibility | Violation | 1 | 2025-01-03 06:45 | 15.6705 | - | 1 | 6 | 0.25
4hr Flow | System | Constraint | Flex Up | Flexibility | Violation | 1 | 2025-01-03 17:00 | 5.8804 | - | 1 | 17 | 0.25
4hr Flow | System | Constraint | Flex Up | Flexibility | Violation | 1 | 2025-01-04 09:30 | 16.5998 | - | 1 | 9 | 0.25
4hr Flow | System | Constraint | Flex Up | Flexibility | Violation | 1 | 2025-01-04 09:45 | 35.191 | - | 1 | 9 | 0.25
4hr Flow | System | Constraint | Flex Up | Flexibility | Violation | 1 | 2025-01-05 07:45 | 10.5234 | - | 1 | 7 | 0.25
4hr Flow | System | Constraint | Flex Up | Flexibility | Violation | 1 | 2025-01-05 19:00 | 65.1057 | - | 1 | 19 | 0.25
4hr Flow | System | Constraint | Flex Up | Flexibility | Violation | 1 | 2025-01-06 06:45 | 64.5243 | - | 1 | 6 | 0.25
4hr Flow | System | Constraint | Flex Up | Flexibility | Violation | 1 | 2025-01-07 18:00 | 25.7994 | - | 1 | 18 | 0.25
4hr Flow | System | Constraint | Flex Up | Flexibility | Violation | 1 | 2025-01-08 08:00 | 35.7847 | - | 1 | 8 | 0.25
4hr Flow | System | Constraint | Flex Up | Flexibility | Violation | 1 | 2025-01-08 08:15 | 1.5298 | - | 1 | 8 | 0.25
4hr Flow | System | Constraint | Flex Up | Flexibility | Violation | 1 | 2025-01-08 19:00 | 22.9695 | - | 1 | 19 | 0.25
4hr Flow | System | Constraint | Flex Up | Flexibility | Violation | 1 | 2025-01-08 20:00 | 46.0378 | - | 1 | 20 | 0.25
4hr Flow | System | Constraint | Flex Up | Flexibility | Violation | 1 | 2025-01-08 22:00 | 5.2142 | - | 1 | 22 | 0.25
4hr Flow | System | Constraint | Flex Up | Flexibility | Violation | 1 | 2025-01-09 20:00 | 63.9004 | - | 1 | 20 | 0.25
4hr Flow | System | Constraint | Flex Up | Flexibility | Violation | 1 | 2025-01-10 18:00 | 21.2795 | - | 1 | 18 | 0.25
4hr Flow | System | Constraint | Flex Up | Flexibility | Violation | 1 | 2025-01-11 07:30 | 35.4502 | - | 1 | 7 | 0.25
4hr Flow | System | Constraint | Flex Up | Flexibility | Violation | 1 | 2025-01-11 07:45 | 109.4632 | - | 1 | 7 | 0.25
4hr Flow | System | Constraint | Flex Up | Flexibility | Violation | 1 | 2025-01-11 17:15 | 25.9961 | - | 1 | 17 | 0.25
4hr Flow | System | Constraint | Flex Up | Flexibility | Violation | 1 | 2025-01-12 06:45 | 12.4127 | - | 1 | 6 | 0.25
4hr Flow | System | Constraint | Flex Up | Flexibility | Violation | 1 | 2025-01-12 07:45 | 33.181 | - | 1 | 7 | 0.25
4hr Flow | System | Constraint | Flex Up | Flexibility | Violation | 1 | 2025-01-12 21:00 | 49.1005 | - | 1 | 21 | 0.25
4hr Flow | System | Constraint | Flex Up | Flexibility | Violation | 1 | 2025-01-13 07:30 | 39.4064 | - | 1 | 7 | 0.25
4hr Flow | System | Constraint | Flex Up | Flexibility | Violation | 1 | 2025-01-13 07:45 | 53.2477 | - | 1 | 7 | 0.25
4hr Flow | System | Constraint | Flex Up | Flexibility | Violation | 1 | 2025-01-13 17:30 | 9.329 | - | 1 | 17 | 0.25
4hr Flow | System | Constraint | Flex Up | Flexibility | Violation | 1 | 2025-01-13 17:45 | 19.6228 | - | 1 | 17 | 0.25
4hr Flow | System | Constraint | Flex Up | Flexibility | Violation | 1 | 2025-01-13 22:00 | 99.6049 | - | 1 | 22 | 0.25
4hr Flow | System | Constraint | Flex Up | Flexibility | Violation | 1 | 2025-01-14 07:45 | 1.6373 | - | 1 | 7 | 0.25
4hr Flow | System | Constraint | Flex Up | Flexibility | Violation | 1 | 2025-01-14 17:30 | 1.3508 | - | 1 | 17 | 0.25
4hr Flow | System | Constraint | Flex Up | Flexibility | Violation | 1 | 2025-01-14 17:45 | 8.2535 | - | 1 | 17 | 0.25
4hr Flow | System | Constraint | Flex Up | Flexibility | Violation | 1 | 2025-01-14 22:00 | 92.052 | - | 1 | 22 | 0.25
4hr Flow | System | Constraint | Flex Up | Flexibility | Violation | 1 | 2025-01-15 06:45 | 32.9549 | - | 1 | 6 | 0.25
4hr Flow | System | Constraint | Flex Up | Flexibility | Violation | 1 | 2025-01-15 07:15 | 9.8763 | - | 1 | 7 | 0.25
4hr Flow | System | Constraint | Flex Up | Flexibility | Violation | 1 | 2025-01-15 07:30 | 3.5774 | - | 1 | 7 | 0.25
4hr Flow | System | Constraint | Flex Up | Flexibility | Violation | 1 | 2025-01-15 08:00 | 39.6941 | - | 1 | 8 | 0.25
4hr Flow | System | Constraint | Flex Up | Flexibility | Violation | 1 | 2025-01-15 08:15 | 19.8619 | - | 1 | 8 | 0.25
4hr Flow | System | Constraint | Flex Up | Flexibility | Violation | 1 | 2025-01-15 19:00 | 3.5122 | - | 1 | 19 | 0.25
4hr Flow | System | Constraint | Flex Up | Flexibility | Violation | 1 | 2025-01-15 21:00 | 43.8869 | - | 1 | 21 | 0.25
4hr Flow | System | Constraint | Flex Up | Flexibility | Violation | 1 | 2025-01-16 08:00 | 76.1985 | - | 1 | 8 | 0.25
4hr Flow | System | Constraint | Flex Up | Flexibility | Violation | 1 | 2025-01-16 21:00 | 58.6703 | - | 1 | 21 | 0.25
4hr Flow | System | Constraint | Flex Up | Flexibility | Violation | 1 | 2025-01-17 08:00 | 58.9213 | - | 1 | 8 | 0.25
4hr Flow | System | Constraint | Flex Up | Flexibility | Violation | 1 | 2025-01-17 19:00 | 45.9425 | - | 1 | 19 | 0.25
4hr Flow | System | Constraint | Flex Up | Flexibility | Violation | 1 | 2025-01-18 07:45 | 18.5105 | - | 1 | 7 | 0.25
4hr Flow | System | Constraint | Flex Up | Flexibility | Violation | 1 | 2025-01-18 22:00 | 8.9912 | - | 1 | 22 | 0.25
4hr Flow | System | Constraint | Flex Up | Flexibility | Violation | 1 | 2025-01-18 22:15 | 3.77 | - | 1 | 22 | 0.25
4hr Flow | System | Constraint | Flex Up | Flexibility | Violation | 1 | 2025-01-19 08:45 | 1.515 | - | 1 | 8 | 0.25
4hr Flow | System | Constraint | Flex Up | Flexibility | Violation | 1 | 2025-01-20 21:00 | 5.0684 | - | 1 | 21 | 0.25
4hr Flow | System | Constraint | Flex Up | Flexibility | Violation | 1 | 2025-01-21 19:00 | 19.3091 | - | 1 | 19 | 0.25
4hr Flow | System | Constraint | Flex Up | Flexibility | Violation | 1 | 2025-01-22 01:00 | 24.7327 | - | 1 | 1 | 0.25
4hr Flow | System | Constraint | Flex Up | Flexibility | Violation | 1 | 2025-01-22 21:00 | 92.3886 | - | 1 | 21 | 0.25
4hr Flow | System | Constraint | Flex Up | Flexibility | Violation | 1 | 2025-01-23 18:00 | 7.551 | - | 1 | 18 | 0.25
4hr Flow | System | Constraint | Flex Up | Flexibility | Violation | 1 | 2025-01-23 22:00 | 3.6654 | - | 1 | 22 | 0.25
4hr Flow | System | Constraint | Flex Up | Flexibility | Violation | 1 | 2025-01-24 06:45 | 107.7285 | - | 1 | 6 | 0.25
4hr Flow | System | Constraint | Flex Up | Flexibility | Violation | 1 | 2025-01-24 18:00 | 11.0103 | - | 1 | 18 | 0.25
4hr Flow | System | Constraint | Flex Up | Flexibility | Violation | 1 | 2025-01-24 21:00 | 1.7112 | - | 1 | 21 | 0.25
4hr Flow | System | Constraint | Flex Up | Flexibility | Violation | 1 | 2025-01-25 15:00 | 51.8211 | - | 1 | 15 | 0.25
4hr Flow | System | Constraint | Flex Up | Flexibility | Violation | 1 | 2025-01-25 15:15 | 1.171 | - | 1 | 15 | 0.25
4hr Flow | System | Constraint | Flex Up | Flexibility | Violation | 1 | 2025-01-25 22:00 | 37.6049 | - | 1 | 22 | 0.25
4hr Flow | System | Constraint | Flex Up | Flexibility | Violation | 1 | 2025-01-26 20:00 | 20.8861 | - | 1 | 20 | 0.25
4hr Flow | System | Constraint | Flex Up | Flexibility | Violation | 1 | 2025-01-26 21:00 | 44.3191 | - | 1 | 21 | 0.25
4hr Flow | System | Constraint | Flex Up | Flexibility | Violation | 1 | 2025-01-27 06:45 | 37.3762 | - | 1 | 6 | 0.25
4hr Flow | System | Constraint | Flex Up | Flexibility | Violation | 1 | 2025-01-27 20:00 | 52.7359 | - | 1 | 20 | 0.25
4hr Flow | System | Constraint | Flex Up | Flexibility | Violation | 1 | 2025-01-28 06:45 | 6.3785 | - | 1 | 6 | 0.25
4hr Flow | System | Constraint | Flex Up | Flexibility | Violation | 1 | 2025-01-28 07:15 | 14.1158 | - | 1 | 7 | 0.25
4hr Flow | System | Constraint | Flex Up | Flexibility | Violation | 1 | 2025-01-28 07:30 | 31.7249 | - | 1 | 7 | 0.25
4hr Flow | System | Constraint | Flex Up | Flexibility | Violation | 1 | 2025-01-28 07:45 | 11.334 | - | 1 | 7 | 0.25
4hr Flow | System | Constraint | Flex Up | Flexibility | Violation | 1 | 2025-01-28 21:00 | 24.6683 | - | 1 | 21 | 0.25
4hr Flow | System | Constraint | Flex Up | Flexibility | Violation | 1 | 2025-01-28 22:00 | 37.6049 | - | 1 | 22 | 0.25
4hr Flow | System | Constraint | Flex Up | Flexibility | Violation | 1 | 2025-01-29 17:45 | 25.9961 | - | 1 | 17 | 0.25
4hr Flow | System | Constraint | Flex Up | Flexibility | Violation | 1 | 2025-01-29 18:00 | 13.0926 | - | 1 | 18 | 0.25
4hr Flow | System | Constraint | Flex Up | Flexibility | Violation | 1 | 2025-01-29 20:00 | 50.1164 | - | 1 | 20 | 0.25
4hr Flow | System | Constraint | Flex Up | Flexibility | Violation | 1 | 2025-01-29 22:00 | 27.3819 | - | 1 | 22 | 0.25
4hr Flow | System | Constraint | Flex Up | Flexibility | Violation | 1 | 2025-01-31 19:00 | 15.9443 | - | 1 | 19 | 0.25
4hr Flow | System | Constraint | Flex Up | Flexibility | Violation | 1 | 2025-02-01 20:00 | 7.3512 | - | 2 | 20 | 0.25
4hr Flow | System | Constraint | Flex Up | Flexibility | Violation | 1 | 2025-02-02 07:30 | 11.9247 | - | 2 | 7 | 0.25
4hr Flow | System | Constraint | Flex Up | Flexibility | Violation | 1 | 2025-02-02 07:45 | 76.4069 | - | 2 | 7 | 0.25
4hr Flow | System | Constraint | Flex Up | Flexibility | Violation | 1 | 2025-02-02 21:00 | 5.8673 | - | 2 | 21 | 0.25
4hr Flow | System | Constraint | Flex Up | Flexibility | Violation | 1 | 2025-02-04 05:45 | 20.1661 | - | 2 | 5 | 0.25
4hr Flow | System | Constraint | Flex Up | Flexibility | Violation | 1 | 2025-02-04 06:45 | 47.2688 | - | 2 | 6 | 0.25
4hr Flow | System | Constraint | Flex Up | Flexibility | Violation | 1 | 2025-02-04 22:00 | 67.1037 | - | 2 | 22 | 0.25
4hr Flow | System | Constraint | Flex Up | Flexibility | Violation | 1 | 2025-02-05 07:45 | 7.9775 | - | 2 | 7 | 0.25
4hr Flow | System | Constraint | Flex Up | Flexibility | Violation | 1 | 2025-02-05 16:45 | 5.1561 | - | 2 | 16 | 0.25
4hr Flow | System | Constraint | Flex Up | Flexibility | Violation | 1 | 2025-02-05 21:00 | 44.3496 | - | 2 | 21 | 0.25
4hr Flow | System | Constraint | Flex Up | Flexibility | Violation | 1 | 2025-02-05 22:00 | 31.2025 | - | 2 | 22 | 0.25
4hr Flow | System | Constraint | Flex Up | Flexibility | Violation | 1 | 2025-02-06 07:00 | 29.7797 | - | 2 | 7 | 0.25
4hr Flow | System | Constraint | Flex Up | Flexibility | Violation | 1 | 2025-02-06 07:15 | 27.9183 | - | 2 | 7 | 0.25
4hr Flow | System | Constraint | Flex Up | Flexibility | Violation | 1 | 2025-02-06 17:45 | 39.9912 | - | 2 | 17 | 0.25
4hr Flow | System | Constraint | Flex Up | Flexibility | Violation | 1 | 2025-02-06 18:00 | 17.1337 | - | 2 | 18 | 0.25
4hr Flow | System | Constraint | Flex Up | Flexibility | Violation | 1 | 2025-02-06 21:00 | 51.9087 | - | 2 | 21 | 0.25
4hr Flow | System | Constraint | Flex Up | Flexibility | Violation | 1 | 2025-02-07 05:45 | 12.2143 | - | 2 | 5 | 0.25
4hr Flow | System | Constraint | Flex Up | Flexibility | Violation | 1 | 2025-02-07 20:00 | 51.2297 | - | 2 | 20 | 0.25
4hr Flow | System | Constraint | Flex Up | Flexibility | Violation | 1 | 2025-02-07 22:00 | 1.9358 | - | 2 | 22 | 0.25
4hr Flow | System | Constraint | Flex Up | Flexibility | Violation | 1 | 2025-02-08 06:45 | 48.1022 | - | 2 | 6 | 0.25
4hr Flow | System | Constraint | Flex Up | Flexibility | Violation | 1 | 2025-02-08 17:45 | 26.4147 | - | 2 | 17 | 0.25
4hr Flow | System | Constraint | Flex Up | Flexibility | Violation | 1 | 2025-02-09 06:45 | 84.2979 | - | 2 | 6 | 0.25
4hr Flow | System | Constraint | Flex Up | Flexibility | Violation | 1 | 2025-02-09 16:00 | 44.1342 | - | 2 | 16 | 0.25
4hr Flow | System | Constraint | Flex Up | Flexibility | Violation | 1 | 2025-02-09 16:15 | 59.629 | - | 2 | 16 | 0.25
4hr Flow | System | Constraint | Flex Up | Flexibility | Violation | 1 | 2025-02-09 16:30 | 18.6239 | - | 2 | 16 | 0.25
4hr Flow | System | Constraint | Flex Up | Flexibility | Violation | 1 | 2025-02-09 22:15 | 18.8061 | - | 2 | 22 | 0.25
4hr Flow | System | Constraint | Flex Up | Flexibility | Violation | 1 | 2025-02-10 07:00 | 8.7693 | - | 2 | 7 | 0.25
4hr Flow | System | Constraint | Flex Up | Flexibility | Violation | 1 | 2025-02-10 07:15 | 2.447 | - | 2 | 7 | 0.25
4hr Flow | System | Constraint | Flex Up | Flexibility | Violation | 1 | 2025-02-11 21:00 | 12.3815 | - | 2 | 21 | 0.25
4hr Flow | System | Constraint | Flex Up | Flexibility | Violation | 1 | 2025-02-12 11:00 | 2.6962 | - | 2 | 11 | 0.25
4hr Flow | System | Constraint | Flex Up | Flexibility | Violation | 1 | 2025-02-12 22:00 | 95.1823 | - | 2 | 22 | 0.25
4hr Flow | System | Constraint | Flex Up | Flexibility | Violation | 1 | 2025-02-13 22:00 | 56.1427 | - | 2 | 22 | 0.25
4hr Flow | System | Constraint | Flex Up | Flexibility | Violation | 1 | 2025-02-14 07:15 | 10.1462 | - | 2 | 7 | 0.25
4hr Flow | System | Constraint | Flex Up | Flexibility | Violation | 1 | 2025-02-14 21:00 | 64.7137 | - | 2 | 21 | 0.25
4hr Flow | System | Constraint | Flex Up | Flexibility | Violation | 1 | 2025-02-15 06:15 | 2.2218 | - | 2 | 6 | 0.25
4hr Flow | System | Constraint | Flex Up | Flexibility | Violation | 1 | 2025-02-15 06:45 | 47.3895 | - | 2 | 6 | 0.25
4hr Flow | System | Constraint | Flex Up | Flexibility | Violation | 1 | 2025-02-15 07:15 | 1.8135 | - | 2 | 7 | 0.25
4hr Flow | System | Constraint | Flex Up | Flexibility | Violation | 1 | 2025-02-15 07:30 | 16.1176 | - | 2 | 7 | 0.25
4hr Flow | System | Constraint | Flex Up | Flexibility | Violation | 1 | 2025-02-15 07:45 | 39.4217 | - | 2 | 7 | 0.25
4hr Flow | System | Constraint | Flex Up | Flexibility | Violation | 1 | 2025-02-16 04:00 | 9.4981 | - | 2 | 4 | 0.25
4hr Flow | System | Constraint | Flex Up | Flexibility | Violation | 1 | 2025-02-16 05:15 | 3.1051 | - | 2 | 5 | 0.25
4hr Flow | System | Constraint | Flex Up | Flexibility | Violation | 1 | 2025-02-16 05:30 | 16.1084 | - | 2 | 5 | 0.25
4hr Flow | System | Constraint | Flex Up | Flexibility | Violation | 1 | 2025-02-16 05:45 | 26.1117 | - | 2 | 5 | 0.25
4hr Flow | System | Constraint | Flex Up | Flexibility | Violation | 1 | 2025-02-16 06:45 | 58.726 | - | 2 | 6 | 0.25
4hr Flow | System | Constraint | Flex Up | Flexibility | Violation | 1 | 2025-02-16 07:30 | 10.9989 | - | 2 | 7 | 0.25
4hr Flow | System | Constraint | Flex Up | Flexibility | Violation | 1 | 2025-02-16 07:45 | 45.8114 | - | 2 | 7 | 0.25
4hr Flow | System | Constraint | Flex Up | Flexibility | Violation | 1 | 2025-02-16 08:45 | 42.2368 | - | 2 | 8 | 0.25
4hr Flow | System | Constraint | Flex Up | Flexibility | Violation | 1 | 2025-02-16 21:00 | 37.7091 | - | 2 | 21 | 0.25
4hr Flow | System | Constraint | Flex Up | Flexibility | Violation | 1 | 2025-02-17 05:45 | 12.8154 | - | 2 | 5 | 0.25
4hr Flow | System | Constraint | Flex Up | Flexibility | Violation | 1 | 2025-02-17 06:45 | 41.8356 | - | 2 | 6 | 0.25
4hr Flow | System | Constraint | Flex Up | Flexibility | Violation | 1 | 2025-02-17 07:45 | 33.6355 | - | 2 | 7 | 0.25
4hr Flow | System | Constraint | Flex Up | Flexibility | Violation | 1 | 2025-02-17 08:00 | 1.5238 | - | 2 | 8 | 0.25
4hr Flow | System | Constraint | Flex Up | Flexibility | Violation | 1 | 2025-02-17 08:30 | 5.7403 | - | 2 | 8 | 0.25
4hr Flow | System | Constraint | Flex Up | Flexibility | Violation | 1 | 2025-02-17 20:00 | 25.7221 | - | 2 | 20 | 0.25
4hr Flow | System | Constraint | Flex Up | Flexibility | Violation | 1 | 2025-02-17 21:00 | 34.3023 | - | 2 | 21 | 0.25
4hr Flow | System | Constraint | Flex Up | Flexibility | Violation | 1 | 2025-02-18 06:45 | 89.0307 | - | 2 | 6 | 0.25
4hr Flow | System | Constraint | Flex Up | Flexibility | Violation | 1 | 2025-02-18 22:00 | 45.7275 | - | 2 | 22 | 0.25
4hr Flow | System | Constraint | Flex Up | Flexibility | Violation | 1 | 2025-02-19 22:00 | 13.7747 | - | 2 | 22 | 0.25
4hr Flow | System | Constraint | Flex Up | Flexibility | Violation | 1 | 2025-02-20 05:45 | 27.6661 | - | 2 | 5 | 0.25
4hr Flow | System | Constraint | Flex Up | Flexibility | Violation | 1 | 2025-02-20 06:45 | 20.3337 | - | 2 | 6 | 0.25
4hr Flow | System | Constraint | Flex Up | Flexibility | Violation | 1 | 2025-02-20 11:00 | 17.4847 | - | 2 | 11 | 0.25
4hr Flow | System | Constraint | Flex Up | Flexibility | Violation | 1 | 2025-02-21 09:00 | 14.1123 | - | 2 | 9 | 0.25
4hr Flow | System | Constraint | Flex Up | Flexibility | Violation | 1 | 2025-02-21 20:00 | 17.5742 | - | 2 | 20 | 0.25
4hr Flow | System | Constraint | Flex Up | Flexibility | Violation | 1 | 2025-02-22 07:00 | 10.6794 | - | 2 | 7 | 0.25
4hr Flow | System | Constraint | Flex Up | Flexibility | Violation | 1 | 2025-02-22 07:15 | 18.4413 | - | 2 | 7 | 0.25
4hr Flow | System | Constraint | Flex Up | Flexibility | Violation | 1 | 2025-02-22 07:30 | 5.2031 | - | 2 | 7 | 0.25
4hr Flow | System | Constraint | Flex Up | Flexibility | Violation | 1 | 2025-02-22 07:45 | 13.965 | - | 2 | 7 | 0.25
4hr Flow | System | Constraint | Flex Up | Flexibility | Violation | 1 | 2025-02-22 20:00 | 23.9123 | - | 2 | 20 | 0.25
4hr Flow | System | Constraint | Flex Up | Flexibility | Violation | 1 | 2025-02-23 17:45 | 26.1434 | - | 2 | 17 | 0.25
4hr Flow | System | Constraint | Flex Up | Flexibility | Violation | 1 | 2025-02-23 20:00 | 67.3434 | - | 2 | 20 | 0.25
4hr Flow | System | Constraint | Flex Up | Flexibility | Violation | 1 | 2025-02-23 21:00 | 4.4009 | - | 2 | 21 | 0.25
4hr Flow | System | Constraint | Flex Up | Flexibility | Violation | 1 | 2025-02-24 06:45 | 27.1396 | - | 2 | 6 | 0.25
4hr Flow | System | Constraint | Flex Up | Flexibility | Violation | 1 | 2025-02-24 21:00 | 30.2091 | - | 2 | 21 | 0.25
4hr Flow | System | Constraint | Flex Up | Flexibility | Violation | 1 | 2025-02-25 08:00 | 64.3423 | - | 2 | 8 | 0.25
4hr Flow | System | Constraint | Flex Up | Flexibility | Violation | 1 | 2025-02-25 14:00 | 13.1053 | - | 2 | 14 | 0.25
4hr Flow | System | Constraint | Flex Up | Flexibility | Violation | 1 | 2025-02-26 06:45 | 94.41 | - | 2 | 6 | 0.25
4hr Flow | System | Constraint | Flex Up | Flexibility | Violation | 1 | 2025-02-26 20:00 | 35.0551 | - | 2 | 20 | 0.25
4hr Flow | System | Constraint | Flex Up | Flexibility | Violation | 1 | 2025-02-27 19:00 | 11.1805 | - | 2 | 19 | 0.25
4hr Flow | System | Constraint | Flex Up | Flexibility | Violation | 1 | 2025-02-27 22:00 | 68.2322 | - | 2 | 22 | 0.25
4hr Flow | System | Constraint | Flex Up | Flexibility | Violation | 1 | 2025-02-28 06:45 | 27.3063 | - | 2 | 6 | 0.25
4hr Flow | System | Constraint | Flex Up | Flexibility | Violation | 1 | 2025-02-28 08:00 | 17.4959 | - | 2 | 8 | 0.25
4hr Flow | System | Constraint | Flex Up | Flexibility | Violation | 1 | 2025-02-28 16:00 | 6.1324 | - | 2 | 16 | 0.25
4hr Flow | System | Constraint | Flex Up | Flexibility | Violation | 1 | 2025-02-28 22:00 | 15.9925 | - | 2 | 22 | 0.25
4hr Flow | System | Constraint | Flex Up | Flexibility | Violation | 1 | 2025-03-01 04:00 | 72.5589 | - | 3 | 4 | 0.25
4hr Flow | System | Constraint | Flex Up | Flexibility | Violation | 1 | 2025-03-01 04:15 | 13.1826 | - | 3 | 4 | 0.25
4hr Flow | System | Constraint | Flex Up | Flexibility | Violation | 1 | 2025-03-01 06:45 | 34.5273 | - | 3 | 6 | 0.25
4hr Flow | System | Constraint | Flex Up | Flexibility | Violation | 1 | 2025-03-01 09:00 | 86.8852 | - | 3 | 9 | 0.25
4hr Flow | System | Constraint | Flex Up | Flexibility | Violation | 1 | 2025-03-01 09:15 | 20.1625 | - | 3 | 9 | 0.25
4hr Flow | System | Constraint | Flex Up | Flexibility | Violation | 1 | 2025-03-01 22:00 | 13.1367 | - | 3 | 22 | 0.25
4hr Flow | System | Constraint | Flex Up | Flexibility | Violation | 1 | 2025-03-02 06:45 | 35.9814 | - | 3 | 6 | 0.25
4hr Flow | System | Constraint | Flex Up | Flexibility | Violation | 1 | 2025-03-02 07:45 | 14.1909 | - | 3 | 7 | 0.25
4hr Flow | System | Constraint | Flex Up | Flexibility | Violation | 1 | 2025-03-03 16:15 | 9.162 | - | 3 | 16 | 0.25
4hr Flow | System | Constraint | Flex Up | Flexibility | Violation | 1 | 2025-03-03 16:30 | 66.606 | - | 3 | 16 | 0.25
4hr Flow | System | Constraint | Flex Up | Flexibility | Violation | 1 | 2025-03-03 16:45 | 3.0499 | - | 3 | 16 | 0.25
4hr Flow | System | Constraint | Flex Up | Flexibility | Violation | 1 | 2025-03-03 17:00 | 17.8788 | - | 3 | 17 | 0.25
4hr Flow | System | Constraint | Flex Up | Flexibility | Violation | 1 | 2025-03-03 17:30 | 11.6178 | - | 3 | 17 | 0.25
4hr Flow | System | Constraint | Flex Up | Flexibility | Violation | 1 | 2025-03-03 17:45 | 32.9872 | - | 3 | 17 | 0.25
4hr Flow | System | Constraint | Flex Up | Flexibility | Violation | 1 | 2025-03-03 18:45 | 15.075 | - | 3 | 18 | 0.25
4hr Flow | System | Constraint | Flex Up | Flexibility | Violation | 1 | 2025-03-03 19:00 | 123.5596 | - | 3 | 19 | 0.25
4hr Flow | System | Constraint | Flex Up | Flexibility | Violation | 1 | 2025-03-03 19:15 | 21.6215 | - | 3 | 19 | 0.25
4hr Flow | System | Constraint | Flex Up | Flexibility | Violation | 1 | 2025-03-03 22:00 | 124.5451 | - | 3 | 22 | 0.25
4hr Flow | System | Constraint | Flex Up | Flexibility | Violation | 1 | 2025-03-03 22:15 | 31.2883 | - | 3 | 22 | 0.25
4hr Flow | System | Constraint | Flex Up | Flexibility | Violation | 1 | 2025-03-03 22:45 | 13.2748 | - | 3 | 22 | 0.25
4hr Flow | System | Constraint | Flex Up | Flexibility | Violation | 1 | 2025-03-04 06:45 | 52.2776 | - | 3 | 6 | 0.25
4hr Flow | System | Constraint | Flex Up | Flexibility | Violation | 1 | 2025-03-04 21:00 | 49.8098 | - | 3 | 21 | 0.25
4hr Flow | System | Constraint | Flex Up | Flexibility | Violation | 1 | 2025-03-05 18:00 | 59.8002 | - | 3 | 18 | 0.25
4hr Flow | System | Constraint | Flex Up | Flexibility | Violation | 1 | 2025-03-05 18:15 | 27.898 | - | 3 | 18 | 0.25
4hr Flow | System | Constraint | Flex Up | Flexibility | Violation | 1 | 2025-03-05 22:00 | 32.7273 | - | 3 | 22 | 0.25
4hr Flow | System | Constraint | Flex Up | Flexibility | Violation | 1 | 2025-03-06 06:45 | 25.9196 | - | 3 | 6 | 0.25
4hr Flow | System | Constraint | Flex Up | Flexibility | Violation | 1 | 2025-03-06 17:45 | 19.6743 | - | 3 | 17 | 0.25
4hr Flow | System | Constraint | Flex Up | Flexibility | Violation | 1 | 2025-03-06 18:45 | 8.4232 | - | 3 | 18 | 0.25
4hr Flow | System | Constraint | Flex Up | Flexibility | Violation | 1 | 2025-03-06 21:00 | 86.6389 | - | 3 | 21 | 0.25
4hr Flow | System | Constraint | Flex Up | Flexibility | Violation | 1 | 2025-03-06 21:15 | 13.223 | - | 3 | 21 | 0.25
4hr Flow | System | Constraint | Flex Up | Flexibility | Violation | 1 | 2025-03-06 22:00 | 183.0761 | - | 3 | 22 | 0.25
4hr Flow | System | Constraint | Flex Up | Flexibility | Violation | 1 | 2025-03-06 22:15 | 78.8056 | - | 3 | 22 | 0.25
4hr Flow | System | Constraint | Flex Up | Flexibility | Violation | 1 | 2025-03-06 22:30 | 13.2552 | - | 3 | 22 | 0.25
4hr Flow | System | Constraint | Flex Up | Flexibility | Violation | 1 | 2025-03-06 22:45 | 16.3448 | - | 3 | 22 | 0.25
4hr Flow | System | Constraint | Flex Up | Flexibility | Violation | 1 | 2025-03-06 23:00 | 59.2583 | - | 3 | 23 | 0.25
4hr Flow | System | Constraint | Flex Up | Flexibility | Violation | 1 | 2025-03-06 23:15 | 28.7623 | - | 3 | 23 | 0.25
4hr Flow | System | Constraint | Flex Up | Flexibility | Violation | 1 | 2025-03-07 02:00 | 22.015 | - | 3 | 2 | 0.25
4hr Flow | System | Constraint | Flex Up | Flexibility | Violation | 1 | 2025-03-07 06:45 | 45.8518 | - | 3 | 6 | 0.25
4hr Flow | System | Constraint | Flex Up | Flexibility | Violation | 1 | 2025-03-07 07:30 | 0.48148 | - | 3 | 7 | 0.25
4hr Flow | System | Constraint | Flex Up | Flexibility | Violation | 1 | 2025-03-07 07:45 | 7.1014 | - | 3 | 7 | 0.25
4hr Flow | System | Constraint | Flex Up | Flexibility | Violation | 1 | 2025-03-07 11:00 | 52.3178 | - | 3 | 11 | 0.25
4hr Flow | System | Constraint | Flex Up | Flexibility | Violation | 1 | 2025-03-07 20:45 | 11.4485 | - | 3 | 20 | 0.25
4hr Flow | System | Constraint | Flex Up | Flexibility | Violation | 1 | 2025-03-07 21:00 | 81.0559 | - | 3 | 21 | 0.25
4hr Flow | System | Constraint | Flex Up | Flexibility | Violation | 1 | 2025-03-08 04:45 | 18.2436 | - | 3 | 4 | 0.25
4hr Flow | System | Constraint | Flex Up | Flexibility | Violation | 1 | 2025-03-08 05:45 | 12.9637 | - | 3 | 5 | 0.25
4hr Flow | System | Constraint | Flex Up | Flexibility | Violation | 1 | 2025-03-08 06:45 | 35.2344 | - | 3 | 6 | 0.25
4hr Flow | System | Constraint | Flex Up | Flexibility | Violation | 1 | 2025-03-08 07:45 | 12.3457 | - | 3 | 7 | 0.25
4hr Flow | System | Constraint | Flex Up | Flexibility | Violation | 1 | 2025-03-08 17:00 | 54.9574 | - | 3 | 17 | 0.25
4hr Flow | System | Constraint | Flex Up | Flexibility | Violation | 1 | 2025-03-08 17:15 | 29.5893 | - | 3 | 17 | 0.25
4hr Flow | System | Constraint | Flex Up | Flexibility | Violation | 1 | 2025-03-08 17:30 | 18.2213 | - | 3 | 17 | 0.25
4hr Flow | System | Constraint | Flex Up | Flexibility | Violation | 1 | 2025-03-08 17:45 | 16.8532 | - | 3 | 17 | 0.25
4hr Flow | System | Constraint | Flex Up | Flexibility | Violation | 1 | 2025-03-08 18:45 | 15.6153 | - | 3 | 18 | 0.25
4hr Flow | System | Constraint | Flex Up | Flexibility | Violation | 1 | 2025-03-09 05:45 | 8.2751 | - | 3 | 5 | 0.25
4hr Flow | System | Constraint | Flex Up | Flexibility | Violation | 1 | 2025-03-09 07:00 | 42.3635 | - | 3 | 7 | 0.25
4hr Flow | System | Constraint | Flex Up | Flexibility | Violation | 1 | 2025-03-09 07:15 | 0.60859 | - | 3 | 7 | 0.25
4hr Flow | System | Constraint | Flex Up | Flexibility | Violation | 1 | 2025-03-09 16:30 | 2.7134 | - | 3 | 16 | 0.25
4hr Flow | System | Constraint | Flex Up | Flexibility | Violation | 1 | 2025-03-09 17:00 | 25.5596 | - | 3 | 17 | 0.25
4hr Flow | System | Constraint | Flex Up | Flexibility | Violation | 1 | 2025-03-09 17:15 | 18.4579 | - | 3 | 17 | 0.25
4hr Flow | System | Constraint | Flex Up | Flexibility | Violation | 1 | 2025-03-09 17:30 | 14.3563 | - | 3 | 17 | 0.25
4hr Flow | System | Constraint | Flex Up | Flexibility | Violation | 1 | 2025-03-09 18:45 | 17.0735 | - | 3 | 18 | 0.25
4hr Flow | System | Constraint | Flex Up | Flexibility | Violation | 1 | 2025-03-10 03:00 | 6.9531 | - | 3 | 3 | 0.25
4hr Flow | System | Constraint | Flex Up | Flexibility | Violation | 1 | 2025-03-10 03:15 | 21.4708 | - | 3 | 3 | 0.25
4hr Flow | System | Constraint | Flex Up | Flexibility | Violation | 1 | 2025-03-10 03:30 | 81.3327 | - | 3 | 3 | 0.25
4hr Flow | System | Constraint | Flex Up | Flexibility | Violation | 1 | 2025-03-10 03:45 | 25.6946 | - | 3 | 3 | 0.25
4hr Flow | System | Constraint | Flex Up | Flexibility | Violation | 1 | 2025-03-10 05:45 | 38.5595 | - | 3 | 5 | 0.25
4hr Flow | System | Constraint | Flex Up | Flexibility | Violation | 1 | 2025-03-10 17:45 | 0.65663 | - | 3 | 17 | 0.25
4hr Flow | System | Constraint | Flex Up | Flexibility | Violation | 1 | 2025-03-11 05:30 | 14.407 | - | 3 | 5 | 0.25
4hr Flow | System | Constraint | Flex Up | Flexibility | Violation | 1 | 2025-03-11 05:45 | 47.1255 | - | 3 | 5 | 0.25
4hr Flow | System | Constraint | Flex Up | Flexibility | Violation | 1 | 2025-03-11 18:00 | 11.63 | - | 3 | 18 | 0.25
4hr Flow | System | Constraint | Flex Up | Flexibility | Violation | 1 | 2025-03-12 05:45 | 14.201 | - | 3 | 5 | 0.25
4hr Flow | System | Constraint | Flex Up | Flexibility | Violation | 1 | 2025-03-12 17:30 | 32.3429 | - | 3 | 17 | 0.25
4hr Flow | System | Constraint | Flex Up | Flexibility | Violation | 1 | 2025-03-12 17:45 | 111.2594 | - | 3 | 17 | 0.25
4hr Flow | System | Constraint | Flex Up | Flexibility | Violation | 1 | 2025-03-14 19:00 | 92.6081 | - | 3 | 19 | 0.25
4hr Flow | System | Constraint | Flex Up | Flexibility | Violation | 1 | 2025-03-14 19:15 | 21.352 | - | 3 | 19 | 0.25
4hr Flow | System | Constraint | Flex Up | Flexibility | Violation | 1 | 2025-03-15 06:30 | 14.0684 | - | 3 | 6 | 0.25
4hr Flow | System | Constraint | Flex Up | Flexibility | Violation | 1 | 2025-03-15 06:45 | 69.8278 | - | 3 | 6 | 0.25
4hr Flow | System | Constraint | Flex Up | Flexibility | Violation | 1 | 2025-03-15 17:00 | 30.8736 | - | 3 | 17 | 0.25
4hr Flow | System | Constraint | Flex Up | Flexibility | Violation | 1 | 2025-03-16 05:45 | 29.7465 | - | 3 | 5 | 0.25
4hr Flow | System | Constraint | Flex Up | Flexibility | Violation | 1 | 2025-03-16 06:45 | 39.2231 | - | 3 | 6 | 0.25
4hr Flow | System | Constraint | Flex Up | Flexibility | Violation | 1 | 2025-03-16 18:45 | 16.1453 | - | 3 | 18 | 0.25
4hr Flow | System | Constraint | Flex Up | Flexibility | Violation | 1 | 2025-03-16 19:30 | 2.1203 | - | 3 | 19 | 0.25
4hr Flow | System | Constraint | Flex Up | Flexibility | Violation | 1 | 2025-03-17 05:45 | 54.8407 | - | 3 | 5 | 0.25
4hr Flow | System | Constraint | Flex Up | Flexibility | Violation | 1 | 2025-03-17 09:00 | 162.4757 | - | 3 | 9 | 0.25
4hr Flow | System | Constraint | Flex Up | Flexibility | Violation | 1 | 2025-03-17 11:00 | 25.4876 | - | 3 | 11 | 0.25
4hr Flow | System | Constraint | Flex Up | Flexibility | Violation | 1 | 2025-03-17 16:45 | 11.4658 | - | 3 | 16 | 0.25
4hr Flow | System | Constraint | Flex Up | Flexibility | Violation | 1 | 2025-03-17 18:30 | 7.7344 | - | 3 | 18 | 0.25
4hr Flow | System | Constraint | Flex Up | Flexibility | Violation | 1 | 2025-03-17 18:45 | 70.9628 | - | 3 | 18 | 0.25
4hr Flow | System | Constraint | Flex Up | Flexibility | Violation | 1 | 2025-03-18 05:30 | 30.4659 | - | 3 | 5 | 0.25
4hr Flow | System | Constraint | Flex Up | Flexibility | Violation | 1 | 2025-03-18 05:45 | 144.189 | - | 3 | 5 | 0.25
4hr Flow | System | Constraint | Flex Up | Flexibility | Violation | 1 | 2025-03-19 05:30 | 9.8955 | - | 3 | 5 | 0.25
4hr Flow | System | Constraint | Flex Up | Flexibility | Violation | 1 | 2025-03-19 05:45 | 162.0954 | - | 3 | 5 | 0.25
4hr Flow | System | Constraint | Flex Up | Flexibility | Violation | 1 | 2025-03-19 18:30 | 10.4682 | - | 3 | 18 | 0.25
4hr Flow | System | Constraint | Flex Up | Flexibility | Violation | 1 | 2025-03-19 18:45 | 70.4556 | - | 3 | 18 | 0.25
4hr Flow | System | Constraint | Flex Up | Flexibility | Violation | 1 | 2025-03-19 19:00 | 3.9159 | - | 3 | 19 | 0.25
4hr Flow | System | Constraint | Flex Up | Flexibility | Violation | 1 | 2025-03-20 05:45 | 56.2139 | - | 3 | 5 | 0.25
4hr Flow | System | Constraint | Flex Up | Flexibility | Violation | 1 | 2025-03-21 05:30 | 65.3924 | - | 3 | 5 | 0.25
4hr Flow | System | Constraint | Flex Up | Flexibility | Violation | 1 | 2025-03-21 05:45 | 152.0152 | - | 3 | 5 | 0.25
4hr Flow | System | Constraint | Flex Up | Flexibility | Violation | 1 | 2025-03-21 15:30 | 7.148 | - | 3 | 15 | 0.25
4hr Flow | System | Constraint | Flex Up | Flexibility | Violation | 1 | 2025-03-21 15:45 | 9.7026 | - | 3 | 15 | 0.25
4hr Flow | System | Constraint | Flex Up | Flexibility | Violation | 1 | 2025-03-21 16:00 | 8.0367 | - | 3 | 16 | 0.25
4hr Flow | System | Constraint | Flex Up | Flexibility | Violation | 1 | 2025-03-21 17:00 | 17.4003 | - | 3 | 17 | 0.25
4hr Flow | System | Constraint | Flex Up | Flexibility | Violation | 1 | 2025-03-21 22:00 | 21.7003 | - | 3 | 22 | 0.25
4hr Flow | System | Constraint | Flex Up | Flexibility | Violation | 1 | 2025-03-22 18:30 | 12.48 | - | 3 | 18 | 0.25
4hr Flow | System | Constraint | Flex Up | Flexibility | Violation | 1 | 2025-03-22 18:45 | 54.0956 | - | 3 | 18 | 0.25
4hr Flow | System | Constraint | Flex Up | Flexibility | Violation | 1 | 2025-03-23 18:45 | 49.5741 | - | 3 | 18 | 0.25
4hr Flow | System | Constraint | Flex Up | Flexibility | Violation | 1 | 2025-03-24 | 19.7568 | - | 3 | 0 | 0.25
4hr Flow | System | Constraint | Flex Up | Flexibility | Violation | 1 | 2025-03-24 04:45 | 44.0731 | - | 3 | 4 | 0.25
4hr Flow | System | Constraint | Flex Up | Flexibility | Violation | 1 | 2025-03-24 05:30 | 64.0728 | - | 3 | 5 | 0.25
4hr Flow | System | Constraint | Flex Up | Flexibility | Violation | 1 | 2025-03-24 05:45 | 186.3834 | - | 3 | 5 | 0.25
4hr Flow | System | Constraint | Flex Up | Flexibility | Violation | 1 | 2025-03-24 06:00 | 35.0317 | - | 3 | 6 | 0.25
4hr Flow | System | Constraint | Flex Up | Flexibility | Violation | 1 | 2025-03-24 06:15 | 49.68 | - | 3 | 6 | 0.25
4hr Flow | System | Constraint | Flex Up | Flexibility | Violation | 1 | 2025-03-24 06:30 | 8.3283 | - | 3 | 6 | 0.25
4hr Flow | System | Constraint | Flex Up | Flexibility | Violation | 1 | 2025-03-24 06:45 | 30.4765 | - | 3 | 6 | 0.25
4hr Flow | System | Constraint | Flex Up | Flexibility | Violation | 1 | 2025-03-24 16:00 | 0.85436 | - | 3 | 16 | 0.25
4hr Flow | System | Constraint | Flex Up | Flexibility | Violation | 1 | 2025-03-24 16:45 | 19.8409 | - | 3 | 16 | 0.25
4hr Flow | System | Constraint | Flex Up | Flexibility | Violation | 1 | 2025-03-25 05:30 | 16.4009 | - | 3 | 5 | 0.25
4hr Flow | System | Constraint | Flex Up | Flexibility | Violation | 1 | 2025-03-25 05:45 | 103.2993 | - | 3 | 5 | 0.25
4hr Flow | System | Constraint | Flex Up | Flexibility | Violation | 1 | 2025-03-25 18:45 | 50.7846 | - | 3 | 18 | 0.25
4hr Flow | System | Constraint | Flex Up | Flexibility | Violation | 1 | 2025-03-26 05:30 | 36.3633 | - | 3 | 5 | 0.25
4hr Flow | System | Constraint | Flex Up | Flexibility | Violation | 1 | 2025-03-26 05:45 | 136.5227 | - | 3 | 5 | 0.25
4hr Flow | System | Constraint | Flex Up | Flexibility | Violation | 1 | 2025-03-26 15:00 | 2.0307 | - | 3 | 15 | 0.25
4hr Flow | System | Constraint | Flex Up | Flexibility | Violation | 1 | 2025-03-26 19:00 | 47.9546 | - | 3 | 19 | 0.25
4hr Flow | System | Constraint | Flex Up | Flexibility | Violation | 1 | 2025-03-27 05:45 | 12.6228 | - | 3 | 5 | 0.25
4hr Flow | System | Constraint | Flex Up | Flexibility | Violation | 1 | 2025-03-27 17:00 | 4.5548 | - | 3 | 17 | 0.25
4hr Flow | System | Constraint | Flex Up | Flexibility | Violation | 1 | 2025-03-28 06:30 | 0.53149 | - | 3 | 6 | 0.25
4hr Flow | System | Constraint | Flex Up | Flexibility | Violation | 1 | 2025-03-28 06:45 | 59.3211 | - | 3 | 6 | 0.25
4hr Flow | System | Constraint | Flex Up | Flexibility | Violation | 1 | 2025-03-28 17:00 | 54.6502 | - | 3 | 17 | 0.25
4hr Flow | System | Constraint | Flex Up | Flexibility | Violation | 1 | 2025-03-29 06:45 | 48.8441 | - | 3 | 6 | 0.25
4hr Flow | System | Constraint | Flex Up | Flexibility | Violation | 1 | 2025-03-29 20:00 | 103.3926 | - | 3 | 20 | 0.25
4hr Flow | System | Constraint | Flex Up | Flexibility | Violation | 1 | 2025-03-30 06:30 | 40.6858 | - | 3 | 6 | 0.25
4hr Flow | System | Constraint | Flex Up | Flexibility | Violation | 1 | 2025-03-30 06:45 | 87.4578 | - | 3 | 6 | 0.25
4hr Flow | System | Constraint | Flex Up | Flexibility | Violation | 1 | 2025-03-30 18:45 | 44.3292 | - | 3 | 18 | 0.25
4hr Flow | System | Constraint | Flex Up | Flexibility | Violation | 1 | 2025-03-30 19:15 | 16.1502 | - | 3 | 19 | 0.25
4hr Flow | System | Constraint | Flex Up | Flexibility | Violation | 1 | 2025-03-30 19:30 | 12.7693 | - | 3 | 19 | 0.25
4hr Flow | System | Constraint | Flex Up | Flexibility | Violation | 1 | 2025-03-31 05:30 | 27.3929 | - | 3 | 5 | 0.25
4hr Flow | System | Constraint | Flex Up | Flexibility | Violation | 1 | 2025-03-31 05:45 | 86.0674 | - | 3 | 5 | 0.25
4hr Flow | System | Constraint | Flex Up | Flexibility | Violation | 1 | 2025-03-31 20:00 | 86.7215 | - | 3 | 20 | 0.25
4hr Flow | System | Constraint | Flex Up | Flexibility | Violation | 1 | 2025-04-01 05:45 | 28.8656 | - | 4 | 5 | 0.25
4hr Flow | System | Constraint | Flex Up | Flexibility | Violation | 1 | 2025-04-02 04:45 | 1.0397 | - | 4 | 4 | 0.25
4hr Flow | System | Constraint | Flex Up | Flexibility | Violation | 1 | 2025-04-02 05:45 | 63.9891 | - | 4 | 5 | 0.25
4hr Flow | System | Constraint | Flex Up | Flexibility | Violation | 1 | 2025-04-02 19:00 | 6.0375 | - | 4 | 19 | 0.25
4hr Flow | System | Constraint | Flex Up | Flexibility | Violation | 1 | 2025-04-03 05:45 | 58.3127 | - | 4 | 5 | 0.25
4hr Flow | System | Constraint | Flex Up | Flexibility | Violation | 1 | 2025-04-03 17:45 | 39.8348 | - | 4 | 17 | 0.25
4hr Flow | System | Constraint | Flex Up | Flexibility | Violation | 1 | 2025-04-03 18:45 | 25.6614 | - | 4 | 18 | 0.25
4hr Flow | System | Constraint | Flex Up | Flexibility | Violation | 1 | 2025-04-04 05:45 | 50.0501 | - | 4 | 5 | 0.25
4hr Flow | System | Constraint | Flex Up | Flexibility | Violation | 1 | 2025-04-04 06:45 | 13.6773 | - | 4 | 6 | 0.25
4hr Flow | System | Constraint | Flex Up | Flexibility | Violation | 1 | 2025-04-04 20:00 | 21.0282 | - | 4 | 20 | 0.25
4hr Flow | System | Constraint | Flex Up | Flexibility | Violation | 1 | 2025-04-05 06:45 | 13.938 | - | 4 | 6 | 0.25
4hr Flow | System | Constraint | Flex Up | Flexibility | Violation | 1 | 2025-04-05 07:45 | 9.9057 | - | 4 | 7 | 0.25
4hr Flow | System | Constraint | Flex Up | Flexibility | Violation | 1 | 2025-04-06 06:30 | 21.1946 | - | 4 | 6 | 0.25
4hr Flow | System | Constraint | Flex Up | Flexibility | Violation | 1 | 2025-04-06 06:45 | 103.0555 | - | 4 | 6 | 0.25
4hr Flow | System | Constraint | Flex Up | Flexibility | Violation | 1 | 2025-04-07 05:15 | 17.6712 | - | 4 | 5 | 0.25
4hr Flow | System | Constraint | Flex Up | Flexibility | Violation | 1 | 2025-04-07 05:30 | 203.6552 | - | 4 | 5 | 0.25
4hr Flow | System | Constraint | Flex Up | Flexibility | Violation | 1 | 2025-04-07 05:45 | 326.6393 | - | 4 | 5 | 0.25
4hr Flow | System | Constraint | Flex Up | Flexibility | Violation | 1 | 2025-04-07 19:00 | 99.6768 | - | 4 | 19 | 0.25
4hr Flow | System | Constraint | Flex Up | Flexibility | Violation | 1 | 2025-04-07 19:15 | 60.1953 | - | 4 | 19 | 0.25
4hr Flow | System | Constraint | Flex Up | Flexibility | Violation | 1 | 2025-04-08 05:30 | 30.2327 | - | 4 | 5 | 0.25
4hr Flow | System | Constraint | Flex Up | Flexibility | Violation | 1 | 2025-04-08 05:45 | 151.9256 | - | 4 | 5 | 0.25
4hr Flow | System | Constraint | Flex Up | Flexibility | Violation | 1 | 2025-04-08 06:15 | 23.7473 | - | 4 | 6 | 0.25
4hr Flow | System | Constraint | Flex Up | Flexibility | Violation | 1 | 2025-04-08 06:30 | 60.8581 | - | 4 | 6 | 0.25
4hr Flow | System | Constraint | Flex Up | Flexibility | Violation | 1 | 2025-04-08 06:45 | 82.9689 | - | 4 | 6 | 0.25
4hr Flow | System | Constraint | Flex Up | Flexibility | Violation | 1 | 2025-04-08 19:15 | 2.6252 | - | 4 | 19 | 0.25
4hr Flow | System | Constraint | Flex Up | Flexibility | Violation | 1 | 2025-04-09 05:15 | 173.5331 | - | 4 | 5 | 0.25
4hr Flow | System | Constraint | Flex Up | Flexibility | Violation | 1 | 2025-04-09 05:30 | 351.712 | - | 4 | 5 | 0.25
4hr Flow | System | Constraint | Flex Up | Flexibility | Violation | 1 | 2025-04-09 05:45 | 351.9861 | - | 4 | 5 | 0.25
4hr Flow | System | Constraint | Flex Up | Flexibility | Violation | 1 | 2025-04-09 07:00 | 0.65948 | - | 4 | 7 | 0.25
4hr Flow | System | Constraint | Flex Up | Flexibility | Violation | 1 | 2025-04-09 07:15 | 84.5612 | - | 4 | 7 | 0.25
4hr Flow | System | Constraint | Flex Up | Flexibility | Violation | 1 | 2025-04-09 17:00 | 17.603 | - | 4 | 17 | 0.25
4hr Flow | System | Constraint | Flex Up | Flexibility | Violation | 1 | 2025-04-09 17:30 | 29.0381 | - | 4 | 17 | 0.25
4hr Flow | System | Constraint | Flex Up | Flexibility | Violation | 1 | 2025-04-09 17:45 | 63.5057 | - | 4 | 17 | 0.25
4hr Flow | System | Constraint | Flex Up | Flexibility | Violation | 1 | 2025-04-09 18:45 | 22.3688 | - | 4 | 18 | 0.25
4hr Flow | System | Constraint | Flex Up | Flexibility | Violation | 1 | 2025-04-09 19:00 | 73.8072 | - | 4 | 19 | 0.25
4hr Flow | System | Constraint | Flex Up | Flexibility | Violation | 1 | 2025-04-09 19:15 | 48.2266 | - | 4 | 19 | 0.25
4hr Flow | System | Constraint | Flex Up | Flexibility | Violation | 1 | 2025-04-09 19:45 | 6.5654 | - | 4 | 19 | 0.25
4hr Flow | System | Constraint | Flex Up | Flexibility | Violation | 1 | 2025-04-09 22:00 | 3.6261 | - | 4 | 22 | 0.25
4hr Flow | System | Constraint | Flex Up | Flexibility | Violation | 1 | 2025-04-10 04:45 | 121.8107 | - | 4 | 4 | 0.25
4hr Flow | System | Constraint | Flex Up | Flexibility | Violation | 1 | 2025-04-10 05:15 | 167.0255 | - | 4 | 5 | 0.25
4hr Flow | System | Constraint | Flex Up | Flexibility | Violation | 1 | 2025-04-10 05:30 | 346.9568 | - | 4 | 5 | 0.25
4hr Flow | System | Constraint | Flex Up | Flexibility | Violation | 1 | 2025-04-10 05:45 | 351.9861 | - | 4 | 5 | 0.25
4hr Flow | System | Constraint | Flex Up | Flexibility | Violation | 1 | 2025-04-10 06:45 | 29.3422 | - | 4 | 6 | 0.25
4hr Flow | System | Constraint | Flex Up | Flexibility | Violation | 1 | 2025-04-10 20:00 | 124.2109 | - | 4 | 20 | 0.25
4hr Flow | System | Constraint | Flex Up | Flexibility | Violation | 1 | 2025-04-11 05:30 | 123.626 | - | 4 | 5 | 0.25
4hr Flow | System | Constraint | Flex Up | Flexibility | Violation | 1 | 2025-04-11 05:45 | 251.671 | - | 4 | 5 | 0.25
4hr Flow | System | Constraint | Flex Up | Flexibility | Violation | 1 | 2025-04-11 16:00 | 71.5044 | - | 4 | 16 | 0.25
4hr Flow | System | Constraint | Flex Up | Flexibility | Violation | 1 | 2025-04-11 16:15 | 5.9593 | - | 4 | 16 | 0.25
4hr Flow | System | Constraint | Flex Up | Flexibility | Violation | 1 | 2025-04-12 07:45 | 4.9182 | - | 4 | 7 | 0.25
4hr Flow | System | Constraint | Flex Up | Flexibility | Violation | 1 | 2025-04-13 06:45 | 74.7 | - | 4 | 6 | 0.25
4hr Flow | System | Constraint | Flex Up | Flexibility | Violation | 1 | 2025-04-14 04:30 | 60.0732 | - | 4 | 4 | 0.25
4hr Flow | System | Constraint | Flex Up | Flexibility | Violation | 1 | 2025-04-14 04:45 | 275.4386 | - | 4 | 4 | 0.25
4hr Flow | System | Constraint | Flex Up | Flexibility | Violation | 1 | 2025-04-14 05:15 | 145.3218 | - | 4 | 5 | 0.25
4hr Flow | System | Constraint | Flex Up | Flexibility | Violation | 1 | 2025-04-14 05:30 | 213.2633 | - | 4 | 5 | 0.25
4hr Flow | System | Constraint | Flex Up | Flexibility | Violation | 1 | 2025-04-14 05:45 | 274.2049 | - | 4 | 5 | 0.25
4hr Flow | System | Constraint | Flex Up | Flexibility | Violation | 1 | 2025-04-14 19:00 | 92.513 | - | 4 | 19 | 0.25
4hr Flow | System | Constraint | Flex Up | Flexibility | Violation | 1 | 2025-04-15 05:15 | 125.7402 | - | 4 | 5 | 0.25
4hr Flow | System | Constraint | Flex Up | Flexibility | Violation | 1 | 2025-04-15 05:30 | 250.4693 | - | 4 | 5 | 0.25
4hr Flow | System | Constraint | Flex Up | Flexibility | Violation | 1 | 2025-04-15 05:45 | 348.6739 | - | 4 | 5 | 0.25
4hr Flow | System | Constraint | Flex Up | Flexibility | Violation | 1 | 2025-04-15 16:30 | 24.2421 | - | 4 | 16 | 0.25
4hr Flow | System | Constraint | Flex Up | Flexibility | Violation | 1 | 2025-04-15 16:45 | 80.1351 | - | 4 | 16 | 0.25
4hr Flow | System | Constraint | Flex Up | Flexibility | Violation | 1 | 2025-04-16 05:30 | 91.9303 | - | 4 | 5 | 0.25
4hr Flow | System | Constraint | Flex Up | Flexibility | Violation | 1 | 2025-04-16 05:45 | 234.303 | - | 4 | 5 | 0.25
4hr Flow | System | Constraint | Flex Up | Flexibility | Violation | 1 | 2025-04-16 19:00 | 4.2792 | - | 4 | 19 | 0.25
4hr Flow | System | Constraint | Flex Up | Flexibility | Violation | 1 | 2025-04-17 06:45 | 18.5519 | - | 4 | 6 | 0.25
4hr Flow | System | Constraint | Flex Up | Flexibility | Violation | 1 | 2025-04-18 06:45 | 119.2906 | - | 4 | 6 | 0.25
4hr Flow | System | Constraint | Flex Up | Flexibility | Violation | 1 | 2025-04-20 05:30 | 1.1094 | - | 4 | 5 | 0.25
4hr Flow | System | Constraint | Flex Up | Flexibility | Violation | 1 | 2025-04-20 06:45 | 21.1887 | - | 4 | 6 | 0.25
4hr Flow | System | Constraint | Flex Up | Flexibility | Violation | 1 | 2025-04-20 07:45 | 10.589 | - | 4 | 7 | 0.25
4hr Flow | System | Constraint | Flex Up | Flexibility | Violation | 1 | 2025-04-20 08:00 | 7.4772 | - | 4 | 8 | 0.25
4hr Flow | System | Constraint | Flex Up | Flexibility | Violation | 1 | 2025-04-21 05:30 | 136.0747 | - | 4 | 5 | 0.25
4hr Flow | System | Constraint | Flex Up | Flexibility | Violation | 1 | 2025-04-21 05:45 | 297.6345 | - | 4 | 5 | 0.25
4hr Flow | System | Constraint | Flex Up | Flexibility | Violation | 1 | 2025-04-21 14:45 | 24.0649 | - | 4 | 14 | 0.25
4hr Flow | System | Constraint | Flex Up | Flexibility | Violation | 1 | 2025-04-22 03:45 | 19.4371 | - | 4 | 3 | 0.25
4hr Flow | System | Constraint | Flex Up | Flexibility | Violation | 1 | 2025-04-22 05:30 | 52.5455 | - | 4 | 5 | 0.25
4hr Flow | System | Constraint | Flex Up | Flexibility | Violation | 1 | 2025-04-22 05:45 | 227.9861 | - | 4 | 5 | 0.25
4hr Flow | System | Constraint | Flex Up | Flexibility | Violation | 1 | 2025-04-22 19:15 | 4.6678 | - | 4 | 19 | 0.25
4hr Flow | System | Constraint | Flex Up | Flexibility | Violation | 1 | 2025-04-22 19:30 | 14.7423 | - | 4 | 19 | 0.25
4hr Flow | System | Constraint | Flex Up | Flexibility | Violation | 1 | 2025-04-23 05:15 | 40.316 | - | 4 | 5 | 0.25
4hr Flow | System | Constraint | Flex Up | Flexibility | Violation | 1 | 2025-04-23 05:30 | 222.267 | - | 4 | 5 | 0.25
4hr Flow | System | Constraint | Flex Up | Flexibility | Violation | 1 | 2025-04-23 05:45 | 351.9861 | - | 4 | 5 | 0.25
4hr Flow | System | Constraint | Flex Up | Flexibility | Violation | 1 | 2025-04-24 05:15 | 219.3526 | - | 4 | 5 | 0.25
4hr Flow | System | Constraint | Flex Up | Flexibility | Violation | 1 | 2025-04-24 05:30 | 265.2165 | - | 4 | 5 | 0.25
4hr Flow | System | Constraint | Flex Up | Flexibility | Violation | 1 | 2025-04-24 05:45 | 326.0805 | - | 4 | 5 | 0.25
4hr Flow | System | Constraint | Flex Up | Flexibility | Violation | 1 | 2025-04-25 05:45 | 125.9102 | - | 4 | 5 | 0.25
4hr Flow | System | Constraint | Flex Up | Flexibility | Violation | 1 | 2025-04-26 06:45 | 36.0031 | - | 4 | 6 | 0.25
4hr Flow | System | Constraint | Flex Up | Flexibility | Violation | 1 | 2025-04-27 03:00 | 27.1166 | - | 4 | 3 | 0.25
4hr Flow | System | Constraint | Flex Up | Flexibility | Violation | 1 | 2025-04-27 06:45 | 58.9703 | - | 4 | 6 | 0.25
4hr Flow | System | Constraint | Flex Up | Flexibility | Violation | 1 | 2025-04-27 19:45 | 56.6241 | - | 4 | 19 | 0.25
4hr Flow | System | Constraint | Flex Up | Flexibility | Violation | 1 | 2025-04-28 05:15 | 134.6741 | - | 4 | 5 | 0.25
4hr Flow | System | Constraint | Flex Up | Flexibility | Violation | 1 | 2025-04-28 05:30 | 227.4493 | - | 4 | 5 | 0.25
4hr Flow | System | Constraint | Flex Up | Flexibility | Violation | 1 | 2025-04-28 05:45 | 299.8109 | - | 4 | 5 | 0.25
4hr Flow | System | Constraint | Flex Up | Flexibility | Violation | 1 | 2025-04-28 06:45 | 2.593 | - | 4 | 6 | 0.25
4hr Flow | System | Constraint | Flex Up | Flexibility | Violation | 1 | 2025-04-28 17:00 | 28.6254 | - | 4 | 17 | 0.25
4hr Flow | System | Constraint | Flex Up | Flexibility | Violation | 1 | 2025-04-29 05:30 | 152.8371 | - | 4 | 5 | 0.25
4hr Flow | System | Constraint | Flex Up | Flexibility | Violation | 1 | 2025-04-29 05:45 | 325.778 | - | 4 | 5 | 0.25
4hr Flow | System | Constraint | Flex Up | Flexibility | Violation | 1 | 2025-04-29 06:45 | 1.9527 | - | 4 | 6 | 0.25
4hr Flow | System | Constraint | Flex Up | Flexibility | Violation | 1 | 2025-04-30 05:45 | 149.0411 | - | 4 | 5 | 0.25
4hr Flow | System | Constraint | Flex Up | Flexibility | Violation | 1 | 2025-04-30 19:45 | 1.6641 | - | 4 | 19 | 0.25
4hr Flow | System | Constraint | Flex Up | Flexibility | Violation | 1 | 2025-05-01 05:45 | 183.0216 | - | 5 | 5 | 0.25
4hr Flow | System | Constraint | Flex Up | Flexibility | Violation | 1 | 2025-05-02 05:30 | 2.6638 | - | 5 | 5 | 0.25
4hr Flow | System | Constraint | Flex Up | Flexibility | Violation | 1 | 2025-05-02 05:45 | 90.166 | - | 5 | 5 | 0.25
4hr Flow | System | Constraint | Flex Up | Flexibility | Violation | 1 | 2025-05-02 17:00 | 35.1036 | - | 5 | 17 | 0.25
4hr Flow | System | Constraint | Flex Up | Flexibility | Violation | 1 | 2025-05-02 19:45 | 4.2511 | - | 5 | 19 | 0.25
4hr Flow | System | Constraint | Flex Up | Flexibility | Violation | 1 | 2025-05-03 05:45 | 31.6624 | - | 5 | 5 | 0.25
4hr Flow | System | Constraint | Flex Up | Flexibility | Violation | 1 | 2025-05-03 07:15 | 0.79394 | - | 5 | 7 | 0.25
4hr Flow | System | Constraint | Flex Up | Flexibility | Violation | 1 | 2025-05-03 07:30 | 2.4306 | - | 5 | 7 | 0.25
4hr Flow | System | Constraint | Flex Up | Flexibility | Violation | 1 | 2025-05-03 15:00 | 11.9077 | - | 5 | 15 | 0.25
4hr Flow | System | Constraint | Flex Up | Flexibility | Violation | 1 | 2025-05-05 05:15 | 5.8653 | - | 5 | 5 | 0.25
4hr Flow | System | Constraint | Flex Up | Flexibility | Violation | 1 | 2025-05-05 05:30 | 7.0857 | - | 5 | 5 | 0.25
4hr Flow | System | Constraint | Flex Up | Flexibility | Violation | 1 | 2025-05-05 05:45 | 22.3061 | - | 5 | 5 | 0.25
4hr Flow | System | Constraint | Flex Up | Flexibility | Violation | 1 | 2025-05-05 06:15 | 55.4024 | - | 5 | 6 | 0.25
4hr Flow | System | Constraint | Flex Up | Flexibility | Violation | 1 | 2025-05-05 06:30 | 70.9656 | - | 5 | 6 | 0.25
4hr Flow | System | Constraint | Flex Up | Flexibility | Violation | 1 | 2025-05-05 06:45 | 61.5288 | - | 5 | 6 | 0.25
4hr Flow | System | Constraint | Flex Up | Flexibility | Violation | 1 | 2025-05-06 05:45 | 46.2171 | - | 5 | 5 | 0.25
4hr Flow | System | Constraint | Flex Up | Flexibility | Violation | 1 | 2025-05-06 07:30 | 1.559 | - | 5 | 7 | 0.25
4hr Flow | System | Constraint | Flex Up | Flexibility | Violation | 1 | 2025-05-07 05:45 | 79.6907 | - | 5 | 5 | 0.25
4hr Flow | System | Constraint | Flex Up | Flexibility | Violation | 1 | 2025-05-08 05:45 | 24.3367 | - | 5 | 5 | 0.25
4hr Flow | System | Constraint | Flex Up | Flexibility | Violation | 1 | 2025-05-08 06:45 | 36.7943 | - | 5 | 6 | 0.25
4hr Flow | System | Constraint | Flex Up | Flexibility | Violation | 1 | 2025-05-08 18:00 | 9.9263 | - | 5 | 18 | 0.25
4hr Flow | System | Constraint | Flex Up | Flexibility | Violation | 1 | 2025-05-09 04:30 | 20.3132 | - | 5 | 4 | 0.25
4hr Flow | System | Constraint | Flex Up | Flexibility | Violation | 1 | 2025-05-09 04:45 | 54.4974 | - | 5 | 4 | 0.25
4hr Flow | System | Constraint | Flex Up | Flexibility | Violation | 1 | 2025-05-09 05:00 | 30.4604 | - | 5 | 5 | 0.25
4hr Flow | System | Constraint | Flex Up | Flexibility | Violation | 1 | 2025-05-09 05:15 | 53.3343 | - | 5 | 5 | 0.25
4hr Flow | System | Constraint | Flex Up | Flexibility | Violation | 1 | 2025-05-09 05:30 | 68.7081 | - | 5 | 5 | 0.25
4hr Flow | System | Constraint | Flex Up | Flexibility | Violation | 1 | 2025-05-09 05:45 | 77.0819 | - | 5 | 5 | 0.25
4hr Flow | System | Constraint | Flex Up | Flexibility | Violation | 1 | 2025-05-09 06:00 | 62.5036 | - | 5 | 6 | 0.25
4hr Flow | System | Constraint | Flex Up | Flexibility | Violation | 1 | 2025-05-09 06:15 | 150.3354 | - | 5 | 6 | 0.25
4hr Flow | System | Constraint | Flex Up | Flexibility | Violation | 1 | 2025-05-09 06:30 | 186.1671 | - | 5 | 6 | 0.25
4hr Flow | System | Constraint | Flex Up | Flexibility | Violation | 1 | 2025-05-09 06:45 | 211.9988 | - | 5 | 6 | 0.25
4hr Flow | System | Constraint | Flex Up | Flexibility | Violation | 1 | 2025-05-09 07:15 | 20.2894 | - | 5 | 7 | 0.25
4hr Flow | System | Constraint | Flex Up | Flexibility | Violation | 1 | 2025-05-09 07:30 | 19.1144 | - | 5 | 7 | 0.25
4hr Flow | System | Constraint | Flex Up | Flexibility | Violation | 1 | 2025-05-09 07:45 | 17.9393 | - | 5 | 7 | 0.25
4hr Flow | System | Constraint | Flex Up | Flexibility | Violation | 1 | 2025-05-10 06:45 | 23.4606 | - | 5 | 6 | 0.25
4hr Flow | System | Constraint | Flex Up | Flexibility | Violation | 1 | 2025-05-10 07:45 | 17.5989 | - | 5 | 7 | 0.25
4hr Flow | System | Constraint | Flex Up | Flexibility | Violation | 1 | 2025-05-10 20:00 | 58.2974 | - | 5 | 20 | 0.25
4hr Flow | System | Constraint | Flex Up | Flexibility | Violation | 1 | 2025-05-11 06:45 | 2.2835 | - | 5 | 6 | 0.25
4hr Flow | System | Constraint | Flex Up | Flexibility | Violation | 1 | 2025-05-11 07:30 | 68.7067 | - | 5 | 7 | 0.25
4hr Flow | System | Constraint | Flex Up | Flexibility | Violation | 1 | 2025-05-11 07:45 | 145.2976 | - | 5 | 7 | 0.25
4hr Flow | System | Constraint | Flex Up | Flexibility | Violation | 1 | 2025-05-11 17:00 | 4.0738 | - | 5 | 17 | 0.25
4hr Flow | System | Constraint | Flex Up | Flexibility | Violation | 1 | 2025-05-12 04:30 | 1.1474 | - | 5 | 4 | 0.25
4hr Flow | System | Constraint | Flex Up | Flexibility | Violation | 1 | 2025-05-12 05:15 | 42.7233 | - | 5 | 5 | 0.25
4hr Flow | System | Constraint | Flex Up | Flexibility | Violation | 1 | 2025-05-12 05:30 | 165.0862 | - | 5 | 5 | 0.25
4hr Flow | System | Constraint | Flex Up | Flexibility | Violation | 1 | 2025-05-12 05:45 | 247.108 | - | 5 | 5 | 0.25
4hr Flow | System | Constraint | Flex Up | Flexibility | Violation | 1 | 2025-05-12 06:00 | 36.4716 | - | 5 | 6 | 0.25
4hr Flow | System | Constraint | Flex Up | Flexibility | Violation | 1 | 2025-05-12 06:15 | 158.694 | - | 5 | 6 | 0.25
4hr Flow | System | Constraint | Flex Up | Flexibility | Violation | 1 | 2025-05-12 06:30 | 239.9165 | - | 5 | 6 | 0.25
4hr Flow | System | Constraint | Flex Up | Flexibility | Violation | 1 | 2025-05-12 06:45 | 332.1389 | - | 5 | 6 | 0.25
4hr Flow | System | Constraint | Flex Up | Flexibility | Violation | 1 | 2025-05-12 07:15 | 9.799 | - | 5 | 7 | 0.25
4hr Flow | System | Constraint | Flex Up | Flexibility | Violation | 1 | 2025-05-12 07:30 | 34.0188 | - | 5 | 7 | 0.25
4hr Flow | System | Constraint | Flex Up | Flexibility | Violation | 1 | 2025-05-12 07:45 | 30.2385 | - | 5 | 7 | 0.25
4hr Flow | System | Constraint | Flex Up | Flexibility | Violation | 1 | 2025-05-12 16:00 | 5.8009 | - | 5 | 16 | 0.25
4hr Flow | System | Constraint | Flex Up | Flexibility | Violation | 1 | 2025-05-13 04:15 | 3.5807 | - | 5 | 4 | 0.25
4hr Flow | System | Constraint | Flex Up | Flexibility | Violation | 1 | 2025-05-13 04:30 | 35.1189 | - | 5 | 4 | 0.25
4hr Flow | System | Constraint | Flex Up | Flexibility | Violation | 1 | 2025-05-13 05:30 | 12.7256 | - | 5 | 5 | 0.25
4hr Flow | System | Constraint | Flex Up | Flexibility | Violation | 1 | 2025-05-13 05:45 | 131.2387 | - | 5 | 5 | 0.25
4hr Flow | System | Constraint | Flex Up | Flexibility | Violation | 1 | 2025-05-13 06:30 | 48.4708 | - | 5 | 6 | 0.25
4hr Flow | System | Constraint | Flex Up | Flexibility | Violation | 1 | 2025-05-13 06:45 | 100.9281 | - | 5 | 6 | 0.25
4hr Flow | System | Constraint | Flex Up | Flexibility | Violation | 1 | 2025-05-14 03:45 | 2.1587 | - | 5 | 3 | 0.25
4hr Flow | System | Constraint | Flex Up | Flexibility | Violation | 1 | 2025-05-14 05:45 | 102.7992 | - | 5 | 5 | 0.25
4hr Flow | System | Constraint | Flex Up | Flexibility | Violation | 1 | 2025-05-15 05:30 | 80.9642 | - | 5 | 5 | 0.25
4hr Flow | System | Constraint | Flex Up | Flexibility | Violation | 1 | 2025-05-15 05:45 | 153.5296 | - | 5 | 5 | 0.25
4hr Flow | System | Constraint | Flex Up | Flexibility | Violation | 1 | 2025-05-15 06:15 | 48.0265 | - | 5 | 6 | 0.25
4hr Flow | System | Constraint | Flex Up | Flexibility | Violation | 1 | 2025-05-15 06:30 | 143.055 | - | 5 | 6 | 0.25
4hr Flow | System | Constraint | Flex Up | Flexibility | Violation | 1 | 2025-05-15 06:45 | 189.0835 | - | 5 | 6 | 0.25
4hr Flow | System | Constraint | Flex Up | Flexibility | Violation | 1 | 2025-05-15 23:00 | 4.4647 | - | 5 | 23 | 0.25
4hr Flow | System | Constraint | Flex Up | Flexibility | Violation | 1 | 2025-05-15 23:15 | 23.2604 | - | 5 | 23 | 0.25
4hr Flow | System | Constraint | Flex Up | Flexibility | Violation | 1 | 2025-05-16 05:45 | 54.8223 | - | 5 | 5 | 0.25
4hr Flow | System | Constraint | Flex Up | Flexibility | Violation | 1 | 2025-05-16 06:45 | 87.392 | - | 5 | 6 | 0.25
4hr Flow | System | Constraint | Flex Up | Flexibility | Violation | 1 | 2025-05-18 02:00 | 1.8147 | - | 5 | 2 | 0.25
4hr Flow | System | Constraint | Flex Up | Flexibility | Violation | 1 | 2025-05-18 06:45 | 19.148 | - | 5 | 6 | 0.25
4hr Flow | System | Constraint | Flex Up | Flexibility | Violation | 1 | 2025-05-18 07:45 | 13.8698 | - | 5 | 7 | 0.25
4hr Flow | System | Constraint | Flex Up | Flexibility | Violation | 1 | 2025-05-19 05:45 | 109.0775 | - | 5 | 5 | 0.25
4hr Flow | System | Constraint | Flex Up | Flexibility | Violation | 1 | 2025-05-19 06:15 | 41.0749 | - | 5 | 6 | 0.25
4hr Flow | System | Constraint | Flex Up | Flexibility | Violation | 1 | 2025-05-19 06:30 | 129.2435 | - | 5 | 6 | 0.25
4hr Flow | System | Constraint | Flex Up | Flexibility | Violation | 1 | 2025-05-19 06:45 | 189.4122 | - | 5 | 6 | 0.25
4hr Flow | System | Constraint | Flex Up | Flexibility | Violation | 1 | 2025-05-19 07:45 | 0.14681 | - | 5 | 7 | 0.25
4hr Flow | System | Constraint | Flex Up | Flexibility | Violation | 1 | 2025-05-20 05:45 | 110.7885 | - | 5 | 5 | 0.25
4hr Flow | System | Constraint | Flex Up | Flexibility | Violation | 1 | 2025-05-20 06:45 | 18.3466 | - | 5 | 6 | 0.25
4hr Flow | System | Constraint | Flex Up | Flexibility | Violation | 1 | 2025-05-21 05:45 | 8.4248 | - | 5 | 5 | 0.25
4hr Flow | System | Constraint | Flex Up | Flexibility | Violation | 1 | 2025-05-21 06:45 | 0.67793 | - | 5 | 6 | 0.25
4hr Flow | System | Constraint | Flex Up | Flexibility | Violation | 1 | 2025-05-21 19:00 | 11.371 | - | 5 | 19 | 0.25
4hr Flow | System | Constraint | Flex Up | Flexibility | Violation | 1 | 2025-05-21 19:15 | 11.371 | - | 5 | 19 | 0.25
4hr Flow | System | Constraint | Flex Up | Flexibility | Violation | 1 | 2025-05-21 19:45 | 24.1871 | - | 5 | 19 | 0.25
4hr Flow | System | Constraint | Flex Up | Flexibility | Violation | 1 | 2025-05-22 02:00 | 28.7047 | - | 5 | 2 | 0.25
4hr Flow | System | Constraint | Flex Up | Flexibility | Violation | 1 | 2025-05-22 02:15 | 13.5821 | - | 5 | 2 | 0.25
4hr Flow | System | Constraint | Flex Up | Flexibility | Violation | 1 | 2025-05-22 04:45 | 4.8007 | - | 5 | 4 | 0.25
4hr Flow | System | Constraint | Flex Up | Flexibility | Violation | 1 | 2025-05-22 05:00 | 55.4184 | - | 5 | 5 | 0.25
4hr Flow | System | Constraint | Flex Up | Flexibility | Violation | 1 | 2025-05-22 05:15 | 55.4184 | - | 5 | 5 | 0.25
4hr Flow | System | Constraint | Flex Up | Flexibility | Violation | 1 | 2025-05-22 06:00 | 14.8137 | - | 5 | 6 | 0.25
4hr Flow | System | Constraint | Flex Up | Flexibility | Violation | 1 | 2025-05-22 06:15 | 56.6548 | - | 5 | 6 | 0.25
4hr Flow | System | Constraint | Flex Up | Flexibility | Violation | 1 | 2025-05-22 06:30 | 64.496 | - | 5 | 6 | 0.25
4hr Flow | System | Constraint | Flex Up | Flexibility | Violation | 1 | 2025-05-22 06:45 | 57.3371 | - | 5 | 6 | 0.25
4hr Flow | System | Constraint | Flex Up | Flexibility | Violation | 1 | 2025-05-22 15:30 | 12.0506 | - | 5 | 15 | 0.25
4hr Flow | System | Constraint | Flex Up | Flexibility | Violation | 1 | 2025-05-23 05:45 | 9.1165 | - | 5 | 5 | 0.25
4hr Flow | System | Constraint | Flex Up | Flexibility | Violation | 1 | 2025-05-23 06:30 | 6.2833 | - | 5 | 6 | 0.25
4hr Flow | System | Constraint | Flex Up | Flexibility | Violation | 1 | 2025-05-23 06:45 | 91.3522 | - | 5 | 6 | 0.25
4hr Flow | System | Constraint | Flex Up | Flexibility | Violation | 1 | 2025-05-23 07:00 | 30.3401 | - | 5 | 7 | 0.25
4hr Flow | System | Constraint | Flex Up | Flexibility | Violation | 1 | 2025-05-23 07:15 | 25.1773 | - | 5 | 7 | 0.25
4hr Flow | System | Constraint | Flex Up | Flexibility | Violation | 1 | 2025-05-23 07:30 | 0.014463 | - | 5 | 7 | 0.25
4hr Flow | System | Constraint | Flex Up | Flexibility | Violation | 1 | 2025-05-23 10:00 | 22.6087 | - | 5 | 10 | 0.25
4hr Flow | System | Constraint | Flex Up | Flexibility | Violation | 1 | 2025-05-23 10:15 | 22.6087 | - | 5 | 10 | 0.25
4hr Flow | System | Constraint | Flex Up | Flexibility | Violation | 1 | 2025-05-23 10:30 | 4.0285 | - | 5 | 10 | 0.25
4hr Flow | System | Constraint | Flex Up | Flexibility | Violation | 1 | 2025-05-23 10:45 | 8.8791 | - | 5 | 10 | 0.25
4hr Flow | System | Constraint | Flex Up | Flexibility | Violation | 1 | 2025-05-23 23:00 | 7.4614 | - | 5 | 23 | 0.25
4hr Flow | System | Constraint | Flex Up | Flexibility | Violation | 1 | 2025-05-24 05:30 | 7.4399 | - | 5 | 5 | 0.25
4hr Flow | System | Constraint | Flex Up | Flexibility | Violation | 1 | 2025-05-24 07:45 | 11.8168 | - | 5 | 7 | 0.25
4hr Flow | System | Constraint | Flex Up | Flexibility | Violation | 1 | 2025-05-24 09:45 | 3.1687 | - | 5 | 9 | 0.25
4hr Flow | System | Constraint | Flex Up | Flexibility | Violation | 1 | 2025-05-25 04:00 | 2.1367 | - | 5 | 4 | 0.25
4hr Flow | System | Constraint | Flex Up | Flexibility | Violation | 1 | 2025-05-25 04:15 | 2.1367 | - | 5 | 4 | 0.25
4hr Flow | System | Constraint | Flex Up | Flexibility | Violation | 1 | 2025-05-25 04:30 | 2.1367 | - | 5 | 4 | 0.25
4hr Flow | System | Constraint | Flex Up | Flexibility | Violation | 1 | 2025-05-25 04:45 | 44.5132 | - | 5 | 4 | 0.25
4hr Flow | System | Constraint | Flex Up | Flexibility | Violation | 1 | 2025-05-25 05:00 | 136.2548 | - | 5 | 5 | 0.25
4hr Flow | System | Constraint | Flex Up | Flexibility | Violation | 1 | 2025-05-25 05:15 | 121.5471 | - | 5 | 5 | 0.25
4hr Flow | System | Constraint | Flex Up | Flexibility | Violation | 1 | 2025-05-25 05:30 | 52.3393 | - | 5 | 5 | 0.25
4hr Flow | System | Constraint | Flex Up | Flexibility | Violation | 1 | 2025-05-25 05:45 | 76.6316 | - | 5 | 5 | 0.25
4hr Flow | System | Constraint | Flex Up | Flexibility | Violation | 1 | 2025-05-25 06:15 | 29.7511 | - | 5 | 6 | 0.25
4hr Flow | System | Constraint | Flex Up | Flexibility | Violation | 1 | 2025-05-25 06:45 | 19.7659 | - | 5 | 6 | 0.25
4hr Flow | System | Constraint | Flex Up | Flexibility | Violation | 1 | 2025-05-25 19:00 | 33.1764 | - | 5 | 19 | 0.25
4hr Flow | System | Constraint | Flex Up | Flexibility | Violation | 1 | 2025-05-25 20:30 | 6.16 | - | 5 | 20 | 0.25
4hr Flow | System | Constraint | Flex Up | Flexibility | Violation | 1 | 2025-05-25 20:45 | 25.4023 | - | 5 | 20 | 0.25
4hr Flow | System | Constraint | Flex Up | Flexibility | Violation | 1 | 2025-05-25 23:00 | 13.9017 | - | 5 | 23 | 0.25
4hr Flow | System | Constraint | Flex Up | Flexibility | Violation | 1 | 2025-05-26 01:15 | 26.0134 | - | 5 | 1 | 0.25
4hr Flow | System | Constraint | Flex Up | Flexibility | Violation | 1 | 2025-05-26 03:00 | 10.9289 | - | 5 | 3 | 0.25
4hr Flow | System | Constraint | Flex Up | Flexibility | Violation | 1 | 2025-05-26 06:15 | 26.872 | - | 5 | 6 | 0.25
4hr Flow | System | Constraint | Flex Up | Flexibility | Violation | 1 | 2025-05-26 06:30 | 8.5142 | - | 5 | 6 | 0.25
4hr Flow | System | Constraint | Flex Up | Flexibility | Violation | 1 | 2025-05-26 06:45 | 79.6565 | - | 5 | 6 | 0.25
4hr Flow | System | Constraint | Flex Up | Flexibility | Violation | 1 | 2025-05-26 07:15 | 35.3869 | - | 5 | 7 | 0.25
4hr Flow | System | Constraint | Flex Up | Flexibility | Violation | 1 | 2025-05-26 07:30 | 71.1368 | - | 5 | 7 | 0.25
4hr Flow | System | Constraint | Flex Up | Flexibility | Violation | 1 | 2025-05-26 07:45 | 102.8867 | - | 5 | 7 | 0.25
4hr Flow | System | Constraint | Flex Up | Flexibility | Violation | 1 | 2025-05-26 08:45 | 35.0176 | - | 5 | 8 | 0.25
4hr Flow | System | Constraint | Flex Up | Flexibility | Violation | 1 | 2025-05-27 06:45 | 8.1024 | - | 5 | 6 | 0.25
4hr Flow | System | Constraint | Flex Up | Flexibility | Violation | 1 | 2025-05-27 11:00 | 26.3654 | - | 5 | 11 | 0.25
4hr Flow | System | Constraint | Flex Up | Flexibility | Violation | 1 | 2025-05-27 15:30 | 0.1327 | - | 5 | 15 | 0.25
4hr Flow | System | Constraint | Flex Up | Flexibility | Violation | 1 | 2025-05-27 15:45 | 7.906 | - | 5 | 15 | 0.25
4hr Flow | System | Constraint | Flex Up | Flexibility | Violation | 1 | 2025-05-28 05:45 | 42.0527 | - | 5 | 5 | 0.25
4hr Flow | System | Constraint | Flex Up | Flexibility | Violation | 1 | 2025-05-28 06:45 | 11.6498 | - | 5 | 6 | 0.25
4hr Flow | System | Constraint | Flex Up | Flexibility | Violation | 1 | 2025-05-29 02:00 | 56.3356 | - | 5 | 2 | 0.25
4hr Flow | System | Constraint | Flex Up | Flexibility | Violation | 1 | 2025-05-29 02:15 | 56.3356 | - | 5 | 2 | 0.25
4hr Flow | System | Constraint | Flex Up | Flexibility | Violation | 1 | 2025-05-29 02:30 | 56.3356 | - | 5 | 2 | 0.25
4hr Flow | System | Constraint | Flex Up | Flexibility | Violation | 1 | 2025-05-29 02:45 | 56.3356 | - | 5 | 2 | 0.25
4hr Flow | System | Constraint | Flex Up | Flexibility | Violation | 1 | 2025-05-29 03:00 | 0.0098406 | - | 5 | 3 | 0.25
4hr Flow | System | Constraint | Flex Up | Flexibility | Violation | 1 | 2025-05-29 03:15 | 20.7095 | - | 5 | 3 | 0.25
4hr Flow | System | Constraint | Flex Up | Flexibility | Violation | 1 | 2025-05-29 03:30 | 23.4091 | - | 5 | 3 | 0.25
4hr Flow | System | Constraint | Flex Up | Flexibility | Violation | 1 | 2025-05-29 03:45 | 31.3008 | - | 5 | 3 | 0.25
4hr Flow | System | Constraint | Flex Up | Flexibility | Violation | 1 | 2025-05-29 04:00 | 21.7495 | - | 5 | 4 | 0.25
4hr Flow | System | Constraint | Flex Up | Flexibility | Violation | 1 | 2025-05-29 04:15 | 20.9506 | - | 5 | 4 | 0.25
4hr Flow | System | Constraint | Flex Up | Flexibility | Violation | 1 | 2025-05-29 04:30 | 43.5848 | - | 5 | 4 | 0.25
4hr Flow | System | Constraint | Flex Up | Flexibility | Violation | 1 | 2025-05-29 04:45 | 31.0024 | - | 5 | 4 | 0.25
4hr Flow | System | Constraint | Flex Up | Flexibility | Violation | 1 | 2025-05-29 05:30 | 8.0443 | - | 5 | 5 | 0.25
4hr Flow | System | Constraint | Flex Up | Flexibility | Violation | 1 | 2025-05-29 05:45 | 39.3718 | - | 5 | 5 | 0.25
4hr Flow | System | Constraint | Flex Up | Flexibility | Violation | 1 | 2025-05-29 07:45 | 12.6974 | - | 5 | 7 | 0.25
4hr Flow | System | Constraint | Flex Up | Flexibility | Violation | 1 | 2025-05-29 12:00 | 36.0079 | - | 5 | 12 | 0.25
4hr Flow | System | Constraint | Flex Up | Flexibility | Violation | 1 | 2025-05-29 12:15 | 71.2856 | - | 5 | 12 | 0.25
4hr Flow | System | Constraint | Flex Up | Flexibility | Violation | 1 | 2025-05-29 12:30 | 36.0634 | - | 5 | 12 | 0.25
4hr Flow | System | Constraint | Flex Up | Flexibility | Violation | 1 | 2025-05-29 14:15 | 0.87815 | - | 5 | 14 | 0.25
4hr Flow | System | Constraint | Flex Up | Flexibility | Violation | 1 | 2025-05-29 15:00 | 5.6865 | - | 5 | 15 | 0.25
4hr Flow | System | Constraint | Flex Up | Flexibility | Violation | 1 | 2025-05-29 15:15 | 25.7666 | - | 5 | 15 | 0.25
4hr Flow | System | Constraint | Flex Up | Flexibility | Violation | 1 | 2025-05-29 15:30 | 65.8467 | - | 5 | 15 | 0.25
4hr Flow | System | Constraint | Flex Up | Flexibility | Violation | 1 | 2025-05-29 15:45 | 70.9268 | - | 5 | 15 | 0.25
4hr Flow | System | Constraint | Flex Up | Flexibility | Violation | 1 | 2025-05-29 17:00 | 38.9532 | - | 5 | 17 | 0.25
4hr Flow | System | Constraint | Flex Up | Flexibility | Violation | 1 | 2025-05-29 17:15 | 64.9513 | - | 5 | 17 | 0.25
4hr Flow | System | Constraint | Flex Up | Flexibility | Violation | 1 | 2025-05-29 17:30 | 32.4493 | - | 5 | 17 | 0.25
4hr Flow | System | Constraint | Flex Up | Flexibility | Violation | 1 | 2025-05-29 18:15 | 16.0548 | - | 5 | 18 | 0.25
4hr Flow | System | Constraint | Flex Up | Flexibility | Violation | 1 | 2025-05-29 18:30 | 41.1874 | - | 5 | 18 | 0.25
4hr Flow | System | Constraint | Flex Up | Flexibility | Violation | 1 | 2025-05-29 18:45 | 24.5631 | - | 5 | 18 | 0.25
4hr Flow | System | Constraint | Flex Up | Flexibility | Violation | 1 | 2025-05-30 03:15 | 11.3622 | - | 5 | 3 | 0.25
4hr Flow | System | Constraint | Flex Up | Flexibility | Violation | 1 | 2025-05-30 03:30 | 17.4688 | - | 5 | 3 | 0.25
4hr Flow | System | Constraint | Flex Up | Flexibility | Violation | 1 | 2025-05-30 04:30 | 19.0049 | - | 5 | 4 | 0.25
4hr Flow | System | Constraint | Flex Up | Flexibility | Violation | 1 | 2025-05-30 05:45 | 87.3022 | - | 5 | 5 | 0.25
4hr Flow | System | Constraint | Flex Up | Flexibility | Violation | 1 | 2025-05-30 06:30 | 96.1252 | - | 5 | 6 | 0.25
4hr Flow | System | Constraint | Flex Up | Flexibility | Violation | 1 | 2025-05-30 06:45 | 197.0428 | - | 5 | 6 | 0.25
4hr Flow | System | Constraint | Flex Up | Flexibility | Violation | 1 | 2025-05-30 07:30 | 29.1672 | - | 5 | 7 | 0.25
4hr Flow | System | Constraint | Flex Up | Flexibility | Violation | 1 | 2025-05-30 07:45 | 29.0484 | - | 5 | 7 | 0.25
4hr Flow | System | Constraint | Flex Up | Flexibility | Violation | 1 | 2025-05-30 08:30 | 14.7586 | - | 5 | 8 | 0.25
4hr Flow | System | Constraint | Flex Up | Flexibility | Violation | 1 | 2025-05-30 08:45 | 37.8569 | - | 5 | 8 | 0.25
4hr Flow | System | Constraint | Flex Up | Flexibility | Violation | 1 | 2025-05-30 09:30 | 8.5889 | - | 5 | 9 | 0.25
4hr Flow | System | Constraint | Flex Up | Flexibility | Violation | 1 | 2025-05-30 16:00 | 19.175 | - | 5 | 16 | 0.25
4hr Flow | System | Constraint | Flex Up | Flexibility | Violation | 1 | 2025-05-30 16:15 | 28.4017 | - | 5 | 16 | 0.25
4hr Flow | System | Constraint | Flex Up | Flexibility | Violation | 1 | 2025-05-31 05:45 | 38.961 | - | 5 | 5 | 0.25
4hr Flow | System | Constraint | Flex Up | Flexibility | Violation | 1 | 2025-05-31 07:45 | 9.7003 | - | 5 | 7 | 0.25
4hr Flow | System | Constraint | Flex Up | Flexibility | Violation | 1 | 2025-05-31 17:45 | 28.4739 | - | 5 | 17 | 0.25
4hr Flow | System | Constraint | Flex Up | Flexibility | Violation | 1 | 2025-05-31 18:00 | 19.7789 | - | 5 | 18 | 0.25
4hr Flow | System | Constraint | Flex Up | Flexibility | Violation | 1 | 2025-06-01 07:45 | 8.3423 | - | 6 | 7 | 0.25
4hr Flow | System | Constraint | Flex Up | Flexibility | Violation | 1 | 2025-06-01 15:00 | 18.8518 | - | 6 | 15 | 0.25
4hr Flow | System | Constraint | Flex Up | Flexibility | Violation | 1 | 2025-06-01 19:00 | 4.1668 | - | 6 | 19 | 0.25
4hr Flow | System | Constraint | Flex Up | Flexibility | Violation | 1 | 2025-06-02 05:30 | 7.1218 | - | 6 | 5 | 0.25
4hr Flow | System | Constraint | Flex Up | Flexibility | Violation | 1 | 2025-06-02 05:45 | 44.5954 | - | 6 | 5 | 0.25
4hr Flow | System | Constraint | Flex Up | Flexibility | Violation | 1 | 2025-06-02 20:00 | 1.9985 | - | 6 | 20 | 0.25
4hr Flow | System | Constraint | Flex Up | Flexibility | Violation | 1 | 2025-06-03 05:45 | 7.8521 | - | 6 | 5 | 0.25
4hr Flow | System | Constraint | Flex Up | Flexibility | Violation | 1 | 2025-06-03 07:45 | 0.090952 | - | 6 | 7 | 0.25
4hr Flow | System | Constraint | Flex Up | Flexibility | Violation | 1 | 2025-06-03 14:00 | 35.121 | - | 6 | 14 | 0.25
4hr Flow | System | Constraint | Flex Up | Flexibility | Violation | 1 | 2025-06-03 14:15 | 13.7815 | - | 6 | 14 | 0.25
4hr Flow | System | Constraint | Flex Up | Flexibility | Violation | 1 | 2025-06-03 16:00 | 13.0837 | - | 6 | 16 | 0.25
4hr Flow | System | Constraint | Flex Up | Flexibility | Violation | 1 | 2025-06-04 05:45 | 56.0277 | - | 6 | 5 | 0.25
4hr Flow | System | Constraint | Flex Up | Flexibility | Violation | 1 | 2025-06-04 17:00 | 68.5785 | - | 6 | 17 | 0.25
4hr Flow | System | Constraint | Flex Up | Flexibility | Violation | 1 | 2025-06-05 05:30 | 12.2079 | - | 6 | 5 | 0.25
4hr Flow | System | Constraint | Flex Up | Flexibility | Violation | 1 | 2025-06-05 05:45 | 53.7566 | - | 6 | 5 | 0.25
4hr Flow | System | Constraint | Flex Up | Flexibility | Violation | 1 | 2025-06-06 05:45 | 7.4703 | - | 6 | 5 | 0.25
4hr Flow | System | Constraint | Flex Up | Flexibility | Violation | 1 | 2025-06-06 17:00 | 32.2868 | - | 6 | 17 | 0.25
4hr Flow | System | Constraint | Flex Up | Flexibility | Violation | 1 | 2025-06-07 06:45 | 40.1729 | - | 6 | 6 | 0.25
4hr Flow | System | Constraint | Flex Up | Flexibility | Violation | 1 | 2025-06-07 17:00 | 40.013 | - | 6 | 17 | 0.25
4hr Flow | System | Constraint | Flex Up | Flexibility | Violation | 1 | 2025-06-07 17:15 | 9.269 | - | 6 | 17 | 0.25
4hr Flow | System | Constraint | Flex Up | Flexibility | Violation | 1 | 2025-06-07 20:00 | 3.6453 | - | 6 | 20 | 0.25
4hr Flow | System | Constraint | Flex Up | Flexibility | Violation | 1 | 2025-06-07 20:15 | 9.6474 | - | 6 | 20 | 0.25
4hr Flow | System | Constraint | Flex Up | Flexibility | Violation | 1 | 2025-06-07 20:30 | 14.6494 | - | 6 | 20 | 0.25
4hr Flow | System | Constraint | Flex Up | Flexibility | Violation | 1 | 2025-06-08 | 52.7028 | - | 6 | 0 | 0.25
4hr Flow | System | Constraint | Flex Up | Flexibility | Violation | 1 | 2025-06-08 05:30 | 16.3258 | - | 6 | 5 | 0.25
4hr Flow | System | Constraint | Flex Up | Flexibility | Violation | 1 | 2025-06-08 05:45 | 73.6189 | - | 6 | 5 | 0.25
4hr Flow | System | Constraint | Flex Up | Flexibility | Violation | 1 | 2025-06-08 06:00 | 72.1713 | - | 6 | 6 | 0.25
4hr Flow | System | Constraint | Flex Up | Flexibility | Violation | 1 | 2025-06-08 06:15 | 115.329 | - | 6 | 6 | 0.25
4hr Flow | System | Constraint | Flex Up | Flexibility | Violation | 1 | 2025-06-08 06:30 | 137.9867 | - | 6 | 6 | 0.25
4hr Flow | System | Constraint | Flex Up | Flexibility | Violation | 1 | 2025-06-08 06:45 | 191.6443 | - | 6 | 6 | 0.25
4hr Flow | System | Constraint | Flex Up | Flexibility | Violation | 1 | 2025-06-08 07:00 | 55.392 | - | 6 | 7 | 0.25
4hr Flow | System | Constraint | Flex Up | Flexibility | Violation | 1 | 2025-06-08 07:15 | 116.7407 | - | 6 | 7 | 0.25
4hr Flow | System | Constraint | Flex Up | Flexibility | Violation | 1 | 2025-06-08 07:30 | 145.0895 | - | 6 | 7 | 0.25
4hr Flow | System | Constraint | Flex Up | Flexibility | Violation | 1 | 2025-06-08 07:45 | 180.4382 | - | 6 | 7 | 0.25
4hr Flow | System | Constraint | Flex Up | Flexibility | Violation | 1 | 2025-06-08 08:00 | 33.9954 | - | 6 | 8 | 0.25
4hr Flow | System | Constraint | Flex Up | Flexibility | Violation | 1 | 2025-06-08 08:45 | 6.7197 | - | 6 | 8 | 0.25
4hr Flow | System | Constraint | Flex Up | Flexibility | Violation | 1 | 2025-06-08 19:00 | 5.2366 | - | 6 | 19 | 0.25
4hr Flow | System | Constraint | Flex Up | Flexibility | Violation | 1 | 2025-06-08 19:15 | 67.0796 | - | 6 | 19 | 0.25
4hr Flow | System | Constraint | Flex Up | Flexibility | Violation | 1 | 2025-06-08 19:30 | 56.4227 | - | 6 | 19 | 0.25
4hr Flow | System | Constraint | Flex Up | Flexibility | Violation | 1 | 2025-06-08 19:45 | 42.7657 | - | 6 | 19 | 0.25
4hr Flow | System | Constraint | Flex Up | Flexibility | Violation | 1 | 2025-06-09 05:15 | 0.48185 | - | 6 | 5 | 0.25
4hr Flow | System | Constraint | Flex Up | Flexibility | Violation | 1 | 2025-06-09 05:30 | 58.3219 | - | 6 | 5 | 0.25
4hr Flow | System | Constraint | Flex Up | Flexibility | Violation | 1 | 2025-06-09 05:45 | 119.162 | - | 6 | 5 | 0.25
4hr Flow | System | Constraint | Flex Up | Flexibility | Violation | 1 | 2025-06-09 08:00 | 36.5997 | - | 6 | 8 | 0.25
4hr Flow | System | Constraint | Flex Up | Flexibility | Violation | 1 | 2025-06-09 14:00 | 70.4278 | - | 6 | 14 | 0.25
4hr Flow | System | Constraint | Flex Up | Flexibility | Violation | 1 | 2025-06-09 18:00 | 43.0372 | - | 6 | 18 | 0.25
4hr Flow | System | Constraint | Flex Up | Flexibility | Violation | 1 | 2025-06-10 05:45 | 73.0661 | - | 6 | 5 | 0.25
4hr Flow | System | Constraint | Flex Up | Flexibility | Violation | 1 | 2025-06-10 19:00 | 0.89313 | - | 6 | 19 | 0.25
4hr Flow | System | Constraint | Flex Up | Flexibility | Violation | 1 | 2025-06-11 05:45 | 99.2049 | - | 6 | 5 | 0.25
4hr Flow | System | Constraint | Flex Up | Flexibility | Violation | 1 | 2025-06-11 16:00 | 6.4967 | - | 6 | 16 | 0.25
4hr Flow | System | Constraint | Flex Up | Flexibility | Violation | 1 | 2025-06-11 16:30 | 2.9046 | - | 6 | 16 | 0.25
4hr Flow | System | Constraint | Flex Up | Flexibility | Violation | 1 | 2025-06-12 05:45 | 90.7561 | - | 6 | 5 | 0.25
4hr Flow | System | Constraint | Flex Up | Flexibility | Violation | 1 | 2025-06-12 08:45 | 9.9912 | - | 6 | 8 | 0.25
4hr Flow | System | Constraint | Flex Up | Flexibility | Violation | 1 | 2025-06-12 15:00 | 15.2493 | - | 6 | 15 | 0.25
4hr Flow | System | Constraint | Flex Up | Flexibility | Violation | 1 | 2025-06-12 15:15 | 1.6925 | - | 6 | 15 | 0.25
4hr Flow | System | Constraint | Flex Up | Flexibility | Violation | 1 | 2025-06-12 17:00 | 16.5406 | - | 6 | 17 | 0.25
4hr Flow | System | Constraint | Flex Up | Flexibility | Violation | 1 | 2025-06-13 05:45 | 27.9998 | - | 6 | 5 | 0.25
4hr Flow | System | Constraint | Flex Up | Flexibility | Violation | 1 | 2025-06-13 18:00 | 4.2109 | - | 6 | 18 | 0.25
4hr Flow | System | Constraint | Flex Up | Flexibility | Violation | 1 | 2025-06-14 07:45 | 3.058 | - | 6 | 7 | 0.25
4hr Flow | System | Constraint | Flex Up | Flexibility | Violation | 1 | 2025-06-15 06:45 | 19.54 | - | 6 | 6 | 0.25
4hr Flow | System | Constraint | Flex Up | Flexibility | Violation | 1 | 2025-06-15 17:00 | 1.8486 | - | 6 | 17 | 0.25
4hr Flow | System | Constraint | Flex Up | Flexibility | Violation | 1 | 2025-06-15 17:15 | 1.4469 | - | 6 | 17 | 0.25
4hr Flow | System | Constraint | Flex Up | Flexibility | Violation | 1 | 2025-06-15 17:30 | 5.0453 | - | 6 | 17 | 0.25
4hr Flow | System | Constraint | Flex Up | Flexibility | Violation | 1 | 2025-06-15 17:45 | 7.6437 | - | 6 | 17 | 0.25
4hr Flow | System | Constraint | Flex Up | Flexibility | Violation | 1 | 2025-06-16 18:00 | 120.2446 | - | 6 | 18 | 0.25
4hr Flow | System | Constraint | Flex Up | Flexibility | Violation | 1 | 2025-06-16 18:15 | 41.3119 | - | 6 | 18 | 0.25
4hr Flow | System | Constraint | Flex Up | Flexibility | Violation | 1 | 2025-06-17 06:45 | 31.389 | - | 6 | 6 | 0.25
4hr Flow | System | Constraint | Flex Up | Flexibility | Violation | 1 | 2025-06-17 08:00 | 28.0179 | - | 6 | 8 | 0.25
4hr Flow | System | Constraint | Flex Up | Flexibility | Violation | 1 | 2025-06-20 05:45 | 28.5582 | - | 6 | 5 | 0.25
4hr Flow | System | Constraint | Flex Up | Flexibility | Violation | 1 | 2025-06-20 17:00 | 50.8237 | - | 6 | 17 | 0.25
4hr Flow | System | Constraint | Flex Up | Flexibility | Violation | 1 | 2025-06-20 17:15 | 26.9724 | - | 6 | 17 | 0.25
4hr Flow | System | Constraint | Flex Up | Flexibility | Violation | 1 | 2025-06-20 17:30 | 5.121 | - | 6 | 17 | 0.25
4hr Flow | System | Constraint | Flex Up | Flexibility | Violation | 1 | 2025-06-21 06:45 | 24.345 | - | 6 | 6 | 0.25
4hr Flow | System | Constraint | Flex Up | Flexibility | Violation | 1 | 2025-06-22 20:00 | 13.8072 | - | 6 | 20 | 0.25
4hr Flow | System | Constraint | Flex Up | Flexibility | Violation | 1 | 2025-06-22 20:30 | 3.0383 | - | 6 | 20 | 0.25
4hr Flow | System | Constraint | Flex Up | Flexibility | Violation | 1 | 2025-06-23 20:00 | 46.7564 | - | 6 | 20 | 0.25
4hr Flow | System | Constraint | Flex Up | Flexibility | Violation | 1 | 2025-06-23 20:15 | 3.3159 | - | 6 | 20 | 0.25
4hr Flow | System | Constraint | Flex Up | Flexibility | Violation | 1 | 2025-06-23 21:00 | 11.7383 | - | 6 | 21 | 0.25
4hr Flow | System | Constraint | Flex Up | Flexibility | Violation | 1 | 2025-06-24 05:45 | 8.6223 | - | 6 | 5 | 0.25
4hr Flow | System | Constraint | Flex Up | Flexibility | Violation | 1 | 2025-06-24 06:30 | 1.4103 | - | 6 | 6 | 0.25
4hr Flow | System | Constraint | Flex Up | Flexibility | Violation | 1 | 2025-06-24 06:45 | 14.3697 | - | 6 | 6 | 0.25
4hr Flow | System | Constraint | Flex Up | Flexibility | Violation | 1 | 2025-06-24 08:00 | 27.3554 | - | 6 | 8 | 0.25
4hr Flow | System | Constraint | Flex Up | Flexibility | Violation | 1 | 2025-06-25 05:45 | 18.6766 | - | 6 | 5 | 0.25
4hr Flow | System | Constraint | Flex Up | Flexibility | Violation | 1 | 2025-06-26 05:45 | 23.7973 | - | 6 | 5 | 0.25
4hr Flow | System | Constraint | Flex Up | Flexibility | Violation | 1 | 2025-06-26 16:00 | 12.5017 | - | 6 | 16 | 0.25
4hr Flow | System | Constraint | Flex Up | Flexibility | Violation | 1 | 2025-06-27 19:00 | 1.7199 | - | 6 | 19 | 0.25
4hr Flow | System | Constraint | Flex Up | Flexibility | Violation | 1 | 2025-06-28 06:45 | 85.8726 | - | 6 | 6 | 0.25
4hr Flow | System | Constraint | Flex Up | Flexibility | Violation | 1 | 2025-06-28 12:00 | 4.8427 | - | 6 | 12 | 0.25
4hr Flow | System | Constraint | Flex Up | Flexibility | Violation | 1 | 2025-06-29 14:15 | 9.5556 | - | 6 | 14 | 0.25
4hr Flow | System | Constraint | Flex Up | Flexibility | Violation | 1 | 2025-06-29 16:00 | 3.3499 | - | 6 | 16 | 0.25
4hr Flow | System | Constraint | Flex Up | Flexibility | Violation | 1 | 2025-06-29 16:15 | 13.8089 | - | 6 | 16 | 0.25
4hr Flow | System | Constraint | Flex Up | Flexibility | Violation | 1 | 2025-06-29 16:30 | 39.2679 | - | 6 | 16 | 0.25
4hr Flow | System | Constraint | Flex Up | Flexibility | Violation | 1 | 2025-06-29 16:45 | 47.7269 | - | 6 | 16 | 0.25
4hr Flow | System | Constraint | Flex Up | Flexibility | Violation | 1 | 2025-06-29 17:30 | 1.2346 | - | 6 | 17 | 0.25
4hr Flow | System | Constraint | Flex Up | Flexibility | Violation | 1 | 2025-06-30 17:00 | 43.6327 | - | 6 | 17 | 0.25
4hr Flow | System | Constraint | Flex Up | Flexibility | Violation | 1 | 2025-06-30 19:00 | 39.3791 | - | 6 | 19 | 0.25
4hr Flow | System | Constraint | Flex Up | Flexibility | Violation | 1 | 2025-07-01 06:45 | 73.5887 | - | 7 | 6 | 0.25
4hr Flow | System | Constraint | Flex Up | Flexibility | Violation | 1 | 2025-07-01 18:00 | 38.9154 | - | 7 | 18 | 0.25
4hr Flow | System | Constraint | Flex Up | Flexibility | Violation | 1 | 2025-07-02 18:00 | 58.4178 | - | 7 | 18 | 0.25
4hr Flow | System | Constraint | Flex Up | Flexibility | Violation | 1 | 2025-07-02 23:00 | 122.7801 | - | 7 | 23 | 0.25
4hr Flow | System | Constraint | Flex Up | Flexibility | Violation | 1 | 2025-07-02 23:15 | 1.8751 | - | 7 | 23 | 0.25
4hr Flow | System | Constraint | Flex Up | Flexibility | Violation | 1 | 2025-07-03 03:00 | 4.336 | - | 7 | 3 | 0.25
4hr Flow | System | Constraint | Flex Up | Flexibility | Violation | 1 | 2025-07-04 06:30 | 2.6433 | - | 7 | 6 | 0.25
4hr Flow | System | Constraint | Flex Up | Flexibility | Violation | 1 | 2025-07-04 06:45 | 37.0143 | - | 7 | 6 | 0.25
4hr Flow | System | Constraint | Flex Up | Flexibility | Violation | 1 | 2025-07-04 07:30 | 2.8406 | - | 7 | 7 | 0.25
4hr Flow | System | Constraint | Flex Up | Flexibility | Violation | 1 | 2025-07-04 07:45 | 22.8527 | - | 7 | 7 | 0.25
4hr Flow | System | Constraint | Flex Up | Flexibility | Violation | 1 | 2025-07-04 19:00 | 72.8537 | - | 7 | 19 | 0.25
4hr Flow | System | Constraint | Flex Up | Flexibility | Violation | 1 | 2025-07-05 06:30 | 22.396 | - | 7 | 6 | 0.25
4hr Flow | System | Constraint | Flex Up | Flexibility | Violation | 1 | 2025-07-05 06:45 | 60.7422 | - | 7 | 6 | 0.25
4hr Flow | System | Constraint | Flex Up | Flexibility | Violation | 1 | 2025-07-05 07:45 | 20.2707 | - | 7 | 7 | 0.25
4hr Flow | System | Constraint | Flex Up | Flexibility | Violation | 1 | 2025-07-06 07:45 | 42.1487 | - | 7 | 7 | 0.25
4hr Flow | System | Constraint | Flex Up | Flexibility | Violation | 1 | 2025-07-06 09:45 | 2.9612 | - | 7 | 9 | 0.25
4hr Flow | System | Constraint | Flex Up | Flexibility | Violation | 1 | 2025-07-06 17:00 | 4.6228 | - | 7 | 17 | 0.25
4hr Flow | System | Constraint | Flex Up | Flexibility | Violation | 1 | 2025-07-06 20:00 | 9.6039 | - | 7 | 20 | 0.25
4hr Flow | System | Constraint | Flex Up | Flexibility | Violation | 1 | 2025-07-07 06:15 | 6.0161 | - | 7 | 6 | 0.25
4hr Flow | System | Constraint | Flex Up | Flexibility | Violation | 1 | 2025-07-07 06:30 | 48.2505 | - | 7 | 6 | 0.25
4hr Flow | System | Constraint | Flex Up | Flexibility | Violation | 1 | 2025-07-07 06:45 | 18.9849 | - | 7 | 6 | 0.25
4hr Flow | System | Constraint | Flex Up | Flexibility | Violation | 1 | 2025-07-07 07:30 | 12.3487 | - | 7 | 7 | 0.25
4hr Flow | System | Constraint | Flex Up | Flexibility | Violation | 1 | 2025-07-07 07:45 | 16.4167 | - | 7 | 7 | 0.25
4hr Flow | System | Constraint | Flex Up | Flexibility | Violation | 1 | 2025-07-07 18:00 | 29.0481 | - | 7 | 18 | 0.25
4hr Flow | System | Constraint | Flex Up | Flexibility | Violation | 1 | 2025-07-08 06:45 | 48.8501 | - | 7 | 6 | 0.25
4hr Flow | System | Constraint | Flex Up | Flexibility | Violation | 1 | 2025-07-08 07:15 | 7.2255 | - | 7 | 7 | 0.25
4hr Flow | System | Constraint | Flex Up | Flexibility | Violation | 1 | 2025-07-08 07:30 | 29.3132 | - | 7 | 7 | 0.25
4hr Flow | System | Constraint | Flex Up | Flexibility | Violation | 1 | 2025-07-08 07:45 | 25.4009 | - | 7 | 7 | 0.25
4hr Flow | System | Constraint | Flex Up | Flexibility | Violation | 1 | 2025-07-08 19:00 | 35.1528 | - | 7 | 19 | 0.25
4hr Flow | System | Constraint | Flex Up | Flexibility | Violation | 1 | 2025-07-09 06:45 | 102.8379 | - | 7 | 6 | 0.25
4hr Flow | System | Constraint | Flex Up | Flexibility | Violation | 1 | 2025-07-09 07:30 | 22.3276 | - | 7 | 7 | 0.25
4hr Flow | System | Constraint | Flex Up | Flexibility | Violation | 1 | 2025-07-09 07:45 | 44.0441 | - | 7 | 7 | 0.25
4hr Flow | System | Constraint | Flex Up | Flexibility | Violation | 1 | 2025-07-09 17:00 | 113.3593 | - | 7 | 17 | 0.25
4hr Flow | System | Constraint | Flex Up | Flexibility | Violation | 1 | 2025-07-11 07:15 | 0.7365 | - | 7 | 7 | 0.25
4hr Flow | System | Constraint | Flex Up | Flexibility | Violation | 1 | 2025-07-11 07:30 | 16.5701 | - | 7 | 7 | 0.25
4hr Flow | System | Constraint | Flex Up | Flexibility | Violation | 1 | 2025-07-12 05:30 | 0.92378 | - | 7 | 5 | 0.25
4hr Flow | System | Constraint | Flex Up | Flexibility | Violation | 1 | 2025-07-12 06:15 | 2.8959 | - | 7 | 6 | 0.25
4hr Flow | System | Constraint | Flex Up | Flexibility | Violation | 1 | 2025-07-12 06:45 | 23.5529 | - | 7 | 6 | 0.25
4hr Flow | System | Constraint | Flex Up | Flexibility | Violation | 1 | 2025-07-12 07:30 | 1.3505 | - | 7 | 7 | 0.25
4hr Flow | System | Constraint | Flex Up | Flexibility | Violation | 1 | 2025-07-12 07:45 | 62.9964 | - | 7 | 7 | 0.25
4hr Flow | System | Constraint | Flex Up | Flexibility | Violation | 1 | 2025-07-13 18:00 | 4.4176 | - | 7 | 18 | 0.25
4hr Flow | System | Constraint | Flex Up | Flexibility | Violation | 1 | 2025-07-13 18:15 | 3.3008 | - | 7 | 18 | 0.25
4hr Flow | System | Constraint | Flex Up | Flexibility | Violation | 1 | 2025-07-14 18:00 | 129.9041 | - | 7 | 18 | 0.25
4hr Flow | System | Constraint | Flex Up | Flexibility | Violation | 1 | 2025-07-14 18:15 | 29.5531 | - | 7 | 18 | 0.25
4hr Flow | System | Constraint | Flex Up | Flexibility | Violation | 1 | 2025-07-15 05:45 | 7.5893 | - | 7 | 5 | 0.25
4hr Flow | System | Constraint | Flex Up | Flexibility | Violation | 1 | 2025-07-15 06:30 | 5.5122 | - | 7 | 6 | 0.25
4hr Flow | System | Constraint | Flex Up | Flexibility | Violation | 1 | 2025-07-16 05:15 | 37.2149 | - | 7 | 5 | 0.25
4hr Flow | System | Constraint | Flex Up | Flexibility | Violation | 1 | 2025-07-16 05:30 | 38.7207 | - | 7 | 5 | 0.25
4hr Flow | System | Constraint | Flex Up | Flexibility | Violation | 1 | 2025-07-16 05:45 | 28.2266 | - | 7 | 5 | 0.25
4hr Flow | System | Constraint | Flex Up | Flexibility | Violation | 1 | 2025-07-16 17:00 | 77.1825 | - | 7 | 17 | 0.25
4hr Flow | System | Constraint | Flex Up | Flexibility | Violation | 1 | 2025-07-16 18:00 | 1.0648 | - | 7 | 18 | 0.25
4hr Flow | System | Constraint | Flex Up | Flexibility | Violation | 1 | 2025-07-17 06:45 | 5.5005 | - | 7 | 6 | 0.25
4hr Flow | System | Constraint | Flex Up | Flexibility | Violation | 1 | 2025-07-17 16:00 | 118.3704 | - | 7 | 16 | 0.25
4hr Flow | System | Constraint | Flex Up | Flexibility | Violation | 1 | 2025-07-18 05:45 | 30.5748 | - | 7 | 5 | 0.25
4hr Flow | System | Constraint | Flex Up | Flexibility | Violation | 1 | 2025-07-18 16:00 | 33.7839 | - | 7 | 16 | 0.25
4hr Flow | System | Constraint | Flex Up | Flexibility | Violation | 1 | 2025-07-18 21:00 | 26.0604 | - | 7 | 21 | 0.25
4hr Flow | System | Constraint | Flex Up | Flexibility | Violation | 1 | 2025-07-19 06:15 | 17.8986 | - | 7 | 6 | 0.25
4hr Flow | System | Constraint | Flex Up | Flexibility | Violation | 1 | 2025-07-19 06:45 | 61.8701 | - | 7 | 6 | 0.25
4hr Flow | System | Constraint | Flex Up | Flexibility | Violation | 1 | 2025-07-19 19:00 | 30.3804 | - | 7 | 19 | 0.25
4hr Flow | System | Constraint | Flex Up | Flexibility | Violation | 1 | 2025-07-20 16:30 | 2.6397 | - | 7 | 16 | 0.25
4hr Flow | System | Constraint | Flex Up | Flexibility | Violation | 1 | 2025-07-20 16:45 | 20.9557 | - | 7 | 16 | 0.25
4hr Flow | System | Constraint | Flex Up | Flexibility | Violation | 1 | 2025-07-20 21:00 | 36.0119 | - | 7 | 21 | 0.25
4hr Flow | System | Constraint | Flex Up | Flexibility | Violation | 1 | 2025-07-21 06:45 | 2.9585 | - | 7 | 6 | 0.25
4hr Flow | System | Constraint | Flex Up | Flexibility | Violation | 1 | 2025-07-22 06:00 | 33.0018 | - | 7 | 6 | 0.25
4hr Flow | System | Constraint | Flex Up | Flexibility | Violation | 1 | 2025-07-22 16:00 | 62.3388 | - | 7 | 16 | 0.25
4hr Flow | System | Constraint | Flex Up | Flexibility | Violation | 1 | 2025-07-22 16:15 | 38.9157 | - | 7 | 16 | 0.25
4hr Flow | System | Constraint | Flex Up | Flexibility | Violation | 1 | 2025-07-22 16:30 | 6.4925 | - | 7 | 16 | 0.25
4hr Flow | System | Constraint | Flex Up | Flexibility | Violation | 1 | 2025-07-24 05:30 | 23.2606 | - | 7 | 5 | 0.25
4hr Flow | System | Constraint | Flex Up | Flexibility | Violation | 1 | 2025-07-24 05:45 | 77.177 | - | 7 | 5 | 0.25
4hr Flow | System | Constraint | Flex Up | Flexibility | Violation | 1 | 2025-07-24 07:30 | 15.9555 | - | 7 | 7 | 0.25
4hr Flow | System | Constraint | Flex Up | Flexibility | Violation | 1 | 2025-07-24 07:45 | 31.1116 | - | 7 | 7 | 0.25
4hr Flow | System | Constraint | Flex Up | Flexibility | Violation | 1 | 2025-07-25 08:45 | 25.9783 | - | 7 | 8 | 0.25
4hr Flow | System | Constraint | Flex Up | Flexibility | Violation | 1 | 2025-07-26 08:30 | 43.1969 | - | 7 | 8 | 0.25
4hr Flow | System | Constraint | Flex Up | Flexibility | Violation | 1 | 2025-07-26 08:45 | 64.9913 | - | 7 | 8 | 0.25
4hr Flow | System | Constraint | Flex Up | Flexibility | Violation | 1 | 2025-07-26 19:00 | 52.6391 | - | 7 | 19 | 0.25
4hr Flow | System | Constraint | Flex Up | Flexibility | Violation | 1 | 2025-07-28 06:45 | 18.436 | - | 7 | 6 | 0.25
4hr Flow | System | Constraint | Flex Up | Flexibility | Violation | 1 | 2025-07-28 07:30 | 24.4072 | - | 7 | 7 | 0.25
4hr Flow | System | Constraint | Flex Up | Flexibility | Violation | 1 | 2025-07-28 07:45 | 36.6109 | - | 7 | 7 | 0.25
4hr Flow | System | Constraint | Flex Up | Flexibility | Violation | 1 | 2025-07-28 17:00 | 75.9225 | - | 7 | 17 | 0.25
4hr Flow | System | Constraint | Flex Up | Flexibility | Violation | 1 | 2025-07-30 21:00 | 32.8613 | - | 7 | 21 | 0.25
4hr Flow | System | Constraint | Flex Up | Flexibility | Violation | 1 | 2025-07-31 05:45 | 4.5325 | - | 7 | 5 | 0.25
4hr Flow | System | Constraint | Flex Up | Flexibility | Violation | 1 | 2025-07-31 06:45 | 47.0455 | - | 7 | 6 | 0.25
4hr Flow | System | Constraint | Flex Up | Flexibility | Violation | 1 | 2025-07-31 20:00 | 27.9323 | - | 7 | 20 | 0.25
4hr Flow | System | Constraint | Flex Up | Flexibility | Violation | 1 | 2025-08-01 07:45 | 112.6125 | - | 8 | 7 | 0.25
4hr Flow | System | Constraint | Flex Up | Flexibility | Violation | 1 | 2025-08-01 17:00 | 13.0478 | - | 8 | 17 | 0.25
4hr Flow | System | Constraint | Flex Up | Flexibility | Violation | 1 | 2025-08-01 18:00 | 27.8311 | - | 8 | 18 | 0.25
4hr Flow | System | Constraint | Flex Up | Flexibility | Violation | 1 | 2025-08-03 07:30 | 17.8489 | - | 8 | 7 | 0.25
4hr Flow | System | Constraint | Flex Up | Flexibility | Violation | 1 | 2025-08-03 07:45 | 55.9025 | - | 8 | 7 | 0.25
4hr Flow | System | Constraint | Flex Up | Flexibility | Violation | 1 | 2025-08-04 06:45 | 7.5363 | - | 8 | 6 | 0.25
4hr Flow | System | Constraint | Flex Up | Flexibility | Violation | 1 | 2025-08-04 07:45 | 31.1228 | - | 8 | 7 | 0.25
4hr Flow | System | Constraint | Flex Up | Flexibility | Violation | 1 | 2025-08-05 05:00 | 73.8465 | - | 8 | 5 | 0.25
4hr Flow | System | Constraint | Flex Up | Flexibility | Violation | 1 | 2025-08-05 05:15 | 31.4579 | - | 8 | 5 | 0.25
4hr Flow | System | Constraint | Flex Up | Flexibility | Violation | 1 | 2025-08-05 05:30 | 87.0692 | - | 8 | 5 | 0.25
4hr Flow | System | Constraint | Flex Up | Flexibility | Violation | 1 | 2025-08-05 05:45 | 133.6805 | - | 8 | 5 | 0.25
4hr Flow | System | Constraint | Flex Up | Flexibility | Violation | 1 | 2025-08-05 06:15 | 42.3216 | - | 8 | 6 | 0.25
4hr Flow | System | Constraint | Flex Up | Flexibility | Violation | 1 | 2025-08-05 06:45 | 28.9126 | - | 8 | 6 | 0.25
4hr Flow | System | Constraint | Flex Up | Flexibility | Violation | 1 | 2025-08-06 05:45 | 19.8868 | - | 8 | 5 | 0.25
4hr Flow | System | Constraint | Flex Up | Flexibility | Violation | 1 | 2025-08-06 06:45 | 126.4304 | - | 8 | 6 | 0.25
4hr Flow | System | Constraint | Flex Up | Flexibility | Violation | 1 | 2025-08-06 18:00 | 101.0163 | - | 8 | 18 | 0.25
4hr Flow | System | Constraint | Flex Up | Flexibility | Violation | 1 | 2025-08-07 04:45 | 7.6619 | - | 8 | 4 | 0.25
4hr Flow | System | Constraint | Flex Up | Flexibility | Violation | 1 | 2025-08-07 19:00 | 32.4109 | - | 8 | 19 | 0.25
4hr Flow | System | Constraint | Flex Up | Flexibility | Violation | 1 | 2025-08-08 06:45 | 31.7546 | - | 8 | 6 | 0.25
4hr Flow | System | Constraint | Flex Up | Flexibility | Violation | 1 | 2025-08-08 16:00 | 3.1189 | - | 8 | 16 | 0.25
4hr Flow | System | Constraint | Flex Up | Flexibility | Violation | 1 | 2025-08-09 07:30 | 13.9266 | - | 8 | 7 | 0.25
4hr Flow | System | Constraint | Flex Up | Flexibility | Violation | 1 | 2025-08-09 07:45 | 51.2768 | - | 8 | 7 | 0.25
4hr Flow | System | Constraint | Flex Up | Flexibility | Violation | 1 | 2025-08-09 08:45 | 1.392 | - | 8 | 8 | 0.25
4hr Flow | System | Constraint | Flex Up | Flexibility | Violation | 1 | 2025-08-10 06:45 | 23.6235 | - | 8 | 6 | 0.25
4hr Flow | System | Constraint | Flex Up | Flexibility | Violation | 1 | 2025-08-11 05:45 | 0.10104 | - | 8 | 5 | 0.25
4hr Flow | System | Constraint | Flex Up | Flexibility | Violation | 1 | 2025-08-11 06:30 | 4.0882 | - | 8 | 6 | 0.25
4hr Flow | System | Constraint | Flex Up | Flexibility | Violation | 1 | 2025-08-11 09:00 | 1.8497 | - | 8 | 9 | 0.25
4hr Flow | System | Constraint | Flex Up | Flexibility | Violation | 1 | 2025-08-11 09:15 | 43.9892 | - | 8 | 9 | 0.25
4hr Flow | System | Constraint | Flex Up | Flexibility | Violation | 1 | 2025-08-11 09:30 | 53.1287 | - | 8 | 9 | 0.25
4hr Flow | System | Constraint | Flex Up | Flexibility | Violation | 1 | 2025-08-11 09:45 | 65.2683 | - | 8 | 9 | 0.25
4hr Flow | System | Constraint | Flex Up | Flexibility | Violation | 1 | 2025-08-12 20:00 | 2.5576 | - | 8 | 20 | 0.25
4hr Flow | System | Constraint | Flex Up | Flexibility | Violation | 1 | 2025-08-14 05:00 | 1.8036 | - | 8 | 5 | 0.25
4hr Flow | System | Constraint | Flex Up | Flexibility | Violation | 1 | 2025-08-14 05:15 | 33.7162 | - | 8 | 5 | 0.25
4hr Flow | System | Constraint | Flex Up | Flexibility | Violation | 1 | 2025-08-14 05:30 | 50.1287 | - | 8 | 5 | 0.25
4hr Flow | System | Constraint | Flex Up | Flexibility | Violation | 1 | 2025-08-14 06:45 | 24.9704 | - | 8 | 6 | 0.25
4hr Flow | System | Constraint | Flex Up | Flexibility | Violation | 1 | 2025-08-14 18:00 | 10.46 | - | 8 | 18 | 0.25
4hr Flow | System | Constraint | Flex Up | Flexibility | Violation | 1 | 2025-08-16 07:15 | 24.4509 | - | 8 | 7 | 0.25
4hr Flow | System | Constraint | Flex Up | Flexibility | Violation | 1 | 2025-08-16 16:15 | 35.2348 | - | 8 | 16 | 0.25
4hr Flow | System | Constraint | Flex Up | Flexibility | Violation | 1 | 2025-08-16 19:45 | 2.8667 | - | 8 | 19 | 0.25
4hr Flow | System | Constraint | Flex Up | Flexibility | Violation | 1 | 2025-08-16 20:15 | 13.9095 | - | 8 | 20 | 0.25
4hr Flow | System | Constraint | Flex Up | Flexibility | Violation | 1 | 2025-08-16 20:30 | 29.6353 | - | 8 | 20 | 0.25
4hr Flow | System | Constraint | Flex Up | Flexibility | Violation | 1 | 2025-08-17 16:00 | 13.2117 | - | 8 | 16 | 0.25
4hr Flow | System | Constraint | Flex Up | Flexibility | Violation | 1 | 2025-08-17 16:15 | 18.5189 | - | 8 | 16 | 0.25
4hr Flow | System | Constraint | Flex Up | Flexibility | Violation | 1 | 2025-08-17 16:30 | 26.8262 | - | 8 | 16 | 0.25
4hr Flow | System | Constraint | Flex Up | Flexibility | Violation | 1 | 2025-08-17 16:45 | 24.1334 | - | 8 | 16 | 0.25
4hr Flow | System | Constraint | Flex Up | Flexibility | Violation | 1 | 2025-08-18 06:15 | 11.3095 | - | 8 | 6 | 0.25
4hr Flow | System | Constraint | Flex Up | Flexibility | Violation | 1 | 2025-08-18 16:45 | 14.141 | - | 8 | 16 | 0.25
4hr Flow | System | Constraint | Flex Up | Flexibility | Violation | 1 | 2025-08-18 17:00 | 7.1175 | - | 8 | 17 | 0.25
4hr Flow | System | Constraint | Flex Up | Flexibility | Violation | 1 | 2025-08-18 19:00 | 6.3597 | - | 8 | 19 | 0.25
4hr Flow | System | Constraint | Flex Up | Flexibility | Violation | 1 | 2025-08-18 19:30 | 2.6563 | - | 8 | 19 | 0.25
4hr Flow | System | Constraint | Flex Up | Flexibility | Violation | 1 | 2025-08-19 07:45 | 0.18227 | - | 8 | 7 | 0.25
4hr Flow | System | Constraint | Flex Up | Flexibility | Violation | 1 | 2025-08-19 09:00 | 18.179 | - | 8 | 9 | 0.25
4hr Flow | System | Constraint | Flex Up | Flexibility | Violation | 1 | 2025-08-19 09:30 | 20.1718 | - | 8 | 9 | 0.25
4hr Flow | System | Constraint | Flex Up | Flexibility | Violation | 1 | 2025-08-19 09:45 | 78.6682 | - | 8 | 9 | 0.25
4hr Flow | System | Constraint | Flex Up | Flexibility | Violation | 1 | 2025-08-19 18:00 | 26.9617 | - | 8 | 18 | 0.25
4hr Flow | System | Constraint | Flex Up | Flexibility | Violation | 1 | 2025-08-21 19:00 | 94.4109 | - | 8 | 19 | 0.25
4hr Flow | System | Constraint | Flex Up | Flexibility | Violation | 1 | 2025-08-21 19:15 | 22.4345 | - | 8 | 19 | 0.25
4hr Flow | System | Constraint | Flex Up | Flexibility | Violation | 1 | 2025-08-22 06:45 | 41.4787 | - | 8 | 6 | 0.25
4hr Flow | System | Constraint | Flex Up | Flexibility | Violation | 1 | 2025-08-22 09:45 | 23.5219 | - | 8 | 9 | 0.25
4hr Flow | System | Constraint | Flex Up | Flexibility | Violation | 1 | 2025-08-22 17:00 | 2.575 | - | 8 | 17 | 0.25
4hr Flow | System | Constraint | Flex Up | Flexibility | Violation | 1 | 2025-08-22 19:30 | 23.9514 | - | 8 | 19 | 0.25
4hr Flow | System | Constraint | Flex Up | Flexibility | Violation | 1 | 2025-08-22 19:45 | 24.9109 | - | 8 | 19 | 0.25
4hr Flow | System | Constraint | Flex Up | Flexibility | Violation | 1 | 2025-08-24 15:15 | 7.992 | - | 8 | 15 | 0.25
4hr Flow | System | Constraint | Flex Up | Flexibility | Violation | 1 | 2025-08-26 06:45 | 26.0514 | - | 8 | 6 | 0.25
4hr Flow | System | Constraint | Flex Up | Flexibility | Violation | 1 | 2025-08-26 16:30 | 18.9554 | - | 8 | 16 | 0.25
4hr Flow | System | Constraint | Flex Up | Flexibility | Violation | 1 | 2025-08-26 16:45 | 59.7618 | - | 8 | 16 | 0.25
4hr Flow | System | Constraint | Flex Up | Flexibility | Violation | 1 | 2025-08-26 17:00 | 23.2535 | - | 8 | 17 | 0.25
4hr Flow | System | Constraint | Flex Up | Flexibility | Violation | 1 | 2025-08-27 06:30 | 5.2451 | - | 8 | 6 | 0.25
4hr Flow | System | Constraint | Flex Up | Flexibility | Violation | 1 | 2025-08-27 06:45 | 80.5361 | - | 8 | 6 | 0.25
4hr Flow | System | Constraint | Flex Up | Flexibility | Violation | 1 | 2025-08-27 07:15 | 0.56929 | - | 8 | 7 | 0.25
4hr Flow | System | Constraint | Flex Up | Flexibility | Violation | 1 | 2025-08-27 08:30 | 35.448 | - | 8 | 8 | 0.25
4hr Flow | System | Constraint | Flex Up | Flexibility | Violation | 1 | 2025-08-27 08:45 | 78.55 | - | 8 | 8 | 0.25
4hr Flow | System | Constraint | Flex Up | Flexibility | Violation | 1 | 2025-08-28 05:45 | 0.8123 | - | 8 | 5 | 0.25
4hr Flow | System | Constraint | Flex Up | Flexibility | Violation | 1 | 2025-08-28 20:00 | 10.0576 | - | 8 | 20 | 0.25
4hr Flow | System | Constraint | Flex Up | Flexibility | Violation | 1 | 2025-08-29 06:45 | 23.6643 | - | 8 | 6 | 0.25
4hr Flow | System | Constraint | Flex Up | Flexibility | Violation | 1 | 2025-08-30 06:30 | 18.1257 | - | 8 | 6 | 0.25
4hr Flow | System | Constraint | Flex Up | Flexibility | Violation | 1 | 2025-08-30 06:45 | 13.6906 | - | 8 | 6 | 0.25
4hr Flow | System | Constraint | Flex Up | Flexibility | Violation | 1 | 2025-08-30 16:45 | 14.0567 | - | 8 | 16 | 0.25
4hr Flow | System | Constraint | Flex Up | Flexibility | Violation | 1 | 2025-08-30 19:15 | 5.5912 | - | 8 | 19 | 0.25
4hr Flow | System | Constraint | Flex Up | Flexibility | Violation | 1 | 2025-08-31 16:15 | 0.164 | - | 8 | 16 | 0.25
4hr Flow | System | Constraint | Flex Up | Flexibility | Violation | 1 | 2025-08-31 16:30 | 3.9351 | - | 8 | 16 | 0.25
4hr Flow | System | Constraint | Flex Up | Flexibility | Violation | 1 | 2025-08-31 19:15 | 3.316 | - | 8 | 19 | 0.25
4hr Flow | System | Constraint | Flex Up | Flexibility | Violation | 1 | 2025-09-01 06:45 | 7.0065 | - | 9 | 6 | 0.25
4hr Flow | System | Constraint | Flex Up | Flexibility | Violation | 1 | 2025-09-01 07:45 | 22.0248 | - | 9 | 7 | 0.25
4hr Flow | System | Constraint | Flex Up | Flexibility | Violation | 1 | 2025-09-02 05:00 | 6.3801 | - | 9 | 5 | 0.25
4hr Flow | System | Constraint | Flex Up | Flexibility | Violation | 1 | 2025-09-02 05:15 | 6.3801 | - | 9 | 5 | 0.25
4hr Flow | System | Constraint | Flex Up | Flexibility | Violation | 1 | 2025-09-02 05:30 | 6.3801 | - | 9 | 5 | 0.25
4hr Flow | System | Constraint | Flex Up | Flexibility | Violation | 1 | 2025-09-02 05:45 | 6.3801 | - | 9 | 5 | 0.25
4hr Flow | System | Constraint | Flex Up | Flexibility | Violation | 1 | 2025-09-02 16:00 | 39.1979 | - | 9 | 16 | 0.25
4hr Flow | System | Constraint | Flex Up | Flexibility | Violation | 1 | 2025-09-02 16:15 | 33.6912 | - | 9 | 16 | 0.25
4hr Flow | System | Constraint | Flex Up | Flexibility | Violation | 1 | 2025-09-04 06:15 | 25.3463 | - | 9 | 6 | 0.25
4hr Flow | System | Constraint | Flex Up | Flexibility | Violation | 1 | 2025-09-04 06:30 | 74.246 | - | 9 | 6 | 0.25
4hr Flow | System | Constraint | Flex Up | Flexibility | Violation | 1 | 2025-09-04 06:45 | 113.1457 | - | 9 | 6 | 0.25
4hr Flow | System | Constraint | Flex Up | Flexibility | Violation | 1 | 2025-09-04 07:15 | 3.9785 | - | 9 | 7 | 0.25
4hr Flow | System | Constraint | Flex Up | Flexibility | Violation | 1 | 2025-09-04 07:30 | 4.505 | - | 9 | 7 | 0.25
4hr Flow | System | Constraint | Flex Up | Flexibility | Violation | 1 | 2025-09-04 07:45 | 1.0314 | - | 9 | 7 | 0.25
4hr Flow | System | Constraint | Flex Up | Flexibility | Violation | 1 | 2025-09-04 08:00 | 30.9121 | - | 9 | 8 | 0.25
4hr Flow | System | Constraint | Flex Up | Flexibility | Violation | 1 | 2025-09-04 08:15 | 15.9929 | - | 9 | 8 | 0.25
4hr Flow | System | Constraint | Flex Up | Flexibility | Violation | 1 | 2025-09-04 08:30 | 11.0736 | - | 9 | 8 | 0.25
4hr Flow | System | Constraint | Flex Up | Flexibility | Violation | 1 | 2025-09-04 16:00 | 60.2132 | - | 9 | 16 | 0.25
4hr Flow | System | Constraint | Flex Up | Flexibility | Violation | 1 | 2025-09-04 16:15 | 27.3815 | - | 9 | 16 | 0.25
4hr Flow | System | Constraint | Flex Up | Flexibility | Violation | 1 | 2025-09-06 06:15 | 0.93014 | - | 9 | 6 | 0.25
4hr Flow | System | Constraint | Flex Up | Flexibility | Violation | 1 | 2025-09-06 06:30 | 56.0267 | - | 9 | 6 | 0.25
4hr Flow | System | Constraint | Flex Up | Flexibility | Violation | 1 | 2025-09-06 06:45 | 97.1233 | - | 9 | 6 | 0.25
4hr Flow | System | Constraint | Flex Up | Flexibility | Violation | 1 | 2025-09-07 05:30 | 13.0446 | - | 9 | 5 | 0.25
4hr Flow | System | Constraint | Flex Up | Flexibility | Violation | 1 | 2025-09-07 05:45 | 24.4538 | - | 9 | 5 | 0.25
4hr Flow | System | Constraint | Flex Up | Flexibility | Violation | 1 | 2025-09-07 06:00 | 39.3393 | - | 9 | 6 | 0.25
4hr Flow | System | Constraint | Flex Up | Flexibility | Violation | 1 | 2025-09-07 06:15 | 46.8091 | - | 9 | 6 | 0.25
4hr Flow | System | Constraint | Flex Up | Flexibility | Violation | 1 | 2025-09-07 06:45 | 23.7487 | - | 9 | 6 | 0.25
4hr Flow | System | Constraint | Flex Up | Flexibility | Violation | 1 | 2025-09-07 18:45 | 52.8994 | - | 9 | 18 | 0.25
4hr Flow | System | Constraint | Flex Up | Flexibility | Violation | 1 | 2025-09-07 23:00 | 5.6133 | - | 9 | 23 | 0.25
4hr Flow | System | Constraint | Flex Up | Flexibility | Violation | 1 | 2025-09-08 17:00 | 80.2437 | - | 9 | 17 | 0.25
4hr Flow | System | Constraint | Flex Up | Flexibility | Violation | 1 | 2025-09-08 17:15 | 29.8767 | - | 9 | 17 | 0.25
4hr Flow | System | Constraint | Flex Up | Flexibility | Violation | 1 | 2025-09-10 16:30 | 13.8831 | - | 9 | 16 | 0.25
4hr Flow | System | Constraint | Flex Up | Flexibility | Violation | 1 | 2025-09-10 16:45 | 15.2935 | - | 9 | 16 | 0.25
4hr Flow | System | Constraint | Flex Up | Flexibility | Violation | 1 | 2025-09-10 18:45 | 11.4048 | - | 9 | 18 | 0.25
4hr Flow | System | Constraint | Flex Up | Flexibility | Violation | 1 | 2025-09-11 08:00 | 17.9927 | - | 9 | 8 | 0.25
4hr Flow | System | Constraint | Flex Up | Flexibility | Violation | 1 | 2025-09-11 08:15 | 20.366 | - | 9 | 8 | 0.25
4hr Flow | System | Constraint | Flex Up | Flexibility | Violation | 1 | 2025-09-11 08:30 | 35.7393 | - | 9 | 8 | 0.25
4hr Flow | System | Constraint | Flex Up | Flexibility | Violation | 1 | 2025-09-11 08:45 | 47.1126 | - | 9 | 8 | 0.25
4hr Flow | System | Constraint | Flex Up | Flexibility | Violation | 1 | 2025-09-11 18:00 | 8.2374 | - | 9 | 18 | 0.25
4hr Flow | System | Constraint | Flex Up | Flexibility | Violation | 1 | 2025-09-11 18:15 | 12.4684 | - | 9 | 18 | 0.25
4hr Flow | System | Constraint | Flex Up | Flexibility | Violation | 1 | 2025-09-11 18:30 | 23.6995 | - | 9 | 18 | 0.25
4hr Flow | System | Constraint | Flex Up | Flexibility | Violation | 1 | 2025-09-11 18:45 | 22.9306 | - | 9 | 18 | 0.25
4hr Flow | System | Constraint | Flex Up | Flexibility | Violation | 1 | 2025-09-12 05:45 | 25.0241 | - | 9 | 5 | 0.25
4hr Flow | System | Constraint | Flex Up | Flexibility | Violation | 1 | 2025-09-12 18:45 | 12.9359 | - | 9 | 18 | 0.25
4hr Flow | System | Constraint | Flex Up | Flexibility | Violation | 1 | 2025-09-13 06:30 | 21.3437 | - | 9 | 6 | 0.25
4hr Flow | System | Constraint | Flex Up | Flexibility | Violation | 1 | 2025-09-13 06:45 | 72.1316 | - | 9 | 6 | 0.25
4hr Flow | System | Constraint | Flex Up | Flexibility | Violation | 1 | 2025-09-13 17:00 | 11.368 | - | 9 | 17 | 0.25
4hr Flow | System | Constraint | Flex Up | Flexibility | Violation | 1 | 2025-09-13 17:45 | 22.5176 | - | 9 | 17 | 0.25
4hr Flow | System | Constraint | Flex Up | Flexibility | Violation | 1 | 2025-09-13 18:45 | 38.4806 | - | 9 | 18 | 0.25
4hr Flow | System | Constraint | Flex Up | Flexibility | Violation | 1 | 2025-09-15 05:45 | 72.0879 | - | 9 | 5 | 0.25
4hr Flow | System | Constraint | Flex Up | Flexibility | Violation | 1 | 2025-09-16 06:45 | 23.2968 | - | 9 | 6 | 0.25
4hr Flow | System | Constraint | Flex Up | Flexibility | Violation | 1 | 2025-09-16 16:30 | 5.3089 | - | 9 | 16 | 0.25
4hr Flow | System | Constraint | Flex Up | Flexibility | Violation | 1 | 2025-09-16 16:45 | 36.3328 | - | 9 | 16 | 0.25
4hr Flow | System | Constraint | Flex Up | Flexibility | Violation | 1 | 2025-09-16 17:45 | 16.3295 | - | 9 | 17 | 0.25
4hr Flow | System | Constraint | Flex Up | Flexibility | Violation | 1 | 2025-09-18 06:15 | 28.4347 | - | 9 | 6 | 0.25
4hr Flow | System | Constraint | Flex Up | Flexibility | Violation | 1 | 2025-09-18 06:30 | 37.6544 | - | 9 | 6 | 0.25
4hr Flow | System | Constraint | Flex Up | Flexibility | Violation | 1 | 2025-09-18 06:45 | 43.8742 | - | 9 | 6 | 0.25
4hr Flow | System | Constraint | Flex Up | Flexibility | Violation | 1 | 2025-09-18 16:00 | 0.84537 | - | 9 | 16 | 0.25
4hr Flow | System | Constraint | Flex Up | Flexibility | Violation | 1 | 2025-09-18 16:30 | 2.8422 | - | 9 | 16 | 0.25
4hr Flow | System | Constraint | Flex Up | Flexibility | Violation | 1 | 2025-09-18 16:45 | 3.8406 | - | 9 | 16 | 0.25
4hr Flow | System | Constraint | Flex Up | Flexibility | Violation | 1 | 2025-09-18 17:45 | 6.3829 | - | 9 | 17 | 0.25
4hr Flow | System | Constraint | Flex Up | Flexibility | Violation | 1 | 2025-09-18 18:30 | 41.8221 | - | 9 | 18 | 0.25
4hr Flow | System | Constraint | Flex Up | Flexibility | Violation | 1 | 2025-09-18 18:45 | 80.5882 | - | 9 | 18 | 0.25
4hr Flow | System | Constraint | Flex Up | Flexibility | Violation | 1 | 2025-09-19 05:45 | 64.947 | - | 9 | 5 | 0.25
4hr Flow | System | Constraint | Flex Up | Flexibility | Violation | 1 | 2025-09-21 16:00 | 52.8646 | - | 9 | 16 | 0.25
4hr Flow | System | Constraint | Flex Up | Flexibility | Violation | 1 | 2025-09-21 16:15 | 17.7148 | - | 9 | 16 | 0.25
4hr Flow | System | Constraint | Flex Up | Flexibility | Violation | 1 | 2025-09-21 18:00 | 39.9721 | - | 9 | 18 | 0.25
4hr Flow | System | Constraint | Flex Up | Flexibility | Violation | 1 | 2025-09-21 18:15 | 2.9266 | - | 9 | 18 | 0.25
4hr Flow | System | Constraint | Flex Up | Flexibility | Violation | 1 | 2025-09-22 18:00 | 20.595 | - | 9 | 18 | 0.25
4hr Flow | System | Constraint | Flex Up | Flexibility | Violation | 1 | 2025-09-22 18:15 | 7.8751 | - | 9 | 18 | 0.25
4hr Flow | System | Constraint | Flex Up | Flexibility | Violation | 1 | 2025-09-23 18:45 | 10.2295 | - | 9 | 18 | 0.25
4hr Flow | System | Constraint | Flex Up | Flexibility | Violation | 1 | 2025-09-24 06:00 | 39.2783 | - | 9 | 6 | 0.25
4hr Flow | System | Constraint | Flex Up | Flexibility | Violation | 1 | 2025-09-24 06:15 | 43.2898 | - | 9 | 6 | 0.25
4hr Flow | System | Constraint | Flex Up | Flexibility | Violation | 1 | 2025-09-24 18:00 | 142.6698 | - | 9 | 18 | 0.25
4hr Flow | System | Constraint | Flex Up | Flexibility | Violation | 1 | 2025-09-24 18:15 | 94.7063 | - | 9 | 18 | 0.25
4hr Flow | System | Constraint | Flex Up | Flexibility | Violation | 1 | 2025-09-24 18:30 | 40.7427 | - | 9 | 18 | 0.25
4hr Flow | System | Constraint | Flex Up | Flexibility | Violation | 1 | 2025-09-25 06:15 | 30.0922 | - | 9 | 6 | 0.25
4hr Flow | System | Constraint | Flex Up | Flexibility | Violation | 1 | 2025-09-25 06:45 | 14.458 | - | 9 | 6 | 0.25
4hr Flow | System | Constraint | Flex Up | Flexibility | Violation | 1 | 2025-09-25 17:00 | 18.1867 | - | 9 | 17 | 0.25
4hr Flow | System | Constraint | Flex Up | Flexibility | Violation | 1 | 2025-09-26 05:45 | 44.0453 | - | 9 | 5 | 0.25
4hr Flow | System | Constraint | Flex Up | Flexibility | Violation | 1 | 2025-09-26 06:45 | 26.8605 | - | 9 | 6 | 0.25
4hr Flow | System | Constraint | Flex Up | Flexibility | Violation | 1 | 2025-09-27 06:15 | 15.7989 | - | 9 | 6 | 0.25
4hr Flow | System | Constraint | Flex Up | Flexibility | Violation | 1 | 2025-09-27 06:45 | 21.8538 | - | 9 | 6 | 0.25
4hr Flow | System | Constraint | Flex Up | Flexibility | Violation | 1 | 2025-09-28 06:45 | 2.777 | - | 9 | 6 | 0.25
4hr Flow | System | Constraint | Flex Up | Flexibility | Violation | 1 | 2025-09-28 07:45 | 1.9552 | - | 9 | 7 | 0.25
4hr Flow | System | Constraint | Flex Up | Flexibility | Violation | 1 | 2025-09-28 18:15 | 8.8762 | - | 9 | 18 | 0.25
4hr Flow | System | Constraint | Flex Up | Flexibility | Violation | 1 | 2025-09-28 18:30 | 6.7884 | - | 9 | 18 | 0.25
4hr Flow | System | Constraint | Flex Up | Flexibility | Violation | 1 | 2025-09-29 05:30 | 39.2636 | - | 9 | 5 | 0.25
4hr Flow | System | Constraint | Flex Up | Flexibility | Violation | 1 | 2025-09-29 05:45 | 107.3685 | - | 9 | 5 | 0.25
4hr Flow | System | Constraint | Flex Up | Flexibility | Violation | 1 | 2025-09-30 05:30 | 11.2058 | - | 9 | 5 | 0.25
4hr Flow | System | Constraint | Flex Up | Flexibility | Violation | 1 | 2025-09-30 05:45 | 107.0089 | - | 9 | 5 | 0.25
4hr Flow | System | Constraint | Flex Up | Flexibility | Violation | 1 | 2025-09-30 18:00 | 5.7167 | - | 9 | 18 | 0.25
4hr Flow | System | Constraint | Flex Up | Flexibility | Violation | 1 | 2025-09-30 18:15 | 41.0517 | - | 9 | 18 | 0.25
4hr Flow | System | Constraint | Flex Up | Flexibility | Violation | 1 | 2025-09-30 18:30 | 36.3868 | - | 9 | 18 | 0.25
4hr Flow | System | Constraint | Flex Up | Flexibility | Violation | 1 | 2025-09-30 18:45 | 13.7219 | - | 9 | 18 | 0.25
4hr Flow | System | Constraint | Flex Up | Flexibility | Violation | 1 | 2025-10-01 05:30 | 28.3629 | - | 10 | 5 | 0.25
4hr Flow | System | Constraint | Flex Up | Flexibility | Violation | 1 | 2025-10-01 05:45 | 109.3164 | - | 10 | 5 | 0.25
4hr Flow | System | Constraint | Flex Up | Flexibility | Violation | 1 | 2025-10-01 17:00 | 5.9082 | - | 10 | 17 | 0.25
4hr Flow | System | Constraint | Flex Up | Flexibility | Violation | 1 | 2025-10-01 17:15 | 6.2984 | - | 10 | 17 | 0.25
4hr Flow | System | Constraint | Flex Up | Flexibility | Violation | 1 | 2025-10-01 17:30 | 17.6886 | - | 10 | 17 | 0.25
4hr Flow | System | Constraint | Flex Up | Flexibility | Violation | 1 | 2025-10-01 17:45 | 22.0788 | - | 10 | 17 | 0.25
4hr Flow | System | Constraint | Flex Up | Flexibility | Violation | 1 | 2025-10-02 05:45 | 61.0246 | - | 10 | 5 | 0.25
4hr Flow | System | Constraint | Flex Up | Flexibility | Violation | 1 | 2025-10-03 05:15 | 26.327 | - | 10 | 5 | 0.25
4hr Flow | System | Constraint | Flex Up | Flexibility | Violation | 1 | 2025-10-03 05:30 | 33.4115 | - | 10 | 5 | 0.25
4hr Flow | System | Constraint | Flex Up | Flexibility | Violation | 1 | 2025-10-03 05:45 | 41.4959 | - | 10 | 5 | 0.25
4hr Flow | System | Constraint | Flex Up | Flexibility | Violation | 1 | 2025-10-03 16:00 | 41.0691 | - | 10 | 16 | 0.25
4hr Flow | System | Constraint | Flex Up | Flexibility | Violation | 1 | 2025-10-03 16:15 | 44.2361 | - | 10 | 16 | 0.25
4hr Flow | System | Constraint | Flex Up | Flexibility | Violation | 1 | 2025-10-03 16:30 | 42.903 | - | 10 | 16 | 0.25
4hr Flow | System | Constraint | Flex Up | Flexibility | Violation | 1 | 2025-10-03 16:45 | 22.5699 | - | 10 | 16 | 0.25
4hr Flow | System | Constraint | Flex Up | Flexibility | Violation | 1 | 2025-10-03 21:00 | 48.3652 | - | 10 | 21 | 0.25
4hr Flow | System | Constraint | Flex Up | Flexibility | Violation | 1 | 2025-10-04 06:45 | 22.1276 | - | 10 | 6 | 0.25
4hr Flow | System | Constraint | Flex Up | Flexibility | Violation | 1 | 2025-10-04 17:00 | 37.9858 | - | 10 | 17 | 0.25
4hr Flow | System | Constraint | Flex Up | Flexibility | Violation | 1 | 2025-10-04 17:15 | 5.5072 | - | 10 | 17 | 0.25
4hr Flow | System | Constraint | Flex Up | Flexibility | Violation | 1 | 2025-10-05 06:45 | 21.1153 | - | 10 | 6 | 0.25
4hr Flow | System | Constraint | Flex Up | Flexibility | Violation | 1 | 2025-10-05 07:00 | 27.1869 | - | 10 | 7 | 0.25
4hr Flow | System | Constraint | Flex Up | Flexibility | Violation | 1 | 2025-10-05 07:15 | 25.2185 | - | 10 | 7 | 0.25
4hr Flow | System | Constraint | Flex Up | Flexibility | Violation | 1 | 2025-10-05 07:30 | 9.2501 | - | 10 | 7 | 0.25
4hr Flow | System | Constraint | Flex Up | Flexibility | Violation | 1 | 2025-10-05 19:15 | 1.1105 | - | 10 | 19 | 0.25
4hr Flow | System | Constraint | Flex Up | Flexibility | Violation | 1 | 2025-10-06 17:45 | 27.9192 | - | 10 | 17 | 0.25
4hr Flow | System | Constraint | Flex Up | Flexibility | Violation | 1 | 2025-10-06 18:00 | 15.7249 | - | 10 | 18 | 0.25
4hr Flow | System | Constraint | Flex Up | Flexibility | Violation | 1 | 2025-10-07 05:30 | 18.9051 | - | 10 | 5 | 0.25
4hr Flow | System | Constraint | Flex Up | Flexibility | Violation | 1 | 2025-10-07 05:45 | 50.909 | - | 10 | 5 | 0.25
4hr Flow | System | Constraint | Flex Up | Flexibility | Violation | 1 | 2025-10-07 17:30 | 58.5879 | - | 10 | 17 | 0.25
4hr Flow | System | Constraint | Flex Up | Flexibility | Violation | 1 | 2025-10-07 19:00 | 91.6556 | - | 10 | 19 | 0.25
4hr Flow | System | Constraint | Flex Up | Flexibility | Violation | 1 | 2025-10-08 04:15 | 9.7574 | - | 10 | 4 | 0.25
4hr Flow | System | Constraint | Flex Up | Flexibility | Violation | 1 | 2025-10-08 04:30 | 26.9346 | - | 10 | 4 | 0.25
4hr Flow | System | Constraint | Flex Up | Flexibility | Violation | 1 | 2025-10-08 04:45 | 63.1119 | - | 10 | 4 | 0.25
4hr Flow | System | Constraint | Flex Up | Flexibility | Violation | 1 | 2025-10-08 17:45 | 0.75696 | - | 10 | 17 | 0.25
4hr Flow | System | Constraint | Flex Up | Flexibility | Violation | 1 | 2025-10-09 10:00 | 18.5514 | - | 10 | 10 | 0.25
4hr Flow | System | Constraint | Flex Up | Flexibility | Violation | 1 | 2025-10-10 05:30 | 39.7542 | - | 10 | 5 | 0.25
4hr Flow | System | Constraint | Flex Up | Flexibility | Violation | 1 | 2025-10-10 05:45 | 19.1579 | - | 10 | 5 | 0.25
4hr Flow | System | Constraint | Flex Up | Flexibility | Violation | 1 | 2025-10-10 06:30 | 1.4182 | - | 10 | 6 | 0.25
4hr Flow | System | Constraint | Flex Up | Flexibility | Violation | 1 | 2025-10-10 06:45 | 3.4564 | - | 10 | 6 | 0.25
4hr Flow | System | Constraint | Flex Up | Flexibility | Violation | 1 | 2025-10-10 17:45 | 34.5445 | - | 10 | 17 | 0.25
4hr Flow | System | Constraint | Flex Up | Flexibility | Violation | 1 | 2025-10-10 18:00 | 15.4601 | - | 10 | 18 | 0.25
4hr Flow | System | Constraint | Flex Up | Flexibility | Violation | 1 | 2025-10-10 18:15 | 28.418 | - | 10 | 18 | 0.25
4hr Flow | System | Constraint | Flex Up | Flexibility | Violation | 1 | 2025-10-10 18:30 | 25.3758 | - | 10 | 18 | 0.25
4hr Flow | System | Constraint | Flex Up | Flexibility | Violation | 1 | 2025-10-10 18:45 | 18.3337 | - | 10 | 18 | 0.25
4hr Flow | System | Constraint | Flex Up | Flexibility | Violation | 1 | 2025-10-11 05:30 | 72.7761 | - | 10 | 5 | 0.25
4hr Flow | System | Constraint | Flex Up | Flexibility | Violation | 1 | 2025-10-11 05:45 | 158.1175 | - | 10 | 5 | 0.25
4hr Flow | System | Constraint | Flex Up | Flexibility | Violation | 1 | 2025-10-11 06:00 | 71.9425 | - | 10 | 6 | 0.25
4hr Flow | System | Constraint | Flex Up | Flexibility | Violation | 1 | 2025-10-11 06:15 | 111.122 | - | 10 | 6 | 0.25
4hr Flow | System | Constraint | Flex Up | Flexibility | Violation | 1 | 2025-10-11 06:30 | 122.3015 | - | 10 | 6 | 0.25
4hr Flow | System | Constraint | Flex Up | Flexibility | Violation | 1 | 2025-10-11 06:45 | 81.981 | - | 10 | 6 | 0.25
4hr Flow | System | Constraint | Flex Up | Flexibility | Violation | 1 | 2025-10-11 07:00 | 62.9953 | - | 10 | 7 | 0.25
4hr Flow | System | Constraint | Flex Up | Flexibility | Violation | 1 | 2025-10-11 07:15 | 58.2196 | - | 10 | 7 | 0.25
4hr Flow | System | Constraint | Flex Up | Flexibility | Violation | 1 | 2025-10-11 07:30 | 46.4439 | - | 10 | 7 | 0.25
4hr Flow | System | Constraint | Flex Up | Flexibility | Violation | 1 | 2025-10-11 07:45 | 35.6683 | - | 10 | 7 | 0.25
4hr Flow | System | Constraint | Flex Up | Flexibility | Violation | 1 | 2025-10-11 08:00 | 103.2251 | - | 10 | 8 | 0.25
4hr Flow | System | Constraint | Flex Up | Flexibility | Violation | 1 | 2025-10-11 08:15 | 54.5119 | - | 10 | 8 | 0.25
4hr Flow | System | Constraint | Flex Up | Flexibility | Violation | 1 | 2025-10-11 18:00 | 20.0948 | - | 10 | 18 | 0.25
4hr Flow | System | Constraint | Flex Up | Flexibility | Violation | 1 | 2025-10-11 18:30 | 20.0948 | - | 10 | 18 | 0.25
4hr Flow | System | Constraint | Flex Up | Flexibility | Violation | 1 | 2025-10-12 17:30 | 28.8317 | - | 10 | 17 | 0.25
4hr Flow | System | Constraint | Flex Up | Flexibility | Violation | 1 | 2025-10-12 17:45 | 88.2965 | - | 10 | 17 | 0.25
4hr Flow | System | Constraint | Flex Up | Flexibility | Violation | 1 | 2025-10-13 17:30 | 26.4228 | - | 10 | 17 | 0.25
4hr Flow | System | Constraint | Flex Up | Flexibility | Violation | 1 | 2025-10-13 17:45 | 71.8697 | - | 10 | 17 | 0.25
4hr Flow | System | Constraint | Flex Up | Flexibility | Violation | 1 | 2025-10-14 05:45 | 63.8054 | - | 10 | 5 | 0.25
4hr Flow | System | Constraint | Flex Up | Flexibility | Violation | 1 | 2025-10-16 06:15 | 7.2739 | - | 10 | 6 | 0.25
4hr Flow | System | Constraint | Flex Up | Flexibility | Violation | 1 | 2025-10-17 06:30 | 0.16401 | - | 10 | 6 | 0.25
4hr Flow | System | Constraint | Flex Up | Flexibility | Violation | 1 | 2025-10-17 06:45 | 9.1207 | - | 10 | 6 | 0.25
4hr Flow | System | Constraint | Flex Up | Flexibility | Violation | 1 | 2025-10-18 05:45 | 16.2479 | - | 10 | 5 | 0.25
4hr Flow | System | Constraint | Flex Up | Flexibility | Violation | 1 | 2025-10-18 06:30 | 1.7084 | - | 10 | 6 | 0.25
4hr Flow | System | Constraint | Flex Up | Flexibility | Violation | 1 | 2025-10-18 06:45 | 55.8135 | - | 10 | 6 | 0.25
4hr Flow | System | Constraint | Flex Up | Flexibility | Violation | 1 | 2025-10-18 07:45 | 0.28666 | - | 10 | 7 | 0.25
4hr Flow | System | Constraint | Flex Up | Flexibility | Violation | 1 | 2025-10-18 17:00 | 31.0915 | - | 10 | 17 | 0.25
4hr Flow | System | Constraint | Flex Up | Flexibility | Violation | 1 | 2025-10-19 06:45 | 33.2186 | - | 10 | 6 | 0.25
4hr Flow | System | Constraint | Flex Up | Flexibility | Violation | 1 | 2025-10-19 16:45 | 4.6608 | - | 10 | 16 | 0.25
4hr Flow | System | Constraint | Flex Up | Flexibility | Violation | 1 | 2025-10-20 05:45 | 99.1703 | - | 10 | 5 | 0.25
4hr Flow | System | Constraint | Flex Up | Flexibility | Violation | 1 | 2025-10-20 06:15 | 11.4007 | - | 10 | 6 | 0.25
4hr Flow | System | Constraint | Flex Up | Flexibility | Violation | 1 | 2025-10-20 17:45 | 40.1908 | - | 10 | 17 | 0.25
4hr Flow | System | Constraint | Flex Up | Flexibility | Violation | 1 | 2025-10-21 05:30 | 18.3076 | - | 10 | 5 | 0.25
4hr Flow | System | Constraint | Flex Up | Flexibility | Violation | 1 | 2025-10-21 05:45 | 138.0236 | - | 10 | 5 | 0.25
4hr Flow | System | Constraint | Flex Up | Flexibility | Violation | 1 | 2025-10-22 09:45 | 26.3332 | - | 10 | 9 | 0.25
4hr Flow | System | Constraint | Flex Up | Flexibility | Violation | 1 | 2025-10-22 17:45 | 68.1046 | - | 10 | 17 | 0.25
4hr Flow | System | Constraint | Flex Up | Flexibility | Violation | 1 | 2025-10-22 18:00 | 7.7824 | - | 10 | 18 | 0.25
4hr Flow | System | Constraint | Flex Up | Flexibility | Violation | 1 | 2025-10-22 18:30 | 28.2078 | - | 10 | 18 | 0.25
4hr Flow | System | Constraint | Flex Up | Flexibility | Violation | 1 | 2025-10-24 06:00 | 48.825 | - | 10 | 6 | 0.25
4hr Flow | System | Constraint | Flex Up | Flexibility | Violation | 1 | 2025-10-24 06:15 | 46.0947 | - | 10 | 6 | 0.25
4hr Flow | System | Constraint | Flex Up | Flexibility | Violation | 1 | 2025-10-24 06:30 | 81.8644 | - | 10 | 6 | 0.25
4hr Flow | System | Constraint | Flex Up | Flexibility | Violation | 1 | 2025-10-24 06:45 | 106.6341 | - | 10 | 6 | 0.25
4hr Flow | System | Constraint | Flex Up | Flexibility | Violation | 1 | 2025-10-24 16:00 | 53.9473 | - | 10 | 16 | 0.25
4hr Flow | System | Constraint | Flex Up | Flexibility | Violation | 1 | 2025-10-24 16:15 | 32.7276 | - | 10 | 16 | 0.25
4hr Flow | System | Constraint | Flex Up | Flexibility | Violation | 1 | 2025-10-24 16:30 | 8.5079 | - | 10 | 16 | 0.25
4hr Flow | System | Constraint | Flex Up | Flexibility | Violation | 1 | 2025-10-25 06:30 | 42.1553 | - | 10 | 6 | 0.25
4hr Flow | System | Constraint | Flex Up | Flexibility | Violation | 1 | 2025-10-25 06:45 | 108.1818 | - | 10 | 6 | 0.25
4hr Flow | System | Constraint | Flex Up | Flexibility | Violation | 1 | 2025-10-25 17:15 | 32.004 | - | 10 | 17 | 0.25
4hr Flow | System | Constraint | Flex Up | Flexibility | Violation | 1 | 2025-10-25 17:30 | 81.6131 | - | 10 | 17 | 0.25
4hr Flow | System | Constraint | Flex Up | Flexibility | Violation | 1 | 2025-10-25 17:45 | 106.2222 | - | 10 | 17 | 0.25
4hr Flow | System | Constraint | Flex Up | Flexibility | Violation | 1 | 2025-10-25 18:00 | 11.5222 | - | 10 | 18 | 0.25
4hr Flow | System | Constraint | Flex Up | Flexibility | Violation | 1 | 2025-10-25 18:15 | 9.2711 | - | 10 | 18 | 0.25
4hr Flow | System | Constraint | Flex Up | Flexibility | Violation | 1 | 2025-10-26 06:30 | 6.3543 | - | 10 | 6 | 0.25
4hr Flow | System | Constraint | Flex Up | Flexibility | Violation | 1 | 2025-10-26 06:45 | 56.4795 | - | 10 | 6 | 0.25
4hr Flow | System | Constraint | Flex Up | Flexibility | Violation | 1 | 2025-10-26 07:45 | 4.1451 | - | 10 | 7 | 0.25
4hr Flow | System | Constraint | Flex Up | Flexibility | Violation | 1 | 2025-10-27 06:30 | 11.1056 | - | 10 | 6 | 0.25
4hr Flow | System | Constraint | Flex Up | Flexibility | Violation | 1 | 2025-10-27 06:45 | 15.2365 | - | 10 | 6 | 0.25
4hr Flow | System | Constraint | Flex Up | Flexibility | Violation | 1 | 2025-10-27 16:00 | 131.0395 | - | 10 | 16 | 0.25
4hr Flow | System | Constraint | Flex Up | Flexibility | Violation | 1 | 2025-10-27 16:15 | 117.7527 | - | 10 | 16 | 0.25
4hr Flow | System | Constraint | Flex Up | Flexibility | Violation | 1 | 2025-10-27 16:30 | 105.466 | - | 10 | 16 | 0.25
4hr Flow | System | Constraint | Flex Up | Flexibility | Violation | 1 | 2025-10-27 16:45 | 102.1792 | - | 10 | 16 | 0.25
4hr Flow | System | Constraint | Flex Up | Flexibility | Violation | 1 | 2025-10-27 17:00 | 29.5906 | - | 10 | 17 | 0.25
4hr Flow | System | Constraint | Flex Up | Flexibility | Violation | 1 | 2025-10-27 17:15 | 92.2642 | - | 10 | 17 | 0.25
4hr Flow | System | Constraint | Flex Up | Flexibility | Violation | 1 | 2025-10-27 17:30 | 140.9377 | - | 10 | 17 | 0.25
4hr Flow | System | Constraint | Flex Up | Flexibility | Violation | 1 | 2025-10-27 17:45 | 158.6113 | - | 10 | 17 | 0.25
4hr Flow | System | Constraint | Flex Up | Flexibility | Violation | 1 | 2025-10-28 06:30 | 10.4047 | - | 10 | 6 | 0.25
4hr Flow | System | Constraint | Flex Up | Flexibility | Violation | 1 | 2025-10-28 17:00 | 3.437 | - | 10 | 17 | 0.25
4hr Flow | System | Constraint | Flex Up | Flexibility | Violation | 1 | 2025-10-28 17:15 | 11.2365 | - | 10 | 17 | 0.25
4hr Flow | System | Constraint | Flex Up | Flexibility | Violation | 1 | 2025-10-28 17:30 | 17.036 | - | 10 | 17 | 0.25
4hr Flow | System | Constraint | Flex Up | Flexibility | Violation | 1 | 2025-10-29 05:45 | 29.8374 | - | 10 | 5 | 0.25
4hr Flow | System | Constraint | Flex Up | Flexibility | Violation | 1 | 2025-10-29 17:45 | 37.8796 | - | 10 | 17 | 0.25
4hr Flow | System | Constraint | Flex Up | Flexibility | Violation | 1 | 2025-10-30 05:45 | 22.8659 | - | 10 | 5 | 0.25
4hr Flow | System | Constraint | Flex Up | Flexibility | Violation | 1 | 2025-11-01 06:30 | 19.3708 | - | 11 | 6 | 0.25
4hr Flow | System | Constraint | Flex Up | Flexibility | Violation | 1 | 2025-11-01 06:45 | 141.1423 | - | 11 | 6 | 0.25
4hr Flow | System | Constraint | Flex Up | Flexibility | Violation | 1 | 2025-11-01 17:30 | 29.9835 | - | 11 | 17 | 0.25
4hr Flow | System | Constraint | Flex Up | Flexibility | Violation | 1 | 2025-11-01 17:45 | 43.0867 | - | 11 | 17 | 0.25
4hr Flow | System | Constraint | Flex Up | Flexibility | Violation | 1 | 2025-11-02 06:45 | 36.5696 | - | 11 | 6 | 0.25
4hr Flow | System | Constraint | Flex Up | Flexibility | Violation | 1 | 2025-11-02 07:45 | 18.4683 | - | 11 | 7 | 0.25
4hr Flow | System | Constraint | Flex Up | Flexibility | Violation | 1 | 2025-11-02 08:00 | 49.538 | - | 11 | 8 | 0.25
4hr Flow | System | Constraint | Flex Up | Flexibility | Violation | 1 | 2025-11-02 08:15 | 46.8345 | - | 11 | 8 | 0.25
4hr Flow | System | Constraint | Flex Up | Flexibility | Violation | 1 | 2025-11-02 08:30 | 5.1311 | - | 11 | 8 | 0.25
4hr Flow | System | Constraint | Flex Up | Flexibility | Violation | 1 | 2025-11-02 08:45 | 16.9276 | - | 11 | 8 | 0.25
4hr Flow | System | Constraint | Flex Up | Flexibility | Violation | 1 | 2025-11-02 10:00 | 12.6855 | - | 11 | 10 | 0.25
4hr Flow | System | Constraint | Flex Up | Flexibility | Violation | 1 | 2025-11-02 17:30 | 41.0696 | - | 11 | 17 | 0.25
4hr Flow | System | Constraint | Flex Up | Flexibility | Violation | 1 | 2025-11-02 17:45 | 46.0761 | - | 11 | 17 | 0.25
4hr Flow | System | Constraint | Flex Up | Flexibility | Violation | 1 | 2025-11-02 18:00 | 38.3733 | - | 11 | 18 | 0.25
4hr Flow | System | Constraint | Flex Up | Flexibility | Violation | 1 | 2025-11-02 18:15 | 25.9321 | - | 11 | 18 | 0.25
4hr Flow | System | Constraint | Flex Up | Flexibility | Violation | 1 | 2025-11-02 18:30 | 1.4909 | - | 11 | 18 | 0.25
4hr Flow | System | Constraint | Flex Up | Flexibility | Violation | 1 | 2025-11-02 21:00 | 38.013 | - | 11 | 21 | 0.25
4hr Flow | System | Constraint | Flex Up | Flexibility | Violation | 1 | 2025-11-02 23:00 | 18.1652 | - | 11 | 23 | 0.25
4hr Flow | System | Constraint | Flex Up | Flexibility | Violation | 1 | 2025-11-03 05:45 | 16.7007 | - | 11 | 5 | 0.25
4hr Flow | System | Constraint | Flex Up | Flexibility | Violation | 1 | 2025-11-03 06:45 | 7.2444 | - | 11 | 6 | 0.25
4hr Flow | System | Constraint | Flex Up | Flexibility | Violation | 1 | 2025-11-03 08:00 | 56.7109 | - | 11 | 8 | 0.25
4hr Flow | System | Constraint | Flex Up | Flexibility | Violation | 1 | 2025-11-03 08:15 | 3.2099 | - | 11 | 8 | 0.25
4hr Flow | System | Constraint | Flex Up | Flexibility | Violation | 1 | 2025-11-04 06:45 | 1.27 | - | 11 | 6 | 0.25
4hr Flow | System | Constraint | Flex Up | Flexibility | Violation | 1 | 2025-11-04 08:00 | 17.7542 | - | 11 | 8 | 0.25
4hr Flow | System | Constraint | Flex Up | Flexibility | Violation | 1 | 2025-11-04 09:00 | 3.6263 | - | 11 | 9 | 0.25
4hr Flow | System | Constraint | Flex Up | Flexibility | Violation | 1 | 2025-11-04 12:00 | 115.0351 | - | 11 | 12 | 0.25
4hr Flow | System | Constraint | Flex Up | Flexibility | Violation | 1 | 2025-11-04 12:15 | 29.4248 | - | 11 | 12 | 0.25
4hr Flow | System | Constraint | Flex Up | Flexibility | Violation | 1 | 2025-11-05 08:00 | 42.0031 | - | 11 | 8 | 0.25
4hr Flow | System | Constraint | Flex Up | Flexibility | Violation | 1 | 2025-11-06 08:00 | 80.0844 | - | 11 | 8 | 0.25
4hr Flow | System | Constraint | Flex Up | Flexibility | Violation | 1 | 2025-11-06 17:30 | 15.5988 | - | 11 | 17 | 0.25
4hr Flow | System | Constraint | Flex Up | Flexibility | Violation | 1 | 2025-11-06 17:45 | 38.0654 | - | 11 | 17 | 0.25
4hr Flow | System | Constraint | Flex Up | Flexibility | Violation | 1 | 2025-11-06 22:00 | 64.9364 | - | 11 | 22 | 0.25
4hr Flow | System | Constraint | Flex Up | Flexibility | Violation | 1 | 2025-11-07 08:00 | 32.6091 | - | 11 | 8 | 0.25
4hr Flow | System | Constraint | Flex Up | Flexibility | Violation | 1 | 2025-11-08 22:00 | 12.9798 | - | 11 | 22 | 0.25
4hr Flow | System | Constraint | Flex Up | Flexibility | Violation | 1 | 2025-11-09 16:45 | 12.4801 | - | 11 | 16 | 0.25
4hr Flow | System | Constraint | Flex Up | Flexibility | Violation | 1 | 2025-11-10 06:45 | 6.771 | - | 11 | 6 | 0.25
4hr Flow | System | Constraint | Flex Up | Flexibility | Violation | 1 | 2025-11-10 11:00 | 14.2956 | - | 11 | 11 | 0.25
4hr Flow | System | Constraint | Flex Up | Flexibility | Violation | 1 | 2025-11-10 16:45 | 34.8478 | - | 11 | 16 | 0.25
4hr Flow | System | Constraint | Flex Up | Flexibility | Violation | 1 | 2025-11-10 17:00 | 13.7367 | - | 11 | 17 | 0.25
4hr Flow | System | Constraint | Flex Up | Flexibility | Violation | 1 | 2025-11-10 17:15 | 26.5122 | - | 11 | 17 | 0.25
4hr Flow | System | Constraint | Flex Up | Flexibility | Violation | 1 | 2025-11-10 19:00 | 41.4294 | - | 11 | 19 | 0.25
4hr Flow | System | Constraint | Flex Up | Flexibility | Violation | 1 | 2025-11-11 16:45 | 40.6277 | - | 11 | 16 | 0.25
4hr Flow | System | Constraint | Flex Up | Flexibility | Violation | 1 | 2025-11-11 21:00 | 43.5445 | - | 11 | 21 | 0.25
4hr Flow | System | Constraint | Flex Up | Flexibility | Violation | 1 | 2025-11-12 08:00 | 103.0113 | - | 11 | 8 | 0.25
4hr Flow | System | Constraint | Flex Up | Flexibility | Violation | 1 | 2025-11-12 08:15 | 24.0809 | - | 11 | 8 | 0.25
4hr Flow | System | Constraint | Flex Up | Flexibility | Violation | 1 | 2025-11-12 21:00 | 64.1388 | - | 11 | 21 | 0.25
4hr Flow | System | Constraint | Flex Up | Flexibility | Violation | 1 | 2025-11-14 06:45 | 13.3965 | - | 11 | 6 | 0.25
4hr Flow | System | Constraint | Flex Up | Flexibility | Violation | 1 | 2025-11-14 07:45 | 15.0852 | - | 11 | 7 | 0.25
4hr Flow | System | Constraint | Flex Up | Flexibility | Violation | 1 | 2025-11-14 09:00 | 26.2281 | - | 11 | 9 | 0.25
4hr Flow | System | Constraint | Flex Up | Flexibility | Violation | 1 | 2025-11-14 16:45 | 4.5143 | - | 11 | 16 | 0.25
4hr Flow | System | Constraint | Flex Up | Flexibility | Violation | 1 | 2025-11-14 19:00 | 64.8651 | - | 11 | 19 | 0.25
4hr Flow | System | Constraint | Flex Up | Flexibility | Violation | 1 | 2025-11-15 19:00 | 39.3059 | - | 11 | 19 | 0.25
4hr Flow | System | Constraint | Flex Up | Flexibility | Violation | 1 | 2025-11-15 19:30 | 11.3702 | - | 11 | 19 | 0.25
4hr Flow | System | Constraint | Flex Up | Flexibility | Violation | 1 | 2025-11-16 06:45 | 34.0932 | - | 11 | 6 | 0.25
4hr Flow | System | Constraint | Flex Up | Flexibility | Violation | 1 | 2025-11-16 07:30 | 16.8478 | - | 11 | 7 | 0.25
4hr Flow | System | Constraint | Flex Up | Flexibility | Violation | 1 | 2025-11-16 07:45 | 43.0864 | - | 11 | 7 | 0.25
4hr Flow | System | Constraint | Flex Up | Flexibility | Violation | 1 | 2025-11-16 08:45 | 13.9929 | - | 11 | 8 | 0.25
4hr Flow | System | Constraint | Flex Up | Flexibility | Violation | 1 | 2025-11-16 20:00 | 35.1732 | - | 11 | 20 | 0.25
4hr Flow | System | Constraint | Flex Up | Flexibility | Violation | 1 | 2025-11-18 07:15 | 23.3468 | - | 11 | 7 | 0.25
4hr Flow | System | Constraint | Flex Up | Flexibility | Violation | 1 | 2025-11-18 07:30 | 23.7009 | - | 11 | 7 | 0.25
4hr Flow | System | Constraint | Flex Up | Flexibility | Violation | 1 | 2025-11-18 07:45 | 19.0551 | - | 11 | 7 | 0.25
4hr Flow | System | Constraint | Flex Up | Flexibility | Violation | 1 | 2025-11-18 22:00 | 31.6834 | - | 11 | 22 | 0.25
4hr Flow | System | Constraint | Flex Up | Flexibility | Violation | 1 | 2025-11-19 06:45 | 30.985 | - | 11 | 6 | 0.25
4hr Flow | System | Constraint | Flex Up | Flexibility | Violation | 1 | 2025-11-20 08:00 | 76.3145 | - | 11 | 8 | 0.25
4hr Flow | System | Constraint | Flex Up | Flexibility | Violation | 1 | 2025-11-20 08:15 | 17.2764 | - | 11 | 8 | 0.25
4hr Flow | System | Constraint | Flex Up | Flexibility | Violation | 1 | 2025-11-20 18:00 | 44.0452 | - | 11 | 18 | 0.25
4hr Flow | System | Constraint | Flex Up | Flexibility | Violation | 1 | 2025-11-21 06:30 | 39.74 | - | 11 | 6 | 0.25
4hr Flow | System | Constraint | Flex Up | Flexibility | Violation | 1 | 2025-11-21 06:45 | 107.3602 | - | 11 | 6 | 0.25
4hr Flow | System | Constraint | Flex Up | Flexibility | Violation | 1 | 2025-11-21 09:00 | 55.5203 | - | 11 | 9 | 0.25
4hr Flow | System | Constraint | Flex Up | Flexibility | Violation | 1 | 2025-11-21 16:45 | 6.4638 | - | 11 | 16 | 0.25
4hr Flow | System | Constraint | Flex Up | Flexibility | Violation | 1 | 2025-11-21 19:00 | 22.707 | - | 11 | 19 | 0.25
4hr Flow | System | Constraint | Flex Up | Flexibility | Violation | 1 | 2025-11-22 06:45 | 28.2686 | - | 11 | 6 | 0.25
4hr Flow | System | Constraint | Flex Up | Flexibility | Violation | 1 | 2025-11-22 07:45 | 45.6099 | - | 11 | 7 | 0.25
4hr Flow | System | Constraint | Flex Up | Flexibility | Violation | 1 | 2025-11-22 16:15 | 1.5579 | - | 11 | 16 | 0.25
4hr Flow | System | Constraint | Flex Up | Flexibility | Violation | 1 | 2025-11-22 18:00 | 43.9833 | - | 11 | 18 | 0.25
4hr Flow | System | Constraint | Flex Up | Flexibility | Violation | 1 | 2025-11-22 21:15 | 0.54835 | - | 11 | 21 | 0.25
4hr Flow | System | Constraint | Flex Up | Flexibility | Violation | 1 | 2025-11-23 08:30 | 0.65031 | - | 11 | 8 | 0.25
4hr Flow | System | Constraint | Flex Up | Flexibility | Violation | 1 | 2025-11-23 08:45 | 50.2898 | - | 11 | 8 | 0.25
4hr Flow | System | Constraint | Flex Up | Flexibility | Violation | 1 | 2025-11-24 19:00 | 48.3621 | - | 11 | 19 | 0.25
4hr Flow | System | Constraint | Flex Up | Flexibility | Violation | 1 | 2025-11-24 21:00 | 24.4033 | - | 11 | 21 | 0.25
4hr Flow | System | Constraint | Flex Up | Flexibility | Violation | 1 | 2025-11-24 22:00 | 3.0056 | - | 11 | 22 | 0.25
4hr Flow | System | Constraint | Flex Up | Flexibility | Violation | 1 | 2025-11-25 06:45 | 102.8372 | - | 11 | 6 | 0.25
4hr Flow | System | Constraint | Flex Up | Flexibility | Violation | 1 | 2025-11-26 06:45 | 5.723 | - | 11 | 6 | 0.25
4hr Flow | System | Constraint | Flex Up | Flexibility | Violation | 1 | 2025-11-26 07:00 | 6.371 | - | 11 | 7 | 0.25
4hr Flow | System | Constraint | Flex Up | Flexibility | Violation | 1 | 2025-11-26 07:15 | 8.79 | - | 11 | 7 | 0.25
4hr Flow | System | Constraint | Flex Up | Flexibility | Violation | 1 | 2025-11-27 06:45 | 12.0561 | - | 11 | 6 | 0.25
4hr Flow | System | Constraint | Flex Up | Flexibility | Violation | 1 | 2025-11-27 07:45 | 9.4879 | - | 11 | 7 | 0.25
4hr Flow | System | Constraint | Flex Up | Flexibility | Violation | 1 | 2025-11-27 19:00 | 52.0188 | - | 11 | 19 | 0.25
4hr Flow | System | Constraint | Flex Up | Flexibility | Violation | 1 | 2025-11-28 06:45 | 30.51 | - | 11 | 6 | 0.25
4hr Flow | System | Constraint | Flex Up | Flexibility | Violation | 1 | 2025-11-28 10:00 | 10.2316 | - | 11 | 10 | 0.25
4hr Flow | System | Constraint | Flex Up | Flexibility | Violation | 1 | 2025-11-28 18:00 | 47.456 | - | 11 | 18 | 0.25
4hr Flow | System | Constraint | Flex Up | Flexibility | Violation | 1 | 2025-11-28 18:15 | 25.4256 | - | 11 | 18 | 0.25
4hr Flow | System | Constraint | Flex Up | Flexibility | Violation | 1 | 2025-11-30 19:00 | 13.3476 | - | 11 | 19 | 0.25
4hr Flow | System | Constraint | Flex Up | Flexibility | Violation | 1 | 2025-12-01 06:45 | 51.2346 | - | 12 | 6 | 0.25
4hr Flow | System | Constraint | Flex Up | Flexibility | Violation | 1 | 2025-12-01 08:00 | 23.564 | - | 12 | 8 | 0.25
4hr Flow | System | Constraint | Flex Up | Flexibility | Violation | 1 | 2025-12-01 21:00 | 54.8538 | - | 12 | 21 | 0.25
4hr Flow | System | Constraint | Flex Up | Flexibility | Violation | 1 | 2025-12-01 23:00 | 18.2009 | - | 12 | 23 | 0.25
4hr Flow | System | Constraint | Flex Up | Flexibility | Violation | 1 | 2025-12-02 08:00 | 13.0887 | - | 12 | 8 | 0.25
4hr Flow | System | Constraint | Flex Up | Flexibility | Violation | 1 | 2025-12-02 17:00 | 120.8979 | - | 12 | 17 | 0.25
4hr Flow | System | Constraint | Flex Up | Flexibility | Violation | 1 | 2025-12-02 17:15 | 53.427 | - | 12 | 17 | 0.25
4hr Flow | System | Constraint | Flex Up | Flexibility | Violation | 1 | 2025-12-02 22:00 | 26.8708 | - | 12 | 22 | 0.25
4hr Flow | System | Constraint | Flex Up | Flexibility | Violation | 1 | 2025-12-03 08:00 | 91.7639 | - | 12 | 8 | 0.25
4hr Flow | System | Constraint | Flex Up | Flexibility | Violation | 1 | 2025-12-03 18:00 | 65.3196 | - | 12 | 18 | 0.25
4hr Flow | System | Constraint | Flex Up | Flexibility | Violation | 1 | 2025-12-03 21:00 | 49.1349 | - | 12 | 21 | 0.25
4hr Flow | System | Constraint | Flex Up | Flexibility | Violation | 1 | 2025-12-04 23:00 | 12.8069 | - | 12 | 23 | 0.25
4hr Flow | System | Constraint | Flex Up | Flexibility | Violation | 1 | 2025-12-05 06:45 | 5.9349 | - | 12 | 6 | 0.25
4hr Flow | System | Constraint | Flex Up | Flexibility | Violation | 1 | 2025-12-05 07:45 | 21.0498 | - | 12 | 7 | 0.25
4hr Flow | System | Constraint | Flex Up | Flexibility | Violation | 1 | 2025-12-05 20:00 | 41.0649 | - | 12 | 20 | 0.25
4hr Flow | System | Constraint | Flex Up | Flexibility | Violation | 1 | 2025-12-06 17:00 | 6.9142 | - | 12 | 17 | 0.25
4hr Flow | System | Constraint | Flex Up | Flexibility | Violation | 1 | 2025-12-06 19:15 | 7.1069 | - | 12 | 19 | 0.25
4hr Flow | System | Constraint | Flex Up | Flexibility | Violation | 1 | 2025-12-06 21:00 | 4.8277 | - | 12 | 21 | 0.25
4hr Flow | System | Constraint | Flex Up | Flexibility | Violation | 1 | 2025-12-07 06:15 | 17.0324 | - | 12 | 6 | 0.25
4hr Flow | System | Constraint | Flex Up | Flexibility | Violation | 1 | 2025-12-07 06:30 | 15.7379 | - | 12 | 6 | 0.25
4hr Flow | System | Constraint | Flex Up | Flexibility | Violation | 1 | 2025-12-07 06:45 | 12.4434 | - | 12 | 6 | 0.25
4hr Flow | System | Constraint | Flex Up | Flexibility | Violation | 1 | 2025-12-07 07:30 | 27.6478 | - | 12 | 7 | 0.25
4hr Flow | System | Constraint | Flex Up | Flexibility | Violation | 1 | 2025-12-07 07:45 | 51.1693 | - | 12 | 7 | 0.25
4hr Flow | System | Constraint | Flex Up | Flexibility | Violation | 1 | 2025-12-07 09:15 | 23.1165 | - | 12 | 9 | 0.25
4hr Flow | System | Constraint | Flex Up | Flexibility | Violation | 1 | 2025-12-07 09:45 | 43.3792 | - | 12 | 9 | 0.25
4hr Flow | System | Constraint | Flex Up | Flexibility | Violation | 1 | 2025-12-07 23:00 | 72.0097 | - | 12 | 23 | 0.25
4hr Flow | System | Constraint | Flex Up | Flexibility | Violation | 1 | 2025-12-08 09:00 | 48.9071 | - | 12 | 9 | 0.25
4hr Flow | System | Constraint | Flex Up | Flexibility | Violation | 1 | 2025-12-08 09:30 | 33.0202 | - | 12 | 9 | 0.25
4hr Flow | System | Constraint | Flex Up | Flexibility | Violation | 1 | 2025-12-08 16:45 | 24.5452 | - | 12 | 16 | 0.25
4hr Flow | System | Constraint | Flex Up | Flexibility | Violation | 1 | 2025-12-08 19:00 | 0.015036 | - | 12 | 19 | 0.25
4hr Flow | System | Constraint | Flex Up | Flexibility | Violation | 1 | 2025-12-08 21:00 | 65.8343 | - | 12 | 21 | 0.25
4hr Flow | System | Constraint | Flex Up | Flexibility | Violation | 1 | 2025-12-08 22:00 | 49.8097 | - | 12 | 22 | 0.25
4hr Flow | System | Constraint | Flex Up | Flexibility | Violation | 1 | 2025-12-09 06:45 | 48.8281 | - | 12 | 6 | 0.25
4hr Flow | System | Constraint | Flex Up | Flexibility | Violation | 1 | 2025-12-09 08:15 | 0.66407 | - | 12 | 8 | 0.25
4hr Flow | System | Constraint | Flex Up | Flexibility | Violation | 1 | 2025-12-09 21:00 | 35.9749 | - | 12 | 21 | 0.25
4hr Flow | System | Constraint | Flex Up | Flexibility | Violation | 1 | 2025-12-09 23:00 | 18.6991 | - | 12 | 23 | 0.25
4hr Flow | System | Constraint | Flex Up | Flexibility | Violation | 1 | 2025-12-10 07:00 | 27.2995 | - | 12 | 7 | 0.25
4hr Flow | System | Constraint | Flex Up | Flexibility | Violation | 1 | 2025-12-10 07:15 | 3.1021 | - | 12 | 7 | 0.25
4hr Flow | System | Constraint | Flex Up | Flexibility | Violation | 1 | 2025-12-10 07:30 | 3.4046 | - | 12 | 7 | 0.25
4hr Flow | System | Constraint | Flex Up | Flexibility | Violation | 1 | 2025-12-10 08:00 | 34.3038 | - | 12 | 8 | 0.25
4hr Flow | System | Constraint | Flex Up | Flexibility | Violation | 1 | 2025-12-10 22:00 | 41.2085 | - | 12 | 22 | 0.25
4hr Flow | System | Constraint | Flex Up | Flexibility | Violation | 1 | 2025-12-10 22:15 | 8.7653 | - | 12 | 22 | 0.25
4hr Flow | System | Constraint | Flex Up | Flexibility | Violation | 1 | 2025-12-11 21:00 | 33.1324 | - | 12 | 21 | 0.25
4hr Flow | System | Constraint | Flex Up | Flexibility | Violation | 1 | 2025-12-11 21:15 | 1.2909 | - | 12 | 21 | 0.25
4hr Flow | System | Constraint | Flex Up | Flexibility | Violation | 1 | 2025-12-11 23:00 | 8.8466 | - | 12 | 23 | 0.25
4hr Flow | System | Constraint | Flex Up | Flexibility | Violation | 1 | 2025-12-12 06:45 | 13.6944 | - | 12 | 6 | 0.25
4hr Flow | System | Constraint | Flex Up | Flexibility | Violation | 1 | 2025-12-13 07:15 | 17.6717 | - | 12 | 7 | 0.25
4hr Flow | System | Constraint | Flex Up | Flexibility | Violation | 1 | 2025-12-13 07:30 | 34.8313 | - | 12 | 7 | 0.25
4hr Flow | System | Constraint | Flex Up | Flexibility | Violation | 1 | 2025-12-13 07:45 | 64.9908 | - | 12 | 7 | 0.25
4hr Flow | System | Constraint | Flex Up | Flexibility | Violation | 1 | 2025-12-13 17:00 | 37.6964 | - | 12 | 17 | 0.25
4hr Flow | System | Constraint | Flex Up | Flexibility | Violation | 1 | 2025-12-14 16:45 | 33.3276 | - | 12 | 16 | 0.25
4hr Flow | System | Constraint | Flex Up | Flexibility | Violation | 1 | 2025-12-14 18:00 | 44.362 | - | 12 | 18 | 0.25
4hr Flow | System | Constraint | Flex Up | Flexibility | Violation | 1 | 2025-12-14 18:15 | 15.4229 | - | 12 | 18 | 0.25
4hr Flow | System | Constraint | Flex Up | Flexibility | Violation | 1 | 2025-12-15 06:45 | 29.8008 | - | 12 | 6 | 0.25
4hr Flow | System | Constraint | Flex Up | Flexibility | Violation | 1 | 2025-12-15 17:30 | 11.5361 | - | 12 | 17 | 0.25
4hr Flow | System | Constraint | Flex Up | Flexibility | Violation | 1 | 2025-12-16 16:45 | 10.3018 | - | 12 | 16 | 0.25
4hr Flow | System | Constraint | Flex Up | Flexibility | Violation | 1 | 2025-12-16 19:00 | 22.0262 | - | 12 | 19 | 0.25
4hr Flow | System | Constraint | Flex Up | Flexibility | Violation | 1 | 2025-12-17 06:45 | 1.2793 | - | 12 | 6 | 0.25
4hr Flow | System | Constraint | Flex Up | Flexibility | Violation | 1 | 2025-12-17 16:30 | 0.22299 | - | 12 | 16 | 0.25
4hr Flow | System | Constraint | Flex Up | Flexibility | Violation | 1 | 2025-12-17 16:45 | 74.0027 | - | 12 | 16 | 0.25
4hr Flow | System | Constraint | Flex Up | Flexibility | Violation | 1 | 2025-12-17 18:00 | 67.1284 | - | 12 | 18 | 0.25
4hr Flow | System | Constraint | Flex Up | Flexibility | Violation | 1 | 2025-12-17 21:00 | 48.0017 | - | 12 | 21 | 0.25
4hr Flow | System | Constraint | Flex Up | Flexibility | Violation | 1 | 2025-12-18 07:30 | 17.8486 | - | 12 | 7 | 0.25
4hr Flow | System | Constraint | Flex Up | Flexibility | Violation | 1 | 2025-12-18 07:45 | 51.8764 | - | 12 | 7 | 0.25
4hr Flow | System | Constraint | Flex Up | Flexibility | Violation | 1 | 2025-12-18 20:00 | 0.76177 | - | 12 | 20 | 0.25
4hr Flow | System | Constraint | Flex Up | Flexibility | Violation | 1 | 2025-12-19 07:30 | 23.9669 | - | 12 | 7 | 0.25
4hr Flow | System | Constraint | Flex Up | Flexibility | Violation | 1 | 2025-12-19 07:45 | 37.1751 | - | 12 | 7 | 0.25
4hr Flow | System | Constraint | Flex Up | Flexibility | Violation | 1 | 2025-12-19 17:00 | 98.0645 | - | 12 | 17 | 0.25
4hr Flow | System | Constraint | Flex Up | Flexibility | Violation | 1 | 2025-12-19 17:15 | 71.2977 | - | 12 | 17 | 0.25
4hr Flow | System | Constraint | Flex Up | Flexibility | Violation | 1 | 2025-12-19 19:00 | 40.6397 | - | 12 | 19 | 0.25
4hr Flow | System | Constraint | Flex Up | Flexibility | Violation | 1 | 2025-12-19 20:00 | 41.0029 | - | 12 | 20 | 0.25
4hr Flow | System | Constraint | Flex Up | Flexibility | Violation | 1 | 2025-12-19 22:00 | 37.5387 | - | 12 | 22 | 0.25
4hr Flow | System | Constraint | Flex Up | Flexibility | Violation | 1 | 2025-12-20 07:15 | 33.4701 | - | 12 | 7 | 0.25
4hr Flow | System | Constraint | Flex Up | Flexibility | Violation | 1 | 2025-12-20 07:30 | 25.5483 | - | 12 | 7 | 0.25
4hr Flow | System | Constraint | Flex Up | Flexibility | Violation | 1 | 2025-12-20 07:45 | 44.6266 | - | 12 | 7 | 0.25
4hr Flow | System | Constraint | Flex Up | Flexibility | Violation | 1 | 2025-12-20 19:00 | 10.3684 | - | 12 | 19 | 0.25
4hr Flow | System | Constraint | Flex Up | Flexibility | Violation | 1 | 2025-12-21 07:45 | 44.3805 | - | 12 | 7 | 0.25
4hr Flow | System | Constraint | Flex Up | Flexibility | Violation | 1 | 2025-12-21 08:45 | 53.4278 | - | 12 | 8 | 0.25
4hr Flow | System | Constraint | Flex Up | Flexibility | Violation | 1 | 2025-12-22 20:00 | 18.7135 | - | 12 | 20 | 0.25
4hr Flow | System | Constraint | Flex Up | Flexibility | Violation | 1 | 2025-12-23 07:30 | 14.3315 | - | 12 | 7 | 0.25
4hr Flow | System | Constraint | Flex Up | Flexibility | Violation | 1 | 2025-12-23 07:45 | 70.3719 | - | 12 | 7 | 0.25
4hr Flow | System | Constraint | Flex Up | Flexibility | Violation | 1 | 2025-12-24 10:00 | 2.6696 | - | 12 | 10 | 0.25
4hr Flow | System | Constraint | Flex Up | Flexibility | Violation | 1 | 2025-12-24 17:00 | 35.0314 | - | 12 | 17 | 0.25
4hr Flow | System | Constraint | Flex Up | Flexibility | Violation | 1 | 2025-12-24 17:15 | 18.3218 | - | 12 | 17 | 0.25
4hr Flow | System | Constraint | Flex Up | Flexibility | Violation | 1 | 2025-12-24 18:00 | 3.0924 | - | 12 | 18 | 0.25
4hr Flow | System | Constraint | Flex Up | Flexibility | Violation | 1 | 2025-12-25 17:30 | 6.5115 | - | 12 | 17 | 0.25
4hr Flow | System | Constraint | Flex Up | Flexibility | Violation | 1 | 2025-12-25 17:45 | 14.1691 | - | 12 | 17 | 0.25
4hr Flow | System | Constraint | Flex Up | Flexibility | Violation | 1 | 2025-12-25 18:00 | 77.7864 | - | 12 | 18 | 0.25
4hr Flow | System | Constraint | Flex Up | Flexibility | Violation | 1 | 2025-12-25 18:15 | 15.6392 | - | 12 | 18 | 0.25
4hr Flow | System | Constraint | Flex Up | Flexibility | Violation | 1 | 2025-12-25 19:00 | 20.5532 | - | 12 | 19 | 0.25
4hr Flow | System | Constraint | Flex Up | Flexibility | Violation | 1 | 2025-12-26 06:45 | 26.8662 | - | 12 | 6 | 0.25
4hr Flow | System | Constraint | Flex Up | Flexibility | Violation | 1 | 2025-12-27 06:45 | 35.2613 | - | 12 | 6 | 0.25
4hr Flow | System | Constraint | Flex Up | Flexibility | Violation | 1 | 2025-12-27 07:45 | 53.6665 | - | 12 | 7 | 0.25
4hr Flow | System | Constraint | Flex Up | Flexibility | Violation | 1 | 2025-12-27 17:00 | 26.8521 | - | 12 | 17 | 0.25
4hr Flow | System | Constraint | Flex Up | Flexibility | Violation | 1 | 2025-12-27 22:00 | 10.3138 | - | 12 | 22 | 0.25
4hr Flow | System | Constraint | Flex Up | Flexibility | Violation | 1 | 2025-12-28 08:45 | 21.4514 | - | 12 | 8 | 0.25
4hr Flow | System | Constraint | Flex Up | Flexibility | Violation | 1 | 2025-12-28 09:30 | 24.9048 | - | 12 | 9 | 0.25
4hr Flow | System | Constraint | Flex Up | Flexibility | Violation | 1 | 2025-12-28 09:45 | 20.0104 | - | 12 | 9 | 0.25
4hr Flow | System | Constraint | Flex Up | Flexibility | Violation | 1 | 2025-12-28 16:45 | 48.2628 | - | 12 | 16 | 0.25
4hr Flow | System | Constraint | Flex Up | Flexibility | Violation | 1 | 2025-12-28 17:00 | 6.5664 | - | 12 | 17 | 0.25
4hr Flow | System | Constraint | Flex Up | Flexibility | Violation | 1 | 2025-12-28 17:15 | 53.7572 | - | 12 | 17 | 0.25
4hr Flow | System | Constraint | Flex Up | Flexibility | Violation | 1 | 2025-12-28 18:00 | 64.0338 | - | 12 | 18 | 0.25
4hr Flow | System | Constraint | Flex Up | Flexibility | Violation | 1 | 2025-12-28 21:00 | 6.6096 | - | 12 | 21 | 0.25
4hr Flow | System | Constraint | Flex Up | Flexibility | Violation | 1 | 2025-12-29 16:45 | 36.6654 | - | 12 | 16 | 0.25
4hr Flow | System | Constraint | Flex Up | Flexibility | Violation | 1 | 2025-12-29 17:00 | 26.6258 | - | 12 | 17 | 0.25
4hr Flow | System | Constraint | Flex Up | Flexibility | Violation | 1 | 2025-12-29 17:15 | 27.9731 | - | 12 | 17 | 0.25
4hr Flow | System | Constraint | Flex Up | Flexibility | Violation | 1 | 2025-12-29 18:00 | 24.7477 | - | 12 | 18 | 0.25
4hr Flow | System | Constraint | Flex Up | Flexibility | Violation | 1 | 2025-12-30 18:00 | 24.4099 | - | 12 | 18 | 0.25
4hr Flow | System | Constraint | Flex Up | Flexibility | Violation | 1 | 2025-12-30 21:00 | 2.0851 | - | 12 | 21 | 0.25
4hr Flow | System | Constraint | Flex Up | Flexibility | Violation | 1 | 2025-12-31 07:45 | 15.3885 | - | 12 | 7 | 0.25
4hr Flow | System | Constraint | Flex Up | Flexibility | Violation | 1 | 2025-12-31 16:45 | 23.8118 | - | 12 | 16 | 0.25
4hr Flow | System | Constraint | Flex Up | Flexibility | Violation | 1 | 2025-12-31 18:00 | 86.5681 | - | 12 | 18 | 0.25
6hr Flow | System | Constraint | Flex Down | Flexibility | Violation | 1 | 2025-01-01 04:00 | 36.7891 | - | 1 | 4 | 0.25
6hr Flow | System | Constraint | Flex Down | Flexibility | Violation | 1 | 2025-01-06 05:00 | 100.9689 | - | 1 | 5 | 0.25
6hr Flow | System | Constraint | Flex Down | Flexibility | Violation | 1 | 2025-01-09 05:00 | 90.4882 | - | 1 | 5 | 0.25
6hr Flow | System | Constraint | Flex Down | Flexibility | Violation | 1 | 2025-01-09 06:00 | 65.8223 | - | 1 | 6 | 0.25
6hr Flow | System | Constraint | Flex Down | Flexibility | Violation | 1 | 2025-01-12 04:00 | 29.6248 | - | 1 | 4 | 0.25
6hr Flow | System | Constraint | Flex Down | Flexibility | Violation | 1 | 2025-01-12 04:15 | 0.63145 | - | 1 | 4 | 0.25
6hr Flow | System | Constraint | Flex Down | Flexibility | Violation | 1 | 2025-01-18 03:00 | 100.2148 | - | 1 | 3 | 0.25
6hr Flow | System | Constraint | Flex Down | Flexibility | Violation | 1 | 2025-01-18 03:15 | 46.4118 | - | 1 | 3 | 0.25
6hr Flow | System | Constraint | Flex Down | Flexibility | Violation | 1 | 2025-01-22 12:00 | 77.705 | - | 1 | 12 | 0.25
6hr Flow | System | Constraint | Flex Down | Flexibility | Violation | 1 | 2025-01-22 12:15 | 122.0539 | - | 1 | 12 | 0.25
6hr Flow | System | Constraint | Flex Down | Flexibility | Violation | 1 | 2025-01-22 12:30 | 157.4029 | - | 1 | 12 | 0.25
6hr Flow | System | Constraint | Flex Down | Flexibility | Violation | 1 | 2025-01-22 12:45 | 177.7518 | - | 1 | 12 | 0.25
6hr Flow | System | Constraint | Flex Down | Flexibility | Violation | 1 | 2025-01-22 13:00 | 154.1406 | - | 1 | 13 | 0.25
6hr Flow | System | Constraint | Flex Down | Flexibility | Violation | 1 | 2025-01-22 13:15 | 158.4594 | - | 1 | 13 | 0.25
6hr Flow | System | Constraint | Flex Down | Flexibility | Violation | 1 | 2025-01-22 13:30 | 177.7782 | - | 1 | 13 | 0.25
6hr Flow | System | Constraint | Flex Down | Flexibility | Violation | 1 | 2025-01-22 13:45 | 199.097 | - | 1 | 13 | 0.25
6hr Flow | System | Constraint | Flex Down | Flexibility | Violation | 1 | 2025-01-23 06:00 | 128.9134 | - | 1 | 6 | 0.25
6hr Flow | System | Constraint | Flex Down | Flexibility | Violation | 1 | 2025-01-24 13:45 | 6.0664 | - | 1 | 13 | 0.25
6hr Flow | System | Constraint | Flex Down | Flexibility | Violation | 1 | 2025-01-25 03:00 | 169.4859 | - | 1 | 3 | 0.25
6hr Flow | System | Constraint | Flex Down | Flexibility | Violation | 1 | 2025-01-25 03:15 | 102.302 | - | 1 | 3 | 0.25
6hr Flow | System | Constraint | Flex Down | Flexibility | Violation | 1 | 2025-01-25 03:30 | 19.1182 | - | 1 | 3 | 0.25
6hr Flow | System | Constraint | Flex Down | Flexibility | Violation | 1 | 2025-01-25 12:45 | 16.4041 | - | 1 | 12 | 0.25
6hr Flow | System | Constraint | Flex Down | Flexibility | Violation | 1 | 2025-01-25 13:00 | 30.6047 | - | 1 | 13 | 0.25
6hr Flow | System | Constraint | Flex Down | Flexibility | Violation | 1 | 2025-01-25 13:15 | 39.9453 | - | 1 | 13 | 0.25
6hr Flow | System | Constraint | Flex Down | Flexibility | Violation | 1 | 2025-01-25 13:30 | 44.2858 | - | 1 | 13 | 0.25
6hr Flow | System | Constraint | Flex Down | Flexibility | Violation | 1 | 2025-01-25 13:45 | 41.6264 | - | 1 | 13 | 0.25
6hr Flow | System | Constraint | Flex Down | Flexibility | Violation | 1 | 2025-01-29 02:00 | 74.1474 | - | 1 | 2 | 0.25
6hr Flow | System | Constraint | Flex Down | Flexibility | Violation | 1 | 2025-01-29 02:15 | 30.6788 | - | 1 | 2 | 0.25
6hr Flow | System | Constraint | Flex Down | Flexibility | Violation | 1 | 2025-01-29 04:00 | 108.5942 | - | 1 | 4 | 0.25
6hr Flow | System | Constraint | Flex Down | Flexibility | Violation | 1 | 2025-01-29 04:15 | 22.1719 | - | 1 | 4 | 0.25
6hr Flow | System | Constraint | Flex Down | Flexibility | Violation | 1 | 2025-01-29 05:00 | 106.2834 | - | 1 | 5 | 0.25
6hr Flow | System | Constraint | Flex Down | Flexibility | Violation | 1 | 2025-01-30 02:00 | 128.68 | - | 1 | 2 | 0.25
6hr Flow | System | Constraint | Flex Down | Flexibility | Violation | 1 | 2025-01-30 02:15 | 65.8077 | - | 1 | 2 | 0.25
6hr Flow | System | Constraint | Flex Down | Flexibility | Violation | 1 | 2025-01-30 04:00 | 132.1475 | - | 1 | 4 | 0.25
6hr Flow | System | Constraint | Flex Down | Flexibility | Violation | 1 | 2025-01-30 04:15 | 25.7375 | - | 1 | 4 | 0.25
6hr Flow | System | Constraint | Flex Down | Flexibility | Violation | 1 | 2025-01-30 14:00 | 40.572 | - | 1 | 14 | 0.25
6hr Flow | System | Constraint | Flex Down | Flexibility | Violation | 1 | 2025-02-01 10:00 | 41.6748 | - | 2 | 10 | 0.25
6hr Flow | System | Constraint | Flex Down | Flexibility | Violation | 1 | 2025-02-01 10:15 | 5.5482 | - | 2 | 10 | 0.25
6hr Flow | System | Constraint | Flex Down | Flexibility | Violation | 1 | 2025-02-02 01:00 | 26.8398 | - | 2 | 1 | 0.25
6hr Flow | System | Constraint | Flex Down | Flexibility | Violation | 1 | 2025-02-02 01:15 | 4.9834 | - | 2 | 1 | 0.25
6hr Flow | System | Constraint | Flex Down | Flexibility | Violation | 1 | 2025-02-02 04:00 | 74.3787 | - | 2 | 4 | 0.25
6hr Flow | System | Constraint | Flex Down | Flexibility | Violation | 1 | 2025-02-02 04:15 | 9.7742 | - | 2 | 4 | 0.25
6hr Flow | System | Constraint | Flex Down | Flexibility | Violation | 1 | 2025-02-03 04:00 | 39.4346 | - | 2 | 4 | 0.25
6hr Flow | System | Constraint | Flex Down | Flexibility | Violation | 1 | 2025-02-03 04:15 | 0.028429 | - | 2 | 4 | 0.25
6hr Flow | System | Constraint | Flex Down | Flexibility | Violation | 1 | 2025-02-03 05:00 | 63.5574 | - | 2 | 5 | 0.25
6hr Flow | System | Constraint | Flex Down | Flexibility | Violation | 1 | 2025-02-18 03:00 | 20.6517 | - | 2 | 3 | 0.25
6hr Flow | System | Constraint | Flex Down | Flexibility | Violation | 1 | 2025-02-18 03:15 | 0.26143 | - | 2 | 3 | 0.25
6hr Flow | System | Constraint | Flex Down | Flexibility | Violation | 1 | 2025-02-18 15:00 | 107.4978 | - | 2 | 15 | 0.25
6hr Flow | System | Constraint | Flex Down | Flexibility | Violation | 1 | 2025-02-18 15:15 | 11.2211 | - | 2 | 15 | 0.25
6hr Flow | System | Constraint | Flex Down | Flexibility | Violation | 1 | 2025-02-23 12:00 | 57.2095 | - | 2 | 12 | 0.25
6hr Flow | System | Constraint | Flex Down | Flexibility | Violation | 1 | 2025-02-24 02:00 | 2.0439 | - | 2 | 2 | 0.25
6hr Flow | System | Constraint | Flex Down | Flexibility | Violation | 1 | 2025-02-24 05:00 | 237.7164 | - | 2 | 5 | 0.25
6hr Flow | System | Constraint | Flex Down | Flexibility | Violation | 1 | 2025-02-24 05:15 | 121.6351 | - | 2 | 5 | 0.25
6hr Flow | System | Constraint | Flex Down | Flexibility | Violation | 1 | 2025-02-25 03:00 | 40.5473 | - | 2 | 3 | 0.25
6hr Flow | System | Constraint | Flex Down | Flexibility | Violation | 1 | 2025-02-25 06:00 | 178.9329 | - | 2 | 6 | 0.25
6hr Flow | System | Constraint | Flex Down | Flexibility | Violation | 1 | 2025-02-25 10:45 | 8.8835 | - | 2 | 10 | 0.25
6hr Flow | System | Constraint | Flex Down | Flexibility | Violation | 1 | 2025-02-25 11:30 | 2.8484 | - | 2 | 11 | 0.25
6hr Flow | System | Constraint | Flex Down | Flexibility | Violation | 1 | 2025-02-25 11:45 | 22.6324 | - | 2 | 11 | 0.25
6hr Flow | System | Constraint | Flex Down | Flexibility | Violation | 1 | 2025-02-25 13:00 | 57.7845 | - | 2 | 13 | 0.25
6hr Flow | System | Constraint | Flex Down | Flexibility | Violation | 1 | 2025-02-25 13:15 | 28.2851 | - | 2 | 13 | 0.25
6hr Flow | System | Constraint | Flex Down | Flexibility | Violation | 1 | 2025-02-25 13:30 | 5.7858 | - | 2 | 13 | 0.25
6hr Flow | System | Constraint | Flex Down | Flexibility | Violation | 1 | 2025-02-25 15:00 | 26.432 | - | 2 | 15 | 0.25
6hr Flow | System | Constraint | Flex Down | Flexibility | Violation | 1 | 2025-02-25 15:15 | 4.055 | - | 2 | 15 | 0.25
6hr Flow | System | Constraint | Flex Down | Flexibility | Violation | 1 | 2025-03-03 03:00 | 46.0356 | - | 3 | 3 | 0.25
6hr Flow | System | Constraint | Flex Down | Flexibility | Violation | 1 | 2025-03-05 04:00 | 66.1571 | - | 3 | 4 | 0.25
6hr Flow | System | Constraint | Flex Down | Flexibility | Violation | 1 | 2025-03-06 04:00 | 10.7265 | - | 3 | 4 | 0.25
6hr Flow | System | Constraint | Flex Down | Flexibility | Violation | 1 | 2025-03-14 10:45 | 1.6953 | - | 3 | 10 | 0.25
6hr Flow | System | Constraint | Flex Down | Flexibility | Violation | 1 | 2025-03-14 11:00 | 27.9658 | - | 3 | 11 | 0.25
6hr Flow | System | Constraint | Flex Down | Flexibility | Violation | 1 | 2025-03-14 11:15 | 28.4942 | - | 3 | 11 | 0.25
6hr Flow | System | Constraint | Flex Down | Flexibility | Violation | 1 | 2025-03-14 11:30 | 31.0226 | - | 3 | 11 | 0.25
6hr Flow | System | Constraint | Flex Down | Flexibility | Violation | 1 | 2025-03-14 11:45 | 42.551 | - | 3 | 11 | 0.25
6hr Flow | System | Constraint | Flex Down | Flexibility | Violation | 1 | 2025-03-15 10:30 | 2.0595 | - | 3 | 10 | 0.25
6hr Flow | System | Constraint | Flex Down | Flexibility | Violation | 1 | 2025-03-15 10:45 | 53.8338 | - | 3 | 10 | 0.25
6hr Flow | System | Constraint | Flex Down | Flexibility | Violation | 1 | 2025-03-15 11:15 | 19.6394 | - | 3 | 11 | 0.25
6hr Flow | System | Constraint | Flex Down | Flexibility | Violation | 1 | 2025-03-15 11:30 | 60.2811 | - | 3 | 11 | 0.25
6hr Flow | System | Constraint | Flex Down | Flexibility | Violation | 1 | 2025-03-15 11:45 | 89.9229 | - | 3 | 11 | 0.25
6hr Flow | System | Constraint | Flex Down | Flexibility | Violation | 1 | 2025-03-15 12:30 | 15.1933 | - | 3 | 12 | 0.25
6hr Flow | System | Constraint | Flex Down | Flexibility | Violation | 1 | 2025-03-15 12:45 | 82.9647 | - | 3 | 12 | 0.25
6hr Flow | System | Constraint | Flex Down | Flexibility | Violation | 1 | 2025-03-16 10:00 | 20.1884 | - | 3 | 10 | 0.25
6hr Flow | System | Constraint | Flex Down | Flexibility | Violation | 1 | 2025-03-16 10:15 | 33.9567 | - | 3 | 10 | 0.25
6hr Flow | System | Constraint | Flex Down | Flexibility | Violation | 1 | 2025-03-16 10:30 | 61.7251 | - | 3 | 10 | 0.25
6hr Flow | System | Constraint | Flex Down | Flexibility | Violation | 1 | 2025-03-16 10:45 | 98.4935 | - | 3 | 10 | 0.25
6hr Flow | System | Constraint | Flex Down | Flexibility | Violation | 1 | 2025-03-16 11:15 | 7.5066 | - | 3 | 11 | 0.25
6hr Flow | System | Constraint | Flex Down | Flexibility | Violation | 1 | 2025-03-16 11:30 | 36.5671 | - | 3 | 11 | 0.25
6hr Flow | System | Constraint | Flex Down | Flexibility | Violation | 1 | 2025-03-16 11:45 | 75.6277 | - | 3 | 11 | 0.25
6hr Flow | System | Constraint | Flex Down | Flexibility | Violation | 1 | 2025-03-16 12:00 | 49.3322 | - | 3 | 12 | 0.25
6hr Flow | System | Constraint | Flex Down | Flexibility | Violation | 1 | 2025-03-16 12:15 | 61.2206 | - | 3 | 12 | 0.25
6hr Flow | System | Constraint | Flex Down | Flexibility | Violation | 1 | 2025-03-16 12:30 | 70.1091 | - | 3 | 12 | 0.25
6hr Flow | System | Constraint | Flex Down | Flexibility | Violation | 1 | 2025-03-16 12:45 | 69.9976 | - | 3 | 12 | 0.25
6hr Flow | System | Constraint | Flex Down | Flexibility | Violation | 1 | 2025-03-16 13:00 | 2.6288 | - | 3 | 13 | 0.25
6hr Flow | System | Constraint | Flex Down | Flexibility | Violation | 1 | 2025-03-16 13:15 | 8.7267 | - | 3 | 13 | 0.25
6hr Flow | System | Constraint | Flex Down | Flexibility | Violation | 1 | 2025-03-16 13:30 | 22.8245 | - | 3 | 13 | 0.25
6hr Flow | System | Constraint | Flex Down | Flexibility | Violation | 1 | 2025-03-16 13:45 | 32.9223 | - | 3 | 13 | 0.25
6hr Flow | System | Constraint | Flex Down | Flexibility | Violation | 1 | 2025-03-16 22:45 | 32.8498 | - | 3 | 22 | 0.25
6hr Flow | System | Constraint | Flex Down | Flexibility | Violation | 1 | 2025-03-17 | 28.0268 | - | 3 | 0 | 0.25
6hr Flow | System | Constraint | Flex Down | Flexibility | Violation | 1 | 2025-03-17 00:15 | 30.8646 | - | 3 | 0 | 0.25
6hr Flow | System | Constraint | Flex Down | Flexibility | Violation | 1 | 2025-03-17 00:30 | 24.7024 | - | 3 | 0 | 0.25
6hr Flow | System | Constraint | Flex Down | Flexibility | Violation | 1 | 2025-03-17 00:45 | 17.5402 | - | 3 | 0 | 0.25
6hr Flow | System | Constraint | Flex Down | Flexibility | Violation | 1 | 2025-03-17 08:45 | 30.5099 | - | 3 | 8 | 0.25
6hr Flow | System | Constraint | Flex Down | Flexibility | Violation | 1 | 2025-03-18 21:15 | 40.2078 | - | 3 | 21 | 0.25
6hr Flow | System | Constraint | Flex Down | Flexibility | Violation | 1 | 2025-03-18 21:30 | 89.9811 | - | 3 | 21 | 0.25
6hr Flow | System | Constraint | Flex Down | Flexibility | Violation | 1 | 2025-03-18 21:45 | 125.7545 | - | 3 | 21 | 0.25
6hr Flow | System | Constraint | Flex Down | Flexibility | Violation | 1 | 2025-03-18 22:45 | 74.4319 | - | 3 | 22 | 0.25
6hr Flow | System | Constraint | Flex Down | Flexibility | Violation | 1 | 2025-03-20 00:30 | 30.3336 | - | 3 | 0 | 0.25
6hr Flow | System | Constraint | Flex Down | Flexibility | Violation | 1 | 2025-03-20 00:45 | 46.7293 | - | 3 | 0 | 0.25
6hr Flow | System | Constraint | Flex Down | Flexibility | Violation | 1 | 2025-03-21 10:30 | 16.8863 | - | 3 | 10 | 0.25
6hr Flow | System | Constraint | Flex Down | Flexibility | Violation | 1 | 2025-03-21 10:45 | 61.8575 | - | 3 | 10 | 0.25
6hr Flow | System | Constraint | Flex Down | Flexibility | Violation | 1 | 2025-03-21 11:30 | 14.9111 | - | 3 | 11 | 0.25
6hr Flow | System | Constraint | Flex Down | Flexibility | Violation | 1 | 2025-03-21 11:45 | 30.1949 | - | 3 | 11 | 0.25
6hr Flow | System | Constraint | Flex Down | Flexibility | Violation | 1 | 2025-03-21 12:30 | 6.2725 | - | 3 | 12 | 0.25
6hr Flow | System | Constraint | Flex Down | Flexibility | Violation | 1 | 2025-03-21 12:45 | 22.6131 | - | 3 | 12 | 0.25
6hr Flow | System | Constraint | Flex Down | Flexibility | Violation | 1 | 2025-03-21 13:00 | 4.9093 | - | 3 | 13 | 0.25
6hr Flow | System | Constraint | Flex Down | Flexibility | Violation | 1 | 2025-03-22 09:45 | 17.335 | - | 3 | 9 | 0.25
6hr Flow | System | Constraint | Flex Down | Flexibility | Violation | 1 | 2025-03-22 10:30 | 2.5671 | - | 3 | 10 | 0.25
6hr Flow | System | Constraint | Flex Down | Flexibility | Violation | 1 | 2025-03-22 10:45 | 48.2818 | - | 3 | 10 | 0.25
6hr Flow | System | Constraint | Flex Down | Flexibility | Violation | 1 | 2025-03-22 11:00 | 60.7218 | - | 3 | 11 | 0.25
6hr Flow | System | Constraint | Flex Down | Flexibility | Violation | 1 | 2025-03-22 11:15 | 66.5298 | - | 3 | 11 | 0.25
6hr Flow | System | Constraint | Flex Down | Flexibility | Violation | 1 | 2025-03-22 11:30 | 69.3378 | - | 3 | 11 | 0.25
6hr Flow | System | Constraint | Flex Down | Flexibility | Violation | 1 | 2025-03-22 11:45 | 65.1458 | - | 3 | 11 | 0.25
6hr Flow | System | Constraint | Flex Down | Flexibility | Violation | 1 | 2025-03-22 12:00 | 108.3399 | - | 3 | 12 | 0.25
6hr Flow | System | Constraint | Flex Down | Flexibility | Violation | 1 | 2025-03-22 12:15 | 103.9079 | - | 3 | 12 | 0.25
6hr Flow | System | Constraint | Flex Down | Flexibility | Violation | 1 | 2025-03-22 12:30 | 97.4759 | - | 3 | 12 | 0.25
6hr Flow | System | Constraint | Flex Down | Flexibility | Violation | 1 | 2025-03-22 12:45 | 95.0438 | - | 3 | 12 | 0.25
6hr Flow | System | Constraint | Flex Down | Flexibility | Violation | 1 | 2025-03-22 13:00 | 123.1049 | - | 3 | 13 | 0.25
6hr Flow | System | Constraint | Flex Down | Flexibility | Violation | 1 | 2025-03-22 13:15 | 108.5525 | - | 3 | 13 | 0.25
6hr Flow | System | Constraint | Flex Down | Flexibility | Violation | 1 | 2025-03-22 13:30 | 84 | - | 3 | 13 | 0.25
6hr Flow | System | Constraint | Flex Down | Flexibility | Violation | 1 | 2025-03-22 13:45 | 59.4476 | - | 3 | 13 | 0.25
6hr Flow | System | Constraint | Flex Down | Flexibility | Violation | 1 | 2025-03-22 14:00 | 42.8785 | - | 3 | 14 | 0.25
6hr Flow | System | Constraint | Flex Down | Flexibility | Violation | 1 | 2025-03-22 14:15 | 39.6009 | - | 3 | 14 | 0.25
6hr Flow | System | Constraint | Flex Down | Flexibility | Violation | 1 | 2025-03-22 14:30 | 31.3234 | - | 3 | 14 | 0.25
6hr Flow | System | Constraint | Flex Down | Flexibility | Violation | 1 | 2025-03-22 14:45 | 28.0458 | - | 3 | 14 | 0.25
6hr Flow | System | Constraint | Flex Down | Flexibility | Violation | 1 | 2025-03-22 15:00 | 23.837 | - | 3 | 15 | 0.25
6hr Flow | System | Constraint | Flex Down | Flexibility | Violation | 1 | 2025-03-22 15:15 | 5.7755 | - | 3 | 15 | 0.25
6hr Flow | System | Constraint | Flex Down | Flexibility | Violation | 1 | 2025-03-22 22:45 | 5.3087 | - | 3 | 22 | 0.25
6hr Flow | System | Constraint | Flex Down | Flexibility | Violation | 1 | 2025-03-25 21:00 | 95.7374 | - | 3 | 21 | 0.25
6hr Flow | System | Constraint | Flex Down | Flexibility | Violation | 1 | 2025-03-25 21:15 | 145.9314 | - | 3 | 21 | 0.25
6hr Flow | System | Constraint | Flex Down | Flexibility | Violation | 1 | 2025-03-25 21:30 | 170.1254 | - | 3 | 21 | 0.25
6hr Flow | System | Constraint | Flex Down | Flexibility | Violation | 1 | 2025-03-25 21:45 | 211.3194 | - | 3 | 21 | 0.25
6hr Flow | System | Constraint | Flex Down | Flexibility | Violation | 1 | 2025-03-25 22:00 | 9.0155 | - | 3 | 22 | 0.25
6hr Flow | System | Constraint | Flex Down | Flexibility | Violation | 1 | 2025-03-25 22:15 | 84.9327 | - | 3 | 22 | 0.25
6hr Flow | System | Constraint | Flex Down | Flexibility | Violation | 1 | 2025-03-25 22:30 | 139.85 | - | 3 | 22 | 0.25
6hr Flow | System | Constraint | Flex Down | Flexibility | Violation | 1 | 2025-03-25 22:45 | 185.7672 | - | 3 | 22 | 0.25
6hr Flow | System | Constraint | Flex Down | Flexibility | Violation | 1 | 2025-03-25 23:00 | 13.6414 | - | 3 | 23 | 0.25
6hr Flow | System | Constraint | Flex Down | Flexibility | Violation | 1 | 2025-03-25 23:15 | 29.5155 | - | 3 | 23 | 0.25
6hr Flow | System | Constraint | Flex Down | Flexibility | Violation | 1 | 2025-03-25 23:30 | 49.3897 | - | 3 | 23 | 0.25
6hr Flow | System | Constraint | Flex Down | Flexibility | Violation | 1 | 2025-03-25 23:45 | 67.2639 | - | 3 | 23 | 0.25
6hr Flow | System | Constraint | Flex Down | Flexibility | Violation | 1 | 2025-03-26 | 38.8854 | - | 3 | 0 | 0.25
6hr Flow | System | Constraint | Flex Down | Flexibility | Violation | 1 | 2025-03-26 00:15 | 48.1716 | - | 3 | 0 | 0.25
6hr Flow | System | Constraint | Flex Down | Flexibility | Violation | 1 | 2025-03-26 00:30 | 40.4579 | - | 3 | 0 | 0.25
6hr Flow | System | Constraint | Flex Down | Flexibility | Violation | 1 | 2025-03-26 00:45 | 38.7442 | - | 3 | 0 | 0.25
6hr Flow | System | Constraint | Flex Down | Flexibility | Violation | 1 | 2025-03-26 09:30 | 17.9066 | - | 3 | 9 | 0.25
6hr Flow | System | Constraint | Flex Down | Flexibility | Violation | 1 | 2025-03-26 09:45 | 51.8671 | - | 3 | 9 | 0.25
6hr Flow | System | Constraint | Flex Down | Flexibility | Violation | 1 | 2025-03-26 10:45 | 17.0758 | - | 3 | 10 | 0.25
6hr Flow | System | Constraint | Flex Down | Flexibility | Violation | 1 | 2025-03-26 11:00 | 176.9322 | - | 3 | 11 | 0.25
6hr Flow | System | Constraint | Flex Down | Flexibility | Violation | 1 | 2025-03-26 11:15 | 135.4566 | - | 3 | 11 | 0.25
6hr Flow | System | Constraint | Flex Down | Flexibility | Violation | 1 | 2025-03-26 11:30 | 84.981 | - | 3 | 11 | 0.25
6hr Flow | System | Constraint | Flex Down | Flexibility | Violation | 1 | 2025-03-26 11:45 | 38.5054 | - | 3 | 11 | 0.25
6hr Flow | System | Constraint | Flex Down | Flexibility | Violation | 1 | 2025-03-26 12:45 | 19.9517 | - | 3 | 12 | 0.25
6hr Flow | System | Constraint | Flex Down | Flexibility | Violation | 1 | 2025-03-26 13:45 | 11.4616 | - | 3 | 13 | 0.25
6hr Flow | System | Constraint | Flex Down | Flexibility | Violation | 1 | 2025-03-26 14:00 | 246.4968 | - | 3 | 14 | 0.25
6hr Flow | System | Constraint | Flex Down | Flexibility | Violation | 1 | 2025-03-26 14:15 | 161.9537 | - | 3 | 14 | 0.25
6hr Flow | System | Constraint | Flex Down | Flexibility | Violation | 1 | 2025-03-26 14:30 | 85.4105 | - | 3 | 14 | 0.25
6hr Flow | System | Constraint | Flex Down | Flexibility | Violation | 1 | 2025-03-26 20:00 | 14.732 | - | 3 | 20 | 0.25
6hr Flow | System | Constraint | Flex Down | Flexibility | Violation | 1 | 2025-03-26 20:15 | 25.887 | - | 3 | 20 | 0.25
6hr Flow | System | Constraint | Flex Down | Flexibility | Violation | 1 | 2025-03-26 20:30 | 42.0419 | - | 3 | 20 | 0.25
6hr Flow | System | Constraint | Flex Down | Flexibility | Violation | 1 | 2025-03-26 20:45 | 63.1969 | - | 3 | 20 | 0.25
6hr Flow | System | Constraint | Flex Down | Flexibility | Violation | 1 | 2025-03-27 08:15 | 43.6553 | - | 3 | 8 | 0.25
6hr Flow | System | Constraint | Flex Down | Flexibility | Violation | 1 | 2025-03-27 08:30 | 85.114 | - | 3 | 8 | 0.25
6hr Flow | System | Constraint | Flex Down | Flexibility | Violation | 1 | 2025-03-27 08:45 | 121.5727 | - | 3 | 8 | 0.25
6hr Flow | System | Constraint | Flex Down | Flexibility | Violation | 1 | 2025-03-27 09:15 | 9.1266 | - | 3 | 9 | 0.25
6hr Flow | System | Constraint | Flex Down | Flexibility | Violation | 1 | 2025-03-27 09:30 | 43.2935 | - | 3 | 9 | 0.25
6hr Flow | System | Constraint | Flex Down | Flexibility | Violation | 1 | 2025-03-27 09:45 | 69.4605 | - | 3 | 9 | 0.25
6hr Flow | System | Constraint | Flex Down | Flexibility | Violation | 1 | 2025-03-27 10:15 | 3.2323 | - | 3 | 10 | 0.25
6hr Flow | System | Constraint | Flex Down | Flexibility | Violation | 1 | 2025-03-27 10:30 | 29.7392 | - | 3 | 10 | 0.25
6hr Flow | System | Constraint | Flex Down | Flexibility | Violation | 1 | 2025-03-27 10:45 | 43.2461 | - | 3 | 10 | 0.25
6hr Flow | System | Constraint | Flex Down | Flexibility | Violation | 1 | 2025-03-27 11:00 | 30.1774 | - | 3 | 11 | 0.25
6hr Flow | System | Constraint | Flex Down | Flexibility | Violation | 1 | 2025-03-27 11:15 | 27.5866 | - | 3 | 11 | 0.25
6hr Flow | System | Constraint | Flex Down | Flexibility | Violation | 1 | 2025-03-27 11:30 | 18.9959 | - | 3 | 11 | 0.25
6hr Flow | System | Constraint | Flex Down | Flexibility | Violation | 1 | 2025-03-27 11:45 | 9.4051 | - | 3 | 11 | 0.25
6hr Flow | System | Constraint | Flex Down | Flexibility | Violation | 1 | 2025-03-28 | 3.5585 | - | 3 | 0 | 0.25
6hr Flow | System | Constraint | Flex Down | Flexibility | Violation | 1 | 2025-03-28 00:15 | 3.5585 | - | 3 | 0 | 0.25
6hr Flow | System | Constraint | Flex Down | Flexibility | Violation | 1 | 2025-03-28 00:30 | 6.7468 | - | 3 | 0 | 0.25
6hr Flow | System | Constraint | Flex Down | Flexibility | Violation | 1 | 2025-03-28 00:45 | 0.37014 | - | 3 | 0 | 0.25
6hr Flow | System | Constraint | Flex Down | Flexibility | Violation | 1 | 2025-03-28 09:00 | 174.7817 | - | 3 | 9 | 0.25
6hr Flow | System | Constraint | Flex Down | Flexibility | Violation | 1 | 2025-03-28 09:15 | 126.0494 | - | 3 | 9 | 0.25
6hr Flow | System | Constraint | Flex Down | Flexibility | Violation | 1 | 2025-03-28 09:30 | 88.3171 | - | 3 | 9 | 0.25
6hr Flow | System | Constraint | Flex Down | Flexibility | Violation | 1 | 2025-03-28 09:45 | 45.5848 | - | 3 | 9 | 0.25
6hr Flow | System | Constraint | Flex Down | Flexibility | Violation | 1 | 2025-03-28 12:00 | 96.2359 | - | 3 | 12 | 0.25
6hr Flow | System | Constraint | Flex Down | Flexibility | Violation | 1 | 2025-03-28 12:15 | 43.4028 | - | 3 | 12 | 0.25
6hr Flow | System | Constraint | Flex Down | Flexibility | Violation | 1 | 2025-03-28 12:30 | 13.5697 | - | 3 | 12 | 0.25
6hr Flow | System | Constraint | Flex Down | Flexibility | Violation | 1 | 2025-03-29 | 0.056026 | - | 3 | 0 | 0.25
6hr Flow | System | Constraint | Flex Down | Flexibility | Violation | 1 | 2025-03-29 00:15 | 23.6694 | - | 3 | 0 | 0.25
6hr Flow | System | Constraint | Flex Down | Flexibility | Violation | 1 | 2025-03-29 00:30 | 35.2827 | - | 3 | 0 | 0.25
6hr Flow | System | Constraint | Flex Down | Flexibility | Violation | 1 | 2025-03-29 00:45 | 57.8961 | - | 3 | 0 | 0.25
6hr Flow | System | Constraint | Flex Down | Flexibility | Violation | 1 | 2025-04-01 08:45 | 19.6484 | - | 4 | 8 | 0.25
6hr Flow | System | Constraint | Flex Down | Flexibility | Violation | 1 | 2025-04-01 09:30 | 2.2048 | - | 4 | 9 | 0.25
6hr Flow | System | Constraint | Flex Down | Flexibility | Violation | 1 | 2025-04-01 09:45 | 16.4703 | - | 4 | 9 | 0.25
6hr Flow | System | Constraint | Flex Down | Flexibility | Violation | 1 | 2025-04-01 10:15 | 0.74405 | - | 4 | 10 | 0.25
6hr Flow | System | Constraint | Flex Down | Flexibility | Violation | 1 | 2025-04-01 10:30 | 37.0059 | - | 4 | 10 | 0.25
6hr Flow | System | Constraint | Flex Down | Flexibility | Violation | 1 | 2025-04-01 10:45 | 72.2678 | - | 4 | 10 | 0.25
6hr Flow | System | Constraint | Flex Down | Flexibility | Violation | 1 | 2025-04-01 11:15 | 13.0528 | - | 4 | 11 | 0.25
6hr Flow | System | Constraint | Flex Down | Flexibility | Violation | 1 | 2025-04-01 11:30 | 25.7503 | - | 4 | 11 | 0.25
6hr Flow | System | Constraint | Flex Down | Flexibility | Violation | 1 | 2025-04-01 11:45 | 31.4478 | - | 4 | 11 | 0.25
6hr Flow | System | Constraint | Flex Down | Flexibility | Violation | 1 | 2025-04-01 12:00 | 36.2754 | - | 4 | 12 | 0.25
6hr Flow | System | Constraint | Flex Down | Flexibility | Violation | 1 | 2025-04-01 12:15 | 18.703 | - | 4 | 12 | 0.25
6hr Flow | System | Constraint | Flex Down | Flexibility | Violation | 1 | 2025-04-01 13:45 | 31.0887 | - | 4 | 13 | 0.25
6hr Flow | System | Constraint | Flex Down | Flexibility | Violation | 1 | 2025-04-02 21:00 | 134.3926 | - | 4 | 21 | 0.25
6hr Flow | System | Constraint | Flex Down | Flexibility | Violation | 1 | 2025-04-02 21:15 | 260.8693 | - | 4 | 21 | 0.25
6hr Flow | System | Constraint | Flex Down | Flexibility | Violation | 1 | 2025-04-02 21:30 | 342.6009 | - | 4 | 21 | 0.25
6hr Flow | System | Constraint | Flex Down | Flexibility | Violation | 1 | 2025-04-02 21:45 | 342.6009 | - | 4 | 21 | 0.25
6hr Flow | System | Constraint | Flex Down | Flexibility | Violation | 1 | 2025-04-02 23:15 | 19.5564 | - | 4 | 23 | 0.25
6hr Flow | System | Constraint | Flex Down | Flexibility | Violation | 1 | 2025-04-02 23:30 | 28.2353 | - | 4 | 23 | 0.25
6hr Flow | System | Constraint | Flex Down | Flexibility | Violation | 1 | 2025-04-02 23:45 | 33.9141 | - | 4 | 23 | 0.25
6hr Flow | System | Constraint | Flex Down | Flexibility | Violation | 1 | 2025-04-03 21:45 | 29.6347 | - | 4 | 21 | 0.25
6hr Flow | System | Constraint | Flex Down | Flexibility | Violation | 1 | 2025-04-04 14:00 | 67.1062 | - | 4 | 14 | 0.25
6hr Flow | System | Constraint | Flex Down | Flexibility | Violation | 1 | 2025-04-04 14:15 | 4.0717 | - | 4 | 14 | 0.25
6hr Flow | System | Constraint | Flex Down | Flexibility | Violation | 1 | 2025-04-04 21:45 | 78.62 | - | 4 | 21 | 0.25
6hr Flow | System | Constraint | Flex Down | Flexibility | Violation | 1 | 2025-04-05 23:45 | 18.5432 | - | 4 | 23 | 0.25
6hr Flow | System | Constraint | Flex Down | Flexibility | Violation | 1 | 2025-04-06 00:30 | 8.5775 | - | 4 | 0 | 0.25
6hr Flow | System | Constraint | Flex Down | Flexibility | Violation | 1 | 2025-04-06 00:45 | 50.4772 | - | 4 | 0 | 0.25
6hr Flow | System | Constraint | Flex Down | Flexibility | Violation | 1 | 2025-04-06 01:15 | 12.6911 | - | 4 | 1 | 0.25
6hr Flow | System | Constraint | Flex Down | Flexibility | Violation | 1 | 2025-04-06 01:30 | 37.0798 | - | 4 | 1 | 0.25
6hr Flow | System | Constraint | Flex Down | Flexibility | Violation | 1 | 2025-04-06 01:45 | 56.4686 | - | 4 | 1 | 0.25
6hr Flow | System | Constraint | Flex Down | Flexibility | Violation | 1 | 2025-04-06 03:00 | 26.2401 | - | 4 | 3 | 0.25
6hr Flow | System | Constraint | Flex Down | Flexibility | Violation | 1 | 2025-04-06 10:00 | 9.59 | - | 4 | 10 | 0.25
6hr Flow | System | Constraint | Flex Down | Flexibility | Violation | 1 | 2025-04-06 10:15 | 46.8746 | - | 4 | 10 | 0.25
6hr Flow | System | Constraint | Flex Down | Flexibility | Violation | 1 | 2025-04-06 10:30 | 68.1593 | - | 4 | 10 | 0.25
6hr Flow | System | Constraint | Flex Down | Flexibility | Violation | 1 | 2025-04-06 10:45 | 95.4439 | - | 4 | 10 | 0.25
6hr Flow | System | Constraint | Flex Down | Flexibility | Violation | 1 | 2025-04-06 11:45 | 24.3001 | - | 4 | 11 | 0.25
6hr Flow | System | Constraint | Flex Down | Flexibility | Violation | 1 | 2025-04-06 12:30 | 43.4728 | - | 4 | 12 | 0.25
6hr Flow | System | Constraint | Flex Down | Flexibility | Violation | 1 | 2025-04-06 12:45 | 61.1903 | - | 4 | 12 | 0.25
6hr Flow | System | Constraint | Flex Down | Flexibility | Violation | 1 | 2025-04-07 12:30 | 41.7896 | - | 4 | 12 | 0.25
6hr Flow | System | Constraint | Flex Down | Flexibility | Violation | 1 | 2025-04-07 12:45 | 46.5901 | - | 4 | 12 | 0.25
6hr Flow | System | Constraint | Flex Down | Flexibility | Violation | 1 | 2025-04-07 23:30 | 39.3558 | - | 4 | 23 | 0.25
6hr Flow | System | Constraint | Flex Down | Flexibility | Violation | 1 | 2025-04-07 23:45 | 79.6501 | - | 4 | 23 | 0.25
6hr Flow | System | Constraint | Flex Down | Flexibility | Violation | 1 | 2025-04-08 | 8.2373 | - | 4 | 0 | 0.25
6hr Flow | System | Constraint | Flex Down | Flexibility | Violation | 1 | 2025-04-08 00:15 | 27.8143 | - | 4 | 0 | 0.25
6hr Flow | System | Constraint | Flex Down | Flexibility | Violation | 1 | 2025-04-08 00:30 | 34.3914 | - | 4 | 0 | 0.25
6hr Flow | System | Constraint | Flex Down | Flexibility | Violation | 1 | 2025-04-08 00:45 | 40.9685 | - | 4 | 0 | 0.25
6hr Flow | System | Constraint | Flex Down | Flexibility | Violation | 1 | 2025-04-08 10:15 | 11.192 | - | 4 | 10 | 0.25
6hr Flow | System | Constraint | Flex Down | Flexibility | Violation | 1 | 2025-04-08 10:30 | 62.7761 | - | 4 | 10 | 0.25
6hr Flow | System | Constraint | Flex Down | Flexibility | Violation | 1 | 2025-04-08 10:45 | 72.3603 | - | 4 | 10 | 0.25
6hr Flow | System | Constraint | Flex Down | Flexibility | Violation | 1 | 2025-04-08 12:15 | 3.798 | - | 4 | 12 | 0.25
6hr Flow | System | Constraint | Flex Down | Flexibility | Violation | 1 | 2025-04-08 12:30 | 53.9864 | - | 4 | 12 | 0.25
6hr Flow | System | Constraint | Flex Down | Flexibility | Violation | 1 | 2025-04-08 12:45 | 94.1747 | - | 4 | 12 | 0.25
6hr Flow | System | Constraint | Flex Down | Flexibility | Violation | 1 | 2025-04-08 13:15 | 17.6772 | - | 4 | 13 | 0.25
6hr Flow | System | Constraint | Flex Down | Flexibility | Violation | 1 | 2025-04-08 13:30 | 41.0122 | - | 4 | 13 | 0.25
6hr Flow | System | Constraint | Flex Down | Flexibility | Violation | 1 | 2025-04-08 13:45 | 66.3472 | - | 4 | 13 | 0.25
6hr Flow | System | Constraint | Flex Down | Flexibility | Violation | 1 | 2025-04-08 21:45 | 32.4893 | - | 4 | 21 | 0.25
6hr Flow | System | Constraint | Flex Down | Flexibility | Violation | 1 | 2025-04-08 22:30 | 51.5511 | - | 4 | 22 | 0.25
6hr Flow | System | Constraint | Flex Down | Flexibility | Violation | 1 | 2025-04-08 22:45 | 108.2384 | - | 4 | 22 | 0.25
6hr Flow | System | Constraint | Flex Down | Flexibility | Violation | 1 | 2025-04-12 00:45 | 23.8658 | - | 4 | 0 | 0.25
6hr Flow | System | Constraint | Flex Down | Flexibility | Violation | 1 | 2025-04-12 03:00 | 61.5003 | - | 4 | 3 | 0.25
6hr Flow | System | Constraint | Flex Down | Flexibility | Violation | 1 | 2025-04-12 21:15 | 78.7495 | - | 4 | 21 | 0.25
6hr Flow | System | Constraint | Flex Down | Flexibility | Violation | 1 | 2025-04-12 21:30 | 165.7012 | - | 4 | 21 | 0.25
6hr Flow | System | Constraint | Flex Down | Flexibility | Violation | 1 | 2025-04-12 21:45 | 293.653 | - | 4 | 21 | 0.25
6hr Flow | System | Constraint | Flex Down | Flexibility | Violation | 1 | 2025-04-12 22:15 | 70.1319 | - | 4 | 22 | 0.25
6hr Flow | System | Constraint | Flex Down | Flexibility | Violation | 1 | 2025-04-12 22:30 | 133.8714 | - | 4 | 22 | 0.25
6hr Flow | System | Constraint | Flex Down | Flexibility | Violation | 1 | 2025-04-12 22:45 | 214.6109 | - | 4 | 22 | 0.25
6hr Flow | System | Constraint | Flex Down | Flexibility | Violation | 1 | 2025-04-13 12:45 | 57.6538 | - | 4 | 12 | 0.25
6hr Flow | System | Constraint | Flex Down | Flexibility | Violation | 1 | 2025-04-13 21:30 | 114.6811 | - | 4 | 21 | 0.25
6hr Flow | System | Constraint | Flex Down | Flexibility | Violation | 1 | 2025-04-13 21:45 | 241.0669 | - | 4 | 21 | 0.25
6hr Flow | System | Constraint | Flex Down | Flexibility | Violation | 1 | 2025-04-14 21:45 | 35.0402 | - | 4 | 21 | 0.25
6hr Flow | System | Constraint | Flex Down | Flexibility | Violation | 1 | 2025-04-19 11:30 | 15.0062 | - | 4 | 11 | 0.25
6hr Flow | System | Constraint | Flex Down | Flexibility | Violation | 1 | 2025-04-19 11:45 | 46.1776 | - | 4 | 11 | 0.25
6hr Flow | System | Constraint | Flex Down | Flexibility | Violation | 1 | 2025-04-24 09:15 | 20.1255 | - | 4 | 9 | 0.25
6hr Flow | System | Constraint | Flex Down | Flexibility | Violation | 1 | 2025-04-24 09:30 | 59.9933 | - | 4 | 9 | 0.25
6hr Flow | System | Constraint | Flex Down | Flexibility | Violation | 1 | 2025-04-24 09:45 | 82.8611 | - | 4 | 9 | 0.25
6hr Flow | System | Constraint | Flex Down | Flexibility | Violation | 1 | 2025-04-24 10:00 | 71.3634 | - | 4 | 10 | 0.25
6hr Flow | System | Constraint | Flex Down | Flexibility | Violation | 1 | 2025-04-24 10:15 | 145.6956 | - | 4 | 10 | 0.25
6hr Flow | System | Constraint | Flex Down | Flexibility | Violation | 1 | 2025-04-24 10:30 | 207.0279 | - | 4 | 10 | 0.25
6hr Flow | System | Constraint | Flex Down | Flexibility | Violation | 1 | 2025-04-24 10:45 | 241.3601 | - | 4 | 10 | 0.25
6hr Flow | System | Constraint | Flex Down | Flexibility | Violation | 1 | 2025-04-24 11:15 | 26.3844 | - | 4 | 11 | 0.25
6hr Flow | System | Constraint | Flex Down | Flexibility | Violation | 1 | 2025-04-24 11:30 | 68.3765 | - | 4 | 11 | 0.25
6hr Flow | System | Constraint | Flex Down | Flexibility | Violation | 1 | 2025-04-24 11:45 | 117.3686 | - | 4 | 11 | 0.25
6hr Flow | System | Constraint | Flex Down | Flexibility | Violation | 1 | 2025-04-24 12:00 | 0.81085 | - | 4 | 12 | 0.25
6hr Flow | System | Constraint | Flex Down | Flexibility | Violation | 1 | 2025-04-24 12:15 | 24.2631 | - | 4 | 12 | 0.25
6hr Flow | System | Constraint | Flex Down | Flexibility | Violation | 1 | 2025-04-24 12:30 | 51.7153 | - | 4 | 12 | 0.25
6hr Flow | System | Constraint | Flex Down | Flexibility | Violation | 1 | 2025-04-24 12:45 | 93.1676 | - | 4 | 12 | 0.25
6hr Flow | System | Constraint | Flex Down | Flexibility | Violation | 1 | 2025-04-24 13:30 | 4.6553 | - | 4 | 13 | 0.25
6hr Flow | System | Constraint | Flex Down | Flexibility | Violation | 1 | 2025-04-24 13:45 | 15.1537 | - | 4 | 13 | 0.25
6hr Flow | System | Constraint | Flex Down | Flexibility | Violation | 1 | 2025-04-24 21:30 | 7.2641 | - | 4 | 21 | 0.25
6hr Flow | System | Constraint | Flex Down | Flexibility | Violation | 1 | 2025-04-24 21:45 | 95.2219 | - | 4 | 21 | 0.25
6hr Flow | System | Constraint | Flex Down | Flexibility | Violation | 1 | 2025-04-27 09:45 | 78.8741 | - | 4 | 9 | 0.25
6hr Flow | System | Constraint | Flex Down | Flexibility | Violation | 1 | 2025-04-27 10:00 | 41.9714 | - | 4 | 10 | 0.25
6hr Flow | System | Constraint | Flex Down | Flexibility | Violation | 1 | 2025-04-27 10:15 | 68.6387 | - | 4 | 10 | 0.25
6hr Flow | System | Constraint | Flex Down | Flexibility | Violation | 1 | 2025-04-27 10:30 | 114.3059 | - | 4 | 10 | 0.25
6hr Flow | System | Constraint | Flex Down | Flexibility | Violation | 1 | 2025-04-27 10:45 | 148.9732 | - | 4 | 10 | 0.25
6hr Flow | System | Constraint | Flex Down | Flexibility | Violation | 1 | 2025-04-27 11:00 | 36.5584 | - | 4 | 11 | 0.25
6hr Flow | System | Constraint | Flex Down | Flexibility | Violation | 1 | 2025-04-27 11:15 | 65.8436 | - | 4 | 11 | 0.25
6hr Flow | System | Constraint | Flex Down | Flexibility | Violation | 1 | 2025-04-27 11:30 | 66.1288 | - | 4 | 11 | 0.25
6hr Flow | System | Constraint | Flex Down | Flexibility | Violation | 1 | 2025-04-27 11:45 | 86.414 | - | 4 | 11 | 0.25
6hr Flow | System | Constraint | Flex Down | Flexibility | Violation | 1 | 2025-04-27 12:45 | 4.8894 | - | 4 | 12 | 0.25
6hr Flow | System | Constraint | Flex Down | Flexibility | Violation | 1 | 2025-04-27 13:00 | 7.9241 | - | 4 | 13 | 0.25
6hr Flow | System | Constraint | Flex Down | Flexibility | Violation | 1 | 2025-04-27 13:15 | 11.4263 | - | 4 | 13 | 0.25
6hr Flow | System | Constraint | Flex Down | Flexibility | Violation | 1 | 2025-04-27 13:30 | 6.9285 | - | 4 | 13 | 0.25
6hr Flow | System | Constraint | Flex Down | Flexibility | Violation | 1 | 2025-04-27 13:45 | 3.4308 | - | 4 | 13 | 0.25
6hr Flow | System | Constraint | Flex Down | Flexibility | Violation | 1 | 2025-04-28 10:00 | 37.2617 | - | 4 | 10 | 0.25
6hr Flow | System | Constraint | Flex Down | Flexibility | Violation | 1 | 2025-04-28 10:15 | 37.9077 | - | 4 | 10 | 0.25
6hr Flow | System | Constraint | Flex Down | Flexibility | Violation | 1 | 2025-04-28 10:30 | 51.5537 | - | 4 | 10 | 0.25
6hr Flow | System | Constraint | Flex Down | Flexibility | Violation | 1 | 2025-04-28 10:45 | 50.1996 | - | 4 | 10 | 0.25
6hr Flow | System | Constraint | Flex Down | Flexibility | Violation | 1 | 2025-04-28 11:00 | 48.7815 | - | 4 | 11 | 0.25
6hr Flow | System | Constraint | Flex Down | Flexibility | Violation | 1 | 2025-04-28 11:15 | 56.7834 | - | 4 | 11 | 0.25
6hr Flow | System | Constraint | Flex Down | Flexibility | Violation | 1 | 2025-04-28 11:30 | 67.7853 | - | 4 | 11 | 0.25
6hr Flow | System | Constraint | Flex Down | Flexibility | Violation | 1 | 2025-04-28 11:45 | 69.7872 | - | 4 | 11 | 0.25
6hr Flow | System | Constraint | Flex Down | Flexibility | Violation | 1 | 2025-05-01 21:45 | 152.2219 | - | 5 | 21 | 0.25
6hr Flow | System | Constraint | Flex Down | Flexibility | Violation | 1 | 2025-05-02 08:30 | 6.5973 | - | 5 | 8 | 0.25
6hr Flow | System | Constraint | Flex Down | Flexibility | Violation | 1 | 2025-05-02 08:45 | 53.2425 | - | 5 | 8 | 0.25
6hr Flow | System | Constraint | Flex Down | Flexibility | Violation | 1 | 2025-05-02 11:45 | 7.5912 | - | 5 | 11 | 0.25
6hr Flow | System | Constraint | Flex Down | Flexibility | Violation | 1 | 2025-05-02 12:45 | 27.2525 | - | 5 | 12 | 0.25
6hr Flow | System | Constraint | Flex Down | Flexibility | Violation | 1 | 2025-05-02 15:00 | 5.985 | - | 5 | 15 | 0.25
6hr Flow | System | Constraint | Flex Down | Flexibility | Violation | 1 | 2025-05-02 15:15 | 5.985 | - | 5 | 15 | 0.25
6hr Flow | System | Constraint | Flex Down | Flexibility | Violation | 1 | 2025-05-02 15:30 | 5.985 | - | 5 | 15 | 0.25
6hr Flow | System | Constraint | Flex Down | Flexibility | Violation | 1 | 2025-05-02 15:45 | 5.985 | - | 5 | 15 | 0.25
6hr Flow | System | Constraint | Flex Down | Flexibility | Violation | 1 | 2025-05-03 16:00 | 123.566 | - | 5 | 16 | 0.25
6hr Flow | System | Constraint | Flex Down | Flexibility | Violation | 1 | 2025-05-03 21:00 | 3.4824 | - | 5 | 21 | 0.25
6hr Flow | System | Constraint | Flex Down | Flexibility | Violation | 1 | 2025-05-03 21:15 | 63.6565 | - | 5 | 21 | 0.25
6hr Flow | System | Constraint | Flex Down | Flexibility | Violation | 1 | 2025-05-03 21:30 | 110.8306 | - | 5 | 21 | 0.25
6hr Flow | System | Constraint | Flex Down | Flexibility | Violation | 1 | 2025-05-03 21:45 | 153.0048 | - | 5 | 21 | 0.25
6hr Flow | System | Constraint | Flex Down | Flexibility | Violation | 1 | 2025-05-03 22:30 | 11.2942 | - | 5 | 22 | 0.25
6hr Flow | System | Constraint | Flex Down | Flexibility | Violation | 1 | 2025-05-03 22:45 | 65.0573 | - | 5 | 22 | 0.25
6hr Flow | System | Constraint | Flex Down | Flexibility | Violation | 1 | 2025-05-04 01:00 | 2.4517 | - | 5 | 1 | 0.25
6hr Flow | System | Constraint | Flex Down | Flexibility | Violation | 1 | 2025-05-04 01:15 | 32.3236 | - | 5 | 1 | 0.25
6hr Flow | System | Constraint | Flex Down | Flexibility | Violation | 1 | 2025-05-04 01:30 | 58.1954 | - | 5 | 1 | 0.25
6hr Flow | System | Constraint | Flex Down | Flexibility | Violation | 1 | 2025-05-04 01:45 | 73.0672 | - | 5 | 1 | 0.25
6hr Flow | System | Constraint | Flex Down | Flexibility | Violation | 1 | 2025-05-04 02:00 | 60.5042 | - | 5 | 2 | 0.25
6hr Flow | System | Constraint | Flex Down | Flexibility | Violation | 1 | 2025-05-04 02:15 | 8.4746 | - | 5 | 2 | 0.25
6hr Flow | System | Constraint | Flex Down | Flexibility | Violation | 1 | 2025-05-04 20:45 | 14.1238 | - | 5 | 20 | 0.25
6hr Flow | System | Constraint | Flex Down | Flexibility | Violation | 1 | 2025-05-04 21:15 | 95.5117 | - | 5 | 21 | 0.25
6hr Flow | System | Constraint | Flex Down | Flexibility | Violation | 1 | 2025-05-04 21:30 | 207.2056 | - | 5 | 21 | 0.25
6hr Flow | System | Constraint | Flex Down | Flexibility | Violation | 1 | 2025-05-04 21:45 | 303.8996 | - | 5 | 21 | 0.25
6hr Flow | System | Constraint | Flex Down | Flexibility | Violation | 1 | 2025-05-04 22:15 | 76.4854 | - | 5 | 22 | 0.25
6hr Flow | System | Constraint | Flex Down | Flexibility | Violation | 1 | 2025-05-04 22:30 | 159.7783 | - | 5 | 22 | 0.25
6hr Flow | System | Constraint | Flex Down | Flexibility | Violation | 1 | 2025-05-04 22:45 | 244.0712 | - | 5 | 22 | 0.25
6hr Flow | System | Constraint | Flex Down | Flexibility | Violation | 1 | 2025-05-04 23:30 | 11.4403 | - | 5 | 23 | 0.25
6hr Flow | System | Constraint | Flex Down | Flexibility | Violation | 1 | 2025-05-04 23:45 | 59.3083 | - | 5 | 23 | 0.25
6hr Flow | System | Constraint | Flex Down | Flexibility | Violation | 1 | 2025-05-05 | 30.846 | - | 5 | 0 | 0.25
6hr Flow | System | Constraint | Flex Down | Flexibility | Violation | 1 | 2025-05-05 00:15 | 40.9961 | - | 5 | 0 | 0.25
6hr Flow | System | Constraint | Flex Down | Flexibility | Violation | 1 | 2025-05-05 00:30 | 60.1462 | - | 5 | 0 | 0.25
6hr Flow | System | Constraint | Flex Down | Flexibility | Violation | 1 | 2025-05-05 00:45 | 59.2963 | - | 5 | 0 | 0.25
6hr Flow | System | Constraint | Flex Down | Flexibility | Violation | 1 | 2025-05-05 20:45 | 32.017 | - | 5 | 20 | 0.25
6hr Flow | System | Constraint | Flex Down | Flexibility | Violation | 1 | 2025-05-05 21:30 | 144.7218 | - | 5 | 21 | 0.25
6hr Flow | System | Constraint | Flex Down | Flexibility | Violation | 1 | 2025-05-05 21:45 | 275.9567 | - | 5 | 21 | 0.25
6hr Flow | System | Constraint | Flex Down | Flexibility | Violation | 1 | 2025-05-06 | 9.9941 | - | 5 | 0 | 0.25
6hr Flow | System | Constraint | Flex Down | Flexibility | Violation | 1 | 2025-05-06 20:45 | 66.5001 | - | 5 | 20 | 0.25
6hr Flow | System | Constraint | Flex Down | Flexibility | Violation | 1 | 2025-05-06 21:00 | 118.5782 | - | 5 | 21 | 0.25
6hr Flow | System | Constraint | Flex Down | Flexibility | Violation | 1 | 2025-05-06 21:15 | 252.6563 | - | 5 | 21 | 0.25
6hr Flow | System | Constraint | Flex Down | Flexibility | Violation | 1 | 2025-05-06 21:30 | 342.6009 | - | 5 | 21 | 0.25
6hr Flow | System | Constraint | Flex Down | Flexibility | Violation | 1 | 2025-05-06 21:45 | 342.6009 | - | 5 | 21 | 0.25
6hr Flow | System | Constraint | Flex Down | Flexibility | Violation | 1 | 2025-05-06 22:00 | 0.025223 | - | 5 | 22 | 0.25
6hr Flow | System | Constraint | Flex Down | Flexibility | Violation | 1 | 2025-05-06 22:15 | 78.2378 | - | 5 | 22 | 0.25
6hr Flow | System | Constraint | Flex Down | Flexibility | Violation | 1 | 2025-05-06 22:30 | 138.4504 | - | 5 | 22 | 0.25
6hr Flow | System | Constraint | Flex Down | Flexibility | Violation | 1 | 2025-05-06 22:45 | 197.6631 | - | 5 | 22 | 0.25
6hr Flow | System | Constraint | Flex Down | Flexibility | Violation | 1 | 2025-05-07 21:15 | 74.8934 | - | 5 | 21 | 0.25
6hr Flow | System | Constraint | Flex Down | Flexibility | Violation | 1 | 2025-05-07 21:30 | 181.272 | - | 5 | 21 | 0.25
6hr Flow | System | Constraint | Flex Down | Flexibility | Violation | 1 | 2025-05-07 21:45 | 286.6505 | - | 5 | 21 | 0.25
6hr Flow | System | Constraint | Flex Down | Flexibility | Violation | 1 | 2025-05-08 22:45 | 108.18 | - | 5 | 22 | 0.25
6hr Flow | System | Constraint | Flex Down | Flexibility | Violation | 1 | 2025-05-09 02:00 | 13.8736 | - | 5 | 2 | 0.25
6hr Flow | System | Constraint | Flex Down | Flexibility | Violation | 1 | 2025-05-09 02:15 | 13.8736 | - | 5 | 2 | 0.25
6hr Flow | System | Constraint | Flex Down | Flexibility | Violation | 1 | 2025-05-09 02:30 | 13.8736 | - | 5 | 2 | 0.25
6hr Flow | System | Constraint | Flex Down | Flexibility | Violation | 1 | 2025-05-09 02:45 | 13.8736 | - | 5 | 2 | 0.25
6hr Flow | System | Constraint | Flex Down | Flexibility | Violation | 1 | 2025-05-10 15:00 | 3.6334 | - | 5 | 15 | 0.25
6hr Flow | System | Constraint | Flex Down | Flexibility | Violation | 1 | 2025-05-10 15:15 | 3.6334 | - | 5 | 15 | 0.25
6hr Flow | System | Constraint | Flex Down | Flexibility | Violation | 1 | 2025-05-10 15:30 | 3.6334 | - | 5 | 15 | 0.25
6hr Flow | System | Constraint | Flex Down | Flexibility | Violation | 1 | 2025-05-10 15:45 | 3.6334 | - | 5 | 15 | 0.25
6hr Flow | System | Constraint | Flex Down | Flexibility | Violation | 1 | 2025-05-11 21:00 | 14.125 | - | 5 | 21 | 0.25
6hr Flow | System | Constraint | Flex Down | Flexibility | Violation | 1 | 2025-05-11 21:15 | 67.5535 | - | 5 | 21 | 0.25
6hr Flow | System | Constraint | Flex Down | Flexibility | Violation | 1 | 2025-05-11 21:30 | 115.9821 | - | 5 | 21 | 0.25
6hr Flow | System | Constraint | Flex Down | Flexibility | Violation | 1 | 2025-05-11 21:45 | 161.4106 | - | 5 | 21 | 0.25
6hr Flow | System | Constraint | Flex Down | Flexibility | Violation | 1 | 2025-05-12 21:15 | 16.4091 | - | 5 | 21 | 0.25
6hr Flow | System | Constraint | Flex Down | Flexibility | Violation | 1 | 2025-05-12 21:30 | 127.4844 | - | 5 | 21 | 0.25
6hr Flow | System | Constraint | Flex Down | Flexibility | Violation | 1 | 2025-05-12 21:45 | 223.5597 | - | 5 | 21 | 0.25
6hr Flow | System | Constraint | Flex Down | Flexibility | Violation | 1 | 2025-05-13 03:15 | 0.71521 | - | 5 | 3 | 0.25
6hr Flow | System | Constraint | Flex Down | Flexibility | Violation | 1 | 2025-05-13 03:30 | 0.71521 | - | 5 | 3 | 0.25
6hr Flow | System | Constraint | Flex Down | Flexibility | Violation | 1 | 2025-05-13 21:00 | 171.5526 | - | 5 | 21 | 0.25
6hr Flow | System | Constraint | Flex Down | Flexibility | Violation | 1 | 2025-05-13 21:15 | 301.6193 | - | 5 | 21 | 0.25
6hr Flow | System | Constraint | Flex Down | Flexibility | Violation | 1 | 2025-05-13 21:30 | 342.6009 | - | 5 | 21 | 0.25
6hr Flow | System | Constraint | Flex Down | Flexibility | Violation | 1 | 2025-05-13 21:45 | 342.6009 | - | 5 | 21 | 0.25
6hr Flow | System | Constraint | Flex Down | Flexibility | Violation | 1 | 2025-05-13 22:15 | 31.2923 | - | 5 | 22 | 0.25
6hr Flow | System | Constraint | Flex Down | Flexibility | Violation | 1 | 2025-05-13 22:30 | 96.5621 | - | 5 | 22 | 0.25
6hr Flow | System | Constraint | Flex Down | Flexibility | Violation | 1 | 2025-05-13 22:45 | 161.832 | - | 5 | 22 | 0.25
6hr Flow | System | Constraint | Flex Down | Flexibility | Violation | 1 | 2025-05-14 01:15 | 3.3158 | - | 5 | 1 | 0.25
6hr Flow | System | Constraint | Flex Down | Flexibility | Violation | 1 | 2025-05-14 01:30 | 3.3158 | - | 5 | 1 | 0.25
6hr Flow | System | Constraint | Flex Down | Flexibility | Violation | 1 | 2025-05-14 01:45 | 3.3158 | - | 5 | 1 | 0.25
6hr Flow | System | Constraint | Flex Down | Flexibility | Violation | 1 | 2025-05-14 02:00 | 6.254 | - | 5 | 2 | 0.25
6hr Flow | System | Constraint | Flex Down | Flexibility | Violation | 1 | 2025-05-14 02:15 | 6.254 | - | 5 | 2 | 0.25
6hr Flow | System | Constraint | Flex Down | Flexibility | Violation | 1 | 2025-05-14 02:30 | 6.254 | - | 5 | 2 | 0.25
6hr Flow | System | Constraint | Flex Down | Flexibility | Violation | 1 | 2025-05-14 02:45 | 6.254 | - | 5 | 2 | 0.25
6hr Flow | System | Constraint | Flex Down | Flexibility | Violation | 1 | 2025-05-14 20:45 | 25.5724 | - | 5 | 20 | 0.25
6hr Flow | System | Constraint | Flex Down | Flexibility | Violation | 1 | 2025-05-14 21:30 | 2.9114 | - | 5 | 21 | 0.25
6hr Flow | System | Constraint | Flex Down | Flexibility | Violation | 1 | 2025-05-14 21:45 | 91.7011 | - | 5 | 21 | 0.25
6hr Flow | System | Constraint | Flex Down | Flexibility | Violation | 1 | 2025-05-14 22:45 | 52.1 | - | 5 | 22 | 0.25
6hr Flow | System | Constraint | Flex Down | Flexibility | Violation | 1 | 2025-05-15 21:45 | 25.0906 | - | 5 | 21 | 0.25
6hr Flow | System | Constraint | Flex Down | Flexibility | Violation | 1 | 2025-05-15 22:00 | 31.1427 | - | 5 | 22 | 0.25
6hr Flow | System | Constraint | Flex Down | Flexibility | Violation | 1 | 2025-05-17 00:45 | 15.2129 | - | 5 | 0 | 0.25
6hr Flow | System | Constraint | Flex Down | Flexibility | Violation | 1 | 2025-05-17 21:45 | 25.6548 | - | 5 | 21 | 0.25
6hr Flow | System | Constraint | Flex Down | Flexibility | Violation | 1 | 2025-05-17 22:00 | 63.5795 | - | 5 | 22 | 0.25
6hr Flow | System | Constraint | Flex Down | Flexibility | Violation | 1 | 2025-05-17 22:15 | 87.5041 | - | 5 | 22 | 0.25
6hr Flow | System | Constraint | Flex Down | Flexibility | Violation | 1 | 2025-05-17 22:30 | 107.4288 | - | 5 | 22 | 0.25
6hr Flow | System | Constraint | Flex Down | Flexibility | Violation | 1 | 2025-05-17 22:45 | 120.3534 | - | 5 | 22 | 0.25
6hr Flow | System | Constraint | Flex Down | Flexibility | Violation | 1 | 2025-05-17 23:15 | 75.2011 | - | 5 | 23 | 0.25
6hr Flow | System | Constraint | Flex Down | Flexibility | Violation | 1 | 2025-05-17 23:30 | 96.2424 | - | 5 | 23 | 0.25
6hr Flow | System | Constraint | Flex Down | Flexibility | Violation | 1 | 2025-05-17 23:45 | 129.2837 | - | 5 | 23 | 0.25
6hr Flow | System | Constraint | Flex Down | Flexibility | Violation | 1 | 2025-05-18 00:30 | 20.6398 | - | 5 | 0 | 0.25
6hr Flow | System | Constraint | Flex Down | Flexibility | Violation | 1 | 2025-05-18 00:45 | 50.2728 | - | 5 | 0 | 0.25
6hr Flow | System | Constraint | Flex Down | Flexibility | Violation | 1 | 2025-05-18 18:00 | 12.8707 | - | 5 | 18 | 0.25
6hr Flow | System | Constraint | Flex Down | Flexibility | Violation | 1 | 2025-05-18 18:15 | 12.8707 | - | 5 | 18 | 0.25
6hr Flow | System | Constraint | Flex Down | Flexibility | Violation | 1 | 2025-05-18 18:30 | 12.8707 | - | 5 | 18 | 0.25
6hr Flow | System | Constraint | Flex Down | Flexibility | Violation | 1 | 2025-05-18 18:45 | 12.8707 | - | 5 | 18 | 0.25
6hr Flow | System | Constraint | Flex Down | Flexibility | Violation | 1 | 2025-05-19 20:45 | 68.9778 | - | 5 | 20 | 0.25
6hr Flow | System | Constraint | Flex Down | Flexibility | Violation | 1 | 2025-05-19 21:00 | 40.6865 | - | 5 | 21 | 0.25
6hr Flow | System | Constraint | Flex Down | Flexibility | Violation | 1 | 2025-05-19 21:15 | 220.7852 | - | 5 | 21 | 0.25
6hr Flow | System | Constraint | Flex Down | Flexibility | Violation | 1 | 2025-05-19 21:30 | 341.8839 | - | 5 | 21 | 0.25
6hr Flow | System | Constraint | Flex Down | Flexibility | Violation | 1 | 2025-05-19 21:45 | 342.6009 | - | 5 | 21 | 0.25
6hr Flow | System | Constraint | Flex Down | Flexibility | Violation | 1 | 2025-05-19 22:15 | 48.598 | - | 5 | 22 | 0.25
6hr Flow | System | Constraint | Flex Down | Flexibility | Violation | 1 | 2025-05-19 22:30 | 107.4057 | - | 5 | 22 | 0.25
6hr Flow | System | Constraint | Flex Down | Flexibility | Violation | 1 | 2025-05-19 22:45 | 166.2134 | - | 5 | 22 | 0.25
6hr Flow | System | Constraint | Flex Down | Flexibility | Violation | 1 | 2025-05-20 00:45 | 6.5817 | - | 5 | 0 | 0.25
6hr Flow | System | Constraint | Flex Down | Flexibility | Violation | 1 | 2025-05-20 12:30 | 13.1993 | - | 5 | 12 | 0.25
6hr Flow | System | Constraint | Flex Down | Flexibility | Violation | 1 | 2025-05-20 12:45 | 42.815 | - | 5 | 12 | 0.25
6hr Flow | System | Constraint | Flex Down | Flexibility | Violation | 1 | 2025-05-20 13:45 | 4.7903 | - | 5 | 13 | 0.25
6hr Flow | System | Constraint | Flex Down | Flexibility | Violation | 1 | 2025-05-21 21:45 | 30.5799 | - | 5 | 21 | 0.25
6hr Flow | System | Constraint | Flex Down | Flexibility | Violation | 1 | 2025-05-21 22:15 | 2.8161 | - | 5 | 22 | 0.25
6hr Flow | System | Constraint | Flex Down | Flexibility | Violation | 1 | 2025-05-21 22:30 | 2.8161 | - | 5 | 22 | 0.25
6hr Flow | System | Constraint | Flex Down | Flexibility | Violation | 1 | 2025-05-21 22:45 | 2.8161 | - | 5 | 22 | 0.25
6hr Flow | System | Constraint | Flex Down | Flexibility | Violation | 1 | 2025-05-22 08:00 | 34.147 | - | 5 | 8 | 0.25
6hr Flow | System | Constraint | Flex Down | Flexibility | Violation | 1 | 2025-05-22 08:15 | 27.297 | - | 5 | 8 | 0.25
6hr Flow | System | Constraint | Flex Down | Flexibility | Violation | 1 | 2025-05-22 08:30 | 27.297 | - | 5 | 8 | 0.25
6hr Flow | System | Constraint | Flex Down | Flexibility | Violation | 1 | 2025-05-22 08:45 | 27.297 | - | 5 | 8 | 0.25
6hr Flow | System | Constraint | Flex Down | Flexibility | Violation | 1 | 2025-05-22 09:00 | 28.9368 | - | 5 | 9 | 0.25
6hr Flow | System | Constraint | Flex Down | Flexibility | Violation | 1 | 2025-05-22 09:15 | 28.9368 | - | 5 | 9 | 0.25
6hr Flow | System | Constraint | Flex Down | Flexibility | Violation | 1 | 2025-05-22 09:30 | 22.2421 | - | 5 | 9 | 0.25
6hr Flow | System | Constraint | Flex Down | Flexibility | Violation | 1 | 2025-05-22 09:45 | 2.3774 | - | 5 | 9 | 0.25
6hr Flow | System | Constraint | Flex Down | Flexibility | Violation | 1 | 2025-05-22 10:45 | 5.5693 | - | 5 | 10 | 0.25
6hr Flow | System | Constraint | Flex Down | Flexibility | Violation | 1 | 2025-05-22 15:00 | 12.0506 | - | 5 | 15 | 0.25
6hr Flow | System | Constraint | Flex Down | Flexibility | Violation | 1 | 2025-05-22 15:15 | 12.0506 | - | 5 | 15 | 0.25
6hr Flow | System | Constraint | Flex Down | Flexibility | Violation | 1 | 2025-05-22 18:00 | 5.4745 | - | 5 | 18 | 0.25
6hr Flow | System | Constraint | Flex Down | Flexibility | Violation | 1 | 2025-05-22 18:15 | 5.4745 | - | 5 | 18 | 0.25
6hr Flow | System | Constraint | Flex Down | Flexibility | Violation | 1 | 2025-05-22 18:30 | 5.4745 | - | 5 | 18 | 0.25
6hr Flow | System | Constraint | Flex Down | Flexibility | Violation | 1 | 2025-05-22 18:45 | 5.4745 | - | 5 | 18 | 0.25
6hr Flow | System | Constraint | Flex Down | Flexibility | Violation | 1 | 2025-05-22 21:45 | 63.6781 | - | 5 | 21 | 0.25
6hr Flow | System | Constraint | Flex Down | Flexibility | Violation | 1 | 2025-05-23 22:45 | 29.3892 | - | 5 | 22 | 0.25
6hr Flow | System | Constraint | Flex Down | Flexibility | Violation | 1 | 2025-05-24 21:15 | 55.5558 | - | 5 | 21 | 0.25
6hr Flow | System | Constraint | Flex Down | Flexibility | Violation | 1 | 2025-05-24 21:30 | 118.157 | - | 5 | 21 | 0.25
6hr Flow | System | Constraint | Flex Down | Flexibility | Violation | 1 | 2025-05-24 21:45 | 172.7583 | - | 5 | 21 | 0.25
6hr Flow | System | Constraint | Flex Down | Flexibility | Violation | 1 | 2025-05-24 23:30 | 20.8589 | - | 5 | 23 | 0.25
6hr Flow | System | Constraint | Flex Down | Flexibility | Violation | 1 | 2025-05-24 23:45 | 61.0253 | - | 5 | 23 | 0.25
6hr Flow | System | Constraint | Flex Down | Flexibility | Violation | 1 | 2025-05-25 00:30 | 11.071 | - | 5 | 0 | 0.25
6hr Flow | System | Constraint | Flex Down | Flexibility | Violation | 1 | 2025-05-25 00:45 | 36.0888 | - | 5 | 0 | 0.25
6hr Flow | System | Constraint | Flex Down | Flexibility | Violation | 1 | 2025-05-25 22:00 | 30.1467 | - | 5 | 22 | 0.25
6hr Flow | System | Constraint | Flex Down | Flexibility | Violation | 1 | 2025-05-25 22:15 | 30.1467 | - | 5 | 22 | 0.25
6hr Flow | System | Constraint | Flex Down | Flexibility | Violation | 1 | 2025-05-25 22:30 | 30.1467 | - | 5 | 22 | 0.25
6hr Flow | System | Constraint | Flex Down | Flexibility | Violation | 1 | 2025-05-25 22:45 | 30.1467 | - | 5 | 22 | 0.25
6hr Flow | System | Constraint | Flex Down | Flexibility | Violation | 1 | 2025-05-25 23:00 | 0.93694 | - | 5 | 23 | 0.25
6hr Flow | System | Constraint | Flex Down | Flexibility | Violation | 1 | 2025-05-25 23:15 | 14.8386 | - | 5 | 23 | 0.25
6hr Flow | System | Constraint | Flex Down | Flexibility | Violation | 1 | 2025-05-25 23:30 | 14.8386 | - | 5 | 23 | 0.25
6hr Flow | System | Constraint | Flex Down | Flexibility | Violation | 1 | 2025-05-25 23:45 | 14.8386 | - | 5 | 23 | 0.25
6hr Flow | System | Constraint | Flex Down | Flexibility | Violation | 1 | 2025-05-26 | 13.6025 | - | 5 | 0 | 0.25
6hr Flow | System | Constraint | Flex Down | Flexibility | Violation | 1 | 2025-05-26 00:15 | 13.6025 | - | 5 | 0 | 0.25
6hr Flow | System | Constraint | Flex Down | Flexibility | Violation | 1 | 2025-05-26 00:30 | 13.6025 | - | 5 | 0 | 0.25
6hr Flow | System | Constraint | Flex Down | Flexibility | Violation | 1 | 2025-05-26 00:45 | 13.6025 | - | 5 | 0 | 0.25
6hr Flow | System | Constraint | Flex Down | Flexibility | Violation | 1 | 2025-05-26 01:15 | 13.631 | - | 5 | 1 | 0.25
6hr Flow | System | Constraint | Flex Down | Flexibility | Violation | 1 | 2025-05-26 01:30 | 16.7584 | - | 5 | 1 | 0.25
6hr Flow | System | Constraint | Flex Down | Flexibility | Violation | 1 | 2025-05-26 01:45 | 16.7584 | - | 5 | 1 | 0.25
6hr Flow | System | Constraint | Flex Down | Flexibility | Violation | 1 | 2025-05-26 02:00 | 8.1362 | - | 5 | 2 | 0.25
6hr Flow | System | Constraint | Flex Down | Flexibility | Violation | 1 | 2025-05-26 02:15 | 8.1362 | - | 5 | 2 | 0.25
6hr Flow | System | Constraint | Flex Down | Flexibility | Violation | 1 | 2025-05-26 02:30 | 8.1362 | - | 5 | 2 | 0.25
6hr Flow | System | Constraint | Flex Down | Flexibility | Violation | 1 | 2025-05-26 02:45 | 8.1362 | - | 5 | 2 | 0.25
6hr Flow | System | Constraint | Flex Down | Flexibility | Violation | 1 | 2025-05-26 21:30 | 12.2665 | - | 5 | 21 | 0.25
6hr Flow | System | Constraint | Flex Down | Flexibility | Violation | 1 | 2025-05-26 21:45 | 68.8886 | - | 5 | 21 | 0.25
6hr Flow | System | Constraint | Flex Down | Flexibility | Violation | 1 | 2025-05-26 22:15 | 5.5481 | - | 5 | 22 | 0.25
6hr Flow | System | Constraint | Flex Down | Flexibility | Violation | 1 | 2025-05-26 22:30 | 54.8778 | - | 5 | 22 | 0.25
6hr Flow | System | Constraint | Flex Down | Flexibility | Violation | 1 | 2025-05-26 22:45 | 105.2075 | - | 5 | 22 | 0.25
6hr Flow | System | Constraint | Flex Down | Flexibility | Violation | 1 | 2025-05-27 22:00 | 2.9792 | - | 5 | 22 | 0.25
6hr Flow | System | Constraint | Flex Down | Flexibility | Violation | 1 | 2025-05-27 22:15 | 2.9792 | - | 5 | 22 | 0.25
6hr Flow | System | Constraint | Flex Down | Flexibility | Violation | 1 | 2025-05-27 22:30 | 2.9792 | - | 5 | 22 | 0.25
6hr Flow | System | Constraint | Flex Down | Flexibility | Violation | 1 | 2025-05-27 22:45 | 2.9792 | - | 5 | 22 | 0.25
6hr Flow | System | Constraint | Flex Down | Flexibility | Violation | 1 | 2025-05-28 21:45 | 21.9109 | - | 5 | 21 | 0.25
6hr Flow | System | Constraint | Flex Down | Flexibility | Violation | 1 | 2025-05-28 22:45 | 1.5048 | - | 5 | 22 | 0.25
6hr Flow | System | Constraint | Flex Down | Flexibility | Violation | 1 | 2025-05-29 21:45 | 83.7161 | - | 5 | 21 | 0.25
6hr Flow | System | Constraint | Flex Down | Flexibility | Violation | 1 | 2025-05-29 23:00 | 35.2278 | - | 5 | 23 | 0.25
6hr Flow | System | Constraint | Flex Down | Flexibility | Violation | 1 | 2025-05-29 23:15 | 35.2278 | - | 5 | 23 | 0.25
6hr Flow | System | Constraint | Flex Down | Flexibility | Violation | 1 | 2025-05-29 23:30 | 35.2278 | - | 5 | 23 | 0.25
6hr Flow | System | Constraint | Flex Down | Flexibility | Violation | 1 | 2025-05-29 23:45 | 35.2278 | - | 5 | 23 | 0.25
6hr Flow | System | Constraint | Flex Down | Flexibility | Violation | 1 | 2025-05-30 | 137.8756 | - | 5 | 0 | 0.25
6hr Flow | System | Constraint | Flex Down | Flexibility | Violation | 1 | 2025-05-30 00:15 | 139.5803 | - | 5 | 0 | 0.25
6hr Flow | System | Constraint | Flex Down | Flexibility | Violation | 1 | 2025-05-30 00:30 | 139.5803 | - | 5 | 0 | 0.25
6hr Flow | System | Constraint | Flex Down | Flexibility | Violation | 1 | 2025-05-30 00:45 | 139.5803 | - | 5 | 0 | 0.25
6hr Flow | System | Constraint | Flex Down | Flexibility | Violation | 1 | 2025-05-30 01:00 | 17.7235 | - | 5 | 1 | 0.25
6hr Flow | System | Constraint | Flex Down | Flexibility | Violation | 1 | 2025-05-30 01:15 | 39.5567 | - | 5 | 1 | 0.25
6hr Flow | System | Constraint | Flex Down | Flexibility | Violation | 1 | 2025-05-30 01:30 | 64.39 | - | 5 | 1 | 0.25
6hr Flow | System | Constraint | Flex Down | Flexibility | Violation | 1 | 2025-05-30 01:45 | 83.2232 | - | 5 | 1 | 0.25
6hr Flow | System | Constraint | Flex Down | Flexibility | Violation | 1 | 2025-05-30 02:00 | 19.916 | - | 5 | 2 | 0.25
6hr Flow | System | Constraint | Flex Down | Flexibility | Violation | 1 | 2025-05-30 02:45 | 13.1706 | - | 5 | 2 | 0.25
6hr Flow | System | Constraint | Flex Down | Flexibility | Violation | 1 | 2025-05-30 03:15 | 13.2291 | - | 5 | 3 | 0.25
6hr Flow | System | Constraint | Flex Down | Flexibility | Violation | 1 | 2025-05-30 03:30 | 1.7244 | - | 5 | 3 | 0.25
6hr Flow | System | Constraint | Flex Down | Flexibility | Violation | 1 | 2025-05-30 04:00 | 4.7492 | - | 5 | 4 | 0.25
6hr Flow | System | Constraint | Flex Down | Flexibility | Violation | 1 | 2025-05-30 09:15 | 11.9289 | - | 5 | 9 | 0.25
6hr Flow | System | Constraint | Flex Down | Flexibility | Violation | 1 | 2025-05-30 09:30 | 1.9377 | - | 5 | 9 | 0.25
6hr Flow | System | Constraint | Flex Down | Flexibility | Violation | 1 | 2025-05-30 21:00 | 54.7383 | - | 5 | 21 | 0.25
6hr Flow | System | Constraint | Flex Down | Flexibility | Violation | 1 | 2025-05-30 21:15 | 114.6561 | - | 5 | 21 | 0.25
6hr Flow | System | Constraint | Flex Down | Flexibility | Violation | 1 | 2025-05-30 21:30 | 187.5739 | - | 5 | 21 | 0.25
6hr Flow | System | Constraint | Flex Down | Flexibility | Violation | 1 | 2025-05-30 21:45 | 239.4917 | - | 5 | 21 | 0.25
6hr Flow | System | Constraint | Flex Down | Flexibility | Violation | 1 | 2025-05-30 22:00 | 72.4 | - | 5 | 22 | 0.25
6hr Flow | System | Constraint | Flex Down | Flexibility | Violation | 1 | 2025-05-30 22:15 | 154.3083 | - | 5 | 22 | 0.25
6hr Flow | System | Constraint | Flex Down | Flexibility | Violation | 1 | 2025-05-30 22:30 | 218.2166 | - | 5 | 22 | 0.25
6hr Flow | System | Constraint | Flex Down | Flexibility | Violation | 1 | 2025-05-30 22:45 | 284.1249 | - | 5 | 22 | 0.25
6hr Flow | System | Constraint | Flex Down | Flexibility | Violation | 1 | 2025-05-30 23:45 | 23.8411 | - | 5 | 23 | 0.25
6hr Flow | System | Constraint | Flex Down | Flexibility | Violation | 1 | 2025-05-31 13:00 | 11.7752 | - | 5 | 13 | 0.25
6hr Flow | System | Constraint | Flex Down | Flexibility | Violation | 1 | 2025-05-31 13:15 | 0.34253 | - | 5 | 13 | 0.25
6hr Flow | System | Constraint | Flex Down | Flexibility | Violation | 1 | 2025-05-31 22:00 | 146.8559 | - | 5 | 22 | 0.25
6hr Flow | System | Constraint | Flex Down | Flexibility | Violation | 1 | 2025-05-31 22:15 | 156.1938 | - | 5 | 22 | 0.25
6hr Flow | System | Constraint | Flex Down | Flexibility | Violation | 1 | 2025-05-31 22:30 | 169.5317 | - | 5 | 22 | 0.25
6hr Flow | System | Constraint | Flex Down | Flexibility | Violation | 1 | 2025-05-31 22:45 | 174.8697 | - | 5 | 22 | 0.25
6hr Flow | System | Constraint | Flex Down | Flexibility | Violation | 1 | 2025-05-31 23:15 | 34.8161 | - | 5 | 23 | 0.25
6hr Flow | System | Constraint | Flex Down | Flexibility | Violation | 1 | 2025-05-31 23:30 | 79.4068 | - | 5 | 23 | 0.25
6hr Flow | System | Constraint | Flex Down | Flexibility | Violation | 1 | 2025-05-31 23:45 | 133.9975 | - | 5 | 23 | 0.25
6hr Flow | System | Constraint | Flex Down | Flexibility | Violation | 1 | 2025-06-03 22:30 | 1.3477 | - | 6 | 22 | 0.25
6hr Flow | System | Constraint | Flex Down | Flexibility | Violation | 1 | 2025-06-14 00:45 | 4.3709 | - | 6 | 0 | 0.25
6hr Flow | System | Constraint | Flex Down | Flexibility | Violation | 1 | 2025-06-17 18:00 | 2.1249 | - | 6 | 18 | 0.25
6hr Flow | System | Constraint | Flex Down | Flexibility | Violation | 1 | 2025-06-17 23:00 | 141.7641 | - | 6 | 23 | 0.25
6hr Flow | System | Constraint | Flex Down | Flexibility | Violation | 1 | 2025-06-17 23:15 | 98.3705 | - | 6 | 23 | 0.25
6hr Flow | System | Constraint | Flex Down | Flexibility | Violation | 1 | 2025-06-17 23:30 | 38.9769 | - | 6 | 23 | 0.25
6hr Flow | System | Constraint | Flex Down | Flexibility | Violation | 1 | 2025-06-27 03:00 | 20.5165 | - | 6 | 3 | 0.25
6hr Flow | System | Constraint | Flex Down | Flexibility | Violation | 1 | 2025-07-05 22:30 | 15.1407 | - | 7 | 22 | 0.25
6hr Flow | System | Constraint | Flex Down | Flexibility | Violation | 1 | 2025-07-05 22:45 | 75.4278 | - | 7 | 22 | 0.25
6hr Flow | System | Constraint | Flex Down | Flexibility | Violation | 1 | 2025-07-08 | 196.2457 | - | 7 | 0 | 0.25
6hr Flow | System | Constraint | Flex Down | Flexibility | Violation | 1 | 2025-07-08 00:15 | 162.1765 | - | 7 | 0 | 0.25
6hr Flow | System | Constraint | Flex Down | Flexibility | Violation | 1 | 2025-07-08 00:30 | 152.7363 | - | 7 | 0 | 0.25
6hr Flow | System | Constraint | Flex Down | Flexibility | Violation | 1 | 2025-07-08 00:45 | 133.296 | - | 7 | 0 | 0.25
6hr Flow | System | Constraint | Flex Down | Flexibility | Violation | 1 | 2025-07-08 04:00 | 40.5579 | - | 7 | 4 | 0.25
6hr Flow | System | Constraint | Flex Down | Flexibility | Violation | 1 | 2025-07-14 | 79.7893 | - | 7 | 0 | 0.25
6hr Flow | System | Constraint | Flex Down | Flexibility | Violation | 1 | 2025-07-14 00:15 | 100.9802 | - | 7 | 0 | 0.25
6hr Flow | System | Constraint | Flex Down | Flexibility | Violation | 1 | 2025-07-14 00:30 | 108.1711 | - | 7 | 0 | 0.25
6hr Flow | System | Constraint | Flex Down | Flexibility | Violation | 1 | 2025-07-14 00:45 | 113.362 | - | 7 | 0 | 0.25
6hr Flow | System | Constraint | Flex Down | Flexibility | Violation | 1 | 2025-07-16 02:00 | 97.2437 | - | 7 | 2 | 0.25
6hr Flow | System | Constraint | Flex Down | Flexibility | Violation | 1 | 2025-07-19 00:30 | 35.7106 | - | 7 | 0 | 0.25
6hr Flow | System | Constraint | Flex Down | Flexibility | Violation | 1 | 2025-07-19 00:45 | 86.3177 | - | 7 | 0 | 0.25
6hr Flow | System | Constraint | Flex Down | Flexibility | Violation | 1 | 2025-08-01 21:45 | 87.5943 | - | 8 | 21 | 0.25
6hr Flow | System | Constraint | Flex Down | Flexibility | Violation | 1 | 2025-08-04 01:45 | 6.5735 | - | 8 | 1 | 0.25
6hr Flow | System | Constraint | Flex Down | Flexibility | Violation | 1 | 2025-08-05 00:30 | 0.42059 | - | 8 | 0 | 0.25
6hr Flow | System | Constraint | Flex Down | Flexibility | Violation | 1 | 2025-08-05 00:45 | 34.9972 | - | 8 | 0 | 0.25
6hr Flow | System | Constraint | Flex Down | Flexibility | Violation | 1 | 2025-08-12 00:45 | 1.4614 | - | 8 | 0 | 0.25
6hr Flow | System | Constraint | Flex Down | Flexibility | Violation | 1 | 2025-08-14 00:30 | 4.2256 | - | 8 | 0 | 0.25
6hr Flow | System | Constraint | Flex Down | Flexibility | Violation | 1 | 2025-08-14 00:45 | 24.0851 | - | 8 | 0 | 0.25
6hr Flow | System | Constraint | Flex Down | Flexibility | Violation | 1 | 2025-08-21 | 45.4277 | - | 8 | 0 | 0.25
6hr Flow | System | Constraint | Flex Down | Flexibility | Violation | 1 | 2025-08-21 00:15 | 69.8478 | - | 8 | 0 | 0.25
6hr Flow | System | Constraint | Flex Down | Flexibility | Violation | 1 | 2025-08-21 00:30 | 91.2679 | - | 8 | 0 | 0.25
6hr Flow | System | Constraint | Flex Down | Flexibility | Violation | 1 | 2025-08-21 00:45 | 123.688 | - | 8 | 0 | 0.25
6hr Flow | System | Constraint | Flex Down | Flexibility | Violation | 1 | 2025-08-21 12:00 | 0.92928 | - | 8 | 12 | 0.25
6hr Flow | System | Constraint | Flex Down | Flexibility | Violation | 1 | 2025-09-07 | 27.321 | - | 9 | 0 | 0.25
6hr Flow | System | Constraint | Flex Down | Flexibility | Violation | 1 | 2025-09-07 00:15 | 39.0899 | - | 9 | 0 | 0.25
6hr Flow | System | Constraint | Flex Down | Flexibility | Violation | 1 | 2025-09-07 00:30 | 57.8588 | - | 9 | 0 | 0.25
6hr Flow | System | Constraint | Flex Down | Flexibility | Violation | 1 | 2025-09-07 00:45 | 76.6277 | - | 9 | 0 | 0.25
6hr Flow | System | Constraint | Flex Down | Flexibility | Violation | 1 | 2025-09-07 01:00 | 7.4059 | - | 9 | 1 | 0.25
6hr Flow | System | Constraint | Flex Down | Flexibility | Violation | 1 | 2025-09-07 01:15 | 15.0227 | - | 9 | 1 | 0.25
6hr Flow | System | Constraint | Flex Down | Flexibility | Violation | 1 | 2025-09-07 01:30 | 36.6396 | - | 9 | 1 | 0.25
6hr Flow | System | Constraint | Flex Down | Flexibility | Violation | 1 | 2025-09-07 01:45 | 44.2564 | - | 9 | 1 | 0.25
6hr Flow | System | Constraint | Flex Down | Flexibility | Violation | 1 | 2025-09-11 01:00 | 7.2709 | - | 9 | 1 | 0.25
6hr Flow | System | Constraint | Flex Down | Flexibility | Violation | 1 | 2025-09-11 01:15 | 10.6241 | - | 9 | 1 | 0.25
6hr Flow | System | Constraint | Flex Down | Flexibility | Violation | 1 | 2025-09-11 01:30 | 17.9773 | - | 9 | 1 | 0.25
6hr Flow | System | Constraint | Flex Down | Flexibility | Violation | 1 | 2025-09-11 01:45 | 26.3305 | - | 9 | 1 | 0.25
6hr Flow | System | Constraint | Flex Down | Flexibility | Violation | 1 | 2025-09-14 00:45 | 20.4381 | - | 9 | 0 | 0.25
6hr Flow | System | Constraint | Flex Down | Flexibility | Violation | 1 | 2025-09-17 09:00 | 17.5453 | - | 9 | 9 | 0.25
6hr Flow | System | Constraint | Flex Down | Flexibility | Violation | 1 | 2025-09-17 09:15 | 7.2929 | - | 9 | 9 | 0.25
6hr Flow | System | Constraint | Flex Down | Flexibility | Violation | 1 | 2025-09-23 | 67.8794 | - | 9 | 0 | 0.25
6hr Flow | System | Constraint | Flex Down | Flexibility | Violation | 1 | 2025-09-23 00:15 | 13.5268 | - | 9 | 0 | 0.25
6hr Flow | System | Constraint | Flex Down | Flexibility | Violation | 1 | 2025-09-29 09:45 | 28.0218 | - | 9 | 9 | 0.25
6hr Flow | System | Constraint | Flex Down | Flexibility | Violation | 1 | 2025-09-29 10:00 | 47.4197 | - | 9 | 10 | 0.25
6hr Flow | System | Constraint | Flex Down | Flexibility | Violation | 1 | 2025-09-29 10:15 | 56.5028 | - | 9 | 10 | 0.25
6hr Flow | System | Constraint | Flex Down | Flexibility | Violation | 1 | 2025-09-29 10:30 | 61.5859 | - | 9 | 10 | 0.25
6hr Flow | System | Constraint | Flex Down | Flexibility | Violation | 1 | 2025-09-29 10:45 | 51.669 | - | 9 | 10 | 0.25
6hr Flow | System | Constraint | Flex Down | Flexibility | Violation | 1 | 2025-09-29 12:30 | 4.1875 | - | 9 | 12 | 0.25
6hr Flow | System | Constraint | Flex Down | Flexibility | Violation | 1 | 2025-09-29 12:45 | 10.6107 | - | 9 | 12 | 0.25
6hr Flow | System | Constraint | Flex Down | Flexibility | Violation | 1 | 2025-09-30 00:45 | 36.6228 | - | 9 | 0 | 0.25
6hr Flow | System | Constraint | Flex Down | Flexibility | Violation | 1 | 2025-09-30 01:00 | 53.9789 | - | 9 | 1 | 0.25
6hr Flow | System | Constraint | Flex Down | Flexibility | Violation | 1 | 2025-09-30 01:15 | 34.1737 | - | 9 | 1 | 0.25
6hr Flow | System | Constraint | Flex Down | Flexibility | Violation | 1 | 2025-09-30 01:30 | 19.3684 | - | 9 | 1 | 0.25
6hr Flow | System | Constraint | Flex Down | Flexibility | Violation | 1 | 2025-09-30 01:45 | 4.5632 | - | 9 | 1 | 0.25
6hr Flow | System | Constraint | Flex Down | Flexibility | Violation | 1 | 2025-09-30 02:00 | 5.3967 | - | 9 | 2 | 0.25
6hr Flow | System | Constraint | Flex Down | Flexibility | Violation | 1 | 2025-09-30 11:00 | 7.4877 | - | 9 | 11 | 0.25
6hr Flow | System | Constraint | Flex Down | Flexibility | Violation | 1 | 2025-09-30 11:15 | 25.3265 | - | 9 | 11 | 0.25
6hr Flow | System | Constraint | Flex Down | Flexibility | Violation | 1 | 2025-09-30 11:30 | 43.1652 | - | 9 | 11 | 0.25
6hr Flow | System | Constraint | Flex Down | Flexibility | Violation | 1 | 2025-09-30 11:45 | 62.0039 | - | 9 | 11 | 0.25
6hr Flow | System | Constraint | Flex Down | Flexibility | Violation | 1 | 2025-09-30 12:00 | 3.9732 | - | 9 | 12 | 0.25
6hr Flow | System | Constraint | Flex Down | Flexibility | Violation | 1 | 2025-09-30 12:15 | 6.2194 | - | 9 | 12 | 0.25
6hr Flow | System | Constraint | Flex Down | Flexibility | Violation | 1 | 2025-09-30 12:30 | 21.4656 | - | 9 | 12 | 0.25
6hr Flow | System | Constraint | Flex Down | Flexibility | Violation | 1 | 2025-09-30 12:45 | 30.7117 | - | 9 | 12 | 0.25
6hr Flow | System | Constraint | Flex Down | Flexibility | Violation | 1 | 2025-09-30 13:00 | 4.4236 | - | 9 | 13 | 0.25
6hr Flow | System | Constraint | Flex Down | Flexibility | Violation | 1 | 2025-09-30 13:15 | 19.5273 | - | 9 | 13 | 0.25
6hr Flow | System | Constraint | Flex Down | Flexibility | Violation | 1 | 2025-09-30 13:30 | 27.631 | - | 9 | 13 | 0.25
6hr Flow | System | Constraint | Flex Down | Flexibility | Violation | 1 | 2025-09-30 13:45 | 34.7348 | - | 9 | 13 | 0.25
6hr Flow | System | Constraint | Flex Down | Flexibility | Violation | 1 | 2025-09-30 20:45 | 7.9486 | - | 9 | 20 | 0.25
6hr Flow | System | Constraint | Flex Down | Flexibility | Violation | 1 | 2025-10-01 09:30 | 15.5751 | - | 10 | 9 | 0.25
6hr Flow | System | Constraint | Flex Down | Flexibility | Violation | 1 | 2025-10-01 09:45 | 42.441 | - | 10 | 9 | 0.25
6hr Flow | System | Constraint | Flex Down | Flexibility | Violation | 1 | 2025-10-02 02:00 | 37.9082 | - | 10 | 2 | 0.25
6hr Flow | System | Constraint | Flex Down | Flexibility | Violation | 1 | 2025-10-02 10:00 | 10.343 | - | 10 | 10 | 0.25
6hr Flow | System | Constraint | Flex Down | Flexibility | Violation | 1 | 2025-10-02 10:15 | 7.4771 | - | 10 | 10 | 0.25
6hr Flow | System | Constraint | Flex Down | Flexibility | Violation | 1 | 2025-10-02 10:30 | 9.6113 | - | 10 | 10 | 0.25
6hr Flow | System | Constraint | Flex Down | Flexibility | Violation | 1 | 2025-10-02 10:45 | 8.7454 | - | 10 | 10 | 0.25
6hr Flow | System | Constraint | Flex Down | Flexibility | Violation | 1 | 2025-10-03 09:30 | 23.7678 | - | 10 | 9 | 0.25
6hr Flow | System | Constraint | Flex Down | Flexibility | Violation | 1 | 2025-10-03 09:45 | 45.213 | - | 10 | 9 | 0.25
6hr Flow | System | Constraint | Flex Down | Flexibility | Violation | 1 | 2025-10-04 11:00 | 4.862 | - | 10 | 11 | 0.25
6hr Flow | System | Constraint | Flex Down | Flexibility | Violation | 1 | 2025-10-04 11:15 | 24.4848 | - | 10 | 11 | 0.25
6hr Flow | System | Constraint | Flex Down | Flexibility | Violation | 1 | 2025-10-04 11:30 | 44.1075 | - | 10 | 11 | 0.25
6hr Flow | System | Constraint | Flex Down | Flexibility | Violation | 1 | 2025-10-04 11:45 | 62.7303 | - | 10 | 11 | 0.25
6hr Flow | System | Constraint | Flex Down | Flexibility | Violation | 1 | 2025-10-05 | 27.4978 | - | 10 | 0 | 0.25
6hr Flow | System | Constraint | Flex Down | Flexibility | Violation | 1 | 2025-10-05 00:15 | 25.0152 | - | 10 | 0 | 0.25
6hr Flow | System | Constraint | Flex Down | Flexibility | Violation | 1 | 2025-10-05 00:30 | 25.5326 | - | 10 | 0 | 0.25
6hr Flow | System | Constraint | Flex Down | Flexibility | Violation | 1 | 2025-10-05 00:45 | 17.05 | - | 10 | 0 | 0.25
6hr Flow | System | Constraint | Flex Down | Flexibility | Violation | 1 | 2025-10-05 01:00 | 29.3564 | - | 10 | 1 | 0.25
6hr Flow | System | Constraint | Flex Down | Flexibility | Violation | 1 | 2025-10-05 01:15 | 20.1991 | - | 10 | 1 | 0.25
6hr Flow | System | Constraint | Flex Down | Flexibility | Violation | 1 | 2025-10-05 01:30 | 13.0418 | - | 10 | 1 | 0.25
6hr Flow | System | Constraint | Flex Down | Flexibility | Violation | 1 | 2025-10-05 01:45 | 3.8844 | - | 10 | 1 | 0.25
6hr Flow | System | Constraint | Flex Down | Flexibility | Violation | 1 | 2025-10-06 22:45 | 32.5366 | - | 10 | 22 | 0.25
6hr Flow | System | Constraint | Flex Down | Flexibility | Violation | 1 | 2025-10-07 00:45 | 33.2837 | - | 10 | 0 | 0.25
6hr Flow | System | Constraint | Flex Down | Flexibility | Violation | 1 | 2025-10-07 04:00 | 5.0529 | - | 10 | 4 | 0.25
6hr Flow | System | Constraint | Flex Down | Flexibility | Violation | 1 | 2025-10-09 12:45 | 3.3178 | - | 10 | 12 | 0.25
6hr Flow | System | Constraint | Flex Down | Flexibility | Violation | 1 | 2025-10-10 22:45 | 30.0789 | - | 10 | 22 | 0.25
6hr Flow | System | Constraint | Flex Down | Flexibility | Violation | 1 | 2025-10-14 22:45 | 36.5964 | - | 10 | 22 | 0.25
6hr Flow | System | Constraint | Flex Down | Flexibility | Violation | 1 | 2025-10-15 | 25.6607 | - | 10 | 0 | 0.25
6hr Flow | System | Constraint | Flex Down | Flexibility | Violation | 1 | 2025-10-15 00:15 | 33.5091 | - | 10 | 0 | 0.25
6hr Flow | System | Constraint | Flex Down | Flexibility | Violation | 1 | 2025-10-15 00:30 | 31.3576 | - | 10 | 0 | 0.25
6hr Flow | System | Constraint | Flex Down | Flexibility | Violation | 1 | 2025-10-15 00:45 | 36.206 | - | 10 | 0 | 0.25
6hr Flow | System | Constraint | Flex Down | Flexibility | Violation | 1 | 2025-10-15 01:45 | 4.0433 | - | 10 | 1 | 0.25
6hr Flow | System | Constraint | Flex Down | Flexibility | Violation | 1 | 2025-10-16 10:00 | 0.37273 | - | 10 | 10 | 0.25
6hr Flow | System | Constraint | Flex Down | Flexibility | Violation | 1 | 2025-10-16 12:00 | 41.4678 | - | 10 | 12 | 0.25
6hr Flow | System | Constraint | Flex Down | Flexibility | Violation | 1 | 2025-10-16 12:15 | 4.874 | - | 10 | 12 | 0.25
6hr Flow | System | Constraint | Flex Down | Flexibility | Violation | 1 | 2025-10-19 10:45 | 2.3797 | - | 10 | 10 | 0.25
6hr Flow | System | Constraint | Flex Down | Flexibility | Violation | 1 | 2025-10-19 11:30 | 9.9852 | - | 10 | 11 | 0.25
6hr Flow | System | Constraint | Flex Down | Flexibility | Violation | 1 | 2025-10-19 11:45 | 33.191 | - | 10 | 11 | 0.25
6hr Flow | System | Constraint | Flex Down | Flexibility | Violation | 1 | 2025-10-19 12:30 | 1.8775 | - | 10 | 12 | 0.25
6hr Flow | System | Constraint | Flex Down | Flexibility | Violation | 1 | 2025-10-19 12:45 | 23.1367 | - | 10 | 12 | 0.25
6hr Flow | System | Constraint | Flex Down | Flexibility | Violation | 1 | 2025-10-23 09:00 | 45.0202 | - | 10 | 9 | 0.25
6hr Flow | System | Constraint | Flex Down | Flexibility | Violation | 1 | 2025-10-23 09:15 | 38.2144 | - | 10 | 9 | 0.25
6hr Flow | System | Constraint | Flex Down | Flexibility | Violation | 1 | 2025-10-23 09:30 | 23.4085 | - | 10 | 9 | 0.25
6hr Flow | System | Constraint | Flex Down | Flexibility | Violation | 1 | 2025-10-23 09:45 | 10.6027 | - | 10 | 9 | 0.25
6hr Flow | System | Constraint | Flex Down | Flexibility | Violation | 1 | 2025-10-24 01:00 | 45.9895 | - | 10 | 1 | 0.25
6hr Flow | System | Constraint | Flex Down | Flexibility | Violation | 1 | 2025-10-24 01:15 | 33.6026 | - | 10 | 1 | 0.25
6hr Flow | System | Constraint | Flex Down | Flexibility | Violation | 1 | 2025-10-24 01:30 | 24.2357 | - | 10 | 1 | 0.25
6hr Flow | System | Constraint | Flex Down | Flexibility | Violation | 1 | 2025-10-24 01:45 | 33.4167 | - | 10 | 1 | 0.25
6hr Flow | System | Constraint | Flex Down | Flexibility | Violation | 1 | 2025-10-27 08:15 | 5.4919 | - | 10 | 8 | 0.25
6hr Flow | System | Constraint | Flex Down | Flexibility | Violation | 1 | 2025-10-27 08:30 | 51.6352 | - | 10 | 8 | 0.25
6hr Flow | System | Constraint | Flex Down | Flexibility | Violation | 1 | 2025-10-27 08:45 | 112.7784 | - | 10 | 8 | 0.25
6hr Flow | System | Constraint | Flex Down | Flexibility | Violation | 1 | 2025-10-27 10:00 | 45.6123 | - | 10 | 10 | 0.25
6hr Flow | System | Constraint | Flex Down | Flexibility | Violation | 1 | 2025-10-27 10:15 | 37.3255 | - | 10 | 10 | 0.25
6hr Flow | System | Constraint | Flex Down | Flexibility | Violation | 1 | 2025-10-27 10:30 | 27.0386 | - | 10 | 10 | 0.25
6hr Flow | System | Constraint | Flex Down | Flexibility | Violation | 1 | 2025-10-27 10:45 | 7.7517 | - | 10 | 10 | 0.25
6hr Flow | System | Constraint | Flex Down | Flexibility | Violation | 1 | 2025-10-27 11:45 | 12.6631 | - | 10 | 11 | 0.25
6hr Flow | System | Constraint | Flex Down | Flexibility | Violation | 1 | 2025-10-27 13:00 | 51.1461 | - | 10 | 13 | 0.25
6hr Flow | System | Constraint | Flex Down | Flexibility | Violation | 1 | 2025-10-27 13:15 | 29.4804 | - | 10 | 13 | 0.25
6hr Flow | System | Constraint | Flex Down | Flexibility | Violation | 1 | 2025-10-27 13:30 | 6.8147 | - | 10 | 13 | 0.25
6hr Flow | System | Constraint | Flex Down | Flexibility | Violation | 1 | 2025-10-28 09:15 | 14.1309 | - | 10 | 9 | 0.25
6hr Flow | System | Constraint | Flex Down | Flexibility | Violation | 1 | 2025-10-28 09:30 | 54.4855 | - | 10 | 9 | 0.25
6hr Flow | System | Constraint | Flex Down | Flexibility | Violation | 1 | 2025-10-28 09:45 | 100.8402 | - | 10 | 9 | 0.25
6hr Flow | System | Constraint | Flex Down | Flexibility | Violation | 1 | 2025-10-28 10:00 | 65.8751 | - | 10 | 10 | 0.25
6hr Flow | System | Constraint | Flex Down | Flexibility | Violation | 1 | 2025-10-28 10:15 | 85.8351 | - | 10 | 10 | 0.25
6hr Flow | System | Constraint | Flex Down | Flexibility | Violation | 1 | 2025-10-28 10:30 | 109.7951 | - | 10 | 10 | 0.25
6hr Flow | System | Constraint | Flex Down | Flexibility | Violation | 1 | 2025-10-28 10:45 | 113.7552 | - | 10 | 10 | 0.25
6hr Flow | System | Constraint | Flex Down | Flexibility | Violation | 1 | 2025-10-28 11:00 | 14.2252 | - | 10 | 11 | 0.25
6hr Flow | System | Constraint | Flex Down | Flexibility | Violation | 1 | 2025-10-28 11:15 | 45.5569 | - | 10 | 11 | 0.25
6hr Flow | System | Constraint | Flex Down | Flexibility | Violation | 1 | 2025-10-28 11:30 | 72.8886 | - | 10 | 11 | 0.25
6hr Flow | System | Constraint | Flex Down | Flexibility | Violation | 1 | 2025-10-28 11:45 | 110.2204 | - | 10 | 11 | 0.25
6hr Flow | System | Constraint | Flex Down | Flexibility | Violation | 1 | 2025-10-28 13:00 | 91.1681 | - | 10 | 13 | 0.25
6hr Flow | System | Constraint | Flex Down | Flexibility | Violation | 1 | 2025-10-28 13:15 | 83.3948 | - | 10 | 13 | 0.25
6hr Flow | System | Constraint | Flex Down | Flexibility | Violation | 1 | 2025-10-28 13:30 | 96.6214 | - | 10 | 13 | 0.25
6hr Flow | System | Constraint | Flex Down | Flexibility | Violation | 1 | 2025-10-28 13:45 | 103.848 | - | 10 | 13 | 0.25
6hr Flow | System | Constraint | Flex Down | Flexibility | Violation | 1 | 2025-10-28 14:00 | 18.2775 | - | 10 | 14 | 0.25
6hr Flow | System | Constraint | Flex Down | Flexibility | Violation | 1 | 2025-10-28 14:15 | 11.4476 | - | 10 | 14 | 0.25
6hr Flow | System | Constraint | Flex Down | Flexibility | Violation | 1 | 2025-10-28 14:30 | 1.6176 | - | 10 | 14 | 0.25
6hr Flow | System | Constraint | Flex Down | Flexibility | Violation | 1 | 2025-10-29 09:45 | 77.0405 | - | 10 | 9 | 0.25
6hr Flow | System | Constraint | Flex Down | Flexibility | Violation | 1 | 2025-10-29 10:15 | 1.176 | - | 10 | 10 | 0.25
6hr Flow | System | Constraint | Flex Down | Flexibility | Violation | 1 | 2025-10-29 10:30 | 30.2263 | - | 10 | 10 | 0.25
6hr Flow | System | Constraint | Flex Down | Flexibility | Violation | 1 | 2025-10-29 10:45 | 63.2766 | - | 10 | 10 | 0.25
6hr Flow | System | Constraint | Flex Down | Flexibility | Violation | 1 | 2025-10-29 12:00 | 54.983 | - | 10 | 12 | 0.25
6hr Flow | System | Constraint | Flex Down | Flexibility | Violation | 1 | 2025-10-29 12:15 | 45.3106 | - | 10 | 12 | 0.25
6hr Flow | System | Constraint | Flex Down | Flexibility | Violation | 1 | 2025-10-29 12:30 | 34.6383 | - | 10 | 12 | 0.25
6hr Flow | System | Constraint | Flex Down | Flexibility | Violation | 1 | 2025-10-29 12:45 | 34.9659 | - | 10 | 12 | 0.25
6hr Flow | System | Constraint | Flex Down | Flexibility | Violation | 1 | 2025-10-29 13:30 | 2.7071 | - | 10 | 13 | 0.25
6hr Flow | System | Constraint | Flex Down | Flexibility | Violation | 1 | 2025-10-29 13:45 | 39.7108 | - | 10 | 13 | 0.25
6hr Flow | System | Constraint | Flex Down | Flexibility | Violation | 1 | 2025-10-30 12:30 | 33.886 | - | 10 | 12 | 0.25
6hr Flow | System | Constraint | Flex Down | Flexibility | Violation | 1 | 2025-10-30 12:45 | 66.1141 | - | 10 | 12 | 0.25
6hr Flow | System | Constraint | Flex Down | Flexibility | Violation | 1 | 2025-10-30 13:30 | 3.9794 | - | 10 | 13 | 0.25
6hr Flow | System | Constraint | Flex Down | Flexibility | Violation | 1 | 2025-10-30 13:45 | 38.7011 | - | 10 | 13 | 0.25
6hr Flow | System | Constraint | Flex Down | Flexibility | Violation | 1 | 2025-10-30 14:00 | 7.2673 | - | 10 | 14 | 0.25
6hr Flow | System | Constraint | Flex Down | Flexibility | Violation | 1 | 2025-10-30 14:15 | 11.5842 | - | 10 | 14 | 0.25
6hr Flow | System | Constraint | Flex Down | Flexibility | Violation | 1 | 2025-10-30 14:30 | 14.9011 | - | 10 | 14 | 0.25
6hr Flow | System | Constraint | Flex Down | Flexibility | Violation | 1 | 2025-10-30 14:45 | 11.2179 | - | 10 | 14 | 0.25
6hr Flow | System | Constraint | Flex Down | Flexibility | Violation | 1 | 2025-10-31 11:30 | 33.2866 | - | 10 | 11 | 0.25
6hr Flow | System | Constraint | Flex Down | Flexibility | Violation | 1 | 2025-10-31 11:45 | 108.9504 | - | 10 | 11 | 0.25
6hr Flow | System | Constraint | Flex Down | Flexibility | Violation | 1 | 2025-11-01 10:00 | 138.3721 | - | 11 | 10 | 0.25
6hr Flow | System | Constraint | Flex Down | Flexibility | Violation | 1 | 2025-11-01 10:15 | 139.1061 | - | 11 | 10 | 0.25
6hr Flow | System | Constraint | Flex Down | Flexibility | Violation | 1 | 2025-11-01 10:30 | 137.84 | - | 11 | 10 | 0.25
6hr Flow | System | Constraint | Flex Down | Flexibility | Violation | 1 | 2025-11-01 10:45 | 147.574 | - | 11 | 10 | 0.25
6hr Flow | System | Constraint | Flex Down | Flexibility | Violation | 1 | 2025-11-01 12:00 | 157.3794 | - | 11 | 12 | 0.25
6hr Flow | System | Constraint | Flex Down | Flexibility | Violation | 1 | 2025-11-01 12:15 | 177.9186 | - | 11 | 12 | 0.25
6hr Flow | System | Constraint | Flex Down | Flexibility | Violation | 1 | 2025-11-01 12:30 | 194.4578 | - | 11 | 12 | 0.25
6hr Flow | System | Constraint | Flex Down | Flexibility | Violation | 1 | 2025-11-01 12:45 | 204.997 | - | 11 | 12 | 0.25
6hr Flow | System | Constraint | Flex Down | Flexibility | Violation | 1 | 2025-11-04 01:00 | 127.6583 | - | 11 | 1 | 0.25
6hr Flow | System | Constraint | Flex Down | Flexibility | Violation | 1 | 2025-11-04 01:15 | 49.477 | - | 11 | 1 | 0.25
6hr Flow | System | Constraint | Flex Down | Flexibility | Violation | 1 | 2025-11-04 03:00 | 5.8768 | - | 11 | 3 | 0.25
6hr Flow | System | Constraint | Flex Down | Flexibility | Violation | 1 | 2025-11-04 04:00 | 78.8262 | - | 11 | 4 | 0.25
6hr Flow | System | Constraint | Flex Down | Flexibility | Violation | 1 | 2025-11-04 05:00 | 124.4315 | - | 11 | 5 | 0.25
6hr Flow | System | Constraint | Flex Down | Flexibility | Violation | 1 | 2025-11-05 04:00 | 40.5817 | - | 11 | 4 | 0.25
6hr Flow | System | Constraint | Flex Down | Flexibility | Violation | 1 | 2025-11-05 05:00 | 133.669 | - | 11 | 5 | 0.25
6hr Flow | System | Constraint | Flex Down | Flexibility | Violation | 1 | 2025-11-05 05:15 | 3.5348 | - | 11 | 5 | 0.25
6hr Flow | System | Constraint | Flex Down | Flexibility | Violation | 1 | 2025-11-07 02:00 | 21.699 | - | 11 | 2 | 0.25
6hr Flow | System | Constraint | Flex Down | Flexibility | Violation | 1 | 2025-11-07 02:15 | 5.6789 | - | 11 | 2 | 0.25
6hr Flow | System | Constraint | Flex Down | Flexibility | Violation | 1 | 2025-11-07 03:00 | 45.9302 | - | 11 | 3 | 0.25
6hr Flow | System | Constraint | Flex Down | Flexibility | Violation | 1 | 2025-11-07 03:15 | 11.0555 | - | 11 | 3 | 0.25
6hr Flow | System | Constraint | Flex Down | Flexibility | Violation | 1 | 2025-11-07 11:45 | 15.1378 | - | 11 | 11 | 0.25
6hr Flow | System | Constraint | Flex Down | Flexibility | Violation | 1 | 2025-11-07 12:45 | 6.0035 | - | 11 | 12 | 0.25
6hr Flow | System | Constraint | Flex Down | Flexibility | Violation | 1 | 2025-11-08 03:00 | 0.63344 | - | 11 | 3 | 0.25
6hr Flow | System | Constraint | Flex Down | Flexibility | Violation | 1 | 2025-11-08 04:00 | 49.5752 | - | 11 | 4 | 0.25
6hr Flow | System | Constraint | Flex Down | Flexibility | Violation | 1 | 2025-11-08 04:15 | 15.2149 | - | 11 | 4 | 0.25
6hr Flow | System | Constraint | Flex Down | Flexibility | Violation | 1 | 2025-11-20 03:00 | 81.5352 | - | 11 | 3 | 0.25
6hr Flow | System | Constraint | Flex Down | Flexibility | Violation | 1 | 2025-11-20 03:15 | 34.6479 | - | 11 | 3 | 0.25
6hr Flow | System | Constraint | Flex Down | Flexibility | Violation | 1 | 2025-11-20 03:30 | 6.7606 | - | 11 | 3 | 0.25
6hr Flow | System | Constraint | Flex Down | Flexibility | Violation | 1 | 2025-11-20 04:00 | 36.6344 | - | 11 | 4 | 0.25
6hr Flow | System | Constraint | Flex Down | Flexibility | Violation | 1 | 2025-11-20 05:00 | 171.9719 | - | 11 | 5 | 0.25
6hr Flow | System | Constraint | Flex Down | Flexibility | Violation | 1 | 2025-11-30 08:00 | 39.8929 | - | 11 | 8 | 0.25
6hr Flow | System | Constraint | Flex Down | Flexibility | Violation | 1 | 2025-12-01 02:00 | 146.7943 | - | 12 | 2 | 0.25
6hr Flow | System | Constraint | Flex Down | Flexibility | Violation | 1 | 2025-12-01 02:15 | 80.8043 | - | 12 | 2 | 0.25
6hr Flow | System | Constraint | Flex Down | Flexibility | Violation | 1 | 2025-12-01 02:30 | 7.8142 | - | 12 | 2 | 0.25
6hr Flow | System | Constraint | Flex Down | Flexibility | Violation | 1 | 2025-12-03 14:15 | 61.976 | - | 12 | 14 | 0.25
6hr Flow | System | Constraint | Flex Down | Flexibility | Violation | 1 | 2025-12-11 02:00 | 158.2244 | - | 12 | 2 | 0.25
6hr Flow | System | Constraint | Flex Down | Flexibility | Violation | 1 | 2025-12-11 02:15 | 97.0402 | - | 12 | 2 | 0.25
6hr Flow | System | Constraint | Flex Down | Flexibility | Violation | 1 | 2025-12-11 02:30 | 36.8559 | - | 12 | 2 | 0.25
6hr Flow | System | Constraint | Flex Down | Flexibility | Violation | 1 | 2025-12-15 03:00 | 36.2431 | - | 12 | 3 | 0.25
6hr Flow | System | Constraint | Flex Down | Flexibility | Violation | 1 | 2025-12-15 03:15 | 11.3059 | - | 12 | 3 | 0.25
6hr Flow | System | Constraint | Flex Down | Flexibility | Violation | 1 | 2025-12-15 04:00 | 163.8267 | - | 12 | 4 | 0.25
6hr Flow | System | Constraint | Flex Down | Flexibility | Violation | 1 | 2025-12-15 04:15 | 81.7046 | - | 12 | 4 | 0.25
6hr Flow | System | Constraint | Flex Down | Flexibility | Violation | 1 | 2025-12-15 04:30 | 17.5824 | - | 12 | 4 | 0.25
6hr Flow | System | Constraint | Flex Down | Flexibility | Violation | 1 | 2025-12-15 05:00 | 159.514 | - | 12 | 5 | 0.25
6hr Flow | System | Constraint | Flex Down | Flexibility | Violation | 1 | 2025-12-16 01:00 | 50.9327 | - | 12 | 1 | 0.25
6hr Flow | System | Constraint | Flex Down | Flexibility | Violation | 1 | 2025-12-16 04:00 | 52.2766 | - | 12 | 4 | 0.25
6hr Flow | System | Constraint | Flex Down | Flexibility | Violation | 1 | 2025-12-16 05:00 | 121.9016 | - | 12 | 5 | 0.25
6hr Flow | System | Constraint | Flex Down | Flexibility | Violation | 1 | 2025-12-17 05:00 | 20.4442 | - | 12 | 5 | 0.25
6hr Flow | System | Constraint | Flex Down | Flexibility | Violation | 1 | 2025-12-18 04:00 | 101.2378 | - | 12 | 4 | 0.25
6hr Flow | System | Constraint | Flex Down | Flexibility | Violation | 1 | 2025-12-18 04:15 | 28.1653 | - | 12 | 4 | 0.25
6hr Flow | System | Constraint | Flex Down | Flexibility | Violation | 1 | 2025-12-18 05:00 | 51.2608 | - | 12 | 5 | 0.25
6hr Flow | System | Constraint | Flex Down | Flexibility | Violation | 1 | 2025-12-19 01:45 | 2.7689 | - | 12 | 1 | 0.25
6hr Flow | System | Constraint | Flex Down | Flexibility | Violation | 1 | 2025-12-19 03:00 | 6.2087 | - | 12 | 3 | 0.25
6hr Flow | System | Constraint | Flex Down | Flexibility | Violation | 1 | 2025-12-19 04:00 | 70.6297 | - | 12 | 4 | 0.25
6hr Flow | System | Constraint | Flex Down | Flexibility | Violation | 1 | 2025-12-19 04:15 | 35.1304 | - | 12 | 4 | 0.25
6hr Flow | System | Constraint | Flex Down | Flexibility | Violation | 1 | 2025-12-19 06:00 | 149.5577 | - | 12 | 6 | 0.25
6hr Flow | System | Constraint | Flex Down | Flexibility | Violation | 1 | 2025-12-19 06:15 | 31.7166 | - | 12 | 6 | 0.25
6hr Flow | System | Constraint | Flex Down | Flexibility | Violation | 1 | 2025-12-21 15:00 | 145.9723 | - | 12 | 15 | 0.25
6hr Flow | System | Constraint | Flex Down | Flexibility | Violation | 1 | 2025-12-22 04:00 | 194.7338 | - | 12 | 4 | 0.25
6hr Flow | System | Constraint | Flex Down | Flexibility | Violation | 1 | 2025-12-22 04:15 | 86.5118 | - | 12 | 4 | 0.25
6hr Flow | System | Constraint | Flex Down | Flexibility | Violation | 1 | 2025-12-22 06:00 | 109.6078 | - | 12 | 6 | 0.25
6hr Flow | System | Constraint | Flex Down | Flexibility | Violation | 1 | 2025-12-23 05:00 | 189.9491 | - | 12 | 5 | 0.25
6hr Flow | System | Constraint | Flex Down | Flexibility | Violation | 1 | 2025-12-23 05:15 | 30.7539 | - | 12 | 5 | 0.25
6hr Flow | System | Constraint | Flex Down | Flexibility | Violation | 1 | 2025-12-27 08:00 | 147.4868 | - | 12 | 8 | 0.25
6hr Flow | System | Constraint | Flex Up | Flexibility | Violation | 1 | 2025-01-01 07:30 | 7.6331 | - | 1 | 7 | 0.25
6hr Flow | System | Constraint | Flex Up | Flexibility | Violation | 1 | 2025-01-01 07:45 | 104.718 | - | 1 | 7 | 0.25
6hr Flow | System | Constraint | Flex Up | Flexibility | Violation | 1 | 2025-01-01 20:00 | 21.0968 | - | 1 | 20 | 0.25
6hr Flow | System | Constraint | Flex Up | Flexibility | Violation | 1 | 2025-01-01 21:00 | 190.1703 | - | 1 | 21 | 0.25
6hr Flow | System | Constraint | Flex Up | Flexibility | Violation | 1 | 2025-01-01 21:15 | 29.9903 | - | 1 | 21 | 0.25
6hr Flow | System | Constraint | Flex Up | Flexibility | Violation | 1 | 2025-01-01 21:30 | 28.8594 | - | 1 | 21 | 0.25
6hr Flow | System | Constraint | Flex Up | Flexibility | Violation | 1 | 2025-01-02 19:00 | 47.0432 | - | 1 | 19 | 0.25
6hr Flow | System | Constraint | Flex Up | Flexibility | Violation | 1 | 2025-01-03 06:45 | 15.6705 | - | 1 | 6 | 0.25
6hr Flow | System | Constraint | Flex Up | Flexibility | Violation | 1 | 2025-01-03 20:00 | 9.2183 | - | 1 | 20 | 0.25
6hr Flow | System | Constraint | Flex Up | Flexibility | Violation | 1 | 2025-01-04 09:30 | 16.5998 | - | 1 | 9 | 0.25
6hr Flow | System | Constraint | Flex Up | Flexibility | Violation | 1 | 2025-01-04 09:45 | 35.191 | - | 1 | 9 | 0.25
6hr Flow | System | Constraint | Flex Up | Flexibility | Violation | 1 | 2025-01-05 07:45 | 10.5234 | - | 1 | 7 | 0.25
6hr Flow | System | Constraint | Flex Up | Flexibility | Violation | 1 | 2025-01-05 19:00 | 65.1057 | - | 1 | 19 | 0.25
6hr Flow | System | Constraint | Flex Up | Flexibility | Violation | 1 | 2025-01-06 06:45 | 64.5243 | - | 1 | 6 | 0.25
6hr Flow | System | Constraint | Flex Up | Flexibility | Violation | 1 | 2025-01-07 18:00 | 25.7994 | - | 1 | 18 | 0.25
6hr Flow | System | Constraint | Flex Up | Flexibility | Violation | 1 | 2025-01-08 08:00 | 35.7847 | - | 1 | 8 | 0.25
6hr Flow | System | Constraint | Flex Up | Flexibility | Violation | 1 | 2025-01-08 08:15 | 1.5298 | - | 1 | 8 | 0.25
6hr Flow | System | Constraint | Flex Up | Flexibility | Violation | 1 | 2025-01-08 19:00 | 22.9695 | - | 1 | 19 | 0.25
6hr Flow | System | Constraint | Flex Up | Flexibility | Violation | 1 | 2025-01-08 20:00 | 46.0378 | - | 1 | 20 | 0.25
6hr Flow | System | Constraint | Flex Up | Flexibility | Violation | 1 | 2025-01-08 22:00 | 5.2142 | - | 1 | 22 | 0.25
6hr Flow | System | Constraint | Flex Up | Flexibility | Violation | 1 | 2025-01-09 20:00 | 63.9004 | - | 1 | 20 | 0.25
6hr Flow | System | Constraint | Flex Up | Flexibility | Violation | 1 | 2025-01-10 18:00 | 21.2795 | - | 1 | 18 | 0.25
6hr Flow | System | Constraint | Flex Up | Flexibility | Violation | 1 | 2025-01-11 07:30 | 35.4502 | - | 1 | 7 | 0.25
6hr Flow | System | Constraint | Flex Up | Flexibility | Violation | 1 | 2025-01-11 07:45 | 109.4632 | - | 1 | 7 | 0.25
6hr Flow | System | Constraint | Flex Up | Flexibility | Violation | 1 | 2025-01-11 16:45 | 5.9847 | - | 1 | 16 | 0.25
6hr Flow | System | Constraint | Flex Up | Flexibility | Violation | 1 | 2025-01-11 20:00 | 44.962 | - | 1 | 20 | 0.25
6hr Flow | System | Constraint | Flex Up | Flexibility | Violation | 1 | 2025-01-12 06:45 | 12.4127 | - | 1 | 6 | 0.25
6hr Flow | System | Constraint | Flex Up | Flexibility | Violation | 1 | 2025-01-12 07:45 | 33.181 | - | 1 | 7 | 0.25
6hr Flow | System | Constraint | Flex Up | Flexibility | Violation | 1 | 2025-01-12 21:00 | 49.1005 | - | 1 | 21 | 0.25
6hr Flow | System | Constraint | Flex Up | Flexibility | Violation | 1 | 2025-01-13 07:30 | 39.4064 | - | 1 | 7 | 0.25
6hr Flow | System | Constraint | Flex Up | Flexibility | Violation | 1 | 2025-01-13 07:45 | 53.2477 | - | 1 | 7 | 0.25
6hr Flow | System | Constraint | Flex Up | Flexibility | Violation | 1 | 2025-01-13 17:30 | 9.329 | - | 1 | 17 | 0.25
6hr Flow | System | Constraint | Flex Up | Flexibility | Violation | 1 | 2025-01-13 17:45 | 19.6228 | - | 1 | 17 | 0.25
6hr Flow | System | Constraint | Flex Up | Flexibility | Violation | 1 | 2025-01-13 22:00 | 99.6049 | - | 1 | 22 | 0.25
6hr Flow | System | Constraint | Flex Up | Flexibility | Violation | 1 | 2025-01-14 17:30 | 1.3508 | - | 1 | 17 | 0.25
6hr Flow | System | Constraint | Flex Up | Flexibility | Violation | 1 | 2025-01-14 17:45 | 8.2535 | - | 1 | 17 | 0.25
6hr Flow | System | Constraint | Flex Up | Flexibility | Violation | 1 | 2025-01-14 19:00 | 48.1719 | - | 1 | 19 | 0.25
6hr Flow | System | Constraint | Flex Up | Flexibility | Violation | 1 | 2025-01-14 19:15 | 23.8159 | - | 1 | 19 | 0.25
6hr Flow | System | Constraint | Flex Up | Flexibility | Violation | 1 | 2025-01-14 20:00 | 1.4204 | - | 1 | 20 | 0.25
6hr Flow | System | Constraint | Flex Up | Flexibility | Violation | 1 | 2025-01-14 21:00 | 18.8287 | - | 1 | 21 | 0.25
6hr Flow | System | Constraint | Flex Up | Flexibility | Violation | 1 | 2025-01-14 22:00 | 40.552 | - | 1 | 22 | 0.25
6hr Flow | System | Constraint | Flex Up | Flexibility | Violation | 1 | 2025-01-15 06:45 | 32.9549 | - | 1 | 6 | 0.25
6hr Flow | System | Constraint | Flex Up | Flexibility | Violation | 1 | 2025-01-15 07:15 | 9.8763 | - | 1 | 7 | 0.25
6hr Flow | System | Constraint | Flex Up | Flexibility | Violation | 1 | 2025-01-15 07:30 | 3.5774 | - | 1 | 7 | 0.25
6hr Flow | System | Constraint | Flex Up | Flexibility | Violation | 1 | 2025-01-15 08:00 | 39.6941 | - | 1 | 8 | 0.25
6hr Flow | System | Constraint | Flex Up | Flexibility | Violation | 1 | 2025-01-15 08:15 | 19.8619 | - | 1 | 8 | 0.25
6hr Flow | System | Constraint | Flex Up | Flexibility | Violation | 1 | 2025-01-15 21:00 | 35.8869 | - | 1 | 21 | 0.25
6hr Flow | System | Constraint | Flex Up | Flexibility | Violation | 1 | 2025-01-15 22:00 | 23.4385 | - | 1 | 22 | 0.25
6hr Flow | System | Constraint | Flex Up | Flexibility | Violation | 1 | 2025-01-16 08:00 | 76.1985 | - | 1 | 8 | 0.25
6hr Flow | System | Constraint | Flex Up | Flexibility | Violation | 1 | 2025-01-16 21:00 | 58.6703 | - | 1 | 21 | 0.25
6hr Flow | System | Constraint | Flex Up | Flexibility | Violation | 1 | 2025-01-17 08:00 | 58.9213 | - | 1 | 8 | 0.25
6hr Flow | System | Constraint | Flex Up | Flexibility | Violation | 1 | 2025-01-17 19:00 | 45.9425 | - | 1 | 19 | 0.25
6hr Flow | System | Constraint | Flex Up | Flexibility | Violation | 1 | 2025-01-18 07:45 | 18.5105 | - | 1 | 7 | 0.25
6hr Flow | System | Constraint | Flex Up | Flexibility | Violation | 1 | 2025-01-18 22:00 | 8.9912 | - | 1 | 22 | 0.25
6hr Flow | System | Constraint | Flex Up | Flexibility | Violation | 1 | 2025-01-19 08:45 | 1.515 | - | 1 | 8 | 0.25
6hr Flow | System | Constraint | Flex Up | Flexibility | Violation | 1 | 2025-01-20 21:00 | 58.6703 | - | 1 | 21 | 0.25
6hr Flow | System | Constraint | Flex Up | Flexibility | Violation | 1 | 2025-01-22 01:00 | 24.7327 | - | 1 | 1 | 0.25
6hr Flow | System | Constraint | Flex Up | Flexibility | Violation | 1 | 2025-01-22 21:00 | 92.3886 | - | 1 | 21 | 0.25
6hr Flow | System | Constraint | Flex Up | Flexibility | Violation | 1 | 2025-01-23 18:00 | 7.551 | - | 1 | 18 | 0.25
6hr Flow | System | Constraint | Flex Up | Flexibility | Violation | 1 | 2025-01-23 22:00 | 3.6654 | - | 1 | 22 | 0.25
6hr Flow | System | Constraint | Flex Up | Flexibility | Violation | 1 | 2025-01-24 06:45 | 107.7285 | - | 1 | 6 | 0.25
6hr Flow | System | Constraint | Flex Up | Flexibility | Violation | 1 | 2025-01-24 21:00 | 1.7112 | - | 1 | 21 | 0.25
6hr Flow | System | Constraint | Flex Up | Flexibility | Violation | 1 | 2025-01-25 07:45 | 2.1128 | - | 1 | 7 | 0.25
6hr Flow | System | Constraint | Flex Up | Flexibility | Violation | 1 | 2025-01-25 15:00 | 51.8211 | - | 1 | 15 | 0.25
6hr Flow | System | Constraint | Flex Up | Flexibility | Violation | 1 | 2025-01-25 22:00 | 37.6049 | - | 1 | 22 | 0.25
6hr Flow | System | Constraint | Flex Up | Flexibility | Violation | 1 | 2025-01-26 06:45 | 6.5555 | - | 1 | 6 | 0.25
6hr Flow | System | Constraint | Flex Up | Flexibility | Violation | 1 | 2025-01-26 07:15 | 4.8102 | - | 1 | 7 | 0.25
6hr Flow | System | Constraint | Flex Up | Flexibility | Violation | 1 | 2025-01-26 07:30 | 28.178 | - | 1 | 7 | 0.25
6hr Flow | System | Constraint | Flex Up | Flexibility | Violation | 1 | 2025-01-26 07:45 | 72.5458 | - | 1 | 7 | 0.25
6hr Flow | System | Constraint | Flex Up | Flexibility | Violation | 1 | 2025-01-26 20:00 | 20.8861 | - | 1 | 20 | 0.25
6hr Flow | System | Constraint | Flex Up | Flexibility | Violation | 1 | 2025-01-26 21:00 | 44.3191 | - | 1 | 21 | 0.25
6hr Flow | System | Constraint | Flex Up | Flexibility | Violation | 1 | 2025-01-27 06:45 | 58.3259 | - | 1 | 6 | 0.25
6hr Flow | System | Constraint | Flex Up | Flexibility | Violation | 1 | 2025-01-27 20:00 | 27.7359 | - | 1 | 20 | 0.25
6hr Flow | System | Constraint | Flex Up | Flexibility | Violation | 1 | 2025-01-28 06:45 | 37.8785 | - | 1 | 6 | 0.25
6hr Flow | System | Constraint | Flex Up | Flexibility | Violation | 1 | 2025-01-28 21:00 | 24.6683 | - | 1 | 21 | 0.25
6hr Flow | System | Constraint | Flex Up | Flexibility | Violation | 1 | 2025-01-28 22:00 | 28.6182 | - | 1 | 22 | 0.25
6hr Flow | System | Constraint | Flex Up | Flexibility | Violation | 1 | 2025-01-29 07:30 | 24.5056 | - | 1 | 7 | 0.25
6hr Flow | System | Constraint | Flex Up | Flexibility | Violation | 1 | 2025-01-29 07:45 | 41.2501 | - | 1 | 7 | 0.25
6hr Flow | System | Constraint | Flex Up | Flexibility | Violation | 1 | 2025-01-29 08:00 | 26.7127 | - | 1 | 8 | 0.25
6hr Flow | System | Constraint | Flex Up | Flexibility | Violation | 1 | 2025-01-29 08:15 | 1.9277 | - | 1 | 8 | 0.25
6hr Flow | System | Constraint | Flex Up | Flexibility | Violation | 1 | 2025-01-29 17:45 | 9.1786 | - | 1 | 17 | 0.25
6hr Flow | System | Constraint | Flex Up | Flexibility | Violation | 1 | 2025-01-29 18:00 | 13.0926 | - | 1 | 18 | 0.25
6hr Flow | System | Constraint | Flex Up | Flexibility | Violation | 1 | 2025-01-29 20:00 | 59.1164 | - | 1 | 20 | 0.25
6hr Flow | System | Constraint | Flex Up | Flexibility | Violation | 1 | 2025-01-29 22:00 | 27.3819 | - | 1 | 22 | 0.25
6hr Flow | System | Constraint | Flex Up | Flexibility | Violation | 1 | 2025-01-31 19:00 | 15.9443 | - | 1 | 19 | 0.25
6hr Flow | System | Constraint | Flex Up | Flexibility | Violation | 1 | 2025-01-31 22:00 | 6.054 | - | 1 | 22 | 0.25
6hr Flow | System | Constraint | Flex Up | Flexibility | Violation | 1 | 2025-02-01 06:45 | 45.0094 | - | 2 | 6 | 0.25
6hr Flow | System | Constraint | Flex Up | Flexibility | Violation | 1 | 2025-02-01 07:45 | 60.4532 | - | 2 | 7 | 0.25
6hr Flow | System | Constraint | Flex Up | Flexibility | Violation | 1 | 2025-02-01 20:00 | 7.3512 | - | 2 | 20 | 0.25
6hr Flow | System | Constraint | Flex Up | Flexibility | Violation | 1 | 2025-02-02 07:30 | 11.9247 | - | 2 | 7 | 0.25
6hr Flow | System | Constraint | Flex Up | Flexibility | Violation | 1 | 2025-02-02 07:45 | 76.4069 | - | 2 | 7 | 0.25
6hr Flow | System | Constraint | Flex Up | Flexibility | Violation | 1 | 2025-02-02 21:00 | 5.8673 | - | 2 | 21 | 0.25
6hr Flow | System | Constraint | Flex Up | Flexibility | Violation | 1 | 2025-02-03 17:45 | 17.0142 | - | 2 | 17 | 0.25
6hr Flow | System | Constraint | Flex Up | Flexibility | Violation | 1 | 2025-02-03 20:00 | 36.6858 | - | 2 | 20 | 0.25
6hr Flow | System | Constraint | Flex Up | Flexibility | Violation | 1 | 2025-02-04 05:45 | 20.1661 | - | 2 | 5 | 0.25
6hr Flow | System | Constraint | Flex Up | Flexibility | Violation | 1 | 2025-02-04 06:45 | 47.2688 | - | 2 | 6 | 0.25
6hr Flow | System | Constraint | Flex Up | Flexibility | Violation | 1 | 2025-02-04 22:00 | 67.1037 | - | 2 | 22 | 0.25
6hr Flow | System | Constraint | Flex Up | Flexibility | Violation | 1 | 2025-02-05 08:00 | 5.7351 | - | 2 | 8 | 0.25
6hr Flow | System | Constraint | Flex Up | Flexibility | Violation | 1 | 2025-02-05 10:00 | 77.8956 | - | 2 | 10 | 0.25
6hr Flow | System | Constraint | Flex Up | Flexibility | Violation | 1 | 2025-02-05 10:15 | 10.9937 | - | 2 | 10 | 0.25
6hr Flow | System | Constraint | Flex Up | Flexibility | Violation | 1 | 2025-02-05 16:45 | 5.1561 | - | 2 | 16 | 0.25
6hr Flow | System | Constraint | Flex Up | Flexibility | Violation | 1 | 2025-02-05 21:00 | 44.3496 | - | 2 | 21 | 0.25
6hr Flow | System | Constraint | Flex Up | Flexibility | Violation | 1 | 2025-02-05 22:00 | 31.2025 | - | 2 | 22 | 0.25
6hr Flow | System | Constraint | Flex Up | Flexibility | Violation | 1 | 2025-02-06 07:00 | 20.2797 | - | 2 | 7 | 0.25
6hr Flow | System | Constraint | Flex Up | Flexibility | Violation | 1 | 2025-02-06 07:15 | 18.4183 | - | 2 | 7 | 0.25
6hr Flow | System | Constraint | Flex Up | Flexibility | Violation | 1 | 2025-02-06 09:00 | 19.8884 | - | 2 | 9 | 0.25
6hr Flow | System | Constraint | Flex Up | Flexibility | Violation | 1 | 2025-02-06 21:00 | 49.3272 | - | 2 | 21 | 0.25
6hr Flow | System | Constraint | Flex Up | Flexibility | Violation | 1 | 2025-02-07 20:00 | 42.2297 | - | 2 | 20 | 0.25
6hr Flow | System | Constraint | Flex Up | Flexibility | Violation | 1 | 2025-02-08 06:45 | 48.1022 | - | 2 | 6 | 0.25
6hr Flow | System | Constraint | Flex Up | Flexibility | Violation | 1 | 2025-02-08 17:45 | 26.4147 | - | 2 | 17 | 0.25
6hr Flow | System | Constraint | Flex Up | Flexibility | Violation | 1 | 2025-02-09 06:45 | 84.2979 | - | 2 | 6 | 0.25
6hr Flow | System | Constraint | Flex Up | Flexibility | Violation | 1 | 2025-02-09 16:00 | 44.1342 | - | 2 | 16 | 0.25
6hr Flow | System | Constraint | Flex Up | Flexibility | Violation | 1 | 2025-02-09 16:15 | 59.629 | - | 2 | 16 | 0.25
6hr Flow | System | Constraint | Flex Up | Flexibility | Violation | 1 | 2025-02-09 16:30 | 18.6239 | - | 2 | 16 | 0.25
6hr Flow | System | Constraint | Flex Up | Flexibility | Violation | 1 | 2025-02-10 07:15 | 7.447 | - | 2 | 7 | 0.25
6hr Flow | System | Constraint | Flex Up | Flexibility | Violation | 1 | 2025-02-11 21:00 | 10.3815 | - | 2 | 21 | 0.25
6hr Flow | System | Constraint | Flex Up | Flexibility | Violation | 1 | 2025-02-12 11:00 | 2.6962 | - | 2 | 11 | 0.25
6hr Flow | System | Constraint | Flex Up | Flexibility | Violation | 1 | 2025-02-12 22:00 | 95.1823 | - | 2 | 22 | 0.25
6hr Flow | System | Constraint | Flex Up | Flexibility | Violation | 1 | 2025-02-13 16:00 | 38.8166 | - | 2 | 16 | 0.25
6hr Flow | System | Constraint | Flex Up | Flexibility | Violation | 1 | 2025-02-13 22:00 | 31.1427 | - | 2 | 22 | 0.25
6hr Flow | System | Constraint | Flex Up | Flexibility | Violation | 1 | 2025-02-14 21:00 | 64.7137 | - | 2 | 21 | 0.25
6hr Flow | System | Constraint | Flex Up | Flexibility | Violation | 1 | 2025-02-15 06:15 | 2.2218 | - | 2 | 6 | 0.25
6hr Flow | System | Constraint | Flex Up | Flexibility | Violation | 1 | 2025-02-15 06:45 | 47.3895 | - | 2 | 6 | 0.25
6hr Flow | System | Constraint | Flex Up | Flexibility | Violation | 1 | 2025-02-15 07:15 | 1.8135 | - | 2 | 7 | 0.25
6hr Flow | System | Constraint | Flex Up | Flexibility | Violation | 1 | 2025-02-15 07:30 | 16.1176 | - | 2 | 7 | 0.25
6hr Flow | System | Constraint | Flex Up | Flexibility | Violation | 1 | 2025-02-15 07:45 | 39.4217 | - | 2 | 7 | 0.25
6hr Flow | System | Constraint | Flex Up | Flexibility | Violation | 1 | 2025-02-15 20:00 | 23.9337 | - | 2 | 20 | 0.25
6hr Flow | System | Constraint | Flex Up | Flexibility | Violation | 1 | 2025-02-16 04:00 | 9.4981 | - | 2 | 4 | 0.25
6hr Flow | System | Constraint | Flex Up | Flexibility | Violation | 1 | 2025-02-16 05:15 | 3.1051 | - | 2 | 5 | 0.25
6hr Flow | System | Constraint | Flex Up | Flexibility | Violation | 1 | 2025-02-16 05:30 | 16.1084 | - | 2 | 5 | 0.25
6hr Flow | System | Constraint | Flex Up | Flexibility | Violation | 1 | 2025-02-16 05:45 | 26.1117 | - | 2 | 5 | 0.25
6hr Flow | System | Constraint | Flex Up | Flexibility | Violation | 1 | 2025-02-16 06:45 | 58.726 | - | 2 | 6 | 0.25
6hr Flow | System | Constraint | Flex Up | Flexibility | Violation | 1 | 2025-02-16 07:30 | 10.9989 | - | 2 | 7 | 0.25
6hr Flow | System | Constraint | Flex Up | Flexibility | Violation | 1 | 2025-02-16 07:45 | 45.8114 | - | 2 | 7 | 0.25
6hr Flow | System | Constraint | Flex Up | Flexibility | Violation | 1 | 2025-02-16 08:45 | 42.2368 | - | 2 | 8 | 0.25
6hr Flow | System | Constraint | Flex Up | Flexibility | Violation | 1 | 2025-02-16 21:00 | 37.7091 | - | 2 | 21 | 0.25
6hr Flow | System | Constraint | Flex Up | Flexibility | Violation | 1 | 2025-02-17 05:45 | 12.8154 | - | 2 | 5 | 0.25
6hr Flow | System | Constraint | Flex Up | Flexibility | Violation | 1 | 2025-02-17 06:45 | 41.8356 | - | 2 | 6 | 0.25
6hr Flow | System | Constraint | Flex Up | Flexibility | Violation | 1 | 2025-02-17 07:45 | 33.6355 | - | 2 | 7 | 0.25
6hr Flow | System | Constraint | Flex Up | Flexibility | Violation | 1 | 2025-02-17 08:00 | 1.5238 | - | 2 | 8 | 0.25
6hr Flow | System | Constraint | Flex Up | Flexibility | Violation | 1 | 2025-02-17 08:30 | 5.7403 | - | 2 | 8 | 0.25
6hr Flow | System | Constraint | Flex Up | Flexibility | Violation | 1 | 2025-02-17 20:00 | 25.7221 | - | 2 | 20 | 0.25
6hr Flow | System | Constraint | Flex Up | Flexibility | Violation | 1 | 2025-02-17 21:00 | 34.3023 | - | 2 | 21 | 0.25
6hr Flow | System | Constraint | Flex Up | Flexibility | Violation | 1 | 2025-02-18 06:45 | 89.0307 | - | 2 | 6 | 0.25
6hr Flow | System | Constraint | Flex Up | Flexibility | Violation | 1 | 2025-02-18 22:00 | 45.7275 | - | 2 | 22 | 0.25
6hr Flow | System | Constraint | Flex Up | Flexibility | Violation | 1 | 2025-02-19 22:00 | 13.7747 | - | 2 | 22 | 0.25
6hr Flow | System | Constraint | Flex Up | Flexibility | Violation | 1 | 2025-02-20 05:45 | 27.6661 | - | 2 | 5 | 0.25
6hr Flow | System | Constraint | Flex Up | Flexibility | Violation | 1 | 2025-02-20 06:45 | 20.3337 | - | 2 | 6 | 0.25
6hr Flow | System | Constraint | Flex Up | Flexibility | Violation | 1 | 2025-02-20 11:00 | 17.4847 | - | 2 | 11 | 0.25
6hr Flow | System | Constraint | Flex Up | Flexibility | Violation | 1 | 2025-02-21 09:00 | 14.1123 | - | 2 | 9 | 0.25
6hr Flow | System | Constraint | Flex Up | Flexibility | Violation | 1 | 2025-02-21 20:00 | 17.5742 | - | 2 | 20 | 0.25
6hr Flow | System | Constraint | Flex Up | Flexibility | Violation | 1 | 2025-02-22 07:00 | 10.6794 | - | 2 | 7 | 0.25
6hr Flow | System | Constraint | Flex Up | Flexibility | Violation | 1 | 2025-02-22 07:15 | 18.4413 | - | 2 | 7 | 0.25
6hr Flow | System | Constraint | Flex Up | Flexibility | Violation | 1 | 2025-02-22 07:30 | 5.2031 | - | 2 | 7 | 0.25
6hr Flow | System | Constraint | Flex Up | Flexibility | Violation | 1 | 2025-02-22 07:45 | 13.965 | - | 2 | 7 | 0.25
6hr Flow | System | Constraint | Flex Up | Flexibility | Violation | 1 | 2025-02-22 20:00 | 23.9123 | - | 2 | 20 | 0.25
6hr Flow | System | Constraint | Flex Up | Flexibility | Violation | 1 | 2025-02-23 17:45 | 26.1434 | - | 2 | 17 | 0.25
6hr Flow | System | Constraint | Flex Up | Flexibility | Violation | 1 | 2025-02-23 20:00 | 67.3434 | - | 2 | 20 | 0.25
6hr Flow | System | Constraint | Flex Up | Flexibility | Violation | 1 | 2025-02-23 21:00 | 4.4009 | - | 2 | 21 | 0.25
6hr Flow | System | Constraint | Flex Up | Flexibility | Violation | 1 | 2025-02-24 06:45 | 27.1396 | - | 2 | 6 | 0.25
6hr Flow | System | Constraint | Flex Up | Flexibility | Violation | 1 | 2025-02-24 21:00 | 30.2091 | - | 2 | 21 | 0.25
6hr Flow | System | Constraint | Flex Up | Flexibility | Violation | 1 | 2025-02-25 08:00 | 64.3423 | - | 2 | 8 | 0.25
6hr Flow | System | Constraint | Flex Up | Flexibility | Violation | 1 | 2025-02-25 14:00 | 13.1053 | - | 2 | 14 | 0.25
6hr Flow | System | Constraint | Flex Up | Flexibility | Violation | 1 | 2025-02-26 06:45 | 94.41 | - | 2 | 6 | 0.25
6hr Flow | System | Constraint | Flex Up | Flexibility | Violation | 1 | 2025-02-26 22:00 | 56.1567 | - | 2 | 22 | 0.25
6hr Flow | System | Constraint | Flex Up | Flexibility | Violation | 1 | 2025-02-27 19:00 | 11.1805 | - | 2 | 19 | 0.25
6hr Flow | System | Constraint | Flex Up | Flexibility | Violation | 1 | 2025-02-27 22:00 | 43.2322 | - | 2 | 22 | 0.25
6hr Flow | System | Constraint | Flex Up | Flexibility | Violation | 1 | 2025-02-28 06:45 | 27.3063 | - | 2 | 6 | 0.25
6hr Flow | System | Constraint | Flex Up | Flexibility | Violation | 1 | 2025-02-28 08:00 | 17.4959 | - | 2 | 8 | 0.25
6hr Flow | System | Constraint | Flex Up | Flexibility | Violation | 1 | 2025-02-28 16:00 | 6.1324 | - | 2 | 16 | 0.25
6hr Flow | System | Constraint | Flex Up | Flexibility | Violation | 1 | 2025-02-28 22:00 | 15.9925 | - | 2 | 22 | 0.25
6hr Flow | System | Constraint | Flex Up | Flexibility | Violation | 1 | 2025-03-01 04:00 | 72.5589 | - | 3 | 4 | 0.25
6hr Flow | System | Constraint | Flex Up | Flexibility | Violation | 1 | 2025-03-01 04:15 | 13.1826 | - | 3 | 4 | 0.25
6hr Flow | System | Constraint | Flex Up | Flexibility | Violation | 1 | 2025-03-01 06:45 | 34.5273 | - | 3 | 6 | 0.25
6hr Flow | System | Constraint | Flex Up | Flexibility | Violation | 1 | 2025-03-01 09:00 | 86.8852 | - | 3 | 9 | 0.25
6hr Flow | System | Constraint | Flex Up | Flexibility | Violation | 1 | 2025-03-01 09:15 | 20.1625 | - | 3 | 9 | 0.25
6hr Flow | System | Constraint | Flex Up | Flexibility | Violation | 1 | 2025-03-01 22:00 | 13.1367 | - | 3 | 22 | 0.25
6hr Flow | System | Constraint | Flex Up | Flexibility | Violation | 1 | 2025-03-02 06:45 | 35.9814 | - | 3 | 6 | 0.25
6hr Flow | System | Constraint | Flex Up | Flexibility | Violation | 1 | 2025-03-02 07:45 | 14.1909 | - | 3 | 7 | 0.25
6hr Flow | System | Constraint | Flex Up | Flexibility | Violation | 1 | 2025-03-03 16:45 | 3.0499 | - | 3 | 16 | 0.25
6hr Flow | System | Constraint | Flex Up | Flexibility | Violation | 1 | 2025-03-03 17:00 | 17.8788 | - | 3 | 17 | 0.25
6hr Flow | System | Constraint | Flex Up | Flexibility | Violation | 1 | 2025-03-03 17:30 | 11.6178 | - | 3 | 17 | 0.25
6hr Flow | System | Constraint | Flex Up | Flexibility | Violation | 1 | 2025-03-03 17:45 | 32.9872 | - | 3 | 17 | 0.25
6hr Flow | System | Constraint | Flex Up | Flexibility | Violation | 1 | 2025-03-03 18:45 | 15.075 | - | 3 | 18 | 0.25
6hr Flow | System | Constraint | Flex Up | Flexibility | Violation | 1 | 2025-03-03 19:00 | 123.5596 | - | 3 | 19 | 0.25
6hr Flow | System | Constraint | Flex Up | Flexibility | Violation | 1 | 2025-03-03 19:15 | 21.6215 | - | 3 | 19 | 0.25
6hr Flow | System | Constraint | Flex Up | Flexibility | Violation | 1 | 2025-03-03 22:00 | 49.5451 | - | 3 | 22 | 0.25
6hr Flow | System | Constraint | Flex Up | Flexibility | Violation | 1 | 2025-03-03 22:15 | 152.7883 | - | 3 | 22 | 0.25
6hr Flow | System | Constraint | Flex Up | Flexibility | Violation | 1 | 2025-03-03 22:30 | 105.5316 | - | 3 | 22 | 0.25
6hr Flow | System | Constraint | Flex Up | Flexibility | Violation | 1 | 2025-03-03 22:45 | 58.2748 | - | 3 | 22 | 0.25
6hr Flow | System | Constraint | Flex Up | Flexibility | Violation | 1 | 2025-03-04 06:45 | 32.2776 | - | 3 | 6 | 0.25
6hr Flow | System | Constraint | Flex Up | Flexibility | Violation | 1 | 2025-03-04 07:30 | 16.0676 | - | 3 | 7 | 0.25
6hr Flow | System | Constraint | Flex Up | Flexibility | Violation | 1 | 2025-03-04 07:45 | 3.3843 | - | 3 | 7 | 0.25
6hr Flow | System | Constraint | Flex Up | Flexibility | Violation | 1 | 2025-03-04 21:00 | 29.8098 | - | 3 | 21 | 0.25
6hr Flow | System | Constraint | Flex Up | Flexibility | Violation | 1 | 2025-03-05 09:00 | 76.5508 | - | 3 | 9 | 0.25
6hr Flow | System | Constraint | Flex Up | Flexibility | Violation | 1 | 2025-03-05 18:00 | 59.8002 | - | 3 | 18 | 0.25
6hr Flow | System | Constraint | Flex Up | Flexibility | Violation | 1 | 2025-03-05 18:15 | 27.898 | - | 3 | 18 | 0.25
6hr Flow | System | Constraint | Flex Up | Flexibility | Violation | 1 | 2025-03-05 22:00 | 32.7273 | - | 3 | 22 | 0.25
6hr Flow | System | Constraint | Flex Up | Flexibility | Violation | 1 | 2025-03-06 06:45 | 38.9196 | - | 3 | 6 | 0.25
6hr Flow | System | Constraint | Flex Up | Flexibility | Violation | 1 | 2025-03-06 17:30 | 41.9964 | - | 3 | 17 | 0.25
6hr Flow | System | Constraint | Flex Up | Flexibility | Violation | 1 | 2025-03-06 17:45 | 19.6743 | - | 3 | 17 | 0.25
6hr Flow | System | Constraint | Flex Up | Flexibility | Violation | 1 | 2025-03-06 18:45 | 8.4232 | - | 3 | 18 | 0.25
6hr Flow | System | Constraint | Flex Up | Flexibility | Violation | 1 | 2025-03-06 21:00 | 86.6389 | - | 3 | 21 | 0.25
6hr Flow | System | Constraint | Flex Up | Flexibility | Violation | 1 | 2025-03-06 21:15 | 13.223 | - | 3 | 21 | 0.25
6hr Flow | System | Constraint | Flex Up | Flexibility | Violation | 1 | 2025-03-06 22:00 | 183.0761 | - | 3 | 22 | 0.25
6hr Flow | System | Constraint | Flex Up | Flexibility | Violation | 1 | 2025-03-06 22:15 | 79.6656 | - | 3 | 22 | 0.25
6hr Flow | System | Constraint | Flex Up | Flexibility | Violation | 1 | 2025-03-06 22:30 | 13.2552 | - | 3 | 22 | 0.25
6hr Flow | System | Constraint | Flex Up | Flexibility | Violation | 1 | 2025-03-06 22:45 | 92.8448 | - | 3 | 22 | 0.25
6hr Flow | System | Constraint | Flex Up | Flexibility | Violation | 1 | 2025-03-06 23:00 | 59.2583 | - | 3 | 23 | 0.25
6hr Flow | System | Constraint | Flex Up | Flexibility | Violation | 1 | 2025-03-06 23:15 | 28.7623 | - | 3 | 23 | 0.25
6hr Flow | System | Constraint | Flex Up | Flexibility | Violation | 1 | 2025-03-06 23:30 | 29.2663 | - | 3 | 23 | 0.25
6hr Flow | System | Constraint | Flex Up | Flexibility | Violation | 1 | 2025-03-06 23:45 | 70.2704 | - | 3 | 23 | 0.25
6hr Flow | System | Constraint | Flex Up | Flexibility | Violation | 1 | 2025-03-07 06:45 | 45.8518 | - | 3 | 6 | 0.25
6hr Flow | System | Constraint | Flex Up | Flexibility | Violation | 1 | 2025-03-07 07:30 | 0.48148 | - | 3 | 7 | 0.25
6hr Flow | System | Constraint | Flex Up | Flexibility | Violation | 1 | 2025-03-07 07:45 | 7.1014 | - | 3 | 7 | 0.25
6hr Flow | System | Constraint | Flex Up | Flexibility | Violation | 1 | 2025-03-07 20:45 | 11.4485 | - | 3 | 20 | 0.25
6hr Flow | System | Constraint | Flex Up | Flexibility | Violation | 1 | 2025-03-07 21:00 | 81.0559 | - | 3 | 21 | 0.25
6hr Flow | System | Constraint | Flex Up | Flexibility | Violation | 1 | 2025-03-07 23:00 | 33.4085 | - | 3 | 23 | 0.25
6hr Flow | System | Constraint | Flex Up | Flexibility | Violation | 1 | 2025-03-08 04:45 | 7.2436 | - | 3 | 4 | 0.25
6hr Flow | System | Constraint | Flex Up | Flexibility | Violation | 1 | 2025-03-08 05:45 | 7.9637 | - | 3 | 5 | 0.25
6hr Flow | System | Constraint | Flex Up | Flexibility | Violation | 1 | 2025-03-08 06:45 | 27.2344 | - | 3 | 6 | 0.25
6hr Flow | System | Constraint | Flex Up | Flexibility | Violation | 1 | 2025-03-08 17:00 | 54.9574 | - | 3 | 17 | 0.25
6hr Flow | System | Constraint | Flex Up | Flexibility | Violation | 1 | 2025-03-08 17:15 | 29.5893 | - | 3 | 17 | 0.25
6hr Flow | System | Constraint | Flex Up | Flexibility | Violation | 1 | 2025-03-08 17:30 | 18.2213 | - | 3 | 17 | 0.25
6hr Flow | System | Constraint | Flex Up | Flexibility | Violation | 1 | 2025-03-08 17:45 | 16.8532 | - | 3 | 17 | 0.25
6hr Flow | System | Constraint | Flex Up | Flexibility | Violation | 1 | 2025-03-08 18:45 | 15.6153 | - | 3 | 18 | 0.25
6hr Flow | System | Constraint | Flex Up | Flexibility | Violation | 1 | 2025-03-09 05:45 | 8.2751 | - | 3 | 5 | 0.25
6hr Flow | System | Constraint | Flex Up | Flexibility | Violation | 1 | 2025-03-09 07:00 | 42.3635 | - | 3 | 7 | 0.25
6hr Flow | System | Constraint | Flex Up | Flexibility | Violation | 1 | 2025-03-09 07:15 | 0.60859 | - | 3 | 7 | 0.25
6hr Flow | System | Constraint | Flex Up | Flexibility | Violation | 1 | 2025-03-09 16:30 | 2.7134 | - | 3 | 16 | 0.25
6hr Flow | System | Constraint | Flex Up | Flexibility | Violation | 1 | 2025-03-09 16:45 | 62.9718 | - | 3 | 16 | 0.25
6hr Flow | System | Constraint | Flex Up | Flexibility | Violation | 1 | 2025-03-09 18:45 | 17.0735 | - | 3 | 18 | 0.25
6hr Flow | System | Constraint | Flex Up | Flexibility | Violation | 1 | 2025-03-09 22:00 | 6.3504 | - | 3 | 22 | 0.25
6hr Flow | System | Constraint | Flex Up | Flexibility | Violation | 1 | 2025-03-10 03:15 | 21.4708 | - | 3 | 3 | 0.25
6hr Flow | System | Constraint | Flex Up | Flexibility | Violation | 1 | 2025-03-10 03:30 | 88.2858 | - | 3 | 3 | 0.25
6hr Flow | System | Constraint | Flex Up | Flexibility | Violation | 1 | 2025-03-10 03:45 | 25.6946 | - | 3 | 3 | 0.25
6hr Flow | System | Constraint | Flex Up | Flexibility | Violation | 1 | 2025-03-10 05:45 | 38.5595 | - | 3 | 5 | 0.25
6hr Flow | System | Constraint | Flex Up | Flexibility | Violation | 1 | 2025-03-11 05:30 | 14.407 | - | 3 | 5 | 0.25
6hr Flow | System | Constraint | Flex Up | Flexibility | Violation | 1 | 2025-03-11 05:45 | 47.1255 | - | 3 | 5 | 0.25
6hr Flow | System | Constraint | Flex Up | Flexibility | Violation | 1 | 2025-03-11 18:00 | 11.63 | - | 3 | 18 | 0.25
6hr Flow | System | Constraint | Flex Up | Flexibility | Violation | 1 | 2025-03-12 17:45 | 34.7594 | - | 3 | 17 | 0.25
6hr Flow | System | Constraint | Flex Up | Flexibility | Violation | 1 | 2025-03-14 05:45 | 40.1085 | - | 3 | 5 | 0.25
6hr Flow | System | Constraint | Flex Up | Flexibility | Violation | 1 | 2025-03-14 19:00 | 92.6081 | - | 3 | 19 | 0.25
6hr Flow | System | Constraint | Flex Up | Flexibility | Violation | 1 | 2025-03-14 19:15 | 21.352 | - | 3 | 19 | 0.25
6hr Flow | System | Constraint | Flex Up | Flexibility | Violation | 1 | 2025-03-15 06:30 | 14.0684 | - | 3 | 6 | 0.25
6hr Flow | System | Constraint | Flex Up | Flexibility | Violation | 1 | 2025-03-15 06:45 | 69.8278 | - | 3 | 6 | 0.25
6hr Flow | System | Constraint | Flex Up | Flexibility | Violation | 1 | 2025-03-15 17:00 | 30.8736 | - | 3 | 17 | 0.25
6hr Flow | System | Constraint | Flex Up | Flexibility | Violation | 1 | 2025-03-16 05:45 | 40.7465 | - | 3 | 5 | 0.25
6hr Flow | System | Constraint | Flex Up | Flexibility | Violation | 1 | 2025-03-16 06:30 | 6.354 | - | 3 | 6 | 0.25
6hr Flow | System | Constraint | Flex Up | Flexibility | Violation | 1 | 2025-03-16 06:45 | 55.2231 | - | 3 | 6 | 0.25
6hr Flow | System | Constraint | Flex Up | Flexibility | Violation | 1 | 2025-03-16 15:00 | 11.2177 | - | 3 | 15 | 0.25
6hr Flow | System | Constraint | Flex Up | Flexibility | Violation | 1 | 2025-03-16 18:45 | 7.1453 | - | 3 | 18 | 0.25
6hr Flow | System | Constraint | Flex Up | Flexibility | Violation | 1 | 2025-03-17 05:45 | 54.8407 | - | 3 | 5 | 0.25
6hr Flow | System | Constraint | Flex Up | Flexibility | Violation | 1 | 2025-03-17 09:00 | 137.4757 | - | 3 | 9 | 0.25
6hr Flow | System | Constraint | Flex Up | Flexibility | Violation | 1 | 2025-03-17 11:00 | 25.4876 | - | 3 | 11 | 0.25
6hr Flow | System | Constraint | Flex Up | Flexibility | Violation | 1 | 2025-03-17 16:45 | 11.4658 | - | 3 | 16 | 0.25
6hr Flow | System | Constraint | Flex Up | Flexibility | Violation | 1 | 2025-03-17 18:30 | 4.7344 | - | 3 | 18 | 0.25
6hr Flow | System | Constraint | Flex Up | Flexibility | Violation | 1 | 2025-03-17 18:45 | 67.9628 | - | 3 | 18 | 0.25
6hr Flow | System | Constraint | Flex Up | Flexibility | Violation | 1 | 2025-03-19 05:30 | 9.8955 | - | 3 | 5 | 0.25
6hr Flow | System | Constraint | Flex Up | Flexibility | Violation | 1 | 2025-03-19 05:45 | 162.0954 | - | 3 | 5 | 0.25
6hr Flow | System | Constraint | Flex Up | Flexibility | Violation | 1 | 2025-03-19 06:45 | 5.2146 | - | 3 | 6 | 0.25
6hr Flow | System | Constraint | Flex Up | Flexibility | Violation | 1 | 2025-03-19 18:30 | 10.4682 | - | 3 | 18 | 0.25
6hr Flow | System | Constraint | Flex Up | Flexibility | Violation | 1 | 2025-03-19 18:45 | 70.4556 | - | 3 | 18 | 0.25
6hr Flow | System | Constraint | Flex Up | Flexibility | Violation | 1 | 2025-03-19 19:00 | 3.9159 | - | 3 | 19 | 0.25
6hr Flow | System | Constraint | Flex Up | Flexibility | Violation | 1 | 2025-03-20 05:45 | 56.2139 | - | 3 | 5 | 0.25
6hr Flow | System | Constraint | Flex Up | Flexibility | Violation | 1 | 2025-03-21 05:45 | 32.0152 | - | 3 | 5 | 0.25
6hr Flow | System | Constraint | Flex Up | Flexibility | Violation | 1 | 2025-03-21 08:15 | 37.613 | - | 3 | 8 | 0.25
6hr Flow | System | Constraint | Flex Up | Flexibility | Violation | 1 | 2025-03-21 15:30 | 7.148 | - | 3 | 15 | 0.25
6hr Flow | System | Constraint | Flex Up | Flexibility | Violation | 1 | 2025-03-21 15:45 | 9.7026 | - | 3 | 15 | 0.25
6hr Flow | System | Constraint | Flex Up | Flexibility | Violation | 1 | 2025-03-21 16:00 | 33.0367 | - | 3 | 16 | 0.25
6hr Flow | System | Constraint | Flex Up | Flexibility | Violation | 1 | 2025-03-21 16:15 | 41.5108 | - | 3 | 16 | 0.25
6hr Flow | System | Constraint | Flex Up | Flexibility | Violation | 1 | 2025-03-21 16:30 | 45.985 | - | 3 | 16 | 0.25
6hr Flow | System | Constraint | Flex Up | Flexibility | Violation | 1 | 2025-03-21 16:45 | 49.4591 | - | 3 | 16 | 0.25
6hr Flow | System | Constraint | Flex Up | Flexibility | Violation | 1 | 2025-03-21 17:00 | 93.9003 | - | 3 | 17 | 0.25
6hr Flow | System | Constraint | Flex Up | Flexibility | Violation | 1 | 2025-03-21 17:15 | 64.8722 | - | 3 | 17 | 0.25
6hr Flow | System | Constraint | Flex Up | Flexibility | Violation | 1 | 2025-03-21 17:30 | 39.8441 | - | 3 | 17 | 0.25
6hr Flow | System | Constraint | Flex Up | Flexibility | Violation | 1 | 2025-03-21 17:45 | 23.816 | - | 3 | 17 | 0.25
6hr Flow | System | Constraint | Flex Up | Flexibility | Violation | 1 | 2025-03-21 18:00 | 74.0172 | - | 3 | 18 | 0.25
6hr Flow | System | Constraint | Flex Up | Flexibility | Violation | 1 | 2025-03-21 18:15 | 58.2466 | - | 3 | 18 | 0.25
6hr Flow | System | Constraint | Flex Up | Flexibility | Violation | 1 | 2025-03-21 18:30 | 55.4761 | - | 3 | 18 | 0.25
6hr Flow | System | Constraint | Flex Up | Flexibility | Violation | 1 | 2025-03-21 18:45 | 53.7056 | - | 3 | 18 | 0.25
6hr Flow | System | Constraint | Flex Up | Flexibility | Violation | 1 | 2025-03-21 22:00 | 21.7003 | - | 3 | 22 | 0.25
6hr Flow | System | Constraint | Flex Up | Flexibility | Violation | 1 | 2025-03-22 18:30 | 12.48 | - | 3 | 18 | 0.25
6hr Flow | System | Constraint | Flex Up | Flexibility | Violation | 1 | 2025-03-22 18:45 | 54.0956 | - | 3 | 18 | 0.25
6hr Flow | System | Constraint | Flex Up | Flexibility | Violation | 1 | 2025-03-23 06:45 | 2.521 | - | 3 | 6 | 0.25
6hr Flow | System | Constraint | Flex Up | Flexibility | Violation | 1 | 2025-03-23 18:45 | 49.5741 | - | 3 | 18 | 0.25
6hr Flow | System | Constraint | Flex Up | Flexibility | Violation | 1 | 2025-03-23 19:00 | 13.906 | - | 3 | 19 | 0.25
6hr Flow | System | Constraint | Flex Up | Flexibility | Violation | 1 | 2025-03-24 | 19.7568 | - | 3 | 0 | 0.25
6hr Flow | System | Constraint | Flex Up | Flexibility | Violation | 1 | 2025-03-24 04:45 | 44.0731 | - | 3 | 4 | 0.25
6hr Flow | System | Constraint | Flex Up | Flexibility | Violation | 1 | 2025-03-24 05:30 | 64.0728 | - | 3 | 5 | 0.25
6hr Flow | System | Constraint | Flex Up | Flexibility | Violation | 1 | 2025-03-24 05:45 | 186.3834 | - | 3 | 5 | 0.25
6hr Flow | System | Constraint | Flex Up | Flexibility | Violation | 1 | 2025-03-24 06:00 | 35.0317 | - | 3 | 6 | 0.25
6hr Flow | System | Constraint | Flex Up | Flexibility | Violation | 1 | 2025-03-24 06:15 | 49.68 | - | 3 | 6 | 0.25
6hr Flow | System | Constraint | Flex Up | Flexibility | Violation | 1 | 2025-03-24 06:30 | 8.3283 | - | 3 | 6 | 0.25
6hr Flow | System | Constraint | Flex Up | Flexibility | Violation | 1 | 2025-03-24 06:45 | 30.4765 | - | 3 | 6 | 0.25
6hr Flow | System | Constraint | Flex Up | Flexibility | Violation | 1 | 2025-03-24 16:00 | 0.85436 | - | 3 | 16 | 0.25
6hr Flow | System | Constraint | Flex Up | Flexibility | Violation | 1 | 2025-03-24 16:45 | 19.8409 | - | 3 | 16 | 0.25
6hr Flow | System | Constraint | Flex Up | Flexibility | Violation | 1 | 2025-03-25 05:30 | 16.4009 | - | 3 | 5 | 0.25
6hr Flow | System | Constraint | Flex Up | Flexibility | Violation | 1 | 2025-03-25 05:45 | 103.2993 | - | 3 | 5 | 0.25
6hr Flow | System | Constraint | Flex Up | Flexibility | Violation | 1 | 2025-03-25 18:45 | 50.7846 | - | 3 | 18 | 0.25
6hr Flow | System | Constraint | Flex Up | Flexibility | Violation | 1 | 2025-03-26 05:30 | 36.3633 | - | 3 | 5 | 0.25
6hr Flow | System | Constraint | Flex Up | Flexibility | Violation | 1 | 2025-03-26 05:45 | 136.5227 | - | 3 | 5 | 0.25
6hr Flow | System | Constraint | Flex Up | Flexibility | Violation | 1 | 2025-03-26 15:00 | 2.0307 | - | 3 | 15 | 0.25
6hr Flow | System | Constraint | Flex Up | Flexibility | Violation | 1 | 2025-03-26 19:00 | 47.9546 | - | 3 | 19 | 0.25
6hr Flow | System | Constraint | Flex Up | Flexibility | Violation | 1 | 2025-03-27 17:00 | 4.5548 | - | 3 | 17 | 0.25
6hr Flow | System | Constraint | Flex Up | Flexibility | Violation | 1 | 2025-03-28 06:30 | 0.53149 | - | 3 | 6 | 0.25
6hr Flow | System | Constraint | Flex Up | Flexibility | Violation | 1 | 2025-03-28 06:45 | 59.3211 | - | 3 | 6 | 0.25
6hr Flow | System | Constraint | Flex Up | Flexibility | Violation | 1 | 2025-03-28 17:00 | 54.6502 | - | 3 | 17 | 0.25
6hr Flow | System | Constraint | Flex Up | Flexibility | Violation | 1 | 2025-03-29 17:00 | 19.1203 | - | 3 | 17 | 0.25
6hr Flow | System | Constraint | Flex Up | Flexibility | Violation | 1 | 2025-03-29 20:00 | 101.8926 | - | 3 | 20 | 0.25
6hr Flow | System | Constraint | Flex Up | Flexibility | Violation | 1 | 2025-03-30 06:30 | 40.6858 | - | 3 | 6 | 0.25
6hr Flow | System | Constraint | Flex Up | Flexibility | Violation | 1 | 2025-03-30 06:45 | 87.4578 | - | 3 | 6 | 0.25
6hr Flow | System | Constraint | Flex Up | Flexibility | Violation | 1 | 2025-03-30 18:45 | 44.3292 | - | 3 | 18 | 0.25
6hr Flow | System | Constraint | Flex Up | Flexibility | Violation | 1 | 2025-03-30 19:15 | 16.1502 | - | 3 | 19 | 0.25
6hr Flow | System | Constraint | Flex Up | Flexibility | Violation | 1 | 2025-03-30 19:30 | 12.7693 | - | 3 | 19 | 0.25
6hr Flow | System | Constraint | Flex Up | Flexibility | Violation | 1 | 2025-03-31 05:30 | 27.3929 | - | 3 | 5 | 0.25
6hr Flow | System | Constraint | Flex Up | Flexibility | Violation | 1 | 2025-03-31 05:45 | 86.0674 | - | 3 | 5 | 0.25
6hr Flow | System | Constraint | Flex Up | Flexibility | Violation | 1 | 2025-03-31 20:00 | 86.7215 | - | 3 | 20 | 0.25
6hr Flow | System | Constraint | Flex Up | Flexibility | Violation | 1 | 2025-04-01 05:45 | 28.8656 | - | 4 | 5 | 0.25
6hr Flow | System | Constraint | Flex Up | Flexibility | Violation | 1 | 2025-04-02 04:45 | 1.0397 | - | 4 | 4 | 0.25
6hr Flow | System | Constraint | Flex Up | Flexibility | Violation | 1 | 2025-04-02 05:45 | 63.9891 | - | 4 | 5 | 0.25
6hr Flow | System | Constraint | Flex Up | Flexibility | Violation | 1 | 2025-04-02 19:00 | 6.0375 | - | 4 | 19 | 0.25
6hr Flow | System | Constraint | Flex Up | Flexibility | Violation | 1 | 2025-04-03 05:45 | 58.3127 | - | 4 | 5 | 0.25
6hr Flow | System | Constraint | Flex Up | Flexibility | Violation | 1 | 2025-04-03 17:45 | 14.8348 | - | 4 | 17 | 0.25
6hr Flow | System | Constraint | Flex Up | Flexibility | Violation | 1 | 2025-04-03 18:45 | 25.6614 | - | 4 | 18 | 0.25
6hr Flow | System | Constraint | Flex Up | Flexibility | Violation | 1 | 2025-04-04 05:45 | 50.0501 | - | 4 | 5 | 0.25
6hr Flow | System | Constraint | Flex Up | Flexibility | Violation | 1 | 2025-04-04 06:45 | 13.6773 | - | 4 | 6 | 0.25
6hr Flow | System | Constraint | Flex Up | Flexibility | Violation | 1 | 2025-04-04 20:00 | 21.0282 | - | 4 | 20 | 0.25
6hr Flow | System | Constraint | Flex Up | Flexibility | Violation | 1 | 2025-04-05 06:45 | 13.938 | - | 4 | 6 | 0.25
6hr Flow | System | Constraint | Flex Up | Flexibility | Violation | 1 | 2025-04-05 07:45 | 9.9057 | - | 4 | 7 | 0.25
6hr Flow | System | Constraint | Flex Up | Flexibility | Violation | 1 | 2025-04-06 06:30 | 21.1946 | - | 4 | 6 | 0.25
6hr Flow | System | Constraint | Flex Up | Flexibility | Violation | 1 | 2025-04-06 06:45 | 103.0555 | - | 4 | 6 | 0.25
6hr Flow | System | Constraint | Flex Up | Flexibility | Violation | 1 | 2025-04-07 05:15 | 17.6712 | - | 4 | 5 | 0.25
6hr Flow | System | Constraint | Flex Up | Flexibility | Violation | 1 | 2025-04-07 05:30 | 203.6552 | - | 4 | 5 | 0.25
6hr Flow | System | Constraint | Flex Up | Flexibility | Violation | 1 | 2025-04-07 05:45 | 326.6393 | - | 4 | 5 | 0.25
6hr Flow | System | Constraint | Flex Up | Flexibility | Violation | 1 | 2025-04-07 19:00 | 99.6768 | - | 4 | 19 | 0.25
6hr Flow | System | Constraint | Flex Up | Flexibility | Violation | 1 | 2025-04-07 19:15 | 60.1953 | - | 4 | 19 | 0.25
6hr Flow | System | Constraint | Flex Up | Flexibility | Violation | 1 | 2025-04-08 05:30 | 55.2327 | - | 4 | 5 | 0.25
6hr Flow | System | Constraint | Flex Up | Flexibility | Violation | 1 | 2025-04-08 05:45 | 176.9256 | - | 4 | 5 | 0.25
6hr Flow | System | Constraint | Flex Up | Flexibility | Violation | 1 | 2025-04-08 06:15 | 23.7473 | - | 4 | 6 | 0.25
6hr Flow | System | Constraint | Flex Up | Flexibility | Violation | 1 | 2025-04-08 06:30 | 60.8581 | - | 4 | 6 | 0.25
6hr Flow | System | Constraint | Flex Up | Flexibility | Violation | 1 | 2025-04-08 06:45 | 82.9689 | - | 4 | 6 | 0.25
6hr Flow | System | Constraint | Flex Up | Flexibility | Violation | 1 | 2025-04-08 19:15 | 2.6252 | - | 4 | 19 | 0.25
6hr Flow | System | Constraint | Flex Up | Flexibility | Violation | 1 | 2025-04-09 04:45 | 10.1752 | - | 4 | 4 | 0.25
6hr Flow | System | Constraint | Flex Up | Flexibility | Violation | 1 | 2025-04-09 05:15 | 178.5331 | - | 4 | 5 | 0.25
6hr Flow | System | Constraint | Flex Up | Flexibility | Violation | 1 | 2025-04-09 05:30 | 351.9861 | - | 4 | 5 | 0.25
6hr Flow | System | Constraint | Flex Up | Flexibility | Violation | 1 | 2025-04-09 05:45 | 351.9861 | - | 4 | 5 | 0.25
6hr Flow | System | Constraint | Flex Up | Flexibility | Violation | 1 | 2025-04-09 17:00 | 17.603 | - | 4 | 17 | 0.25
6hr Flow | System | Constraint | Flex Up | Flexibility | Violation | 1 | 2025-04-09 17:30 | 29.0381 | - | 4 | 17 | 0.25
6hr Flow | System | Constraint | Flex Up | Flexibility | Violation | 1 | 2025-04-09 17:45 | 63.5057 | - | 4 | 17 | 0.25
6hr Flow | System | Constraint | Flex Up | Flexibility | Violation | 1 | 2025-04-09 18:45 | 22.3688 | - | 4 | 18 | 0.25
6hr Flow | System | Constraint | Flex Up | Flexibility | Violation | 1 | 2025-04-09 19:00 | 73.8072 | - | 4 | 19 | 0.25
6hr Flow | System | Constraint | Flex Up | Flexibility | Violation | 1 | 2025-04-09 19:15 | 48.2266 | - | 4 | 19 | 0.25
6hr Flow | System | Constraint | Flex Up | Flexibility | Violation | 1 | 2025-04-09 19:45 | 6.5654 | - | 4 | 19 | 0.25
6hr Flow | System | Constraint | Flex Up | Flexibility | Violation | 1 | 2025-04-09 20:15 | 54.7023 | - | 4 | 20 | 0.25
6hr Flow | System | Constraint | Flex Up | Flexibility | Violation | 1 | 2025-04-09 22:00 | 3.6261 | - | 4 | 22 | 0.25
6hr Flow | System | Constraint | Flex Up | Flexibility | Violation | 1 | 2025-04-09 23:00 | 6.1815 | - | 4 | 23 | 0.25
6hr Flow | System | Constraint | Flex Up | Flexibility | Violation | 1 | 2025-04-10 04:30 | 84.4071 | - | 4 | 4 | 0.25
6hr Flow | System | Constraint | Flex Up | Flexibility | Violation | 1 | 2025-04-10 04:45 | 244.8107 | - | 4 | 4 | 0.25
6hr Flow | System | Constraint | Flex Up | Flexibility | Violation | 1 | 2025-04-10 05:15 | 297.0255 | - | 4 | 5 | 0.25
6hr Flow | System | Constraint | Flex Up | Flexibility | Violation | 1 | 2025-04-10 05:30 | 351.9861 | - | 4 | 5 | 0.25
6hr Flow | System | Constraint | Flex Up | Flexibility | Violation | 1 | 2025-04-10 05:45 | 351.9861 | - | 4 | 5 | 0.25
6hr Flow | System | Constraint | Flex Up | Flexibility | Violation | 1 | 2025-04-10 06:15 | 15.4912 | - | 4 | 6 | 0.25
6hr Flow | System | Constraint | Flex Up | Flexibility | Violation | 1 | 2025-04-10 06:30 | 84.9167 | - | 4 | 6 | 0.25
6hr Flow | System | Constraint | Flex Up | Flexibility | Violation | 1 | 2025-04-10 06:45 | 129.3422 | - | 4 | 6 | 0.25
6hr Flow | System | Constraint | Flex Up | Flexibility | Violation | 1 | 2025-04-10 20:00 | 111.9156 | - | 4 | 20 | 0.25
6hr Flow | System | Constraint | Flex Up | Flexibility | Violation | 1 | 2025-04-11 05:15 | 13.8639 | - | 4 | 5 | 0.25
6hr Flow | System | Constraint | Flex Up | Flexibility | Violation | 1 | 2025-04-11 05:30 | 158.626 | - | 4 | 5 | 0.25
6hr Flow | System | Constraint | Flex Up | Flexibility | Violation | 1 | 2025-04-11 05:45 | 300.3882 | - | 4 | 5 | 0.25
6hr Flow | System | Constraint | Flex Up | Flexibility | Violation | 1 | 2025-04-13 06:30 | 15.3258 | - | 4 | 6 | 0.25
6hr Flow | System | Constraint | Flex Up | Flexibility | Violation | 1 | 2025-04-13 06:45 | 122.2 | - | 4 | 6 | 0.25
6hr Flow | System | Constraint | Flex Up | Flexibility | Violation | 1 | 2025-04-14 04:30 | 70.0732 | - | 4 | 4 | 0.25
6hr Flow | System | Constraint | Flex Up | Flexibility | Violation | 1 | 2025-04-14 04:45 | 285.4386 | - | 4 | 4 | 0.25
6hr Flow | System | Constraint | Flex Up | Flexibility | Violation | 1 | 2025-04-14 05:15 | 155.3218 | - | 4 | 5 | 0.25
6hr Flow | System | Constraint | Flex Up | Flexibility | Violation | 1 | 2025-04-14 05:30 | 223.2633 | - | 4 | 5 | 0.25
6hr Flow | System | Constraint | Flex Up | Flexibility | Violation | 1 | 2025-04-14 05:45 | 284.2049 | - | 4 | 5 | 0.25
6hr Flow | System | Constraint | Flex Up | Flexibility | Violation | 1 | 2025-04-14 19:00 | 40.4317 | - | 4 | 19 | 0.25
6hr Flow | System | Constraint | Flex Up | Flexibility | Violation | 1 | 2025-04-15 05:15 | 135.7402 | - | 4 | 5 | 0.25
6hr Flow | System | Constraint | Flex Up | Flexibility | Violation | 1 | 2025-04-15 05:30 | 260.4693 | - | 4 | 5 | 0.25
6hr Flow | System | Constraint | Flex Up | Flexibility | Violation | 1 | 2025-04-15 05:45 | 351.9861 | - | 4 | 5 | 0.25
6hr Flow | System | Constraint | Flex Up | Flexibility | Violation | 1 | 2025-04-15 16:45 | 29.6351 | - | 4 | 16 | 0.25
6hr Flow | System | Constraint | Flex Up | Flexibility | Violation | 1 | 2025-04-15 17:45 | 10.4521 | - | 4 | 17 | 0.25
6hr Flow | System | Constraint | Flex Up | Flexibility | Violation | 1 | 2025-04-15 19:15 | 9.8443 | - | 4 | 19 | 0.25
6hr Flow | System | Constraint | Flex Up | Flexibility | Violation | 1 | 2025-04-16 05:30 | 78.9303 | - | 4 | 5 | 0.25
6hr Flow | System | Constraint | Flex Up | Flexibility | Violation | 1 | 2025-04-16 05:45 | 221.303 | - | 4 | 5 | 0.25
6hr Flow | System | Constraint | Flex Up | Flexibility | Violation | 1 | 2025-04-16 19:00 | 4.2792 | - | 4 | 19 | 0.25
6hr Flow | System | Constraint | Flex Up | Flexibility | Violation | 1 | 2025-04-17 06:45 | 24.5519 | - | 4 | 6 | 0.25
6hr Flow | System | Constraint | Flex Up | Flexibility | Violation | 1 | 2025-04-17 16:30 | 6.3497 | - | 4 | 16 | 0.25
6hr Flow | System | Constraint | Flex Up | Flexibility | Violation | 1 | 2025-04-17 16:45 | 18.674 | - | 4 | 16 | 0.25
6hr Flow | System | Constraint | Flex Up | Flexibility | Violation | 1 | 2025-04-17 17:45 | 8.256 | - | 4 | 17 | 0.25
6hr Flow | System | Constraint | Flex Up | Flexibility | Violation | 1 | 2025-04-17 18:45 | 11.719 | - | 4 | 18 | 0.25
6hr Flow | System | Constraint | Flex Up | Flexibility | Violation | 1 | 2025-04-18 06:45 | 96.7906 | - | 4 | 6 | 0.25
6hr Flow | System | Constraint | Flex Up | Flexibility | Violation | 1 | 2025-04-18 16:45 | 4.0211 | - | 4 | 16 | 0.25
6hr Flow | System | Constraint | Flex Up | Flexibility | Violation | 1 | 2025-04-18 19:00 | 24.9286 | - | 4 | 19 | 0.25
6hr Flow | System | Constraint | Flex Up | Flexibility | Violation | 1 | 2025-04-18 19:15 | 19.557 | - | 4 | 19 | 0.25
6hr Flow | System | Constraint | Flex Up | Flexibility | Violation | 1 | 2025-04-18 19:30 | 4.621 | - | 4 | 19 | 0.25
6hr Flow | System | Constraint | Flex Up | Flexibility | Violation | 1 | 2025-04-18 20:00 | 5.9303 | - | 4 | 20 | 0.25
6hr Flow | System | Constraint | Flex Up | Flexibility | Violation | 1 | 2025-04-19 06:45 | 45.8294 | - | 4 | 6 | 0.25
6hr Flow | System | Constraint | Flex Up | Flexibility | Violation | 1 | 2025-04-19 07:45 | 62.6483 | - | 4 | 7 | 0.25
6hr Flow | System | Constraint | Flex Up | Flexibility | Violation | 1 | 2025-04-20 06:45 | 21.1887 | - | 4 | 6 | 0.25
6hr Flow | System | Constraint | Flex Up | Flexibility | Violation | 1 | 2025-04-20 07:45 | 10.589 | - | 4 | 7 | 0.25
6hr Flow | System | Constraint | Flex Up | Flexibility | Violation | 1 | 2025-04-20 08:00 | 7.4772 | - | 4 | 8 | 0.25
6hr Flow | System | Constraint | Flex Up | Flexibility | Violation | 1 | 2025-04-21 04:30 | 44.6314 | - | 4 | 4 | 0.25
6hr Flow | System | Constraint | Flex Up | Flexibility | Violation | 1 | 2025-04-21 04:45 | 32.3953 | - | 4 | 4 | 0.25
6hr Flow | System | Constraint | Flex Up | Flexibility | Violation | 1 | 2025-04-21 05:30 | 16.0747 | - | 4 | 5 | 0.25
6hr Flow | System | Constraint | Flex Up | Flexibility | Violation | 1 | 2025-04-21 05:45 | 177.6345 | - | 4 | 5 | 0.25
6hr Flow | System | Constraint | Flex Up | Flexibility | Violation | 1 | 2025-04-22 05:30 | 34.5455 | - | 4 | 5 | 0.25
6hr Flow | System | Constraint | Flex Up | Flexibility | Violation | 1 | 2025-04-22 05:45 | 223.0118 | - | 4 | 5 | 0.25
6hr Flow | System | Constraint | Flex Up | Flexibility | Violation | 1 | 2025-04-22 16:45 | 4.7964 | - | 4 | 16 | 0.25
6hr Flow | System | Constraint | Flex Up | Flexibility | Violation | 1 | 2025-04-23 05:15 | 80.316 | - | 4 | 5 | 0.25
6hr Flow | System | Constraint | Flex Up | Flexibility | Violation | 1 | 2025-04-23 05:30 | 262.267 | - | 4 | 5 | 0.25
6hr Flow | System | Constraint | Flex Up | Flexibility | Violation | 1 | 2025-04-23 05:45 | 351.9861 | - | 4 | 5 | 0.25
6hr Flow | System | Constraint | Flex Up | Flexibility | Violation | 1 | 2025-04-24 05:15 | 219.3526 | - | 4 | 5 | 0.25
6hr Flow | System | Constraint | Flex Up | Flexibility | Violation | 1 | 2025-04-24 05:30 | 265.2165 | - | 4 | 5 | 0.25
6hr Flow | System | Constraint | Flex Up | Flexibility | Violation | 1 | 2025-04-24 05:45 | 326.0805 | - | 4 | 5 | 0.25
6hr Flow | System | Constraint | Flex Up | Flexibility | Violation | 1 | 2025-04-24 19:30 | 9.4719 | - | 4 | 19 | 0.25
6hr Flow | System | Constraint | Flex Up | Flexibility | Violation | 1 | 2025-04-25 05:45 | 131.64 | - | 4 | 5 | 0.25
6hr Flow | System | Constraint | Flex Up | Flexibility | Violation | 1 | 2025-04-25 20:00 | 39.927 | - | 4 | 20 | 0.25
6hr Flow | System | Constraint | Flex Up | Flexibility | Violation | 1 | 2025-04-26 04:45 | 14.4278 | - | 4 | 4 | 0.25
6hr Flow | System | Constraint | Flex Up | Flexibility | Violation | 1 | 2025-04-26 06:45 | 16.0031 | - | 4 | 6 | 0.25
6hr Flow | System | Constraint | Flex Up | Flexibility | Violation | 1 | 2025-04-27 03:00 | 27.1166 | - | 4 | 3 | 0.25
6hr Flow | System | Constraint | Flex Up | Flexibility | Violation | 1 | 2025-04-27 03:15 | 12.4723 | - | 4 | 3 | 0.25
6hr Flow | System | Constraint | Flex Up | Flexibility | Violation | 1 | 2025-04-27 06:45 | 58.9703 | - | 4 | 6 | 0.25
6hr Flow | System | Constraint | Flex Up | Flexibility | Violation | 1 | 2025-04-27 19:45 | 56.6241 | - | 4 | 19 | 0.25
6hr Flow | System | Constraint | Flex Up | Flexibility | Violation | 1 | 2025-04-28 05:15 | 109.6741 | - | 4 | 5 | 0.25
6hr Flow | System | Constraint | Flex Up | Flexibility | Violation | 1 | 2025-04-28 05:30 | 202.4493 | - | 4 | 5 | 0.25
6hr Flow | System | Constraint | Flex Up | Flexibility | Violation | 1 | 2025-04-28 05:45 | 291.2246 | - | 4 | 5 | 0.25
6hr Flow | System | Constraint | Flex Up | Flexibility | Violation | 1 | 2025-04-28 06:45 | 2.593 | - | 4 | 6 | 0.25
6hr Flow | System | Constraint | Flex Up | Flexibility | Violation | 1 | 2025-04-28 17:00 | 28.6254 | - | 4 | 17 | 0.25
6hr Flow | System | Constraint | Flex Up | Flexibility | Violation | 1 | 2025-04-29 04:30 | 12.2485 | - | 4 | 4 | 0.25
6hr Flow | System | Constraint | Flex Up | Flexibility | Violation | 1 | 2025-04-29 04:45 | 35.0241 | - | 4 | 4 | 0.25
6hr Flow | System | Constraint | Flex Up | Flexibility | Violation | 1 | 2025-04-29 05:30 | 152.8371 | - | 4 | 5 | 0.25
6hr Flow | System | Constraint | Flex Up | Flexibility | Violation | 1 | 2025-04-29 05:45 | 325.778 | - | 4 | 5 | 0.25
6hr Flow | System | Constraint | Flex Up | Flexibility | Violation | 1 | 2025-04-29 20:00 | 63.6742 | - | 4 | 20 | 0.25
6hr Flow | System | Constraint | Flex Up | Flexibility | Violation | 1 | 2025-04-30 05:45 | 137.5411 | - | 4 | 5 | 0.25
6hr Flow | System | Constraint | Flex Up | Flexibility | Violation | 1 | 2025-04-30 19:45 | 1.6641 | - | 4 | 19 | 0.25
6hr Flow | System | Constraint | Flex Up | Flexibility | Violation | 1 | 2025-05-01 05:30 | 24.6351 | - | 5 | 5 | 0.25
6hr Flow | System | Constraint | Flex Up | Flexibility | Violation | 1 | 2025-05-01 05:45 | 214.5216 | - | 5 | 5 | 0.25
6hr Flow | System | Constraint | Flex Up | Flexibility | Violation | 1 | 2025-05-02 05:45 | 65.166 | - | 5 | 5 | 0.25
6hr Flow | System | Constraint | Flex Up | Flexibility | Violation | 1 | 2025-05-02 17:00 | 16.6036 | - | 5 | 17 | 0.25
6hr Flow | System | Constraint | Flex Up | Flexibility | Violation | 1 | 2025-05-03 05:45 | 31.6624 | - | 5 | 5 | 0.25
6hr Flow | System | Constraint | Flex Up | Flexibility | Violation | 1 | 2025-05-03 07:15 | 0.79394 | - | 5 | 7 | 0.25
6hr Flow | System | Constraint | Flex Up | Flexibility | Violation | 1 | 2025-05-03 07:30 | 2.4306 | - | 5 | 7 | 0.25
6hr Flow | System | Constraint | Flex Up | Flexibility | Violation | 1 | 2025-05-03 15:00 | 36.9077 | - | 5 | 15 | 0.25
6hr Flow | System | Constraint | Flex Up | Flexibility | Violation | 1 | 2025-05-05 05:15 | 5.8653 | - | 5 | 5 | 0.25
6hr Flow | System | Constraint | Flex Up | Flexibility | Violation | 1 | 2025-05-05 05:30 | 7.0857 | - | 5 | 5 | 0.25
6hr Flow | System | Constraint | Flex Up | Flexibility | Violation | 1 | 2025-05-05 05:45 | 22.3061 | - | 5 | 5 | 0.25
6hr Flow | System | Constraint | Flex Up | Flexibility | Violation | 1 | 2025-05-05 06:15 | 30.4024 | - | 5 | 6 | 0.25
6hr Flow | System | Constraint | Flex Up | Flexibility | Violation | 1 | 2025-05-05 06:30 | 45.9656 | - | 5 | 6 | 0.25
6hr Flow | System | Constraint | Flex Up | Flexibility | Violation | 1 | 2025-05-05 06:45 | 36.5288 | - | 5 | 6 | 0.25
6hr Flow | System | Constraint | Flex Up | Flexibility | Violation | 1 | 2025-05-06 05:45 | 46.2171 | - | 5 | 5 | 0.25
6hr Flow | System | Constraint | Flex Up | Flexibility | Violation | 1 | 2025-05-07 05:45 | 41.6907 | - | 5 | 5 | 0.25
6hr Flow | System | Constraint | Flex Up | Flexibility | Violation | 1 | 2025-05-08 06:45 | 42.2943 | - | 5 | 6 | 0.25
6hr Flow | System | Constraint | Flex Up | Flexibility | Violation | 1 | 2025-05-08 16:45 | 14.1059 | - | 5 | 16 | 0.25
6hr Flow | System | Constraint | Flex Up | Flexibility | Violation | 1 | 2025-05-08 18:00 | 9.9263 | - | 5 | 18 | 0.25
6hr Flow | System | Constraint | Flex Up | Flexibility | Violation | 1 | 2025-05-09 05:45 | 47.0819 | - | 5 | 5 | 0.25
6hr Flow | System | Constraint | Flex Up | Flexibility | Violation | 1 | 2025-05-09 07:45 | 14.9393 | - | 5 | 7 | 0.25
6hr Flow | System | Constraint | Flex Up | Flexibility | Violation | 1 | 2025-05-10 06:45 | 26.9606 | - | 5 | 6 | 0.25
6hr Flow | System | Constraint | Flex Up | Flexibility | Violation | 1 | 2025-05-11 06:45 | 2.2835 | - | 5 | 6 | 0.25
6hr Flow | System | Constraint | Flex Up | Flexibility | Violation | 1 | 2025-05-11 07:30 | 68.7067 | - | 5 | 7 | 0.25
6hr Flow | System | Constraint | Flex Up | Flexibility | Violation | 1 | 2025-05-11 07:45 | 145.2976 | - | 5 | 7 | 0.25
6hr Flow | System | Constraint | Flex Up | Flexibility | Violation | 1 | 2025-05-11 17:00 | 4.0738 | - | 5 | 17 | 0.25
6hr Flow | System | Constraint | Flex Up | Flexibility | Violation | 1 | 2025-05-12 05:15 | 42.7233 | - | 5 | 5 | 0.25
6hr Flow | System | Constraint | Flex Up | Flexibility | Violation | 1 | 2025-05-12 05:30 | 165.0862 | - | 5 | 5 | 0.25
6hr Flow | System | Constraint | Flex Up | Flexibility | Violation | 1 | 2025-05-12 05:45 | 247.108 | - | 5 | 5 | 0.25
6hr Flow | System | Constraint | Flex Up | Flexibility | Violation | 1 | 2025-05-12 06:00 | 36.4716 | - | 5 | 6 | 0.25
6hr Flow | System | Constraint | Flex Up | Flexibility | Violation | 1 | 2025-05-12 06:15 | 158.694 | - | 5 | 6 | 0.25
6hr Flow | System | Constraint | Flex Up | Flexibility | Violation | 1 | 2025-05-12 06:30 | 239.9165 | - | 5 | 6 | 0.25
6hr Flow | System | Constraint | Flex Up | Flexibility | Violation | 1 | 2025-05-12 06:45 | 332.1389 | - | 5 | 6 | 0.25
6hr Flow | System | Constraint | Flex Up | Flexibility | Violation | 1 | 2025-05-12 07:15 | 4.799 | - | 5 | 7 | 0.25
6hr Flow | System | Constraint | Flex Up | Flexibility | Violation | 1 | 2025-05-12 07:30 | 29.0188 | - | 5 | 7 | 0.25
6hr Flow | System | Constraint | Flex Up | Flexibility | Violation | 1 | 2025-05-12 07:45 | 25.2385 | - | 5 | 7 | 0.25
6hr Flow | System | Constraint | Flex Up | Flexibility | Violation | 1 | 2025-05-12 16:00 | 5.8009 | - | 5 | 16 | 0.25
6hr Flow | System | Constraint | Flex Up | Flexibility | Violation | 1 | 2025-05-13 03:00 | 6.0853 | - | 5 | 3 | 0.25
6hr Flow | System | Constraint | Flex Up | Flexibility | Violation | 1 | 2025-05-13 03:45 | 0.71521 | - | 5 | 3 | 0.25
6hr Flow | System | Constraint | Flex Up | Flexibility | Violation | 1 | 2025-05-13 05:30 | 12.7256 | - | 5 | 5 | 0.25
6hr Flow | System | Constraint | Flex Up | Flexibility | Violation | 1 | 2025-05-13 05:45 | 122.9269 | - | 5 | 5 | 0.25
6hr Flow | System | Constraint | Flex Up | Flexibility | Violation | 1 | 2025-05-13 06:30 | 45.4708 | - | 5 | 6 | 0.25
6hr Flow | System | Constraint | Flex Up | Flexibility | Violation | 1 | 2025-05-13 06:45 | 97.9281 | - | 5 | 6 | 0.25
6hr Flow | System | Constraint | Flex Up | Flexibility | Violation | 1 | 2025-05-14 01:00 | 3.3158 | - | 5 | 1 | 0.25
6hr Flow | System | Constraint | Flex Up | Flexibility | Violation | 1 | 2025-05-14 05:30 | 42.6742 | - | 5 | 5 | 0.25
6hr Flow | System | Constraint | Flex Up | Flexibility | Violation | 1 | 2025-05-14 05:45 | 176.2992 | - | 5 | 5 | 0.25
6hr Flow | System | Constraint | Flex Up | Flexibility | Violation | 1 | 2025-05-14 06:15 | 17.968 | - | 5 | 6 | 0.25
6hr Flow | System | Constraint | Flex Up | Flexibility | Violation | 1 | 2025-05-14 06:30 | 64.8325 | - | 5 | 6 | 0.25
6hr Flow | System | Constraint | Flex Up | Flexibility | Violation | 1 | 2025-05-14 06:45 | 78.6969 | - | 5 | 6 | 0.25
6hr Flow | System | Constraint | Flex Up | Flexibility | Violation | 1 | 2025-05-15 06:30 | 2.055 | - | 5 | 6 | 0.25
6hr Flow | System | Constraint | Flex Up | Flexibility | Violation | 1 | 2025-05-15 06:45 | 48.0835 | - | 5 | 6 | 0.25
6hr Flow | System | Constraint | Flex Up | Flexibility | Violation | 1 | 2025-05-15 19:00 | 113.3074 | - | 5 | 19 | 0.25
6hr Flow | System | Constraint | Flex Up | Flexibility | Violation | 1 | 2025-05-15 19:15 | 35.21 | - | 5 | 19 | 0.25
6hr Flow | System | Constraint | Flex Up | Flexibility | Violation | 1 | 2025-05-16 05:45 | 83.8223 | - | 5 | 5 | 0.25
6hr Flow | System | Constraint | Flex Up | Flexibility | Violation | 1 | 2025-05-16 06:45 | 25.392 | - | 5 | 6 | 0.25
6hr Flow | System | Constraint | Flex Up | Flexibility | Violation | 1 | 2025-05-18 02:00 | 1.8147 | - | 5 | 2 | 0.25
6hr Flow | System | Constraint | Flex Up | Flexibility | Violation | 1 | 2025-05-18 06:45 | 19.148 | - | 5 | 6 | 0.25
6hr Flow | System | Constraint | Flex Up | Flexibility | Violation | 1 | 2025-05-18 07:45 | 13.8698 | - | 5 | 7 | 0.25
6hr Flow | System | Constraint | Flex Up | Flexibility | Violation | 1 | 2025-05-19 05:45 | 109.0775 | - | 5 | 5 | 0.25
6hr Flow | System | Constraint | Flex Up | Flexibility | Violation | 1 | 2025-05-19 06:15 | 16.0749 | - | 5 | 6 | 0.25
6hr Flow | System | Constraint | Flex Up | Flexibility | Violation | 1 | 2025-05-19 06:30 | 104.2435 | - | 5 | 6 | 0.25
6hr Flow | System | Constraint | Flex Up | Flexibility | Violation | 1 | 2025-05-19 06:45 | 164.4122 | - | 5 | 6 | 0.25
6hr Flow | System | Constraint | Flex Up | Flexibility | Violation | 1 | 2025-05-19 15:45 | 9.4218 | - | 5 | 15 | 0.25
6hr Flow | System | Constraint | Flex Up | Flexibility | Violation | 1 | 2025-05-19 16:45 | 50.53 | - | 5 | 16 | 0.25
6hr Flow | System | Constraint | Flex Up | Flexibility | Violation | 1 | 2025-05-20 05:30 | 51.3449 | - | 5 | 5 | 0.25
6hr Flow | System | Constraint | Flex Up | Flexibility | Violation | 1 | 2025-05-20 05:45 | 187.7885 | - | 5 | 5 | 0.25
6hr Flow | System | Constraint | Flex Up | Flexibility | Violation | 1 | 2025-05-20 06:45 | 16.3466 | - | 5 | 6 | 0.25
6hr Flow | System | Constraint | Flex Up | Flexibility | Violation | 1 | 2025-05-21 04:45 | 4.5691 | - | 5 | 4 | 0.25
6hr Flow | System | Constraint | Flex Up | Flexibility | Violation | 1 | 2025-05-21 05:45 | 8.4248 | - | 5 | 5 | 0.25
6hr Flow | System | Constraint | Flex Up | Flexibility | Violation | 1 | 2025-05-21 06:30 | 10.1861 | - | 5 | 6 | 0.25
6hr Flow | System | Constraint | Flex Up | Flexibility | Violation | 1 | 2025-05-21 06:45 | 25.6779 | - | 5 | 6 | 0.25
6hr Flow | System | Constraint | Flex Up | Flexibility | Violation | 1 | 2025-05-21 20:00 | 50.0093 | - | 5 | 20 | 0.25
6hr Flow | System | Constraint | Flex Up | Flexibility | Violation | 1 | 2025-05-21 20:15 | 10.4896 | - | 5 | 20 | 0.25
6hr Flow | System | Constraint | Flex Up | Flexibility | Violation | 1 | 2025-05-21 22:00 | 2.8161 | - | 5 | 22 | 0.25
6hr Flow | System | Constraint | Flex Up | Flexibility | Violation | 1 | 2025-05-22 06:00 | 14.8137 | - | 5 | 6 | 0.25
6hr Flow | System | Constraint | Flex Up | Flexibility | Violation | 1 | 2025-05-22 06:15 | 56.6548 | - | 5 | 6 | 0.25
6hr Flow | System | Constraint | Flex Up | Flexibility | Violation | 1 | 2025-05-22 06:30 | 64.496 | - | 5 | 6 | 0.25
6hr Flow | System | Constraint | Flex Up | Flexibility | Violation | 1 | 2025-05-22 06:45 | 57.3371 | - | 5 | 6 | 0.25
6hr Flow | System | Constraint | Flex Up | Flexibility | Violation | 1 | 2025-05-22 08:00 | 14.4597 | - | 5 | 8 | 0.25
6hr Flow | System | Constraint | Flex Up | Flexibility | Violation | 1 | 2025-05-22 08:15 | 21.3097 | - | 5 | 8 | 0.25
6hr Flow | System | Constraint | Flex Up | Flexibility | Violation | 1 | 2025-05-22 08:30 | 21.3097 | - | 5 | 8 | 0.25
6hr Flow | System | Constraint | Flex Up | Flexibility | Violation | 1 | 2025-05-22 08:45 | 21.3097 | - | 5 | 8 | 0.25
6hr Flow | System | Constraint | Flex Up | Flexibility | Violation | 1 | 2025-05-22 09:30 | 6.6947 | - | 5 | 9 | 0.25
6hr Flow | System | Constraint | Flex Up | Flexibility | Violation | 1 | 2025-05-22 09:45 | 26.5594 | - | 5 | 9 | 0.25
6hr Flow | System | Constraint | Flex Up | Flexibility | Violation | 1 | 2025-05-22 10:00 | 30.0623 | - | 5 | 10 | 0.25
6hr Flow | System | Constraint | Flex Up | Flexibility | Violation | 1 | 2025-05-22 10:15 | 26.1309 | - | 5 | 10 | 0.25
6hr Flow | System | Constraint | Flex Up | Flexibility | Violation | 1 | 2025-05-22 10:30 | 26.1309 | - | 5 | 10 | 0.25
6hr Flow | System | Constraint | Flex Up | Flexibility | Violation | 1 | 2025-05-22 10:45 | 20.5616 | - | 5 | 10 | 0.25
6hr Flow | System | Constraint | Flex Up | Flexibility | Violation | 1 | 2025-05-22 15:30 | 12.0506 | - | 5 | 15 | 0.25
6hr Flow | System | Constraint | Flex Up | Flexibility | Violation | 1 | 2025-05-22 15:45 | 12.0506 | - | 5 | 15 | 0.25
6hr Flow | System | Constraint | Flex Up | Flexibility | Violation | 1 | 2025-05-23 05:45 | 9.1165 | - | 5 | 5 | 0.25
6hr Flow | System | Constraint | Flex Up | Flexibility | Violation | 1 | 2025-05-23 06:30 | 6.2833 | - | 5 | 6 | 0.25
6hr Flow | System | Constraint | Flex Up | Flexibility | Violation | 1 | 2025-05-23 06:45 | 91.3522 | - | 5 | 6 | 0.25
6hr Flow | System | Constraint | Flex Up | Flexibility | Violation | 1 | 2025-05-23 07:00 | 5.3401 | - | 5 | 7 | 0.25
6hr Flow | System | Constraint | Flex Up | Flexibility | Violation | 1 | 2025-05-23 07:15 | 0.17726 | - | 5 | 7 | 0.25
6hr Flow | System | Constraint | Flex Up | Flexibility | Violation | 1 | 2025-05-23 20:00 | 0.4182 | - | 5 | 20 | 0.25
6hr Flow | System | Constraint | Flex Up | Flexibility | Violation | 1 | 2025-05-23 20:30 | 23.4901 | - | 5 | 20 | 0.25
6hr Flow | System | Constraint | Flex Up | Flexibility | Violation | 1 | 2025-05-23 23:00 | 7.4614 | - | 5 | 23 | 0.25
6hr Flow | System | Constraint | Flex Up | Flexibility | Violation | 1 | 2025-05-23 23:15 | 34.6806 | - | 5 | 23 | 0.25
6hr Flow | System | Constraint | Flex Up | Flexibility | Violation | 1 | 2025-05-24 05:30 | 7.4399 | - | 5 | 5 | 0.25
6hr Flow | System | Constraint | Flex Up | Flexibility | Violation | 1 | 2025-05-24 07:45 | 16.8168 | - | 5 | 7 | 0.25
6hr Flow | System | Constraint | Flex Up | Flexibility | Violation | 1 | 2025-05-24 09:45 | 18.1687 | - | 5 | 9 | 0.25
6hr Flow | System | Constraint | Flex Up | Flexibility | Violation | 1 | 2025-05-25 05:00 | 41.2548 | - | 5 | 5 | 0.25
6hr Flow | System | Constraint | Flex Up | Flexibility | Violation | 1 | 2025-05-25 05:15 | 31.5166 | - | 5 | 5 | 0.25
6hr Flow | System | Constraint | Flex Up | Flexibility | Violation | 1 | 2025-05-25 06:45 | 19.7659 | - | 5 | 6 | 0.25
6hr Flow | System | Constraint | Flex Up | Flexibility | Violation | 1 | 2025-05-25 19:00 | 8.1764 | - | 5 | 19 | 0.25
6hr Flow | System | Constraint | Flex Up | Flexibility | Violation | 1 | 2025-05-25 19:15 | 36.0614 | - | 5 | 19 | 0.25
6hr Flow | System | Constraint | Flex Up | Flexibility | Violation | 1 | 2025-05-25 20:30 | 6.16 | - | 5 | 20 | 0.25
6hr Flow | System | Constraint | Flex Up | Flexibility | Violation | 1 | 2025-05-25 20:45 | 25.4023 | - | 5 | 20 | 0.25
6hr Flow | System | Constraint | Flex Up | Flexibility | Violation | 1 | 2025-05-25 23:00 | 13.9017 | - | 5 | 23 | 0.25
6hr Flow | System | Constraint | Flex Up | Flexibility | Violation | 1 | 2025-05-26 01:00 | 49.6841 | - | 5 | 1 | 0.25
6hr Flow | System | Constraint | Flex Up | Flexibility | Violation | 1 | 2025-05-26 01:15 | 3.1274 | - | 5 | 1 | 0.25
6hr Flow | System | Constraint | Flex Up | Flexibility | Violation | 1 | 2025-05-26 06:15 | 26.872 | - | 5 | 6 | 0.25
6hr Flow | System | Constraint | Flex Up | Flexibility | Violation | 1 | 2025-05-26 06:30 | 8.5142 | - | 5 | 6 | 0.25
6hr Flow | System | Constraint | Flex Up | Flexibility | Violation | 1 | 2025-05-26 06:45 | 79.6565 | - | 5 | 6 | 0.25
6hr Flow | System | Constraint | Flex Up | Flexibility | Violation | 1 | 2025-05-26 07:15 | 35.3869 | - | 5 | 7 | 0.25
6hr Flow | System | Constraint | Flex Up | Flexibility | Violation | 1 | 2025-05-26 07:30 | 71.1368 | - | 5 | 7 | 0.25
6hr Flow | System | Constraint | Flex Up | Flexibility | Violation | 1 | 2025-05-26 07:45 | 102.8867 | - | 5 | 7 | 0.25
6hr Flow | System | Constraint | Flex Up | Flexibility | Violation | 1 | 2025-05-26 08:45 | 35.0176 | - | 5 | 8 | 0.25
6hr Flow | System | Constraint | Flex Up | Flexibility | Violation | 1 | 2025-05-27 06:45 | 8.1024 | - | 5 | 6 | 0.25
6hr Flow | System | Constraint | Flex Up | Flexibility | Violation | 1 | 2025-05-27 11:00 | 26.3654 | - | 5 | 11 | 0.25
6hr Flow | System | Constraint | Flex Up | Flexibility | Violation | 1 | 2025-05-27 19:00 | 3.0394 | - | 5 | 19 | 0.25
6hr Flow | System | Constraint | Flex Up | Flexibility | Violation | 1 | 2025-05-28 05:45 | 42.0527 | - | 5 | 5 | 0.25
6hr Flow | System | Constraint | Flex Up | Flexibility | Violation | 1 | 2025-05-28 06:45 | 11.6498 | - | 5 | 6 | 0.25
6hr Flow | System | Constraint | Flex Up | Flexibility | Violation | 1 | 2025-05-29 07:45 | 19.1974 | - | 5 | 7 | 0.25
6hr Flow | System | Constraint | Flex Up | Flexibility | Violation | 1 | 2025-05-29 12:00 | 37.5079 | - | 5 | 12 | 0.25
6hr Flow | System | Constraint | Flex Up | Flexibility | Violation | 1 | 2025-05-29 13:45 | 4.4799 | - | 5 | 13 | 0.25
6hr Flow | System | Constraint | Flex Up | Flexibility | Violation | 1 | 2025-05-29 17:00 | 4.9532 | - | 5 | 17 | 0.25
6hr Flow | System | Constraint | Flex Up | Flexibility | Violation | 1 | 2025-05-29 17:15 | 30.9513 | - | 5 | 17 | 0.25
6hr Flow | System | Constraint | Flex Up | Flexibility | Violation | 1 | 2025-05-30 05:45 | 107.3022 | - | 5 | 5 | 0.25
6hr Flow | System | Constraint | Flex Up | Flexibility | Violation | 1 | 2025-05-30 06:15 | 45.2075 | - | 5 | 6 | 0.25
6hr Flow | System | Constraint | Flex Up | Flexibility | Violation | 1 | 2025-05-30 06:30 | 175.1252 | - | 5 | 6 | 0.25
6hr Flow | System | Constraint | Flex Up | Flexibility | Violation | 1 | 2025-05-30 06:45 | 276.0428 | - | 5 | 6 | 0.25
6hr Flow | System | Constraint | Flex Up | Flexibility | Violation | 1 | 2025-05-30 07:00 | 23.9047 | - | 5 | 7 | 0.25
6hr Flow | System | Constraint | Flex Up | Flexibility | Violation | 1 | 2025-05-30 07:15 | 25.7859 | - | 5 | 7 | 0.25
6hr Flow | System | Constraint | Flex Up | Flexibility | Violation | 1 | 2025-05-30 07:30 | 17.6672 | - | 5 | 7 | 0.25
6hr Flow | System | Constraint | Flex Up | Flexibility | Violation | 1 | 2025-05-30 07:45 | 17.5484 | - | 5 | 7 | 0.25
6hr Flow | System | Constraint | Flex Up | Flexibility | Violation | 1 | 2025-05-31 05:45 | 13.961 | - | 5 | 5 | 0.25
6hr Flow | System | Constraint | Flex Up | Flexibility | Violation | 1 | 2025-05-31 06:30 | 1.4408 | - | 5 | 6 | 0.25
6hr Flow | System | Constraint | Flex Up | Flexibility | Violation | 1 | 2025-05-31 07:45 | 9.7003 | - | 5 | 7 | 0.25
6hr Flow | System | Constraint | Flex Up | Flexibility | Violation | 1 | 2025-05-31 17:45 | 28.4739 | - | 5 | 17 | 0.25
6hr Flow | System | Constraint | Flex Up | Flexibility | Violation | 1 | 2025-05-31 18:00 | 19.7789 | - | 5 | 18 | 0.25
6hr Flow | System | Constraint | Flex Up | Flexibility | Violation | 1 | 2025-06-01 15:00 | 18.8518 | - | 6 | 15 | 0.25
6hr Flow | System | Constraint | Flex Up | Flexibility | Violation | 1 | 2025-06-01 19:00 | 4.1668 | - | 6 | 19 | 0.25
6hr Flow | System | Constraint | Flex Up | Flexibility | Violation | 1 | 2025-06-02 05:30 | 7.1218 | - | 6 | 5 | 0.25
6hr Flow | System | Constraint | Flex Up | Flexibility | Violation | 1 | 2025-06-02 05:45 | 44.5954 | - | 6 | 5 | 0.25
6hr Flow | System | Constraint | Flex Up | Flexibility | Violation | 1 | 2025-06-02 20:00 | 1.9985 | - | 6 | 20 | 0.25
6hr Flow | System | Constraint | Flex Up | Flexibility | Violation | 1 | 2025-06-03 04:15 | 11.1691 | - | 6 | 4 | 0.25
6hr Flow | System | Constraint | Flex Up | Flexibility | Violation | 1 | 2025-06-03 04:30 | 15.6639 | - | 6 | 4 | 0.25
6hr Flow | System | Constraint | Flex Up | Flexibility | Violation | 1 | 2025-06-03 04:45 | 40.1587 | - | 6 | 4 | 0.25
6hr Flow | System | Constraint | Flex Up | Flexibility | Violation | 1 | 2025-06-03 05:45 | 84.3521 | - | 6 | 5 | 0.25
6hr Flow | System | Constraint | Flex Up | Flexibility | Violation | 1 | 2025-06-03 06:30 | 27.9222 | - | 6 | 6 | 0.25
6hr Flow | System | Constraint | Flex Up | Flexibility | Violation | 1 | 2025-06-03 06:45 | 43.7156 | - | 6 | 6 | 0.25
6hr Flow | System | Constraint | Flex Up | Flexibility | Violation | 1 | 2025-06-03 07:00 | 49.3186 | - | 6 | 7 | 0.25
6hr Flow | System | Constraint | Flex Up | Flexibility | Violation | 1 | 2025-06-03 07:15 | 36.2427 | - | 6 | 7 | 0.25
6hr Flow | System | Constraint | Flex Up | Flexibility | Violation | 1 | 2025-06-03 07:30 | 21.1668 | - | 6 | 7 | 0.25
6hr Flow | System | Constraint | Flex Up | Flexibility | Violation | 1 | 2025-06-03 07:45 | 5.091 | - | 6 | 7 | 0.25
6hr Flow | System | Constraint | Flex Up | Flexibility | Violation | 1 | 2025-06-03 14:00 | 51.121 | - | 6 | 14 | 0.25
6hr Flow | System | Constraint | Flex Up | Flexibility | Violation | 1 | 2025-06-03 14:15 | 29.7815 | - | 6 | 14 | 0.25
6hr Flow | System | Constraint | Flex Up | Flexibility | Violation | 1 | 2025-06-03 14:30 | 8.442 | - | 6 | 14 | 0.25
6hr Flow | System | Constraint | Flex Up | Flexibility | Violation | 1 | 2025-06-03 16:00 | 113.5837 | - | 6 | 16 | 0.25
6hr Flow | System | Constraint | Flex Up | Flexibility | Violation | 1 | 2025-06-03 16:15 | 55.048 | - | 6 | 16 | 0.25
6hr Flow | System | Constraint | Flex Up | Flexibility | Violation | 1 | 2025-06-04 05:45 | 56.0277 | - | 6 | 5 | 0.25
6hr Flow | System | Constraint | Flex Up | Flexibility | Violation | 1 | 2025-06-04 17:00 | 68.5785 | - | 6 | 17 | 0.25
6hr Flow | System | Constraint | Flex Up | Flexibility | Violation | 1 | 2025-06-05 05:30 | 12.2079 | - | 6 | 5 | 0.25
6hr Flow | System | Constraint | Flex Up | Flexibility | Violation | 1 | 2025-06-05 05:45 | 53.7566 | - | 6 | 5 | 0.25
6hr Flow | System | Constraint | Flex Up | Flexibility | Violation | 1 | 2025-06-06 05:45 | 7.4703 | - | 6 | 5 | 0.25
6hr Flow | System | Constraint | Flex Up | Flexibility | Violation | 1 | 2025-06-06 17:00 | 32.2868 | - | 6 | 17 | 0.25
6hr Flow | System | Constraint | Flex Up | Flexibility | Violation | 1 | 2025-06-07 06:45 | 40.1729 | - | 6 | 6 | 0.25
6hr Flow | System | Constraint | Flex Up | Flexibility | Violation | 1 | 2025-06-07 17:00 | 40.013 | - | 6 | 17 | 0.25
6hr Flow | System | Constraint | Flex Up | Flexibility | Violation | 1 | 2025-06-07 17:15 | 9.269 | - | 6 | 17 | 0.25
6hr Flow | System | Constraint | Flex Up | Flexibility | Violation | 1 | 2025-06-07 20:00 | 3.6453 | - | 6 | 20 | 0.25
6hr Flow | System | Constraint | Flex Up | Flexibility | Violation | 1 | 2025-06-07 20:15 | 9.6474 | - | 6 | 20 | 0.25
6hr Flow | System | Constraint | Flex Up | Flexibility | Violation | 1 | 2025-06-07 20:30 | 14.6494 | - | 6 | 20 | 0.25
6hr Flow | System | Constraint | Flex Up | Flexibility | Violation | 1 | 2025-06-08 | 1.2028 | - | 6 | 0 | 0.25
6hr Flow | System | Constraint | Flex Up | Flexibility | Violation | 1 | 2025-06-08 06:15 | 38.829 | - | 6 | 6 | 0.25
6hr Flow | System | Constraint | Flex Up | Flexibility | Violation | 1 | 2025-06-08 06:30 | 61.4867 | - | 6 | 6 | 0.25
6hr Flow | System | Constraint | Flex Up | Flexibility | Violation | 1 | 2025-06-08 06:45 | 115.1443 | - | 6 | 6 | 0.25
6hr Flow | System | Constraint | Flex Up | Flexibility | Violation | 1 | 2025-06-08 07:00 | 6.892 | - | 6 | 7 | 0.25
6hr Flow | System | Constraint | Flex Up | Flexibility | Violation | 1 | 2025-06-08 07:15 | 68.2407 | - | 6 | 7 | 0.25
6hr Flow | System | Constraint | Flex Up | Flexibility | Violation | 1 | 2025-06-08 07:30 | 96.5895 | - | 6 | 7 | 0.25
6hr Flow | System | Constraint | Flex Up | Flexibility | Violation | 1 | 2025-06-08 07:45 | 131.9382 | - | 6 | 7 | 0.25
6hr Flow | System | Constraint | Flex Up | Flexibility | Violation | 1 | 2025-06-08 08:15 | 0.070151 | - | 6 | 8 | 0.25
6hr Flow | System | Constraint | Flex Up | Flexibility | Violation | 1 | 2025-06-08 08:30 | 14.1449 | - | 6 | 8 | 0.25
6hr Flow | System | Constraint | Flex Up | Flexibility | Violation | 1 | 2025-06-08 08:45 | 24.2197 | - | 6 | 8 | 0.25
6hr Flow | System | Constraint | Flex Up | Flexibility | Violation | 1 | 2025-06-08 11:45 | 8.8421 | - | 6 | 11 | 0.25
6hr Flow | System | Constraint | Flex Up | Flexibility | Violation | 1 | 2025-06-08 16:00 | 21.1345 | - | 6 | 16 | 0.25
6hr Flow | System | Constraint | Flex Up | Flexibility | Violation | 1 | 2025-06-08 16:15 | 27.7486 | - | 6 | 16 | 0.25
6hr Flow | System | Constraint | Flex Up | Flexibility | Violation | 1 | 2025-06-08 16:30 | 32.3626 | - | 6 | 16 | 0.25
6hr Flow | System | Constraint | Flex Up | Flexibility | Violation | 1 | 2025-06-08 16:45 | 27.9767 | - | 6 | 16 | 0.25
6hr Flow | System | Constraint | Flex Up | Flexibility | Violation | 1 | 2025-06-08 17:15 | 20.1933 | - | 6 | 17 | 0.25
6hr Flow | System | Constraint | Flex Up | Flexibility | Violation | 1 | 2025-06-08 17:30 | 38.9516 | - | 6 | 17 | 0.25
6hr Flow | System | Constraint | Flex Up | Flexibility | Violation | 1 | 2025-06-08 17:45 | 59.7099 | - | 6 | 17 | 0.25
6hr Flow | System | Constraint | Flex Up | Flexibility | Violation | 1 | 2025-06-08 18:45 | 30.1379 | - | 6 | 18 | 0.25
6hr Flow | System | Constraint | Flex Up | Flexibility | Violation | 1 | 2025-06-08 19:00 | 81.7366 | - | 6 | 19 | 0.25
6hr Flow | System | Constraint | Flex Up | Flexibility | Violation | 1 | 2025-06-08 19:15 | 67.0796 | - | 6 | 19 | 0.25
6hr Flow | System | Constraint | Flex Up | Flexibility | Violation | 1 | 2025-06-08 19:30 | 56.4227 | - | 6 | 19 | 0.25
6hr Flow | System | Constraint | Flex Up | Flexibility | Violation | 1 | 2025-06-08 19:45 | 42.7657 | - | 6 | 19 | 0.25
6hr Flow | System | Constraint | Flex Up | Flexibility | Violation | 1 | 2025-06-09 05:15 | 0.48185 | - | 6 | 5 | 0.25
6hr Flow | System | Constraint | Flex Up | Flexibility | Violation | 1 | 2025-06-09 05:30 | 58.3219 | - | 6 | 5 | 0.25
6hr Flow | System | Constraint | Flex Up | Flexibility | Violation | 1 | 2025-06-09 05:45 | 119.162 | - | 6 | 5 | 0.25
6hr Flow | System | Constraint | Flex Up | Flexibility | Violation | 1 | 2025-06-09 08:00 | 36.5997 | - | 6 | 8 | 0.25
6hr Flow | System | Constraint | Flex Up | Flexibility | Violation | 1 | 2025-06-09 14:00 | 70.4278 | - | 6 | 14 | 0.25
6hr Flow | System | Constraint | Flex Up | Flexibility | Violation | 1 | 2025-06-09 18:00 | 58.0372 | - | 6 | 18 | 0.25
6hr Flow | System | Constraint | Flex Up | Flexibility | Violation | 1 | 2025-06-10 05:45 | 30.0661 | - | 6 | 5 | 0.25
6hr Flow | System | Constraint | Flex Up | Flexibility | Violation | 1 | 2025-06-11 05:45 | 56.2049 | - | 6 | 5 | 0.25
6hr Flow | System | Constraint | Flex Up | Flexibility | Violation | 1 | 2025-06-12 03:00 | 29.9132 | - | 6 | 3 | 0.25
6hr Flow | System | Constraint | Flex Up | Flexibility | Violation | 1 | 2025-06-12 05:30 | 5.9018 | - | 6 | 5 | 0.25
6hr Flow | System | Constraint | Flex Up | Flexibility | Violation | 1 | 2025-06-12 05:45 | 105.7561 | - | 6 | 5 | 0.25
6hr Flow | System | Constraint | Flex Up | Flexibility | Violation | 1 | 2025-06-12 17:00 | 16.5406 | - | 6 | 17 | 0.25
6hr Flow | System | Constraint | Flex Up | Flexibility | Violation | 1 | 2025-06-13 05:45 | 27.9998 | - | 6 | 5 | 0.25
6hr Flow | System | Constraint | Flex Up | Flexibility | Violation | 1 | 2025-06-13 11:30 | 4.1125 | - | 6 | 11 | 0.25
6hr Flow | System | Constraint | Flex Up | Flexibility | Violation | 1 | 2025-06-13 14:30 | 7.5063 | - | 6 | 14 | 0.25
6hr Flow | System | Constraint | Flex Up | Flexibility | Violation | 1 | 2025-06-13 16:00 | 19.5369 | - | 6 | 16 | 0.25
6hr Flow | System | Constraint | Flex Up | Flexibility | Violation | 1 | 2025-06-13 18:00 | 80.7109 | - | 6 | 18 | 0.25
6hr Flow | System | Constraint | Flex Up | Flexibility | Violation | 1 | 2025-06-13 18:15 | 30.5836 | - | 6 | 18 | 0.25
6hr Flow | System | Constraint | Flex Up | Flexibility | Violation | 1 | 2025-06-14 07:45 | 3.058 | - | 6 | 7 | 0.25
6hr Flow | System | Constraint | Flex Up | Flexibility | Violation | 1 | 2025-06-15 06:45 | 19.54 | - | 6 | 6 | 0.25
6hr Flow | System | Constraint | Flex Up | Flexibility | Violation | 1 | 2025-06-15 17:00 | 1.8486 | - | 6 | 17 | 0.25
6hr Flow | System | Constraint | Flex Up | Flexibility | Violation | 1 | 2025-06-15 17:15 | 1.4469 | - | 6 | 17 | 0.25
6hr Flow | System | Constraint | Flex Up | Flexibility | Violation | 1 | 2025-06-15 17:30 | 5.0453 | - | 6 | 17 | 0.25
6hr Flow | System | Constraint | Flex Up | Flexibility | Violation | 1 | 2025-06-15 17:45 | 7.6437 | - | 6 | 17 | 0.25
6hr Flow | System | Constraint | Flex Up | Flexibility | Violation | 1 | 2025-06-16 18:00 | 120.2446 | - | 6 | 18 | 0.25
6hr Flow | System | Constraint | Flex Up | Flexibility | Violation | 1 | 2025-06-16 18:15 | 41.3119 | - | 6 | 18 | 0.25
6hr Flow | System | Constraint | Flex Up | Flexibility | Violation | 1 | 2025-06-17 06:45 | 31.389 | - | 6 | 6 | 0.25
6hr Flow | System | Constraint | Flex Up | Flexibility | Violation | 1 | 2025-06-17 08:00 | 28.0179 | - | 6 | 8 | 0.25
6hr Flow | System | Constraint | Flex Up | Flexibility | Violation | 1 | 2025-06-18 05:45 | 26.7194 | - | 6 | 5 | 0.25
6hr Flow | System | Constraint | Flex Up | Flexibility | Violation | 1 | 2025-06-20 05:45 | 28.5582 | - | 6 | 5 | 0.25
6hr Flow | System | Constraint | Flex Up | Flexibility | Violation | 1 | 2025-06-20 17:00 | 50.8237 | - | 6 | 17 | 0.25
6hr Flow | System | Constraint | Flex Up | Flexibility | Violation | 1 | 2025-06-20 17:15 | 26.9724 | - | 6 | 17 | 0.25
6hr Flow | System | Constraint | Flex Up | Flexibility | Violation | 1 | 2025-06-20 17:30 | 5.121 | - | 6 | 17 | 0.25
6hr Flow | System | Constraint | Flex Up | Flexibility | Violation | 1 | 2025-06-21 06:45 | 24.345 | - | 6 | 6 | 0.25
6hr Flow | System | Constraint | Flex Up | Flexibility | Violation | 1 | 2025-06-23 05:45 | 8.3033 | - | 6 | 5 | 0.25
6hr Flow | System | Constraint | Flex Up | Flexibility | Violation | 1 | 2025-06-23 16:00 | 15.8081 | - | 6 | 16 | 0.25
6hr Flow | System | Constraint | Flex Up | Flexibility | Violation | 1 | 2025-06-23 20:00 | 46.7564 | - | 6 | 20 | 0.25
6hr Flow | System | Constraint | Flex Up | Flexibility | Violation | 1 | 2025-06-23 20:15 | 3.3159 | - | 6 | 20 | 0.25
6hr Flow | System | Constraint | Flex Up | Flexibility | Violation | 1 | 2025-06-23 21:00 | 11.7383 | - | 6 | 21 | 0.25
6hr Flow | System | Constraint | Flex Up | Flexibility | Violation | 1 | 2025-06-24 05:45 | 12.6223 | - | 6 | 5 | 0.25
6hr Flow | System | Constraint | Flex Up | Flexibility | Violation | 1 | 2025-06-24 08:30 | 1.3333 | - | 6 | 8 | 0.25
6hr Flow | System | Constraint | Flex Up | Flexibility | Violation | 1 | 2025-06-26 05:45 | 23.7973 | - | 6 | 5 | 0.25
6hr Flow | System | Constraint | Flex Up | Flexibility | Violation | 1 | 2025-06-26 16:00 | 2.5017 | - | 6 | 16 | 0.25
6hr Flow | System | Constraint | Flex Up | Flexibility | Violation | 1 | 2025-06-26 22:00 | 31.8914 | - | 6 | 22 | 0.25
6hr Flow | System | Constraint | Flex Up | Flexibility | Violation | 1 | 2025-06-27 12:15 | 5.8327 | - | 6 | 12 | 0.25
6hr Flow | System | Constraint | Flex Up | Flexibility | Violation | 1 | 2025-06-27 19:00 | 1.7199 | - | 6 | 19 | 0.25
6hr Flow | System | Constraint | Flex Up | Flexibility | Violation | 1 | 2025-06-27 19:15 | 35.5237 | - | 6 | 19 | 0.25
6hr Flow | System | Constraint | Flex Up | Flexibility | Violation | 1 | 2025-06-28 06:45 | 85.8726 | - | 6 | 6 | 0.25
6hr Flow | System | Constraint | Flex Up | Flexibility | Violation | 1 | 2025-06-28 12:00 | 4.8427 | - | 6 | 12 | 0.25
6hr Flow | System | Constraint | Flex Up | Flexibility | Violation | 1 | 2025-06-28 22:00 | 23.7264 | - | 6 | 22 | 0.25
6hr Flow | System | Constraint | Flex Up | Flexibility | Violation | 1 | 2025-06-29 07:45 | 14.4135 | - | 6 | 7 | 0.25
6hr Flow | System | Constraint | Flex Up | Flexibility | Violation | 1 | 2025-06-30 17:00 | 43.6327 | - | 6 | 17 | 0.25
6hr Flow | System | Constraint | Flex Up | Flexibility | Violation | 1 | 2025-06-30 19:00 | 39.3791 | - | 6 | 19 | 0.25
6hr Flow | System | Constraint | Flex Up | Flexibility | Violation | 1 | 2025-07-01 06:45 | 73.5887 | - | 7 | 6 | 0.25
6hr Flow | System | Constraint | Flex Up | Flexibility | Violation | 1 | 2025-07-02 04:45 | 9.2142 | - | 7 | 4 | 0.25
6hr Flow | System | Constraint | Flex Up | Flexibility | Violation | 1 | 2025-07-02 18:00 | 58.4178 | - | 7 | 18 | 0.25
6hr Flow | System | Constraint | Flex Up | Flexibility | Violation | 1 | 2025-07-02 23:00 | 122.7801 | - | 7 | 23 | 0.25
6hr Flow | System | Constraint | Flex Up | Flexibility | Violation | 1 | 2025-07-02 23:15 | 1.8751 | - | 7 | 23 | 0.25
6hr Flow | System | Constraint | Flex Up | Flexibility | Violation | 1 | 2025-07-03 03:00 | 4.336 | - | 7 | 3 | 0.25
6hr Flow | System | Constraint | Flex Up | Flexibility | Violation | 1 | 2025-07-04 06:30 | 2.6433 | - | 7 | 6 | 0.25
6hr Flow | System | Constraint | Flex Up | Flexibility | Violation | 1 | 2025-07-04 06:45 | 37.0143 | - | 7 | 6 | 0.25
6hr Flow | System | Constraint | Flex Up | Flexibility | Violation | 1 | 2025-07-04 07:30 | 2.8406 | - | 7 | 7 | 0.25
6hr Flow | System | Constraint | Flex Up | Flexibility | Violation | 1 | 2025-07-04 07:45 | 22.8527 | - | 7 | 7 | 0.25
6hr Flow | System | Constraint | Flex Up | Flexibility | Violation | 1 | 2025-07-04 19:00 | 72.8537 | - | 7 | 19 | 0.25
6hr Flow | System | Constraint | Flex Up | Flexibility | Violation | 1 | 2025-07-05 07:15 | 37.7665 | - | 7 | 7 | 0.25
6hr Flow | System | Constraint | Flex Up | Flexibility | Violation | 1 | 2025-07-05 07:30 | 89.7686 | - | 7 | 7 | 0.25
6hr Flow | System | Constraint | Flex Up | Flexibility | Violation | 1 | 2025-07-05 07:45 | 121.7707 | - | 7 | 7 | 0.25
6hr Flow | System | Constraint | Flex Up | Flexibility | Violation | 1 | 2025-07-06 07:45 | 42.1487 | - | 7 | 7 | 0.25
6hr Flow | System | Constraint | Flex Up | Flexibility | Violation | 1 | 2025-07-06 10:30 | 1.9473 | - | 7 | 10 | 0.25
6hr Flow | System | Constraint | Flex Up | Flexibility | Violation | 1 | 2025-07-06 10:45 | 16.0741 | - | 7 | 10 | 0.25
6hr Flow | System | Constraint | Flex Up | Flexibility | Violation | 1 | 2025-07-07 05:30 | 23.2205 | - | 7 | 5 | 0.25
6hr Flow | System | Constraint | Flex Up | Flexibility | Violation | 1 | 2025-07-07 05:45 | 84.5973 | - | 7 | 5 | 0.25
6hr Flow | System | Constraint | Flex Up | Flexibility | Violation | 1 | 2025-07-07 06:00 | 40.2817 | - | 7 | 6 | 0.25
6hr Flow | System | Constraint | Flex Up | Flexibility | Violation | 1 | 2025-07-07 06:15 | 69.0161 | - | 7 | 6 | 0.25
6hr Flow | System | Constraint | Flex Up | Flexibility | Violation | 1 | 2025-07-07 06:45 | 20.4849 | - | 7 | 6 | 0.25
6hr Flow | System | Constraint | Flex Up | Flexibility | Violation | 1 | 2025-07-07 18:00 | 38.0481 | - | 7 | 18 | 0.25
6hr Flow | System | Constraint | Flex Up | Flexibility | Violation | 1 | 2025-07-08 06:45 | 23.3501 | - | 7 | 6 | 0.25
6hr Flow | System | Constraint | Flex Up | Flexibility | Violation | 1 | 2025-07-08 07:45 | 25.4009 | - | 7 | 7 | 0.25
6hr Flow | System | Constraint | Flex Up | Flexibility | Violation | 1 | 2025-07-08 19:00 | 35.1528 | - | 7 | 19 | 0.25
6hr Flow | System | Constraint | Flex Up | Flexibility | Violation | 1 | 2025-07-09 06:45 | 102.8379 | - | 7 | 6 | 0.25
6hr Flow | System | Constraint | Flex Up | Flexibility | Violation | 1 | 2025-07-09 07:30 | 22.3276 | - | 7 | 7 | 0.25
6hr Flow | System | Constraint | Flex Up | Flexibility | Violation | 1 | 2025-07-09 07:45 | 44.0441 | - | 7 | 7 | 0.25
6hr Flow | System | Constraint | Flex Up | Flexibility | Violation | 1 | 2025-07-09 17:00 | 113.3593 | - | 7 | 17 | 0.25
6hr Flow | System | Constraint | Flex Up | Flexibility | Violation | 1 | 2025-07-11 16:45 | 52.7619 | - | 7 | 16 | 0.25
6hr Flow | System | Constraint | Flex Up | Flexibility | Violation | 1 | 2025-07-12 05:30 | 0.92378 | - | 7 | 5 | 0.25
6hr Flow | System | Constraint | Flex Up | Flexibility | Violation | 1 | 2025-07-12 06:15 | 2.8959 | - | 7 | 6 | 0.25
6hr Flow | System | Constraint | Flex Up | Flexibility | Violation | 1 | 2025-07-12 06:45 | 23.5529 | - | 7 | 6 | 0.25
6hr Flow | System | Constraint | Flex Up | Flexibility | Violation | 1 | 2025-07-12 07:30 | 1.3505 | - | 7 | 7 | 0.25
6hr Flow | System | Constraint | Flex Up | Flexibility | Violation | 1 | 2025-07-12 07:45 | 62.9964 | - | 7 | 7 | 0.25
6hr Flow | System | Constraint | Flex Up | Flexibility | Violation | 1 | 2025-07-12 11:30 | 6.2658 | - | 7 | 11 | 0.25
6hr Flow | System | Constraint | Flex Up | Flexibility | Violation | 1 | 2025-07-12 16:00 | 18.5443 | - | 7 | 16 | 0.25
6hr Flow | System | Constraint | Flex Up | Flexibility | Violation | 1 | 2025-07-12 16:15 | 8.8019 | - | 7 | 16 | 0.25
6hr Flow | System | Constraint | Flex Up | Flexibility | Violation | 1 | 2025-07-13 07:45 | 29.4915 | - | 7 | 7 | 0.25
6hr Flow | System | Constraint | Flex Up | Flexibility | Violation | 1 | 2025-07-13 08:15 | 37.5391 | - | 7 | 8 | 0.25
6hr Flow | System | Constraint | Flex Up | Flexibility | Violation | 1 | 2025-07-13 08:30 | 9.2279 | - | 7 | 8 | 0.25
6hr Flow | System | Constraint | Flex Up | Flexibility | Violation | 1 | 2025-07-13 08:45 | 58.9168 | - | 7 | 8 | 0.25
6hr Flow | System | Constraint | Flex Up | Flexibility | Violation | 1 | 2025-07-13 09:15 | 13.5111 | - | 7 | 9 | 0.25
6hr Flow | System | Constraint | Flex Up | Flexibility | Violation | 1 | 2025-07-13 09:30 | 56.4532 | - | 7 | 9 | 0.25
6hr Flow | System | Constraint | Flex Up | Flexibility | Violation | 1 | 2025-07-13 10:45 | 12.0822 | - | 7 | 10 | 0.25
6hr Flow | System | Constraint | Flex Up | Flexibility | Violation | 1 | 2025-07-13 15:30 | 18.1257 | - | 7 | 15 | 0.25
6hr Flow | System | Constraint | Flex Up | Flexibility | Violation | 1 | 2025-07-13 16:30 | 9.6861 | - | 7 | 16 | 0.25
6hr Flow | System | Constraint | Flex Up | Flexibility | Violation | 1 | 2025-07-13 16:45 | 22.6434 | - | 7 | 16 | 0.25
6hr Flow | System | Constraint | Flex Up | Flexibility | Violation | 1 | 2025-07-14 16:00 | 161.3886 | - | 7 | 16 | 0.25
6hr Flow | System | Constraint | Flex Up | Flexibility | Violation | 1 | 2025-07-14 16:15 | 140.6612 | - | 7 | 16 | 0.25
6hr Flow | System | Constraint | Flex Up | Flexibility | Violation | 1 | 2025-07-14 16:30 | 88.4338 | - | 7 | 16 | 0.25
6hr Flow | System | Constraint | Flex Up | Flexibility | Violation | 1 | 2025-07-14 16:45 | 23.2064 | - | 7 | 16 | 0.25
6hr Flow | System | Constraint | Flex Up | Flexibility | Violation | 1 | 2025-07-14 17:00 | 93.5437 | - | 7 | 17 | 0.25
6hr Flow | System | Constraint | Flex Up | Flexibility | Violation | 1 | 2025-07-14 17:15 | 70.9625 | - | 7 | 17 | 0.25
6hr Flow | System | Constraint | Flex Up | Flexibility | Violation | 1 | 2025-07-14 17:30 | 82.3813 | - | 7 | 17 | 0.25
6hr Flow | System | Constraint | Flex Up | Flexibility | Violation | 1 | 2025-07-14 17:45 | 71.8 | - | 7 | 17 | 0.25
6hr Flow | System | Constraint | Flex Up | Flexibility | Violation | 1 | 2025-07-14 18:00 | 173.4041 | - | 7 | 18 | 0.25
6hr Flow | System | Constraint | Flex Up | Flexibility | Violation | 1 | 2025-07-14 18:15 | 73.0531 | - | 7 | 18 | 0.25
6hr Flow | System | Constraint | Flex Up | Flexibility | Violation | 1 | 2025-07-14 18:30 | 2.7021 | - | 7 | 18 | 0.25
6hr Flow | System | Constraint | Flex Up | Flexibility | Violation | 1 | 2025-07-15 05:45 | 7.5893 | - | 7 | 5 | 0.25
6hr Flow | System | Constraint | Flex Up | Flexibility | Violation | 1 | 2025-07-16 05:00 | 27.709 | - | 7 | 5 | 0.25
6hr Flow | System | Constraint | Flex Up | Flexibility | Violation | 1 | 2025-07-16 05:15 | 45.2149 | - | 7 | 5 | 0.25
6hr Flow | System | Constraint | Flex Up | Flexibility | Violation | 1 | 2025-07-16 17:00 | 33.6825 | - | 7 | 17 | 0.25
6hr Flow | System | Constraint | Flex Up | Flexibility | Violation | 1 | 2025-07-16 18:00 | 1.0648 | - | 7 | 18 | 0.25
6hr Flow | System | Constraint | Flex Up | Flexibility | Violation | 1 | 2025-07-17 06:45 | 5.5005 | - | 7 | 6 | 0.25
6hr Flow | System | Constraint | Flex Up | Flexibility | Violation | 1 | 2025-07-17 16:00 | 118.3704 | - | 7 | 16 | 0.25
6hr Flow | System | Constraint | Flex Up | Flexibility | Violation | 1 | 2025-07-18 05:45 | 30.5748 | - | 7 | 5 | 0.25
6hr Flow | System | Constraint | Flex Up | Flexibility | Violation | 1 | 2025-07-18 06:45 | 10.9735 | - | 7 | 6 | 0.25
6hr Flow | System | Constraint | Flex Up | Flexibility | Violation | 1 | 2025-07-18 16:00 | 33.7839 | - | 7 | 16 | 0.25
6hr Flow | System | Constraint | Flex Up | Flexibility | Violation | 1 | 2025-07-18 21:00 | 26.0604 | - | 7 | 21 | 0.25
6hr Flow | System | Constraint | Flex Up | Flexibility | Violation | 1 | 2025-07-19 06:45 | 21.8701 | - | 7 | 6 | 0.25
6hr Flow | System | Constraint | Flex Up | Flexibility | Violation | 1 | 2025-07-19 19:00 | 30.3804 | - | 7 | 19 | 0.25
6hr Flow | System | Constraint | Flex Up | Flexibility | Violation | 1 | 2025-07-20 16:45 | 1.9557 | - | 7 | 16 | 0.25
6hr Flow | System | Constraint | Flex Up | Flexibility | Violation | 1 | 2025-07-20 17:00 | 9.9116 | - | 7 | 17 | 0.25
6hr Flow | System | Constraint | Flex Up | Flexibility | Violation | 1 | 2025-07-20 21:00 | 36.0119 | - | 7 | 21 | 0.25
6hr Flow | System | Constraint | Flex Up | Flexibility | Violation | 1 | 2025-07-22 06:00 | 33.0018 | - | 7 | 6 | 0.25
6hr Flow | System | Constraint | Flex Up | Flexibility | Violation | 1 | 2025-07-22 16:00 | 62.3388 | - | 7 | 16 | 0.25
6hr Flow | System | Constraint | Flex Up | Flexibility | Violation | 1 | 2025-07-22 16:15 | 38.9157 | - | 7 | 16 | 0.25
6hr Flow | System | Constraint | Flex Up | Flexibility | Violation | 1 | 2025-07-22 16:30 | 6.4925 | - | 7 | 16 | 0.25
6hr Flow | System | Constraint | Flex Up | Flexibility | Violation | 1 | 2025-07-24 05:30 | 3.7606 | - | 7 | 5 | 0.25
6hr Flow | System | Constraint | Flex Up | Flexibility | Violation | 1 | 2025-07-24 05:45 | 38.177 | - | 7 | 5 | 0.25
6hr Flow | System | Constraint | Flex Up | Flexibility | Violation | 1 | 2025-07-24 06:45 | 31.6873 | - | 7 | 6 | 0.25
6hr Flow | System | Constraint | Flex Up | Flexibility | Violation | 1 | 2025-07-24 07:30 | 15.9555 | - | 7 | 7 | 0.25
6hr Flow | System | Constraint | Flex Up | Flexibility | Violation | 1 | 2025-07-24 07:45 | 31.1116 | - | 7 | 7 | 0.25
6hr Flow | System | Constraint | Flex Up | Flexibility | Violation | 1 | 2025-07-24 10:45 | 6.6025 | - | 7 | 10 | 0.25
6hr Flow | System | Constraint | Flex Up | Flexibility | Violation | 1 | 2025-07-24 19:00 | 34.6926 | - | 7 | 19 | 0.25
6hr Flow | System | Constraint | Flex Up | Flexibility | Violation | 1 | 2025-07-26 08:15 | 6.4025 | - | 7 | 8 | 0.25
6hr Flow | System | Constraint | Flex Up | Flexibility | Violation | 1 | 2025-07-26 08:30 | 52.1969 | - | 7 | 8 | 0.25
6hr Flow | System | Constraint | Flex Up | Flexibility | Violation | 1 | 2025-07-26 08:45 | 73.9913 | - | 7 | 8 | 0.25
6hr Flow | System | Constraint | Flex Up | Flexibility | Violation | 1 | 2025-07-26 19:00 | 43.6391 | - | 7 | 19 | 0.25
6hr Flow | System | Constraint | Flex Up | Flexibility | Violation | 1 | 2025-07-27 18:00 | 26.277 | - | 7 | 18 | 0.25
6hr Flow | System | Constraint | Flex Up | Flexibility | Violation | 1 | 2025-07-28 07:30 | 24.4072 | - | 7 | 7 | 0.25
6hr Flow | System | Constraint | Flex Up | Flexibility | Violation | 1 | 2025-07-28 07:45 | 36.6109 | - | 7 | 7 | 0.25
6hr Flow | System | Constraint | Flex Up | Flexibility | Violation | 1 | 2025-07-28 17:00 | 75.9225 | - | 7 | 17 | 0.25
6hr Flow | System | Constraint | Flex Up | Flexibility | Violation | 1 | 2025-07-29 05:45 | 17.7518 | - | 7 | 5 | 0.25
6hr Flow | System | Constraint | Flex Up | Flexibility | Violation | 1 | 2025-07-30 21:00 | 84.3613 | - | 7 | 21 | 0.25
6hr Flow | System | Constraint | Flex Up | Flexibility | Violation | 1 | 2025-07-31 05:45 | 4.5325 | - | 7 | 5 | 0.25
6hr Flow | System | Constraint | Flex Up | Flexibility | Violation | 1 | 2025-07-31 06:45 | 47.0455 | - | 7 | 6 | 0.25
6hr Flow | System | Constraint | Flex Up | Flexibility | Violation | 1 | 2025-07-31 07:45 | 0.92949 | - | 7 | 7 | 0.25
6hr Flow | System | Constraint | Flex Up | Flexibility | Violation | 1 | 2025-07-31 08:00 | 0.62633 | - | 7 | 8 | 0.25
6hr Flow | System | Constraint | Flex Up | Flexibility | Violation | 1 | 2025-07-31 20:00 | 38.8847 | - | 7 | 20 | 0.25
6hr Flow | System | Constraint | Flex Up | Flexibility | Violation | 1 | 2025-08-01 07:45 | 87.6125 | - | 8 | 7 | 0.25
6hr Flow | System | Constraint | Flex Up | Flexibility | Violation | 1 | 2025-08-01 18:00 | 27.8311 | - | 8 | 18 | 0.25
6hr Flow | System | Constraint | Flex Up | Flexibility | Violation | 1 | 2025-08-02 18:00 | 85.2984 | - | 8 | 18 | 0.25
6hr Flow | System | Constraint | Flex Up | Flexibility | Violation | 1 | 2025-08-02 18:15 | 17.6009 | - | 8 | 18 | 0.25
6hr Flow | System | Constraint | Flex Up | Flexibility | Violation | 1 | 2025-08-02 20:00 | 0.28325 | - | 8 | 20 | 0.25
6hr Flow | System | Constraint | Flex Up | Flexibility | Violation | 1 | 2025-08-04 05:15 | 16.0271 | - | 8 | 5 | 0.25
6hr Flow | System | Constraint | Flex Up | Flexibility | Violation | 1 | 2025-08-04 05:30 | 5.1065 | - | 8 | 5 | 0.25
6hr Flow | System | Constraint | Flex Up | Flexibility | Violation | 1 | 2025-08-04 05:45 | 71.1859 | - | 8 | 5 | 0.25
6hr Flow | System | Constraint | Flex Up | Flexibility | Violation | 1 | 2025-08-04 06:00 | 1.7285 | - | 8 | 6 | 0.25
6hr Flow | System | Constraint | Flex Up | Flexibility | Violation | 1 | 2025-08-04 07:45 | 39.1228 | - | 8 | 7 | 0.25
6hr Flow | System | Constraint | Flex Up | Flexibility | Violation | 1 | 2025-08-05 05:00 | 4.3465 | - | 8 | 5 | 0.25
6hr Flow | System | Constraint | Flex Up | Flexibility | Violation | 1 | 2025-08-05 05:15 | 37.9579 | - | 8 | 5 | 0.25
6hr Flow | System | Constraint | Flex Up | Flexibility | Violation | 1 | 2025-08-05 06:45 | 9.9126 | - | 8 | 6 | 0.25
6hr Flow | System | Constraint | Flex Up | Flexibility | Violation | 1 | 2025-08-06 05:45 | 17.8868 | - | 8 | 5 | 0.25
6hr Flow | System | Constraint | Flex Up | Flexibility | Violation | 1 | 2025-08-06 06:45 | 126.4304 | - | 8 | 6 | 0.25
6hr Flow | System | Constraint | Flex Up | Flexibility | Violation | 1 | 2025-08-06 18:00 | 101.0163 | - | 8 | 18 | 0.25
6hr Flow | System | Constraint | Flex Up | Flexibility | Violation | 1 | 2025-08-07 16:30 | 9.5529 | - | 8 | 16 | 0.25
6hr Flow | System | Constraint | Flex Up | Flexibility | Violation | 1 | 2025-08-07 19:00 | 13.3902 | - | 8 | 19 | 0.25
6hr Flow | System | Constraint | Flex Up | Flexibility | Violation | 1 | 2025-08-08 06:30 | 10.0124 | - | 8 | 6 | 0.25
6hr Flow | System | Constraint | Flex Up | Flexibility | Violation | 1 | 2025-08-08 06:45 | 64.7546 | - | 8 | 6 | 0.25
6hr Flow | System | Constraint | Flex Up | Flexibility | Violation | 1 | 2025-08-08 07:00 | 4.6704 | - | 8 | 7 | 0.25
6hr Flow | System | Constraint | Flex Up | Flexibility | Violation | 1 | 2025-08-09 07:45 | 26.2768 | - | 8 | 7 | 0.25
6hr Flow | System | Constraint | Flex Up | Flexibility | Violation | 1 | 2025-08-09 08:45 | 1.392 | - | 8 | 8 | 0.25
6hr Flow | System | Constraint | Flex Up | Flexibility | Violation | 1 | 2025-08-10 06:45 | 29.6235 | - | 8 | 6 | 0.25
6hr Flow | System | Constraint | Flex Up | Flexibility | Violation | 1 | 2025-08-12 20:00 | 2.5576 | - | 8 | 20 | 0.25
6hr Flow | System | Constraint | Flex Up | Flexibility | Violation | 1 | 2025-08-14 06:45 | 24.9704 | - | 8 | 6 | 0.25
6hr Flow | System | Constraint | Flex Up | Flexibility | Violation | 1 | 2025-08-14 18:00 | 10.46 | - | 8 | 18 | 0.25
6hr Flow | System | Constraint | Flex Up | Flexibility | Violation | 1 | 2025-08-15 06:00 | 66.6243 | - | 8 | 6 | 0.25
6hr Flow | System | Constraint | Flex Up | Flexibility | Violation | 1 | 2025-08-16 07:15 | 24.4509 | - | 8 | 7 | 0.25
6hr Flow | System | Constraint | Flex Up | Flexibility | Violation | 1 | 2025-08-16 16:15 | 35.2348 | - | 8 | 16 | 0.25
6hr Flow | System | Constraint | Flex Up | Flexibility | Violation | 1 | 2025-08-16 19:45 | 2.8667 | - | 8 | 19 | 0.25
6hr Flow | System | Constraint | Flex Up | Flexibility | Violation | 1 | 2025-08-16 20:15 | 13.9095 | - | 8 | 20 | 0.25
6hr Flow | System | Constraint | Flex Up | Flexibility | Violation | 1 | 2025-08-16 20:30 | 29.6353 | - | 8 | 20 | 0.25
6hr Flow | System | Constraint | Flex Up | Flexibility | Violation | 1 | 2025-08-16 21:30 | 30.5458 | - | 8 | 21 | 0.25
6hr Flow | System | Constraint | Flex Up | Flexibility | Violation | 1 | 2025-08-17 16:00 | 13.2117 | - | 8 | 16 | 0.25
6hr Flow | System | Constraint | Flex Up | Flexibility | Violation | 1 | 2025-08-17 16:15 | 18.5189 | - | 8 | 16 | 0.25
6hr Flow | System | Constraint | Flex Up | Flexibility | Violation | 1 | 2025-08-17 16:30 | 26.8262 | - | 8 | 16 | 0.25
6hr Flow | System | Constraint | Flex Up | Flexibility | Violation | 1 | 2025-08-17 16:45 | 24.1334 | - | 8 | 16 | 0.25
6hr Flow | System | Constraint | Flex Up | Flexibility | Violation | 1 | 2025-08-18 06:15 | 11.3095 | - | 8 | 6 | 0.25
6hr Flow | System | Constraint | Flex Up | Flexibility | Violation | 1 | 2025-08-18 16:45 | 14.141 | - | 8 | 16 | 0.25
6hr Flow | System | Constraint | Flex Up | Flexibility | Violation | 1 | 2025-08-18 17:00 | 7.1175 | - | 8 | 17 | 0.25
6hr Flow | System | Constraint | Flex Up | Flexibility | Violation | 1 | 2025-08-18 19:00 | 6.3597 | - | 8 | 19 | 0.25
6hr Flow | System | Constraint | Flex Up | Flexibility | Violation | 1 | 2025-08-18 19:30 | 2.6563 | - | 8 | 19 | 0.25
6hr Flow | System | Constraint | Flex Up | Flexibility | Violation | 1 | 2025-08-19 07:45 | 0.18227 | - | 8 | 7 | 0.25
6hr Flow | System | Constraint | Flex Up | Flexibility | Violation | 1 | 2025-08-19 09:00 | 26.679 | - | 8 | 9 | 0.25
6hr Flow | System | Constraint | Flex Up | Flexibility | Violation | 1 | 2025-08-19 09:15 | 50.6754 | - | 8 | 9 | 0.25
6hr Flow | System | Constraint | Flex Up | Flexibility | Violation | 1 | 2025-08-19 09:30 | 9.1718 | - | 8 | 9 | 0.25
6hr Flow | System | Constraint | Flex Up | Flexibility | Violation | 1 | 2025-08-19 09:45 | 67.6682 | - | 8 | 9 | 0.25
6hr Flow | System | Constraint | Flex Up | Flexibility | Violation | 1 | 2025-08-19 18:00 | 26.9617 | - | 8 | 18 | 0.25
6hr Flow | System | Constraint | Flex Up | Flexibility | Violation | 1 | 2025-08-21 19:00 | 94.4109 | - | 8 | 19 | 0.25
6hr Flow | System | Constraint | Flex Up | Flexibility | Violation | 1 | 2025-08-21 19:15 | 22.4345 | - | 8 | 19 | 0.25
6hr Flow | System | Constraint | Flex Up | Flexibility | Violation | 1 | 2025-08-22 06:30 | 31.3421 | - | 8 | 6 | 0.25
6hr Flow | System | Constraint | Flex Up | Flexibility | Violation | 1 | 2025-08-22 06:45 | 92.9787 | - | 8 | 6 | 0.25
6hr Flow | System | Constraint | Flex Up | Flexibility | Violation | 1 | 2025-08-22 17:00 | 1.575 | - | 8 | 17 | 0.25
6hr Flow | System | Constraint | Flex Up | Flexibility | Violation | 1 | 2025-08-22 19:45 | 7.6985 | - | 8 | 19 | 0.25
6hr Flow | System | Constraint | Flex Up | Flexibility | Violation | 1 | 2025-08-24 06:45 | 20.4257 | - | 8 | 6 | 0.25
6hr Flow | System | Constraint | Flex Up | Flexibility | Violation | 1 | 2025-08-24 15:15 | 7.992 | - | 8 | 15 | 0.25
6hr Flow | System | Constraint | Flex Up | Flexibility | Violation | 1 | 2025-08-26 06:45 | 6.0514 | - | 8 | 6 | 0.25
6hr Flow | System | Constraint | Flex Up | Flexibility | Violation | 1 | 2025-08-26 16:30 | 18.9554 | - | 8 | 16 | 0.25
6hr Flow | System | Constraint | Flex Up | Flexibility | Violation | 1 | 2025-08-26 16:45 | 41.2001 | - | 8 | 16 | 0.25
6hr Flow | System | Constraint | Flex Up | Flexibility | Violation | 1 | 2025-08-26 17:00 | 23.2535 | - | 8 | 17 | 0.25
6hr Flow | System | Constraint | Flex Up | Flexibility | Violation | 1 | 2025-08-27 08:45 | 37.05 | - | 8 | 8 | 0.25
6hr Flow | System | Constraint | Flex Up | Flexibility | Violation | 1 | 2025-08-27 16:15 | 3.6983 | - | 8 | 16 | 0.25
6hr Flow | System | Constraint | Flex Up | Flexibility | Violation | 1 | 2025-08-27 16:30 | 21.1646 | - | 8 | 16 | 0.25
6hr Flow | System | Constraint | Flex Up | Flexibility | Violation | 1 | 2025-08-27 16:45 | 33.7001 | - | 8 | 16 | 0.25
6hr Flow | System | Constraint | Flex Up | Flexibility | Violation | 1 | 2025-08-28 05:45 | 0.8123 | - | 8 | 5 | 0.25
6hr Flow | System | Constraint | Flex Up | Flexibility | Violation | 1 | 2025-08-28 20:00 | 10.0576 | - | 8 | 20 | 0.25
6hr Flow | System | Constraint | Flex Up | Flexibility | Violation | 1 | 2025-08-29 06:30 | 10.1691 | - | 8 | 6 | 0.25
6hr Flow | System | Constraint | Flex Up | Flexibility | Violation | 1 | 2025-08-29 06:45 | 36.6643 | - | 8 | 6 | 0.25
6hr Flow | System | Constraint | Flex Up | Flexibility | Violation | 1 | 2025-08-30 06:30 | 18.1257 | - | 8 | 6 | 0.25
6hr Flow | System | Constraint | Flex Up | Flexibility | Violation | 1 | 2025-08-30 06:45 | 13.6906 | - | 8 | 6 | 0.25
6hr Flow | System | Constraint | Flex Up | Flexibility | Violation | 1 | 2025-08-30 16:45 | 14.0567 | - | 8 | 16 | 0.25
6hr Flow | System | Constraint | Flex Up | Flexibility | Violation | 1 | 2025-08-31 16:15 | 0.164 | - | 8 | 16 | 0.25
6hr Flow | System | Constraint | Flex Up | Flexibility | Violation | 1 | 2025-08-31 16:30 | 3.9351 | - | 8 | 16 | 0.25
6hr Flow | System | Constraint | Flex Up | Flexibility | Violation | 1 | 2025-08-31 19:15 | 3.316 | - | 8 | 19 | 0.25
6hr Flow | System | Constraint | Flex Up | Flexibility | Violation | 1 | 2025-09-01 06:45 | 7.0065 | - | 9 | 6 | 0.25
6hr Flow | System | Constraint | Flex Up | Flexibility | Violation | 1 | 2025-09-01 07:45 | 22.0248 | - | 9 | 7 | 0.25
6hr Flow | System | Constraint | Flex Up | Flexibility | Violation | 1 | 2025-09-02 05:00 | 28.0244 | - | 9 | 5 | 0.25
6hr Flow | System | Constraint | Flex Up | Flexibility | Violation | 1 | 2025-09-02 05:15 | 55.0331 | - | 9 | 5 | 0.25
6hr Flow | System | Constraint | Flex Up | Flexibility | Violation | 1 | 2025-09-02 05:30 | 48.0418 | - | 9 | 5 | 0.25
6hr Flow | System | Constraint | Flex Up | Flexibility | Violation | 1 | 2025-09-02 05:45 | 28.0504 | - | 9 | 5 | 0.25
6hr Flow | System | Constraint | Flex Up | Flexibility | Violation | 1 | 2025-09-02 16:00 | 19.6979 | - | 9 | 16 | 0.25
6hr Flow | System | Constraint | Flex Up | Flexibility | Violation | 1 | 2025-09-02 21:00 | 3.0377 | - | 9 | 21 | 0.25
6hr Flow | System | Constraint | Flex Up | Flexibility | Violation | 1 | 2025-09-03 05:45 | 20.376 | - | 9 | 5 | 0.25
6hr Flow | System | Constraint | Flex Up | Flexibility | Violation | 1 | 2025-09-04 06:15 | 25.3463 | - | 9 | 6 | 0.25
6hr Flow | System | Constraint | Flex Up | Flexibility | Violation | 1 | 2025-09-04 06:30 | 74.246 | - | 9 | 6 | 0.25
6hr Flow | System | Constraint | Flex Up | Flexibility | Violation | 1 | 2025-09-04 06:45 | 113.1457 | - | 9 | 6 | 0.25
6hr Flow | System | Constraint | Flex Up | Flexibility | Violation | 1 | 2025-09-04 07:15 | 3.9785 | - | 9 | 7 | 0.25
6hr Flow | System | Constraint | Flex Up | Flexibility | Violation | 1 | 2025-09-04 07:30 | 4.505 | - | 9 | 7 | 0.25
6hr Flow | System | Constraint | Flex Up | Flexibility | Violation | 1 | 2025-09-04 07:45 | 1.0314 | - | 9 | 7 | 0.25
6hr Flow | System | Constraint | Flex Up | Flexibility | Violation | 1 | 2025-09-04 08:00 | 30.9121 | - | 9 | 8 | 0.25
6hr Flow | System | Constraint | Flex Up | Flexibility | Violation | 1 | 2025-09-04 08:15 | 15.9929 | - | 9 | 8 | 0.25
6hr Flow | System | Constraint | Flex Up | Flexibility | Violation | 1 | 2025-09-04 08:30 | 11.0736 | - | 9 | 8 | 0.25
6hr Flow | System | Constraint | Flex Up | Flexibility | Violation | 1 | 2025-09-04 16:00 | 60.2132 | - | 9 | 16 | 0.25
6hr Flow | System | Constraint | Flex Up | Flexibility | Violation | 1 | 2025-09-04 16:15 | 27.3815 | - | 9 | 16 | 0.25
6hr Flow | System | Constraint | Flex Up | Flexibility | Violation | 1 | 2025-09-06 06:30 | 31.0267 | - | 9 | 6 | 0.25
6hr Flow | System | Constraint | Flex Up | Flexibility | Violation | 1 | 2025-09-06 06:45 | 72.1233 | - | 9 | 6 | 0.25
6hr Flow | System | Constraint | Flex Up | Flexibility | Violation | 1 | 2025-09-07 05:30 | 13.0446 | - | 9 | 5 | 0.25
6hr Flow | System | Constraint | Flex Up | Flexibility | Violation | 1 | 2025-09-07 05:45 | 24.4538 | - | 9 | 5 | 0.25
6hr Flow | System | Constraint | Flex Up | Flexibility | Violation | 1 | 2025-09-07 06:00 | 39.3393 | - | 9 | 6 | 0.25
6hr Flow | System | Constraint | Flex Up | Flexibility | Violation | 1 | 2025-09-07 06:15 | 46.8091 | - | 9 | 6 | 0.25
6hr Flow | System | Constraint | Flex Up | Flexibility | Violation | 1 | 2025-09-07 06:45 | 23.7487 | - | 9 | 6 | 0.25
6hr Flow | System | Constraint | Flex Up | Flexibility | Violation | 1 | 2025-09-07 23:00 | 5.6133 | - | 9 | 23 | 0.25
6hr Flow | System | Constraint | Flex Up | Flexibility | Violation | 1 | 2025-09-08 07:45 | 12.7903 | - | 9 | 7 | 0.25
6hr Flow | System | Constraint | Flex Up | Flexibility | Violation | 1 | 2025-09-08 17:00 | 80.2437 | - | 9 | 17 | 0.25
6hr Flow | System | Constraint | Flex Up | Flexibility | Violation | 1 | 2025-09-08 17:15 | 29.8767 | - | 9 | 17 | 0.25
6hr Flow | System | Constraint | Flex Up | Flexibility | Violation | 1 | 2025-09-10 16:30 | 17.8831 | - | 9 | 16 | 0.25
6hr Flow | System | Constraint | Flex Up | Flexibility | Violation | 1 | 2025-09-10 16:45 | 19.2935 | - | 9 | 16 | 0.25
6hr Flow | System | Constraint | Flex Up | Flexibility | Violation | 1 | 2025-09-10 18:45 | 11.4048 | - | 9 | 18 | 0.25
6hr Flow | System | Constraint | Flex Up | Flexibility | Violation | 1 | 2025-09-11 08:30 | 10.7393 | - | 9 | 8 | 0.25
6hr Flow | System | Constraint | Flex Up | Flexibility | Violation | 1 | 2025-09-11 08:45 | 22.1126 | - | 9 | 8 | 0.25
6hr Flow | System | Constraint | Flex Up | Flexibility | Violation | 1 | 2025-09-11 18:00 | 8.2374 | - | 9 | 18 | 0.25
6hr Flow | System | Constraint | Flex Up | Flexibility | Violation | 1 | 2025-09-11 18:15 | 12.4684 | - | 9 | 18 | 0.25
6hr Flow | System | Constraint | Flex Up | Flexibility | Violation | 1 | 2025-09-11 18:30 | 23.6995 | - | 9 | 18 | 0.25
6hr Flow | System | Constraint | Flex Up | Flexibility | Violation | 1 | 2025-09-11 18:45 | 22.9306 | - | 9 | 18 | 0.25
6hr Flow | System | Constraint | Flex Up | Flexibility | Violation | 1 | 2025-09-12 05:45 | 25.0241 | - | 9 | 5 | 0.25
6hr Flow | System | Constraint | Flex Up | Flexibility | Violation | 1 | 2025-09-12 18:45 | 12.9359 | - | 9 | 18 | 0.25
6hr Flow | System | Constraint | Flex Up | Flexibility | Violation | 1 | 2025-09-13 06:15 | 9.0559 | - | 9 | 6 | 0.25
6hr Flow | System | Constraint | Flex Up | Flexibility | Violation | 1 | 2025-09-13 06:45 | 28.6316 | - | 9 | 6 | 0.25
6hr Flow | System | Constraint | Flex Up | Flexibility | Violation | 1 | 2025-09-13 17:00 | 11.368 | - | 9 | 17 | 0.25
6hr Flow | System | Constraint | Flex Up | Flexibility | Violation | 1 | 2025-09-13 17:45 | 22.5176 | - | 9 | 17 | 0.25
6hr Flow | System | Constraint | Flex Up | Flexibility | Violation | 1 | 2025-09-13 18:45 | 38.4806 | - | 9 | 18 | 0.25
6hr Flow | System | Constraint | Flex Up | Flexibility | Violation | 1 | 2025-09-15 05:45 | 72.0879 | - | 9 | 5 | 0.25
6hr Flow | System | Constraint | Flex Up | Flexibility | Violation | 1 | 2025-09-16 06:45 | 23.2968 | - | 9 | 6 | 0.25
6hr Flow | System | Constraint | Flex Up | Flexibility | Violation | 1 | 2025-09-16 16:30 | 5.3089 | - | 9 | 16 | 0.25
6hr Flow | System | Constraint | Flex Up | Flexibility | Violation | 1 | 2025-09-16 16:45 | 36.3328 | - | 9 | 16 | 0.25
6hr Flow | System | Constraint | Flex Up | Flexibility | Violation | 1 | 2025-09-16 17:45 | 16.3295 | - | 9 | 17 | 0.25
6hr Flow | System | Constraint | Flex Up | Flexibility | Violation | 1 | 2025-09-18 06:15 | 28.4347 | - | 9 | 6 | 0.25
6hr Flow | System | Constraint | Flex Up | Flexibility | Violation | 1 | 2025-09-18 06:30 | 37.6544 | - | 9 | 6 | 0.25
6hr Flow | System | Constraint | Flex Up | Flexibility | Violation | 1 | 2025-09-18 06:45 | 43.8742 | - | 9 | 6 | 0.25
6hr Flow | System | Constraint | Flex Up | Flexibility | Violation | 1 | 2025-09-18 16:00 | 0.84537 | - | 9 | 16 | 0.25
6hr Flow | System | Constraint | Flex Up | Flexibility | Violation | 1 | 2025-09-18 16:30 | 2.8422 | - | 9 | 16 | 0.25
6hr Flow | System | Constraint | Flex Up | Flexibility | Violation | 1 | 2025-09-18 16:45 | 3.8406 | - | 9 | 16 | 0.25
6hr Flow | System | Constraint | Flex Up | Flexibility | Violation | 1 | 2025-09-18 17:45 | 6.3829 | - | 9 | 17 | 0.25
6hr Flow | System | Constraint | Flex Up | Flexibility | Violation | 1 | 2025-09-18 18:30 | 37.8221 | - | 9 | 18 | 0.25
6hr Flow | System | Constraint | Flex Up | Flexibility | Violation | 1 | 2025-09-18 18:45 | 76.5882 | - | 9 | 18 | 0.25
6hr Flow | System | Constraint | Flex Up | Flexibility | Violation | 1 | 2025-09-19 05:45 | 21.447 | - | 9 | 5 | 0.25
6hr Flow | System | Constraint | Flex Up | Flexibility | Violation | 1 | 2025-09-21 16:00 | 52.8646 | - | 9 | 16 | 0.25
6hr Flow | System | Constraint | Flex Up | Flexibility | Violation | 1 | 2025-09-21 16:15 | 17.7148 | - | 9 | 16 | 0.25
6hr Flow | System | Constraint | Flex Up | Flexibility | Violation | 1 | 2025-09-21 18:00 | 39.9721 | - | 9 | 18 | 0.25
6hr Flow | System | Constraint | Flex Up | Flexibility | Violation | 1 | 2025-09-21 18:15 | 2.9266 | - | 9 | 18 | 0.25
6hr Flow | System | Constraint | Flex Up | Flexibility | Violation | 1 | 2025-09-22 06:15 | 9.1174 | - | 9 | 6 | 0.25
6hr Flow | System | Constraint | Flex Up | Flexibility | Violation | 1 | 2025-09-22 06:30 | 13.2098 | - | 9 | 6 | 0.25
6hr Flow | System | Constraint | Flex Up | Flexibility | Violation | 1 | 2025-09-22 06:45 | 12.3022 | - | 9 | 6 | 0.25
6hr Flow | System | Constraint | Flex Up | Flexibility | Violation | 1 | 2025-09-22 18:00 | 20.595 | - | 9 | 18 | 0.25
6hr Flow | System | Constraint | Flex Up | Flexibility | Violation | 1 | 2025-09-22 18:15 | 7.8751 | - | 9 | 18 | 0.25
6hr Flow | System | Constraint | Flex Up | Flexibility | Violation | 1 | 2025-09-23 05:30 | 24.9782 | - | 9 | 5 | 0.25
6hr Flow | System | Constraint | Flex Up | Flexibility | Violation | 1 | 2025-09-23 05:45 | 44.0819 | - | 9 | 5 | 0.25
6hr Flow | System | Constraint | Flex Up | Flexibility | Violation | 1 | 2025-09-23 06:00 | 74.9646 | - | 9 | 6 | 0.25
6hr Flow | System | Constraint | Flex Up | Flexibility | Violation | 1 | 2025-09-23 06:15 | 68.8306 | - | 9 | 6 | 0.25
6hr Flow | System | Constraint | Flex Up | Flexibility | Violation | 1 | 2025-09-23 06:30 | 29.6965 | - | 9 | 6 | 0.25
6hr Flow | System | Constraint | Flex Up | Flexibility | Violation | 1 | 2025-09-23 15:45 | 11.6377 | - | 9 | 15 | 0.25
6hr Flow | System | Constraint | Flex Up | Flexibility | Violation | 1 | 2025-09-23 16:15 | 1.8686 | - | 9 | 16 | 0.25
6hr Flow | System | Constraint | Flex Up | Flexibility | Violation | 1 | 2025-09-23 16:30 | 13.1605 | - | 9 | 16 | 0.25
6hr Flow | System | Constraint | Flex Up | Flexibility | Violation | 1 | 2025-09-23 16:45 | 20.4523 | - | 9 | 16 | 0.25
6hr Flow | System | Constraint | Flex Up | Flexibility | Violation | 1 | 2025-09-23 17:45 | 5.4834 | - | 9 | 17 | 0.25
6hr Flow | System | Constraint | Flex Up | Flexibility | Violation | 1 | 2025-09-23 18:30 | 37.0057 | - | 9 | 18 | 0.25
6hr Flow | System | Constraint | Flex Up | Flexibility | Violation | 1 | 2025-09-23 18:45 | 85.2295 | - | 9 | 18 | 0.25
6hr Flow | System | Constraint | Flex Up | Flexibility | Violation | 1 | 2025-09-24 06:00 | 27.7783 | - | 9 | 6 | 0.25
6hr Flow | System | Constraint | Flex Up | Flexibility | Violation | 1 | 2025-09-24 18:00 | 5.6698 | - | 9 | 18 | 0.25
6hr Flow | System | Constraint | Flex Up | Flexibility | Violation | 1 | 2025-09-25 06:15 | 26.0922 | - | 9 | 6 | 0.25
6hr Flow | System | Constraint | Flex Up | Flexibility | Violation | 1 | 2025-09-25 06:45 | 10.458 | - | 9 | 6 | 0.25
6hr Flow | System | Constraint | Flex Up | Flexibility | Violation | 1 | 2025-09-25 17:00 | 18.1867 | - | 9 | 17 | 0.25
6hr Flow | System | Constraint | Flex Up | Flexibility | Violation | 1 | 2025-09-26 05:45 | 19.0453 | - | 9 | 5 | 0.25
6hr Flow | System | Constraint | Flex Up | Flexibility | Violation | 1 | 2025-09-26 06:45 | 26.8605 | - | 9 | 6 | 0.25
6hr Flow | System | Constraint | Flex Up | Flexibility | Violation | 1 | 2025-09-27 06:15 | 15.7989 | - | 9 | 6 | 0.25
6hr Flow | System | Constraint | Flex Up | Flexibility | Violation | 1 | 2025-09-27 06:45 | 21.8538 | - | 9 | 6 | 0.25
6hr Flow | System | Constraint | Flex Up | Flexibility | Violation | 1 | 2025-09-28 07:45 | 1.9552 | - | 9 | 7 | 0.25
6hr Flow | System | Constraint | Flex Up | Flexibility | Violation | 1 | 2025-09-28 18:15 | 8.8762 | - | 9 | 18 | 0.25
6hr Flow | System | Constraint | Flex Up | Flexibility | Violation | 1 | 2025-09-28 18:30 | 6.7884 | - | 9 | 18 | 0.25
6hr Flow | System | Constraint | Flex Up | Flexibility | Violation | 1 | 2025-09-29 05:30 | 39.2636 | - | 9 | 5 | 0.25
6hr Flow | System | Constraint | Flex Up | Flexibility | Violation | 1 | 2025-09-29 05:45 | 107.3685 | - | 9 | 5 | 0.25
6hr Flow | System | Constraint | Flex Up | Flexibility | Violation | 1 | 2025-09-29 15:15 | 12.9818 | - | 9 | 15 | 0.25
6hr Flow | System | Constraint | Flex Up | Flexibility | Violation | 1 | 2025-09-29 15:30 | 32.6338 | - | 9 | 15 | 0.25
6hr Flow | System | Constraint | Flex Up | Flexibility | Violation | 1 | 2025-09-29 15:45 | 52.2857 | - | 9 | 15 | 0.25
6hr Flow | System | Constraint | Flex Up | Flexibility | Violation | 1 | 2025-09-29 16:00 | 57.217 | - | 9 | 16 | 0.25
6hr Flow | System | Constraint | Flex Up | Flexibility | Violation | 1 | 2025-09-29 16:15 | 6.621 | - | 9 | 16 | 0.25
6hr Flow | System | Constraint | Flex Up | Flexibility | Violation | 1 | 2025-09-29 16:30 | 47.0251 | - | 9 | 16 | 0.25
6hr Flow | System | Constraint | Flex Up | Flexibility | Violation | 1 | 2025-09-29 16:45 | 77.4292 | - | 9 | 16 | 0.25
6hr Flow | System | Constraint | Flex Up | Flexibility | Violation | 1 | 2025-09-29 17:15 | 18.8881 | - | 9 | 17 | 0.25
6hr Flow | System | Constraint | Flex Up | Flexibility | Violation | 1 | 2025-09-29 17:30 | 47.6728 | - | 9 | 17 | 0.25
6hr Flow | System | Constraint | Flex Up | Flexibility | Violation | 1 | 2025-09-29 17:45 | 15.9574 | - | 9 | 17 | 0.25
6hr Flow | System | Constraint | Flex Up | Flexibility | Violation | 1 | 2025-09-29 18:15 | 1.7383 | - | 9 | 18 | 0.25
6hr Flow | System | Constraint | Flex Up | Flexibility | Violation | 1 | 2025-09-29 18:30 | 27.4583 | - | 9 | 18 | 0.25
6hr Flow | System | Constraint | Flex Up | Flexibility | Violation | 1 | 2025-09-29 18:45 | 33.1783 | - | 9 | 18 | 0.25
6hr Flow | System | Constraint | Flex Up | Flexibility | Violation | 1 | 2025-09-30 05:30 | 11.2058 | - | 9 | 5 | 0.25
6hr Flow | System | Constraint | Flex Up | Flexibility | Violation | 1 | 2025-09-30 05:45 | 107.0089 | - | 9 | 5 | 0.25
6hr Flow | System | Constraint | Flex Up | Flexibility | Violation | 1 | 2025-09-30 18:00 | 5.7167 | - | 9 | 18 | 0.25
6hr Flow | System | Constraint | Flex Up | Flexibility | Violation | 1 | 2025-09-30 18:15 | 41.0517 | - | 9 | 18 | 0.25
6hr Flow | System | Constraint | Flex Up | Flexibility | Violation | 1 | 2025-09-30 18:30 | 36.3868 | - | 9 | 18 | 0.25
6hr Flow | System | Constraint | Flex Up | Flexibility | Violation | 1 | 2025-09-30 18:45 | 13.7219 | - | 9 | 18 | 0.25
6hr Flow | System | Constraint | Flex Up | Flexibility | Violation | 1 | 2025-10-01 05:30 | 28.3629 | - | 10 | 5 | 0.25
6hr Flow | System | Constraint | Flex Up | Flexibility | Violation | 1 | 2025-10-01 05:45 | 109.3164 | - | 10 | 5 | 0.25
6hr Flow | System | Constraint | Flex Up | Flexibility | Violation | 1 | 2025-10-01 17:00 | 5.9082 | - | 10 | 17 | 0.25
6hr Flow | System | Constraint | Flex Up | Flexibility | Violation | 1 | 2025-10-01 17:15 | 6.2984 | - | 10 | 17 | 0.25
6hr Flow | System | Constraint | Flex Up | Flexibility | Violation | 1 | 2025-10-01 17:30 | 17.6886 | - | 10 | 17 | 0.25
6hr Flow | System | Constraint | Flex Up | Flexibility | Violation | 1 | 2025-10-01 17:45 | 22.0788 | - | 10 | 17 | 0.25
6hr Flow | System | Constraint | Flex Up | Flexibility | Violation | 1 | 2025-10-02 05:45 | 61.0246 | - | 10 | 5 | 0.25
6hr Flow | System | Constraint | Flex Up | Flexibility | Violation | 1 | 2025-10-03 16:00 | 41.0691 | - | 10 | 16 | 0.25
6hr Flow | System | Constraint | Flex Up | Flexibility | Violation | 1 | 2025-10-03 16:15 | 44.2361 | - | 10 | 16 | 0.25
6hr Flow | System | Constraint | Flex Up | Flexibility | Violation | 1 | 2025-10-03 16:30 | 42.903 | - | 10 | 16 | 0.25
6hr Flow | System | Constraint | Flex Up | Flexibility | Violation | 1 | 2025-10-03 16:45 | 22.5699 | - | 10 | 16 | 0.25
6hr Flow | System | Constraint | Flex Up | Flexibility | Violation | 1 | 2025-10-03 21:00 | 48.3652 | - | 10 | 21 | 0.25
6hr Flow | System | Constraint | Flex Up | Flexibility | Violation | 1 | 2025-10-04 06:45 | 22.1276 | - | 10 | 6 | 0.25
6hr Flow | System | Constraint | Flex Up | Flexibility | Violation | 1 | 2025-10-04 17:00 | 37.9858 | - | 10 | 17 | 0.25
6hr Flow | System | Constraint | Flex Up | Flexibility | Violation | 1 | 2025-10-04 17:15 | 5.5072 | - | 10 | 17 | 0.25
6hr Flow | System | Constraint | Flex Up | Flexibility | Violation | 1 | 2025-10-05 06:45 | 21.1153 | - | 10 | 6 | 0.25
6hr Flow | System | Constraint | Flex Up | Flexibility | Violation | 1 | 2025-10-05 07:00 | 27.1869 | - | 10 | 7 | 0.25
6hr Flow | System | Constraint | Flex Up | Flexibility | Violation | 1 | 2025-10-05 07:15 | 25.2185 | - | 10 | 7 | 0.25
6hr Flow | System | Constraint | Flex Up | Flexibility | Violation | 1 | 2025-10-05 07:30 | 9.2501 | - | 10 | 7 | 0.25
6hr Flow | System | Constraint | Flex Up | Flexibility | Violation | 1 | 2025-10-05 19:15 | 1.1105 | - | 10 | 19 | 0.25
6hr Flow | System | Constraint | Flex Up | Flexibility | Violation | 1 | 2025-10-05 20:00 | 3.4871 | - | 10 | 20 | 0.25
6hr Flow | System | Constraint | Flex Up | Flexibility | Violation | 1 | 2025-10-06 17:45 | 27.9192 | - | 10 | 17 | 0.25
6hr Flow | System | Constraint | Flex Up | Flexibility | Violation | 1 | 2025-10-07 19:00 | 23.1556 | - | 10 | 19 | 0.25
6hr Flow | System | Constraint | Flex Up | Flexibility | Violation | 1 | 2025-10-08 04:15 | 9.7574 | - | 10 | 4 | 0.25
6hr Flow | System | Constraint | Flex Up | Flexibility | Violation | 1 | 2025-10-08 04:30 | 26.9346 | - | 10 | 4 | 0.25
6hr Flow | System | Constraint | Flex Up | Flexibility | Violation | 1 | 2025-10-08 04:45 | 63.1119 | - | 10 | 4 | 0.25
6hr Flow | System | Constraint | Flex Up | Flexibility | Violation | 1 | 2025-10-08 17:45 | 0.75696 | - | 10 | 17 | 0.25
6hr Flow | System | Constraint | Flex Up | Flexibility | Violation | 1 | 2025-10-09 06:15 | 4.9762 | - | 10 | 6 | 0.25
6hr Flow | System | Constraint | Flex Up | Flexibility | Violation | 1 | 2025-10-09 06:30 | 16.7218 | - | 10 | 6 | 0.25
6hr Flow | System | Constraint | Flex Up | Flexibility | Violation | 1 | 2025-10-09 06:45 | 20.4675 | - | 10 | 6 | 0.25
6hr Flow | System | Constraint | Flex Up | Flexibility | Violation | 1 | 2025-10-10 05:30 | 33.7542 | - | 10 | 5 | 0.25
6hr Flow | System | Constraint | Flex Up | Flexibility | Violation | 1 | 2025-10-10 05:45 | 13.1579 | - | 10 | 5 | 0.25
6hr Flow | System | Constraint | Flex Up | Flexibility | Violation | 1 | 2025-10-10 06:30 | 9.4182 | - | 10 | 6 | 0.25
6hr Flow | System | Constraint | Flex Up | Flexibility | Violation | 1 | 2025-10-10 06:45 | 11.4564 | - | 10 | 6 | 0.25
6hr Flow | System | Constraint | Flex Up | Flexibility | Violation | 1 | 2025-10-10 17:45 | 39.5445 | - | 10 | 17 | 0.25
6hr Flow | System | Constraint | Flex Up | Flexibility | Violation | 1 | 2025-10-10 18:00 | 20.4601 | - | 10 | 18 | 0.25
6hr Flow | System | Constraint | Flex Up | Flexibility | Violation | 1 | 2025-10-10 18:15 | 33.418 | - | 10 | 18 | 0.25
6hr Flow | System | Constraint | Flex Up | Flexibility | Violation | 1 | 2025-10-10 18:30 | 30.3758 | - | 10 | 18 | 0.25
6hr Flow | System | Constraint | Flex Up | Flexibility | Violation | 1 | 2025-10-10 18:45 | 23.3337 | - | 10 | 18 | 0.25
6hr Flow | System | Constraint | Flex Up | Flexibility | Violation | 1 | 2025-10-11 05:30 | 58.7761 | - | 10 | 5 | 0.25
6hr Flow | System | Constraint | Flex Up | Flexibility | Violation | 1 | 2025-10-11 05:45 | 144.1175 | - | 10 | 5 | 0.25
6hr Flow | System | Constraint | Flex Up | Flexibility | Violation | 1 | 2025-10-11 06:00 | 79.9425 | - | 10 | 6 | 0.25
6hr Flow | System | Constraint | Flex Up | Flexibility | Violation | 1 | 2025-10-11 06:15 | 119.122 | - | 10 | 6 | 0.25
6hr Flow | System | Constraint | Flex Up | Flexibility | Violation | 1 | 2025-10-11 06:30 | 130.3015 | - | 10 | 6 | 0.25
6hr Flow | System | Constraint | Flex Up | Flexibility | Violation | 1 | 2025-10-11 06:45 | 89.981 | - | 10 | 6 | 0.25
6hr Flow | System | Constraint | Flex Up | Flexibility | Violation | 1 | 2025-10-11 07:00 | 62.9953 | - | 10 | 7 | 0.25
6hr Flow | System | Constraint | Flex Up | Flexibility | Violation | 1 | 2025-10-11 07:15 | 58.2196 | - | 10 | 7 | 0.25
6hr Flow | System | Constraint | Flex Up | Flexibility | Violation | 1 | 2025-10-11 07:30 | 46.4439 | - | 10 | 7 | 0.25
6hr Flow | System | Constraint | Flex Up | Flexibility | Violation | 1 | 2025-10-11 07:45 | 35.6683 | - | 10 | 7 | 0.25
6hr Flow | System | Constraint | Flex Up | Flexibility | Violation | 1 | 2025-10-11 08:00 | 103.2251 | - | 10 | 8 | 0.25
6hr Flow | System | Constraint | Flex Up | Flexibility | Violation | 1 | 2025-10-11 08:15 | 54.5119 | - | 10 | 8 | 0.25
6hr Flow | System | Constraint | Flex Up | Flexibility | Violation | 1 | 2025-10-11 18:00 | 54.6774 | - | 10 | 18 | 0.25
6hr Flow | System | Constraint | Flex Up | Flexibility | Violation | 1 | 2025-10-12 17:30 | 28.8317 | - | 10 | 17 | 0.25
6hr Flow | System | Constraint | Flex Up | Flexibility | Violation | 1 | 2025-10-12 17:45 | 88.2965 | - | 10 | 17 | 0.25
6hr Flow | System | Constraint | Flex Up | Flexibility | Violation | 1 | 2025-10-13 17:30 | 26.4228 | - | 10 | 17 | 0.25
6hr Flow | System | Constraint | Flex Up | Flexibility | Violation | 1 | 2025-10-13 17:45 | 71.8697 | - | 10 | 17 | 0.25
6hr Flow | System | Constraint | Flex Up | Flexibility | Violation | 1 | 2025-10-14 05:45 | 63.8054 | - | 10 | 5 | 0.25
6hr Flow | System | Constraint | Flex Up | Flexibility | Violation | 1 | 2025-10-16 06:15 | 7.2739 | - | 10 | 6 | 0.25
6hr Flow | System | Constraint | Flex Up | Flexibility | Violation | 1 | 2025-10-17 06:30 | 0.16401 | - | 10 | 6 | 0.25
6hr Flow | System | Constraint | Flex Up | Flexibility | Violation | 1 | 2025-10-17 06:45 | 9.1207 | - | 10 | 6 | 0.25
6hr Flow | System | Constraint | Flex Up | Flexibility | Violation | 1 | 2025-10-18 05:45 | 16.2479 | - | 10 | 5 | 0.25
6hr Flow | System | Constraint | Flex Up | Flexibility | Violation | 1 | 2025-10-18 06:30 | 1.7084 | - | 10 | 6 | 0.25
6hr Flow | System | Constraint | Flex Up | Flexibility | Violation | 1 | 2025-10-18 06:45 | 55.8135 | - | 10 | 6 | 0.25
6hr Flow | System | Constraint | Flex Up | Flexibility | Violation | 1 | 2025-10-18 07:45 | 0.28666 | - | 10 | 7 | 0.25
6hr Flow | System | Constraint | Flex Up | Flexibility | Violation | 1 | 2025-10-18 17:00 | 31.0915 | - | 10 | 17 | 0.25
6hr Flow | System | Constraint | Flex Up | Flexibility | Violation | 1 | 2025-10-19 06:45 | 33.2186 | - | 10 | 6 | 0.25
6hr Flow | System | Constraint | Flex Up | Flexibility | Violation | 1 | 2025-10-19 16:45 | 4.6608 | - | 10 | 16 | 0.25
6hr Flow | System | Constraint | Flex Up | Flexibility | Violation | 1 | 2025-10-20 05:45 | 99.1703 | - | 10 | 5 | 0.25
6hr Flow | System | Constraint | Flex Up | Flexibility | Violation | 1 | 2025-10-20 06:15 | 11.4007 | - | 10 | 6 | 0.25
6hr Flow | System | Constraint | Flex Up | Flexibility | Violation | 1 | 2025-10-20 17:45 | 40.1908 | - | 10 | 17 | 0.25
6hr Flow | System | Constraint | Flex Up | Flexibility | Violation | 1 | 2025-10-21 05:30 | 18.3076 | - | 10 | 5 | 0.25
6hr Flow | System | Constraint | Flex Up | Flexibility | Violation | 1 | 2025-10-21 05:45 | 138.0236 | - | 10 | 5 | 0.25
6hr Flow | System | Constraint | Flex Up | Flexibility | Violation | 1 | 2025-10-22 05:45 | 54.8356 | - | 10 | 5 | 0.25
6hr Flow | System | Constraint | Flex Up | Flexibility | Violation | 1 | 2025-10-22 17:45 | 43.1046 | - | 10 | 17 | 0.25
6hr Flow | System | Constraint | Flex Up | Flexibility | Violation | 1 | 2025-10-22 18:00 | 17.7824 | - | 10 | 18 | 0.25
6hr Flow | System | Constraint | Flex Up | Flexibility | Violation | 1 | 2025-10-22 18:30 | 28.2078 | - | 10 | 18 | 0.25
6hr Flow | System | Constraint | Flex Up | Flexibility | Violation | 1 | 2025-10-24 06:00 | 62.825 | - | 10 | 6 | 0.25
6hr Flow | System | Constraint | Flex Up | Flexibility | Violation | 1 | 2025-10-24 06:15 | 90.0947 | - | 10 | 6 | 0.25
6hr Flow | System | Constraint | Flex Up | Flexibility | Violation | 1 | 2025-10-24 06:30 | 125.8644 | - | 10 | 6 | 0.25
6hr Flow | System | Constraint | Flex Up | Flexibility | Violation | 1 | 2025-10-24 06:45 | 150.6341 | - | 10 | 6 | 0.25
6hr Flow | System | Constraint | Flex Up | Flexibility | Violation | 1 | 2025-10-24 16:00 | 145.4473 | - | 10 | 16 | 0.25
6hr Flow | System | Constraint | Flex Up | Flexibility | Violation | 1 | 2025-10-24 16:15 | 124.2276 | - | 10 | 16 | 0.25
6hr Flow | System | Constraint | Flex Up | Flexibility | Violation | 1 | 2025-10-24 16:30 | 100.0079 | - | 10 | 16 | 0.25
6hr Flow | System | Constraint | Flex Up | Flexibility | Violation | 1 | 2025-10-24 16:45 | 78.7883 | - | 10 | 16 | 0.25
6hr Flow | System | Constraint | Flex Up | Flexibility | Violation | 1 | 2025-10-24 17:00 | 34.0395 | - | 10 | 17 | 0.25
6hr Flow | System | Constraint | Flex Up | Flexibility | Violation | 1 | 2025-10-24 17:15 | 57.133 | - | 10 | 17 | 0.25
6hr Flow | System | Constraint | Flex Up | Flexibility | Violation | 1 | 2025-10-24 17:30 | 81.2264 | - | 10 | 17 | 0.25
6hr Flow | System | Constraint | Flex Up | Flexibility | Violation | 1 | 2025-10-24 17:45 | 84.3198 | - | 10 | 17 | 0.25
6hr Flow | System | Constraint | Flex Up | Flexibility | Violation | 1 | 2025-10-24 19:00 | 7.3557 | - | 10 | 19 | 0.25
6hr Flow | System | Constraint | Flex Up | Flexibility | Violation | 1 | 2025-10-25 06:45 | 26.6818 | - | 10 | 6 | 0.25
6hr Flow | System | Constraint | Flex Up | Flexibility | Violation | 1 | 2025-10-25 17:45 | 19.7222 | - | 10 | 17 | 0.25
6hr Flow | System | Constraint | Flex Up | Flexibility | Violation | 1 | 2025-10-26 06:30 | 6.3543 | - | 10 | 6 | 0.25
6hr Flow | System | Constraint | Flex Up | Flexibility | Violation | 1 | 2025-10-26 06:45 | 56.4795 | - | 10 | 6 | 0.25
6hr Flow | System | Constraint | Flex Up | Flexibility | Violation | 1 | 2025-10-26 07:45 | 4.1451 | - | 10 | 7 | 0.25
6hr Flow | System | Constraint | Flex Up | Flexibility | Violation | 1 | 2025-10-27 06:30 | 11.1056 | - | 10 | 6 | 0.25
6hr Flow | System | Constraint | Flex Up | Flexibility | Violation | 1 | 2025-10-27 06:45 | 15.2365 | - | 10 | 6 | 0.25
6hr Flow | System | Constraint | Flex Up | Flexibility | Violation | 1 | 2025-10-27 16:00 | 131.0395 | - | 10 | 16 | 0.25
6hr Flow | System | Constraint | Flex Up | Flexibility | Violation | 1 | 2025-10-27 16:15 | 117.7527 | - | 10 | 16 | 0.25
6hr Flow | System | Constraint | Flex Up | Flexibility | Violation | 1 | 2025-10-27 16:30 | 105.466 | - | 10 | 16 | 0.25
6hr Flow | System | Constraint | Flex Up | Flexibility | Violation | 1 | 2025-10-27 16:45 | 102.1792 | - | 10 | 16 | 0.25
6hr Flow | System | Constraint | Flex Up | Flexibility | Violation | 1 | 2025-10-27 17:00 | 29.5906 | - | 10 | 17 | 0.25
6hr Flow | System | Constraint | Flex Up | Flexibility | Violation | 1 | 2025-10-27 17:15 | 92.2642 | - | 10 | 17 | 0.25
6hr Flow | System | Constraint | Flex Up | Flexibility | Violation | 1 | 2025-10-27 17:30 | 140.9377 | - | 10 | 17 | 0.25
6hr Flow | System | Constraint | Flex Up | Flexibility | Violation | 1 | 2025-10-27 17:45 | 158.6113 | - | 10 | 17 | 0.25
6hr Flow | System | Constraint | Flex Up | Flexibility | Violation | 1 | 2025-10-28 06:30 | 10.4047 | - | 10 | 6 | 0.25
6hr Flow | System | Constraint | Flex Up | Flexibility | Violation | 1 | 2025-10-28 17:00 | 3.437 | - | 10 | 17 | 0.25
6hr Flow | System | Constraint | Flex Up | Flexibility | Violation | 1 | 2025-10-28 17:15 | 11.2365 | - | 10 | 17 | 0.25
6hr Flow | System | Constraint | Flex Up | Flexibility | Violation | 1 | 2025-10-28 17:30 | 17.036 | - | 10 | 17 | 0.25
6hr Flow | System | Constraint | Flex Up | Flexibility | Violation | 1 | 2025-10-29 05:45 | 34.8374 | - | 10 | 5 | 0.25
6hr Flow | System | Constraint | Flex Up | Flexibility | Violation | 1 | 2025-10-29 17:45 | 37.8796 | - | 10 | 17 | 0.25
6hr Flow | System | Constraint | Flex Up | Flexibility | Violation | 1 | 2025-11-01 06:30 | 19.3708 | - | 11 | 6 | 0.25
6hr Flow | System | Constraint | Flex Up | Flexibility | Violation | 1 | 2025-11-01 06:45 | 141.1423 | - | 11 | 6 | 0.25
6hr Flow | System | Constraint | Flex Up | Flexibility | Violation | 1 | 2025-11-01 17:30 | 29.9835 | - | 11 | 17 | 0.25
6hr Flow | System | Constraint | Flex Up | Flexibility | Violation | 1 | 2025-11-01 17:45 | 43.0867 | - | 11 | 17 | 0.25
6hr Flow | System | Constraint | Flex Up | Flexibility | Violation | 1 | 2025-11-02 08:30 | 20.1311 | - | 11 | 8 | 0.25
6hr Flow | System | Constraint | Flex Up | Flexibility | Violation | 1 | 2025-11-02 08:45 | 31.9276 | - | 11 | 8 | 0.25
6hr Flow | System | Constraint | Flex Up | Flexibility | Violation | 1 | 2025-11-02 10:00 | 2.6855 | - | 11 | 10 | 0.25
6hr Flow | System | Constraint | Flex Up | Flexibility | Violation | 1 | 2025-11-02 17:30 | 31.0696 | - | 11 | 17 | 0.25
6hr Flow | System | Constraint | Flex Up | Flexibility | Violation | 1 | 2025-11-02 17:45 | 36.0761 | - | 11 | 17 | 0.25
6hr Flow | System | Constraint | Flex Up | Flexibility | Violation | 1 | 2025-11-02 20:00 | 24.2012 | - | 11 | 20 | 0.25
6hr Flow | System | Constraint | Flex Up | Flexibility | Violation | 1 | 2025-11-03 08:00 | 13.2109 | - | 11 | 8 | 0.25
6hr Flow | System | Constraint | Flex Up | Flexibility | Violation | 1 | 2025-11-04 06:45 | 1.27 | - | 11 | 6 | 0.25
6hr Flow | System | Constraint | Flex Up | Flexibility | Violation | 1 | 2025-11-04 08:00 | 17.7542 | - | 11 | 8 | 0.25
6hr Flow | System | Constraint | Flex Up | Flexibility | Violation | 1 | 2025-11-04 09:00 | 3.6263 | - | 11 | 9 | 0.25
6hr Flow | System | Constraint | Flex Up | Flexibility | Violation | 1 | 2025-11-04 12:00 | 115.0351 | - | 11 | 12 | 0.25
6hr Flow | System | Constraint | Flex Up | Flexibility | Violation | 1 | 2025-11-04 12:15 | 29.4248 | - | 11 | 12 | 0.25
6hr Flow | System | Constraint | Flex Up | Flexibility | Violation | 1 | 2025-11-05 08:00 | 42.0031 | - | 11 | 8 | 0.25
6hr Flow | System | Constraint | Flex Up | Flexibility | Violation | 1 | 2025-11-06 08:00 | 80.0844 | - | 11 | 8 | 0.25
6hr Flow | System | Constraint | Flex Up | Flexibility | Violation | 1 | 2025-11-06 17:30 | 15.5988 | - | 11 | 17 | 0.25
6hr Flow | System | Constraint | Flex Up | Flexibility | Violation | 1 | 2025-11-06 17:45 | 38.0654 | - | 11 | 17 | 0.25
6hr Flow | System | Constraint | Flex Up | Flexibility | Violation | 1 | 2025-11-06 22:00 | 66.9364 | - | 11 | 22 | 0.25
6hr Flow | System | Constraint | Flex Up | Flexibility | Violation | 1 | 2025-11-07 08:00 | 32.6091 | - | 11 | 8 | 0.25
6hr Flow | System | Constraint | Flex Up | Flexibility | Violation | 1 | 2025-11-08 22:00 | 12.9798 | - | 11 | 22 | 0.25
6hr Flow | System | Constraint | Flex Up | Flexibility | Violation | 1 | 2025-11-09 16:45 | 12.4801 | - | 11 | 16 | 0.25
6hr Flow | System | Constraint | Flex Up | Flexibility | Violation | 1 | 2025-11-10 06:45 | 6.771 | - | 11 | 6 | 0.25
6hr Flow | System | Constraint | Flex Up | Flexibility | Violation | 1 | 2025-11-10 11:00 | 14.2956 | - | 11 | 11 | 0.25
6hr Flow | System | Constraint | Flex Up | Flexibility | Violation | 1 | 2025-11-10 16:45 | 34.8478 | - | 11 | 16 | 0.25
6hr Flow | System | Constraint | Flex Up | Flexibility | Violation | 1 | 2025-11-10 17:00 | 13.7367 | - | 11 | 17 | 0.25
6hr Flow | System | Constraint | Flex Up | Flexibility | Violation | 1 | 2025-11-10 17:15 | 26.5122 | - | 11 | 17 | 0.25
6hr Flow | System | Constraint | Flex Up | Flexibility | Violation | 1 | 2025-11-10 19:00 | 41.4294 | - | 11 | 19 | 0.25
6hr Flow | System | Constraint | Flex Up | Flexibility | Violation | 1 | 2025-11-11 16:45 | 40.6277 | - | 11 | 16 | 0.25
6hr Flow | System | Constraint | Flex Up | Flexibility | Violation | 1 | 2025-11-11 21:00 | 43.5445 | - | 11 | 21 | 0.25
6hr Flow | System | Constraint | Flex Up | Flexibility | Violation | 1 | 2025-11-12 08:00 | 103.0113 | - | 11 | 8 | 0.25
6hr Flow | System | Constraint | Flex Up | Flexibility | Violation | 1 | 2025-11-12 08:15 | 24.0809 | - | 11 | 8 | 0.25
6hr Flow | System | Constraint | Flex Up | Flexibility | Violation | 1 | 2025-11-12 21:00 | 64.1388 | - | 11 | 21 | 0.25
6hr Flow | System | Constraint | Flex Up | Flexibility | Violation | 1 | 2025-11-14 06:45 | 13.3965 | - | 11 | 6 | 0.25
6hr Flow | System | Constraint | Flex Up | Flexibility | Violation | 1 | 2025-11-14 07:45 | 15.0852 | - | 11 | 7 | 0.25
6hr Flow | System | Constraint | Flex Up | Flexibility | Violation | 1 | 2025-11-14 09:00 | 26.2281 | - | 11 | 9 | 0.25
6hr Flow | System | Constraint | Flex Up | Flexibility | Violation | 1 | 2025-11-14 19:00 | 64.8651 | - | 11 | 19 | 0.25
6hr Flow | System | Constraint | Flex Up | Flexibility | Violation | 1 | 2025-11-15 19:00 | 39.3059 | - | 11 | 19 | 0.25
6hr Flow | System | Constraint | Flex Up | Flexibility | Violation | 1 | 2025-11-15 19:30 | 11.3702 | - | 11 | 19 | 0.25
6hr Flow | System | Constraint | Flex Up | Flexibility | Violation | 1 | 2025-11-16 06:45 | 34.0932 | - | 11 | 6 | 0.25
6hr Flow | System | Constraint | Flex Up | Flexibility | Violation | 1 | 2025-11-16 07:30 | 16.8478 | - | 11 | 7 | 0.25
6hr Flow | System | Constraint | Flex Up | Flexibility | Violation | 1 | 2025-11-16 07:45 | 43.0864 | - | 11 | 7 | 0.25
6hr Flow | System | Constraint | Flex Up | Flexibility | Violation | 1 | 2025-11-16 08:45 | 13.9929 | - | 11 | 8 | 0.25
6hr Flow | System | Constraint | Flex Up | Flexibility | Violation | 1 | 2025-11-16 20:00 | 35.1732 | - | 11 | 20 | 0.25
6hr Flow | System | Constraint | Flex Up | Flexibility | Violation | 1 | 2025-11-18 07:15 | 23.3468 | - | 11 | 7 | 0.25
6hr Flow | System | Constraint | Flex Up | Flexibility | Violation | 1 | 2025-11-18 07:30 | 23.7009 | - | 11 | 7 | 0.25
6hr Flow | System | Constraint | Flex Up | Flexibility | Violation | 1 | 2025-11-18 07:45 | 19.0551 | - | 11 | 7 | 0.25
6hr Flow | System | Constraint | Flex Up | Flexibility | Violation | 1 | 2025-11-18 22:00 | 56.6377 | - | 11 | 22 | 0.25
6hr Flow | System | Constraint | Flex Up | Flexibility | Violation | 1 | 2025-11-19 06:45 | 30.985 | - | 11 | 6 | 0.25
6hr Flow | System | Constraint | Flex Up | Flexibility | Violation | 1 | 2025-11-20 08:00 | 76.3145 | - | 11 | 8 | 0.25
6hr Flow | System | Constraint | Flex Up | Flexibility | Violation | 1 | 2025-11-20 08:15 | 17.2764 | - | 11 | 8 | 0.25
6hr Flow | System | Constraint | Flex Up | Flexibility | Violation | 1 | 2025-11-20 18:00 | 44.0452 | - | 11 | 18 | 0.25
6hr Flow | System | Constraint | Flex Up | Flexibility | Violation | 1 | 2025-11-21 06:30 | 39.74 | - | 11 | 6 | 0.25
6hr Flow | System | Constraint | Flex Up | Flexibility | Violation | 1 | 2025-11-21 06:45 | 107.3602 | - | 11 | 6 | 0.25
6hr Flow | System | Constraint | Flex Up | Flexibility | Violation | 1 | 2025-11-21 09:00 | 55.5203 | - | 11 | 9 | 0.25
6hr Flow | System | Constraint | Flex Up | Flexibility | Violation | 1 | 2025-11-21 19:00 | 47.707 | - | 11 | 19 | 0.25
6hr Flow | System | Constraint | Flex Up | Flexibility | Violation | 1 | 2025-11-22 06:45 | 28.2686 | - | 11 | 6 | 0.25
6hr Flow | System | Constraint | Flex Up | Flexibility | Violation | 1 | 2025-11-22 07:45 | 45.6099 | - | 11 | 7 | 0.25
6hr Flow | System | Constraint | Flex Up | Flexibility | Violation | 1 | 2025-11-22 16:15 | 1.5579 | - | 11 | 16 | 0.25
6hr Flow | System | Constraint | Flex Up | Flexibility | Violation | 1 | 2025-11-22 18:00 | 43.9833 | - | 11 | 18 | 0.25
6hr Flow | System | Constraint | Flex Up | Flexibility | Violation | 1 | 2025-11-22 21:15 | 0.54835 | - | 11 | 21 | 0.25
6hr Flow | System | Constraint | Flex Up | Flexibility | Violation | 1 | 2025-11-23 08:30 | 0.65031 | - | 11 | 8 | 0.25
6hr Flow | System | Constraint | Flex Up | Flexibility | Violation | 1 | 2025-11-23 08:45 | 50.2898 | - | 11 | 8 | 0.25
6hr Flow | System | Constraint | Flex Up | Flexibility | Violation | 1 | 2025-11-24 06:45 | 2.2339 | - | 11 | 6 | 0.25
6hr Flow | System | Constraint | Flex Up | Flexibility | Violation | 1 | 2025-11-24 19:00 | 48.3621 | - | 11 | 19 | 0.25
6hr Flow | System | Constraint | Flex Up | Flexibility | Violation | 1 | 2025-11-24 22:00 | 3.0056 | - | 11 | 22 | 0.25
6hr Flow | System | Constraint | Flex Up | Flexibility | Violation | 1 | 2025-11-25 06:45 | 102.8372 | - | 11 | 6 | 0.25
6hr Flow | System | Constraint | Flex Up | Flexibility | Violation | 1 | 2025-11-26 06:45 | 5.723 | - | 11 | 6 | 0.25
6hr Flow | System | Constraint | Flex Up | Flexibility | Violation | 1 | 2025-11-26 07:00 | 6.371 | - | 11 | 7 | 0.25
6hr Flow | System | Constraint | Flex Up | Flexibility | Violation | 1 | 2025-11-26 07:15 | 8.79 | - | 11 | 7 | 0.25
6hr Flow | System | Constraint | Flex Up | Flexibility | Violation | 1 | 2025-11-27 06:45 | 12.0561 | - | 11 | 6 | 0.25
6hr Flow | System | Constraint | Flex Up | Flexibility | Violation | 1 | 2025-11-27 07:45 | 9.4879 | - | 11 | 7 | 0.25
6hr Flow | System | Constraint | Flex Up | Flexibility | Violation | 1 | 2025-11-27 19:00 | 52.0188 | - | 11 | 19 | 0.25
6hr Flow | System | Constraint | Flex Up | Flexibility | Violation | 1 | 2025-11-28 06:45 | 30.51 | - | 11 | 6 | 0.25
6hr Flow | System | Constraint | Flex Up | Flexibility | Violation | 1 | 2025-11-28 10:00 | 10.2316 | - | 11 | 10 | 0.25
6hr Flow | System | Constraint | Flex Up | Flexibility | Violation | 1 | 2025-11-28 18:00 | 47.456 | - | 11 | 18 | 0.25
6hr Flow | System | Constraint | Flex Up | Flexibility | Violation | 1 | 2025-11-28 18:15 | 25.4256 | - | 11 | 18 | 0.25
6hr Flow | System | Constraint | Flex Up | Flexibility | Violation | 1 | 2025-11-29 07:15 | 13.899 | - | 11 | 7 | 0.25
6hr Flow | System | Constraint | Flex Up | Flexibility | Violation | 1 | 2025-11-29 07:30 | 9.0115 | - | 11 | 7 | 0.25
6hr Flow | System | Constraint | Flex Up | Flexibility | Violation | 1 | 2025-11-29 07:45 | 14.124 | - | 11 | 7 | 0.25
6hr Flow | System | Constraint | Flex Up | Flexibility | Violation | 1 | 2025-11-30 19:00 | 13.3476 | - | 11 | 19 | 0.25
6hr Flow | System | Constraint | Flex Up | Flexibility | Violation | 1 | 2025-12-01 06:45 | 51.2346 | - | 12 | 6 | 0.25
6hr Flow | System | Constraint | Flex Up | Flexibility | Violation | 1 | 2025-12-01 08:00 | 23.564 | - | 12 | 8 | 0.25
6hr Flow | System | Constraint | Flex Up | Flexibility | Violation | 1 | 2025-12-01 21:00 | 54.8538 | - | 12 | 21 | 0.25
6hr Flow | System | Constraint | Flex Up | Flexibility | Violation | 1 | 2025-12-01 23:00 | 18.2009 | - | 12 | 23 | 0.25
6hr Flow | System | Constraint | Flex Up | Flexibility | Violation | 1 | 2025-12-02 08:00 | 13.0887 | - | 12 | 8 | 0.25
6hr Flow | System | Constraint | Flex Up | Flexibility | Violation | 1 | 2025-12-02 17:00 | 120.8979 | - | 12 | 17 | 0.25
6hr Flow | System | Constraint | Flex Up | Flexibility | Violation | 1 | 2025-12-02 17:15 | 53.427 | - | 12 | 17 | 0.25
6hr Flow | System | Constraint | Flex Up | Flexibility | Violation | 1 | 2025-12-02 22:00 | 26.8708 | - | 12 | 22 | 0.25
6hr Flow | System | Constraint | Flex Up | Flexibility | Violation | 1 | 2025-12-03 08:00 | 91.7639 | - | 12 | 8 | 0.25
6hr Flow | System | Constraint | Flex Up | Flexibility | Violation | 1 | 2025-12-03 18:00 | 65.3196 | - | 12 | 18 | 0.25
6hr Flow | System | Constraint | Flex Up | Flexibility | Violation | 1 | 2025-12-03 21:00 | 49.1349 | - | 12 | 21 | 0.25
6hr Flow | System | Constraint | Flex Up | Flexibility | Violation | 1 | 2025-12-04 19:00 | 52.0304 | - | 12 | 19 | 0.25
6hr Flow | System | Constraint | Flex Up | Flexibility | Violation | 1 | 2025-12-04 23:00 | 12.8069 | - | 12 | 23 | 0.25
6hr Flow | System | Constraint | Flex Up | Flexibility | Violation | 1 | 2025-12-05 06:45 | 30.9349 | - | 12 | 6 | 0.25
6hr Flow | System | Constraint | Flex Up | Flexibility | Violation | 1 | 2025-12-05 07:45 | 12.0498 | - | 12 | 7 | 0.25
6hr Flow | System | Constraint | Flex Up | Flexibility | Violation | 1 | 2025-12-05 20:00 | 41.0649 | - | 12 | 20 | 0.25
6hr Flow | System | Constraint | Flex Up | Flexibility | Violation | 1 | 2025-12-06 17:00 | 6.9142 | - | 12 | 17 | 0.25
6hr Flow | System | Constraint | Flex Up | Flexibility | Violation | 1 | 2025-12-06 19:15 | 7.1069 | - | 12 | 19 | 0.25
6hr Flow | System | Constraint | Flex Up | Flexibility | Violation | 1 | 2025-12-06 21:00 | 4.8277 | - | 12 | 21 | 0.25
6hr Flow | System | Constraint | Flex Up | Flexibility | Violation | 1 | 2025-12-07 23:00 | 72.0097 | - | 12 | 23 | 0.25
6hr Flow | System | Constraint | Flex Up | Flexibility | Violation | 1 | 2025-12-08 09:00 | 48.9071 | - | 12 | 9 | 0.25
6hr Flow | System | Constraint | Flex Up | Flexibility | Violation | 1 | 2025-12-08 09:30 | 33.0202 | - | 12 | 9 | 0.25
6hr Flow | System | Constraint | Flex Up | Flexibility | Violation | 1 | 2025-12-08 16:45 | 24.5452 | - | 12 | 16 | 0.25
6hr Flow | System | Constraint | Flex Up | Flexibility | Violation | 1 | 2025-12-08 19:00 | 0.015036 | - | 12 | 19 | 0.25
6hr Flow | System | Constraint | Flex Up | Flexibility | Violation | 1 | 2025-12-08 21:00 | 65.8343 | - | 12 | 21 | 0.25
6hr Flow | System | Constraint | Flex Up | Flexibility | Violation | 1 | 2025-12-08 22:00 | 49.8097 | - | 12 | 22 | 0.25
6hr Flow | System | Constraint | Flex Up | Flexibility | Violation | 1 | 2025-12-09 06:45 | 48.8281 | - | 12 | 6 | 0.25
6hr Flow | System | Constraint | Flex Up | Flexibility | Violation | 1 | 2025-12-09 08:15 | 0.66407 | - | 12 | 8 | 0.25
6hr Flow | System | Constraint | Flex Up | Flexibility | Violation | 1 | 2025-12-09 21:00 | 35.9749 | - | 12 | 21 | 0.25
6hr Flow | System | Constraint | Flex Up | Flexibility | Violation | 1 | 2025-12-10 07:00 | 27.2995 | - | 12 | 7 | 0.25
6hr Flow | System | Constraint | Flex Up | Flexibility | Violation | 1 | 2025-12-10 07:15 | 3.1021 | - | 12 | 7 | 0.25
6hr Flow | System | Constraint | Flex Up | Flexibility | Violation | 1 | 2025-12-10 07:30 | 3.4046 | - | 12 | 7 | 0.25
6hr Flow | System | Constraint | Flex Up | Flexibility | Violation | 1 | 2025-12-10 08:00 | 34.3038 | - | 12 | 8 | 0.25
6hr Flow | System | Constraint | Flex Up | Flexibility | Violation | 1 | 2025-12-10 22:00 | 41.2085 | - | 12 | 22 | 0.25
6hr Flow | System | Constraint | Flex Up | Flexibility | Violation | 1 | 2025-12-10 22:15 | 8.7653 | - | 12 | 22 | 0.25
6hr Flow | System | Constraint | Flex Up | Flexibility | Violation | 1 | 2025-12-11 21:00 | 33.1324 | - | 12 | 21 | 0.25
6hr Flow | System | Constraint | Flex Up | Flexibility | Violation | 1 | 2025-12-11 21:15 | 1.2909 | - | 12 | 21 | 0.25
6hr Flow | System | Constraint | Flex Up | Flexibility | Violation | 1 | 2025-12-11 23:00 | 8.8466 | - | 12 | 23 | 0.25
6hr Flow | System | Constraint | Flex Up | Flexibility | Violation | 1 | 2025-12-12 06:45 | 13.6944 | - | 12 | 6 | 0.25
6hr Flow | System | Constraint | Flex Up | Flexibility | Violation | 1 | 2025-12-13 07:15 | 20.6717 | - | 12 | 7 | 0.25
6hr Flow | System | Constraint | Flex Up | Flexibility | Violation | 1 | 2025-12-13 07:30 | 37.8313 | - | 12 | 7 | 0.25
6hr Flow | System | Constraint | Flex Up | Flexibility | Violation | 1 | 2025-12-13 07:45 | 67.9908 | - | 12 | 7 | 0.25
6hr Flow | System | Constraint | Flex Up | Flexibility | Violation | 1 | 2025-12-13 17:00 | 37.6964 | - | 12 | 17 | 0.25
6hr Flow | System | Constraint | Flex Up | Flexibility | Violation | 1 | 2025-12-14 16:45 | 33.3276 | - | 12 | 16 | 0.25
6hr Flow | System | Constraint | Flex Up | Flexibility | Violation | 1 | 2025-12-14 18:00 | 44.362 | - | 12 | 18 | 0.25
6hr Flow | System | Constraint | Flex Up | Flexibility | Violation | 1 | 2025-12-14 18:15 | 15.4229 | - | 12 | 18 | 0.25
6hr Flow | System | Constraint | Flex Up | Flexibility | Violation | 1 | 2025-12-15 06:45 | 29.8008 | - | 12 | 6 | 0.25
6hr Flow | System | Constraint | Flex Up | Flexibility | Violation | 1 | 2025-12-15 17:30 | 11.5361 | - | 12 | 17 | 0.25
6hr Flow | System | Constraint | Flex Up | Flexibility | Violation | 1 | 2025-12-16 16:45 | 10.3018 | - | 12 | 16 | 0.25
6hr Flow | System | Constraint | Flex Up | Flexibility | Violation | 1 | 2025-12-16 19:00 | 22.0262 | - | 12 | 19 | 0.25
6hr Flow | System | Constraint | Flex Up | Flexibility | Violation | 1 | 2025-12-16 21:00 | 0.85719 | - | 12 | 21 | 0.25
6hr Flow | System | Constraint | Flex Up | Flexibility | Violation | 1 | 2025-12-17 06:45 | 6.2793 | - | 12 | 6 | 0.25
6hr Flow | System | Constraint | Flex Up | Flexibility | Violation | 1 | 2025-12-17 16:30 | 0.22299 | - | 12 | 16 | 0.25
6hr Flow | System | Constraint | Flex Up | Flexibility | Violation | 1 | 2025-12-17 16:45 | 74.0027 | - | 12 | 16 | 0.25
6hr Flow | System | Constraint | Flex Up | Flexibility | Violation | 1 | 2025-12-17 18:00 | 67.1284 | - | 12 | 18 | 0.25
6hr Flow | System | Constraint | Flex Up | Flexibility | Violation | 1 | 2025-12-17 21:00 | 48.0017 | - | 12 | 21 | 0.25
6hr Flow | System | Constraint | Flex Up | Flexibility | Violation | 1 | 2025-12-18 07:30 | 1.8486 | - | 12 | 7 | 0.25
6hr Flow | System | Constraint | Flex Up | Flexibility | Violation | 1 | 2025-12-18 07:45 | 35.8764 | - | 12 | 7 | 0.25
6hr Flow | System | Constraint | Flex Up | Flexibility | Violation | 1 | 2025-12-18 20:00 | 0.76177 | - | 12 | 20 | 0.25
6hr Flow | System | Constraint | Flex Up | Flexibility | Violation | 1 | 2025-12-19 07:30 | 28.9669 | - | 12 | 7 | 0.25
6hr Flow | System | Constraint | Flex Up | Flexibility | Violation | 1 | 2025-12-19 07:45 | 42.1751 | - | 12 | 7 | 0.25
6hr Flow | System | Constraint | Flex Up | Flexibility | Violation | 1 | 2025-12-19 08:00 | 2.1471 | - | 12 | 8 | 0.25
6hr Flow | System | Constraint | Flex Up | Flexibility | Violation | 1 | 2025-12-19 16:00 | 3.4848 | - | 12 | 16 | 0.25
6hr Flow | System | Constraint | Flex Up | Flexibility | Violation | 1 | 2025-12-19 16:15 | 1.396 | - | 12 | 16 | 0.25
6hr Flow | System | Constraint | Flex Up | Flexibility | Violation | 1 | 2025-12-19 17:00 | 28.0645 | - | 12 | 17 | 0.25
6hr Flow | System | Constraint | Flex Up | Flexibility | Violation | 1 | 2025-12-19 17:15 | 1.2977 | - | 12 | 17 | 0.25
6hr Flow | System | Constraint | Flex Up | Flexibility | Violation | 1 | 2025-12-19 19:00 | 40.6397 | - | 12 | 19 | 0.25
6hr Flow | System | Constraint | Flex Up | Flexibility | Violation | 1 | 2025-12-19 20:00 | 18.0029 | - | 12 | 20 | 0.25
6hr Flow | System | Constraint | Flex Up | Flexibility | Violation | 1 | 2025-12-20 07:00 | 1.3918 | - | 12 | 7 | 0.25
6hr Flow | System | Constraint | Flex Up | Flexibility | Violation | 1 | 2025-12-20 07:15 | 39.4701 | - | 12 | 7 | 0.25
6hr Flow | System | Constraint | Flex Up | Flexibility | Violation | 1 | 2025-12-20 07:30 | 31.5483 | - | 12 | 7 | 0.25
6hr Flow | System | Constraint | Flex Up | Flexibility | Violation | 1 | 2025-12-20 07:45 | 50.6266 | - | 12 | 7 | 0.25
6hr Flow | System | Constraint | Flex Up | Flexibility | Violation | 1 | 2025-12-20 19:00 | 10.3684 | - | 12 | 19 | 0.25
6hr Flow | System | Constraint | Flex Up | Flexibility | Violation | 1 | 2025-12-21 08:45 | 48.059 | - | 12 | 8 | 0.25
6hr Flow | System | Constraint | Flex Up | Flexibility | Violation | 1 | 2025-12-21 18:00 | 69.0082 | - | 12 | 18 | 0.25
6hr Flow | System | Constraint | Flex Up | Flexibility | Violation | 1 | 2025-12-21 18:15 | 47.6982 | - | 12 | 18 | 0.25
6hr Flow | System | Constraint | Flex Up | Flexibility | Violation | 1 | 2025-12-22 07:45 | 0.9832 | - | 12 | 7 | 0.25
6hr Flow | System | Constraint | Flex Up | Flexibility | Violation | 1 | 2025-12-22 20:00 | 13.3869 | - | 12 | 20 | 0.25
6hr Flow | System | Constraint | Flex Up | Flexibility | Violation | 1 | 2025-12-23 07:45 | 32.3719 | - | 12 | 7 | 0.25
6hr Flow | System | Constraint | Flex Up | Flexibility | Violation | 1 | 2025-12-24 17:00 | 35.0314 | - | 12 | 17 | 0.25
6hr Flow | System | Constraint | Flex Up | Flexibility | Violation | 1 | 2025-12-24 17:15 | 18.3218 | - | 12 | 17 | 0.25
6hr Flow | System | Constraint | Flex Up | Flexibility | Violation | 1 | 2025-12-24 18:00 | 3.0924 | - | 12 | 18 | 0.25
6hr Flow | System | Constraint | Flex Up | Flexibility | Violation | 1 | 2025-12-25 17:30 | 6.5115 | - | 12 | 17 | 0.25
6hr Flow | System | Constraint | Flex Up | Flexibility | Violation | 1 | 2025-12-25 17:45 | 14.1691 | - | 12 | 17 | 0.25
6hr Flow | System | Constraint | Flex Up | Flexibility | Violation | 1 | 2025-12-25 18:00 | 77.7864 | - | 12 | 18 | 0.25
6hr Flow | System | Constraint | Flex Up | Flexibility | Violation | 1 | 2025-12-25 18:15 | 15.6392 | - | 12 | 18 | 0.25
6hr Flow | System | Constraint | Flex Up | Flexibility | Violation | 1 | 2025-12-25 19:00 | 20.5532 | - | 12 | 19 | 0.25
6hr Flow | System | Constraint | Flex Up | Flexibility | Violation | 1 | 2025-12-26 06:45 | 26.8662 | - | 12 | 6 | 0.25
6hr Flow | System | Constraint | Flex Up | Flexibility | Violation | 1 | 2025-12-27 06:45 | 25.2613 | - | 12 | 6 | 0.25
6hr Flow | System | Constraint | Flex Up | Flexibility | Violation | 1 | 2025-12-27 07:45 | 50.6665 | - | 12 | 7 | 0.25
6hr Flow | System | Constraint | Flex Up | Flexibility | Violation | 1 | 2025-12-27 17:00 | 26.8521 | - | 12 | 17 | 0.25
6hr Flow | System | Constraint | Flex Up | Flexibility | Violation | 1 | 2025-12-28 08:45 | 20.4514 | - | 12 | 8 | 0.25
6hr Flow | System | Constraint | Flex Up | Flexibility | Violation | 1 | 2025-12-28 09:30 | 30.9048 | - | 12 | 9 | 0.25
6hr Flow | System | Constraint | Flex Up | Flexibility | Violation | 1 | 2025-12-28 09:45 | 26.0104 | - | 12 | 9 | 0.25
6hr Flow | System | Constraint | Flex Up | Flexibility | Violation | 1 | 2025-12-28 16:45 | 81.2628 | - | 12 | 16 | 0.25
6hr Flow | System | Constraint | Flex Up | Flexibility | Violation | 1 | 2025-12-28 17:00 | 6.5664 | - | 12 | 17 | 0.25
6hr Flow | System | Constraint | Flex Up | Flexibility | Violation | 1 | 2025-12-28 17:15 | 53.7572 | - | 12 | 17 | 0.25
6hr Flow | System | Constraint | Flex Up | Flexibility | Violation | 1 | 2025-12-28 18:00 | 64.0338 | - | 12 | 18 | 0.25
6hr Flow | System | Constraint | Flex Up | Flexibility | Violation | 1 | 2025-12-29 08:00 | 4.6631 | - | 12 | 8 | 0.25
6hr Flow | System | Constraint | Flex Up | Flexibility | Violation | 1 | 2025-12-29 16:45 | 36.6654 | - | 12 | 16 | 0.25
6hr Flow | System | Constraint | Flex Up | Flexibility | Violation | 1 | 2025-12-29 17:00 | 26.6258 | - | 12 | 17 | 0.25
6hr Flow | System | Constraint | Flex Up | Flexibility | Violation | 1 | 2025-12-29 17:15 | 27.9731 | - | 12 | 17 | 0.25
6hr Flow | System | Constraint | Flex Up | Flexibility | Violation | 1 | 2025-12-29 18:00 | 24.7477 | - | 12 | 18 | 0.25
6hr Flow | System | Constraint | Flex Up | Flexibility | Violation | 1 | 2025-12-30 18:00 | 24.4099 | - | 12 | 18 | 0.25
6hr Flow | System | Constraint | Flex Up | Flexibility | Violation | 1 | 2025-12-30 21:00 | 2.0851 | - | 12 | 21 | 0.25
6hr Flow | System | Constraint | Flex Up | Flexibility | Violation | 1 | 2025-12-31 07:45 | 15.3885 | - | 12 | 7 | 0.25
6hr Flow | System | Constraint | Flex Up | Flexibility | Violation | 1 | 2025-12-31 18:00 | 111.5681 | - | 12 | 18 | 0.25
6hr Flow | System | Constraint | Flex Up | Flexibility | Violation | 1 | 2025-12-31 18:15 | 5.205 | - | 12 | 18 | 0.25
2hr LiIon | System | Constraint | Flex Down | Flexibility | Violation | 1 | 2025-01-01 04:00 | 36.7891 | - | 1 | 4 | 0.25
2hr LiIon | System | Constraint | Flex Down | Flexibility | Violation | 1 | 2025-01-05 14:00 | 5.8431 | - | 1 | 14 | 0.25
2hr LiIon | System | Constraint | Flex Down | Flexibility | Violation | 1 | 2025-01-06 05:00 | 60.9689 | - | 1 | 5 | 0.25
2hr LiIon | System | Constraint | Flex Down | Flexibility | Violation | 1 | 2025-01-09 05:00 | 90.4882 | - | 1 | 5 | 0.25
2hr LiIon | System | Constraint | Flex Down | Flexibility | Violation | 1 | 2025-01-09 06:00 | 65.8223 | - | 1 | 6 | 0.25
2hr LiIon | System | Constraint | Flex Down | Flexibility | Violation | 1 | 2025-01-18 03:00 | 100.2148 | - | 1 | 3 | 0.25
2hr LiIon | System | Constraint | Flex Down | Flexibility | Violation | 1 | 2025-01-18 03:15 | 46.4118 | - | 1 | 3 | 0.25
2hr LiIon | System | Constraint | Flex Down | Flexibility | Violation | 1 | 2025-01-22 11:00 | 153.754 | - | 1 | 11 | 0.25
2hr LiIon | System | Constraint | Flex Down | Flexibility | Violation | 1 | 2025-01-22 11:15 | 155.0063 | - | 1 | 11 | 0.25
2hr LiIon | System | Constraint | Flex Down | Flexibility | Violation | 1 | 2025-01-22 11:30 | 155.2585 | - | 1 | 11 | 0.25
2hr LiIon | System | Constraint | Flex Down | Flexibility | Violation | 1 | 2025-01-22 11:45 | 151.5107 | - | 1 | 11 | 0.25
2hr LiIon | System | Constraint | Flex Down | Flexibility | Violation | 1 | 2025-01-22 12:00 | 77.705 | - | 1 | 12 | 0.25
2hr LiIon | System | Constraint | Flex Down | Flexibility | Violation | 1 | 2025-01-22 12:15 | 122.0539 | - | 1 | 12 | 0.25
2hr LiIon | System | Constraint | Flex Down | Flexibility | Violation | 1 | 2025-01-22 12:30 | 157.4029 | - | 1 | 12 | 0.25
2hr LiIon | System | Constraint | Flex Down | Flexibility | Violation | 1 | 2025-01-22 12:45 | 177.7518 | - | 1 | 12 | 0.25
2hr LiIon | System | Constraint | Flex Down | Flexibility | Violation | 1 | 2025-01-22 13:00 | 154.1406 | - | 1 | 13 | 0.25
2hr LiIon | System | Constraint | Flex Down | Flexibility | Violation | 1 | 2025-01-22 13:15 | 158.4594 | - | 1 | 13 | 0.25
2hr LiIon | System | Constraint | Flex Down | Flexibility | Violation | 1 | 2025-01-22 13:30 | 177.7782 | - | 1 | 13 | 0.25
2hr LiIon | System | Constraint | Flex Down | Flexibility | Violation | 1 | 2025-01-22 13:45 | 199.097 | - | 1 | 13 | 0.25
2hr LiIon | System | Constraint | Flex Down | Flexibility | Violation | 1 | 2025-01-23 06:00 | 128.9134 | - | 1 | 6 | 0.25
2hr LiIon | System | Constraint | Flex Down | Flexibility | Violation | 1 | 2025-01-24 13:45 | 6.0664 | - | 1 | 13 | 0.25
2hr LiIon | System | Constraint | Flex Down | Flexibility | Violation | 1 | 2025-01-25 03:00 | 144.4859 | - | 1 | 3 | 0.25
2hr LiIon | System | Constraint | Flex Down | Flexibility | Violation | 1 | 2025-01-25 03:15 | 77.302 | - | 1 | 3 | 0.25
2hr LiIon | System | Constraint | Flex Down | Flexibility | Violation | 1 | 2025-01-25 12:45 | 16.4041 | - | 1 | 12 | 0.25
2hr LiIon | System | Constraint | Flex Down | Flexibility | Violation | 1 | 2025-01-25 13:00 | 30.6047 | - | 1 | 13 | 0.25
2hr LiIon | System | Constraint | Flex Down | Flexibility | Violation | 1 | 2025-01-25 13:15 | 39.9453 | - | 1 | 13 | 0.25
2hr LiIon | System | Constraint | Flex Down | Flexibility | Violation | 1 | 2025-01-25 13:30 | 44.2858 | - | 1 | 13 | 0.25
2hr LiIon | System | Constraint | Flex Down | Flexibility | Violation | 1 | 2025-01-25 13:45 | 41.6264 | - | 1 | 13 | 0.25
2hr LiIon | System | Constraint | Flex Down | Flexibility | Violation | 1 | 2025-01-28 05:00 | 107.0649 | - | 1 | 5 | 0.25
2hr LiIon | System | Constraint | Flex Down | Flexibility | Violation | 1 | 2025-01-29 02:00 | 74.1474 | - | 1 | 2 | 0.25
2hr LiIon | System | Constraint | Flex Down | Flexibility | Violation | 1 | 2025-01-29 02:15 | 30.6788 | - | 1 | 2 | 0.25
2hr LiIon | System | Constraint | Flex Down | Flexibility | Violation | 1 | 2025-01-29 04:00 | 8.5942 | - | 1 | 4 | 0.25
2hr LiIon | System | Constraint | Flex Down | Flexibility | Violation | 1 | 2025-01-29 05:00 | 106.2834 | - | 1 | 5 | 0.25
2hr LiIon | System | Constraint | Flex Down | Flexibility | Violation | 1 | 2025-01-30 02:00 | 139.68 | - | 1 | 2 | 0.25
2hr LiIon | System | Constraint | Flex Down | Flexibility | Violation | 1 | 2025-01-30 02:15 | 76.8077 | - | 1 | 2 | 0.25
2hr LiIon | System | Constraint | Flex Down | Flexibility | Violation | 1 | 2025-01-30 04:00 | 132.1475 | - | 1 | 4 | 0.25
2hr LiIon | System | Constraint | Flex Down | Flexibility | Violation | 1 | 2025-01-30 04:15 | 25.7375 | - | 1 | 4 | 0.25
2hr LiIon | System | Constraint | Flex Down | Flexibility | Violation | 1 | 2025-01-30 14:00 | 90.572 | - | 1 | 14 | 0.25
2hr LiIon | System | Constraint | Flex Down | Flexibility | Violation | 1 | 2025-01-30 14:15 | 35.1686 | - | 1 | 14 | 0.25
2hr LiIon | System | Constraint | Flex Down | Flexibility | Violation | 1 | 2025-02-01 10:00 | 41.6748 | - | 2 | 10 | 0.25
2hr LiIon | System | Constraint | Flex Down | Flexibility | Violation | 1 | 2025-02-01 10:15 | 5.5482 | - | 2 | 10 | 0.25
2hr LiIon | System | Constraint | Flex Down | Flexibility | Violation | 1 | 2025-02-02 01:00 | 26.8398 | - | 2 | 1 | 0.25
2hr LiIon | System | Constraint | Flex Down | Flexibility | Violation | 1 | 2025-02-02 01:15 | 4.9834 | - | 2 | 1 | 0.25
2hr LiIon | System | Constraint | Flex Down | Flexibility | Violation | 1 | 2025-02-02 04:00 | 74.3787 | - | 2 | 4 | 0.25
2hr LiIon | System | Constraint | Flex Down | Flexibility | Violation | 1 | 2025-02-02 04:15 | 9.7742 | - | 2 | 4 | 0.25
2hr LiIon | System | Constraint | Flex Down | Flexibility | Violation | 1 | 2025-02-07 06:00 | 19.4219 | - | 2 | 6 | 0.25
2hr LiIon | System | Constraint | Flex Down | Flexibility | Violation | 1 | 2025-02-18 03:00 | 20.6517 | - | 2 | 3 | 0.25
2hr LiIon | System | Constraint | Flex Down | Flexibility | Violation | 1 | 2025-02-18 03:15 | 0.26143 | - | 2 | 3 | 0.25
2hr LiIon | System | Constraint | Flex Down | Flexibility | Violation | 1 | 2025-02-18 12:45 | 0.44316 | - | 2 | 12 | 0.25
2hr LiIon | System | Constraint | Flex Down | Flexibility | Violation | 1 | 2025-02-18 15:00 | 107.4978 | - | 2 | 15 | 0.25
2hr LiIon | System | Constraint | Flex Down | Flexibility | Violation | 1 | 2025-02-18 15:15 | 11.2211 | - | 2 | 15 | 0.25
2hr LiIon | System | Constraint | Flex Down | Flexibility | Violation | 1 | 2025-02-21 04:00 | 43.535 | - | 2 | 4 | 0.25
2hr LiIon | System | Constraint | Flex Down | Flexibility | Violation | 1 | 2025-02-23 12:00 | 57.2095 | - | 2 | 12 | 0.25
2hr LiIon | System | Constraint | Flex Down | Flexibility | Violation | 1 | 2025-02-24 02:00 | 2.0439 | - | 2 | 2 | 0.25
2hr LiIon | System | Constraint | Flex Down | Flexibility | Violation | 1 | 2025-02-24 05:00 | 237.7164 | - | 2 | 5 | 0.25
2hr LiIon | System | Constraint | Flex Down | Flexibility | Violation | 1 | 2025-02-24 05:15 | 121.6351 | - | 2 | 5 | 0.25
2hr LiIon | System | Constraint | Flex Down | Flexibility | Violation | 1 | 2025-02-25 03:00 | 40.5473 | - | 2 | 3 | 0.25
2hr LiIon | System | Constraint | Flex Down | Flexibility | Violation | 1 | 2025-02-25 06:00 | 178.9329 | - | 2 | 6 | 0.25
2hr LiIon | System | Constraint | Flex Down | Flexibility | Violation | 1 | 2025-02-25 13:00 | 57.7845 | - | 2 | 13 | 0.25
2hr LiIon | System | Constraint | Flex Down | Flexibility | Violation | 1 | 2025-02-25 13:15 | 28.2851 | - | 2 | 13 | 0.25
2hr LiIon | System | Constraint | Flex Down | Flexibility | Violation | 1 | 2025-02-25 13:30 | 5.7858 | - | 2 | 13 | 0.25
2hr LiIon | System | Constraint | Flex Down | Flexibility | Violation | 1 | 2025-03-03 03:00 | 46.0356 | - | 3 | 3 | 0.25
2hr LiIon | System | Constraint | Flex Down | Flexibility | Violation | 1 | 2025-03-05 04:00 | 176.1571 | - | 3 | 4 | 0.25
2hr LiIon | System | Constraint | Flex Down | Flexibility | Violation | 1 | 2025-03-05 04:15 | 54.1156 | - | 3 | 4 | 0.25
2hr LiIon | System | Constraint | Flex Down | Flexibility | Violation | 1 | 2025-03-05 05:00 | 45.6257 | - | 3 | 5 | 0.25
2hr LiIon | System | Constraint | Flex Down | Flexibility | Violation | 1 | 2025-03-15 10:30 | 2.0595 | - | 3 | 10 | 0.25
2hr LiIon | System | Constraint | Flex Down | Flexibility | Violation | 1 | 2025-03-15 10:45 | 53.8338 | - | 3 | 10 | 0.25
2hr LiIon | System | Constraint | Flex Down | Flexibility | Violation | 1 | 2025-03-15 12:30 | 15.1933 | - | 3 | 12 | 0.25
2hr LiIon | System | Constraint | Flex Down | Flexibility | Violation | 1 | 2025-03-15 12:45 | 82.9647 | - | 3 | 12 | 0.25
2hr LiIon | System | Constraint | Flex Down | Flexibility | Violation | 1 | 2025-03-16 10:00 | 20.1884 | - | 3 | 10 | 0.25
2hr LiIon | System | Constraint | Flex Down | Flexibility | Violation | 1 | 2025-03-16 10:15 | 33.9567 | - | 3 | 10 | 0.25
2hr LiIon | System | Constraint | Flex Down | Flexibility | Violation | 1 | 2025-03-16 10:30 | 61.7251 | - | 3 | 10 | 0.25
2hr LiIon | System | Constraint | Flex Down | Flexibility | Violation | 1 | 2025-03-16 10:45 | 98.4935 | - | 3 | 10 | 0.25
2hr LiIon | System | Constraint | Flex Down | Flexibility | Violation | 1 | 2025-03-16 11:15 | 7.5066 | - | 3 | 11 | 0.25
2hr LiIon | System | Constraint | Flex Down | Flexibility | Violation | 1 | 2025-03-16 11:30 | 36.5671 | - | 3 | 11 | 0.25
2hr LiIon | System | Constraint | Flex Down | Flexibility | Violation | 1 | 2025-03-16 11:45 | 75.6277 | - | 3 | 11 | 0.25
2hr LiIon | System | Constraint | Flex Down | Flexibility | Violation | 1 | 2025-03-16 12:00 | 49.3322 | - | 3 | 12 | 0.25
2hr LiIon | System | Constraint | Flex Down | Flexibility | Violation | 1 | 2025-03-16 12:15 | 61.2206 | - | 3 | 12 | 0.25
2hr LiIon | System | Constraint | Flex Down | Flexibility | Violation | 1 | 2025-03-16 12:30 | 70.1091 | - | 3 | 12 | 0.25
2hr LiIon | System | Constraint | Flex Down | Flexibility | Violation | 1 | 2025-03-16 12:45 | 69.9976 | - | 3 | 12 | 0.25
2hr LiIon | System | Constraint | Flex Down | Flexibility | Violation | 1 | 2025-03-16 13:45 | 7.9223 | - | 3 | 13 | 0.25
2hr LiIon | System | Constraint | Flex Down | Flexibility | Violation | 1 | 2025-03-16 22:45 | 22.8498 | - | 3 | 22 | 0.25
2hr LiIon | System | Constraint | Flex Down | Flexibility | Violation | 1 | 2025-03-17 | 23.0268 | - | 3 | 0 | 0.25
2hr LiIon | System | Constraint | Flex Down | Flexibility | Violation | 1 | 2025-03-17 00:15 | 25.8646 | - | 3 | 0 | 0.25
2hr LiIon | System | Constraint | Flex Down | Flexibility | Violation | 1 | 2025-03-17 00:30 | 19.7024 | - | 3 | 0 | 0.25
2hr LiIon | System | Constraint | Flex Down | Flexibility | Violation | 1 | 2025-03-17 00:45 | 12.5402 | - | 3 | 0 | 0.25
2hr LiIon | System | Constraint | Flex Down | Flexibility | Violation | 1 | 2025-03-17 08:45 | 30.5099 | - | 3 | 8 | 0.25
2hr LiIon | System | Constraint | Flex Down | Flexibility | Violation | 1 | 2025-03-18 20:45 | 20.4399 | - | 3 | 20 | 0.25
2hr LiIon | System | Constraint | Flex Down | Flexibility | Violation | 1 | 2025-03-18 21:15 | 40.2078 | - | 3 | 21 | 0.25
2hr LiIon | System | Constraint | Flex Down | Flexibility | Violation | 1 | 2025-03-18 21:30 | 89.9811 | - | 3 | 21 | 0.25
2hr LiIon | System | Constraint | Flex Down | Flexibility | Violation | 1 | 2025-03-18 21:45 | 125.7545 | - | 3 | 21 | 0.25
2hr LiIon | System | Constraint | Flex Down | Flexibility | Violation | 1 | 2025-03-18 22:45 | 74.4319 | - | 3 | 22 | 0.25
2hr LiIon | System | Constraint | Flex Down | Flexibility | Violation | 1 | 2025-03-20 00:30 | 30.3336 | - | 3 | 0 | 0.25
2hr LiIon | System | Constraint | Flex Down | Flexibility | Violation | 1 | 2025-03-20 00:45 | 46.7293 | - | 3 | 0 | 0.25
2hr LiIon | System | Constraint | Flex Down | Flexibility | Violation | 1 | 2025-03-21 10:45 | 11.8575 | - | 3 | 10 | 0.25
2hr LiIon | System | Constraint | Flex Down | Flexibility | Violation | 1 | 2025-03-21 11:45 | 5.1949 | - | 3 | 11 | 0.25
2hr LiIon | System | Constraint | Flex Down | Flexibility | Violation | 1 | 2025-03-21 12:30 | 6.2725 | - | 3 | 12 | 0.25
2hr LiIon | System | Constraint | Flex Down | Flexibility | Violation | 1 | 2025-03-21 12:45 | 22.6131 | - | 3 | 12 | 0.25
2hr LiIon | System | Constraint | Flex Down | Flexibility | Violation | 1 | 2025-03-21 13:00 | 4.9093 | - | 3 | 13 | 0.25
2hr LiIon | System | Constraint | Flex Down | Flexibility | Violation | 1 | 2025-03-22 09:45 | 2.335 | - | 3 | 9 | 0.25
2hr LiIon | System | Constraint | Flex Down | Flexibility | Violation | 1 | 2025-03-22 10:00 | 2.6788 | - | 3 | 10 | 0.25
2hr LiIon | System | Constraint | Flex Down | Flexibility | Violation | 1 | 2025-03-22 10:15 | 24.8524 | - | 3 | 10 | 0.25
2hr LiIon | System | Constraint | Flex Down | Flexibility | Violation | 1 | 2025-03-22 10:45 | 8.2818 | - | 3 | 10 | 0.25
2hr LiIon | System | Constraint | Flex Down | Flexibility | Violation | 1 | 2025-03-22 11:15 | 1.5298 | - | 3 | 11 | 0.25
2hr LiIon | System | Constraint | Flex Down | Flexibility | Violation | 1 | 2025-03-22 11:30 | 4.3378 | - | 3 | 11 | 0.25
2hr LiIon | System | Constraint | Flex Down | Flexibility | Violation | 1 | 2025-03-22 11:45 | 146.4032 | - | 3 | 11 | 0.25
2hr LiIon | System | Constraint | Flex Down | Flexibility | Violation | 1 | 2025-03-22 12:00 | 68.3399 | - | 3 | 12 | 0.25
2hr LiIon | System | Constraint | Flex Down | Flexibility | Violation | 1 | 2025-03-22 12:15 | 63.9079 | - | 3 | 12 | 0.25
2hr LiIon | System | Constraint | Flex Down | Flexibility | Violation | 1 | 2025-03-22 12:30 | 57.4759 | - | 3 | 12 | 0.25
2hr LiIon | System | Constraint | Flex Down | Flexibility | Violation | 1 | 2025-03-22 12:45 | 55.0438 | - | 3 | 12 | 0.25
2hr LiIon | System | Constraint | Flex Down | Flexibility | Violation | 1 | 2025-03-22 13:00 | 73.1049 | - | 3 | 13 | 0.25
2hr LiIon | System | Constraint | Flex Down | Flexibility | Violation | 1 | 2025-03-22 13:15 | 58.5525 | - | 3 | 13 | 0.25
2hr LiIon | System | Constraint | Flex Down | Flexibility | Violation | 1 | 2025-03-22 13:30 | 34 | - | 3 | 13 | 0.25
2hr LiIon | System | Constraint | Flex Down | Flexibility | Violation | 1 | 2025-03-22 13:45 | 9.4476 | - | 3 | 13 | 0.25
2hr LiIon | System | Constraint | Flex Down | Flexibility | Violation | 1 | 2025-03-22 14:00 | 42.8785 | - | 3 | 14 | 0.25
2hr LiIon | System | Constraint | Flex Down | Flexibility | Violation | 1 | 2025-03-22 14:15 | 39.6009 | - | 3 | 14 | 0.25
2hr LiIon | System | Constraint | Flex Down | Flexibility | Violation | 1 | 2025-03-22 14:30 | 31.3234 | - | 3 | 14 | 0.25
2hr LiIon | System | Constraint | Flex Down | Flexibility | Violation | 1 | 2025-03-22 14:45 | 193.0458 | - | 3 | 14 | 0.25
2hr LiIon | System | Constraint | Flex Down | Flexibility | Violation | 1 | 2025-03-22 15:00 | 23.837 | - | 3 | 15 | 0.25
2hr LiIon | System | Constraint | Flex Down | Flexibility | Violation | 1 | 2025-03-22 15:15 | 5.7755 | - | 3 | 15 | 0.25
2hr LiIon | System | Constraint | Flex Down | Flexibility | Violation | 1 | 2025-03-22 22:45 | 30.3087 | - | 3 | 22 | 0.25
2hr LiIon | System | Constraint | Flex Down | Flexibility | Violation | 1 | 2025-03-25 21:00 | 95.7374 | - | 3 | 21 | 0.25
2hr LiIon | System | Constraint | Flex Down | Flexibility | Violation | 1 | 2025-03-25 21:15 | 145.9314 | - | 3 | 21 | 0.25
2hr LiIon | System | Constraint | Flex Down | Flexibility | Violation | 1 | 2025-03-25 21:30 | 170.1254 | - | 3 | 21 | 0.25
2hr LiIon | System | Constraint | Flex Down | Flexibility | Violation | 1 | 2025-03-25 21:45 | 211.3194 | - | 3 | 21 | 0.25
2hr LiIon | System | Constraint | Flex Down | Flexibility | Violation | 1 | 2025-03-25 22:00 | 59.0155 | - | 3 | 22 | 0.25
2hr LiIon | System | Constraint | Flex Down | Flexibility | Violation | 1 | 2025-03-25 22:15 | 134.9327 | - | 3 | 22 | 0.25
2hr LiIon | System | Constraint | Flex Down | Flexibility | Violation | 1 | 2025-03-25 22:30 | 189.85 | - | 3 | 22 | 0.25
2hr LiIon | System | Constraint | Flex Down | Flexibility | Violation | 1 | 2025-03-25 22:45 | 235.7672 | - | 3 | 22 | 0.25
2hr LiIon | System | Constraint | Flex Down | Flexibility | Violation | 1 | 2025-03-25 23:45 | 17.2639 | - | 3 | 23 | 0.25
2hr LiIon | System | Constraint | Flex Down | Flexibility | Violation | 1 | 2025-03-26 | 44.2968 | - | 3 | 0 | 0.25
2hr LiIon | System | Constraint | Flex Down | Flexibility | Violation | 1 | 2025-03-26 00:15 | 213.1716 | - | 3 | 0 | 0.25
2hr LiIon | System | Constraint | Flex Down | Flexibility | Violation | 1 | 2025-03-26 00:30 | 70.4579 | - | 3 | 0 | 0.25
2hr LiIon | System | Constraint | Flex Down | Flexibility | Violation | 1 | 2025-03-26 00:45 | 38.7442 | - | 3 | 0 | 0.25
2hr LiIon | System | Constraint | Flex Down | Flexibility | Violation | 1 | 2025-03-26 09:45 | 1.8671 | - | 3 | 9 | 0.25
2hr LiIon | System | Constraint | Flex Down | Flexibility | Violation | 1 | 2025-03-26 10:45 | 17.0758 | - | 3 | 10 | 0.25
2hr LiIon | System | Constraint | Flex Down | Flexibility | Violation | 1 | 2025-03-26 11:00 | 176.9322 | - | 3 | 11 | 0.25
2hr LiIon | System | Constraint | Flex Down | Flexibility | Violation | 1 | 2025-03-26 11:15 | 135.4566 | - | 3 | 11 | 0.25
2hr LiIon | System | Constraint | Flex Down | Flexibility | Violation | 1 | 2025-03-26 11:30 | 84.981 | - | 3 | 11 | 0.25
2hr LiIon | System | Constraint | Flex Down | Flexibility | Violation | 1 | 2025-03-26 11:45 | 38.5054 | - | 3 | 11 | 0.25
2hr LiIon | System | Constraint | Flex Down | Flexibility | Violation | 1 | 2025-03-26 12:45 | 19.9517 | - | 3 | 12 | 0.25
2hr LiIon | System | Constraint | Flex Down | Flexibility | Violation | 1 | 2025-03-26 14:00 | 221.4968 | - | 3 | 14 | 0.25
2hr LiIon | System | Constraint | Flex Down | Flexibility | Violation | 1 | 2025-03-26 14:15 | 136.9537 | - | 3 | 14 | 0.25
2hr LiIon | System | Constraint | Flex Down | Flexibility | Violation | 1 | 2025-03-26 14:30 | 60.4105 | - | 3 | 14 | 0.25
2hr LiIon | System | Constraint | Flex Down | Flexibility | Violation | 1 | 2025-03-26 20:00 | 14.732 | - | 3 | 20 | 0.25
2hr LiIon | System | Constraint | Flex Down | Flexibility | Violation | 1 | 2025-03-26 20:15 | 25.887 | - | 3 | 20 | 0.25
2hr LiIon | System | Constraint | Flex Down | Flexibility | Violation | 1 | 2025-03-26 20:30 | 42.0419 | - | 3 | 20 | 0.25
2hr LiIon | System | Constraint | Flex Down | Flexibility | Violation | 1 | 2025-03-26 20:45 | 63.1969 | - | 3 | 20 | 0.25
2hr LiIon | System | Constraint | Flex Down | Flexibility | Violation | 1 | 2025-03-27 08:30 | 35.114 | - | 3 | 8 | 0.25
2hr LiIon | System | Constraint | Flex Down | Flexibility | Violation | 1 | 2025-03-27 08:45 | 71.5727 | - | 3 | 8 | 0.25
2hr LiIon | System | Constraint | Flex Down | Flexibility | Violation | 1 | 2025-03-27 09:45 | 19.4605 | - | 3 | 9 | 0.25
2hr LiIon | System | Constraint | Flex Down | Flexibility | Violation | 1 | 2025-03-27 11:00 | 30.1774 | - | 3 | 11 | 0.25
2hr LiIon | System | Constraint | Flex Down | Flexibility | Violation | 1 | 2025-03-27 11:15 | 27.5866 | - | 3 | 11 | 0.25
2hr LiIon | System | Constraint | Flex Down | Flexibility | Violation | 1 | 2025-03-27 11:30 | 18.9959 | - | 3 | 11 | 0.25
2hr LiIon | System | Constraint | Flex Down | Flexibility | Violation | 1 | 2025-03-27 11:45 | 9.4051 | - | 3 | 11 | 0.25
2hr LiIon | System | Constraint | Flex Down | Flexibility | Violation | 1 | 2025-03-28 | 7.4871 | - | 3 | 0 | 0.25
2hr LiIon | System | Constraint | Flex Down | Flexibility | Violation | 1 | 2025-03-28 00:30 | 6.7468 | - | 3 | 0 | 0.25
2hr LiIon | System | Constraint | Flex Down | Flexibility | Violation | 1 | 2025-03-28 09:00 | 119.7817 | - | 3 | 9 | 0.25
2hr LiIon | System | Constraint | Flex Down | Flexibility | Violation | 1 | 2025-03-28 09:15 | 71.0494 | - | 3 | 9 | 0.25
2hr LiIon | System | Constraint | Flex Down | Flexibility | Violation | 1 | 2025-03-28 09:30 | 33.3171 | - | 3 | 9 | 0.25
2hr LiIon | System | Constraint | Flex Down | Flexibility | Violation | 1 | 2025-03-28 12:00 | 71.2359 | - | 3 | 12 | 0.25
2hr LiIon | System | Constraint | Flex Down | Flexibility | Violation | 1 | 2025-03-28 12:15 | 18.4028 | - | 3 | 12 | 0.25
2hr LiIon | System | Constraint | Flex Down | Flexibility | Violation | 1 | 2025-03-29 | 22.8661 | - | 3 | 0 | 0.25
2hr LiIon | System | Constraint | Flex Down | Flexibility | Violation | 1 | 2025-03-29 00:30 | 10.2827 | - | 3 | 0 | 0.25
2hr LiIon | System | Constraint | Flex Down | Flexibility | Violation | 1 | 2025-03-29 00:45 | 32.8961 | - | 3 | 0 | 0.25
2hr LiIon | System | Constraint | Flex Down | Flexibility | Violation | 1 | 2025-04-01 10:45 | 27.2678 | - | 4 | 10 | 0.25
2hr LiIon | System | Constraint | Flex Down | Flexibility | Violation | 1 | 2025-04-01 11:30 | 0.7503 | - | 4 | 11 | 0.25
2hr LiIon | System | Constraint | Flex Down | Flexibility | Violation | 1 | 2025-04-01 11:45 | 6.4478 | - | 4 | 11 | 0.25
2hr LiIon | System | Constraint | Flex Down | Flexibility | Violation | 1 | 2025-04-01 12:00 | 11.2754 | - | 4 | 12 | 0.25
2hr LiIon | System | Constraint | Flex Down | Flexibility | Violation | 1 | 2025-04-01 13:45 | 6.0887 | - | 4 | 13 | 0.25
2hr LiIon | System | Constraint | Flex Down | Flexibility | Violation | 1 | 2025-04-02 21:00 | 159.3926 | - | 4 | 21 | 0.25
2hr LiIon | System | Constraint | Flex Down | Flexibility | Violation | 1 | 2025-04-02 21:15 | 285.8693 | - | 4 | 21 | 0.25
2hr LiIon | System | Constraint | Flex Down | Flexibility | Violation | 1 | 2025-04-02 21:30 | 342.6009 | - | 4 | 21 | 0.25
2hr LiIon | System | Constraint | Flex Down | Flexibility | Violation | 1 | 2025-04-02 21:45 | 342.6009 | - | 4 | 21 | 0.25
2hr LiIon | System | Constraint | Flex Down | Flexibility | Violation | 1 | 2025-04-02 23:00 | 24.8775 | - | 4 | 23 | 0.25
2hr LiIon | System | Constraint | Flex Down | Flexibility | Violation | 1 | 2025-04-02 23:15 | 44.5564 | - | 4 | 23 | 0.25
2hr LiIon | System | Constraint | Flex Down | Flexibility | Violation | 1 | 2025-04-02 23:30 | 53.2353 | - | 4 | 23 | 0.25
2hr LiIon | System | Constraint | Flex Down | Flexibility | Violation | 1 | 2025-04-02 23:45 | 58.9141 | - | 4 | 23 | 0.25
2hr LiIon | System | Constraint | Flex Down | Flexibility | Violation | 1 | 2025-04-03 21:45 | 29.6347 | - | 4 | 21 | 0.25
2hr LiIon | System | Constraint | Flex Down | Flexibility | Violation | 1 | 2025-04-04 14:00 | 17.1062 | - | 4 | 14 | 0.25
2hr LiIon | System | Constraint | Flex Down | Flexibility | Violation | 1 | 2025-04-04 21:45 | 78.62 | - | 4 | 21 | 0.25
2hr LiIon | System | Constraint | Flex Down | Flexibility | Violation | 1 | 2025-04-05 23:45 | 33.5432 | - | 4 | 23 | 0.25
2hr LiIon | System | Constraint | Flex Down | Flexibility | Violation | 1 | 2025-04-06 01:15 | 12.6911 | - | 4 | 1 | 0.25
2hr LiIon | System | Constraint | Flex Down | Flexibility | Violation | 1 | 2025-04-06 01:30 | 37.0798 | - | 4 | 1 | 0.25
2hr LiIon | System | Constraint | Flex Down | Flexibility | Violation | 1 | 2025-04-06 01:45 | 56.4686 | - | 4 | 1 | 0.25
2hr LiIon | System | Constraint | Flex Down | Flexibility | Violation | 1 | 2025-04-06 03:00 | 26.2401 | - | 4 | 3 | 0.25
2hr LiIon | System | Constraint | Flex Down | Flexibility | Violation | 1 | 2025-04-06 10:15 | 36.8746 | - | 4 | 10 | 0.25
2hr LiIon | System | Constraint | Flex Down | Flexibility | Violation | 1 | 2025-04-06 10:30 | 58.1593 | - | 4 | 10 | 0.25
2hr LiIon | System | Constraint | Flex Down | Flexibility | Violation | 1 | 2025-04-06 10:45 | 85.4439 | - | 4 | 10 | 0.25
2hr LiIon | System | Constraint | Flex Down | Flexibility | Violation | 1 | 2025-04-06 11:45 | 24.3001 | - | 4 | 11 | 0.25
2hr LiIon | System | Constraint | Flex Down | Flexibility | Violation | 1 | 2025-04-07 12:30 | 41.7896 | - | 4 | 12 | 0.25
2hr LiIon | System | Constraint | Flex Down | Flexibility | Violation | 1 | 2025-04-07 12:45 | 46.5901 | - | 4 | 12 | 0.25
2hr LiIon | System | Constraint | Flex Down | Flexibility | Violation | 1 | 2025-04-07 23:30 | 39.3558 | - | 4 | 23 | 0.25
2hr LiIon | System | Constraint | Flex Down | Flexibility | Violation | 1 | 2025-04-07 23:45 | 79.6501 | - | 4 | 23 | 0.25
2hr LiIon | System | Constraint | Flex Down | Flexibility | Violation | 1 | 2025-04-08 | 8.2373 | - | 4 | 0 | 0.25
2hr LiIon | System | Constraint | Flex Down | Flexibility | Violation | 1 | 2025-04-08 00:15 | 27.8143 | - | 4 | 0 | 0.25
2hr LiIon | System | Constraint | Flex Down | Flexibility | Violation | 1 | 2025-04-08 00:30 | 34.3914 | - | 4 | 0 | 0.25
2hr LiIon | System | Constraint | Flex Down | Flexibility | Violation | 1 | 2025-04-08 00:45 | 40.9685 | - | 4 | 0 | 0.25
2hr LiIon | System | Constraint | Flex Down | Flexibility | Violation | 1 | 2025-04-08 10:00 | 11.6079 | - | 4 | 10 | 0.25
2hr LiIon | System | Constraint | Flex Down | Flexibility | Violation | 1 | 2025-04-08 10:15 | 16.7076 | - | 4 | 10 | 0.25
2hr LiIon | System | Constraint | Flex Down | Flexibility | Violation | 1 | 2025-04-08 10:30 | 62.7761 | - | 4 | 10 | 0.25
2hr LiIon | System | Constraint | Flex Down | Flexibility | Violation | 1 | 2025-04-08 10:45 | 72.3603 | - | 4 | 10 | 0.25
2hr LiIon | System | Constraint | Flex Down | Flexibility | Violation | 1 | 2025-04-08 11:00 | 67.733 | - | 4 | 11 | 0.25
2hr LiIon | System | Constraint | Flex Down | Flexibility | Violation | 1 | 2025-04-08 11:15 | 42.8758 | - | 4 | 11 | 0.25
2hr LiIon | System | Constraint | Flex Down | Flexibility | Violation | 1 | 2025-04-08 11:30 | 70.0186 | - | 4 | 11 | 0.25
2hr LiIon | System | Constraint | Flex Down | Flexibility | Violation | 1 | 2025-04-08 11:45 | 99.1613 | - | 4 | 11 | 0.25
2hr LiIon | System | Constraint | Flex Down | Flexibility | Violation | 1 | 2025-04-08 12:00 | 115.6097 | - | 4 | 12 | 0.25
2hr LiIon | System | Constraint | Flex Down | Flexibility | Violation | 1 | 2025-04-08 12:15 | 28.798 | - | 4 | 12 | 0.25
2hr LiIon | System | Constraint | Flex Down | Flexibility | Violation | 1 | 2025-04-08 12:30 | 78.9864 | - | 4 | 12 | 0.25
2hr LiIon | System | Constraint | Flex Down | Flexibility | Violation | 1 | 2025-04-08 12:45 | 119.1747 | - | 4 | 12 | 0.25
2hr LiIon | System | Constraint | Flex Down | Flexibility | Violation | 1 | 2025-04-08 13:15 | 17.6772 | - | 4 | 13 | 0.25
2hr LiIon | System | Constraint | Flex Down | Flexibility | Violation | 1 | 2025-04-08 13:30 | 41.0122 | - | 4 | 13 | 0.25
2hr LiIon | System | Constraint | Flex Down | Flexibility | Violation | 1 | 2025-04-08 13:45 | 66.3472 | - | 4 | 13 | 0.25
2hr LiIon | System | Constraint | Flex Down | Flexibility | Violation | 1 | 2025-04-08 21:45 | 32.4893 | - | 4 | 21 | 0.25
2hr LiIon | System | Constraint | Flex Down | Flexibility | Violation | 1 | 2025-04-08 22:15 | 0.86385 | - | 4 | 22 | 0.25
2hr LiIon | System | Constraint | Flex Down | Flexibility | Violation | 1 | 2025-04-08 22:30 | 76.5511 | - | 4 | 22 | 0.25
2hr LiIon | System | Constraint | Flex Down | Flexibility | Violation | 1 | 2025-04-08 22:45 | 133.2384 | - | 4 | 22 | 0.25
2hr LiIon | System | Constraint | Flex Down | Flexibility | Violation | 1 | 2025-04-12 00:45 | 23.8658 | - | 4 | 0 | 0.25
2hr LiIon | System | Constraint | Flex Down | Flexibility | Violation | 1 | 2025-04-12 03:00 | 86.5003 | - | 4 | 3 | 0.25
2hr LiIon | System | Constraint | Flex Down | Flexibility | Violation | 1 | 2025-04-12 21:15 | 78.7495 | - | 4 | 21 | 0.25
2hr LiIon | System | Constraint | Flex Down | Flexibility | Violation | 1 | 2025-04-12 21:30 | 165.7012 | - | 4 | 21 | 0.25
2hr LiIon | System | Constraint | Flex Down | Flexibility | Violation | 1 | 2025-04-12 21:45 | 293.653 | - | 4 | 21 | 0.25
2hr LiIon | System | Constraint | Flex Down | Flexibility | Violation | 1 | 2025-04-12 22:15 | 70.1319 | - | 4 | 22 | 0.25
2hr LiIon | System | Constraint | Flex Down | Flexibility | Violation | 1 | 2025-04-12 22:30 | 133.8714 | - | 4 | 22 | 0.25
2hr LiIon | System | Constraint | Flex Down | Flexibility | Violation | 1 | 2025-04-12 22:45 | 214.6109 | - | 4 | 22 | 0.25
2hr LiIon | System | Constraint | Flex Down | Flexibility | Violation | 1 | 2025-04-13 12:45 | 57.6538 | - | 4 | 12 | 0.25
2hr LiIon | System | Constraint | Flex Down | Flexibility | Violation | 1 | 2025-04-13 21:30 | 14.6811 | - | 4 | 21 | 0.25
2hr LiIon | System | Constraint | Flex Down | Flexibility | Violation | 1 | 2025-04-13 21:45 | 141.0669 | - | 4 | 21 | 0.25
2hr LiIon | System | Constraint | Flex Down | Flexibility | Violation | 1 | 2025-04-14 21:45 | 35.0402 | - | 4 | 21 | 0.25
2hr LiIon | System | Constraint | Flex Down | Flexibility | Violation | 1 | 2025-04-19 11:45 | 21.1776 | - | 4 | 11 | 0.25
2hr LiIon | System | Constraint | Flex Down | Flexibility | Violation | 1 | 2025-04-24 10:00 | 46.3634 | - | 4 | 10 | 0.25
2hr LiIon | System | Constraint | Flex Down | Flexibility | Violation | 1 | 2025-04-24 10:15 | 120.6956 | - | 4 | 10 | 0.25
2hr LiIon | System | Constraint | Flex Down | Flexibility | Violation | 1 | 2025-04-24 10:30 | 182.0279 | - | 4 | 10 | 0.25
2hr LiIon | System | Constraint | Flex Down | Flexibility | Violation | 1 | 2025-04-24 10:45 | 216.3601 | - | 4 | 10 | 0.25
2hr LiIon | System | Constraint | Flex Down | Flexibility | Violation | 1 | 2025-04-24 12:45 | 33.1676 | - | 4 | 12 | 0.25
2hr LiIon | System | Constraint | Flex Down | Flexibility | Violation | 1 | 2025-04-24 21:45 | 0.22186 | - | 4 | 21 | 0.25
2hr LiIon | System | Constraint | Flex Down | Flexibility | Violation | 1 | 2025-04-25 | 80.223 | - | 4 | 0 | 0.25
2hr LiIon | System | Constraint | Flex Down | Flexibility | Violation | 1 | 2025-04-25 00:15 | 79.2423 | - | 4 | 0 | 0.25
2hr LiIon | System | Constraint | Flex Down | Flexibility | Violation | 1 | 2025-04-25 00:30 | 80.2616 | - | 4 | 0 | 0.25
2hr LiIon | System | Constraint | Flex Down | Flexibility | Violation | 1 | 2025-04-25 00:45 | 78.2809 | - | 4 | 0 | 0.25
2hr LiIon | System | Constraint | Flex Down | Flexibility | Violation | 1 | 2025-04-25 10:30 | 1.1404 | - | 4 | 10 | 0.25
2hr LiIon | System | Constraint | Flex Down | Flexibility | Violation | 1 | 2025-04-25 10:45 | 70.0124 | - | 4 | 10 | 0.25
2hr LiIon | System | Constraint | Flex Down | Flexibility | Violation | 1 | 2025-04-25 11:45 | 29.3756 | - | 4 | 11 | 0.25
2hr LiIon | System | Constraint | Flex Down | Flexibility | Violation | 1 | 2025-04-27 10:45 | 8.9732 | - | 4 | 10 | 0.25
2hr LiIon | System | Constraint | Flex Down | Flexibility | Violation | 1 | 2025-04-27 12:30 | 36.5006 | - | 4 | 12 | 0.25
2hr LiIon | System | Constraint | Flex Down | Flexibility | Violation | 1 | 2025-04-27 12:45 | 54.8894 | - | 4 | 12 | 0.25
2hr LiIon | System | Constraint | Flex Down | Flexibility | Violation | 1 | 2025-04-27 13:00 | 7.9241 | - | 4 | 13 | 0.25
2hr LiIon | System | Constraint | Flex Down | Flexibility | Violation | 1 | 2025-04-27 13:15 | 11.4263 | - | 4 | 13 | 0.25
2hr LiIon | System | Constraint | Flex Down | Flexibility | Violation | 1 | 2025-04-27 13:30 | 6.9285 | - | 4 | 13 | 0.25
2hr LiIon | System | Constraint | Flex Down | Flexibility | Violation | 1 | 2025-04-27 13:45 | 3.4308 | - | 4 | 13 | 0.25
2hr LiIon | System | Constraint | Flex Down | Flexibility | Violation | 1 | 2025-05-01 21:45 | 2.2219 | - | 5 | 21 | 0.25
2hr LiIon | System | Constraint | Flex Down | Flexibility | Violation | 1 | 2025-05-02 08:45 | 8.2425 | - | 5 | 8 | 0.25
2hr LiIon | System | Constraint | Flex Down | Flexibility | Violation | 1 | 2025-05-02 15:00 | 5.985 | - | 5 | 15 | 0.25
2hr LiIon | System | Constraint | Flex Down | Flexibility | Violation | 1 | 2025-05-02 15:15 | 5.985 | - | 5 | 15 | 0.25
2hr LiIon | System | Constraint | Flex Down | Flexibility | Violation | 1 | 2025-05-02 15:30 | 5.985 | - | 5 | 15 | 0.25
2hr LiIon | System | Constraint | Flex Down | Flexibility | Violation | 1 | 2025-05-02 15:45 | 5.985 | - | 5 | 15 | 0.25
2hr LiIon | System | Constraint | Flex Down | Flexibility | Violation | 1 | 2025-05-02 22:00 | 12.755 | - | 5 | 22 | 0.25
2hr LiIon | System | Constraint | Flex Down | Flexibility | Violation | 1 | 2025-05-02 22:15 | 33.5582 | - | 5 | 22 | 0.25
2hr LiIon | System | Constraint | Flex Down | Flexibility | Violation | 1 | 2025-05-02 22:30 | 33.5582 | - | 5 | 22 | 0.25
2hr LiIon | System | Constraint | Flex Down | Flexibility | Violation | 1 | 2025-05-02 22:45 | 33.5582 | - | 5 | 22 | 0.25
2hr LiIon | System | Constraint | Flex Down | Flexibility | Violation | 1 | 2025-05-02 23:00 | 18.2501 | - | 5 | 23 | 0.25
2hr LiIon | System | Constraint | Flex Down | Flexibility | Violation | 1 | 2025-05-02 23:15 | 18.2501 | - | 5 | 23 | 0.25
2hr LiIon | System | Constraint | Flex Down | Flexibility | Violation | 1 | 2025-05-02 23:30 | 18.2501 | - | 5 | 23 | 0.25
2hr LiIon | System | Constraint | Flex Down | Flexibility | Violation | 1 | 2025-05-02 23:45 | 18.2501 | - | 5 | 23 | 0.25
2hr LiIon | System | Constraint | Flex Down | Flexibility | Violation | 1 | 2025-05-03 16:00 | 118.566 | - | 5 | 16 | 0.25
2hr LiIon | System | Constraint | Flex Down | Flexibility | Violation | 1 | 2025-05-03 21:00 | 3.4824 | - | 5 | 21 | 0.25
2hr LiIon | System | Constraint | Flex Down | Flexibility | Violation | 1 | 2025-05-03 21:15 | 63.6565 | - | 5 | 21 | 0.25
2hr LiIon | System | Constraint | Flex Down | Flexibility | Violation | 1 | 2025-05-03 21:30 | 110.8306 | - | 5 | 21 | 0.25
2hr LiIon | System | Constraint | Flex Down | Flexibility | Violation | 1 | 2025-05-03 21:45 | 153.0048 | - | 5 | 21 | 0.25
2hr LiIon | System | Constraint | Flex Down | Flexibility | Violation | 1 | 2025-05-03 22:30 | 11.2942 | - | 5 | 22 | 0.25
2hr LiIon | System | Constraint | Flex Down | Flexibility | Violation | 1 | 2025-05-03 22:45 | 65.0573 | - | 5 | 22 | 0.25
2hr LiIon | System | Constraint | Flex Down | Flexibility | Violation | 1 | 2025-05-04 00:30 | 20.4942 | - | 5 | 0 | 0.25
2hr LiIon | System | Constraint | Flex Down | Flexibility | Violation | 1 | 2025-05-04 01:30 | 8.1954 | - | 5 | 1 | 0.25
2hr LiIon | System | Constraint | Flex Down | Flexibility | Violation | 1 | 2025-05-04 01:45 | 23.0672 | - | 5 | 1 | 0.25
2hr LiIon | System | Constraint | Flex Down | Flexibility | Violation | 1 | 2025-05-04 02:00 | 35.5042 | - | 5 | 2 | 0.25
2hr LiIon | System | Constraint | Flex Down | Flexibility | Violation | 1 | 2025-05-04 20:45 | 24.1238 | - | 5 | 20 | 0.25
2hr LiIon | System | Constraint | Flex Down | Flexibility | Violation | 1 | 2025-05-04 21:15 | 95.5117 | - | 5 | 21 | 0.25
2hr LiIon | System | Constraint | Flex Down | Flexibility | Violation | 1 | 2025-05-04 21:30 | 207.2056 | - | 5 | 21 | 0.25
2hr LiIon | System | Constraint | Flex Down | Flexibility | Violation | 1 | 2025-05-04 21:45 | 303.8996 | - | 5 | 21 | 0.25
2hr LiIon | System | Constraint | Flex Down | Flexibility | Violation | 1 | 2025-05-04 22:15 | 76.4854 | - | 5 | 22 | 0.25
2hr LiIon | System | Constraint | Flex Down | Flexibility | Violation | 1 | 2025-05-04 22:30 | 159.7783 | - | 5 | 22 | 0.25
2hr LiIon | System | Constraint | Flex Down | Flexibility | Violation | 1 | 2025-05-04 22:45 | 244.0712 | - | 5 | 22 | 0.25
2hr LiIon | System | Constraint | Flex Down | Flexibility | Violation | 1 | 2025-05-04 23:30 | 11.4403 | - | 5 | 23 | 0.25
2hr LiIon | System | Constraint | Flex Down | Flexibility | Violation | 1 | 2025-05-04 23:45 | 59.3083 | - | 5 | 23 | 0.25
2hr LiIon | System | Constraint | Flex Down | Flexibility | Violation | 1 | 2025-05-05 | 30.846 | - | 5 | 0 | 0.25
2hr LiIon | System | Constraint | Flex Down | Flexibility | Violation | 1 | 2025-05-05 00:15 | 40.9961 | - | 5 | 0 | 0.25
2hr LiIon | System | Constraint | Flex Down | Flexibility | Violation | 1 | 2025-05-05 00:30 | 60.1462 | - | 5 | 0 | 0.25
2hr LiIon | System | Constraint | Flex Down | Flexibility | Violation | 1 | 2025-05-05 00:45 | 76.1012 | - | 5 | 0 | 0.25
2hr LiIon | System | Constraint | Flex Down | Flexibility | Violation | 1 | 2025-05-05 20:45 | 32.017 | - | 5 | 20 | 0.25
2hr LiIon | System | Constraint | Flex Down | Flexibility | Violation | 1 | 2025-05-05 21:30 | 94.7218 | - | 5 | 21 | 0.25
2hr LiIon | System | Constraint | Flex Down | Flexibility | Violation | 1 | 2025-05-05 21:45 | 225.9567 | - | 5 | 21 | 0.25
2hr LiIon | System | Constraint | Flex Down | Flexibility | Violation | 1 | 2025-05-06 20:30 | 0.8305 | - | 5 | 20 | 0.25
2hr LiIon | System | Constraint | Flex Down | Flexibility | Violation | 1 | 2025-05-06 20:45 | 136.5001 | - | 5 | 20 | 0.25
2hr LiIon | System | Constraint | Flex Down | Flexibility | Violation | 1 | 2025-05-06 21:00 | 113.5782 | - | 5 | 21 | 0.25
2hr LiIon | System | Constraint | Flex Down | Flexibility | Violation | 1 | 2025-05-06 21:15 | 247.6563 | - | 5 | 21 | 0.25
2hr LiIon | System | Constraint | Flex Down | Flexibility | Violation | 1 | 2025-05-06 21:30 | 342.6009 | - | 5 | 21 | 0.25
2hr LiIon | System | Constraint | Flex Down | Flexibility | Violation | 1 | 2025-05-06 21:45 | 342.6009 | - | 5 | 21 | 0.25
2hr LiIon | System | Constraint | Flex Down | Flexibility | Violation | 1 | 2025-05-06 22:15 | 73.2378 | - | 5 | 22 | 0.25
2hr LiIon | System | Constraint | Flex Down | Flexibility | Violation | 1 | 2025-05-06 22:30 | 133.4504 | - | 5 | 22 | 0.25
2hr LiIon | System | Constraint | Flex Down | Flexibility | Violation | 1 | 2025-05-06 22:45 | 192.6631 | - | 5 | 22 | 0.25
2hr LiIon | System | Constraint | Flex Down | Flexibility | Violation | 1 | 2025-05-06 23:45 | 34.9031 | - | 5 | 23 | 0.25
2hr LiIon | System | Constraint | Flex Down | Flexibility | Violation | 1 | 2025-05-07 | 116.5259 | - | 5 | 0 | 0.25
2hr LiIon | System | Constraint | Flex Down | Flexibility | Violation | 1 | 2025-05-07 01:00 | 64.1646 | - | 5 | 1 | 0.25
2hr LiIon | System | Constraint | Flex Down | Flexibility | Violation | 1 | 2025-05-07 01:15 | 63.1555 | - | 5 | 1 | 0.25
2hr LiIon | System | Constraint | Flex Down | Flexibility | Violation | 1 | 2025-05-07 21:15 | 49.8934 | - | 5 | 21 | 0.25
2hr LiIon | System | Constraint | Flex Down | Flexibility | Violation | 1 | 2025-05-07 21:30 | 156.272 | - | 5 | 21 | 0.25
2hr LiIon | System | Constraint | Flex Down | Flexibility | Violation | 1 | 2025-05-07 21:45 | 261.6505 | - | 5 | 21 | 0.25
2hr LiIon | System | Constraint | Flex Down | Flexibility | Violation | 1 | 2025-05-08 21:45 | 50.2226 | - | 5 | 21 | 0.25
2hr LiIon | System | Constraint | Flex Down | Flexibility | Violation | 1 | 2025-05-08 22:45 | 108.18 | - | 5 | 22 | 0.25
2hr LiIon | System | Constraint | Flex Down | Flexibility | Violation | 1 | 2025-05-09 02:00 | 13.8736 | - | 5 | 2 | 0.25
2hr LiIon | System | Constraint | Flex Down | Flexibility | Violation | 1 | 2025-05-09 02:15 | 3.1826 | - | 5 | 2 | 0.25
2hr LiIon | System | Constraint | Flex Down | Flexibility | Violation | 1 | 2025-05-09 02:45 | 13.8736 | - | 5 | 2 | 0.25
2hr LiIon | System | Constraint | Flex Down | Flexibility | Violation | 1 | 2025-05-10 15:00 | 3.6334 | - | 5 | 15 | 0.25
2hr LiIon | System | Constraint | Flex Down | Flexibility | Violation | 1 | 2025-05-10 15:15 | 3.6334 | - | 5 | 15 | 0.25
2hr LiIon | System | Constraint | Flex Down | Flexibility | Violation | 1 | 2025-05-10 15:30 | 3.6334 | - | 5 | 15 | 0.25
2hr LiIon | System | Constraint | Flex Down | Flexibility | Violation | 1 | 2025-05-10 15:45 | 3.6334 | - | 5 | 15 | 0.25
2hr LiIon | System | Constraint | Flex Down | Flexibility | Violation | 1 | 2025-05-11 21:15 | 7.5535 | - | 5 | 21 | 0.25
2hr LiIon | System | Constraint | Flex Down | Flexibility | Violation | 1 | 2025-05-11 21:30 | 55.9821 | - | 5 | 21 | 0.25
2hr LiIon | System | Constraint | Flex Down | Flexibility | Violation | 1 | 2025-05-11 21:45 | 101.4106 | - | 5 | 21 | 0.25
2hr LiIon | System | Constraint | Flex Down | Flexibility | Violation | 1 | 2025-05-12 07:00 | 12.1659 | - | 5 | 7 | 0.25
2hr LiIon | System | Constraint | Flex Down | Flexibility | Violation | 1 | 2025-05-12 21:15 | 16.4091 | - | 5 | 21 | 0.25
2hr LiIon | System | Constraint | Flex Down | Flexibility | Violation | 1 | 2025-05-12 21:30 | 127.4844 | - | 5 | 21 | 0.25
2hr LiIon | System | Constraint | Flex Down | Flexibility | Violation | 1 | 2025-05-12 21:45 | 223.5597 | - | 5 | 21 | 0.25
2hr LiIon | System | Constraint | Flex Down | Flexibility | Violation | 1 | 2025-05-13 21:00 | 196.5526 | - | 5 | 21 | 0.25
2hr LiIon | System | Constraint | Flex Down | Flexibility | Violation | 1 | 2025-05-13 21:15 | 326.6193 | - | 5 | 21 | 0.25
2hr LiIon | System | Constraint | Flex Down | Flexibility | Violation | 1 | 2025-05-13 21:30 | 342.6009 | - | 5 | 21 | 0.25
2hr LiIon | System | Constraint | Flex Down | Flexibility | Violation | 1 | 2025-05-13 21:45 | 342.6009 | - | 5 | 21 | 0.25
2hr LiIon | System | Constraint | Flex Down | Flexibility | Violation | 1 | 2025-05-13 22:15 | 56.2923 | - | 5 | 22 | 0.25
2hr LiIon | System | Constraint | Flex Down | Flexibility | Violation | 1 | 2025-05-13 22:30 | 121.5621 | - | 5 | 22 | 0.25
2hr LiIon | System | Constraint | Flex Down | Flexibility | Violation | 1 | 2025-05-13 22:45 | 186.832 | - | 5 | 22 | 0.25
2hr LiIon | System | Constraint | Flex Down | Flexibility | Violation | 1 | 2025-05-14 05:00 | 4.1884 | - | 5 | 5 | 0.25
2hr LiIon | System | Constraint | Flex Down | Flexibility | Violation | 1 | 2025-05-14 20:45 | 25.5724 | - | 5 | 20 | 0.25
2hr LiIon | System | Constraint | Flex Down | Flexibility | Violation | 1 | 2025-05-14 21:30 | 52.9114 | - | 5 | 21 | 0.25
2hr LiIon | System | Constraint | Flex Down | Flexibility | Violation | 1 | 2025-05-14 21:45 | 141.7011 | - | 5 | 21 | 0.25
2hr LiIon | System | Constraint | Flex Down | Flexibility | Violation | 1 | 2025-05-14 22:45 | 52.1 | - | 5 | 22 | 0.25
2hr LiIon | System | Constraint | Flex Down | Flexibility | Violation | 1 | 2025-05-15 21:45 | 45.0906 | - | 5 | 21 | 0.25
2hr LiIon | System | Constraint | Flex Down | Flexibility | Violation | 1 | 2025-05-15 22:00 | 9.1427 | - | 5 | 22 | 0.25
2hr LiIon | System | Constraint | Flex Down | Flexibility | Violation | 1 | 2025-05-15 22:15 | 9.1427 | - | 5 | 22 | 0.25
2hr LiIon | System | Constraint | Flex Down | Flexibility | Violation | 1 | 2025-05-15 22:30 | 9.1427 | - | 5 | 22 | 0.25
2hr LiIon | System | Constraint | Flex Down | Flexibility | Violation | 1 | 2025-05-17 21:45 | 25.6548 | - | 5 | 21 | 0.25
2hr LiIon | System | Constraint | Flex Down | Flexibility | Violation | 1 | 2025-05-17 22:00 | 63.5795 | - | 5 | 22 | 0.25
2hr LiIon | System | Constraint | Flex Down | Flexibility | Violation | 1 | 2025-05-17 22:15 | 87.5041 | - | 5 | 22 | 0.25
2hr LiIon | System | Constraint | Flex Down | Flexibility | Violation | 1 | 2025-05-17 22:30 | 107.4288 | - | 5 | 22 | 0.25
2hr LiIon | System | Constraint | Flex Down | Flexibility | Violation | 1 | 2025-05-17 22:45 | 120.3534 | - | 5 | 22 | 0.25
2hr LiIon | System | Constraint | Flex Down | Flexibility | Violation | 1 | 2025-05-17 23:15 | 75.2011 | - | 5 | 23 | 0.25
2hr LiIon | System | Constraint | Flex Down | Flexibility | Violation | 1 | 2025-05-17 23:30 | 96.2424 | - | 5 | 23 | 0.25
2hr LiIon | System | Constraint | Flex Down | Flexibility | Violation | 1 | 2025-05-17 23:45 | 129.2837 | - | 5 | 23 | 0.25
2hr LiIon | System | Constraint | Flex Down | Flexibility | Violation | 1 | 2025-05-18 00:45 | 0.27285 | - | 5 | 0 | 0.25
2hr LiIon | System | Constraint | Flex Down | Flexibility | Violation | 1 | 2025-05-18 18:00 | 12.8707 | - | 5 | 18 | 0.25
2hr LiIon | System | Constraint | Flex Down | Flexibility | Violation | 1 | 2025-05-18 18:15 | 12.8707 | - | 5 | 18 | 0.25
2hr LiIon | System | Constraint | Flex Down | Flexibility | Violation | 1 | 2025-05-18 18:30 | 12.8707 | - | 5 | 18 | 0.25
2hr LiIon | System | Constraint | Flex Down | Flexibility | Violation | 1 | 2025-05-18 18:45 | 12.8707 | - | 5 | 18 | 0.25
2hr LiIon | System | Constraint | Flex Down | Flexibility | Violation | 1 | 2025-05-19 01:00 | 4.4782 | - | 5 | 1 | 0.25
2hr LiIon | System | Constraint | Flex Down | Flexibility | Violation | 1 | 2025-05-19 02:45 | 22.7678 | - | 5 | 2 | 0.25
2hr LiIon | System | Constraint | Flex Down | Flexibility | Violation | 1 | 2025-05-19 20:45 | 68.9778 | - | 5 | 20 | 0.25
2hr LiIon | System | Constraint | Flex Down | Flexibility | Violation | 1 | 2025-05-19 21:00 | 90.6865 | - | 5 | 21 | 0.25
2hr LiIon | System | Constraint | Flex Down | Flexibility | Violation | 1 | 2025-05-19 21:15 | 270.7852 | - | 5 | 21 | 0.25
2hr LiIon | System | Constraint | Flex Down | Flexibility | Violation | 1 | 2025-05-19 21:30 | 342.6009 | - | 5 | 21 | 0.25
2hr LiIon | System | Constraint | Flex Down | Flexibility | Violation | 1 | 2025-05-19 21:45 | 342.6009 | - | 5 | 21 | 0.25
2hr LiIon | System | Constraint | Flex Down | Flexibility | Violation | 1 | 2025-05-19 22:15 | 48.598 | - | 5 | 22 | 0.25
2hr LiIon | System | Constraint | Flex Down | Flexibility | Violation | 1 | 2025-05-19 22:30 | 107.4057 | - | 5 | 22 | 0.25
2hr LiIon | System | Constraint | Flex Down | Flexibility | Violation | 1 | 2025-05-19 22:45 | 166.2134 | - | 5 | 22 | 0.25
2hr LiIon | System | Constraint | Flex Down | Flexibility | Violation | 1 | 2025-05-20 | 8.5217 | - | 5 | 0 | 0.25
2hr LiIon | System | Constraint | Flex Down | Flexibility | Violation | 1 | 2025-05-20 12:30 | 8.1993 | - | 5 | 12 | 0.25
2hr LiIon | System | Constraint | Flex Down | Flexibility | Violation | 1 | 2025-05-20 12:45 | 37.815 | - | 5 | 12 | 0.25
2hr LiIon | System | Constraint | Flex Down | Flexibility | Violation | 1 | 2025-05-20 15:00 | 24.4857 | - | 5 | 15 | 0.25
2hr LiIon | System | Constraint | Flex Down | Flexibility | Violation | 1 | 2025-05-20 15:15 | 2.6946 | - | 5 | 15 | 0.25
2hr LiIon | System | Constraint | Flex Down | Flexibility | Violation | 1 | 2025-05-22 10:30 | 4.1069 | - | 5 | 10 | 0.25
2hr LiIon | System | Constraint | Flex Down | Flexibility | Violation | 1 | 2025-05-22 15:00 | 7.8168 | - | 5 | 15 | 0.25
2hr LiIon | System | Constraint | Flex Down | Flexibility | Violation | 1 | 2025-05-22 15:30 | 12.0506 | - | 5 | 15 | 0.25
2hr LiIon | System | Constraint | Flex Down | Flexibility | Violation | 1 | 2025-05-22 18:00 | 5.4745 | - | 5 | 18 | 0.25
2hr LiIon | System | Constraint | Flex Down | Flexibility | Violation | 1 | 2025-05-22 18:15 | 5.4745 | - | 5 | 18 | 0.25
2hr LiIon | System | Constraint | Flex Down | Flexibility | Violation | 1 | 2025-05-22 18:30 | 5.4745 | - | 5 | 18 | 0.25
2hr LiIon | System | Constraint | Flex Down | Flexibility | Violation | 1 | 2025-05-22 18:45 | 5.4745 | - | 5 | 18 | 0.25
2hr LiIon | System | Constraint | Flex Down | Flexibility | Violation | 1 | 2025-05-22 21:45 | 63.6781 | - | 5 | 21 | 0.25
2hr LiIon | System | Constraint | Flex Down | Flexibility | Violation | 1 | 2025-05-23 02:00 | 48.4014 | - | 5 | 2 | 0.25
2hr LiIon | System | Constraint | Flex Down | Flexibility | Violation | 1 | 2025-05-23 02:15 | 48.4014 | - | 5 | 2 | 0.25
2hr LiIon | System | Constraint | Flex Down | Flexibility | Violation | 1 | 2025-05-23 02:30 | 48.4014 | - | 5 | 2 | 0.25
2hr LiIon | System | Constraint | Flex Down | Flexibility | Violation | 1 | 2025-05-23 02:45 | 17.2549 | - | 5 | 2 | 0.25
2hr LiIon | System | Constraint | Flex Down | Flexibility | Violation | 1 | 2025-05-23 03:00 | 23.3666 | - | 5 | 3 | 0.25
2hr LiIon | System | Constraint | Flex Down | Flexibility | Violation | 1 | 2025-05-23 03:30 | 23.3666 | - | 5 | 3 | 0.25
2hr LiIon | System | Constraint | Flex Down | Flexibility | Violation | 1 | 2025-05-23 03:45 | 23.3666 | - | 5 | 3 | 0.25
2hr LiIon | System | Constraint | Flex Down | Flexibility | Violation | 1 | 2025-05-23 10:00 | 22.6087 | - | 5 | 10 | 0.25
2hr LiIon | System | Constraint | Flex Down | Flexibility | Violation | 1 | 2025-05-23 10:15 | 22.6087 | - | 5 | 10 | 0.25
2hr LiIon | System | Constraint | Flex Down | Flexibility | Violation | 1 | 2025-05-23 10:30 | 18.5802 | - | 5 | 10 | 0.25
2hr LiIon | System | Constraint | Flex Down | Flexibility | Violation | 1 | 2025-05-23 10:45 | 13.7296 | - | 5 | 10 | 0.25
2hr LiIon | System | Constraint | Flex Down | Flexibility | Violation | 1 | 2025-05-23 12:00 | 9.4236 | - | 5 | 12 | 0.25
2hr LiIon | System | Constraint | Flex Down | Flexibility | Violation | 1 | 2025-05-23 12:30 | 9.4236 | - | 5 | 12 | 0.25
2hr LiIon | System | Constraint | Flex Down | Flexibility | Violation | 1 | 2025-05-24 21:15 | 55.5558 | - | 5 | 21 | 0.25
2hr LiIon | System | Constraint | Flex Down | Flexibility | Violation | 1 | 2025-05-24 21:30 | 118.157 | - | 5 | 21 | 0.25
2hr LiIon | System | Constraint | Flex Down | Flexibility | Violation | 1 | 2025-05-24 21:45 | 172.7583 | - | 5 | 21 | 0.25
2hr LiIon | System | Constraint | Flex Down | Flexibility | Violation | 1 | 2025-05-24 23:30 | 28.8589 | - | 5 | 23 | 0.25
2hr LiIon | System | Constraint | Flex Down | Flexibility | Violation | 1 | 2025-05-24 23:45 | 69.0253 | - | 5 | 23 | 0.25
2hr LiIon | System | Constraint | Flex Down | Flexibility | Violation | 1 | 2025-05-25 23:00 | 0.93694 | - | 5 | 23 | 0.25
2hr LiIon | System | Constraint | Flex Down | Flexibility | Violation | 1 | 2025-05-25 23:15 | 14.8386 | - | 5 | 23 | 0.25
2hr LiIon | System | Constraint | Flex Down | Flexibility | Violation | 1 | 2025-05-25 23:30 | 14.8386 | - | 5 | 23 | 0.25
2hr LiIon | System | Constraint | Flex Down | Flexibility | Violation | 1 | 2025-05-25 23:45 | 14.8386 | - | 5 | 23 | 0.25
2hr LiIon | System | Constraint | Flex Down | Flexibility | Violation | 1 | 2025-05-26 | 13.6025 | - | 5 | 0 | 0.25
2hr LiIon | System | Constraint | Flex Down | Flexibility | Violation | 1 | 2025-05-26 00:15 | 13.6025 | - | 5 | 0 | 0.25
2hr LiIon | System | Constraint | Flex Down | Flexibility | Violation | 1 | 2025-05-26 00:30 | 13.6025 | - | 5 | 0 | 0.25
2hr LiIon | System | Constraint | Flex Down | Flexibility | Violation | 1 | 2025-05-26 00:45 | 13.6025 | - | 5 | 0 | 0.25
2hr LiIon | System | Constraint | Flex Down | Flexibility | Violation | 1 | 2025-05-26 01:30 | 14.5216 | - | 5 | 1 | 0.25
2hr LiIon | System | Constraint | Flex Down | Flexibility | Violation | 1 | 2025-05-26 01:45 | 16.7584 | - | 5 | 1 | 0.25
2hr LiIon | System | Constraint | Flex Down | Flexibility | Violation | 1 | 2025-05-26 02:00 | 79.6362 | - | 5 | 2 | 0.25
2hr LiIon | System | Constraint | Flex Down | Flexibility | Violation | 1 | 2025-05-26 02:15 | 79.6362 | - | 5 | 2 | 0.25
2hr LiIon | System | Constraint | Flex Down | Flexibility | Violation | 1 | 2025-05-26 02:30 | 8.1362 | - | 5 | 2 | 0.25
2hr LiIon | System | Constraint | Flex Down | Flexibility | Violation | 1 | 2025-05-26 02:45 | 8.1362 | - | 5 | 2 | 0.25
2hr LiIon | System | Constraint | Flex Down | Flexibility | Violation | 1 | 2025-05-26 05:00 | 11.631 | - | 5 | 5 | 0.25
2hr LiIon | System | Constraint | Flex Down | Flexibility | Violation | 1 | 2025-05-26 05:15 | 2.5826 | - | 5 | 5 | 0.25
2hr LiIon | System | Constraint | Flex Down | Flexibility | Violation | 1 | 2025-05-26 21:30 | 12.2665 | - | 5 | 21 | 0.25
2hr LiIon | System | Constraint | Flex Down | Flexibility | Violation | 1 | 2025-05-26 21:45 | 68.8886 | - | 5 | 21 | 0.25
2hr LiIon | System | Constraint | Flex Down | Flexibility | Violation | 1 | 2025-05-26 22:30 | 29.8778 | - | 5 | 22 | 0.25
2hr LiIon | System | Constraint | Flex Down | Flexibility | Violation | 1 | 2025-05-26 22:45 | 80.2075 | - | 5 | 22 | 0.25
2hr LiIon | System | Constraint | Flex Down | Flexibility | Violation | 1 | 2025-05-27 03:00 | 0.74408 | - | 5 | 3 | 0.25
2hr LiIon | System | Constraint | Flex Down | Flexibility | Violation | 1 | 2025-05-28 21:45 | 46.9109 | - | 5 | 21 | 0.25
2hr LiIon | System | Constraint | Flex Down | Flexibility | Violation | 1 | 2025-05-28 22:45 | 6.5048 | - | 5 | 22 | 0.25
2hr LiIon | System | Constraint | Flex Down | Flexibility | Violation | 1 | 2025-05-29 03:00 | 31.3008 | - | 5 | 3 | 0.25
2hr LiIon | System | Constraint | Flex Down | Flexibility | Violation | 1 | 2025-05-29 21:45 | 83.7161 | - | 5 | 21 | 0.25
2hr LiIon | System | Constraint | Flex Down | Flexibility | Violation | 1 | 2025-05-30 21:00 | 80.7383 | - | 5 | 21 | 0.25
2hr LiIon | System | Constraint | Flex Down | Flexibility | Violation | 1 | 2025-05-30 21:15 | 140.6561 | - | 5 | 21 | 0.25
2hr LiIon | System | Constraint | Flex Down | Flexibility | Violation | 1 | 2025-05-30 21:30 | 213.5739 | - | 5 | 21 | 0.25
2hr LiIon | System | Constraint | Flex Down | Flexibility | Violation | 1 | 2025-05-30 21:45 | 224.0009 | - | 5 | 21 | 0.25
2hr LiIon | System | Constraint | Flex Down | Flexibility | Violation | 1 | 2025-05-30 22:00 | 64.5148 | - | 5 | 22 | 0.25
2hr LiIon | System | Constraint | Flex Down | Flexibility | Violation | 1 | 2025-05-30 22:15 | 129.3083 | - | 5 | 22 | 0.25
2hr LiIon | System | Constraint | Flex Down | Flexibility | Violation | 1 | 2025-05-30 22:30 | 193.2166 | - | 5 | 22 | 0.25
2hr LiIon | System | Constraint | Flex Down | Flexibility | Violation | 1 | 2025-05-30 22:45 | 259.1249 | - | 5 | 22 | 0.25
2hr LiIon | System | Constraint | Flex Down | Flexibility | Violation | 1 | 2025-05-30 23:45 | 23.8411 | - | 5 | 23 | 0.25
2hr LiIon | System | Constraint | Flex Down | Flexibility | Violation | 1 | 2025-05-31 22:00 | 151.8559 | - | 5 | 22 | 0.25
2hr LiIon | System | Constraint | Flex Down | Flexibility | Violation | 1 | 2025-05-31 22:15 | 161.1938 | - | 5 | 22 | 0.25
2hr LiIon | System | Constraint | Flex Down | Flexibility | Violation | 1 | 2025-05-31 22:30 | 174.5317 | - | 5 | 22 | 0.25
2hr LiIon | System | Constraint | Flex Down | Flexibility | Violation | 1 | 2025-05-31 22:45 | 179.8697 | - | 5 | 22 | 0.25
2hr LiIon | System | Constraint | Flex Down | Flexibility | Violation | 1 | 2025-05-31 23:15 | 34.8161 | - | 5 | 23 | 0.25
2hr LiIon | System | Constraint | Flex Down | Flexibility | Violation | 1 | 2025-05-31 23:30 | 79.4068 | - | 5 | 23 | 0.25
2hr LiIon | System | Constraint | Flex Down | Flexibility | Violation | 1 | 2025-05-31 23:45 | 133.9975 | - | 5 | 23 | 0.25
2hr LiIon | System | Constraint | Flex Down | Flexibility | Violation | 1 | 2025-06-14 00:45 | 29.3709 | - | 6 | 0 | 0.25
2hr LiIon | System | Constraint | Flex Down | Flexibility | Violation | 1 | 2025-06-17 18:00 | 2.1249 | - | 6 | 18 | 0.25
2hr LiIon | System | Constraint | Flex Down | Flexibility | Violation | 1 | 2025-06-17 23:00 | 141.7641 | - | 6 | 23 | 0.25
2hr LiIon | System | Constraint | Flex Down | Flexibility | Violation | 1 | 2025-06-17 23:15 | 98.3705 | - | 6 | 23 | 0.25
2hr LiIon | System | Constraint | Flex Down | Flexibility | Violation | 1 | 2025-06-17 23:30 | 38.9769 | - | 6 | 23 | 0.25
2hr LiIon | System | Constraint | Flex Down | Flexibility | Violation | 1 | 2025-06-27 03:00 | 10.5165 | - | 6 | 3 | 0.25
2hr LiIon | System | Constraint | Flex Down | Flexibility | Violation | 1 | 2025-07-05 22:30 | 15.1407 | - | 7 | 22 | 0.25
2hr LiIon | System | Constraint | Flex Down | Flexibility | Violation | 1 | 2025-07-05 22:45 | 75.4278 | - | 7 | 22 | 0.25
2hr LiIon | System | Constraint | Flex Down | Flexibility | Violation | 1 | 2025-07-08 | 151.2457 | - | 7 | 0 | 0.25
2hr LiIon | System | Constraint | Flex Down | Flexibility | Violation | 1 | 2025-07-08 00:15 | 117.1765 | - | 7 | 0 | 0.25
2hr LiIon | System | Constraint | Flex Down | Flexibility | Violation | 1 | 2025-07-08 00:30 | 107.7363 | - | 7 | 0 | 0.25
2hr LiIon | System | Constraint | Flex Down | Flexibility | Violation | 1 | 2025-07-08 00:45 | 88.296 | - | 7 | 0 | 0.25
2hr LiIon | System | Constraint | Flex Down | Flexibility | Violation | 1 | 2025-07-08 04:00 | 34.5579 | - | 7 | 4 | 0.25
2hr LiIon | System | Constraint | Flex Down | Flexibility | Violation | 1 | 2025-07-14 | 79.7893 | - | 7 | 0 | 0.25
2hr LiIon | System | Constraint | Flex Down | Flexibility | Violation | 1 | 2025-07-14 00:15 | 100.9802 | - | 7 | 0 | 0.25
2hr LiIon | System | Constraint | Flex Down | Flexibility | Violation | 1 | 2025-07-14 00:30 | 108.1711 | - | 7 | 0 | 0.25
2hr LiIon | System | Constraint | Flex Down | Flexibility | Violation | 1 | 2025-07-14 00:45 | 113.362 | - | 7 | 0 | 0.25
2hr LiIon | System | Constraint | Flex Down | Flexibility | Violation | 1 | 2025-07-16 02:00 | 97.2437 | - | 7 | 2 | 0.25
2hr LiIon | System | Constraint | Flex Down | Flexibility | Violation | 1 | 2025-07-19 00:30 | 9.7106 | - | 7 | 0 | 0.25
2hr LiIon | System | Constraint | Flex Down | Flexibility | Violation | 1 | 2025-07-19 00:45 | 60.3177 | - | 7 | 0 | 0.25
2hr LiIon | System | Constraint | Flex Down | Flexibility | Violation | 1 | 2025-08-03 01:45 | 19.1286 | - | 8 | 1 | 0.25
2hr LiIon | System | Constraint | Flex Down | Flexibility | Violation | 1 | 2025-08-04 22:45 | 12.2448 | - | 8 | 22 | 0.25
2hr LiIon | System | Constraint | Flex Down | Flexibility | Violation | 1 | 2025-08-05 00:30 | 0.42059 | - | 8 | 0 | 0.25
2hr LiIon | System | Constraint | Flex Down | Flexibility | Violation | 1 | 2025-08-05 00:45 | 34.9972 | - | 8 | 0 | 0.25
2hr LiIon | System | Constraint | Flex Down | Flexibility | Violation | 1 | 2025-08-12 00:45 | 1.4614 | - | 8 | 0 | 0.25
2hr LiIon | System | Constraint | Flex Down | Flexibility | Violation | 1 | 2025-08-14 00:30 | 4.2256 | - | 8 | 0 | 0.25
2hr LiIon | System | Constraint | Flex Down | Flexibility | Violation | 1 | 2025-08-14 00:45 | 24.0851 | - | 8 | 0 | 0.25
2hr LiIon | System | Constraint | Flex Down | Flexibility | Violation | 1 | 2025-08-20 12:15 | 19.1485 | - | 8 | 12 | 0.25
2hr LiIon | System | Constraint | Flex Down | Flexibility | Violation | 1 | 2025-08-20 12:30 | 36.2323 | - | 8 | 12 | 0.25
2hr LiIon | System | Constraint | Flex Down | Flexibility | Violation | 1 | 2025-08-20 12:45 | 35.3162 | - | 8 | 12 | 0.25
2hr LiIon | System | Constraint | Flex Down | Flexibility | Violation | 1 | 2025-08-21 | 45.4277 | - | 8 | 0 | 0.25
2hr LiIon | System | Constraint | Flex Down | Flexibility | Violation | 1 | 2025-08-21 00:15 | 69.8478 | - | 8 | 0 | 0.25
2hr LiIon | System | Constraint | Flex Down | Flexibility | Violation | 1 | 2025-08-21 00:30 | 91.2679 | - | 8 | 0 | 0.25
2hr LiIon | System | Constraint | Flex Down | Flexibility | Violation | 1 | 2025-08-21 00:45 | 123.688 | - | 8 | 0 | 0.25
2hr LiIon | System | Constraint | Flex Down | Flexibility | Violation | 1 | 2025-09-06 00:30 | 17.0288 | - | 9 | 0 | 0.25
2hr LiIon | System | Constraint | Flex Down | Flexibility | Violation | 1 | 2025-09-06 00:45 | 43.6372 | - | 9 | 0 | 0.25
2hr LiIon | System | Constraint | Flex Down | Flexibility | Violation | 1 | 2025-09-07 00:30 | 12.8588 | - | 9 | 0 | 0.25
2hr LiIon | System | Constraint | Flex Down | Flexibility | Violation | 1 | 2025-09-07 00:45 | 31.6277 | - | 9 | 0 | 0.25
2hr LiIon | System | Constraint | Flex Down | Flexibility | Violation | 1 | 2025-09-07 01:15 | 6.0227 | - | 9 | 1 | 0.25
2hr LiIon | System | Constraint | Flex Down | Flexibility | Violation | 1 | 2025-09-07 01:30 | 27.6396 | - | 9 | 1 | 0.25
2hr LiIon | System | Constraint | Flex Down | Flexibility | Violation | 1 | 2025-09-07 01:45 | 35.2564 | - | 9 | 1 | 0.25
2hr LiIon | System | Constraint | Flex Down | Flexibility | Violation | 1 | 2025-09-14 00:45 | 20.4381 | - | 9 | 0 | 0.25
2hr LiIon | System | Constraint | Flex Down | Flexibility | Violation | 1 | 2025-09-14 01:00 | 13.7059 | - | 9 | 1 | 0.25
2hr LiIon | System | Constraint | Flex Down | Flexibility | Violation | 1 | 2025-09-14 01:15 | 0.81231 | - | 9 | 1 | 0.25
2hr LiIon | System | Constraint | Flex Down | Flexibility | Violation | 1 | 2025-09-17 09:00 | 17.5453 | - | 9 | 9 | 0.25
2hr LiIon | System | Constraint | Flex Down | Flexibility | Violation | 1 | 2025-09-17 09:15 | 7.2929 | - | 9 | 9 | 0.25
2hr LiIon | System | Constraint | Flex Down | Flexibility | Violation | 1 | 2025-09-18 10:00 | 4.2355 | - | 9 | 10 | 0.25
2hr LiIon | System | Constraint | Flex Down | Flexibility | Violation | 1 | 2025-09-23 | 17.8794 | - | 9 | 0 | 0.25
2hr LiIon | System | Constraint | Flex Down | Flexibility | Violation | 1 | 2025-09-29 09:45 | 28.0218 | - | 9 | 9 | 0.25
2hr LiIon | System | Constraint | Flex Down | Flexibility | Violation | 1 | 2025-09-30 01:00 | 28.9789 | - | 9 | 1 | 0.25
2hr LiIon | System | Constraint | Flex Down | Flexibility | Violation | 1 | 2025-09-30 01:15 | 9.1737 | - | 9 | 1 | 0.25
2hr LiIon | System | Constraint | Flex Down | Flexibility | Violation | 1 | 2025-09-30 02:00 | 5.3967 | - | 9 | 2 | 0.25
2hr LiIon | System | Constraint | Flex Down | Flexibility | Violation | 1 | 2025-09-30 11:00 | 7.4877 | - | 9 | 11 | 0.25
2hr LiIon | System | Constraint | Flex Down | Flexibility | Violation | 1 | 2025-09-30 11:15 | 25.3265 | - | 9 | 11 | 0.25
2hr LiIon | System | Constraint | Flex Down | Flexibility | Violation | 1 | 2025-09-30 11:30 | 43.1652 | - | 9 | 11 | 0.25
2hr LiIon | System | Constraint | Flex Down | Flexibility | Violation | 1 | 2025-09-30 11:45 | 62.0039 | - | 9 | 11 | 0.25
2hr LiIon | System | Constraint | Flex Down | Flexibility | Violation | 1 | 2025-09-30 12:00 | 3.9732 | - | 9 | 12 | 0.25
2hr LiIon | System | Constraint | Flex Down | Flexibility | Violation | 1 | 2025-09-30 12:15 | 6.2194 | - | 9 | 12 | 0.25
2hr LiIon | System | Constraint | Flex Down | Flexibility | Violation | 1 | 2025-09-30 12:30 | 21.4656 | - | 9 | 12 | 0.25
2hr LiIon | System | Constraint | Flex Down | Flexibility | Violation | 1 | 2025-09-30 12:45 | 30.7117 | - | 9 | 12 | 0.25
2hr LiIon | System | Constraint | Flex Down | Flexibility | Violation | 1 | 2025-09-30 13:00 | 4.4236 | - | 9 | 13 | 0.25
2hr LiIon | System | Constraint | Flex Down | Flexibility | Violation | 1 | 2025-09-30 13:15 | 19.5273 | - | 9 | 13 | 0.25
2hr LiIon | System | Constraint | Flex Down | Flexibility | Violation | 1 | 2025-09-30 13:30 | 27.631 | - | 9 | 13 | 0.25
2hr LiIon | System | Constraint | Flex Down | Flexibility | Violation | 1 | 2025-09-30 13:45 | 34.7348 | - | 9 | 13 | 0.25
2hr LiIon | System | Constraint | Flex Down | Flexibility | Violation | 1 | 2025-09-30 20:45 | 7.9486 | - | 9 | 20 | 0.25
2hr LiIon | System | Constraint | Flex Down | Flexibility | Violation | 1 | 2025-10-01 09:15 | 21.7092 | - | 10 | 9 | 0.25
2hr LiIon | System | Constraint | Flex Down | Flexibility | Violation | 1 | 2025-10-01 09:30 | 45.5751 | - | 10 | 9 | 0.25
2hr LiIon | System | Constraint | Flex Down | Flexibility | Violation | 1 | 2025-10-01 09:45 | 72.441 | - | 10 | 9 | 0.25
2hr LiIon | System | Constraint | Flex Down | Flexibility | Violation | 1 | 2025-10-02 02:00 | 58.9082 | - | 10 | 2 | 0.25
2hr LiIon | System | Constraint | Flex Down | Flexibility | Violation | 1 | 2025-10-02 02:15 | 18.2953 | - | 10 | 2 | 0.25
2hr LiIon | System | Constraint | Flex Down | Flexibility | Violation | 1 | 2025-10-02 10:00 | 15.343 | - | 10 | 10 | 0.25
2hr LiIon | System | Constraint | Flex Down | Flexibility | Violation | 1 | 2025-10-02 10:15 | 12.4771 | - | 10 | 10 | 0.25
2hr LiIon | System | Constraint | Flex Down | Flexibility | Violation | 1 | 2025-10-02 10:30 | 14.6113 | - | 10 | 10 | 0.25
2hr LiIon | System | Constraint | Flex Down | Flexibility | Violation | 1 | 2025-10-02 10:45 | 13.7454 | - | 10 | 10 | 0.25
2hr LiIon | System | Constraint | Flex Down | Flexibility | Violation | 1 | 2025-10-03 09:30 | 23.7678 | - | 10 | 9 | 0.25
2hr LiIon | System | Constraint | Flex Down | Flexibility | Violation | 1 | 2025-10-03 09:45 | 45.213 | - | 10 | 9 | 0.25
2hr LiIon | System | Constraint | Flex Down | Flexibility | Violation | 1 | 2025-10-04 11:30 | 19.1075 | - | 10 | 11 | 0.25
2hr LiIon | System | Constraint | Flex Down | Flexibility | Violation | 1 | 2025-10-04 11:45 | 37.7303 | - | 10 | 11 | 0.25
2hr LiIon | System | Constraint | Flex Down | Flexibility | Violation | 1 | 2025-10-05 | 27.4978 | - | 10 | 0 | 0.25
2hr LiIon | System | Constraint | Flex Down | Flexibility | Violation | 1 | 2025-10-05 00:15 | 25.0152 | - | 10 | 0 | 0.25
2hr LiIon | System | Constraint | Flex Down | Flexibility | Violation | 1 | 2025-10-05 00:30 | 25.5326 | - | 10 | 0 | 0.25
2hr LiIon | System | Constraint | Flex Down | Flexibility | Violation | 1 | 2025-10-05 00:45 | 17.05 | - | 10 | 0 | 0.25
2hr LiIon | System | Constraint | Flex Down | Flexibility | Violation | 1 | 2025-10-05 01:00 | 4.3564 | - | 10 | 1 | 0.25
2hr LiIon | System | Constraint | Flex Down | Flexibility | Violation | 1 | 2025-10-06 01:45 | 4.3638 | - | 10 | 1 | 0.25
2hr LiIon | System | Constraint | Flex Down | Flexibility | Violation | 1 | 2025-10-06 03:00 | 6.4998 | - | 10 | 3 | 0.25
2hr LiIon | System | Constraint | Flex Down | Flexibility | Violation | 1 | 2025-10-09 12:45 | 3.3178 | - | 10 | 12 | 0.25
2hr LiIon | System | Constraint | Flex Down | Flexibility | Violation | 1 | 2025-10-10 22:45 | 5.0789 | - | 10 | 22 | 0.25
2hr LiIon | System | Constraint | Flex Down | Flexibility | Violation | 1 | 2025-10-14 22:30 | 17.2337 | - | 10 | 22 | 0.25
2hr LiIon | System | Constraint | Flex Down | Flexibility | Violation | 1 | 2025-10-14 22:45 | 61.5964 | - | 10 | 22 | 0.25
2hr LiIon | System | Constraint | Flex Down | Flexibility | Violation | 1 | 2025-10-15 | 0.66069 | - | 10 | 0 | 0.25
2hr LiIon | System | Constraint | Flex Down | Flexibility | Violation | 1 | 2025-10-15 00:15 | 8.5091 | - | 10 | 0 | 0.25
2hr LiIon | System | Constraint | Flex Down | Flexibility | Violation | 1 | 2025-10-15 00:30 | 6.3576 | - | 10 | 0 | 0.25
2hr LiIon | System | Constraint | Flex Down | Flexibility | Violation | 1 | 2025-10-15 00:45 | 11.206 | - | 10 | 0 | 0.25
2hr LiIon | System | Constraint | Flex Down | Flexibility | Violation | 1 | 2025-10-16 12:00 | 91.4678 | - | 10 | 12 | 0.25
2hr LiIon | System | Constraint | Flex Down | Flexibility | Violation | 1 | 2025-10-16 12:15 | 54.874 | - | 10 | 12 | 0.25
2hr LiIon | System | Constraint | Flex Down | Flexibility | Violation | 1 | 2025-10-16 12:30 | 25.2801 | - | 10 | 12 | 0.25
2hr LiIon | System | Constraint | Flex Down | Flexibility | Violation | 1 | 2025-10-19 11:30 | 4.9852 | - | 10 | 11 | 0.25
2hr LiIon | System | Constraint | Flex Down | Flexibility | Violation | 1 | 2025-10-19 11:45 | 28.191 | - | 10 | 11 | 0.25
2hr LiIon | System | Constraint | Flex Down | Flexibility | Violation | 1 | 2025-10-19 12:45 | 18.1367 | - | 10 | 12 | 0.25
2hr LiIon | System | Constraint | Flex Down | Flexibility | Violation | 1 | 2025-10-23 09:00 | 45.0202 | - | 10 | 9 | 0.25
2hr LiIon | System | Constraint | Flex Down | Flexibility | Violation | 1 | 2025-10-23 09:15 | 38.2144 | - | 10 | 9 | 0.25
2hr LiIon | System | Constraint | Flex Down | Flexibility | Violation | 1 | 2025-10-23 09:30 | 23.4085 | - | 10 | 9 | 0.25
2hr LiIon | System | Constraint | Flex Down | Flexibility | Violation | 1 | 2025-10-23 09:45 | 10.6027 | - | 10 | 9 | 0.25
2hr LiIon | System | Constraint | Flex Down | Flexibility | Violation | 1 | 2025-10-24 01:00 | 45.9895 | - | 10 | 1 | 0.25
2hr LiIon | System | Constraint | Flex Down | Flexibility | Violation | 1 | 2025-10-24 01:15 | 6.1752 | - | 10 | 1 | 0.25
2hr LiIon | System | Constraint | Flex Down | Flexibility | Violation | 1 | 2025-10-27 08:45 | 52.7784 | - | 10 | 8 | 0.25
2hr LiIon | System | Constraint | Flex Down | Flexibility | Violation | 1 | 2025-10-27 10:00 | 40.6123 | - | 10 | 10 | 0.25
2hr LiIon | System | Constraint | Flex Down | Flexibility | Violation | 1 | 2025-10-27 10:15 | 32.3255 | - | 10 | 10 | 0.25
2hr LiIon | System | Constraint | Flex Down | Flexibility | Violation | 1 | 2025-10-27 10:30 | 22.0386 | - | 10 | 10 | 0.25
2hr LiIon | System | Constraint | Flex Down | Flexibility | Violation | 1 | 2025-10-27 10:45 | 2.7517 | - | 10 | 10 | 0.25
2hr LiIon | System | Constraint | Flex Down | Flexibility | Violation | 1 | 2025-10-27 13:00 | 1.1461 | - | 10 | 13 | 0.25
2hr LiIon | System | Constraint | Flex Down | Flexibility | Violation | 1 | 2025-10-28 10:00 | 60.8751 | - | 10 | 10 | 0.25
2hr LiIon | System | Constraint | Flex Down | Flexibility | Violation | 1 | 2025-10-28 10:15 | 80.8351 | - | 10 | 10 | 0.25
2hr LiIon | System | Constraint | Flex Down | Flexibility | Violation | 1 | 2025-10-28 10:30 | 104.7951 | - | 10 | 10 | 0.25
2hr LiIon | System | Constraint | Flex Down | Flexibility | Violation | 1 | 2025-10-28 10:45 | 108.7552 | - | 10 | 10 | 0.25
2hr LiIon | System | Constraint | Flex Down | Flexibility | Violation | 1 | 2025-10-28 11:00 | 9.2252 | - | 10 | 11 | 0.25
2hr LiIon | System | Constraint | Flex Down | Flexibility | Violation | 1 | 2025-10-28 11:15 | 40.5569 | - | 10 | 11 | 0.25
2hr LiIon | System | Constraint | Flex Down | Flexibility | Violation | 1 | 2025-10-28 11:30 | 67.8886 | - | 10 | 11 | 0.25
2hr LiIon | System | Constraint | Flex Down | Flexibility | Violation | 1 | 2025-10-28 11:45 | 105.2204 | - | 10 | 11 | 0.25
2hr LiIon | System | Constraint | Flex Down | Flexibility | Violation | 1 | 2025-10-28 13:00 | 86.1681 | - | 10 | 13 | 0.25
2hr LiIon | System | Constraint | Flex Down | Flexibility | Violation | 1 | 2025-10-28 13:15 | 78.3948 | - | 10 | 13 | 0.25
2hr LiIon | System | Constraint | Flex Down | Flexibility | Violation | 1 | 2025-10-28 13:30 | 91.6214 | - | 10 | 13 | 0.25
2hr LiIon | System | Constraint | Flex Down | Flexibility | Violation | 1 | 2025-10-28 13:45 | 98.848 | - | 10 | 13 | 0.25
2hr LiIon | System | Constraint | Flex Down | Flexibility | Violation | 1 | 2025-10-29 09:45 | 77.0405 | - | 10 | 9 | 0.25
2hr LiIon | System | Constraint | Flex Down | Flexibility | Violation | 1 | 2025-10-29 10:15 | 1.176 | - | 10 | 10 | 0.25
2hr LiIon | System | Constraint | Flex Down | Flexibility | Violation | 1 | 2025-10-29 10:30 | 30.2263 | - | 10 | 10 | 0.25
2hr LiIon | System | Constraint | Flex Down | Flexibility | Violation | 1 | 2025-10-29 10:45 | 63.2766 | - | 10 | 10 | 0.25
2hr LiIon | System | Constraint | Flex Down | Flexibility | Violation | 1 | 2025-10-29 12:00 | 39.983 | - | 10 | 12 | 0.25
2hr LiIon | System | Constraint | Flex Down | Flexibility | Violation | 1 | 2025-10-29 12:15 | 30.3106 | - | 10 | 12 | 0.25
2hr LiIon | System | Constraint | Flex Down | Flexibility | Violation | 1 | 2025-10-29 12:30 | 19.6383 | - | 10 | 12 | 0.25
2hr LiIon | System | Constraint | Flex Down | Flexibility | Violation | 1 | 2025-10-29 12:45 | 19.9659 | - | 10 | 12 | 0.25
2hr LiIon | System | Constraint | Flex Down | Flexibility | Violation | 1 | 2025-10-29 13:45 | 24.7108 | - | 10 | 13 | 0.25
2hr LiIon | System | Constraint | Flex Down | Flexibility | Violation | 1 | 2025-10-30 12:30 | 33.886 | - | 10 | 12 | 0.25
2hr LiIon | System | Constraint | Flex Down | Flexibility | Violation | 1 | 2025-10-30 12:45 | 66.1141 | - | 10 | 12 | 0.25
2hr LiIon | System | Constraint | Flex Down | Flexibility | Violation | 1 | 2025-10-30 13:30 | 3.9794 | - | 10 | 13 | 0.25
2hr LiIon | System | Constraint | Flex Down | Flexibility | Violation | 1 | 2025-10-30 13:45 | 38.7011 | - | 10 | 13 | 0.25
2hr LiIon | System | Constraint | Flex Down | Flexibility | Violation | 1 | 2025-10-31 11:30 | 33.2866 | - | 10 | 11 | 0.25
2hr LiIon | System | Constraint | Flex Down | Flexibility | Violation | 1 | 2025-10-31 11:45 | 108.9504 | - | 10 | 11 | 0.25
2hr LiIon | System | Constraint | Flex Down | Flexibility | Violation | 1 | 2025-11-01 10:00 | 138.3721 | - | 11 | 10 | 0.25
2hr LiIon | System | Constraint | Flex Down | Flexibility | Violation | 1 | 2025-11-01 10:15 | 139.1061 | - | 11 | 10 | 0.25
2hr LiIon | System | Constraint | Flex Down | Flexibility | Violation | 1 | 2025-11-01 10:30 | 137.84 | - | 11 | 10 | 0.25
2hr LiIon | System | Constraint | Flex Down | Flexibility | Violation | 1 | 2025-11-01 10:45 | 147.574 | - | 11 | 10 | 0.25
2hr LiIon | System | Constraint | Flex Down | Flexibility | Violation | 1 | 2025-11-01 12:00 | 132.3794 | - | 11 | 12 | 0.25
2hr LiIon | System | Constraint | Flex Down | Flexibility | Violation | 1 | 2025-11-01 12:15 | 152.9186 | - | 11 | 12 | 0.25
2hr LiIon | System | Constraint | Flex Down | Flexibility | Violation | 1 | 2025-11-01 12:30 | 169.4578 | - | 11 | 12 | 0.25
2hr LiIon | System | Constraint | Flex Down | Flexibility | Violation | 1 | 2025-11-01 12:45 | 179.997 | - | 11 | 12 | 0.25
2hr LiIon | System | Constraint | Flex Down | Flexibility | Violation | 1 | 2025-11-04 01:00 | 102.6583 | - | 11 | 1 | 0.25
2hr LiIon | System | Constraint | Flex Down | Flexibility | Violation | 1 | 2025-11-04 01:15 | 24.477 | - | 11 | 1 | 0.25
2hr LiIon | System | Constraint | Flex Down | Flexibility | Violation | 1 | 2025-11-04 04:00 | 78.8262 | - | 11 | 4 | 0.25
2hr LiIon | System | Constraint | Flex Down | Flexibility | Violation | 1 | 2025-11-04 05:00 | 49.4315 | - | 11 | 5 | 0.25
2hr LiIon | System | Constraint | Flex Down | Flexibility | Violation | 1 | 2025-11-05 04:00 | 68.5817 | - | 11 | 4 | 0.25
2hr LiIon | System | Constraint | Flex Down | Flexibility | Violation | 1 | 2025-11-05 05:00 | 108.669 | - | 11 | 5 | 0.25
2hr LiIon | System | Constraint | Flex Down | Flexibility | Violation | 1 | 2025-11-07 02:00 | 21.699 | - | 11 | 2 | 0.25
2hr LiIon | System | Constraint | Flex Down | Flexibility | Violation | 1 | 2025-11-07 02:15 | 5.6789 | - | 11 | 2 | 0.25
2hr LiIon | System | Constraint | Flex Down | Flexibility | Violation | 1 | 2025-11-07 03:00 | 45.9302 | - | 11 | 3 | 0.25
2hr LiIon | System | Constraint | Flex Down | Flexibility | Violation | 1 | 2025-11-07 03:15 | 11.0555 | - | 11 | 3 | 0.25
2hr LiIon | System | Constraint | Flex Down | Flexibility | Violation | 1 | 2025-11-07 11:45 | 15.1378 | - | 11 | 11 | 0.25
2hr LiIon | System | Constraint | Flex Down | Flexibility | Violation | 1 | 2025-11-07 12:45 | 6.0035 | - | 11 | 12 | 0.25
2hr LiIon | System | Constraint | Flex Down | Flexibility | Violation | 1 | 2025-11-08 03:00 | 11.6334 | - | 11 | 3 | 0.25
2hr LiIon | System | Constraint | Flex Down | Flexibility | Violation | 1 | 2025-11-20 03:00 | 81.5352 | - | 11 | 3 | 0.25
2hr LiIon | System | Constraint | Flex Down | Flexibility | Violation | 1 | 2025-11-20 03:15 | 34.6479 | - | 11 | 3 | 0.25
2hr LiIon | System | Constraint | Flex Down | Flexibility | Violation | 1 | 2025-11-20 03:30 | 6.7606 | - | 11 | 3 | 0.25
2hr LiIon | System | Constraint | Flex Down | Flexibility | Violation | 1 | 2025-11-20 05:00 | 211.9719 | - | 11 | 5 | 0.25
2hr LiIon | System | Constraint | Flex Down | Flexibility | Violation | 1 | 2025-12-01 02:00 | 141.7943 | - | 12 | 2 | 0.25
2hr LiIon | System | Constraint | Flex Down | Flexibility | Violation | 1 | 2025-12-01 02:15 | 75.8043 | - | 12 | 2 | 0.25
2hr LiIon | System | Constraint | Flex Down | Flexibility | Violation | 1 | 2025-12-01 02:30 | 2.8142 | - | 12 | 2 | 0.25
2hr LiIon | System | Constraint | Flex Down | Flexibility | Violation | 1 | 2025-12-03 14:15 | 86.976 | - | 12 | 14 | 0.25
2hr LiIon | System | Constraint | Flex Down | Flexibility | Violation | 1 | 2025-12-04 16:00 | 73.5212 | - | 12 | 16 | 0.25
2hr LiIon | System | Constraint | Flex Down | Flexibility | Violation | 1 | 2025-12-11 02:00 | 158.2244 | - | 12 | 2 | 0.25
2hr LiIon | System | Constraint | Flex Down | Flexibility | Violation | 1 | 2025-12-11 02:15 | 97.0402 | - | 12 | 2 | 0.25
2hr LiIon | System | Constraint | Flex Down | Flexibility | Violation | 1 | 2025-12-11 02:30 | 36.8559 | - | 12 | 2 | 0.25
2hr LiIon | System | Constraint | Flex Down | Flexibility | Violation | 1 | 2025-12-15 03:00 | 36.2431 | - | 12 | 3 | 0.25
2hr LiIon | System | Constraint | Flex Down | Flexibility | Violation | 1 | 2025-12-15 03:15 | 11.3059 | - | 12 | 3 | 0.25
2hr LiIon | System | Constraint | Flex Down | Flexibility | Violation | 1 | 2025-12-15 04:00 | 113.8267 | - | 12 | 4 | 0.25
2hr LiIon | System | Constraint | Flex Down | Flexibility | Violation | 1 | 2025-12-15 04:15 | 31.7046 | - | 12 | 4 | 0.25
2hr LiIon | System | Constraint | Flex Down | Flexibility | Violation | 1 | 2025-12-15 05:00 | 159.514 | - | 12 | 5 | 0.25
2hr LiIon | System | Constraint | Flex Down | Flexibility | Violation | 1 | 2025-12-16 01:00 | 50.9327 | - | 12 | 1 | 0.25
2hr LiIon | System | Constraint | Flex Down | Flexibility | Violation | 1 | 2025-12-16 05:00 | 121.9016 | - | 12 | 5 | 0.25
2hr LiIon | System | Constraint | Flex Down | Flexibility | Violation | 1 | 2025-12-18 04:00 | 76.2378 | - | 12 | 4 | 0.25
2hr LiIon | System | Constraint | Flex Down | Flexibility | Violation | 1 | 2025-12-18 04:15 | 3.1653 | - | 12 | 4 | 0.25
2hr LiIon | System | Constraint | Flex Down | Flexibility | Violation | 1 | 2025-12-18 05:00 | 76.2608 | - | 12 | 5 | 0.25
2hr LiIon | System | Constraint | Flex Down | Flexibility | Violation | 1 | 2025-12-19 01:45 | 2.7689 | - | 12 | 1 | 0.25
2hr LiIon | System | Constraint | Flex Down | Flexibility | Violation | 1 | 2025-12-19 03:00 | 6.2087 | - | 12 | 3 | 0.25
2hr LiIon | System | Constraint | Flex Down | Flexibility | Violation | 1 | 2025-12-19 04:00 | 70.6297 | - | 12 | 4 | 0.25
2hr LiIon | System | Constraint | Flex Down | Flexibility | Violation | 1 | 2025-12-19 04:15 | 35.1304 | - | 12 | 4 | 0.25
2hr LiIon | System | Constraint | Flex Down | Flexibility | Violation | 1 | 2025-12-19 06:00 | 149.5577 | - | 12 | 6 | 0.25
2hr LiIon | System | Constraint | Flex Down | Flexibility | Violation | 1 | 2025-12-19 06:15 | 31.7166 | - | 12 | 6 | 0.25
2hr LiIon | System | Constraint | Flex Down | Flexibility | Violation | 1 | 2025-12-21 15:00 | 145.9723 | - | 12 | 15 | 0.25
2hr LiIon | System | Constraint | Flex Down | Flexibility | Violation | 1 | 2025-12-22 04:00 | 194.7338 | - | 12 | 4 | 0.25
2hr LiIon | System | Constraint | Flex Down | Flexibility | Violation | 1 | 2025-12-22 04:15 | 86.5118 | - | 12 | 4 | 0.25
2hr LiIon | System | Constraint | Flex Down | Flexibility | Violation | 1 | 2025-12-22 06:00 | 59.6078 | - | 12 | 6 | 0.25
2hr LiIon | System | Constraint | Flex Down | Flexibility | Violation | 1 | 2025-12-23 05:00 | 94.9491 | - | 12 | 5 | 0.25
2hr LiIon | System | Constraint | Flex Down | Flexibility | Violation | 1 | 2025-12-27 08:00 | 147.4868 | - | 12 | 8 | 0.25
2hr LiIon | System | Constraint | Flex Up | Flexibility | Violation | 1 | 2025-01-01 07:45 | 28.218 | - | 1 | 7 | 0.25
2hr LiIon | System | Constraint | Flex Up | Flexibility | Violation | 1 | 2025-01-01 21:00 | 14.6211 | - | 1 | 21 | 0.25
2hr LiIon | System | Constraint | Flex Up | Flexibility | Violation | 1 | 2025-01-02 19:00 | 47.0432 | - | 1 | 19 | 0.25
2hr LiIon | System | Constraint | Flex Up | Flexibility | Violation | 1 | 2025-01-03 06:45 | 15.6705 | - | 1 | 6 | 0.25
2hr LiIon | System | Constraint | Flex Up | Flexibility | Violation | 1 | 2025-01-03 17:00 | 5.8804 | - | 1 | 17 | 0.25
2hr LiIon | System | Constraint | Flex Up | Flexibility | Violation | 1 | 2025-01-03 22:00 | 9.7086 | - | 1 | 22 | 0.25
2hr LiIon | System | Constraint | Flex Up | Flexibility | Violation | 1 | 2025-01-04 09:30 | 16.5998 | - | 1 | 9 | 0.25
2hr LiIon | System | Constraint | Flex Up | Flexibility | Violation | 1 | 2025-01-04 09:45 | 35.191 | - | 1 | 9 | 0.25
2hr LiIon | System | Constraint | Flex Up | Flexibility | Violation | 1 | 2025-01-05 07:45 | 10.5234 | - | 1 | 7 | 0.25
2hr LiIon | System | Constraint | Flex Up | Flexibility | Violation | 1 | 2025-01-05 19:00 | 65.1057 | - | 1 | 19 | 0.25
2hr LiIon | System | Constraint | Flex Up | Flexibility | Violation | 1 | 2025-01-06 06:45 | 14.5243 | - | 1 | 6 | 0.25
2hr LiIon | System | Constraint | Flex Up | Flexibility | Violation | 1 | 2025-01-06 21:00 | 23.1424 | - | 1 | 21 | 0.25
2hr LiIon | System | Constraint | Flex Up | Flexibility | Violation | 1 | 2025-01-07 05:45 | 35.0813 | - | 1 | 5 | 0.25
2hr LiIon | System | Constraint | Flex Up | Flexibility | Violation | 1 | 2025-01-08 08:00 | 35.7847 | - | 1 | 8 | 0.25
2hr LiIon | System | Constraint | Flex Up | Flexibility | Violation | 1 | 2025-01-08 08:15 | 1.5298 | - | 1 | 8 | 0.25
2hr LiIon | System | Constraint | Flex Up | Flexibility | Violation | 1 | 2025-01-08 20:00 | 2.5378 | - | 1 | 20 | 0.25
2hr LiIon | System | Constraint | Flex Up | Flexibility | Violation | 1 | 2025-01-09 20:00 | 63.9004 | - | 1 | 20 | 0.25
2hr LiIon | System | Constraint | Flex Up | Flexibility | Violation | 1 | 2025-01-10 18:00 | 21.2795 | - | 1 | 18 | 0.25
2hr LiIon | System | Constraint | Flex Up | Flexibility | Violation | 1 | 2025-01-11 07:30 | 35.4502 | - | 1 | 7 | 0.25
2hr LiIon | System | Constraint | Flex Up | Flexibility | Violation | 1 | 2025-01-11 07:45 | 109.4632 | - | 1 | 7 | 0.25
2hr LiIon | System | Constraint | Flex Up | Flexibility | Violation | 1 | 2025-01-12 07:45 | 39.181 | - | 1 | 7 | 0.25
2hr LiIon | System | Constraint | Flex Up | Flexibility | Violation | 1 | 2025-01-12 21:00 | 49.1005 | - | 1 | 21 | 0.25
2hr LiIon | System | Constraint | Flex Up | Flexibility | Violation | 1 | 2025-01-13 07:30 | 18.4064 | - | 1 | 7 | 0.25
2hr LiIon | System | Constraint | Flex Up | Flexibility | Violation | 1 | 2025-01-13 07:45 | 32.2477 | - | 1 | 7 | 0.25
2hr LiIon | System | Constraint | Flex Up | Flexibility | Violation | 1 | 2025-01-13 22:00 | 99.6049 | - | 1 | 22 | 0.25
2hr LiIon | System | Constraint | Flex Up | Flexibility | Violation | 1 | 2025-01-14 17:30 | 1.3508 | - | 1 | 17 | 0.25
2hr LiIon | System | Constraint | Flex Up | Flexibility | Violation | 1 | 2025-01-14 17:45 | 8.2535 | - | 1 | 17 | 0.25
2hr LiIon | System | Constraint | Flex Up | Flexibility | Violation | 1 | 2025-01-14 19:00 | 23.1719 | - | 1 | 19 | 0.25
2hr LiIon | System | Constraint | Flex Up | Flexibility | Violation | 1 | 2025-01-14 20:00 | 1.4204 | - | 1 | 20 | 0.25
2hr LiIon | System | Constraint | Flex Up | Flexibility | Violation | 1 | 2025-01-14 22:00 | 40.552 | - | 1 | 22 | 0.25
2hr LiIon | System | Constraint | Flex Up | Flexibility | Violation | 1 | 2025-01-15 06:45 | 32.9549 | - | 1 | 6 | 0.25
2hr LiIon | System | Constraint | Flex Up | Flexibility | Violation | 1 | 2025-01-15 07:15 | 9.8763 | - | 1 | 7 | 0.25
2hr LiIon | System | Constraint | Flex Up | Flexibility | Violation | 1 | 2025-01-15 07:30 | 3.5774 | - | 1 | 7 | 0.25
2hr LiIon | System | Constraint | Flex Up | Flexibility | Violation | 1 | 2025-01-15 08:00 | 39.6941 | - | 1 | 8 | 0.25
2hr LiIon | System | Constraint | Flex Up | Flexibility | Violation | 1 | 2025-01-15 08:15 | 19.8619 | - | 1 | 8 | 0.25
2hr LiIon | System | Constraint | Flex Up | Flexibility | Violation | 1 | 2025-01-15 21:00 | 35.8869 | - | 1 | 21 | 0.25
2hr LiIon | System | Constraint | Flex Up | Flexibility | Violation | 1 | 2025-01-15 22:00 | 23.4385 | - | 1 | 22 | 0.25
2hr LiIon | System | Constraint | Flex Up | Flexibility | Violation | 1 | 2025-01-16 08:00 | 67.1985 | - | 1 | 8 | 0.25
2hr LiIon | System | Constraint | Flex Up | Flexibility | Violation | 1 | 2025-01-16 21:00 | 10.664 | - | 1 | 21 | 0.25
2hr LiIon | System | Constraint | Flex Up | Flexibility | Violation | 1 | 2025-01-17 08:00 | 58.9213 | - | 1 | 8 | 0.25
2hr LiIon | System | Constraint | Flex Up | Flexibility | Violation | 1 | 2025-01-17 19:00 | 45.9425 | - | 1 | 19 | 0.25
2hr LiIon | System | Constraint | Flex Up | Flexibility | Violation | 1 | 2025-01-18 07:45 | 18.5105 | - | 1 | 7 | 0.25
2hr LiIon | System | Constraint | Flex Up | Flexibility | Violation | 1 | 2025-01-18 22:00 | 13.9912 | - | 1 | 22 | 0.25
2hr LiIon | System | Constraint | Flex Up | Flexibility | Violation | 1 | 2025-01-19 07:45 | 5.3708 | - | 1 | 7 | 0.25
2hr LiIon | System | Constraint | Flex Up | Flexibility | Violation | 1 | 2025-01-19 08:45 | 1.515 | - | 1 | 8 | 0.25
2hr LiIon | System | Constraint | Flex Up | Flexibility | Violation | 1 | 2025-01-20 21:00 | 5.0684 | - | 1 | 21 | 0.25
2hr LiIon | System | Constraint | Flex Up | Flexibility | Violation | 1 | 2025-01-21 06:45 | 0.45988 | - | 1 | 6 | 0.25
2hr LiIon | System | Constraint | Flex Up | Flexibility | Violation | 1 | 2025-01-21 19:00 | 44.3091 | - | 1 | 19 | 0.25
2hr LiIon | System | Constraint | Flex Up | Flexibility | Violation | 1 | 2025-01-22 01:00 | 24.7327 | - | 1 | 1 | 0.25
2hr LiIon | System | Constraint | Flex Up | Flexibility | Violation | 1 | 2025-01-22 21:00 | 92.3886 | - | 1 | 21 | 0.25
2hr LiIon | System | Constraint | Flex Up | Flexibility | Violation | 1 | 2025-01-23 22:00 | 53.6654 | - | 1 | 22 | 0.25
2hr LiIon | System | Constraint | Flex Up | Flexibility | Violation | 1 | 2025-01-24 06:45 | 107.7285 | - | 1 | 6 | 0.25
2hr LiIon | System | Constraint | Flex Up | Flexibility | Violation | 1 | 2025-01-24 18:00 | 11.0103 | - | 1 | 18 | 0.25
2hr LiIon | System | Constraint | Flex Up | Flexibility | Violation | 1 | 2025-01-24 21:00 | 1.7112 | - | 1 | 21 | 0.25
2hr LiIon | System | Constraint | Flex Up | Flexibility | Violation | 1 | 2025-01-25 07:45 | 2.1128 | - | 1 | 7 | 0.25
2hr LiIon | System | Constraint | Flex Up | Flexibility | Violation | 1 | 2025-01-25 15:00 | 59.3211 | - | 1 | 15 | 0.25
2hr LiIon | System | Constraint | Flex Up | Flexibility | Violation | 1 | 2025-01-26 20:00 | 10.8861 | - | 1 | 20 | 0.25
2hr LiIon | System | Constraint | Flex Up | Flexibility | Violation | 1 | 2025-01-26 21:00 | 66.1703 | - | 1 | 21 | 0.25
2hr LiIon | System | Constraint | Flex Up | Flexibility | Violation | 1 | 2025-01-27 06:45 | 26.8762 | - | 1 | 6 | 0.25
2hr LiIon | System | Constraint | Flex Up | Flexibility | Violation | 1 | 2025-01-27 20:00 | 52.7359 | - | 1 | 20 | 0.25
2hr LiIon | System | Constraint | Flex Up | Flexibility | Violation | 1 | 2025-01-28 06:45 | 6.8785 | - | 1 | 6 | 0.25
2hr LiIon | System | Constraint | Flex Up | Flexibility | Violation | 1 | 2025-01-28 07:30 | 0.22491 | - | 1 | 7 | 0.25
2hr LiIon | System | Constraint | Flex Up | Flexibility | Violation | 1 | 2025-01-28 21:00 | 24.6683 | - | 1 | 21 | 0.25
2hr LiIon | System | Constraint | Flex Up | Flexibility | Violation | 1 | 2025-01-28 22:00 | 37.6049 | - | 1 | 22 | 0.25
2hr LiIon | System | Constraint | Flex Up | Flexibility | Violation | 1 | 2025-01-29 07:30 | 24.5056 | - | 1 | 7 | 0.25
2hr LiIon | System | Constraint | Flex Up | Flexibility | Violation | 1 | 2025-01-29 07:45 | 41.2501 | - | 1 | 7 | 0.25
2hr LiIon | System | Constraint | Flex Up | Flexibility | Violation | 1 | 2025-01-29 08:00 | 26.7127 | - | 1 | 8 | 0.25
2hr LiIon | System | Constraint | Flex Up | Flexibility | Violation | 1 | 2025-01-29 08:15 | 1.9277 | - | 1 | 8 | 0.25
2hr LiIon | System | Constraint | Flex Up | Flexibility | Violation | 1 | 2025-01-29 17:45 | 9.1786 | - | 1 | 17 | 0.25
2hr LiIon | System | Constraint | Flex Up | Flexibility | Violation | 1 | 2025-01-29 18:00 | 13.0926 | - | 1 | 18 | 0.25
2hr LiIon | System | Constraint | Flex Up | Flexibility | Violation | 1 | 2025-01-29 20:00 | 50.1164 | - | 1 | 20 | 0.25
2hr LiIon | System | Constraint | Flex Up | Flexibility | Violation | 1 | 2025-01-29 22:00 | 27.3819 | - | 1 | 22 | 0.25
2hr LiIon | System | Constraint | Flex Up | Flexibility | Violation | 1 | 2025-01-31 18:00 | 4.589 | - | 1 | 18 | 0.25
2hr LiIon | System | Constraint | Flex Up | Flexibility | Violation | 1 | 2025-01-31 19:00 | 15.9443 | - | 1 | 19 | 0.25
2hr LiIon | System | Constraint | Flex Up | Flexibility | Violation | 1 | 2025-01-31 22:00 | 7.554 | - | 1 | 22 | 0.25
2hr LiIon | System | Constraint | Flex Up | Flexibility | Violation | 1 | 2025-02-01 07:45 | 2.9532 | - | 2 | 7 | 0.25
2hr LiIon | System | Constraint | Flex Up | Flexibility | Violation | 1 | 2025-02-01 20:00 | 7.3512 | - | 2 | 20 | 0.25
2hr LiIon | System | Constraint | Flex Up | Flexibility | Violation | 1 | 2025-02-02 07:30 | 12.9247 | - | 2 | 7 | 0.25
2hr LiIon | System | Constraint | Flex Up | Flexibility | Violation | 1 | 2025-02-02 07:45 | 77.4069 | - | 2 | 7 | 0.25
2hr LiIon | System | Constraint | Flex Up | Flexibility | Violation | 1 | 2025-02-02 21:00 | 5.8673 | - | 2 | 21 | 0.25
2hr LiIon | System | Constraint | Flex Up | Flexibility | Violation | 1 | 2025-02-03 20:00 | 36.6858 | - | 2 | 20 | 0.25
2hr LiIon | System | Constraint | Flex Up | Flexibility | Violation | 1 | 2025-02-04 05:45 | 20.1661 | - | 2 | 5 | 0.25
2hr LiIon | System | Constraint | Flex Up | Flexibility | Violation | 1 | 2025-02-04 06:45 | 22.2688 | - | 2 | 6 | 0.25
2hr LiIon | System | Constraint | Flex Up | Flexibility | Violation | 1 | 2025-02-04 22:00 | 67.1037 | - | 2 | 22 | 0.25
2hr LiIon | System | Constraint | Flex Up | Flexibility | Violation | 1 | 2025-02-05 07:45 | 7.9775 | - | 2 | 7 | 0.25
2hr LiIon | System | Constraint | Flex Up | Flexibility | Violation | 1 | 2025-02-05 16:45 | 5.1561 | - | 2 | 16 | 0.25
2hr LiIon | System | Constraint | Flex Up | Flexibility | Violation | 1 | 2025-02-05 21:00 | 44.3496 | - | 2 | 21 | 0.25
2hr LiIon | System | Constraint | Flex Up | Flexibility | Violation | 1 | 2025-02-05 22:00 | 31.2025 | - | 2 | 22 | 0.25
2hr LiIon | System | Constraint | Flex Up | Flexibility | Violation | 1 | 2025-02-06 07:00 | 3.2797 | - | 2 | 7 | 0.25
2hr LiIon | System | Constraint | Flex Up | Flexibility | Violation | 1 | 2025-02-06 07:15 | 1.4183 | - | 2 | 7 | 0.25
2hr LiIon | System | Constraint | Flex Up | Flexibility | Violation | 1 | 2025-02-06 17:45 | 58.52 | - | 2 | 17 | 0.25
2hr LiIon | System | Constraint | Flex Up | Flexibility | Violation | 1 | 2025-02-06 18:00 | 17.1337 | - | 2 | 18 | 0.25
2hr LiIon | System | Constraint | Flex Up | Flexibility | Violation | 1 | 2025-02-06 21:00 | 51.9087 | - | 2 | 21 | 0.25
2hr LiIon | System | Constraint | Flex Up | Flexibility | Violation | 1 | 2025-02-07 05:45 | 12.2143 | - | 2 | 5 | 0.25
2hr LiIon | System | Constraint | Flex Up | Flexibility | Violation | 1 | 2025-02-07 17:45 | 10.7206 | - | 2 | 17 | 0.25
2hr LiIon | System | Constraint | Flex Up | Flexibility | Violation | 1 | 2025-02-07 20:00 | 17.2297 | - | 2 | 20 | 0.25
2hr LiIon | System | Constraint | Flex Up | Flexibility | Violation | 1 | 2025-02-08 06:45 | 48.1022 | - | 2 | 6 | 0.25
2hr LiIon | System | Constraint | Flex Up | Flexibility | Violation | 1 | 2025-02-08 07:30 | 14.3197 | - | 2 | 7 | 0.25
2hr LiIon | System | Constraint | Flex Up | Flexibility | Violation | 1 | 2025-02-08 07:45 | 27.7236 | - | 2 | 7 | 0.25
2hr LiIon | System | Constraint | Flex Up | Flexibility | Violation | 1 | 2025-02-08 17:45 | 26.4147 | - | 2 | 17 | 0.25
2hr LiIon | System | Constraint | Flex Up | Flexibility | Violation | 1 | 2025-02-09 06:45 | 84.2979 | - | 2 | 6 | 0.25
2hr LiIon | System | Constraint | Flex Up | Flexibility | Violation | 1 | 2025-02-10 07:15 | 20.447 | - | 2 | 7 | 0.25
2hr LiIon | System | Constraint | Flex Up | Flexibility | Violation | 1 | 2025-02-11 07:30 | 4.0292 | - | 2 | 7 | 0.25
2hr LiIon | System | Constraint | Flex Up | Flexibility | Violation | 1 | 2025-02-11 07:45 | 33.2061 | - | 2 | 7 | 0.25
2hr LiIon | System | Constraint | Flex Up | Flexibility | Violation | 1 | 2025-02-11 21:00 | 10.3815 | - | 2 | 21 | 0.25
2hr LiIon | System | Constraint | Flex Up | Flexibility | Violation | 1 | 2025-02-12 11:00 | 2.6962 | - | 2 | 11 | 0.25
2hr LiIon | System | Constraint | Flex Up | Flexibility | Violation | 1 | 2025-02-12 21:00 | 22.1832 | - | 2 | 21 | 0.25
2hr LiIon | System | Constraint | Flex Up | Flexibility | Violation | 1 | 2025-02-12 22:00 | 95.1823 | - | 2 | 22 | 0.25
2hr LiIon | System | Constraint | Flex Up | Flexibility | Violation | 1 | 2025-02-13 16:00 | 13.8166 | - | 2 | 16 | 0.25
2hr LiIon | System | Constraint | Flex Up | Flexibility | Violation | 1 | 2025-02-13 22:00 | 31.1427 | - | 2 | 22 | 0.25
2hr LiIon | System | Constraint | Flex Up | Flexibility | Violation | 1 | 2025-02-14 07:15 | 10.1462 | - | 2 | 7 | 0.25
2hr LiIon | System | Constraint | Flex Up | Flexibility | Violation | 1 | 2025-02-14 21:00 | 64.7137 | - | 2 | 21 | 0.25
2hr LiIon | System | Constraint | Flex Up | Flexibility | Violation | 1 | 2025-02-15 20:00 | 47.9519 | - | 2 | 20 | 0.25
2hr LiIon | System | Constraint | Flex Up | Flexibility | Violation | 1 | 2025-02-16 04:00 | 9.4981 | - | 2 | 4 | 0.25
2hr LiIon | System | Constraint | Flex Up | Flexibility | Violation | 1 | 2025-02-16 05:45 | 1.1117 | - | 2 | 5 | 0.25
2hr LiIon | System | Constraint | Flex Up | Flexibility | Violation | 1 | 2025-02-16 08:45 | 34.2368 | - | 2 | 8 | 0.25
2hr LiIon | System | Constraint | Flex Up | Flexibility | Violation | 1 | 2025-02-16 21:00 | 37.7091 | - | 2 | 21 | 0.25
2hr LiIon | System | Constraint | Flex Up | Flexibility | Violation | 1 | 2025-02-17 05:45 | 12.8154 | - | 2 | 5 | 0.25
2hr LiIon | System | Constraint | Flex Up | Flexibility | Violation | 1 | 2025-02-17 20:00 | 25.7221 | - | 2 | 20 | 0.25
2hr LiIon | System | Constraint | Flex Up | Flexibility | Violation | 1 | 2025-02-17 21:00 | 34.3023 | - | 2 | 21 | 0.25
2hr LiIon | System | Constraint | Flex Up | Flexibility | Violation | 1 | 2025-02-18 06:45 | 89.0307 | - | 2 | 6 | 0.25
2hr LiIon | System | Constraint | Flex Up | Flexibility | Violation | 1 | 2025-02-18 22:00 | 87.6823 | - | 2 | 22 | 0.25
2hr LiIon | System | Constraint | Flex Up | Flexibility | Violation | 1 | 2025-02-19 22:00 | 13.7747 | - | 2 | 22 | 0.25
2hr LiIon | System | Constraint | Flex Up | Flexibility | Violation | 1 | 2025-02-20 08:00 | 16.3267 | - | 2 | 8 | 0.25
2hr LiIon | System | Constraint | Flex Up | Flexibility | Violation | 1 | 2025-02-20 10:00 | 7.2327 | - | 2 | 10 | 0.25
2hr LiIon | System | Constraint | Flex Up | Flexibility | Violation | 1 | 2025-02-20 11:00 | 74.9847 | - | 2 | 11 | 0.25
2hr LiIon | System | Constraint | Flex Up | Flexibility | Violation | 1 | 2025-02-20 12:00 | 13.6295 | - | 2 | 12 | 0.25
2hr LiIon | System | Constraint | Flex Up | Flexibility | Violation | 1 | 2025-02-20 12:15 | 15.0076 | - | 2 | 12 | 0.25
2hr LiIon | System | Constraint | Flex Up | Flexibility | Violation | 1 | 2025-02-21 09:00 | 14.1123 | - | 2 | 9 | 0.25
2hr LiIon | System | Constraint | Flex Up | Flexibility | Violation | 1 | 2025-02-22 07:00 | 10.6794 | - | 2 | 7 | 0.25
2hr LiIon | System | Constraint | Flex Up | Flexibility | Violation | 1 | 2025-02-22 07:15 | 18.4413 | - | 2 | 7 | 0.25
2hr LiIon | System | Constraint | Flex Up | Flexibility | Violation | 1 | 2025-02-22 07:30 | 5.2031 | - | 2 | 7 | 0.25
2hr LiIon | System | Constraint | Flex Up | Flexibility | Violation | 1 | 2025-02-22 07:45 | 13.965 | - | 2 | 7 | 0.25
2hr LiIon | System | Constraint | Flex Up | Flexibility | Violation | 1 | 2025-02-23 17:45 | 1.1434 | - | 2 | 17 | 0.25
2hr LiIon | System | Constraint | Flex Up | Flexibility | Violation | 1 | 2025-02-23 20:00 | 17.3434 | - | 2 | 20 | 0.25
2hr LiIon | System | Constraint | Flex Up | Flexibility | Violation | 1 | 2025-02-23 21:00 | 29.4009 | - | 2 | 21 | 0.25
2hr LiIon | System | Constraint | Flex Up | Flexibility | Violation | 1 | 2025-02-24 06:45 | 27.1396 | - | 2 | 6 | 0.25
2hr LiIon | System | Constraint | Flex Up | Flexibility | Violation | 1 | 2025-02-24 08:00 | 9.6626 | - | 2 | 8 | 0.25
2hr LiIon | System | Constraint | Flex Up | Flexibility | Violation | 1 | 2025-02-24 21:00 | 30.2091 | - | 2 | 21 | 0.25
2hr LiIon | System | Constraint | Flex Up | Flexibility | Violation | 1 | 2025-02-25 05:45 | 15.297 | - | 2 | 5 | 0.25
2hr LiIon | System | Constraint | Flex Up | Flexibility | Violation | 1 | 2025-02-25 08:00 | 64.3423 | - | 2 | 8 | 0.25
2hr LiIon | System | Constraint | Flex Up | Flexibility | Violation | 1 | 2025-02-25 14:00 | 38.1053 | - | 2 | 14 | 0.25
2hr LiIon | System | Constraint | Flex Up | Flexibility | Violation | 1 | 2025-02-25 21:00 | 27.2175 | - | 2 | 21 | 0.25
2hr LiIon | System | Constraint | Flex Up | Flexibility | Violation | 1 | 2025-02-25 21:15 | 26.8817 | - | 2 | 21 | 0.25
2hr LiIon | System | Constraint | Flex Up | Flexibility | Violation | 1 | 2025-02-26 06:45 | 94.41 | - | 2 | 6 | 0.25
2hr LiIon | System | Constraint | Flex Up | Flexibility | Violation | 1 | 2025-02-27 07:15 | 7.8408 | - | 2 | 7 | 0.25
2hr LiIon | System | Constraint | Flex Up | Flexibility | Violation | 1 | 2025-02-27 19:00 | 11.1805 | - | 2 | 19 | 0.25
2hr LiIon | System | Constraint | Flex Up | Flexibility | Violation | 1 | 2025-02-27 21:00 | 4.2477 | - | 2 | 21 | 0.25
2hr LiIon | System | Constraint | Flex Up | Flexibility | Violation | 1 | 2025-02-27 22:00 | 43.2322 | - | 2 | 22 | 0.25
2hr LiIon | System | Constraint | Flex Up | Flexibility | Violation | 1 | 2025-02-28 08:00 | 23.9959 | - | 2 | 8 | 0.25
2hr LiIon | System | Constraint | Flex Up | Flexibility | Violation | 1 | 2025-02-28 22:00 | 15.9925 | - | 2 | 22 | 0.25
2hr LiIon | System | Constraint | Flex Up | Flexibility | Violation | 1 | 2025-03-01 22:00 | 13.1367 | - | 3 | 22 | 0.25
2hr LiIon | System | Constraint | Flex Up | Flexibility | Violation | 1 | 2025-03-02 06:45 | 35.9814 | - | 3 | 6 | 0.25
2hr LiIon | System | Constraint | Flex Up | Flexibility | Violation | 1 | 2025-03-02 07:45 | 14.1909 | - | 3 | 7 | 0.25
2hr LiIon | System | Constraint | Flex Up | Flexibility | Violation | 1 | 2025-03-03 16:30 | 18.106 | - | 3 | 16 | 0.25
2hr LiIon | System | Constraint | Flex Up | Flexibility | Violation | 1 | 2025-03-03 19:00 | 48.5596 | - | 3 | 19 | 0.25
2hr LiIon | System | Constraint | Flex Up | Flexibility | Violation | 1 | 2025-03-03 22:00 | 49.5451 | - | 3 | 22 | 0.25
2hr LiIon | System | Constraint | Flex Up | Flexibility | Violation | 1 | 2025-03-04 06:45 | 107.2776 | - | 3 | 6 | 0.25
2hr LiIon | System | Constraint | Flex Up | Flexibility | Violation | 1 | 2025-03-04 07:30 | 16.0676 | - | 3 | 7 | 0.25
2hr LiIon | System | Constraint | Flex Up | Flexibility | Violation | 1 | 2025-03-04 07:45 | 3.3843 | - | 3 | 7 | 0.25
2hr LiIon | System | Constraint | Flex Up | Flexibility | Violation | 1 | 2025-03-04 21:00 | 4.8098 | - | 3 | 21 | 0.25
2hr LiIon | System | Constraint | Flex Up | Flexibility | Violation | 1 | 2025-03-05 18:00 | 34.8002 | - | 3 | 18 | 0.25
2hr LiIon | System | Constraint | Flex Up | Flexibility | Violation | 1 | 2025-03-05 18:15 | 2.898 | - | 3 | 18 | 0.25
2hr LiIon | System | Constraint | Flex Up | Flexibility | Violation | 1 | 2025-03-06 06:45 | 38.9196 | - | 3 | 6 | 0.25
2hr LiIon | System | Constraint | Flex Up | Flexibility | Violation | 1 | 2025-03-06 18:45 | 8.4232 | - | 3 | 18 | 0.25
2hr LiIon | System | Constraint | Flex Up | Flexibility | Violation | 1 | 2025-03-06 21:00 | 61.6389 | - | 3 | 21 | 0.25
2hr LiIon | System | Constraint | Flex Up | Flexibility | Violation | 1 | 2025-03-06 22:00 | 133.0761 | - | 3 | 22 | 0.25
2hr LiIon | System | Constraint | Flex Up | Flexibility | Violation | 1 | 2025-03-06 22:15 | 29.6656 | - | 3 | 22 | 0.25
2hr LiIon | System | Constraint | Flex Up | Flexibility | Violation | 1 | 2025-03-06 23:00 | 9.2583 | - | 3 | 23 | 0.25
2hr LiIon | System | Constraint | Flex Up | Flexibility | Violation | 1 | 2025-03-07 02:15 | 1.1153 | - | 3 | 2 | 0.25
2hr LiIon | System | Constraint | Flex Up | Flexibility | Violation | 1 | 2025-03-07 06:45 | 45.8518 | - | 3 | 6 | 0.25
2hr LiIon | System | Constraint | Flex Up | Flexibility | Violation | 1 | 2025-03-07 07:30 | 0.48148 | - | 3 | 7 | 0.25
2hr LiIon | System | Constraint | Flex Up | Flexibility | Violation | 1 | 2025-03-07 07:45 | 7.1014 | - | 3 | 7 | 0.25
2hr LiIon | System | Constraint | Flex Up | Flexibility | Violation | 1 | 2025-03-07 19:45 | 19.811 | - | 3 | 19 | 0.25
2hr LiIon | System | Constraint | Flex Up | Flexibility | Violation | 1 | 2025-03-07 20:45 | 11.4485 | - | 3 | 20 | 0.25
2hr LiIon | System | Constraint | Flex Up | Flexibility | Violation | 1 | 2025-03-07 21:00 | 81.0559 | - | 3 | 21 | 0.25
2hr LiIon | System | Constraint | Flex Up | Flexibility | Violation | 1 | 2025-03-07 23:00 | 33.4085 | - | 3 | 23 | 0.25
2hr LiIon | System | Constraint | Flex Up | Flexibility | Violation | 1 | 2025-03-08 05:45 | 17.9637 | - | 3 | 5 | 0.25
2hr LiIon | System | Constraint | Flex Up | Flexibility | Violation | 1 | 2025-03-08 06:45 | 40.2344 | - | 3 | 6 | 0.25
2hr LiIon | System | Constraint | Flex Up | Flexibility | Violation | 1 | 2025-03-08 17:00 | 54.9574 | - | 3 | 17 | 0.25
2hr LiIon | System | Constraint | Flex Up | Flexibility | Violation | 1 | 2025-03-08 17:15 | 29.5893 | - | 3 | 17 | 0.25
2hr LiIon | System | Constraint | Flex Up | Flexibility | Violation | 1 | 2025-03-08 17:30 | 18.2213 | - | 3 | 17 | 0.25
2hr LiIon | System | Constraint | Flex Up | Flexibility | Violation | 1 | 2025-03-08 17:45 | 16.8532 | - | 3 | 17 | 0.25
2hr LiIon | System | Constraint | Flex Up | Flexibility | Violation | 1 | 2025-03-09 05:30 | 0.55739 | - | 3 | 5 | 0.25
2hr LiIon | System | Constraint | Flex Up | Flexibility | Violation | 1 | 2025-03-09 07:00 | 45.3635 | - | 3 | 7 | 0.25
2hr LiIon | System | Constraint | Flex Up | Flexibility | Violation | 1 | 2025-03-09 07:15 | 3.6086 | - | 3 | 7 | 0.25
2hr LiIon | System | Constraint | Flex Up | Flexibility | Violation | 1 | 2025-03-09 17:00 | 5.5596 | - | 3 | 17 | 0.25
2hr LiIon | System | Constraint | Flex Up | Flexibility | Violation | 1 | 2025-03-10 03:45 | 19.6946 | - | 3 | 3 | 0.25
2hr LiIon | System | Constraint | Flex Up | Flexibility | Violation | 1 | 2025-03-10 05:30 | 27.4701 | - | 3 | 5 | 0.25
2hr LiIon | System | Constraint | Flex Up | Flexibility | Violation | 1 | 2025-03-10 05:45 | 115.0595 | - | 3 | 5 | 0.25
2hr LiIon | System | Constraint | Flex Up | Flexibility | Violation | 1 | 2025-03-10 16:45 | 17.3111 | - | 3 | 16 | 0.25
2hr LiIon | System | Constraint | Flex Up | Flexibility | Violation | 1 | 2025-03-10 17:45 | 0.65663 | - | 3 | 17 | 0.25
2hr LiIon | System | Constraint | Flex Up | Flexibility | Violation | 1 | 2025-03-11 05:30 | 14.407 | - | 3 | 5 | 0.25
2hr LiIon | System | Constraint | Flex Up | Flexibility | Violation | 1 | 2025-03-11 05:45 | 47.1255 | - | 3 | 5 | 0.25
2hr LiIon | System | Constraint | Flex Up | Flexibility | Violation | 1 | 2025-03-11 18:00 | 11.63 | - | 3 | 18 | 0.25
2hr LiIon | System | Constraint | Flex Up | Flexibility | Violation | 1 | 2025-03-12 05:45 | 14.201 | - | 3 | 5 | 0.25
2hr LiIon | System | Constraint | Flex Up | Flexibility | Violation | 1 | 2025-03-12 17:45 | 34.7594 | - | 3 | 17 | 0.25
2hr LiIon | System | Constraint | Flex Up | Flexibility | Violation | 1 | 2025-03-14 19:00 | 92.6081 | - | 3 | 19 | 0.25
2hr LiIon | System | Constraint | Flex Up | Flexibility | Violation | 1 | 2025-03-14 19:15 | 21.352 | - | 3 | 19 | 0.25
2hr LiIon | System | Constraint | Flex Up | Flexibility | Violation | 1 | 2025-03-15 05:45 | 26.79 | - | 3 | 5 | 0.25
2hr LiIon | System | Constraint | Flex Up | Flexibility | Violation | 1 | 2025-03-15 06:30 | 14.0684 | - | 3 | 6 | 0.25
2hr LiIon | System | Constraint | Flex Up | Flexibility | Violation | 1 | 2025-03-15 06:45 | 69.8278 | - | 3 | 6 | 0.25
2hr LiIon | System | Constraint | Flex Up | Flexibility | Violation | 1 | 2025-03-15 21:00 | 6.174 | - | 3 | 21 | 0.25
2hr LiIon | System | Constraint | Flex Up | Flexibility | Violation | 1 | 2025-03-16 05:45 | 29.7465 | - | 3 | 5 | 0.25
2hr LiIon | System | Constraint | Flex Up | Flexibility | Violation | 1 | 2025-03-16 06:45 | 39.2231 | - | 3 | 6 | 0.25
2hr LiIon | System | Constraint | Flex Up | Flexibility | Violation | 1 | 2025-03-16 18:45 | 16.1453 | - | 3 | 18 | 0.25
2hr LiIon | System | Constraint | Flex Up | Flexibility | Violation | 1 | 2025-03-17 05:45 | 54.8407 | - | 3 | 5 | 0.25
2hr LiIon | System | Constraint | Flex Up | Flexibility | Violation | 1 | 2025-03-17 09:00 | 162.4757 | - | 3 | 9 | 0.25
2hr LiIon | System | Constraint | Flex Up | Flexibility | Violation | 1 | 2025-03-17 16:45 | 11.4658 | - | 3 | 16 | 0.25
2hr LiIon | System | Constraint | Flex Up | Flexibility | Violation | 1 | 2025-03-17 18:30 | 7.7344 | - | 3 | 18 | 0.25
2hr LiIon | System | Constraint | Flex Up | Flexibility | Violation | 1 | 2025-03-17 18:45 | 70.9628 | - | 3 | 18 | 0.25
2hr LiIon | System | Constraint | Flex Up | Flexibility | Violation | 1 | 2025-03-18 05:30 | 5.4659 | - | 3 | 5 | 0.25
2hr LiIon | System | Constraint | Flex Up | Flexibility | Violation | 1 | 2025-03-18 05:45 | 119.189 | - | 3 | 5 | 0.25
2hr LiIon | System | Constraint | Flex Up | Flexibility | Violation | 1 | 2025-03-19 05:30 | 34.8955 | - | 3 | 5 | 0.25
2hr LiIon | System | Constraint | Flex Up | Flexibility | Violation | 1 | 2025-03-19 05:45 | 187.0954 | - | 3 | 5 | 0.25
2hr LiIon | System | Constraint | Flex Up | Flexibility | Violation | 1 | 2025-03-19 06:45 | 5.2146 | - | 3 | 6 | 0.25
2hr LiIon | System | Constraint | Flex Up | Flexibility | Violation | 1 | 2025-03-19 18:30 | 10.4682 | - | 3 | 18 | 0.25
2hr LiIon | System | Constraint | Flex Up | Flexibility | Violation | 1 | 2025-03-19 18:45 | 70.4556 | - | 3 | 18 | 0.25
2hr LiIon | System | Constraint | Flex Up | Flexibility | Violation | 1 | 2025-03-19 19:00 | 3.9159 | - | 3 | 19 | 0.25
2hr LiIon | System | Constraint | Flex Up | Flexibility | Violation | 1 | 2025-03-20 04:45 | 0.51172 | - | 3 | 4 | 0.25
2hr LiIon | System | Constraint | Flex Up | Flexibility | Violation | 1 | 2025-03-20 05:30 | 14.6803 | - | 3 | 5 | 0.25
2hr LiIon | System | Constraint | Flex Up | Flexibility | Violation | 1 | 2025-03-20 05:45 | 132.7139 | - | 3 | 5 | 0.25
2hr LiIon | System | Constraint | Flex Up | Flexibility | Violation | 1 | 2025-03-21 04:30 | 23.5607 | - | 3 | 4 | 0.25
2hr LiIon | System | Constraint | Flex Up | Flexibility | Violation | 1 | 2025-03-21 05:30 | 40.3924 | - | 3 | 5 | 0.25
2hr LiIon | System | Constraint | Flex Up | Flexibility | Violation | 1 | 2025-03-21 05:45 | 127.0152 | - | 3 | 5 | 0.25
2hr LiIon | System | Constraint | Flex Up | Flexibility | Violation | 1 | 2025-03-21 15:15 | 64.5934 | - | 3 | 15 | 0.25
2hr LiIon | System | Constraint | Flex Up | Flexibility | Violation | 1 | 2025-03-21 15:30 | 7.148 | - | 3 | 15 | 0.25
2hr LiIon | System | Constraint | Flex Up | Flexibility | Violation | 1 | 2025-03-21 15:45 | 74.7026 | - | 3 | 15 | 0.25
2hr LiIon | System | Constraint | Flex Up | Flexibility | Violation | 1 | 2025-03-21 17:00 | 17.4003 | - | 3 | 17 | 0.25
2hr LiIon | System | Constraint | Flex Up | Flexibility | Violation | 1 | 2025-03-21 17:30 | 28.3441 | - | 3 | 17 | 0.25
2hr LiIon | System | Constraint | Flex Up | Flexibility | Violation | 1 | 2025-03-21 19:00 | 9.9099 | - | 3 | 19 | 0.25
2hr LiIon | System | Constraint | Flex Up | Flexibility | Violation | 1 | 2025-03-21 22:00 | 21.7003 | - | 3 | 22 | 0.25
2hr LiIon | System | Constraint | Flex Up | Flexibility | Violation | 1 | 2025-03-22 05:30 | 27.3916 | - | 3 | 5 | 0.25
2hr LiIon | System | Constraint | Flex Up | Flexibility | Violation | 1 | 2025-03-22 05:45 | 62.5777 | - | 3 | 5 | 0.25
2hr LiIon | System | Constraint | Flex Up | Flexibility | Violation | 1 | 2025-03-22 06:30 | 21.1787 | - | 3 | 6 | 0.25
2hr LiIon | System | Constraint | Flex Up | Flexibility | Violation | 1 | 2025-03-22 06:45 | 48.7123 | - | 3 | 6 | 0.25
2hr LiIon | System | Constraint | Flex Up | Flexibility | Violation | 1 | 2025-03-22 18:30 | 12.48 | - | 3 | 18 | 0.25
2hr LiIon | System | Constraint | Flex Up | Flexibility | Violation | 1 | 2025-03-22 18:45 | 54.0956 | - | 3 | 18 | 0.25
2hr LiIon | System | Constraint | Flex Up | Flexibility | Violation | 1 | 2025-03-23 04:45 | 8.3518 | - | 3 | 4 | 0.25
2hr LiIon | System | Constraint | Flex Up | Flexibility | Violation | 1 | 2025-03-23 18:45 | 16.5741 | - | 3 | 18 | 0.25
2hr LiIon | System | Constraint | Flex Up | Flexibility | Violation | 1 | 2025-03-24 04:45 | 0.57308 | - | 3 | 4 | 0.25
2hr LiIon | System | Constraint | Flex Up | Flexibility | Violation | 1 | 2025-03-24 05:30 | 20.5728 | - | 3 | 5 | 0.25
2hr LiIon | System | Constraint | Flex Up | Flexibility | Violation | 1 | 2025-03-24 05:45 | 142.8834 | - | 3 | 5 | 0.25
2hr LiIon | System | Constraint | Flex Up | Flexibility | Violation | 1 | 2025-03-24 06:15 | 6.18 | - | 3 | 6 | 0.25
2hr LiIon | System | Constraint | Flex Up | Flexibility | Violation | 1 | 2025-03-24 16:45 | 21.3409 | - | 3 | 16 | 0.25
2hr LiIon | System | Constraint | Flex Up | Flexibility | Violation | 1 | 2025-03-24 17:00 | 35.6263 | - | 3 | 17 | 0.25
2hr LiIon | System | Constraint | Flex Up | Flexibility | Violation | 1 | 2025-03-24 17:15 | 1.2323 | - | 3 | 17 | 0.25
2hr LiIon | System | Constraint | Flex Up | Flexibility | Violation | 1 | 2025-03-25 05:30 | 24.4009 | - | 3 | 5 | 0.25
2hr LiIon | System | Constraint | Flex Up | Flexibility | Violation | 1 | 2025-03-25 05:45 | 111.2993 | - | 3 | 5 | 0.25
2hr LiIon | System | Constraint | Flex Up | Flexibility | Violation | 1 | 2025-03-25 18:45 | 50.7846 | - | 3 | 18 | 0.25
2hr LiIon | System | Constraint | Flex Up | Flexibility | Violation | 1 | 2025-03-26 05:30 | 9.8633 | - | 3 | 5 | 0.25
2hr LiIon | System | Constraint | Flex Up | Flexibility | Violation | 1 | 2025-03-26 05:45 | 110.0227 | - | 3 | 5 | 0.25
2hr LiIon | System | Constraint | Flex Up | Flexibility | Violation | 1 | 2025-03-26 15:00 | 2.0307 | - | 3 | 15 | 0.25
2hr LiIon | System | Constraint | Flex Up | Flexibility | Violation | 1 | 2025-03-26 19:00 | 47.9546 | - | 3 | 19 | 0.25
2hr LiIon | System | Constraint | Flex Up | Flexibility | Violation | 1 | 2025-03-27 17:00 | 4.5548 | - | 3 | 17 | 0.25
2hr LiIon | System | Constraint | Flex Up | Flexibility | Violation | 1 | 2025-03-27 18:00 | 62.0462 | - | 3 | 18 | 0.25
2hr LiIon | System | Constraint | Flex Up | Flexibility | Violation | 1 | 2025-03-27 18:15 | 39.9053 | - | 3 | 18 | 0.25
2hr LiIon | System | Constraint | Flex Up | Flexibility | Violation | 1 | 2025-03-27 18:30 | 24.7644 | - | 3 | 18 | 0.25
2hr LiIon | System | Constraint | Flex Up | Flexibility | Violation | 1 | 2025-03-27 18:45 | 30.6235 | - | 3 | 18 | 0.25
2hr LiIon | System | Constraint | Flex Up | Flexibility | Violation | 1 | 2025-03-28 06:45 | 9.3211 | - | 3 | 6 | 0.25
2hr LiIon | System | Constraint | Flex Up | Flexibility | Violation | 1 | 2025-03-28 17:00 | 54.6502 | - | 3 | 17 | 0.25
2hr LiIon | System | Constraint | Flex Up | Flexibility | Violation | 1 | 2025-03-29 20:00 | 78.3926 | - | 3 | 20 | 0.25
2hr LiIon | System | Constraint | Flex Up | Flexibility | Violation | 1 | 2025-03-30 06:30 | 40.6858 | - | 3 | 6 | 0.25
2hr LiIon | System | Constraint | Flex Up | Flexibility | Violation | 1 | 2025-03-30 06:45 | 87.4578 | - | 3 | 6 | 0.25
2hr LiIon | System | Constraint | Flex Up | Flexibility | Violation | 1 | 2025-03-30 18:45 | 44.3292 | - | 3 | 18 | 0.25
2hr LiIon | System | Constraint | Flex Up | Flexibility | Violation | 1 | 2025-03-30 19:15 | 16.1502 | - | 3 | 19 | 0.25
2hr LiIon | System | Constraint | Flex Up | Flexibility | Violation | 1 | 2025-03-30 19:30 | 12.7693 | - | 3 | 19 | 0.25
2hr LiIon | System | Constraint | Flex Up | Flexibility | Violation | 1 | 2025-03-31 05:45 | 34.5674 | - | 3 | 5 | 0.25
2hr LiIon | System | Constraint | Flex Up | Flexibility | Violation | 1 | 2025-03-31 20:00 | 86.7215 | - | 3 | 20 | 0.25
2hr LiIon | System | Constraint | Flex Up | Flexibility | Violation | 1 | 2025-04-01 05:45 | 28.8656 | - | 4 | 5 | 0.25
2hr LiIon | System | Constraint | Flex Up | Flexibility | Violation | 1 | 2025-04-02 05:45 | 63.9891 | - | 4 | 5 | 0.25
2hr LiIon | System | Constraint | Flex Up | Flexibility | Violation | 1 | 2025-04-02 19:00 | 6.0375 | - | 4 | 19 | 0.25
2hr LiIon | System | Constraint | Flex Up | Flexibility | Violation | 1 | 2025-04-03 05:45 | 108.3127 | - | 4 | 5 | 0.25
2hr LiIon | System | Constraint | Flex Up | Flexibility | Violation | 1 | 2025-04-04 05:45 | 25.0501 | - | 4 | 5 | 0.25
2hr LiIon | System | Constraint | Flex Up | Flexibility | Violation | 1 | 2025-04-04 06:45 | 13.6773 | - | 4 | 6 | 0.25
2hr LiIon | System | Constraint | Flex Up | Flexibility | Violation | 1 | 2025-04-04 20:00 | 67.5282 | - | 4 | 20 | 0.25
2hr LiIon | System | Constraint | Flex Up | Flexibility | Violation | 1 | 2025-04-05 06:45 | 13.938 | - | 4 | 6 | 0.25
2hr LiIon | System | Constraint | Flex Up | Flexibility | Violation | 1 | 2025-04-05 07:45 | 9.9057 | - | 4 | 7 | 0.25
2hr LiIon | System | Constraint | Flex Up | Flexibility | Violation | 1 | 2025-04-05 19:30 | 1.1312 | - | 4 | 19 | 0.25
2hr LiIon | System | Constraint | Flex Up | Flexibility | Violation | 1 | 2025-04-06 06:45 | 72.5555 | - | 4 | 6 | 0.25
2hr LiIon | System | Constraint | Flex Up | Flexibility | Violation | 1 | 2025-04-07 05:15 | 17.6712 | - | 4 | 5 | 0.25
2hr LiIon | System | Constraint | Flex Up | Flexibility | Violation | 1 | 2025-04-07 05:30 | 203.6552 | - | 4 | 5 | 0.25
2hr LiIon | System | Constraint | Flex Up | Flexibility | Violation | 1 | 2025-04-07 05:45 | 326.6393 | - | 4 | 5 | 0.25
2hr LiIon | System | Constraint | Flex Up | Flexibility | Violation | 1 | 2025-04-07 06:45 | 12.2728 | - | 4 | 6 | 0.25
2hr LiIon | System | Constraint | Flex Up | Flexibility | Violation | 1 | 2025-04-07 19:00 | 90.2939 | - | 4 | 19 | 0.25
2hr LiIon | System | Constraint | Flex Up | Flexibility | Violation | 1 | 2025-04-07 19:15 | 41.3121 | - | 4 | 19 | 0.25
2hr LiIon | System | Constraint | Flex Up | Flexibility | Violation | 1 | 2025-04-08 05:30 | 55.2327 | - | 4 | 5 | 0.25
2hr LiIon | System | Constraint | Flex Up | Flexibility | Violation | 1 | 2025-04-08 05:45 | 176.9256 | - | 4 | 5 | 0.25
2hr LiIon | System | Constraint | Flex Up | Flexibility | Violation | 1 | 2025-04-08 19:15 | 2.6252 | - | 4 | 19 | 0.25
2hr LiIon | System | Constraint | Flex Up | Flexibility | Violation | 1 | 2025-04-09 05:15 | 173.5331 | - | 4 | 5 | 0.25
2hr LiIon | System | Constraint | Flex Up | Flexibility | Violation | 1 | 2025-04-09 05:30 | 351.2808 | - | 4 | 5 | 0.25
2hr LiIon | System | Constraint | Flex Up | Flexibility | Violation | 1 | 2025-04-09 05:45 | 351.9861 | - | 4 | 5 | 0.25
2hr LiIon | System | Constraint | Flex Up | Flexibility | Violation | 1 | 2025-04-09 06:45 | 23.4478 | - | 4 | 6 | 0.25
2hr LiIon | System | Constraint | Flex Up | Flexibility | Violation | 1 | 2025-04-09 17:45 | 13.5057 | - | 4 | 17 | 0.25
2hr LiIon | System | Constraint | Flex Up | Flexibility | Violation | 1 | 2025-04-09 19:00 | 73.8072 | - | 4 | 19 | 0.25
2hr LiIon | System | Constraint | Flex Up | Flexibility | Violation | 1 | 2025-04-09 19:15 | 48.2266 | - | 4 | 19 | 0.25
2hr LiIon | System | Constraint | Flex Up | Flexibility | Violation | 1 | 2025-04-09 19:45 | 1.5605 | - | 4 | 19 | 0.25
2hr LiIon | System | Constraint | Flex Up | Flexibility | Violation | 1 | 2025-04-10 04:45 | 121.8107 | - | 4 | 4 | 0.25
2hr LiIon | System | Constraint | Flex Up | Flexibility | Violation | 1 | 2025-04-10 05:15 | 142.0255 | - | 4 | 5 | 0.25
2hr LiIon | System | Constraint | Flex Up | Flexibility | Violation | 1 | 2025-04-10 05:30 | 327.6329 | - | 4 | 5 | 0.25
2hr LiIon | System | Constraint | Flex Up | Flexibility | Violation | 1 | 2025-04-10 05:45 | 351.9861 | - | 4 | 5 | 0.25
2hr LiIon | System | Constraint | Flex Up | Flexibility | Violation | 1 | 2025-04-10 06:45 | 29.3422 | - | 4 | 6 | 0.25
2hr LiIon | System | Constraint | Flex Up | Flexibility | Violation | 1 | 2025-04-10 20:00 | 124.2109 | - | 4 | 20 | 0.25
2hr LiIon | System | Constraint | Flex Up | Flexibility | Violation | 1 | 2025-04-11 05:45 | 140.3882 | - | 4 | 5 | 0.25
2hr LiIon | System | Constraint | Flex Up | Flexibility | Violation | 1 | 2025-04-11 16:00 | 71.5044 | - | 4 | 16 | 0.25
2hr LiIon | System | Constraint | Flex Up | Flexibility | Violation | 1 | 2025-04-11 16:15 | 5.9593 | - | 4 | 16 | 0.25
2hr LiIon | System | Constraint | Flex Up | Flexibility | Violation | 1 | 2025-04-12 05:30 | 17.2768 | - | 4 | 5 | 0.25
2hr LiIon | System | Constraint | Flex Up | Flexibility | Violation | 1 | 2025-04-12 05:45 | 33.9173 | - | 4 | 5 | 0.25
2hr LiIon | System | Constraint | Flex Up | Flexibility | Violation | 1 | 2025-04-12 06:45 | 49.8413 | - | 4 | 6 | 0.25
2hr LiIon | System | Constraint | Flex Up | Flexibility | Violation | 1 | 2025-04-12 07:30 | 4.6865 | - | 4 | 7 | 0.25
2hr LiIon | System | Constraint | Flex Up | Flexibility | Violation | 1 | 2025-04-12 07:45 | 90.4182 | - | 4 | 7 | 0.25
2hr LiIon | System | Constraint | Flex Up | Flexibility | Violation | 1 | 2025-04-13 06:45 | 78.7 | - | 4 | 6 | 0.25
2hr LiIon | System | Constraint | Flex Up | Flexibility | Violation | 1 | 2025-04-14 04:30 | 79.0732 | - | 4 | 4 | 0.25
2hr LiIon | System | Constraint | Flex Up | Flexibility | Violation | 1 | 2025-04-14 04:45 | 294.4386 | - | 4 | 4 | 0.25
2hr LiIon | System | Constraint | Flex Up | Flexibility | Violation | 1 | 2025-04-14 05:15 | 155.3218 | - | 4 | 5 | 0.25
2hr LiIon | System | Constraint | Flex Up | Flexibility | Violation | 1 | 2025-04-14 05:30 | 223.2633 | - | 4 | 5 | 0.25
2hr LiIon | System | Constraint | Flex Up | Flexibility | Violation | 1 | 2025-04-14 05:45 | 284.2049 | - | 4 | 5 | 0.25
2hr LiIon | System | Constraint | Flex Up | Flexibility | Violation | 1 | 2025-04-14 19:00 | 32.513 | - | 4 | 19 | 0.25
2hr LiIon | System | Constraint | Flex Up | Flexibility | Violation | 1 | 2025-04-15 05:15 | 135.7402 | - | 4 | 5 | 0.25
2hr LiIon | System | Constraint | Flex Up | Flexibility | Violation | 1 | 2025-04-15 05:30 | 260.4693 | - | 4 | 5 | 0.25
2hr LiIon | System | Constraint | Flex Up | Flexibility | Violation | 1 | 2025-04-15 05:45 | 351.9861 | - | 4 | 5 | 0.25
2hr LiIon | System | Constraint | Flex Up | Flexibility | Violation | 1 | 2025-04-15 16:45 | 28.1351 | - | 4 | 16 | 0.25
2hr LiIon | System | Constraint | Flex Up | Flexibility | Violation | 1 | 2025-04-16 05:30 | 78.9303 | - | 4 | 5 | 0.25
2hr LiIon | System | Constraint | Flex Up | Flexibility | Violation | 1 | 2025-04-16 05:45 | 221.303 | - | 4 | 5 | 0.25
2hr LiIon | System | Constraint | Flex Up | Flexibility | Violation | 1 | 2025-04-16 19:00 | 4.2792 | - | 4 | 19 | 0.25
2hr LiIon | System | Constraint | Flex Up | Flexibility | Violation | 1 | 2025-04-17 06:45 | 24.5519 | - | 4 | 6 | 0.25
2hr LiIon | System | Constraint | Flex Up | Flexibility | Violation | 1 | 2025-04-18 06:45 | 96.7906 | - | 4 | 6 | 0.25
2hr LiIon | System | Constraint | Flex Up | Flexibility | Violation | 1 | 2025-04-18 15:00 | 5.9393 | - | 4 | 15 | 0.25
2hr LiIon | System | Constraint | Flex Up | Flexibility | Violation | 1 | 2025-04-19 06:45 | 56.8294 | - | 4 | 6 | 0.25
2hr LiIon | System | Constraint | Flex Up | Flexibility | Violation | 1 | 2025-04-19 07:45 | 47.6483 | - | 4 | 7 | 0.25
2hr LiIon | System | Constraint | Flex Up | Flexibility | Violation | 1 | 2025-04-20 06:45 | 21.1887 | - | 4 | 6 | 0.25
2hr LiIon | System | Constraint | Flex Up | Flexibility | Violation | 1 | 2025-04-20 07:45 | 10.589 | - | 4 | 7 | 0.25
2hr LiIon | System | Constraint | Flex Up | Flexibility | Violation | 1 | 2025-04-20 08:00 | 7.4772 | - | 4 | 8 | 0.25
2hr LiIon | System | Constraint | Flex Up | Flexibility | Violation | 1 | 2025-04-21 04:30 | 44.6314 | - | 4 | 4 | 0.25
2hr LiIon | System | Constraint | Flex Up | Flexibility | Violation | 1 | 2025-04-21 04:45 | 32.3953 | - | 4 | 4 | 0.25
2hr LiIon | System | Constraint | Flex Up | Flexibility | Violation | 1 | 2025-04-21 05:30 | 16.0747 | - | 4 | 5 | 0.25
2hr LiIon | System | Constraint | Flex Up | Flexibility | Violation | 1 | 2025-04-21 05:45 | 177.6345 | - | 4 | 5 | 0.25
2hr LiIon | System | Constraint | Flex Up | Flexibility | Violation | 1 | 2025-04-21 14:45 | 0.56495 | - | 4 | 14 | 0.25
2hr LiIon | System | Constraint | Flex Up | Flexibility | Violation | 1 | 2025-04-21 16:30 | 3.7515 | - | 4 | 16 | 0.25
2hr LiIon | System | Constraint | Flex Up | Flexibility | Violation | 1 | 2025-04-21 16:45 | 0.54993 | - | 4 | 16 | 0.25
2hr LiIon | System | Constraint | Flex Up | Flexibility | Violation | 1 | 2025-04-22 05:30 | 34.5455 | - | 4 | 5 | 0.25
2hr LiIon | System | Constraint | Flex Up | Flexibility | Violation | 1 | 2025-04-22 05:45 | 223.0118 | - | 4 | 5 | 0.25
2hr LiIon | System | Constraint | Flex Up | Flexibility | Violation | 1 | 2025-04-23 05:15 | 105.316 | - | 4 | 5 | 0.25
2hr LiIon | System | Constraint | Flex Up | Flexibility | Violation | 1 | 2025-04-23 05:30 | 287.267 | - | 4 | 5 | 0.25
2hr LiIon | System | Constraint | Flex Up | Flexibility | Violation | 1 | 2025-04-23 05:45 | 351.9861 | - | 4 | 5 | 0.25
2hr LiIon | System | Constraint | Flex Up | Flexibility | Violation | 1 | 2025-04-24 05:00 | 7.4886 | - | 4 | 5 | 0.25
2hr LiIon | System | Constraint | Flex Up | Flexibility | Violation | 1 | 2025-04-24 05:15 | 253.3526 | - | 4 | 5 | 0.25
2hr LiIon | System | Constraint | Flex Up | Flexibility | Violation | 1 | 2025-04-24 05:30 | 299.2165 | - | 4 | 5 | 0.25
2hr LiIon | System | Constraint | Flex Up | Flexibility | Violation | 1 | 2025-04-24 05:45 | 351.9861 | - | 4 | 5 | 0.25
2hr LiIon | System | Constraint | Flex Up | Flexibility | Violation | 1 | 2025-04-24 06:45 | 1.2021 | - | 4 | 6 | 0.25
2hr LiIon | System | Constraint | Flex Up | Flexibility | Violation | 1 | 2025-04-25 05:45 | 125.9102 | - | 4 | 5 | 0.25
2hr LiIon | System | Constraint | Flex Up | Flexibility | Violation | 1 | 2025-04-25 16:45 | 3.77 | - | 4 | 16 | 0.25
2hr LiIon | System | Constraint | Flex Up | Flexibility | Violation | 1 | 2025-04-26 04:45 | 64.4278 | - | 4 | 4 | 0.25
2hr LiIon | System | Constraint | Flex Up | Flexibility | Violation | 1 | 2025-04-26 06:45 | 41.0031 | - | 4 | 6 | 0.25
2hr LiIon | System | Constraint | Flex Up | Flexibility | Violation | 1 | 2025-04-27 06:45 | 53.9703 | - | 4 | 6 | 0.25
2hr LiIon | System | Constraint | Flex Up | Flexibility | Violation | 1 | 2025-04-27 19:45 | 15.0177 | - | 4 | 19 | 0.25
2hr LiIon | System | Constraint | Flex Up | Flexibility | Violation | 1 | 2025-04-28 05:15 | 99.6741 | - | 4 | 5 | 0.25
2hr LiIon | System | Constraint | Flex Up | Flexibility | Violation | 1 | 2025-04-28 05:30 | 192.4493 | - | 4 | 5 | 0.25
2hr LiIon | System | Constraint | Flex Up | Flexibility | Violation | 1 | 2025-04-28 05:45 | 281.2246 | - | 4 | 5 | 0.25
2hr LiIon | System | Constraint | Flex Up | Flexibility | Violation | 1 | 2025-04-28 15:30 | 0.25606 | - | 4 | 15 | 0.25
2hr LiIon | System | Constraint | Flex Up | Flexibility | Violation | 1 | 2025-04-28 15:45 | 1.5258 | - | 4 | 15 | 0.25
2hr LiIon | System | Constraint | Flex Up | Flexibility | Violation | 1 | 2025-04-28 17:00 | 11.6254 | - | 4 | 17 | 0.25
2hr LiIon | System | Constraint | Flex Up | Flexibility | Violation | 1 | 2025-04-29 05:30 | 152.8371 | - | 4 | 5 | 0.25
2hr LiIon | System | Constraint | Flex Up | Flexibility | Violation | 1 | 2025-04-29 05:45 | 325.778 | - | 4 | 5 | 0.25
2hr LiIon | System | Constraint | Flex Up | Flexibility | Violation | 1 | 2025-04-29 06:45 | 1.9527 | - | 4 | 6 | 0.25
2hr LiIon | System | Constraint | Flex Up | Flexibility | Violation | 1 | 2025-04-29 15:00 | 13.4172 | - | 4 | 15 | 0.25
2hr LiIon | System | Constraint | Flex Up | Flexibility | Violation | 1 | 2025-04-29 20:00 | 52.859 | - | 4 | 20 | 0.25
2hr LiIon | System | Constraint | Flex Up | Flexibility | Violation | 1 | 2025-04-30 05:45 | 149.0411 | - | 4 | 5 | 0.25
2hr LiIon | System | Constraint | Flex Up | Flexibility | Violation | 1 | 2025-05-01 05:45 | 185.5216 | - | 5 | 5 | 0.25
2hr LiIon | System | Constraint | Flex Up | Flexibility | Violation | 1 | 2025-05-01 19:45 | 8.5912 | - | 5 | 19 | 0.25
2hr LiIon | System | Constraint | Flex Up | Flexibility | Violation | 1 | 2025-05-02 05:15 | 49.6616 | - | 5 | 5 | 0.25
2hr LiIon | System | Constraint | Flex Up | Flexibility | Violation | 1 | 2025-05-02 05:30 | 49.1638 | - | 5 | 5 | 0.25
2hr LiIon | System | Constraint | Flex Up | Flexibility | Violation | 1 | 2025-05-02 05:45 | 136.666 | - | 5 | 5 | 0.25
2hr LiIon | System | Constraint | Flex Up | Flexibility | Violation | 1 | 2025-05-02 16:30 | 9.5685 | - | 5 | 16 | 0.25
2hr LiIon | System | Constraint | Flex Up | Flexibility | Violation | 1 | 2025-05-02 16:45 | 22.5754 | - | 5 | 16 | 0.25
2hr LiIon | System | Constraint | Flex Up | Flexibility | Violation | 1 | 2025-05-02 19:45 | 4.2511 | - | 5 | 19 | 0.25
2hr LiIon | System | Constraint | Flex Up | Flexibility | Violation | 1 | 2025-05-02 22:00 | 20.8032 | - | 5 | 22 | 0.25
2hr LiIon | System | Constraint | Flex Up | Flexibility | Violation | 1 | 2025-05-03 06:45 | 49.91 | - | 5 | 6 | 0.25
2hr LiIon | System | Constraint | Flex Up | Flexibility | Violation | 1 | 2025-05-03 15:00 | 11.9077 | - | 5 | 15 | 0.25
2hr LiIon | System | Constraint | Flex Up | Flexibility | Violation | 1 | 2025-05-04 07:45 | 65.5506 | - | 5 | 7 | 0.25
2hr LiIon | System | Constraint | Flex Up | Flexibility | Violation | 1 | 2025-05-05 05:15 | 5.8653 | - | 5 | 5 | 0.25
2hr LiIon | System | Constraint | Flex Up | Flexibility | Violation | 1 | 2025-05-05 05:30 | 7.0857 | - | 5 | 5 | 0.25
2hr LiIon | System | Constraint | Flex Up | Flexibility | Violation | 1 | 2025-05-05 05:45 | 22.3061 | - | 5 | 5 | 0.25
2hr LiIon | System | Constraint | Flex Up | Flexibility | Violation | 1 | 2025-05-05 06:15 | 55.4024 | - | 5 | 6 | 0.25
2hr LiIon | System | Constraint | Flex Up | Flexibility | Violation | 1 | 2025-05-05 06:30 | 70.9656 | - | 5 | 6 | 0.25
2hr LiIon | System | Constraint | Flex Up | Flexibility | Violation | 1 | 2025-05-05 06:45 | 61.5288 | - | 5 | 6 | 0.25
2hr LiIon | System | Constraint | Flex Up | Flexibility | Violation | 1 | 2025-05-06 05:45 | 46.2171 | - | 5 | 5 | 0.25
2hr LiIon | System | Constraint | Flex Up | Flexibility | Violation | 1 | 2025-05-06 07:30 | 1.559 | - | 5 | 7 | 0.25
2hr LiIon | System | Constraint | Flex Up | Flexibility | Violation | 1 | 2025-05-07 05:45 | 1.6907 | - | 5 | 5 | 0.25
2hr LiIon | System | Constraint | Flex Up | Flexibility | Violation | 1 | 2025-05-08 05:45 | 16.8367 | - | 5 | 5 | 0.25
2hr LiIon | System | Constraint | Flex Up | Flexibility | Violation | 1 | 2025-05-08 06:45 | 33.2943 | - | 5 | 6 | 0.25
2hr LiIon | System | Constraint | Flex Up | Flexibility | Violation | 1 | 2025-05-08 18:00 | 9.9263 | - | 5 | 18 | 0.25
2hr LiIon | System | Constraint | Flex Up | Flexibility | Violation | 1 | 2025-05-09 02:15 | 10.691 | - | 5 | 2 | 0.25
2hr LiIon | System | Constraint | Flex Up | Flexibility | Violation | 1 | 2025-05-09 02:30 | 13.8736 | - | 5 | 2 | 0.25
2hr LiIon | System | Constraint | Flex Up | Flexibility | Violation | 1 | 2025-05-09 05:15 | 1.8343 | - | 5 | 5 | 0.25
2hr LiIon | System | Constraint | Flex Up | Flexibility | Violation | 1 | 2025-05-09 05:45 | 25.5819 | - | 5 | 5 | 0.25
2hr LiIon | System | Constraint | Flex Up | Flexibility | Violation | 1 | 2025-05-09 06:15 | 73.8354 | - | 5 | 6 | 0.25
2hr LiIon | System | Constraint | Flex Up | Flexibility | Violation | 1 | 2025-05-09 06:30 | 109.6671 | - | 5 | 6 | 0.25
2hr LiIon | System | Constraint | Flex Up | Flexibility | Violation | 1 | 2025-05-09 06:45 | 135.4988 | - | 5 | 6 | 0.25
2hr LiIon | System | Constraint | Flex Up | Flexibility | Violation | 1 | 2025-05-10 06:45 | 23.4606 | - | 5 | 6 | 0.25
2hr LiIon | System | Constraint | Flex Up | Flexibility | Violation | 1 | 2025-05-10 07:45 | 17.5989 | - | 5 | 7 | 0.25
2hr LiIon | System | Constraint | Flex Up | Flexibility | Violation | 1 | 2025-05-11 06:30 | 16.2723 | - | 5 | 6 | 0.25
2hr LiIon | System | Constraint | Flex Up | Flexibility | Violation | 1 | 2025-05-11 06:45 | 72.2835 | - | 5 | 6 | 0.25
2hr LiIon | System | Constraint | Flex Up | Flexibility | Violation | 1 | 2025-05-11 07:45 | 8.2976 | - | 5 | 7 | 0.25
2hr LiIon | System | Constraint | Flex Up | Flexibility | Violation | 1 | 2025-05-12 02:30 | 15.3861 | - | 5 | 2 | 0.25
2hr LiIon | System | Constraint | Flex Up | Flexibility | Violation | 1 | 2025-05-12 03:15 | 0.16268 | - | 5 | 3 | 0.25
2hr LiIon | System | Constraint | Flex Up | Flexibility | Violation | 1 | 2025-05-12 05:15 | 42.7233 | - | 5 | 5 | 0.25
2hr LiIon | System | Constraint | Flex Up | Flexibility | Violation | 1 | 2025-05-12 05:30 | 165.0862 | - | 5 | 5 | 0.25
2hr LiIon | System | Constraint | Flex Up | Flexibility | Violation | 1 | 2025-05-12 05:45 | 247.108 | - | 5 | 5 | 0.25
2hr LiIon | System | Constraint | Flex Up | Flexibility | Violation | 1 | 2025-05-12 06:00 | 36.4716 | - | 5 | 6 | 0.25
2hr LiIon | System | Constraint | Flex Up | Flexibility | Violation | 1 | 2025-05-12 06:15 | 158.694 | - | 5 | 6 | 0.25
2hr LiIon | System | Constraint | Flex Up | Flexibility | Violation | 1 | 2025-05-12 06:30 | 239.9165 | - | 5 | 6 | 0.25
2hr LiIon | System | Constraint | Flex Up | Flexibility | Violation | 1 | 2025-05-12 06:45 | 332.1389 | - | 5 | 6 | 0.25
2hr LiIon | System | Constraint | Flex Up | Flexibility | Violation | 1 | 2025-05-12 07:00 | 4.5793 | - | 5 | 7 | 0.25
2hr LiIon | System | Constraint | Flex Up | Flexibility | Violation | 1 | 2025-05-12 07:15 | 16.7452 | - | 5 | 7 | 0.25
2hr LiIon | System | Constraint | Flex Up | Flexibility | Violation | 1 | 2025-05-12 07:30 | 34.0188 | - | 5 | 7 | 0.25
2hr LiIon | System | Constraint | Flex Up | Flexibility | Violation | 1 | 2025-05-12 07:45 | 30.2385 | - | 5 | 7 | 0.25
2hr LiIon | System | Constraint | Flex Up | Flexibility | Violation | 1 | 2025-05-12 13:00 | 50.2845 | - | 5 | 13 | 0.25
2hr LiIon | System | Constraint | Flex Up | Flexibility | Violation | 1 | 2025-05-12 16:30 | 10.6096 | - | 5 | 16 | 0.25
2hr LiIon | System | Constraint | Flex Up | Flexibility | Violation | 1 | 2025-05-13 05:30 | 12.7256 | - | 5 | 5 | 0.25
2hr LiIon | System | Constraint | Flex Up | Flexibility | Violation | 1 | 2025-05-13 05:45 | 122.9269 | - | 5 | 5 | 0.25
2hr LiIon | System | Constraint | Flex Up | Flexibility | Violation | 1 | 2025-05-13 06:30 | 48.4708 | - | 5 | 6 | 0.25
2hr LiIon | System | Constraint | Flex Up | Flexibility | Violation | 1 | 2025-05-13 06:45 | 100.9281 | - | 5 | 6 | 0.25
2hr LiIon | System | Constraint | Flex Up | Flexibility | Violation | 1 | 2025-05-14 05:30 | 92.6742 | - | 5 | 5 | 0.25
2hr LiIon | System | Constraint | Flex Up | Flexibility | Violation | 1 | 2025-05-14 05:45 | 226.2992 | - | 5 | 5 | 0.25
2hr LiIon | System | Constraint | Flex Up | Flexibility | Violation | 1 | 2025-05-14 06:15 | 17.968 | - | 5 | 6 | 0.25
2hr LiIon | System | Constraint | Flex Up | Flexibility | Violation | 1 | 2025-05-14 06:30 | 64.8325 | - | 5 | 6 | 0.25
2hr LiIon | System | Constraint | Flex Up | Flexibility | Violation | 1 | 2025-05-14 06:45 | 78.6969 | - | 5 | 6 | 0.25
2hr LiIon | System | Constraint | Flex Up | Flexibility | Violation | 1 | 2025-05-14 14:00 | 8.8629 | - | 5 | 14 | 0.25
2hr LiIon | System | Constraint | Flex Up | Flexibility | Violation | 1 | 2025-05-15 04:15 | 7.2048 | - | 5 | 4 | 0.25
2hr LiIon | System | Constraint | Flex Up | Flexibility | Violation | 1 | 2025-05-15 04:45 | 28.9488 | - | 5 | 4 | 0.25
2hr LiIon | System | Constraint | Flex Up | Flexibility | Violation | 1 | 2025-05-15 05:30 | 5.9642 | - | 5 | 5 | 0.25
2hr LiIon | System | Constraint | Flex Up | Flexibility | Violation | 1 | 2025-05-15 05:45 | 78.5296 | - | 5 | 5 | 0.25
2hr LiIon | System | Constraint | Flex Up | Flexibility | Violation | 1 | 2025-05-15 06:30 | 2.055 | - | 5 | 6 | 0.25
2hr LiIon | System | Constraint | Flex Up | Flexibility | Violation | 1 | 2025-05-15 06:45 | 48.0835 | - | 5 | 6 | 0.25
2hr LiIon | System | Constraint | Flex Up | Flexibility | Violation | 1 | 2025-05-15 15:00 | 0.01653 | - | 5 | 15 | 0.25
2hr LiIon | System | Constraint | Flex Up | Flexibility | Violation | 1 | 2025-05-15 19:00 | 96.3074 | - | 5 | 19 | 0.25
2hr LiIon | System | Constraint | Flex Up | Flexibility | Violation | 1 | 2025-05-15 19:15 | 18.21 | - | 5 | 19 | 0.25
2hr LiIon | System | Constraint | Flex Up | Flexibility | Violation | 1 | 2025-05-16 05:45 | 35.3223 | - | 5 | 5 | 0.25
2hr LiIon | System | Constraint | Flex Up | Flexibility | Violation | 1 | 2025-05-18 02:00 | 1.8147 | - | 5 | 2 | 0.25
2hr LiIon | System | Constraint | Flex Up | Flexibility | Violation | 1 | 2025-05-18 06:45 | 19.148 | - | 5 | 6 | 0.25
2hr LiIon | System | Constraint | Flex Up | Flexibility | Violation | 1 | 2025-05-18 07:45 | 13.8698 | - | 5 | 7 | 0.25
2hr LiIon | System | Constraint | Flex Up | Flexibility | Violation | 1 | 2025-05-19 01:00 | 14.9272 | - | 5 | 1 | 0.25
2hr LiIon | System | Constraint | Flex Up | Flexibility | Violation | 1 | 2025-05-19 05:45 | 109.0775 | - | 5 | 5 | 0.25
2hr LiIon | System | Constraint | Flex Up | Flexibility | Violation | 1 | 2025-05-19 06:00 | 20.9062 | - | 5 | 6 | 0.25
2hr LiIon | System | Constraint | Flex Up | Flexibility | Violation | 1 | 2025-05-19 06:15 | 38.0749 | - | 5 | 6 | 0.25
2hr LiIon | System | Constraint | Flex Up | Flexibility | Violation | 1 | 2025-05-19 06:30 | 126.2435 | - | 5 | 6 | 0.25
2hr LiIon | System | Constraint | Flex Up | Flexibility | Violation | 1 | 2025-05-19 06:45 | 186.4122 | - | 5 | 6 | 0.25
2hr LiIon | System | Constraint | Flex Up | Flexibility | Violation | 1 | 2025-05-19 07:15 | 21.3598 | - | 5 | 7 | 0.25
2hr LiIon | System | Constraint | Flex Up | Flexibility | Violation | 1 | 2025-05-19 07:30 | 32.7533 | - | 5 | 7 | 0.25
2hr LiIon | System | Constraint | Flex Up | Flexibility | Violation | 1 | 2025-05-19 07:45 | 36.1468 | - | 5 | 7 | 0.25
2hr LiIon | System | Constraint | Flex Up | Flexibility | Violation | 1 | 2025-05-19 09:00 | 100.5849 | - | 5 | 9 | 0.25
2hr LiIon | System | Constraint | Flex Up | Flexibility | Violation | 1 | 2025-05-19 09:15 | 22.0679 | - | 5 | 9 | 0.25
2hr LiIon | System | Constraint | Flex Up | Flexibility | Violation | 1 | 2025-05-19 09:30 | 21.8294 | - | 5 | 9 | 0.25
2hr LiIon | System | Constraint | Flex Up | Flexibility | Violation | 1 | 2025-05-19 09:45 | 34.4516 | - | 5 | 9 | 0.25
2hr LiIon | System | Constraint | Flex Up | Flexibility | Violation | 1 | 2025-05-19 15:45 | 9.4218 | - | 5 | 15 | 0.25
2hr LiIon | System | Constraint | Flex Up | Flexibility | Violation | 1 | 2025-05-20 05:30 | 24.3449 | - | 5 | 5 | 0.25
2hr LiIon | System | Constraint | Flex Up | Flexibility | Violation | 1 | 2025-05-20 05:45 | 160.7885 | - | 5 | 5 | 0.25
2hr LiIon | System | Constraint | Flex Up | Flexibility | Violation | 1 | 2025-05-20 06:45 | 18.3466 | - | 5 | 6 | 0.25
2hr LiIon | System | Constraint | Flex Up | Flexibility | Violation | 1 | 2025-05-20 15:00 | 6.9598 | - | 5 | 15 | 0.25
2hr LiIon | System | Constraint | Flex Up | Flexibility | Violation | 1 | 2025-05-20 15:15 | 28.7509 | - | 5 | 15 | 0.25
2hr LiIon | System | Constraint | Flex Up | Flexibility | Violation | 1 | 2025-05-20 16:45 | 15.6242 | - | 5 | 16 | 0.25
2hr LiIon | System | Constraint | Flex Up | Flexibility | Violation | 1 | 2025-05-21 05:45 | 14.9248 | - | 5 | 5 | 0.25
2hr LiIon | System | Constraint | Flex Up | Flexibility | Violation | 1 | 2025-05-21 15:00 | 30.7429 | - | 5 | 15 | 0.25
2hr LiIon | System | Constraint | Flex Up | Flexibility | Violation | 1 | 2025-05-21 15:15 | 30.7429 | - | 5 | 15 | 0.25
2hr LiIon | System | Constraint | Flex Up | Flexibility | Violation | 1 | 2025-05-21 15:30 | 30.7429 | - | 5 | 15 | 0.25
2hr LiIon | System | Constraint | Flex Up | Flexibility | Violation | 1 | 2025-05-21 15:45 | 30.7429 | - | 5 | 15 | 0.25
2hr LiIon | System | Constraint | Flex Up | Flexibility | Violation | 1 | 2025-05-21 16:00 | 7.651 | - | 5 | 16 | 0.25
2hr LiIon | System | Constraint | Flex Up | Flexibility | Violation | 1 | 2025-05-21 16:15 | 7.651 | - | 5 | 16 | 0.25
2hr LiIon | System | Constraint | Flex Up | Flexibility | Violation | 1 | 2025-05-21 16:30 | 7.651 | - | 5 | 16 | 0.25
2hr LiIon | System | Constraint | Flex Up | Flexibility | Violation | 1 | 2025-05-21 16:45 | 7.651 | - | 5 | 16 | 0.25
2hr LiIon | System | Constraint | Flex Up | Flexibility | Violation | 1 | 2025-05-21 20:00 | 19.0093 | - | 5 | 20 | 0.25
2hr LiIon | System | Constraint | Flex Up | Flexibility | Violation | 1 | 2025-05-22 06:00 | 14.8137 | - | 5 | 6 | 0.25
2hr LiIon | System | Constraint | Flex Up | Flexibility | Violation | 1 | 2025-05-22 06:15 | 56.6548 | - | 5 | 6 | 0.25
2hr LiIon | System | Constraint | Flex Up | Flexibility | Violation | 1 | 2025-05-22 06:30 | 64.496 | - | 5 | 6 | 0.25
2hr LiIon | System | Constraint | Flex Up | Flexibility | Violation | 1 | 2025-05-22 06:45 | 57.3371 | - | 5 | 6 | 0.25
2hr LiIon | System | Constraint | Flex Up | Flexibility | Violation | 1 | 2025-05-22 10:30 | 28.524 | - | 5 | 10 | 0.25
2hr LiIon | System | Constraint | Flex Up | Flexibility | Violation | 1 | 2025-05-22 10:45 | 32.6309 | - | 5 | 10 | 0.25
2hr LiIon | System | Constraint | Flex Up | Flexibility | Violation | 1 | 2025-05-22 15:00 | 4.2338 | - | 5 | 15 | 0.25
2hr LiIon | System | Constraint | Flex Up | Flexibility | Violation | 1 | 2025-05-22 15:15 | 12.0506 | - | 5 | 15 | 0.25
2hr LiIon | System | Constraint | Flex Up | Flexibility | Violation | 1 | 2025-05-22 15:45 | 12.0506 | - | 5 | 15 | 0.25
2hr LiIon | System | Constraint | Flex Up | Flexibility | Violation | 1 | 2025-05-23 02:45 | 31.1465 | - | 5 | 2 | 0.25
2hr LiIon | System | Constraint | Flex Up | Flexibility | Violation | 1 | 2025-05-23 03:15 | 23.3666 | - | 5 | 3 | 0.25
2hr LiIon | System | Constraint | Flex Up | Flexibility | Violation | 1 | 2025-05-23 05:00 | 42.3962 | - | 5 | 5 | 0.25
2hr LiIon | System | Constraint | Flex Up | Flexibility | Violation | 1 | 2025-05-23 05:45 | 32.6165 | - | 5 | 5 | 0.25
2hr LiIon | System | Constraint | Flex Up | Flexibility | Violation | 1 | 2025-05-23 06:45 | 14.8522 | - | 5 | 6 | 0.25
2hr LiIon | System | Constraint | Flex Up | Flexibility | Violation | 1 | 2025-05-23 10:30 | 4.0285 | - | 5 | 10 | 0.25
2hr LiIon | System | Constraint | Flex Up | Flexibility | Violation | 1 | 2025-05-23 10:45 | 8.8791 | - | 5 | 10 | 0.25
2hr LiIon | System | Constraint | Flex Up | Flexibility | Violation | 1 | 2025-05-23 12:15 | 9.4236 | - | 5 | 12 | 0.25
2hr LiIon | System | Constraint | Flex Up | Flexibility | Violation | 1 | 2025-05-23 12:45 | 9.4236 | - | 5 | 12 | 0.25
2hr LiIon | System | Constraint | Flex Up | Flexibility | Violation | 1 | 2025-05-23 20:00 | 0.4182 | - | 5 | 20 | 0.25
2hr LiIon | System | Constraint | Flex Up | Flexibility | Violation | 1 | 2025-05-24 06:45 | 9.8471 | - | 5 | 6 | 0.25
2hr LiIon | System | Constraint | Flex Up | Flexibility | Violation | 1 | 2025-05-24 07:45 | 32.8168 | - | 5 | 7 | 0.25
2hr LiIon | System | Constraint | Flex Up | Flexibility | Violation | 1 | 2025-05-25 04:00 | 30.9977 | - | 5 | 4 | 0.25
2hr LiIon | System | Constraint | Flex Up | Flexibility | Violation | 1 | 2025-05-25 04:15 | 26.7695 | - | 5 | 4 | 0.25
2hr LiIon | System | Constraint | Flex Up | Flexibility | Violation | 1 | 2025-05-25 04:30 | 64.6414 | - | 5 | 4 | 0.25
2hr LiIon | System | Constraint | Flex Up | Flexibility | Violation | 1 | 2025-05-25 04:45 | 33.5132 | - | 5 | 4 | 0.25
2hr LiIon | System | Constraint | Flex Up | Flexibility | Violation | 1 | 2025-05-25 05:00 | 35.5166 | - | 5 | 5 | 0.25
2hr LiIon | System | Constraint | Flex Up | Flexibility | Violation | 1 | 2025-05-25 05:15 | 7.5471 | - | 5 | 5 | 0.25
2hr LiIon | System | Constraint | Flex Up | Flexibility | Violation | 1 | 2025-05-25 05:30 | 20.5405 | - | 5 | 5 | 0.25
2hr LiIon | System | Constraint | Flex Up | Flexibility | Violation | 1 | 2025-05-25 05:45 | 20.5405 | - | 5 | 5 | 0.25
2hr LiIon | System | Constraint | Flex Up | Flexibility | Violation | 1 | 2025-05-25 06:00 | 2.4823 | - | 5 | 6 | 0.25
2hr LiIon | System | Constraint | Flex Up | Flexibility | Violation | 1 | 2025-05-25 06:15 | 51.5405 | - | 5 | 6 | 0.25
2hr LiIon | System | Constraint | Flex Up | Flexibility | Violation | 1 | 2025-05-25 06:30 | 61.5085 | - | 5 | 6 | 0.25
2hr LiIon | System | Constraint | Flex Up | Flexibility | Violation | 1 | 2025-05-25 06:45 | 94.7659 | - | 5 | 6 | 0.25
2hr LiIon | System | Constraint | Flex Up | Flexibility | Violation | 1 | 2025-05-25 07:00 | 113.2202 | - | 5 | 7 | 0.25
2hr LiIon | System | Constraint | Flex Up | Flexibility | Violation | 1 | 2025-05-25 07:15 | 123.1839 | - | 5 | 7 | 0.25
2hr LiIon | System | Constraint | Flex Up | Flexibility | Violation | 1 | 2025-05-25 07:30 | 109.1476 | - | 5 | 7 | 0.25
2hr LiIon | System | Constraint | Flex Up | Flexibility | Violation | 1 | 2025-05-25 07:45 | 105.1113 | - | 5 | 7 | 0.25
2hr LiIon | System | Constraint | Flex Up | Flexibility | Violation | 1 | 2025-05-25 08:30 | 7.1902 | - | 5 | 8 | 0.25
2hr LiIon | System | Constraint | Flex Up | Flexibility | Violation | 1 | 2025-05-25 08:45 | 20.1647 | - | 5 | 8 | 0.25
2hr LiIon | System | Constraint | Flex Up | Flexibility | Violation | 1 | 2025-05-25 15:00 | 5.0382 | - | 5 | 15 | 0.25
2hr LiIon | System | Constraint | Flex Up | Flexibility | Violation | 1 | 2025-05-25 19:00 | 8.1764 | - | 5 | 19 | 0.25
2hr LiIon | System | Constraint | Flex Up | Flexibility | Violation | 1 | 2025-05-25 19:15 | 36.0614 | - | 5 | 19 | 0.25
2hr LiIon | System | Constraint | Flex Up | Flexibility | Violation | 1 | 2025-05-25 20:30 | 6.16 | - | 5 | 20 | 0.25
2hr LiIon | System | Constraint | Flex Up | Flexibility | Violation | 1 | 2025-05-25 20:45 | 25.4023 | - | 5 | 20 | 0.25
2hr LiIon | System | Constraint | Flex Up | Flexibility | Violation | 1 | 2025-05-25 23:00 | 13.9017 | - | 5 | 23 | 0.25
2hr LiIon | System | Constraint | Flex Up | Flexibility | Violation | 1 | 2025-05-26 01:00 | 49.6841 | - | 5 | 1 | 0.25
2hr LiIon | System | Constraint | Flex Up | Flexibility | Violation | 1 | 2025-05-26 01:15 | 31.0134 | - | 5 | 1 | 0.25
2hr LiIon | System | Constraint | Flex Up | Flexibility | Violation | 1 | 2025-05-26 01:30 | 2.2369 | - | 5 | 1 | 0.25
2hr LiIon | System | Constraint | Flex Up | Flexibility | Violation | 1 | 2025-05-26 04:30 | 2.7352 | - | 5 | 4 | 0.25
2hr LiIon | System | Constraint | Flex Up | Flexibility | Violation | 1 | 2025-05-26 05:15 | 9.0483 | - | 5 | 5 | 0.25
2hr LiIon | System | Constraint | Flex Up | Flexibility | Violation | 1 | 2025-05-26 06:15 | 1.872 | - | 5 | 6 | 0.25
2hr LiIon | System | Constraint | Flex Up | Flexibility | Violation | 1 | 2025-05-26 06:45 | 54.6565 | - | 5 | 6 | 0.25
2hr LiIon | System | Constraint | Flex Up | Flexibility | Violation | 1 | 2025-05-26 07:15 | 35.3869 | - | 5 | 7 | 0.25
2hr LiIon | System | Constraint | Flex Up | Flexibility | Violation | 1 | 2025-05-26 07:30 | 71.1368 | - | 5 | 7 | 0.25
2hr LiIon | System | Constraint | Flex Up | Flexibility | Violation | 1 | 2025-05-26 07:45 | 102.8867 | - | 5 | 7 | 0.25
2hr LiIon | System | Constraint | Flex Up | Flexibility | Violation | 1 | 2025-05-27 03:15 | 0.74408 | - | 5 | 3 | 0.25
2hr LiIon | System | Constraint | Flex Up | Flexibility | Violation | 1 | 2025-05-27 03:30 | 0.74408 | - | 5 | 3 | 0.25
2hr LiIon | System | Constraint | Flex Up | Flexibility | Violation | 1 | 2025-05-27 03:45 | 0.74408 | - | 5 | 3 | 0.25
2hr LiIon | System | Constraint | Flex Up | Flexibility | Violation | 1 | 2025-05-27 04:15 | 59.8367 | - | 5 | 4 | 0.25
2hr LiIon | System | Constraint | Flex Up | Flexibility | Violation | 1 | 2025-05-27 04:45 | 65.8412 | - | 5 | 4 | 0.25
2hr LiIon | System | Constraint | Flex Up | Flexibility | Violation | 1 | 2025-05-27 05:00 | 15.8011 | - | 5 | 5 | 0.25
2hr LiIon | System | Constraint | Flex Up | Flexibility | Violation | 1 | 2025-05-27 05:15 | 53.6226 | - | 5 | 5 | 0.25
2hr LiIon | System | Constraint | Flex Up | Flexibility | Violation | 1 | 2025-05-27 05:30 | 34.9823 | - | 5 | 5 | 0.25
2hr LiIon | System | Constraint | Flex Up | Flexibility | Violation | 1 | 2025-05-27 05:45 | 94.3228 | - | 5 | 5 | 0.25
2hr LiIon | System | Constraint | Flex Up | Flexibility | Violation | 1 | 2025-05-27 06:30 | 49.855 | - | 5 | 6 | 0.25
2hr LiIon | System | Constraint | Flex Up | Flexibility | Violation | 1 | 2025-05-27 06:45 | 109.1024 | - | 5 | 6 | 0.25
2hr LiIon | System | Constraint | Flex Up | Flexibility | Violation | 1 | 2025-05-27 07:30 | 57.7428 | - | 5 | 7 | 0.25
2hr LiIon | System | Constraint | Flex Up | Flexibility | Violation | 1 | 2025-05-27 07:45 | 40.046 | - | 5 | 7 | 0.25
2hr LiIon | System | Constraint | Flex Up | Flexibility | Violation | 1 | 2025-05-27 08:00 | 45.5402 | - | 5 | 8 | 0.25
2hr LiIon | System | Constraint | Flex Up | Flexibility | Violation | 1 | 2025-05-27 08:30 | 45.9778 | - | 5 | 8 | 0.25
2hr LiIon | System | Constraint | Flex Up | Flexibility | Violation | 1 | 2025-05-27 10:30 | 0.26455 | - | 5 | 10 | 0.25
2hr LiIon | System | Constraint | Flex Up | Flexibility | Violation | 1 | 2025-05-27 11:00 | 69.8654 | - | 5 | 11 | 0.25
2hr LiIon | System | Constraint | Flex Up | Flexibility | Violation | 1 | 2025-05-27 19:00 | 28.0394 | - | 5 | 19 | 0.25
2hr LiIon | System | Constraint | Flex Up | Flexibility | Violation | 1 | 2025-05-28 06:45 | 64.6498 | - | 5 | 6 | 0.25
2hr LiIon | System | Constraint | Flex Up | Flexibility | Violation | 1 | 2025-05-28 16:15 | 9.3996 | - | 5 | 16 | 0.25
2hr LiIon | System | Constraint | Flex Up | Flexibility | Violation | 1 | 2025-05-28 16:30 | 30.9076 | - | 5 | 16 | 0.25
2hr LiIon | System | Constraint | Flex Up | Flexibility | Violation | 1 | 2025-05-28 16:45 | 5.4155 | - | 5 | 16 | 0.25
2hr LiIon | System | Constraint | Flex Up | Flexibility | Violation | 1 | 2025-05-28 17:00 | 10.4587 | - | 5 | 17 | 0.25
2hr LiIon | System | Constraint | Flex Up | Flexibility | Violation | 1 | 2025-05-28 19:00 | 17.7896 | - | 5 | 19 | 0.25
2hr LiIon | System | Constraint | Flex Up | Flexibility | Violation | 1 | 2025-05-29 03:15 | 33.8294 | - | 5 | 3 | 0.25
2hr LiIon | System | Constraint | Flex Up | Flexibility | Violation | 1 | 2025-05-29 04:45 | 12.5024 | - | 5 | 4 | 0.25
2hr LiIon | System | Constraint | Flex Up | Flexibility | Violation | 1 | 2025-05-29 06:45 | 55.9529 | - | 5 | 6 | 0.25
2hr LiIon | System | Constraint | Flex Up | Flexibility | Violation | 1 | 2025-05-29 07:45 | 20.6974 | - | 5 | 7 | 0.25
2hr LiIon | System | Constraint | Flex Up | Flexibility | Violation | 1 | 2025-05-29 17:15 | 9.4513 | - | 5 | 17 | 0.25
2hr LiIon | System | Constraint | Flex Up | Flexibility | Violation | 1 | 2025-05-30 04:45 | 56.8021 | - | 5 | 4 | 0.25
2hr LiIon | System | Constraint | Flex Up | Flexibility | Violation | 1 | 2025-05-30 05:15 | 11.2918 | - | 5 | 5 | 0.25
2hr LiIon | System | Constraint | Flex Up | Flexibility | Violation | 1 | 2025-05-30 05:30 | 52.297 | - | 5 | 5 | 0.25
2hr LiIon | System | Constraint | Flex Up | Flexibility | Violation | 1 | 2025-05-30 05:45 | 106.3022 | - | 5 | 5 | 0.25
2hr LiIon | System | Constraint | Flex Up | Flexibility | Violation | 1 | 2025-05-30 06:30 | 90.1252 | - | 5 | 6 | 0.25
2hr LiIon | System | Constraint | Flex Up | Flexibility | Violation | 1 | 2025-05-30 06:45 | 191.0428 | - | 5 | 6 | 0.25
2hr LiIon | System | Constraint | Flex Up | Flexibility | Violation | 1 | 2025-05-30 07:00 | 26.4047 | - | 5 | 7 | 0.25
2hr LiIon | System | Constraint | Flex Up | Flexibility | Violation | 1 | 2025-05-30 07:15 | 28.2859 | - | 5 | 7 | 0.25
2hr LiIon | System | Constraint | Flex Up | Flexibility | Violation | 1 | 2025-05-30 07:30 | 20.1672 | - | 5 | 7 | 0.25
2hr LiIon | System | Constraint | Flex Up | Flexibility | Violation | 1 | 2025-05-30 07:45 | 20.0484 | - | 5 | 7 | 0.25
2hr LiIon | System | Constraint | Flex Up | Flexibility | Violation | 1 | 2025-05-30 16:00 | 72.175 | - | 5 | 16 | 0.25
2hr LiIon | System | Constraint | Flex Up | Flexibility | Violation | 1 | 2025-05-30 16:15 | 4.9017 | - | 5 | 16 | 0.25
2hr LiIon | System | Constraint | Flex Up | Flexibility | Violation | 1 | 2025-05-30 16:30 | 41.1284 | - | 5 | 16 | 0.25
2hr LiIon | System | Constraint | Flex Up | Flexibility | Violation | 1 | 2025-05-31 05:45 | 38.961 | - | 5 | 5 | 0.25
2hr LiIon | System | Constraint | Flex Up | Flexibility | Violation | 1 | 2025-05-31 07:45 | 9.7003 | - | 5 | 7 | 0.25
2hr LiIon | System | Constraint | Flex Up | Flexibility | Violation | 1 | 2025-05-31 17:45 | 3.4739 | - | 5 | 17 | 0.25
2hr LiIon | System | Constraint | Flex Up | Flexibility | Violation | 1 | 2025-05-31 18:00 | 19.7789 | - | 5 | 18 | 0.25
2hr LiIon | System | Constraint | Flex Up | Flexibility | Violation | 1 | 2025-06-01 15:00 | 18.8518 | - | 6 | 15 | 0.25
2hr LiIon | System | Constraint | Flex Up | Flexibility | Violation | 1 | 2025-06-01 19:00 | 4.1668 | - | 6 | 19 | 0.25
2hr LiIon | System | Constraint | Flex Up | Flexibility | Violation | 1 | 2025-06-02 05:30 | 7.1218 | - | 6 | 5 | 0.25
2hr LiIon | System | Constraint | Flex Up | Flexibility | Violation | 1 | 2025-06-02 05:45 | 44.5954 | - | 6 | 5 | 0.25
2hr LiIon | System | Constraint | Flex Up | Flexibility | Violation | 1 | 2025-06-02 20:00 | 5.4245 | - | 6 | 20 | 0.25
2hr LiIon | System | Constraint | Flex Up | Flexibility | Violation | 1 | 2025-06-03 05:30 | 5.3998 | - | 6 | 5 | 0.25
2hr LiIon | System | Constraint | Flex Up | Flexibility | Violation | 1 | 2025-06-03 05:45 | 107.8521 | - | 6 | 5 | 0.25
2hr LiIon | System | Constraint | Flex Up | Flexibility | Violation | 1 | 2025-06-04 05:45 | 56.0277 | - | 6 | 5 | 0.25
2hr LiIon | System | Constraint | Flex Up | Flexibility | Violation | 1 | 2025-06-04 12:00 | 0.14529 | - | 6 | 12 | 0.25
2hr LiIon | System | Constraint | Flex Up | Flexibility | Violation | 1 | 2025-06-04 17:00 | 70.0785 | - | 6 | 17 | 0.25
2hr LiIon | System | Constraint | Flex Up | Flexibility | Violation | 1 | 2025-06-05 05:30 | 12.2079 | - | 6 | 5 | 0.25
2hr LiIon | System | Constraint | Flex Up | Flexibility | Violation | 1 | 2025-06-05 05:45 | 53.7566 | - | 6 | 5 | 0.25
2hr LiIon | System | Constraint | Flex Up | Flexibility | Violation | 1 | 2025-06-06 05:45 | 53.9703 | - | 6 | 5 | 0.25
2hr LiIon | System | Constraint | Flex Up | Flexibility | Violation | 1 | 2025-06-06 06:00 | 37.5664 | - | 6 | 6 | 0.25
2hr LiIon | System | Constraint | Flex Up | Flexibility | Violation | 1 | 2025-06-06 06:15 | 2.5725 | - | 6 | 6 | 0.25
2hr LiIon | System | Constraint | Flex Up | Flexibility | Violation | 1 | 2025-06-07 06:45 | 40.1729 | - | 6 | 6 | 0.25
2hr LiIon | System | Constraint | Flex Up | Flexibility | Violation | 1 | 2025-06-07 20:00 | 2.6453 | - | 6 | 20 | 0.25
2hr LiIon | System | Constraint | Flex Up | Flexibility | Violation | 1 | 2025-06-07 20:15 | 9.6474 | - | 6 | 20 | 0.25
2hr LiIon | System | Constraint | Flex Up | Flexibility | Violation | 1 | 2025-06-07 20:30 | 14.6494 | - | 6 | 20 | 0.25
2hr LiIon | System | Constraint | Flex Up | Flexibility | Violation | 1 | 2025-06-08 | 100.647 | - | 6 | 0 | 0.25
2hr LiIon | System | Constraint | Flex Up | Flexibility | Violation | 1 | 2025-06-08 06:45 | 0.14433 | - | 6 | 6 | 0.25
2hr LiIon | System | Constraint | Flex Up | Flexibility | Violation | 1 | 2025-06-08 07:45 | 26.9382 | - | 6 | 7 | 0.25
2hr LiIon | System | Constraint | Flex Up | Flexibility | Violation | 1 | 2025-06-08 19:00 | 26.7366 | - | 6 | 19 | 0.25
2hr LiIon | System | Constraint | Flex Up | Flexibility | Violation | 1 | 2025-06-08 19:15 | 12.0796 | - | 6 | 19 | 0.25
2hr LiIon | System | Constraint | Flex Up | Flexibility | Violation | 1 | 2025-06-08 19:30 | 1.4227 | - | 6 | 19 | 0.25
2hr LiIon | System | Constraint | Flex Up | Flexibility | Violation | 1 | 2025-06-09 05:15 | 0.48185 | - | 6 | 5 | 0.25
2hr LiIon | System | Constraint | Flex Up | Flexibility | Violation | 1 | 2025-06-09 05:30 | 58.3219 | - | 6 | 5 | 0.25
2hr LiIon | System | Constraint | Flex Up | Flexibility | Violation | 1 | 2025-06-09 05:45 | 119.162 | - | 6 | 5 | 0.25
2hr LiIon | System | Constraint | Flex Up | Flexibility | Violation | 1 | 2025-06-09 08:00 | 11.5997 | - | 6 | 8 | 0.25
2hr LiIon | System | Constraint | Flex Up | Flexibility | Violation | 1 | 2025-06-09 14:00 | 20.4278 | - | 6 | 14 | 0.25
2hr LiIon | System | Constraint | Flex Up | Flexibility | Violation | 1 | 2025-06-09 18:00 | 68.0372 | - | 6 | 18 | 0.25
2hr LiIon | System | Constraint | Flex Up | Flexibility | Violation | 1 | 2025-06-10 05:45 | 73.0661 | - | 6 | 5 | 0.25
2hr LiIon | System | Constraint | Flex Up | Flexibility | Violation | 1 | 2025-06-10 19:00 | 0.89313 | - | 6 | 19 | 0.25
2hr LiIon | System | Constraint | Flex Up | Flexibility | Violation | 1 | 2025-06-11 05:45 | 99.2049 | - | 6 | 5 | 0.25
2hr LiIon | System | Constraint | Flex Up | Flexibility | Violation | 1 | 2025-06-12 05:45 | 90.7561 | - | 6 | 5 | 0.25
2hr LiIon | System | Constraint | Flex Up | Flexibility | Violation | 1 | 2025-06-12 15:00 | 15.2493 | - | 6 | 15 | 0.25
2hr LiIon | System | Constraint | Flex Up | Flexibility | Violation | 1 | 2025-06-12 15:15 | 1.6925 | - | 6 | 15 | 0.25
2hr LiIon | System | Constraint | Flex Up | Flexibility | Violation | 1 | 2025-06-12 17:00 | 16.5406 | - | 6 | 17 | 0.25
2hr LiIon | System | Constraint | Flex Up | Flexibility | Violation | 1 | 2025-06-13 05:45 | 27.9998 | - | 6 | 5 | 0.25
2hr LiIon | System | Constraint | Flex Up | Flexibility | Violation | 1 | 2025-06-13 16:00 | 19.5369 | - | 6 | 16 | 0.25
2hr LiIon | System | Constraint | Flex Up | Flexibility | Violation | 1 | 2025-06-13 18:00 | 30.7109 | - | 6 | 18 | 0.25
2hr LiIon | System | Constraint | Flex Up | Flexibility | Violation | 1 | 2025-06-13 18:30 | 12.9564 | - | 6 | 18 | 0.25
2hr LiIon | System | Constraint | Flex Up | Flexibility | Violation | 1 | 2025-06-14 07:45 | 3.058 | - | 6 | 7 | 0.25
2hr LiIon | System | Constraint | Flex Up | Flexibility | Violation | 1 | 2025-06-15 06:15 | 1.5013 | - | 6 | 6 | 0.25
2hr LiIon | System | Constraint | Flex Up | Flexibility | Violation | 1 | 2025-06-15 06:30 | 25.2706 | - | 6 | 6 | 0.25
2hr LiIon | System | Constraint | Flex Up | Flexibility | Violation | 1 | 2025-06-15 06:45 | 36.54 | - | 6 | 6 | 0.25
2hr LiIon | System | Constraint | Flex Up | Flexibility | Violation | 1 | 2025-06-16 18:00 | 111.2446 | - | 6 | 18 | 0.25
2hr LiIon | System | Constraint | Flex Up | Flexibility | Violation | 1 | 2025-06-16 18:15 | 32.3119 | - | 6 | 18 | 0.25
2hr LiIon | System | Constraint | Flex Up | Flexibility | Violation | 1 | 2025-06-17 06:45 | 31.389 | - | 6 | 6 | 0.25
2hr LiIon | System | Constraint | Flex Up | Flexibility | Violation | 1 | 2025-06-17 08:00 | 28.0179 | - | 6 | 8 | 0.25
2hr LiIon | System | Constraint | Flex Up | Flexibility | Violation | 1 | 2025-06-18 05:45 | 26.7194 | - | 6 | 5 | 0.25
2hr LiIon | System | Constraint | Flex Up | Flexibility | Violation | 1 | 2025-06-20 05:45 | 13.5582 | - | 6 | 5 | 0.25
2hr LiIon | System | Constraint | Flex Up | Flexibility | Violation | 1 | 2025-06-20 17:00 | 50.8237 | - | 6 | 17 | 0.25
2hr LiIon | System | Constraint | Flex Up | Flexibility | Violation | 1 | 2025-06-20 17:15 | 26.9724 | - | 6 | 17 | 0.25
2hr LiIon | System | Constraint | Flex Up | Flexibility | Violation | 1 | 2025-06-20 17:30 | 5.121 | - | 6 | 17 | 0.25
2hr LiIon | System | Constraint | Flex Up | Flexibility | Violation | 1 | 2025-06-21 06:45 | 49.345 | - | 6 | 6 | 0.25
2hr LiIon | System | Constraint | Flex Up | Flexibility | Violation | 1 | 2025-06-22 20:00 | 32.3072 | - | 6 | 20 | 0.25
2hr LiIon | System | Constraint | Flex Up | Flexibility | Violation | 1 | 2025-06-23 20:00 | 46.7564 | - | 6 | 20 | 0.25
2hr LiIon | System | Constraint | Flex Up | Flexibility | Violation | 1 | 2025-06-23 20:15 | 3.3159 | - | 6 | 20 | 0.25
2hr LiIon | System | Constraint | Flex Up | Flexibility | Violation | 1 | 2025-06-23 21:00 | 11.7383 | - | 6 | 21 | 0.25
2hr LiIon | System | Constraint | Flex Up | Flexibility | Violation | 1 | 2025-06-24 05:45 | 8.6223 | - | 6 | 5 | 0.25
2hr LiIon | System | Constraint | Flex Up | Flexibility | Violation | 1 | 2025-06-24 08:00 | 18.3554 | - | 6 | 8 | 0.25
2hr LiIon | System | Constraint | Flex Up | Flexibility | Violation | 1 | 2025-06-25 05:45 | 18.6766 | - | 6 | 5 | 0.25
2hr LiIon | System | Constraint | Flex Up | Flexibility | Violation | 1 | 2025-06-26 05:45 | 23.7973 | - | 6 | 5 | 0.25
2hr LiIon | System | Constraint | Flex Up | Flexibility | Violation | 1 | 2025-06-27 05:30 | 0.15125 | - | 6 | 5 | 0.25
2hr LiIon | System | Constraint | Flex Up | Flexibility | Violation | 1 | 2025-06-27 05:45 | 2.0749 | - | 6 | 5 | 0.25
2hr LiIon | System | Constraint | Flex Up | Flexibility | Violation | 1 | 2025-06-27 06:00 | 30.8219 | - | 6 | 6 | 0.25
2hr LiIon | System | Constraint | Flex Up | Flexibility | Violation | 1 | 2025-06-27 06:15 | 10.1588 | - | 6 | 6 | 0.25
2hr LiIon | System | Constraint | Flex Up | Flexibility | Violation | 1 | 2025-06-27 19:00 | 1.7199 | - | 6 | 19 | 0.25
2hr LiIon | System | Constraint | Flex Up | Flexibility | Violation | 1 | 2025-06-28 06:45 | 85.8726 | - | 6 | 6 | 0.25
2hr LiIon | System | Constraint | Flex Up | Flexibility | Violation | 1 | 2025-06-28 12:00 | 4.8427 | - | 6 | 12 | 0.25
2hr LiIon | System | Constraint | Flex Up | Flexibility | Violation | 1 | 2025-06-29 07:45 | 14.4135 | - | 6 | 7 | 0.25
2hr LiIon | System | Constraint | Flex Up | Flexibility | Violation | 1 | 2025-06-30 05:45 | 18.6715 | - | 6 | 5 | 0.25
2hr LiIon | System | Constraint | Flex Up | Flexibility | Violation | 1 | 2025-06-30 17:00 | 43.6327 | - | 6 | 17 | 0.25
2hr LiIon | System | Constraint | Flex Up | Flexibility | Violation | 1 | 2025-06-30 19:00 | 39.3791 | - | 6 | 19 | 0.25
2hr LiIon | System | Constraint | Flex Up | Flexibility | Violation | 1 | 2025-07-01 06:45 | 73.5887 | - | 7 | 6 | 0.25
2hr LiIon | System | Constraint | Flex Up | Flexibility | Violation | 1 | 2025-07-02 18:00 | 58.4178 | - | 7 | 18 | 0.25
2hr LiIon | System | Constraint | Flex Up | Flexibility | Violation | 1 | 2025-07-02 23:00 | 122.7801 | - | 7 | 23 | 0.25
2hr LiIon | System | Constraint | Flex Up | Flexibility | Violation | 1 | 2025-07-02 23:15 | 1.8751 | - | 7 | 23 | 0.25
2hr LiIon | System | Constraint | Flex Up | Flexibility | Violation | 1 | 2025-07-03 03:00 | 29.336 | - | 7 | 3 | 0.25
2hr LiIon | System | Constraint | Flex Up | Flexibility | Violation | 1 | 2025-07-04 06:30 | 2.6433 | - | 7 | 6 | 0.25
2hr LiIon | System | Constraint | Flex Up | Flexibility | Violation | 1 | 2025-07-04 06:45 | 37.0143 | - | 7 | 6 | 0.25
2hr LiIon | System | Constraint | Flex Up | Flexibility | Violation | 1 | 2025-07-04 07:30 | 2.8406 | - | 7 | 7 | 0.25
2hr LiIon | System | Constraint | Flex Up | Flexibility | Violation | 1 | 2025-07-04 07:45 | 22.8527 | - | 7 | 7 | 0.25
2hr LiIon | System | Constraint | Flex Up | Flexibility | Violation | 1 | 2025-07-04 19:00 | 72.8537 | - | 7 | 19 | 0.25
2hr LiIon | System | Constraint | Flex Up | Flexibility | Violation | 1 | 2025-07-05 07:45 | 1.7707 | - | 7 | 7 | 0.25
2hr LiIon | System | Constraint | Flex Up | Flexibility | Violation | 1 | 2025-07-05 17:45 | 4.0801 | - | 7 | 17 | 0.25
2hr LiIon | System | Constraint | Flex Up | Flexibility | Violation | 1 | 2025-07-05 20:00 | 18.9385 | - | 7 | 20 | 0.25
2hr LiIon | System | Constraint | Flex Up | Flexibility | Violation | 1 | 2025-07-05 20:15 | 35.4323 | - | 7 | 20 | 0.25
2hr LiIon | System | Constraint | Flex Up | Flexibility | Violation | 1 | 2025-07-05 20:30 | 30.9295 | - | 7 | 20 | 0.25
2hr LiIon | System | Constraint | Flex Up | Flexibility | Violation | 1 | 2025-07-06 07:45 | 42.1487 | - | 7 | 7 | 0.25
2hr LiIon | System | Constraint | Flex Up | Flexibility | Violation | 1 | 2025-07-06 09:45 | 11.9612 | - | 7 | 9 | 0.25
2hr LiIon | System | Constraint | Flex Up | Flexibility | Violation | 1 | 2025-07-06 10:45 | 0.074129 | - | 7 | 10 | 0.25
2hr LiIon | System | Constraint | Flex Up | Flexibility | Violation | 1 | 2025-07-06 20:00 | 9.6039 | - | 7 | 20 | 0.25
2hr LiIon | System | Constraint | Flex Up | Flexibility | Violation | 1 | 2025-07-07 06:45 | 10.9849 | - | 7 | 6 | 0.25
2hr LiIon | System | Constraint | Flex Up | Flexibility | Violation | 1 | 2025-07-07 18:00 | 29.0481 | - | 7 | 18 | 0.25
2hr LiIon | System | Constraint | Flex Up | Flexibility | Violation | 1 | 2025-07-08 06:45 | 48.8501 | - | 7 | 6 | 0.25
2hr LiIon | System | Constraint | Flex Up | Flexibility | Violation | 1 | 2025-07-08 07:15 | 7.2255 | - | 7 | 7 | 0.25
2hr LiIon | System | Constraint | Flex Up | Flexibility | Violation | 1 | 2025-07-08 07:30 | 29.3132 | - | 7 | 7 | 0.25
2hr LiIon | System | Constraint | Flex Up | Flexibility | Violation | 1 | 2025-07-08 07:45 | 25.4009 | - | 7 | 7 | 0.25
2hr LiIon | System | Constraint | Flex Up | Flexibility | Violation | 1 | 2025-07-08 19:00 | 35.1528 | - | 7 | 19 | 0.25
2hr LiIon | System | Constraint | Flex Up | Flexibility | Violation | 1 | 2025-07-09 05:45 | 37.3191 | - | 7 | 5 | 0.25
2hr LiIon | System | Constraint | Flex Up | Flexibility | Violation | 1 | 2025-07-09 06:30 | 27.4457 | - | 7 | 6 | 0.25
2hr LiIon | System | Constraint | Flex Up | Flexibility | Violation | 1 | 2025-07-09 17:00 | 53.8593 | - | 7 | 17 | 0.25
2hr LiIon | System | Constraint | Flex Up | Flexibility | Violation | 1 | 2025-07-10 07:30 | 12.6564 | - | 7 | 7 | 0.25
2hr LiIon | System | Constraint | Flex Up | Flexibility | Violation | 1 | 2025-07-10 07:45 | 44.9926 | - | 7 | 7 | 0.25
2hr LiIon | System | Constraint | Flex Up | Flexibility | Violation | 1 | 2025-07-11 16:00 | 2.087 | - | 7 | 16 | 0.25
2hr LiIon | System | Constraint | Flex Up | Flexibility | Violation | 1 | 2025-07-12 05:45 | 25.9689 | - | 7 | 5 | 0.25
2hr LiIon | System | Constraint | Flex Up | Flexibility | Violation | 1 | 2025-07-12 06:15 | 2.8959 | - | 7 | 6 | 0.25
2hr LiIon | System | Constraint | Flex Up | Flexibility | Violation | 1 | 2025-07-12 06:45 | 23.5529 | - | 7 | 6 | 0.25
2hr LiIon | System | Constraint | Flex Up | Flexibility | Violation | 1 | 2025-07-12 07:30 | 1.3505 | - | 7 | 7 | 0.25
2hr LiIon | System | Constraint | Flex Up | Flexibility | Violation | 1 | 2025-07-12 07:45 | 62.9964 | - | 7 | 7 | 0.25
2hr LiIon | System | Constraint | Flex Up | Flexibility | Violation | 1 | 2025-07-14 08:30 | 41.6927 | - | 7 | 8 | 0.25
2hr LiIon | System | Constraint | Flex Up | Flexibility | Violation | 1 | 2025-07-14 08:45 | 144.5099 | - | 7 | 8 | 0.25
2hr LiIon | System | Constraint | Flex Up | Flexibility | Violation | 1 | 2025-07-14 09:30 | 3.5159 | - | 7 | 9 | 0.25
2hr LiIon | System | Constraint | Flex Up | Flexibility | Violation | 1 | 2025-07-14 09:45 | 18.898 | - | 7 | 9 | 0.25
2hr LiIon | System | Constraint | Flex Up | Flexibility | Violation | 1 | 2025-07-14 16:00 | 112.4119 | - | 7 | 16 | 0.25
2hr LiIon | System | Constraint | Flex Up | Flexibility | Violation | 1 | 2025-07-14 16:15 | 73.6612 | - | 7 | 16 | 0.25
2hr LiIon | System | Constraint | Flex Up | Flexibility | Violation | 1 | 2025-07-14 16:30 | 47.4119 | - | 7 | 16 | 0.25
2hr LiIon | System | Constraint | Flex Up | Flexibility | Violation | 1 | 2025-07-14 16:45 | 14.204 | - | 7 | 16 | 0.25
2hr LiIon | System | Constraint | Flex Up | Flexibility | Violation | 1 | 2025-07-14 17:00 | 76.5437 | - | 7 | 17 | 0.25
2hr LiIon | System | Constraint | Flex Up | Flexibility | Violation | 1 | 2025-07-14 17:15 | 53.9625 | - | 7 | 17 | 0.25
2hr LiIon | System | Constraint | Flex Up | Flexibility | Violation | 1 | 2025-07-14 17:30 | 72.1304 | - | 7 | 17 | 0.25
2hr LiIon | System | Constraint | Flex Up | Flexibility | Violation | 1 | 2025-07-14 17:45 | 54.8 | - | 7 | 17 | 0.25
2hr LiIon | System | Constraint | Flex Up | Flexibility | Violation | 1 | 2025-07-14 18:00 | 173.4041 | - | 7 | 18 | 0.25
2hr LiIon | System | Constraint | Flex Up | Flexibility | Violation | 1 | 2025-07-14 18:15 | 73.0531 | - | 7 | 18 | 0.25
2hr LiIon | System | Constraint | Flex Up | Flexibility | Violation | 1 | 2025-07-14 18:30 | 2.7021 | - | 7 | 18 | 0.25
2hr LiIon | System | Constraint | Flex Up | Flexibility | Violation | 1 | 2025-07-15 05:45 | 28.5893 | - | 7 | 5 | 0.25
2hr LiIon | System | Constraint | Flex Up | Flexibility | Violation | 1 | 2025-07-15 06:30 | 2.5122 | - | 7 | 6 | 0.25
2hr LiIon | System | Constraint | Flex Up | Flexibility | Violation | 1 | 2025-07-15 20:00 | 3.2112 | - | 7 | 20 | 0.25
2hr LiIon | System | Constraint | Flex Up | Flexibility | Violation | 1 | 2025-07-16 05:30 | 26.2207 | - | 7 | 5 | 0.25
2hr LiIon | System | Constraint | Flex Up | Flexibility | Violation | 1 | 2025-07-16 05:45 | 0.72658 | - | 7 | 5 | 0.25
2hr LiIon | System | Constraint | Flex Up | Flexibility | Violation | 1 | 2025-07-16 06:15 | 4.9685 | - | 7 | 6 | 0.25
2hr LiIon | System | Constraint | Flex Up | Flexibility | Violation | 1 | 2025-07-16 06:45 | 17.9504 | - | 7 | 6 | 0.25
2hr LiIon | System | Constraint | Flex Up | Flexibility | Violation | 1 | 2025-07-16 17:00 | 8.6825 | - | 7 | 17 | 0.25
2hr LiIon | System | Constraint | Flex Up | Flexibility | Violation | 1 | 2025-07-17 06:45 | 5.5005 | - | 7 | 6 | 0.25
2hr LiIon | System | Constraint | Flex Up | Flexibility | Violation | 1 | 2025-07-17 16:00 | 118.3704 | - | 7 | 16 | 0.25
2hr LiIon | System | Constraint | Flex Up | Flexibility | Violation | 1 | 2025-07-18 05:45 | 30.5748 | - | 7 | 5 | 0.25
2hr LiIon | System | Constraint | Flex Up | Flexibility | Violation | 1 | 2025-07-18 06:45 | 35.9735 | - | 7 | 6 | 0.25
2hr LiIon | System | Constraint | Flex Up | Flexibility | Violation | 1 | 2025-07-18 16:00 | 33.7839 | - | 7 | 16 | 0.25
2hr LiIon | System | Constraint | Flex Up | Flexibility | Violation | 1 | 2025-07-18 21:00 | 26.0604 | - | 7 | 21 | 0.25
2hr LiIon | System | Constraint | Flex Up | Flexibility | Violation | 1 | 2025-07-19 06:15 | 13.8986 | - | 7 | 6 | 0.25
2hr LiIon | System | Constraint | Flex Up | Flexibility | Violation | 1 | 2025-07-19 06:45 | 57.8701 | - | 7 | 6 | 0.25
2hr LiIon | System | Constraint | Flex Up | Flexibility | Violation | 1 | 2025-07-19 19:00 | 30.3804 | - | 7 | 19 | 0.25
2hr LiIon | System | Constraint | Flex Up | Flexibility | Violation | 1 | 2025-07-20 21:00 | 36.0119 | - | 7 | 21 | 0.25
2hr LiIon | System | Constraint | Flex Up | Flexibility | Violation | 1 | 2025-07-21 07:45 | 9.8028 | - | 7 | 7 | 0.25
2hr LiIon | System | Constraint | Flex Up | Flexibility | Violation | 1 | 2025-07-21 08:30 | 12.291 | - | 7 | 8 | 0.25
2hr LiIon | System | Constraint | Flex Up | Flexibility | Violation | 1 | 2025-07-22 06:00 | 33.0018 | - | 7 | 6 | 0.25
2hr LiIon | System | Constraint | Flex Up | Flexibility | Violation | 1 | 2025-07-23 07:45 | 28.9564 | - | 7 | 7 | 0.25
2hr LiIon | System | Constraint | Flex Up | Flexibility | Violation | 1 | 2025-07-24 05:30 | 23.2606 | - | 7 | 5 | 0.25
2hr LiIon | System | Constraint | Flex Up | Flexibility | Violation | 1 | 2025-07-24 05:45 | 77.177 | - | 7 | 5 | 0.25
2hr LiIon | System | Constraint | Flex Up | Flexibility | Violation | 1 | 2025-07-24 07:30 | 15.9555 | - | 7 | 7 | 0.25
2hr LiIon | System | Constraint | Flex Up | Flexibility | Violation | 1 | 2025-07-24 07:45 | 31.1116 | - | 7 | 7 | 0.25
2hr LiIon | System | Constraint | Flex Up | Flexibility | Violation | 1 | 2025-07-24 19:00 | 34.6926 | - | 7 | 19 | 0.25
2hr LiIon | System | Constraint | Flex Up | Flexibility | Violation | 1 | 2025-07-25 06:45 | 9.5526 | - | 7 | 6 | 0.25
2hr LiIon | System | Constraint | Flex Up | Flexibility | Violation | 1 | 2025-07-25 07:45 | 0.81913 | - | 7 | 7 | 0.25
2hr LiIon | System | Constraint | Flex Up | Flexibility | Violation | 1 | 2025-07-25 09:45 | 8.872 | - | 7 | 9 | 0.25
2hr LiIon | System | Constraint | Flex Up | Flexibility | Violation | 1 | 2025-07-26 19:00 | 18.6391 | - | 7 | 19 | 0.25
2hr LiIon | System | Constraint | Flex Up | Flexibility | Violation | 1 | 2025-07-27 18:00 | 26.277 | - | 7 | 18 | 0.25
2hr LiIon | System | Constraint | Flex Up | Flexibility | Violation | 1 | 2025-07-28 06:45 | 18.436 | - | 7 | 6 | 0.25
2hr LiIon | System | Constraint | Flex Up | Flexibility | Violation | 1 | 2025-07-28 07:45 | 36.6109 | - | 7 | 7 | 0.25
2hr LiIon | System | Constraint | Flex Up | Flexibility | Violation | 1 | 2025-07-28 17:00 | 75.9225 | - | 7 | 17 | 0.25
2hr LiIon | System | Constraint | Flex Up | Flexibility | Violation | 1 | 2025-07-30 06:45 | 27.2957 | - | 7 | 6 | 0.25
2hr LiIon | System | Constraint | Flex Up | Flexibility | Violation | 1 | 2025-07-30 21:00 | 84.3613 | - | 7 | 21 | 0.25
2hr LiIon | System | Constraint | Flex Up | Flexibility | Violation | 1 | 2025-07-31 06:45 | 4.5455 | - | 7 | 6 | 0.25
2hr LiIon | System | Constraint | Flex Up | Flexibility | Violation | 1 | 2025-07-31 20:00 | 27.9323 | - | 7 | 20 | 0.25
2hr LiIon | System | Constraint | Flex Up | Flexibility | Violation | 1 | 2025-08-01 06:45 | 52.0715 | - | 8 | 6 | 0.25
2hr LiIon | System | Constraint | Flex Up | Flexibility | Violation | 1 | 2025-08-01 07:30 | 7.6548 | - | 8 | 7 | 0.25
2hr LiIon | System | Constraint | Flex Up | Flexibility | Violation | 1 | 2025-08-01 07:45 | 134.6125 | - | 8 | 7 | 0.25
2hr LiIon | System | Constraint | Flex Up | Flexibility | Violation | 1 | 2025-08-02 16:15 | 10.8108 | - | 8 | 16 | 0.25
2hr LiIon | System | Constraint | Flex Up | Flexibility | Violation | 1 | 2025-08-02 18:00 | 8.7984 | - | 8 | 18 | 0.25
2hr LiIon | System | Constraint | Flex Up | Flexibility | Violation | 1 | 2025-08-02 20:00 | 0.28325 | - | 8 | 20 | 0.25
2hr LiIon | System | Constraint | Flex Up | Flexibility | Violation | 1 | 2025-08-04 05:15 | 41.0271 | - | 8 | 5 | 0.25
2hr LiIon | System | Constraint | Flex Up | Flexibility | Violation | 1 | 2025-08-04 05:30 | 30.1065 | - | 8 | 5 | 0.25
2hr LiIon | System | Constraint | Flex Up | Flexibility | Violation | 1 | 2025-08-04 05:45 | 96.1859 | - | 8 | 5 | 0.25
2hr LiIon | System | Constraint | Flex Up | Flexibility | Violation | 1 | 2025-08-04 06:00 | 21.2285 | - | 8 | 6 | 0.25
2hr LiIon | System | Constraint | Flex Up | Flexibility | Violation | 1 | 2025-08-04 07:45 | 39.1228 | - | 8 | 7 | 0.25
2hr LiIon | System | Constraint | Flex Up | Flexibility | Violation | 1 | 2025-08-05 05:00 | 4.3465 | - | 8 | 5 | 0.25
2hr LiIon | System | Constraint | Flex Up | Flexibility | Violation | 1 | 2025-08-05 05:15 | 37.9579 | - | 8 | 5 | 0.25
2hr LiIon | System | Constraint | Flex Up | Flexibility | Violation | 1 | 2025-08-05 06:45 | 9.9126 | - | 8 | 6 | 0.25
2hr LiIon | System | Constraint | Flex Up | Flexibility | Violation | 1 | 2025-08-06 06:45 | 99.9304 | - | 8 | 6 | 0.25
2hr LiIon | System | Constraint | Flex Up | Flexibility | Violation | 1 | 2025-08-06 17:15 | 1.8461 | - | 8 | 17 | 0.25
2hr LiIon | System | Constraint | Flex Up | Flexibility | Violation | 1 | 2025-08-06 18:00 | 101.0163 | - | 8 | 18 | 0.25
2hr LiIon | System | Constraint | Flex Up | Flexibility | Violation | 1 | 2025-08-07 06:45 | 25.8908 | - | 8 | 6 | 0.25
2hr LiIon | System | Constraint | Flex Up | Flexibility | Violation | 1 | 2025-08-07 07:30 | 12.5623 | - | 8 | 7 | 0.25
2hr LiIon | System | Constraint | Flex Up | Flexibility | Violation | 1 | 2025-08-07 19:00 | 13.3902 | - | 8 | 19 | 0.25
2hr LiIon | System | Constraint | Flex Up | Flexibility | Violation | 1 | 2025-08-08 06:45 | 52.2546 | - | 8 | 6 | 0.25
2hr LiIon | System | Constraint | Flex Up | Flexibility | Violation | 1 | 2025-08-09 07:30 | 13.9266 | - | 8 | 7 | 0.25
2hr LiIon | System | Constraint | Flex Up | Flexibility | Violation | 1 | 2025-08-09 07:45 | 51.2768 | - | 8 | 7 | 0.25
2hr LiIon | System | Constraint | Flex Up | Flexibility | Violation | 1 | 2025-08-09 08:45 | 1.392 | - | 8 | 8 | 0.25
2hr LiIon | System | Constraint | Flex Up | Flexibility | Violation | 1 | 2025-08-09 16:30 | 2.6049 | - | 8 | 16 | 0.25
2hr LiIon | System | Constraint | Flex Up | Flexibility | Violation | 1 | 2025-08-09 16:45 | 3.2806 | - | 8 | 16 | 0.25
2hr LiIon | System | Constraint | Flex Up | Flexibility | Violation | 1 | 2025-08-10 06:15 | 13.5546 | - | 8 | 6 | 0.25
2hr LiIon | System | Constraint | Flex Up | Flexibility | Violation | 1 | 2025-08-10 06:30 | 5.589 | - | 8 | 6 | 0.25
2hr LiIon | System | Constraint | Flex Up | Flexibility | Violation | 1 | 2025-08-10 06:45 | 70.6235 | - | 8 | 6 | 0.25
2hr LiIon | System | Constraint | Flex Up | Flexibility | Violation | 1 | 2025-08-10 17:45 | 2.3494 | - | 8 | 17 | 0.25
2hr LiIon | System | Constraint | Flex Up | Flexibility | Violation | 1 | 2025-08-10 19:45 | 24.9109 | - | 8 | 19 | 0.25
2hr LiIon | System | Constraint | Flex Up | Flexibility | Violation | 1 | 2025-08-11 19:00 | 24.9109 | - | 8 | 19 | 0.25
2hr LiIon | System | Constraint | Flex Up | Flexibility | Violation | 1 | 2025-08-12 20:00 | 2.5576 | - | 8 | 20 | 0.25
2hr LiIon | System | Constraint | Flex Up | Flexibility | Violation | 1 | 2025-08-13 06:45 | 7.2393 | - | 8 | 6 | 0.25
2hr LiIon | System | Constraint | Flex Up | Flexibility | Violation | 1 | 2025-08-14 05:00 | 26.8036 | - | 8 | 5 | 0.25
2hr LiIon | System | Constraint | Flex Up | Flexibility | Violation | 1 | 2025-08-14 05:15 | 39.2162 | - | 8 | 5 | 0.25
2hr LiIon | System | Constraint | Flex Up | Flexibility | Violation | 1 | 2025-08-14 05:30 | 55.6287 | - | 8 | 5 | 0.25
2hr LiIon | System | Constraint | Flex Up | Flexibility | Violation | 1 | 2025-08-14 09:45 | 2.5385 | - | 8 | 9 | 0.25
2hr LiIon | System | Constraint | Flex Up | Flexibility | Violation | 1 | 2025-08-15 06:00 | 64.6243 | - | 8 | 6 | 0.25
2hr LiIon | System | Constraint | Flex Up | Flexibility | Violation | 1 | 2025-08-16 07:00 | 13.6126 | - | 8 | 7 | 0.25
2hr LiIon | System | Constraint | Flex Up | Flexibility | Violation | 1 | 2025-08-16 07:15 | 82.9509 | - | 8 | 7 | 0.25
2hr LiIon | System | Constraint | Flex Up | Flexibility | Violation | 1 | 2025-08-16 07:30 | 124.2892 | - | 8 | 7 | 0.25
2hr LiIon | System | Constraint | Flex Up | Flexibility | Violation | 1 | 2025-08-16 07:45 | 95.1275 | - | 8 | 7 | 0.25
2hr LiIon | System | Constraint | Flex Up | Flexibility | Violation | 1 | 2025-08-16 08:45 | 12.6178 | - | 8 | 8 | 0.25
2hr LiIon | System | Constraint | Flex Up | Flexibility | Violation | 1 | 2025-08-16 20:00 | 2.1838 | - | 8 | 20 | 0.25
2hr LiIon | System | Constraint | Flex Up | Flexibility | Violation | 1 | 2025-08-16 21:30 | 25.5458 | - | 8 | 21 | 0.25
2hr LiIon | System | Constraint | Flex Up | Flexibility | Violation | 1 | 2025-08-18 06:00 | 35.085 | - | 8 | 6 | 0.25
2hr LiIon | System | Constraint | Flex Up | Flexibility | Violation | 1 | 2025-08-18 06:15 | 52.3095 | - | 8 | 6 | 0.25
2hr LiIon | System | Constraint | Flex Up | Flexibility | Violation | 1 | 2025-08-18 16:45 | 15.641 | - | 8 | 16 | 0.25
2hr LiIon | System | Constraint | Flex Up | Flexibility | Violation | 1 | 2025-08-18 17:00 | 58.6175 | - | 8 | 17 | 0.25
2hr LiIon | System | Constraint | Flex Up | Flexibility | Violation | 1 | 2025-08-18 17:15 | 22.8486 | - | 8 | 17 | 0.25
2hr LiIon | System | Constraint | Flex Up | Flexibility | Violation | 1 | 2025-08-18 19:00 | 6.3597 | - | 8 | 19 | 0.25
2hr LiIon | System | Constraint | Flex Up | Flexibility | Violation | 1 | 2025-08-18 19:30 | 2.6563 | - | 8 | 19 | 0.25
2hr LiIon | System | Constraint | Flex Up | Flexibility | Violation | 1 | 2025-08-19 09:00 | 29.679 | - | 8 | 9 | 0.25
2hr LiIon | System | Constraint | Flex Up | Flexibility | Violation | 1 | 2025-08-19 09:15 | 53.6754 | - | 8 | 9 | 0.25
2hr LiIon | System | Constraint | Flex Up | Flexibility | Violation | 1 | 2025-08-19 09:30 | 12.1718 | - | 8 | 9 | 0.25
2hr LiIon | System | Constraint | Flex Up | Flexibility | Violation | 1 | 2025-08-19 09:45 | 70.6682 | - | 8 | 9 | 0.25
2hr LiIon | System | Constraint | Flex Up | Flexibility | Violation | 1 | 2025-08-19 18:00 | 16.9617 | - | 8 | 18 | 0.25
2hr LiIon | System | Constraint | Flex Up | Flexibility | Violation | 1 | 2025-08-20 05:30 | 0.72801 | - | 8 | 5 | 0.25
2hr LiIon | System | Constraint | Flex Up | Flexibility | Violation | 1 | 2025-08-20 06:30 | 37.6064 | - | 8 | 6 | 0.25
2hr LiIon | System | Constraint | Flex Up | Flexibility | Violation | 1 | 2025-08-21 07:00 | 45.2369 | - | 8 | 7 | 0.25
2hr LiIon | System | Constraint | Flex Up | Flexibility | Violation | 1 | 2025-08-21 19:00 | 67.5996 | - | 8 | 19 | 0.25
2hr LiIon | System | Constraint | Flex Up | Flexibility | Violation | 1 | 2025-08-22 06:30 | 4.8421 | - | 8 | 6 | 0.25
2hr LiIon | System | Constraint | Flex Up | Flexibility | Violation | 1 | 2025-08-22 06:45 | 66.4787 | - | 8 | 6 | 0.25
2hr LiIon | System | Constraint | Flex Up | Flexibility | Violation | 1 | 2025-08-22 17:00 | 1.575 | - | 8 | 17 | 0.25
2hr LiIon | System | Constraint | Flex Up | Flexibility | Violation | 1 | 2025-08-22 19:30 | 23.9514 | - | 8 | 19 | 0.25
2hr LiIon | System | Constraint | Flex Up | Flexibility | Violation | 1 | 2025-08-22 19:45 | 24.9109 | - | 8 | 19 | 0.25
2hr LiIon | System | Constraint | Flex Up | Flexibility | Violation | 1 | 2025-08-24 06:45 | 20.4257 | - | 8 | 6 | 0.25
2hr LiIon | System | Constraint | Flex Up | Flexibility | Violation | 1 | 2025-08-26 16:45 | 8.2618 | - | 8 | 16 | 0.25
2hr LiIon | System | Constraint | Flex Up | Flexibility | Violation | 1 | 2025-08-26 17:00 | 21.7535 | - | 8 | 17 | 0.25
2hr LiIon | System | Constraint | Flex Up | Flexibility | Violation | 1 | 2025-08-27 07:45 | 68.1025 | - | 8 | 7 | 0.25
2hr LiIon | System | Constraint | Flex Up | Flexibility | Violation | 1 | 2025-08-27 08:45 | 37.05 | - | 8 | 8 | 0.25
2hr LiIon | System | Constraint | Flex Up | Flexibility | Violation | 1 | 2025-08-27 11:30 | 4.4844 | - | 8 | 11 | 0.25
2hr LiIon | System | Constraint | Flex Up | Flexibility | Violation | 1 | 2025-08-27 11:45 | 17.4291 | - | 8 | 11 | 0.25
2hr LiIon | System | Constraint | Flex Up | Flexibility | Violation | 1 | 2025-08-27 16:45 | 14.631 | - | 8 | 16 | 0.25
2hr LiIon | System | Constraint | Flex Up | Flexibility | Violation | 1 | 2025-08-27 17:00 | 1.9808 | - | 8 | 17 | 0.25
2hr LiIon | System | Constraint | Flex Up | Flexibility | Violation | 1 | 2025-08-27 17:15 | 36.4552 | - | 8 | 17 | 0.25
2hr LiIon | System | Constraint | Flex Up | Flexibility | Violation | 1 | 2025-08-27 17:30 | 34.9296 | - | 8 | 17 | 0.25
2hr LiIon | System | Constraint | Flex Up | Flexibility | Violation | 1 | 2025-08-27 17:45 | 32.404 | - | 8 | 17 | 0.25
2hr LiIon | System | Constraint | Flex Up | Flexibility | Violation | 1 | 2025-08-27 18:00 | 17.7773 | - | 8 | 18 | 0.25
2hr LiIon | System | Constraint | Flex Up | Flexibility | Violation | 1 | 2025-08-27 18:15 | 21.8229 | - | 8 | 18 | 0.25
2hr LiIon | System | Constraint | Flex Up | Flexibility | Violation | 1 | 2025-08-27 18:30 | 21.8229 | - | 8 | 18 | 0.25
2hr LiIon | System | Constraint | Flex Up | Flexibility | Violation | 1 | 2025-08-27 18:45 | 3.1745 | - | 8 | 18 | 0.25
2hr LiIon | System | Constraint | Flex Up | Flexibility | Violation | 1 | 2025-08-27 19:15 | 15.5862 | - | 8 | 19 | 0.25
2hr LiIon | System | Constraint | Flex Up | Flexibility | Violation | 1 | 2025-08-27 19:30 | 36.4802 | - | 8 | 19 | 0.25
2hr LiIon | System | Constraint | Flex Up | Flexibility | Violation | 1 | 2025-08-27 19:45 | 34.3743 | - | 8 | 19 | 0.25
2hr LiIon | System | Constraint | Flex Up | Flexibility | Violation | 1 | 2025-08-28 05:45 | 0.8123 | - | 8 | 5 | 0.25
2hr LiIon | System | Constraint | Flex Up | Flexibility | Violation | 1 | 2025-08-28 20:00 | 10.0576 | - | 8 | 20 | 0.25
2hr LiIon | System | Constraint | Flex Up | Flexibility | Violation | 1 | 2025-08-29 06:45 | 22.6643 | - | 8 | 6 | 0.25
2hr LiIon | System | Constraint | Flex Up | Flexibility | Violation | 1 | 2025-08-30 06:30 | 18.1257 | - | 8 | 6 | 0.25
2hr LiIon | System | Constraint | Flex Up | Flexibility | Violation | 1 | 2025-08-30 06:45 | 13.6906 | - | 8 | 6 | 0.25
2hr LiIon | System | Constraint | Flex Up | Flexibility | Violation | 1 | 2025-08-31 06:00 | 2.3813 | - | 8 | 6 | 0.25
2hr LiIon | System | Constraint | Flex Up | Flexibility | Violation | 1 | 2025-08-31 19:00 | 1.2605 | - | 8 | 19 | 0.25
2hr LiIon | System | Constraint | Flex Up | Flexibility | Violation | 1 | 2025-08-31 19:15 | 11.316 | - | 8 | 19 | 0.25
2hr LiIon | System | Constraint | Flex Up | Flexibility | Violation | 1 | 2025-08-31 19:45 | 0.92687 | - | 8 | 19 | 0.25
2hr LiIon | System | Constraint | Flex Up | Flexibility | Violation | 1 | 2025-09-01 06:45 | 32.0065 | - | 9 | 6 | 0.25
2hr LiIon | System | Constraint | Flex Up | Flexibility | Violation | 1 | 2025-09-02 05:00 | 33.0244 | - | 9 | 5 | 0.25
2hr LiIon | System | Constraint | Flex Up | Flexibility | Violation | 1 | 2025-09-02 05:15 | 58.8257 | - | 9 | 5 | 0.25
2hr LiIon | System | Constraint | Flex Up | Flexibility | Violation | 1 | 2025-09-03 06:00 | 20.8775 | - | 9 | 6 | 0.25
2hr LiIon | System | Constraint | Flex Up | Flexibility | Violation | 1 | 2025-09-03 06:15 | 25.8133 | - | 9 | 6 | 0.25
2hr LiIon | System | Constraint | Flex Up | Flexibility | Violation | 1 | 2025-09-03 06:30 | 14.7491 | - | 9 | 6 | 0.25
2hr LiIon | System | Constraint | Flex Up | Flexibility | Violation | 1 | 2025-09-04 06:45 | 33.1457 | - | 9 | 6 | 0.25
2hr LiIon | System | Constraint | Flex Up | Flexibility | Violation | 1 | 2025-09-04 16:00 | 5.2132 | - | 9 | 16 | 0.25
2hr LiIon | System | Constraint | Flex Up | Flexibility | Violation | 1 | 2025-09-06 06:45 | 2.1233 | - | 9 | 6 | 0.25
2hr LiIon | System | Constraint | Flex Up | Flexibility | Violation | 1 | 2025-09-07 06:00 | 10.3393 | - | 9 | 6 | 0.25
2hr LiIon | System | Constraint | Flex Up | Flexibility | Violation | 1 | 2025-09-07 06:15 | 17.8091 | - | 9 | 6 | 0.25
2hr LiIon | System | Constraint | Flex Up | Flexibility | Violation | 1 | 2025-09-07 23:00 | 5.6133 | - | 9 | 23 | 0.25
2hr LiIon | System | Constraint | Flex Up | Flexibility | Violation | 1 | 2025-09-08 17:00 | 72.2437 | - | 9 | 17 | 0.25
2hr LiIon | System | Constraint | Flex Up | Flexibility | Violation | 1 | 2025-09-08 17:15 | 21.8767 | - | 9 | 17 | 0.25
2hr LiIon | System | Constraint | Flex Up | Flexibility | Violation | 1 | 2025-09-09 05:45 | 51.3257 | - | 9 | 5 | 0.25
2hr LiIon | System | Constraint | Flex Up | Flexibility | Violation | 1 | 2025-09-10 16:15 | 6.4726 | - | 9 | 16 | 0.25
2hr LiIon | System | Constraint | Flex Up | Flexibility | Violation | 1 | 2025-09-10 16:30 | 24.8831 | - | 9 | 16 | 0.25
2hr LiIon | System | Constraint | Flex Up | Flexibility | Violation | 1 | 2025-09-10 16:45 | 26.2935 | - | 9 | 16 | 0.25
2hr LiIon | System | Constraint | Flex Up | Flexibility | Violation | 1 | 2025-09-11 08:00 | 17.9927 | - | 9 | 8 | 0.25
2hr LiIon | System | Constraint | Flex Up | Flexibility | Violation | 1 | 2025-09-11 08:15 | 20.366 | - | 9 | 8 | 0.25
2hr LiIon | System | Constraint | Flex Up | Flexibility | Violation | 1 | 2025-09-11 08:30 | 35.7393 | - | 9 | 8 | 0.25
2hr LiIon | System | Constraint | Flex Up | Flexibility | Violation | 1 | 2025-09-11 08:45 | 47.1126 | - | 9 | 8 | 0.25
2hr LiIon | System | Constraint | Flex Up | Flexibility | Violation | 1 | 2025-09-11 18:00 | 8.2374 | - | 9 | 18 | 0.25
2hr LiIon | System | Constraint | Flex Up | Flexibility | Violation | 1 | 2025-09-11 18:15 | 12.4684 | - | 9 | 18 | 0.25
2hr LiIon | System | Constraint | Flex Up | Flexibility | Violation | 1 | 2025-09-11 18:30 | 23.6995 | - | 9 | 18 | 0.25
2hr LiIon | System | Constraint | Flex Up | Flexibility | Violation | 1 | 2025-09-11 18:45 | 22.9306 | - | 9 | 18 | 0.25
2hr LiIon | System | Constraint | Flex Up | Flexibility | Violation | 1 | 2025-09-12 05:45 | 6.0241 | - | 9 | 5 | 0.25
2hr LiIon | System | Constraint | Flex Up | Flexibility | Violation | 1 | 2025-09-12 18:45 | 12.9359 | - | 9 | 18 | 0.25
2hr LiIon | System | Constraint | Flex Up | Flexibility | Violation | 1 | 2025-09-13 06:30 | 21.3437 | - | 9 | 6 | 0.25
2hr LiIon | System | Constraint | Flex Up | Flexibility | Violation | 1 | 2025-09-13 06:45 | 72.1316 | - | 9 | 6 | 0.25
2hr LiIon | System | Constraint | Flex Up | Flexibility | Violation | 1 | 2025-09-13 17:00 | 11.368 | - | 9 | 17 | 0.25
2hr LiIon | System | Constraint | Flex Up | Flexibility | Violation | 1 | 2025-09-13 17:45 | 22.5176 | - | 9 | 17 | 0.25
2hr LiIon | System | Constraint | Flex Up | Flexibility | Violation | 1 | 2025-09-13 18:45 | 38.4806 | - | 9 | 18 | 0.25
2hr LiIon | System | Constraint | Flex Up | Flexibility | Violation | 1 | 2025-09-15 05:30 | 32.7046 | - | 9 | 5 | 0.25
2hr LiIon | System | Constraint | Flex Up | Flexibility | Violation | 1 | 2025-09-15 05:45 | 132.5879 | - | 9 | 5 | 0.25
2hr LiIon | System | Constraint | Flex Up | Flexibility | Violation | 1 | 2025-09-15 18:15 | 15.0333 | - | 9 | 18 | 0.25
2hr LiIon | System | Constraint | Flex Up | Flexibility | Violation | 1 | 2025-09-15 18:30 | 48.1298 | - | 9 | 18 | 0.25
2hr LiIon | System | Constraint | Flex Up | Flexibility | Violation | 1 | 2025-09-15 18:45 | 81.2263 | - | 9 | 18 | 0.25
2hr LiIon | System | Constraint | Flex Up | Flexibility | Violation | 1 | 2025-09-15 23:00 | 1.5007 | - | 9 | 23 | 0.25
2hr LiIon | System | Constraint | Flex Up | Flexibility | Violation | 1 | 2025-09-16 06:15 | 17.8123 | - | 9 | 6 | 0.25
2hr LiIon | System | Constraint | Flex Up | Flexibility | Violation | 1 | 2025-09-16 06:45 | 23.2968 | - | 9 | 6 | 0.25
2hr LiIon | System | Constraint | Flex Up | Flexibility | Violation | 1 | 2025-09-16 16:30 | 5.3089 | - | 9 | 16 | 0.25
2hr LiIon | System | Constraint | Flex Up | Flexibility | Violation | 1 | 2025-09-16 16:45 | 36.3328 | - | 9 | 16 | 0.25
2hr LiIon | System | Constraint | Flex Up | Flexibility | Violation | 1 | 2025-09-19 05:30 | 5.1931 | - | 9 | 5 | 0.25
2hr LiIon | System | Constraint | Flex Up | Flexibility | Violation | 1 | 2025-09-19 05:45 | 63.447 | - | 9 | 5 | 0.25
2hr LiIon | System | Constraint | Flex Up | Flexibility | Violation | 1 | 2025-09-20 06:45 | 6.5478 | - | 9 | 6 | 0.25
2hr LiIon | System | Constraint | Flex Up | Flexibility | Violation | 1 | 2025-09-21 16:00 | 52.8646 | - | 9 | 16 | 0.25
2hr LiIon | System | Constraint | Flex Up | Flexibility | Violation | 1 | 2025-09-21 16:15 | 17.7148 | - | 9 | 16 | 0.25
2hr LiIon | System | Constraint | Flex Up | Flexibility | Violation | 1 | 2025-09-21 18:00 | 39.9721 | - | 9 | 18 | 0.25
2hr LiIon | System | Constraint | Flex Up | Flexibility | Violation | 1 | 2025-09-21 18:15 | 2.9266 | - | 9 | 18 | 0.25
2hr LiIon | System | Constraint | Flex Up | Flexibility | Violation | 1 | 2025-09-22 18:00 | 20.595 | - | 9 | 18 | 0.25
2hr LiIon | System | Constraint | Flex Up | Flexibility | Violation | 1 | 2025-09-22 18:15 | 7.8751 | - | 9 | 18 | 0.25
2hr LiIon | System | Constraint | Flex Up | Flexibility | Violation | 1 | 2025-09-23 06:00 | 4.9646 | - | 9 | 6 | 0.25
2hr LiIon | System | Constraint | Flex Up | Flexibility | Violation | 1 | 2025-09-23 15:00 | 12.1693 | - | 9 | 15 | 0.25
2hr LiIon | System | Constraint | Flex Up | Flexibility | Violation | 1 | 2025-09-23 15:30 | 18.8221 | - | 9 | 15 | 0.25
2hr LiIon | System | Constraint | Flex Up | Flexibility | Violation | 1 | 2025-09-23 15:45 | 44.6377 | - | 9 | 15 | 0.25
2hr LiIon | System | Constraint | Flex Up | Flexibility | Violation | 1 | 2025-09-23 16:15 | 8.3686 | - | 9 | 16 | 0.25
2hr LiIon | System | Constraint | Flex Up | Flexibility | Violation | 1 | 2025-09-23 16:30 | 19.6605 | - | 9 | 16 | 0.25
2hr LiIon | System | Constraint | Flex Up | Flexibility | Violation | 1 | 2025-09-23 16:45 | 26.9523 | - | 9 | 16 | 0.25
2hr LiIon | System | Constraint | Flex Up | Flexibility | Violation | 1 | 2025-09-23 17:45 | 11.9834 | - | 9 | 17 | 0.25
2hr LiIon | System | Constraint | Flex Up | Flexibility | Violation | 1 | 2025-09-23 18:30 | 35.5057 | - | 9 | 18 | 0.25
2hr LiIon | System | Constraint | Flex Up | Flexibility | Violation | 1 | 2025-09-23 18:45 | 7.2295 | - | 9 | 18 | 0.25
2hr LiIon | System | Constraint | Flex Up | Flexibility | Violation | 1 | 2025-09-24 06:00 | 94.7783 | - | 9 | 6 | 0.25
2hr LiIon | System | Constraint | Flex Up | Flexibility | Violation | 1 | 2025-09-24 06:15 | 37.2898 | - | 9 | 6 | 0.25
2hr LiIon | System | Constraint | Flex Up | Flexibility | Violation | 1 | 2025-09-24 06:30 | 50.8012 | - | 9 | 6 | 0.25
2hr LiIon | System | Constraint | Flex Up | Flexibility | Violation | 1 | 2025-09-24 06:45 | 51.3127 | - | 9 | 6 | 0.25
2hr LiIon | System | Constraint | Flex Up | Flexibility | Violation | 1 | 2025-09-24 18:00 | 142.6698 | - | 9 | 18 | 0.25
2hr LiIon | System | Constraint | Flex Up | Flexibility | Violation | 1 | 2025-09-24 18:15 | 94.7063 | - | 9 | 18 | 0.25
2hr LiIon | System | Constraint | Flex Up | Flexibility | Violation | 1 | 2025-09-24 18:30 | 40.7427 | - | 9 | 18 | 0.25
2hr LiIon | System | Constraint | Flex Up | Flexibility | Violation | 1 | 2025-09-25 06:15 | 36.0922 | - | 9 | 6 | 0.25
2hr LiIon | System | Constraint | Flex Up | Flexibility | Violation | 1 | 2025-09-25 06:45 | 20.458 | - | 9 | 6 | 0.25
2hr LiIon | System | Constraint | Flex Up | Flexibility | Violation | 1 | 2025-09-25 17:00 | 18.1867 | - | 9 | 17 | 0.25
2hr LiIon | System | Constraint | Flex Up | Flexibility | Violation | 1 | 2025-09-26 06:45 | 0.36054 | - | 9 | 6 | 0.25
2hr LiIon | System | Constraint | Flex Up | Flexibility | Violation | 1 | 2025-09-28 06:45 | 2.777 | - | 9 | 6 | 0.25
2hr LiIon | System | Constraint | Flex Up | Flexibility | Violation | 1 | 2025-09-28 07:45 | 1.9552 | - | 9 | 7 | 0.25
2hr LiIon | System | Constraint | Flex Up | Flexibility | Violation | 1 | 2025-09-28 17:45 | 12.1809 | - | 9 | 17 | 0.25
2hr LiIon | System | Constraint | Flex Up | Flexibility | Violation | 1 | 2025-09-28 18:00 | 25.464 | - | 9 | 18 | 0.25
2hr LiIon | System | Constraint | Flex Up | Flexibility | Violation | 1 | 2025-09-29 05:30 | 39.2636 | - | 9 | 5 | 0.25
2hr LiIon | System | Constraint | Flex Up | Flexibility | Violation | 1 | 2025-09-29 05:45 | 107.3685 | - | 9 | 5 | 0.25
2hr LiIon | System | Constraint | Flex Up | Flexibility | Violation | 1 | 2025-09-30 05:30 | 11.2058 | - | 9 | 5 | 0.25
2hr LiIon | System | Constraint | Flex Up | Flexibility | Violation | 1 | 2025-09-30 05:45 | 107.0089 | - | 9 | 5 | 0.25
2hr LiIon | System | Constraint | Flex Up | Flexibility | Violation | 1 | 2025-09-30 18:00 | 5.7167 | - | 9 | 18 | 0.25
2hr LiIon | System | Constraint | Flex Up | Flexibility | Violation | 1 | 2025-09-30 18:15 | 41.0517 | - | 9 | 18 | 0.25
2hr LiIon | System | Constraint | Flex Up | Flexibility | Violation | 1 | 2025-09-30 18:30 | 36.3868 | - | 9 | 18 | 0.25
2hr LiIon | System | Constraint | Flex Up | Flexibility | Violation | 1 | 2025-09-30 18:45 | 13.7219 | - | 9 | 18 | 0.25
2hr LiIon | System | Constraint | Flex Up | Flexibility | Violation | 1 | 2025-10-01 05:45 | 70.8164 | - | 10 | 5 | 0.25
2hr LiIon | System | Constraint | Flex Up | Flexibility | Violation | 1 | 2025-10-03 05:30 | 6.9115 | - | 10 | 5 | 0.25
2hr LiIon | System | Constraint | Flex Up | Flexibility | Violation | 1 | 2025-10-03 05:45 | 14.9959 | - | 10 | 5 | 0.25
2hr LiIon | System | Constraint | Flex Up | Flexibility | Violation | 1 | 2025-10-03 16:00 | 2.0691 | - | 10 | 16 | 0.25
2hr LiIon | System | Constraint | Flex Up | Flexibility | Violation | 1 | 2025-10-03 21:00 | 48.3652 | - | 10 | 21 | 0.25
2hr LiIon | System | Constraint | Flex Up | Flexibility | Violation | 1 | 2025-10-04 06:45 | 90.6276 | - | 10 | 6 | 0.25
2hr LiIon | System | Constraint | Flex Up | Flexibility | Violation | 1 | 2025-10-04 07:00 | 36.0278 | - | 10 | 7 | 0.25
2hr LiIon | System | Constraint | Flex Up | Flexibility | Violation | 1 | 2025-10-04 17:00 | 37.9858 | - | 10 | 17 | 0.25
2hr LiIon | System | Constraint | Flex Up | Flexibility | Violation | 1 | 2025-10-04 17:15 | 5.5072 | - | 10 | 17 | 0.25
2hr LiIon | System | Constraint | Flex Up | Flexibility | Violation | 1 | 2025-10-05 19:15 | 1.1105 | - | 10 | 19 | 0.25
2hr LiIon | System | Constraint | Flex Up | Flexibility | Violation | 1 | 2025-10-06 17:45 | 2.9192 | - | 10 | 17 | 0.25
2hr LiIon | System | Constraint | Flex Up | Flexibility | Violation | 1 | 2025-10-07 05:30 | 18.9051 | - | 10 | 5 | 0.25
2hr LiIon | System | Constraint | Flex Up | Flexibility | Violation | 1 | 2025-10-07 05:45 | 50.909 | - | 10 | 5 | 0.25
2hr LiIon | System | Constraint | Flex Up | Flexibility | Violation | 1 | 2025-10-08 04:30 | 0.43462 | - | 10 | 4 | 0.25
2hr LiIon | System | Constraint | Flex Up | Flexibility | Violation | 1 | 2025-10-08 04:45 | 36.6119 | - | 10 | 4 | 0.25
2hr LiIon | System | Constraint | Flex Up | Flexibility | Violation | 1 | 2025-10-08 17:30 | 4.7926 | - | 10 | 17 | 0.25
2hr LiIon | System | Constraint | Flex Up | Flexibility | Violation | 1 | 2025-10-08 17:45 | 94.257 | - | 10 | 17 | 0.25
2hr LiIon | System | Constraint | Flex Up | Flexibility | Violation | 1 | 2025-10-08 19:15 | 2.2351 | - | 10 | 19 | 0.25
2hr LiIon | System | Constraint | Flex Up | Flexibility | Violation | 1 | 2025-10-08 22:00 | 23.5458 | - | 10 | 22 | 0.25
2hr LiIon | System | Constraint | Flex Up | Flexibility | Violation | 1 | 2025-10-09 06:15 | 29.9762 | - | 10 | 6 | 0.25
2hr LiIon | System | Constraint | Flex Up | Flexibility | Violation | 1 | 2025-10-09 06:30 | 41.7218 | - | 10 | 6 | 0.25
2hr LiIon | System | Constraint | Flex Up | Flexibility | Violation | 1 | 2025-10-09 06:45 | 45.4675 | - | 10 | 6 | 0.25
2hr LiIon | System | Constraint | Flex Up | Flexibility | Violation | 1 | 2025-10-09 10:00 | 18.5514 | - | 10 | 10 | 0.25
2hr LiIon | System | Constraint | Flex Up | Flexibility | Violation | 1 | 2025-10-10 17:45 | 59.5445 | - | 10 | 17 | 0.25
2hr LiIon | System | Constraint | Flex Up | Flexibility | Violation | 1 | 2025-10-10 18:00 | 15.4601 | - | 10 | 18 | 0.25
2hr LiIon | System | Constraint | Flex Up | Flexibility | Violation | 1 | 2025-10-10 18:15 | 28.418 | - | 10 | 18 | 0.25
2hr LiIon | System | Constraint | Flex Up | Flexibility | Violation | 1 | 2025-10-10 18:30 | 25.3758 | - | 10 | 18 | 0.25
2hr LiIon | System | Constraint | Flex Up | Flexibility | Violation | 1 | 2025-10-10 18:45 | 18.3337 | - | 10 | 18 | 0.25
2hr LiIon | System | Constraint | Flex Up | Flexibility | Violation | 1 | 2025-10-11 05:15 | 69.4346 | - | 10 | 5 | 0.25
2hr LiIon | System | Constraint | Flex Up | Flexibility | Violation | 1 | 2025-10-11 05:30 | 83.7761 | - | 10 | 5 | 0.25
2hr LiIon | System | Constraint | Flex Up | Flexibility | Violation | 1 | 2025-10-11 05:45 | 169.1175 | - | 10 | 5 | 0.25
2hr LiIon | System | Constraint | Flex Up | Flexibility | Violation | 1 | 2025-10-11 06:00 | 79.9425 | - | 10 | 6 | 0.25
2hr LiIon | System | Constraint | Flex Up | Flexibility | Violation | 1 | 2025-10-11 06:15 | 119.122 | - | 10 | 6 | 0.25
2hr LiIon | System | Constraint | Flex Up | Flexibility | Violation | 1 | 2025-10-11 06:30 | 130.3015 | - | 10 | 6 | 0.25
2hr LiIon | System | Constraint | Flex Up | Flexibility | Violation | 1 | 2025-10-11 06:45 | 100.2033 | - | 10 | 6 | 0.25
2hr LiIon | System | Constraint | Flex Up | Flexibility | Violation | 1 | 2025-10-11 07:00 | 62.9953 | - | 10 | 7 | 0.25
2hr LiIon | System | Constraint | Flex Up | Flexibility | Violation | 1 | 2025-10-11 07:15 | 58.2196 | - | 10 | 7 | 0.25
2hr LiIon | System | Constraint | Flex Up | Flexibility | Violation | 1 | 2025-10-11 07:30 | 46.4439 | - | 10 | 7 | 0.25
2hr LiIon | System | Constraint | Flex Up | Flexibility | Violation | 1 | 2025-10-11 07:45 | 35.6683 | - | 10 | 7 | 0.25
2hr LiIon | System | Constraint | Flex Up | Flexibility | Violation | 1 | 2025-10-11 08:00 | 123.8015 | - | 10 | 8 | 0.25
2hr LiIon | System | Constraint | Flex Up | Flexibility | Violation | 1 | 2025-10-11 08:15 | 54.5119 | - | 10 | 8 | 0.25
2hr LiIon | System | Constraint | Flex Up | Flexibility | Violation | 1 | 2025-10-11 18:00 | 73.5222 | - | 10 | 18 | 0.25
2hr LiIon | System | Constraint | Flex Up | Flexibility | Violation | 1 | 2025-10-11 18:15 | 42.1111 | - | 10 | 18 | 0.25
2hr LiIon | System | Constraint | Flex Up | Flexibility | Violation | 1 | 2025-10-11 18:30 | 59.5449 | - | 10 | 18 | 0.25
2hr LiIon | System | Constraint | Flex Up | Flexibility | Violation | 1 | 2025-10-11 18:45 | 28.9559 | - | 10 | 18 | 0.25
2hr LiIon | System | Constraint | Flex Up | Flexibility | Violation | 1 | 2025-10-12 17:30 | 28.8317 | - | 10 | 17 | 0.25
2hr LiIon | System | Constraint | Flex Up | Flexibility | Violation | 1 | 2025-10-12 17:45 | 88.2965 | - | 10 | 17 | 0.25
2hr LiIon | System | Constraint | Flex Up | Flexibility | Violation | 1 | 2025-10-13 06:30 | 9.8802 | - | 10 | 6 | 0.25
2hr LiIon | System | Constraint | Flex Up | Flexibility | Violation | 1 | 2025-10-13 06:45 | 45.2483 | - | 10 | 6 | 0.25
2hr LiIon | System | Constraint | Flex Up | Flexibility | Violation | 1 | 2025-10-13 17:30 | 26.4228 | - | 10 | 17 | 0.25
2hr LiIon | System | Constraint | Flex Up | Flexibility | Violation | 1 | 2025-10-13 17:45 | 71.8697 | - | 10 | 17 | 0.25
2hr LiIon | System | Constraint | Flex Up | Flexibility | Violation | 1 | 2025-10-14 05:45 | 63.8054 | - | 10 | 5 | 0.25
2hr LiIon | System | Constraint | Flex Up | Flexibility | Violation | 1 | 2025-10-15 16:45 | 27.034 | - | 10 | 16 | 0.25
2hr LiIon | System | Constraint | Flex Up | Flexibility | Violation | 1 | 2025-10-15 17:00 | 59.8217 | - | 10 | 17 | 0.25
2hr LiIon | System | Constraint | Flex Up | Flexibility | Violation | 1 | 2025-10-15 17:15 | 39.4415 | - | 10 | 17 | 0.25
2hr LiIon | System | Constraint | Flex Up | Flexibility | Violation | 1 | 2025-10-15 17:30 | 19.0614 | - | 10 | 17 | 0.25
2hr LiIon | System | Constraint | Flex Up | Flexibility | Violation | 1 | 2025-10-16 06:15 | 7.2739 | - | 10 | 6 | 0.25
2hr LiIon | System | Constraint | Flex Up | Flexibility | Violation | 1 | 2025-10-17 06:15 | 4.2073 | - | 10 | 6 | 0.25
2hr LiIon | System | Constraint | Flex Up | Flexibility | Violation | 1 | 2025-10-17 06:30 | 25.164 | - | 10 | 6 | 0.25
2hr LiIon | System | Constraint | Flex Up | Flexibility | Violation | 1 | 2025-10-17 06:45 | 34.1207 | - | 10 | 6 | 0.25
2hr LiIon | System | Constraint | Flex Up | Flexibility | Violation | 1 | 2025-10-18 05:45 | 16.2479 | - | 10 | 5 | 0.25
2hr LiIon | System | Constraint | Flex Up | Flexibility | Violation | 1 | 2025-10-18 06:30 | 1.7084 | - | 10 | 6 | 0.25
2hr LiIon | System | Constraint | Flex Up | Flexibility | Violation | 1 | 2025-10-18 06:45 | 55.8135 | - | 10 | 6 | 0.25
2hr LiIon | System | Constraint | Flex Up | Flexibility | Violation | 1 | 2025-10-18 07:45 | 0.28666 | - | 10 | 7 | 0.25
2hr LiIon | System | Constraint | Flex Up | Flexibility | Violation | 1 | 2025-10-18 17:00 | 4.5915 | - | 10 | 17 | 0.25
2hr LiIon | System | Constraint | Flex Up | Flexibility | Violation | 1 | 2025-10-19 06:45 | 39.7186 | - | 10 | 6 | 0.25
2hr LiIon | System | Constraint | Flex Up | Flexibility | Violation | 1 | 2025-10-19 16:45 | 4.6608 | - | 10 | 16 | 0.25
2hr LiIon | System | Constraint | Flex Up | Flexibility | Violation | 1 | 2025-10-20 05:45 | 102.1703 | - | 10 | 5 | 0.25
2hr LiIon | System | Constraint | Flex Up | Flexibility | Violation | 1 | 2025-10-20 17:30 | 6.8096 | - | 10 | 17 | 0.25
2hr LiIon | System | Constraint | Flex Up | Flexibility | Violation | 1 | 2025-10-20 17:45 | 61.1908 | - | 10 | 17 | 0.25
2hr LiIon | System | Constraint | Flex Up | Flexibility | Violation | 1 | 2025-10-21 05:45 | 62.5236 | - | 10 | 5 | 0.25
2hr LiIon | System | Constraint | Flex Up | Flexibility | Violation | 1 | 2025-10-22 17:45 | 43.1046 | - | 10 | 17 | 0.25
2hr LiIon | System | Constraint | Flex Up | Flexibility | Violation | 1 | 2025-10-22 18:00 | 17.7824 | - | 10 | 18 | 0.25
2hr LiIon | System | Constraint | Flex Up | Flexibility | Violation | 1 | 2025-10-24 06:00 | 48.825 | - | 10 | 6 | 0.25
2hr LiIon | System | Constraint | Flex Up | Flexibility | Violation | 1 | 2025-10-24 06:15 | 122.5947 | - | 10 | 6 | 0.25
2hr LiIon | System | Constraint | Flex Up | Flexibility | Violation | 1 | 2025-10-24 06:30 | 81.8644 | - | 10 | 6 | 0.25
2hr LiIon | System | Constraint | Flex Up | Flexibility | Violation | 1 | 2025-10-24 06:45 | 106.6341 | - | 10 | 6 | 0.25
2hr LiIon | System | Constraint | Flex Up | Flexibility | Violation | 1 | 2025-10-24 16:00 | 80.4473 | - | 10 | 16 | 0.25
2hr LiIon | System | Constraint | Flex Up | Flexibility | Violation | 1 | 2025-10-24 16:15 | 59.2276 | - | 10 | 16 | 0.25
2hr LiIon | System | Constraint | Flex Up | Flexibility | Violation | 1 | 2025-10-24 16:30 | 35.0079 | - | 10 | 16 | 0.25
2hr LiIon | System | Constraint | Flex Up | Flexibility | Violation | 1 | 2025-10-24 16:45 | 13.7883 | - | 10 | 16 | 0.25
2hr LiIon | System | Constraint | Flex Up | Flexibility | Violation | 1 | 2025-10-24 17:00 | 19.0395 | - | 10 | 17 | 0.25
2hr LiIon | System | Constraint | Flex Up | Flexibility | Violation | 1 | 2025-10-24 17:15 | 42.133 | - | 10 | 17 | 0.25
2hr LiIon | System | Constraint | Flex Up | Flexibility | Violation | 1 | 2025-10-24 17:30 | 66.2264 | - | 10 | 17 | 0.25
2hr LiIon | System | Constraint | Flex Up | Flexibility | Violation | 1 | 2025-10-24 17:45 | 69.3198 | - | 10 | 17 | 0.25
2hr LiIon | System | Constraint | Flex Up | Flexibility | Violation | 1 | 2025-10-25 06:00 | 10.6022 | - | 10 | 6 | 0.25
2hr LiIon | System | Constraint | Flex Up | Flexibility | Violation | 1 | 2025-10-25 06:15 | 28.1287 | - | 10 | 6 | 0.25
2hr LiIon | System | Constraint | Flex Up | Flexibility | Violation | 1 | 2025-10-25 06:30 | 15.6553 | - | 10 | 6 | 0.25
2hr LiIon | System | Constraint | Flex Up | Flexibility | Violation | 1 | 2025-10-25 06:45 | 81.6818 | - | 10 | 6 | 0.25
2hr LiIon | System | Constraint | Flex Up | Flexibility | Violation | 1 | 2025-10-25 17:30 | 0.11312 | - | 10 | 17 | 0.25
2hr LiIon | System | Constraint | Flex Up | Flexibility | Violation | 1 | 2025-10-25 17:45 | 24.7222 | - | 10 | 17 | 0.25
2hr LiIon | System | Constraint | Flex Up | Flexibility | Violation | 1 | 2025-10-25 18:00 | 11.5222 | - | 10 | 18 | 0.25
2hr LiIon | System | Constraint | Flex Up | Flexibility | Violation | 1 | 2025-10-25 18:15 | 4.2711 | - | 10 | 18 | 0.25
2hr LiIon | System | Constraint | Flex Up | Flexibility | Violation | 1 | 2025-10-26 06:30 | 6.3543 | - | 10 | 6 | 0.25
2hr LiIon | System | Constraint | Flex Up | Flexibility | Violation | 1 | 2025-10-26 06:45 | 56.4795 | - | 10 | 6 | 0.25
2hr LiIon | System | Constraint | Flex Up | Flexibility | Violation | 1 | 2025-10-27 05:45 | 2.5672 | - | 10 | 5 | 0.25
2hr LiIon | System | Constraint | Flex Up | Flexibility | Violation | 1 | 2025-10-27 06:30 | 19.1056 | - | 10 | 6 | 0.25
2hr LiIon | System | Constraint | Flex Up | Flexibility | Violation | 1 | 2025-10-27 06:45 | 23.2365 | - | 10 | 6 | 0.25
2hr LiIon | System | Constraint | Flex Up | Flexibility | Violation | 1 | 2025-10-27 16:00 | 131.0395 | - | 10 | 16 | 0.25
2hr LiIon | System | Constraint | Flex Up | Flexibility | Violation | 1 | 2025-10-27 16:15 | 117.7527 | - | 10 | 16 | 0.25
2hr LiIon | System | Constraint | Flex Up | Flexibility | Violation | 1 | 2025-10-27 16:30 | 105.466 | - | 10 | 16 | 0.25
2hr LiIon | System | Constraint | Flex Up | Flexibility | Violation | 1 | 2025-10-27 16:45 | 102.1792 | - | 10 | 16 | 0.25
2hr LiIon | System | Constraint | Flex Up | Flexibility | Violation | 1 | 2025-10-27 17:00 | 29.5906 | - | 10 | 17 | 0.25
2hr LiIon | System | Constraint | Flex Up | Flexibility | Violation | 1 | 2025-10-27 17:15 | 92.2642 | - | 10 | 17 | 0.25
2hr LiIon | System | Constraint | Flex Up | Flexibility | Violation | 1 | 2025-10-27 17:30 | 140.9377 | - | 10 | 17 | 0.25
2hr LiIon | System | Constraint | Flex Up | Flexibility | Violation | 1 | 2025-10-27 17:45 | 158.6113 | - | 10 | 17 | 0.25
2hr LiIon | System | Constraint | Flex Up | Flexibility | Violation | 1 | 2025-10-28 05:45 | 1.315 | - | 10 | 5 | 0.25
2hr LiIon | System | Constraint | Flex Up | Flexibility | Violation | 1 | 2025-10-28 06:30 | 8.4047 | - | 10 | 6 | 0.25
2hr LiIon | System | Constraint | Flex Up | Flexibility | Violation | 1 | 2025-10-29 05:45 | 51.8374 | - | 10 | 5 | 0.25
2hr LiIon | System | Constraint | Flex Up | Flexibility | Violation | 1 | 2025-10-30 05:45 | 22.8659 | - | 10 | 5 | 0.25
2hr LiIon | System | Constraint | Flex Up | Flexibility | Violation | 1 | 2025-10-30 06:30 | 17.5713 | - | 10 | 6 | 0.25
2hr LiIon | System | Constraint | Flex Up | Flexibility | Violation | 1 | 2025-10-30 06:45 | 2.4246 | - | 10 | 6 | 0.25
2hr LiIon | System | Constraint | Flex Up | Flexibility | Violation | 1 | 2025-10-31 06:30 | 2.3515 | - | 10 | 6 | 0.25
2hr LiIon | System | Constraint | Flex Up | Flexibility | Violation | 1 | 2025-10-31 06:45 | 9.9777 | - | 10 | 6 | 0.25
2hr LiIon | System | Constraint | Flex Up | Flexibility | Violation | 1 | 2025-10-31 18:00 | 19.0222 | - | 10 | 18 | 0.25
2hr LiIon | System | Constraint | Flex Up | Flexibility | Violation | 1 | 2025-11-01 06:30 | 44.3708 | - | 11 | 6 | 0.25
2hr LiIon | System | Constraint | Flex Up | Flexibility | Violation | 1 | 2025-11-01 06:45 | 166.1423 | - | 11 | 6 | 0.25
2hr LiIon | System | Constraint | Flex Up | Flexibility | Violation | 1 | 2025-11-01 17:30 | 29.9835 | - | 11 | 17 | 0.25
2hr LiIon | System | Constraint | Flex Up | Flexibility | Violation | 1 | 2025-11-01 17:45 | 43.0867 | - | 11 | 17 | 0.25
2hr LiIon | System | Constraint | Flex Up | Flexibility | Violation | 1 | 2025-11-02 08:45 | 16.9276 | - | 11 | 8 | 0.25
2hr LiIon | System | Constraint | Flex Up | Flexibility | Violation | 1 | 2025-11-02 10:00 | 12.6855 | - | 11 | 10 | 0.25
2hr LiIon | System | Constraint | Flex Up | Flexibility | Violation | 1 | 2025-11-02 17:30 | 41.0696 | - | 11 | 17 | 0.25
2hr LiIon | System | Constraint | Flex Up | Flexibility | Violation | 1 | 2025-11-02 17:45 | 46.0761 | - | 11 | 17 | 0.25
2hr LiIon | System | Constraint | Flex Up | Flexibility | Violation | 1 | 2025-11-02 18:00 | 38.3733 | - | 11 | 18 | 0.25
2hr LiIon | System | Constraint | Flex Up | Flexibility | Violation | 1 | 2025-11-02 18:15 | 25.9321 | - | 11 | 18 | 0.25
2hr LiIon | System | Constraint | Flex Up | Flexibility | Violation | 1 | 2025-11-02 18:30 | 1.4909 | - | 11 | 18 | 0.25
2hr LiIon | System | Constraint | Flex Up | Flexibility | Violation | 1 | 2025-11-03 08:00 | 55.2109 | - | 11 | 8 | 0.25
2hr LiIon | System | Constraint | Flex Up | Flexibility | Violation | 1 | 2025-11-03 08:15 | 1.7099 | - | 11 | 8 | 0.25
2hr LiIon | System | Constraint | Flex Up | Flexibility | Violation | 1 | 2025-11-04 06:45 | 1.27 | - | 11 | 6 | 0.25
2hr LiIon | System | Constraint | Flex Up | Flexibility | Violation | 1 | 2025-11-04 08:00 | 17.7542 | - | 11 | 8 | 0.25
2hr LiIon | System | Constraint | Flex Up | Flexibility | Violation | 1 | 2025-11-04 09:00 | 3.6263 | - | 11 | 9 | 0.25
2hr LiIon | System | Constraint | Flex Up | Flexibility | Violation | 1 | 2025-11-04 12:00 | 40.0351 | - | 11 | 12 | 0.25
2hr LiIon | System | Constraint | Flex Up | Flexibility | Violation | 1 | 2025-11-05 06:45 | 7.2465 | - | 11 | 6 | 0.25
2hr LiIon | System | Constraint | Flex Up | Flexibility | Violation | 1 | 2025-11-05 08:00 | 42.0031 | - | 11 | 8 | 0.25
2hr LiIon | System | Constraint | Flex Up | Flexibility | Violation | 1 | 2025-11-06 08:00 | 97.0844 | - | 11 | 8 | 0.25
2hr LiIon | System | Constraint | Flex Up | Flexibility | Violation | 1 | 2025-11-06 17:30 | 15.5988 | - | 11 | 17 | 0.25
2hr LiIon | System | Constraint | Flex Up | Flexibility | Violation | 1 | 2025-11-06 17:45 | 38.0654 | - | 11 | 17 | 0.25
2hr LiIon | System | Constraint | Flex Up | Flexibility | Violation | 1 | 2025-11-06 22:00 | 64.9364 | - | 11 | 22 | 0.25
2hr LiIon | System | Constraint | Flex Up | Flexibility | Violation | 1 | 2025-11-07 08:00 | 32.6091 | - | 11 | 8 | 0.25
2hr LiIon | System | Constraint | Flex Up | Flexibility | Violation | 1 | 2025-11-08 07:45 | 45.3985 | - | 11 | 7 | 0.25
2hr LiIon | System | Constraint | Flex Up | Flexibility | Violation | 1 | 2025-11-08 08:30 | 27.519 | - | 11 | 8 | 0.25
2hr LiIon | System | Constraint | Flex Up | Flexibility | Violation | 1 | 2025-11-08 08:45 | 73.3481 | - | 11 | 8 | 0.25
2hr LiIon | System | Constraint | Flex Up | Flexibility | Violation | 1 | 2025-11-08 09:30 | 13.3472 | - | 11 | 9 | 0.25
2hr LiIon | System | Constraint | Flex Up | Flexibility | Violation | 1 | 2025-11-08 09:45 | 19.0035 | - | 11 | 9 | 0.25
2hr LiIon | System | Constraint | Flex Up | Flexibility | Violation | 1 | 2025-11-08 13:00 | 73.2303 | - | 11 | 13 | 0.25
2hr LiIon | System | Constraint | Flex Up | Flexibility | Violation | 1 | 2025-11-08 13:15 | 18.5723 | - | 11 | 13 | 0.25
2hr LiIon | System | Constraint | Flex Up | Flexibility | Violation | 1 | 2025-11-08 17:00 | 71.6466 | - | 11 | 17 | 0.25
2hr LiIon | System | Constraint | Flex Up | Flexibility | Violation | 1 | 2025-11-08 17:15 | 25.4673 | - | 11 | 17 | 0.25
2hr LiIon | System | Constraint | Flex Up | Flexibility | Violation | 1 | 2025-11-08 22:00 | 12.9798 | - | 11 | 22 | 0.25
2hr LiIon | System | Constraint | Flex Up | Flexibility | Violation | 1 | 2025-11-10 06:45 | 6.771 | - | 11 | 6 | 0.25
2hr LiIon | System | Constraint | Flex Up | Flexibility | Violation | 1 | 2025-11-10 11:00 | 14.2956 | - | 11 | 11 | 0.25
2hr LiIon | System | Constraint | Flex Up | Flexibility | Violation | 1 | 2025-11-10 16:45 | 20.8478 | - | 11 | 16 | 0.25
2hr LiIon | System | Constraint | Flex Up | Flexibility | Violation | 1 | 2025-11-10 22:00 | 56.6377 | - | 11 | 22 | 0.25
2hr LiIon | System | Constraint | Flex Up | Flexibility | Violation | 1 | 2025-11-11 16:45 | 40.6277 | - | 11 | 16 | 0.25
2hr LiIon | System | Constraint | Flex Up | Flexibility | Violation | 1 | 2025-11-11 21:00 | 43.5445 | - | 11 | 21 | 0.25
2hr LiIon | System | Constraint | Flex Up | Flexibility | Violation | 1 | 2025-11-12 08:00 | 95.0113 | - | 11 | 8 | 0.25
2hr LiIon | System | Constraint | Flex Up | Flexibility | Violation | 1 | 2025-11-12 08:15 | 16.0809 | - | 11 | 8 | 0.25
2hr LiIon | System | Constraint | Flex Up | Flexibility | Violation | 1 | 2025-11-12 21:00 | 64.1388 | - | 11 | 21 | 0.25
2hr LiIon | System | Constraint | Flex Up | Flexibility | Violation | 1 | 2025-11-14 06:45 | 13.3965 | - | 11 | 6 | 0.25
2hr LiIon | System | Constraint | Flex Up | Flexibility | Violation | 1 | 2025-11-14 07:45 | 15.0852 | - | 11 | 7 | 0.25
2hr LiIon | System | Constraint | Flex Up | Flexibility | Violation | 1 | 2025-11-14 09:00 | 26.2281 | - | 11 | 9 | 0.25
2hr LiIon | System | Constraint | Flex Up | Flexibility | Violation | 1 | 2025-11-14 19:00 | 80.8651 | - | 11 | 19 | 0.25
2hr LiIon | System | Constraint | Flex Up | Flexibility | Violation | 1 | 2025-11-15 19:00 | 39.3059 | - | 11 | 19 | 0.25
2hr LiIon | System | Constraint | Flex Up | Flexibility | Violation | 1 | 2025-11-16 06:45 | 34.0932 | - | 11 | 6 | 0.25
2hr LiIon | System | Constraint | Flex Up | Flexibility | Violation | 1 | 2025-11-16 07:45 | 21.0864 | - | 11 | 7 | 0.25
2hr LiIon | System | Constraint | Flex Up | Flexibility | Violation | 1 | 2025-11-16 08:30 | 3.277 | - | 11 | 8 | 0.25
2hr LiIon | System | Constraint | Flex Up | Flexibility | Violation | 1 | 2025-11-16 08:45 | 29.9929 | - | 11 | 8 | 0.25
2hr LiIon | System | Constraint | Flex Up | Flexibility | Violation | 1 | 2025-11-16 16:45 | 89.1726 | - | 11 | 16 | 0.25
2hr LiIon | System | Constraint | Flex Up | Flexibility | Violation | 1 | 2025-11-16 18:00 | 49.9622 | - | 11 | 18 | 0.25
2hr LiIon | System | Constraint | Flex Up | Flexibility | Violation | 1 | 2025-11-16 19:00 | 7.3322 | - | 11 | 19 | 0.25
2hr LiIon | System | Constraint | Flex Up | Flexibility | Violation | 1 | 2025-11-16 20:00 | 28.6732 | - | 11 | 20 | 0.25
2hr LiIon | System | Constraint | Flex Up | Flexibility | Violation | 1 | 2025-11-17 06:45 | 43.3861 | - | 11 | 6 | 0.25
2hr LiIon | System | Constraint | Flex Up | Flexibility | Violation | 1 | 2025-11-17 07:30 | 16.7087 | - | 11 | 7 | 0.25
2hr LiIon | System | Constraint | Flex Up | Flexibility | Violation | 1 | 2025-11-17 07:45 | 15.1033 | - | 11 | 7 | 0.25
2hr LiIon | System | Constraint | Flex Up | Flexibility | Violation | 1 | 2025-11-17 10:00 | 84.8981 | - | 11 | 10 | 0.25
2hr LiIon | System | Constraint | Flex Up | Flexibility | Violation | 1 | 2025-11-17 19:00 | 2.1796 | - | 11 | 19 | 0.25
2hr LiIon | System | Constraint | Flex Up | Flexibility | Violation | 1 | 2025-11-18 07:15 | 16.3468 | - | 11 | 7 | 0.25
2hr LiIon | System | Constraint | Flex Up | Flexibility | Violation | 1 | 2025-11-18 07:30 | 16.7009 | - | 11 | 7 | 0.25
2hr LiIon | System | Constraint | Flex Up | Flexibility | Violation | 1 | 2025-11-18 07:45 | 12.0551 | - | 11 | 7 | 0.25
2hr LiIon | System | Constraint | Flex Up | Flexibility | Violation | 1 | 2025-11-19 06:45 | 30.985 | - | 11 | 6 | 0.25
2hr LiIon | System | Constraint | Flex Up | Flexibility | Violation | 1 | 2025-11-20 08:00 | 76.3145 | - | 11 | 8 | 0.25
2hr LiIon | System | Constraint | Flex Up | Flexibility | Violation | 1 | 2025-11-20 08:15 | 17.2764 | - | 11 | 8 | 0.25
2hr LiIon | System | Constraint | Flex Up | Flexibility | Violation | 1 | 2025-11-20 18:00 | 67.5452 | - | 11 | 18 | 0.25
2hr LiIon | System | Constraint | Flex Up | Flexibility | Violation | 1 | 2025-11-21 16:45 | 6.4638 | - | 11 | 16 | 0.25
2hr LiIon | System | Constraint | Flex Up | Flexibility | Violation | 1 | 2025-11-21 19:00 | 47.707 | - | 11 | 19 | 0.25
2hr LiIon | System | Constraint | Flex Up | Flexibility | Violation | 1 | 2025-11-22 18:00 | 87.4833 | - | 11 | 18 | 0.25
2hr LiIon | System | Constraint | Flex Up | Flexibility | Violation | 1 | 2025-11-22 22:00 | 24.9623 | - | 11 | 22 | 0.25
2hr LiIon | System | Constraint | Flex Up | Flexibility | Violation | 1 | 2025-11-23 08:45 | 41.2898 | - | 11 | 8 | 0.25
2hr LiIon | System | Constraint | Flex Up | Flexibility | Violation | 1 | 2025-11-24 18:00 | 39.0542 | - | 11 | 18 | 0.25
2hr LiIon | System | Constraint | Flex Up | Flexibility | Violation | 1 | 2025-11-24 19:00 | 48.3621 | - | 11 | 19 | 0.25
2hr LiIon | System | Constraint | Flex Up | Flexibility | Violation | 1 | 2025-11-24 20:00 | 11.0133 | - | 11 | 20 | 0.25
2hr LiIon | System | Constraint | Flex Up | Flexibility | Violation | 1 | 2025-11-24 21:00 | 24.4033 | - | 11 | 21 | 0.25
2hr LiIon | System | Constraint | Flex Up | Flexibility | Violation | 1 | 2025-11-24 22:00 | 3.0056 | - | 11 | 22 | 0.25
2hr LiIon | System | Constraint | Flex Up | Flexibility | Violation | 1 | 2025-11-25 06:45 | 102.8372 | - | 11 | 6 | 0.25
2hr LiIon | System | Constraint | Flex Up | Flexibility | Violation | 1 | 2025-11-26 07:00 | 40.371 | - | 11 | 7 | 0.25
2hr LiIon | System | Constraint | Flex Up | Flexibility | Violation | 1 | 2025-11-26 07:15 | 42.79 | - | 11 | 7 | 0.25
2hr LiIon | System | Constraint | Flex Up | Flexibility | Violation | 1 | 2025-11-27 06:45 | 76.0561 | - | 11 | 6 | 0.25
2hr LiIon | System | Constraint | Flex Up | Flexibility | Violation | 1 | 2025-11-27 13:00 | 19.8206 | - | 11 | 13 | 0.25
2hr LiIon | System | Constraint | Flex Up | Flexibility | Violation | 1 | 2025-11-27 16:45 | 13.3897 | - | 11 | 16 | 0.25
2hr LiIon | System | Constraint | Flex Up | Flexibility | Violation | 1 | 2025-11-27 19:00 | 52.0188 | - | 11 | 19 | 0.25
2hr LiIon | System | Constraint | Flex Up | Flexibility | Violation | 1 | 2025-11-28 06:45 | 30.51 | - | 11 | 6 | 0.25
2hr LiIon | System | Constraint | Flex Up | Flexibility | Violation | 1 | 2025-11-28 07:30 | 9.9933 | - | 11 | 7 | 0.25
2hr LiIon | System | Constraint | Flex Up | Flexibility | Violation | 1 | 2025-11-28 07:45 | 12.1081 | - | 11 | 7 | 0.25
2hr LiIon | System | Constraint | Flex Up | Flexibility | Violation | 1 | 2025-11-29 07:15 | 18.899 | - | 11 | 7 | 0.25
2hr LiIon | System | Constraint | Flex Up | Flexibility | Violation | 1 | 2025-11-29 07:30 | 14.0115 | - | 11 | 7 | 0.25
2hr LiIon | System | Constraint | Flex Up | Flexibility | Violation | 1 | 2025-11-29 07:45 | 19.124 | - | 11 | 7 | 0.25
2hr LiIon | System | Constraint | Flex Up | Flexibility | Violation | 1 | 2025-11-29 08:00 | 16.9521 | - | 11 | 8 | 0.25
2hr LiIon | System | Constraint | Flex Up | Flexibility | Violation | 1 | 2025-11-29 08:15 | 25.1171 | - | 11 | 8 | 0.25
2hr LiIon | System | Constraint | Flex Up | Flexibility | Violation | 1 | 2025-11-29 08:30 | 5.2821 | - | 11 | 8 | 0.25
2hr LiIon | System | Constraint | Flex Up | Flexibility | Violation | 1 | 2025-11-30 16:45 | 9.6234 | - | 11 | 16 | 0.25
2hr LiIon | System | Constraint | Flex Up | Flexibility | Violation | 1 | 2025-11-30 19:00 | 13.3476 | - | 11 | 19 | 0.25
2hr LiIon | System | Constraint | Flex Up | Flexibility | Violation | 1 | 2025-12-01 08:00 | 22.064 | - | 12 | 8 | 0.25
2hr LiIon | System | Constraint | Flex Up | Flexibility | Violation | 1 | 2025-12-01 18:00 | 40.2819 | - | 12 | 18 | 0.25
2hr LiIon | System | Constraint | Flex Up | Flexibility | Violation | 1 | 2025-12-01 21:00 | 106.3538 | - | 12 | 21 | 0.25
2hr LiIon | System | Constraint | Flex Up | Flexibility | Violation | 1 | 2025-12-01 23:00 | 18.2009 | - | 12 | 23 | 0.25
2hr LiIon | System | Constraint | Flex Up | Flexibility | Violation | 1 | 2025-12-02 08:00 | 13.0887 | - | 12 | 8 | 0.25
2hr LiIon | System | Constraint | Flex Up | Flexibility | Violation | 1 | 2025-12-02 17:00 | 120.8979 | - | 12 | 17 | 0.25
2hr LiIon | System | Constraint | Flex Up | Flexibility | Violation | 1 | 2025-12-02 17:15 | 53.427 | - | 12 | 17 | 0.25
2hr LiIon | System | Constraint | Flex Up | Flexibility | Violation | 1 | 2025-12-02 22:00 | 26.8708 | - | 12 | 22 | 0.25
2hr LiIon | System | Constraint | Flex Up | Flexibility | Violation | 1 | 2025-12-03 08:00 | 91.7639 | - | 12 | 8 | 0.25
2hr LiIon | System | Constraint | Flex Up | Flexibility | Violation | 1 | 2025-12-04 19:00 | 70.5304 | - | 12 | 19 | 0.25
2hr LiIon | System | Constraint | Flex Up | Flexibility | Violation | 1 | 2025-12-04 23:00 | 12.8069 | - | 12 | 23 | 0.25
2hr LiIon | System | Constraint | Flex Up | Flexibility | Violation | 1 | 2025-12-05 20:00 | 41.0649 | - | 12 | 20 | 0.25
2hr LiIon | System | Constraint | Flex Up | Flexibility | Violation | 1 | 2025-12-06 17:00 | 6.9142 | - | 12 | 17 | 0.25
2hr LiIon | System | Constraint | Flex Up | Flexibility | Violation | 1 | 2025-12-06 19:15 | 32.1069 | - | 12 | 19 | 0.25
2hr LiIon | System | Constraint | Flex Up | Flexibility | Violation | 1 | 2025-12-06 21:00 | 4.8277 | - | 12 | 21 | 0.25
2hr LiIon | System | Constraint | Flex Up | Flexibility | Violation | 1 | 2025-12-07 07:45 | 50.1693 | - | 12 | 7 | 0.25
2hr LiIon | System | Constraint | Flex Up | Flexibility | Violation | 1 | 2025-12-07 09:45 | 11.3792 | - | 12 | 9 | 0.25
2hr LiIon | System | Constraint | Flex Up | Flexibility | Violation | 1 | 2025-12-07 23:00 | 72.0097 | - | 12 | 23 | 0.25
2hr LiIon | System | Constraint | Flex Up | Flexibility | Violation | 1 | 2025-12-08 09:00 | 48.9071 | - | 12 | 9 | 0.25
2hr LiIon | System | Constraint | Flex Up | Flexibility | Violation | 1 | 2025-12-08 16:45 | 49.5452 | - | 12 | 16 | 0.25
2hr LiIon | System | Constraint | Flex Up | Flexibility | Violation | 1 | 2025-12-08 19:00 | 0.015036 | - | 12 | 19 | 0.25
2hr LiIon | System | Constraint | Flex Up | Flexibility | Violation | 1 | 2025-12-08 21:00 | 80.8343 | - | 12 | 21 | 0.25
2hr LiIon | System | Constraint | Flex Up | Flexibility | Violation | 1 | 2025-12-08 22:00 | 39.8097 | - | 12 | 22 | 0.25
2hr LiIon | System | Constraint | Flex Up | Flexibility | Violation | 1 | 2025-12-09 06:45 | 48.8281 | - | 12 | 6 | 0.25
2hr LiIon | System | Constraint | Flex Up | Flexibility | Violation | 1 | 2025-12-09 08:15 | 0.66407 | - | 12 | 8 | 0.25
2hr LiIon | System | Constraint | Flex Up | Flexibility | Violation | 1 | 2025-12-09 21:00 | 35.9749 | - | 12 | 21 | 0.25
2hr LiIon | System | Constraint | Flex Up | Flexibility | Violation | 1 | 2025-12-10 07:00 | 0.79952 | - | 12 | 7 | 0.25
2hr LiIon | System | Constraint | Flex Up | Flexibility | Violation | 1 | 2025-12-10 09:15 | 27.618 | - | 12 | 9 | 0.25
2hr LiIon | System | Constraint | Flex Up | Flexibility | Violation | 1 | 2025-12-10 09:30 | 19.2034 | - | 12 | 9 | 0.25
2hr LiIon | System | Constraint | Flex Up | Flexibility | Violation | 1 | 2025-12-10 17:00 | 28.358 | - | 12 | 17 | 0.25
2hr LiIon | System | Constraint | Flex Up | Flexibility | Violation | 1 | 2025-12-10 22:00 | 62.0615 | - | 12 | 22 | 0.25
2hr LiIon | System | Constraint | Flex Up | Flexibility | Violation | 1 | 2025-12-11 21:00 | 33.1324 | - | 12 | 21 | 0.25
2hr LiIon | System | Constraint | Flex Up | Flexibility | Violation | 1 | 2025-12-12 06:45 | 13.6944 | - | 12 | 6 | 0.25
2hr LiIon | System | Constraint | Flex Up | Flexibility | Violation | 1 | 2025-12-12 22:00 | 19.7103 | - | 12 | 22 | 0.25
2hr LiIon | System | Constraint | Flex Up | Flexibility | Violation | 1 | 2025-12-13 07:15 | 17.6717 | - | 12 | 7 | 0.25
2hr LiIon | System | Constraint | Flex Up | Flexibility | Violation | 1 | 2025-12-13 07:30 | 34.8313 | - | 12 | 7 | 0.25
2hr LiIon | System | Constraint | Flex Up | Flexibility | Violation | 1 | 2025-12-13 07:45 | 64.9908 | - | 12 | 7 | 0.25
2hr LiIon | System | Constraint | Flex Up | Flexibility | Violation | 1 | 2025-12-13 17:00 | 37.6964 | - | 12 | 17 | 0.25
2hr LiIon | System | Constraint | Flex Up | Flexibility | Violation | 1 | 2025-12-14 16:45 | 6.8276 | - | 12 | 16 | 0.25
2hr LiIon | System | Constraint | Flex Up | Flexibility | Violation | 1 | 2025-12-15 06:45 | 29.8008 | - | 12 | 6 | 0.25
2hr LiIon | System | Constraint | Flex Up | Flexibility | Violation | 1 | 2025-12-16 16:45 | 10.3018 | - | 12 | 16 | 0.25
2hr LiIon | System | Constraint | Flex Up | Flexibility | Violation | 1 | 2025-12-16 19:00 | 22.0262 | - | 12 | 19 | 0.25
2hr LiIon | System | Constraint | Flex Up | Flexibility | Violation | 1 | 2025-12-16 21:00 | 0.85719 | - | 12 | 21 | 0.25
2hr LiIon | System | Constraint | Flex Up | Flexibility | Violation | 1 | 2025-12-17 16:45 | 49.0027 | - | 12 | 16 | 0.25
2hr LiIon | System | Constraint | Flex Up | Flexibility | Violation | 1 | 2025-12-18 07:30 | 1.8486 | - | 12 | 7 | 0.25
2hr LiIon | System | Constraint | Flex Up | Flexibility | Violation | 1 | 2025-12-18 07:45 | 35.8764 | - | 12 | 7 | 0.25
2hr LiIon | System | Constraint | Flex Up | Flexibility | Violation | 1 | 2025-12-18 20:00 | 0.76177 | - | 12 | 20 | 0.25
2hr LiIon | System | Constraint | Flex Up | Flexibility | Violation | 1 | 2025-12-19 07:30 | 28.9669 | - | 12 | 7 | 0.25
2hr LiIon | System | Constraint | Flex Up | Flexibility | Violation | 1 | 2025-12-19 07:45 | 42.1751 | - | 12 | 7 | 0.25
2hr LiIon | System | Constraint | Flex Up | Flexibility | Violation | 1 | 2025-12-19 08:00 | 2.1471 | - | 12 | 8 | 0.25
2hr LiIon | System | Constraint | Flex Up | Flexibility | Violation | 1 | 2025-12-19 16:00 | 3.4848 | - | 12 | 16 | 0.25
2hr LiIon | System | Constraint | Flex Up | Flexibility | Violation | 1 | 2025-12-19 16:15 | 1.396 | - | 12 | 16 | 0.25
2hr LiIon | System | Constraint | Flex Up | Flexibility | Violation | 1 | 2025-12-19 19:00 | 40.6397 | - | 12 | 19 | 0.25
2hr LiIon | System | Constraint | Flex Up | Flexibility | Violation | 1 | 2025-12-19 20:00 | 18.0029 | - | 12 | 20 | 0.25
2hr LiIon | System | Constraint | Flex Up | Flexibility | Violation | 1 | 2025-12-19 22:00 | 7.5387 | - | 12 | 22 | 0.25
2hr LiIon | System | Constraint | Flex Up | Flexibility | Violation | 1 | 2025-12-20 07:00 | 1.3918 | - | 12 | 7 | 0.25
2hr LiIon | System | Constraint | Flex Up | Flexibility | Violation | 1 | 2025-12-20 07:15 | 39.4701 | - | 12 | 7 | 0.25
2hr LiIon | System | Constraint | Flex Up | Flexibility | Violation | 1 | 2025-12-20 07:30 | 31.5483 | - | 12 | 7 | 0.25
2hr LiIon | System | Constraint | Flex Up | Flexibility | Violation | 1 | 2025-12-20 07:45 | 50.6266 | - | 12 | 7 | 0.25
2hr LiIon | System | Constraint | Flex Up | Flexibility | Violation | 1 | 2025-12-20 19:00 | 10.3684 | - | 12 | 19 | 0.25
2hr LiIon | System | Constraint | Flex Up | Flexibility | Violation | 1 | 2025-12-21 08:45 | 48.059 | - | 12 | 8 | 0.25
2hr LiIon | System | Constraint | Flex Up | Flexibility | Violation | 1 | 2025-12-21 18:00 | 100.4959 | - | 12 | 18 | 0.25
2hr LiIon | System | Constraint | Flex Up | Flexibility | Violation | 1 | 2025-12-21 18:15 | 47.6982 | - | 12 | 18 | 0.25
2hr LiIon | System | Constraint | Flex Up | Flexibility | Violation | 1 | 2025-12-22 07:45 | 0.9832 | - | 12 | 7 | 0.25
2hr LiIon | System | Constraint | Flex Up | Flexibility | Violation | 1 | 2025-12-22 15:00 | 15.4564 | - | 12 | 15 | 0.25
2hr LiIon | System | Constraint | Flex Up | Flexibility | Violation | 1 | 2025-12-22 15:30 | 12.3885 | - | 12 | 15 | 0.25
2hr LiIon | System | Constraint | Flex Up | Flexibility | Violation | 1 | 2025-12-22 15:45 | 14.8546 | - | 12 | 15 | 0.25
2hr LiIon | System | Constraint | Flex Up | Flexibility | Violation | 1 | 2025-12-23 07:45 | 39.3719 | - | 12 | 7 | 0.25
2hr LiIon | System | Constraint | Flex Up | Flexibility | Violation | 1 | 2025-12-23 11:00 | 52.5878 | - | 12 | 11 | 0.25
2hr LiIon | System | Constraint | Flex Up | Flexibility | Violation | 1 | 2025-12-23 11:15 | 24.2374 | - | 12 | 11 | 0.25
2hr LiIon | System | Constraint | Flex Up | Flexibility | Violation | 1 | 2025-12-25 14:45 | 31.726 | - | 12 | 14 | 0.25
2hr LiIon | System | Constraint | Flex Up | Flexibility | Violation | 1 | 2025-12-25 18:00 | 1.2864 | - | 12 | 18 | 0.25
2hr LiIon | System | Constraint | Flex Up | Flexibility | Violation | 1 | 2025-12-26 06:45 | 36.8662 | - | 12 | 6 | 0.25
2hr LiIon | System | Constraint | Flex Up | Flexibility | Violation | 1 | 2025-12-26 07:30 | 15.1124 | - | 12 | 7 | 0.25
2hr LiIon | System | Constraint | Flex Up | Flexibility | Violation | 1 | 2025-12-26 07:45 | 34.6478 | - | 12 | 7 | 0.25
2hr LiIon | System | Constraint | Flex Up | Flexibility | Violation | 1 | 2025-12-27 06:45 | 26.2613 | - | 12 | 6 | 0.25
2hr LiIon | System | Constraint | Flex Up | Flexibility | Violation | 1 | 2025-12-27 07:30 | 2.2253 | - | 12 | 7 | 0.25
2hr LiIon | System | Constraint | Flex Up | Flexibility | Violation | 1 | 2025-12-27 07:45 | 69.6665 | - | 12 | 7 | 0.25
2hr LiIon | System | Constraint | Flex Up | Flexibility | Violation | 1 | 2025-12-27 17:00 | 16.8521 | - | 12 | 17 | 0.25
2hr LiIon | System | Constraint | Flex Up | Flexibility | Violation | 1 | 2025-12-27 22:00 | 10.3138 | - | 12 | 22 | 0.25
2hr LiIon | System | Constraint | Flex Up | Flexibility | Violation | 1 | 2025-12-28 08:45 | 21.4514 | - | 12 | 8 | 0.25
2hr LiIon | System | Constraint | Flex Up | Flexibility | Violation | 1 | 2025-12-28 09:30 | 19.9048 | - | 12 | 9 | 0.25
2hr LiIon | System | Constraint | Flex Up | Flexibility | Violation | 1 | 2025-12-28 09:45 | 15.0104 | - | 12 | 9 | 0.25
2hr LiIon | System | Constraint | Flex Up | Flexibility | Violation | 1 | 2025-12-28 16:45 | 81.2628 | - | 12 | 16 | 0.25
2hr LiIon | System | Constraint | Flex Up | Flexibility | Violation | 1 | 2025-12-28 17:00 | 6.5664 | - | 12 | 17 | 0.25
2hr LiIon | System | Constraint | Flex Up | Flexibility | Violation | 1 | 2025-12-28 17:15 | 53.7572 | - | 12 | 17 | 0.25
2hr LiIon | System | Constraint | Flex Up | Flexibility | Violation | 1 | 2025-12-28 18:00 | 64.0338 | - | 12 | 18 | 0.25
2hr LiIon | System | Constraint | Flex Up | Flexibility | Violation | 1 | 2025-12-28 21:00 | 6.6096 | - | 12 | 21 | 0.25
2hr LiIon | System | Constraint | Flex Up | Flexibility | Violation | 1 | 2025-12-29 07:45 | 41.3248 | - | 12 | 7 | 0.25
2hr LiIon | System | Constraint | Flex Up | Flexibility | Violation | 1 | 2025-12-29 08:00 | 45.9278 | - | 12 | 8 | 0.25
2hr LiIon | System | Constraint | Flex Up | Flexibility | Violation | 1 | 2025-12-29 08:15 | 33.3938 | - | 12 | 8 | 0.25
2hr LiIon | System | Constraint | Flex Up | Flexibility | Violation | 1 | 2025-12-29 09:00 | 1.6438 | - | 12 | 9 | 0.25
2hr LiIon | System | Constraint | Flex Up | Flexibility | Violation | 1 | 2025-12-29 10:45 | 28.8231 | - | 12 | 10 | 0.25
2hr LiIon | System | Constraint | Flex Up | Flexibility | Violation | 1 | 2025-12-30 07:45 | 45.6794 | - | 12 | 7 | 0.25
2hr LiIon | System | Constraint | Flex Up | Flexibility | Violation | 1 | 2025-12-30 18:00 | 24.4099 | - | 12 | 18 | 0.25
2hr LiIon | System | Constraint | Flex Up | Flexibility | Violation | 1 | 2025-12-30 21:00 | 2.0851 | - | 12 | 21 | 0.25
2hr LiIon | System | Constraint | Flex Up | Flexibility | Violation | 1 | 2025-12-31 07:30 | 7.3284 | - | 12 | 7 | 0.25
2hr LiIon | System | Constraint | Flex Up | Flexibility | Violation | 1 | 2025-12-31 07:45 | 74.3885 | - | 12 | 7 | 0.25
2hr LiIon | System | Constraint | Flex Up | Flexibility | Violation | 1 | 2025-12-31 16:45 | 7.8118 | - | 12 | 16 | 0.25
2hr LiIon | System | Constraint | Flex Up | Flexibility | Violation | 1 | 2025-12-31 18:00 | 102.5681 | - | 12 | 18 | 0.25
2hr LiIon | System | Constraint | Flex Up | Flexibility | Violation | 1 | 2025-12-31 21:00 | 49.8266 | - | 12 | 21 | 0.25
4hr LiIon | System | Constraint | Flex Down | Flexibility | Violation | 1 | 2025-01-01 04:00 | 36.7891 | - | 1 | 4 | 0.25
4hr LiIon | System | Constraint | Flex Down | Flexibility | Violation | 1 | 2025-01-05 14:00 | 6.8431 | - | 1 | 14 | 0.25
4hr LiIon | System | Constraint | Flex Down | Flexibility | Violation | 1 | 2025-01-06 05:00 | 110.9689 | - | 1 | 5 | 0.25
4hr LiIon | System | Constraint | Flex Down | Flexibility | Violation | 1 | 2025-01-09 05:00 | 90.4882 | - | 1 | 5 | 0.25
4hr LiIon | System | Constraint | Flex Down | Flexibility | Violation | 1 | 2025-01-12 04:00 | 44.6248 | - | 1 | 4 | 0.25
4hr LiIon | System | Constraint | Flex Down | Flexibility | Violation | 1 | 2025-01-12 04:15 | 15.6315 | - | 1 | 4 | 0.25
4hr LiIon | System | Constraint | Flex Down | Flexibility | Violation | 1 | 2025-01-18 03:00 | 100.2148 | - | 1 | 3 | 0.25
4hr LiIon | System | Constraint | Flex Down | Flexibility | Violation | 1 | 2025-01-18 03:15 | 46.4118 | - | 1 | 3 | 0.25
4hr LiIon | System | Constraint | Flex Down | Flexibility | Violation | 1 | 2025-01-22 11:00 | 103.754 | - | 1 | 11 | 0.25
4hr LiIon | System | Constraint | Flex Down | Flexibility | Violation | 1 | 2025-01-22 11:15 | 105.0063 | - | 1 | 11 | 0.25
4hr LiIon | System | Constraint | Flex Down | Flexibility | Violation | 1 | 2025-01-22 11:30 | 105.2585 | - | 1 | 11 | 0.25
4hr LiIon | System | Constraint | Flex Down | Flexibility | Violation | 1 | 2025-01-22 11:45 | 101.5107 | - | 1 | 11 | 0.25
4hr LiIon | System | Constraint | Flex Down | Flexibility | Violation | 1 | 2025-01-22 12:00 | 37.705 | - | 1 | 12 | 0.25
4hr LiIon | System | Constraint | Flex Down | Flexibility | Violation | 1 | 2025-01-22 12:15 | 82.0539 | - | 1 | 12 | 0.25
4hr LiIon | System | Constraint | Flex Down | Flexibility | Violation | 1 | 2025-01-22 12:30 | 117.4029 | - | 1 | 12 | 0.25
4hr LiIon | System | Constraint | Flex Down | Flexibility | Violation | 1 | 2025-01-22 12:45 | 137.7518 | - | 1 | 12 | 0.25
4hr LiIon | System | Constraint | Flex Down | Flexibility | Violation | 1 | 2025-01-22 13:00 | 154.1406 | - | 1 | 13 | 0.25
4hr LiIon | System | Constraint | Flex Down | Flexibility | Violation | 1 | 2025-01-22 13:15 | 158.4594 | - | 1 | 13 | 0.25
4hr LiIon | System | Constraint | Flex Down | Flexibility | Violation | 1 | 2025-01-22 13:30 | 177.7782 | - | 1 | 13 | 0.25
4hr LiIon | System | Constraint | Flex Down | Flexibility | Violation | 1 | 2025-01-22 13:45 | 199.097 | - | 1 | 13 | 0.25
4hr LiIon | System | Constraint | Flex Down | Flexibility | Violation | 1 | 2025-01-23 06:00 | 168.9134 | - | 1 | 6 | 0.25
4hr LiIon | System | Constraint | Flex Down | Flexibility | Violation | 1 | 2025-01-24 13:45 | 6.0664 | - | 1 | 13 | 0.25
4hr LiIon | System | Constraint | Flex Down | Flexibility | Violation | 1 | 2025-01-25 03:00 | 174.4859 | - | 1 | 3 | 0.25
4hr LiIon | System | Constraint | Flex Down | Flexibility | Violation | 1 | 2025-01-25 03:15 | 107.302 | - | 1 | 3 | 0.25
4hr LiIon | System | Constraint | Flex Down | Flexibility | Violation | 1 | 2025-01-25 03:30 | 24.1182 | - | 1 | 3 | 0.25
4hr LiIon | System | Constraint | Flex Down | Flexibility | Violation | 1 | 2025-01-25 12:45 | 26.4041 | - | 1 | 12 | 0.25
4hr LiIon | System | Constraint | Flex Down | Flexibility | Violation | 1 | 2025-01-25 13:00 | 15.6047 | - | 1 | 13 | 0.25
4hr LiIon | System | Constraint | Flex Down | Flexibility | Violation | 1 | 2025-01-25 13:15 | 24.9453 | - | 1 | 13 | 0.25
4hr LiIon | System | Constraint | Flex Down | Flexibility | Violation | 1 | 2025-01-25 13:30 | 29.2858 | - | 1 | 13 | 0.25
4hr LiIon | System | Constraint | Flex Down | Flexibility | Violation | 1 | 2025-01-25 13:45 | 26.6264 | - | 1 | 13 | 0.25
4hr LiIon | System | Constraint | Flex Down | Flexibility | Violation | 1 | 2025-01-29 02:00 | 73.1474 | - | 1 | 2 | 0.25
4hr LiIon | System | Constraint | Flex Down | Flexibility | Violation | 1 | 2025-01-29 02:15 | 29.6788 | - | 1 | 2 | 0.25
4hr LiIon | System | Constraint | Flex Down | Flexibility | Violation | 1 | 2025-01-29 04:00 | 73.5942 | - | 1 | 4 | 0.25
4hr LiIon | System | Constraint | Flex Down | Flexibility | Violation | 1 | 2025-01-29 05:00 | 106.2834 | - | 1 | 5 | 0.25
4hr LiIon | System | Constraint | Flex Down | Flexibility | Violation | 1 | 2025-01-30 02:00 | 118.68 | - | 1 | 2 | 0.25
4hr LiIon | System | Constraint | Flex Down | Flexibility | Violation | 1 | 2025-01-30 02:15 | 55.8077 | - | 1 | 2 | 0.25
4hr LiIon | System | Constraint | Flex Down | Flexibility | Violation | 1 | 2025-01-30 04:00 | 122.1475 | - | 1 | 4 | 0.25
4hr LiIon | System | Constraint | Flex Down | Flexibility | Violation | 1 | 2025-01-30 04:15 | 15.7375 | - | 1 | 4 | 0.25
4hr LiIon | System | Constraint | Flex Down | Flexibility | Violation | 1 | 2025-01-30 14:00 | 90.572 | - | 1 | 14 | 0.25
4hr LiIon | System | Constraint | Flex Down | Flexibility | Violation | 1 | 2025-01-30 14:15 | 35.1686 | - | 1 | 14 | 0.25
4hr LiIon | System | Constraint | Flex Down | Flexibility | Violation | 1 | 2025-02-01 10:00 | 41.6748 | - | 2 | 10 | 0.25
4hr LiIon | System | Constraint | Flex Down | Flexibility | Violation | 1 | 2025-02-01 10:15 | 5.5482 | - | 2 | 10 | 0.25
4hr LiIon | System | Constraint | Flex Down | Flexibility | Violation | 1 | 2025-02-02 01:00 | 26.8398 | - | 2 | 1 | 0.25
4hr LiIon | System | Constraint | Flex Down | Flexibility | Violation | 1 | 2025-02-02 01:15 | 4.9834 | - | 2 | 1 | 0.25
4hr LiIon | System | Constraint | Flex Down | Flexibility | Violation | 1 | 2025-02-02 03:00 | 23.3672 | - | 2 | 3 | 0.25
4hr LiIon | System | Constraint | Flex Down | Flexibility | Violation | 1 | 2025-02-02 03:15 | 5.8072 | - | 2 | 3 | 0.25
4hr LiIon | System | Constraint | Flex Down | Flexibility | Violation | 1 | 2025-02-02 04:00 | 83.3787 | - | 2 | 4 | 0.25
4hr LiIon | System | Constraint | Flex Down | Flexibility | Violation | 1 | 2025-02-02 04:15 | 18.7742 | - | 2 | 4 | 0.25
4hr LiIon | System | Constraint | Flex Down | Flexibility | Violation | 1 | 2025-02-03 04:00 | 39.4346 | - | 2 | 4 | 0.25
4hr LiIon | System | Constraint | Flex Down | Flexibility | Violation | 1 | 2025-02-03 04:15 | 0.028429 | - | 2 | 4 | 0.25
4hr LiIon | System | Constraint | Flex Down | Flexibility | Violation | 1 | 2025-02-03 05:00 | 38.5574 | - | 2 | 5 | 0.25
4hr LiIon | System | Constraint | Flex Down | Flexibility | Violation | 1 | 2025-02-11 04:00 | 9.8161 | - | 2 | 4 | 0.25
4hr LiIon | System | Constraint | Flex Down | Flexibility | Violation | 1 | 2025-02-11 05:00 | 3.7746 | - | 2 | 5 | 0.25
4hr LiIon | System | Constraint | Flex Down | Flexibility | Violation | 1 | 2025-02-18 03:00 | 20.6517 | - | 2 | 3 | 0.25
4hr LiIon | System | Constraint | Flex Down | Flexibility | Violation | 1 | 2025-02-18 03:15 | 0.26143 | - | 2 | 3 | 0.25
4hr LiIon | System | Constraint | Flex Down | Flexibility | Violation | 1 | 2025-02-18 12:45 | 0.44316 | - | 2 | 12 | 0.25
4hr LiIon | System | Constraint | Flex Down | Flexibility | Violation | 1 | 2025-02-18 15:00 | 107.4978 | - | 2 | 15 | 0.25
4hr LiIon | System | Constraint | Flex Down | Flexibility | Violation | 1 | 2025-02-18 15:15 | 11.2211 | - | 2 | 15 | 0.25
4hr LiIon | System | Constraint | Flex Down | Flexibility | Violation | 1 | 2025-02-19 16:00 | 12.306 | - | 2 | 16 | 0.25
4hr LiIon | System | Constraint | Flex Down | Flexibility | Violation | 1 | 2025-02-21 04:00 | 43.535 | - | 2 | 4 | 0.25
4hr LiIon | System | Constraint | Flex Down | Flexibility | Violation | 1 | 2025-02-23 12:00 | 57.2095 | - | 2 | 12 | 0.25
4hr LiIon | System | Constraint | Flex Down | Flexibility | Violation | 1 | 2025-02-24 02:00 | 2.0439 | - | 2 | 2 | 0.25
4hr LiIon | System | Constraint | Flex Down | Flexibility | Violation | 1 | 2025-02-24 05:00 | 237.7164 | - | 2 | 5 | 0.25
4hr LiIon | System | Constraint | Flex Down | Flexibility | Violation | 1 | 2025-02-24 05:15 | 121.6351 | - | 2 | 5 | 0.25
4hr LiIon | System | Constraint | Flex Down | Flexibility | Violation | 1 | 2025-02-25 03:00 | 40.5473 | - | 2 | 3 | 0.25
4hr LiIon | System | Constraint | Flex Down | Flexibility | Violation | 1 | 2025-02-25 06:00 | 178.9329 | - | 2 | 6 | 0.25
4hr LiIon | System | Constraint | Flex Down | Flexibility | Violation | 1 | 2025-02-25 10:45 | 8.8835 | - | 2 | 10 | 0.25
4hr LiIon | System | Constraint | Flex Down | Flexibility | Violation | 1 | 2025-02-25 11:30 | 2.8484 | - | 2 | 11 | 0.25
4hr LiIon | System | Constraint | Flex Down | Flexibility | Violation | 1 | 2025-02-25 11:45 | 22.6324 | - | 2 | 11 | 0.25
4hr LiIon | System | Constraint | Flex Down | Flexibility | Violation | 1 | 2025-02-25 13:00 | 57.7845 | - | 2 | 13 | 0.25
4hr LiIon | System | Constraint | Flex Down | Flexibility | Violation | 1 | 2025-02-25 13:15 | 28.2851 | - | 2 | 13 | 0.25
4hr LiIon | System | Constraint | Flex Down | Flexibility | Violation | 1 | 2025-02-25 13:30 | 5.7858 | - | 2 | 13 | 0.25
4hr LiIon | System | Constraint | Flex Down | Flexibility | Violation | 1 | 2025-02-25 15:00 | 26.432 | - | 2 | 15 | 0.25
4hr LiIon | System | Constraint | Flex Down | Flexibility | Violation | 1 | 2025-02-25 15:15 | 4.055 | - | 2 | 15 | 0.25
4hr LiIon | System | Constraint | Flex Down | Flexibility | Violation | 1 | 2025-03-03 03:00 | 46.0356 | - | 3 | 3 | 0.25
4hr LiIon | System | Constraint | Flex Down | Flexibility | Violation | 1 | 2025-03-05 04:00 | 66.1571 | - | 3 | 4 | 0.25
4hr LiIon | System | Constraint | Flex Down | Flexibility | Violation | 1 | 2025-03-15 10:30 | 2.0595 | - | 3 | 10 | 0.25
4hr LiIon | System | Constraint | Flex Down | Flexibility | Violation | 1 | 2025-03-15 10:45 | 53.8338 | - | 3 | 10 | 0.25
4hr LiIon | System | Constraint | Flex Down | Flexibility | Violation | 1 | 2025-03-15 11:15 | 19.6394 | - | 3 | 11 | 0.25
4hr LiIon | System | Constraint | Flex Down | Flexibility | Violation | 1 | 2025-03-15 11:30 | 60.2811 | - | 3 | 11 | 0.25
4hr LiIon | System | Constraint | Flex Down | Flexibility | Violation | 1 | 2025-03-15 11:45 | 89.9229 | - | 3 | 11 | 0.25
4hr LiIon | System | Constraint | Flex Down | Flexibility | Violation | 1 | 2025-03-15 12:30 | 15.1933 | - | 3 | 12 | 0.25
4hr LiIon | System | Constraint | Flex Down | Flexibility | Violation | 1 | 2025-03-15 12:45 | 82.9647 | - | 3 | 12 | 0.25
4hr LiIon | System | Constraint | Flex Down | Flexibility | Violation | 1 | 2025-03-16 10:00 | 15.1884 | - | 3 | 10 | 0.25
4hr LiIon | System | Constraint | Flex Down | Flexibility | Violation | 1 | 2025-03-16 10:15 | 28.9567 | - | 3 | 10 | 0.25
4hr LiIon | System | Constraint | Flex Down | Flexibility | Violation | 1 | 2025-03-16 10:30 | 56.7251 | - | 3 | 10 | 0.25
4hr LiIon | System | Constraint | Flex Down | Flexibility | Violation | 1 | 2025-03-16 10:45 | 93.4935 | - | 3 | 10 | 0.25
4hr LiIon | System | Constraint | Flex Down | Flexibility | Violation | 1 | 2025-03-16 11:15 | 7.5066 | - | 3 | 11 | 0.25
4hr LiIon | System | Constraint | Flex Down | Flexibility | Violation | 1 | 2025-03-16 11:30 | 36.5671 | - | 3 | 11 | 0.25
4hr LiIon | System | Constraint | Flex Down | Flexibility | Violation | 1 | 2025-03-16 11:45 | 75.6277 | - | 3 | 11 | 0.25
4hr LiIon | System | Constraint | Flex Down | Flexibility | Violation | 1 | 2025-03-16 12:00 | 49.3322 | - | 3 | 12 | 0.25
4hr LiIon | System | Constraint | Flex Down | Flexibility | Violation | 1 | 2025-03-16 12:15 | 61.2206 | - | 3 | 12 | 0.25
4hr LiIon | System | Constraint | Flex Down | Flexibility | Violation | 1 | 2025-03-16 12:30 | 70.1091 | - | 3 | 12 | 0.25
4hr LiIon | System | Constraint | Flex Down | Flexibility | Violation | 1 | 2025-03-16 12:45 | 69.9976 | - | 3 | 12 | 0.25
4hr LiIon | System | Constraint | Flex Down | Flexibility | Violation | 1 | 2025-03-16 13:00 | 2.6288 | - | 3 | 13 | 0.25
4hr LiIon | System | Constraint | Flex Down | Flexibility | Violation | 1 | 2025-03-16 13:15 | 8.7267 | - | 3 | 13 | 0.25
4hr LiIon | System | Constraint | Flex Down | Flexibility | Violation | 1 | 2025-03-16 13:30 | 22.8245 | - | 3 | 13 | 0.25
4hr LiIon | System | Constraint | Flex Down | Flexibility | Violation | 1 | 2025-03-16 13:45 | 32.9223 | - | 3 | 13 | 0.25
4hr LiIon | System | Constraint | Flex Down | Flexibility | Violation | 1 | 2025-03-16 22:45 | 22.8498 | - | 3 | 22 | 0.25
4hr LiIon | System | Constraint | Flex Down | Flexibility | Violation | 1 | 2025-03-17 | 28.0268 | - | 3 | 0 | 0.25
4hr LiIon | System | Constraint | Flex Down | Flexibility | Violation | 1 | 2025-03-17 00:15 | 30.8646 | - | 3 | 0 | 0.25
4hr LiIon | System | Constraint | Flex Down | Flexibility | Violation | 1 | 2025-03-17 00:30 | 24.7024 | - | 3 | 0 | 0.25
4hr LiIon | System | Constraint | Flex Down | Flexibility | Violation | 1 | 2025-03-17 00:45 | 17.5402 | - | 3 | 0 | 0.25
4hr LiIon | System | Constraint | Flex Down | Flexibility | Violation | 1 | 2025-03-17 08:45 | 75.5099 | - | 3 | 8 | 0.25
4hr LiIon | System | Constraint | Flex Down | Flexibility | Violation | 1 | 2025-03-18 20:45 | 20.4399 | - | 3 | 20 | 0.25
4hr LiIon | System | Constraint | Flex Down | Flexibility | Violation | 1 | 2025-03-18 21:15 | 40.2078 | - | 3 | 21 | 0.25
4hr LiIon | System | Constraint | Flex Down | Flexibility | Violation | 1 | 2025-03-18 21:30 | 89.9811 | - | 3 | 21 | 0.25
4hr LiIon | System | Constraint | Flex Down | Flexibility | Violation | 1 | 2025-03-18 21:45 | 125.7545 | - | 3 | 21 | 0.25
4hr LiIon | System | Constraint | Flex Down | Flexibility | Violation | 1 | 2025-03-18 22:45 | 74.4319 | - | 3 | 22 | 0.25
4hr LiIon | System | Constraint | Flex Down | Flexibility | Violation | 1 | 2025-03-20 00:30 | 30.3336 | - | 3 | 0 | 0.25
4hr LiIon | System | Constraint | Flex Down | Flexibility | Violation | 1 | 2025-03-20 00:45 | 46.7293 | - | 3 | 0 | 0.25
4hr LiIon | System | Constraint | Flex Down | Flexibility | Violation | 1 | 2025-03-21 10:30 | 16.8863 | - | 3 | 10 | 0.25
4hr LiIon | System | Constraint | Flex Down | Flexibility | Violation | 1 | 2025-03-21 10:45 | 61.8575 | - | 3 | 10 | 0.25
4hr LiIon | System | Constraint | Flex Down | Flexibility | Violation | 1 | 2025-03-21 11:30 | 14.9111 | - | 3 | 11 | 0.25
4hr LiIon | System | Constraint | Flex Down | Flexibility | Violation | 1 | 2025-03-21 11:45 | 30.1949 | - | 3 | 11 | 0.25
4hr LiIon | System | Constraint | Flex Down | Flexibility | Violation | 1 | 2025-03-21 12:30 | 6.2725 | - | 3 | 12 | 0.25
4hr LiIon | System | Constraint | Flex Down | Flexibility | Violation | 1 | 2025-03-21 12:45 | 22.6131 | - | 3 | 12 | 0.25
4hr LiIon | System | Constraint | Flex Down | Flexibility | Violation | 1 | 2025-03-21 13:00 | 4.9093 | - | 3 | 13 | 0.25
4hr LiIon | System | Constraint | Flex Down | Flexibility | Violation | 1 | 2025-03-22 09:45 | 17.335 | - | 3 | 9 | 0.25
4hr LiIon | System | Constraint | Flex Down | Flexibility | Violation | 1 | 2025-03-22 10:30 | 2.5671 | - | 3 | 10 | 0.25
4hr LiIon | System | Constraint | Flex Down | Flexibility | Violation | 1 | 2025-03-22 10:45 | 48.2818 | - | 3 | 10 | 0.25
4hr LiIon | System | Constraint | Flex Down | Flexibility | Violation | 1 | 2025-03-22 11:00 | 35.7218 | - | 3 | 11 | 0.25
4hr LiIon | System | Constraint | Flex Down | Flexibility | Violation | 1 | 2025-03-22 11:15 | 41.5298 | - | 3 | 11 | 0.25
4hr LiIon | System | Constraint | Flex Down | Flexibility | Violation | 1 | 2025-03-22 11:30 | 44.3378 | - | 3 | 11 | 0.25
4hr LiIon | System | Constraint | Flex Down | Flexibility | Violation | 1 | 2025-03-22 11:45 | 40.1458 | - | 3 | 11 | 0.25
4hr LiIon | System | Constraint | Flex Down | Flexibility | Violation | 1 | 2025-03-22 12:00 | 108.3399 | - | 3 | 12 | 0.25
4hr LiIon | System | Constraint | Flex Down | Flexibility | Violation | 1 | 2025-03-22 12:15 | 103.9079 | - | 3 | 12 | 0.25
4hr LiIon | System | Constraint | Flex Down | Flexibility | Violation | 1 | 2025-03-22 12:30 | 97.4759 | - | 3 | 12 | 0.25
4hr LiIon | System | Constraint | Flex Down | Flexibility | Violation | 1 | 2025-03-22 12:45 | 95.0438 | - | 3 | 12 | 0.25
4hr LiIon | System | Constraint | Flex Down | Flexibility | Violation | 1 | 2025-03-22 13:00 | 113.1049 | - | 3 | 13 | 0.25
4hr LiIon | System | Constraint | Flex Down | Flexibility | Violation | 1 | 2025-03-22 13:15 | 98.5525 | - | 3 | 13 | 0.25
4hr LiIon | System | Constraint | Flex Down | Flexibility | Violation | 1 | 2025-03-22 13:30 | 74 | - | 3 | 13 | 0.25
4hr LiIon | System | Constraint | Flex Down | Flexibility | Violation | 1 | 2025-03-22 13:45 | 49.4476 | - | 3 | 13 | 0.25
4hr LiIon | System | Constraint | Flex Down | Flexibility | Violation | 1 | 2025-03-22 14:00 | 42.8785 | - | 3 | 14 | 0.25
4hr LiIon | System | Constraint | Flex Down | Flexibility | Violation | 1 | 2025-03-22 14:15 | 39.6009 | - | 3 | 14 | 0.25
4hr LiIon | System | Constraint | Flex Down | Flexibility | Violation | 1 | 2025-03-22 14:30 | 31.3234 | - | 3 | 14 | 0.25
4hr LiIon | System | Constraint | Flex Down | Flexibility | Violation | 1 | 2025-03-22 14:45 | 28.0458 | - | 3 | 14 | 0.25
4hr LiIon | System | Constraint | Flex Down | Flexibility | Violation | 1 | 2025-03-22 15:00 | 23.837 | - | 3 | 15 | 0.25
4hr LiIon | System | Constraint | Flex Down | Flexibility | Violation | 1 | 2025-03-22 15:15 | 5.7755 | - | 3 | 15 | 0.25
4hr LiIon | System | Constraint | Flex Down | Flexibility | Violation | 1 | 2025-03-22 22:45 | 30.3087 | - | 3 | 22 | 0.25
4hr LiIon | System | Constraint | Flex Down | Flexibility | Violation | 1 | 2025-03-25 21:00 | 95.7374 | - | 3 | 21 | 0.25
4hr LiIon | System | Constraint | Flex Down | Flexibility | Violation | 1 | 2025-03-25 21:15 | 145.9314 | - | 3 | 21 | 0.25
4hr LiIon | System | Constraint | Flex Down | Flexibility | Violation | 1 | 2025-03-25 21:30 | 170.1254 | - | 3 | 21 | 0.25
4hr LiIon | System | Constraint | Flex Down | Flexibility | Violation | 1 | 2025-03-25 21:45 | 211.3194 | - | 3 | 21 | 0.25
4hr LiIon | System | Constraint | Flex Down | Flexibility | Violation | 1 | 2025-03-25 22:00 | 54.0155 | - | 3 | 22 | 0.25
4hr LiIon | System | Constraint | Flex Down | Flexibility | Violation | 1 | 2025-03-25 22:15 | 129.9327 | - | 3 | 22 | 0.25
4hr LiIon | System | Constraint | Flex Down | Flexibility | Violation | 1 | 2025-03-25 22:30 | 184.85 | - | 3 | 22 | 0.25
4hr LiIon | System | Constraint | Flex Down | Flexibility | Violation | 1 | 2025-03-25 22:45 | 230.7672 | - | 3 | 22 | 0.25
4hr LiIon | System | Constraint | Flex Down | Flexibility | Violation | 1 | 2025-03-25 23:45 | 17.2639 | - | 3 | 23 | 0.25
4hr LiIon | System | Constraint | Flex Down | Flexibility | Violation | 1 | 2025-03-26 | 43.8854 | - | 3 | 0 | 0.25
4hr LiIon | System | Constraint | Flex Down | Flexibility | Violation | 1 | 2025-03-26 00:15 | 53.1716 | - | 3 | 0 | 0.25
4hr LiIon | System | Constraint | Flex Down | Flexibility | Violation | 1 | 2025-03-26 00:30 | 45.4579 | - | 3 | 0 | 0.25
4hr LiIon | System | Constraint | Flex Down | Flexibility | Violation | 1 | 2025-03-26 00:45 | 43.7442 | - | 3 | 0 | 0.25
4hr LiIon | System | Constraint | Flex Down | Flexibility | Violation | 1 | 2025-03-26 09:30 | 32.9066 | - | 3 | 9 | 0.25
4hr LiIon | System | Constraint | Flex Down | Flexibility | Violation | 1 | 2025-03-26 09:45 | 66.8671 | - | 3 | 9 | 0.25
4hr LiIon | System | Constraint | Flex Down | Flexibility | Violation | 1 | 2025-03-26 10:30 | 8.5331 | - | 3 | 10 | 0.25
4hr LiIon | System | Constraint | Flex Down | Flexibility | Violation | 1 | 2025-03-26 10:45 | 32.0758 | - | 3 | 10 | 0.25
4hr LiIon | System | Constraint | Flex Down | Flexibility | Violation | 1 | 2025-03-26 11:00 | 191.9322 | - | 3 | 11 | 0.25
4hr LiIon | System | Constraint | Flex Down | Flexibility | Violation | 1 | 2025-03-26 11:15 | 150.4566 | - | 3 | 11 | 0.25
4hr LiIon | System | Constraint | Flex Down | Flexibility | Violation | 1 | 2025-03-26 11:30 | 99.981 | - | 3 | 11 | 0.25
4hr LiIon | System | Constraint | Flex Down | Flexibility | Violation | 1 | 2025-03-26 11:45 | 53.5054 | - | 3 | 11 | 0.25
4hr LiIon | System | Constraint | Flex Down | Flexibility | Violation | 1 | 2025-03-26 12:45 | 9.9517 | - | 3 | 12 | 0.25
4hr LiIon | System | Constraint | Flex Down | Flexibility | Violation | 1 | 2025-03-26 13:45 | 1.4616 | - | 3 | 13 | 0.25
4hr LiIon | System | Constraint | Flex Down | Flexibility | Violation | 1 | 2025-03-26 14:00 | 246.4968 | - | 3 | 14 | 0.25
4hr LiIon | System | Constraint | Flex Down | Flexibility | Violation | 1 | 2025-03-26 14:15 | 161.9537 | - | 3 | 14 | 0.25
4hr LiIon | System | Constraint | Flex Down | Flexibility | Violation | 1 | 2025-03-26 14:30 | 85.4105 | - | 3 | 14 | 0.25
4hr LiIon | System | Constraint | Flex Down | Flexibility | Violation | 1 | 2025-03-26 20:00 | 14.732 | - | 3 | 20 | 0.25
4hr LiIon | System | Constraint | Flex Down | Flexibility | Violation | 1 | 2025-03-26 20:15 | 25.887 | - | 3 | 20 | 0.25
4hr LiIon | System | Constraint | Flex Down | Flexibility | Violation | 1 | 2025-03-26 20:30 | 42.0419 | - | 3 | 20 | 0.25
4hr LiIon | System | Constraint | Flex Down | Flexibility | Violation | 1 | 2025-03-26 20:45 | 63.1969 | - | 3 | 20 | 0.25
4hr LiIon | System | Constraint | Flex Down | Flexibility | Violation | 1 | 2025-03-27 08:15 | 18.6553 | - | 3 | 8 | 0.25
4hr LiIon | System | Constraint | Flex Down | Flexibility | Violation | 1 | 2025-03-27 08:30 | 60.114 | - | 3 | 8 | 0.25
4hr LiIon | System | Constraint | Flex Down | Flexibility | Violation | 1 | 2025-03-27 08:45 | 96.5727 | - | 3 | 8 | 0.25
4hr LiIon | System | Constraint | Flex Down | Flexibility | Violation | 1 | 2025-03-27 09:15 | 9.1266 | - | 3 | 9 | 0.25
4hr LiIon | System | Constraint | Flex Down | Flexibility | Violation | 1 | 2025-03-27 09:30 | 43.2935 | - | 3 | 9 | 0.25
4hr LiIon | System | Constraint | Flex Down | Flexibility | Violation | 1 | 2025-03-27 09:45 | 69.4605 | - | 3 | 9 | 0.25
4hr LiIon | System | Constraint | Flex Down | Flexibility | Violation | 1 | 2025-03-27 10:15 | 18.2323 | - | 3 | 10 | 0.25
4hr LiIon | System | Constraint | Flex Down | Flexibility | Violation | 1 | 2025-03-27 10:30 | 44.7392 | - | 3 | 10 | 0.25
4hr LiIon | System | Constraint | Flex Down | Flexibility | Violation | 1 | 2025-03-27 10:45 | 58.2461 | - | 3 | 10 | 0.25
4hr LiIon | System | Constraint | Flex Down | Flexibility | Violation | 1 | 2025-03-27 11:00 | 45.1774 | - | 3 | 11 | 0.25
4hr LiIon | System | Constraint | Flex Down | Flexibility | Violation | 1 | 2025-03-27 11:15 | 42.5866 | - | 3 | 11 | 0.25
4hr LiIon | System | Constraint | Flex Down | Flexibility | Violation | 1 | 2025-03-27 11:30 | 33.9959 | - | 3 | 11 | 0.25
4hr LiIon | System | Constraint | Flex Down | Flexibility | Violation | 1 | 2025-03-27 11:45 | 24.4051 | - | 3 | 11 | 0.25
4hr LiIon | System | Constraint | Flex Down | Flexibility | Violation | 1 | 2025-03-28 | 3.5585 | - | 3 | 0 | 0.25
4hr LiIon | System | Constraint | Flex Down | Flexibility | Violation | 1 | 2025-03-28 00:15 | 3.5585 | - | 3 | 0 | 0.25
4hr LiIon | System | Constraint | Flex Down | Flexibility | Violation | 1 | 2025-03-28 00:30 | 3.5585 | - | 3 | 0 | 0.25
4hr LiIon | System | Constraint | Flex Down | Flexibility | Violation | 1 | 2025-03-28 00:45 | 3.5585 | - | 3 | 0 | 0.25
4hr LiIon | System | Constraint | Flex Down | Flexibility | Violation | 1 | 2025-03-28 09:00 | 174.7817 | - | 3 | 9 | 0.25
4hr LiIon | System | Constraint | Flex Down | Flexibility | Violation | 1 | 2025-03-28 09:15 | 126.0494 | - | 3 | 9 | 0.25
4hr LiIon | System | Constraint | Flex Down | Flexibility | Violation | 1 | 2025-03-28 09:30 | 88.3171 | - | 3 | 9 | 0.25
4hr LiIon | System | Constraint | Flex Down | Flexibility | Violation | 1 | 2025-03-28 09:45 | 45.5848 | - | 3 | 9 | 0.25
4hr LiIon | System | Constraint | Flex Down | Flexibility | Violation | 1 | 2025-03-28 12:00 | 96.2359 | - | 3 | 12 | 0.25
4hr LiIon | System | Constraint | Flex Down | Flexibility | Violation | 1 | 2025-03-28 12:15 | 43.4028 | - | 3 | 12 | 0.25
4hr LiIon | System | Constraint | Flex Down | Flexibility | Violation | 1 | 2025-03-28 12:30 | 13.5697 | - | 3 | 12 | 0.25
4hr LiIon | System | Constraint | Flex Down | Flexibility | Violation | 1 | 2025-03-29 | 0.056026 | - | 3 | 0 | 0.25
4hr LiIon | System | Constraint | Flex Down | Flexibility | Violation | 1 | 2025-03-29 00:15 | 23.6694 | - | 3 | 0 | 0.25
4hr LiIon | System | Constraint | Flex Down | Flexibility | Violation | 1 | 2025-03-29 00:30 | 35.2827 | - | 3 | 0 | 0.25
4hr LiIon | System | Constraint | Flex Down | Flexibility | Violation | 1 | 2025-03-29 00:45 | 57.8961 | - | 3 | 0 | 0.25
4hr LiIon | System | Constraint | Flex Down | Flexibility | Violation | 1 | 2025-04-01 08:45 | 19.6484 | - | 4 | 8 | 0.25
4hr LiIon | System | Constraint | Flex Down | Flexibility | Violation | 1 | 2025-04-01 09:30 | 2.2048 | - | 4 | 9 | 0.25
4hr LiIon | System | Constraint | Flex Down | Flexibility | Violation | 1 | 2025-04-01 09:45 | 16.4703 | - | 4 | 9 | 0.25
4hr LiIon | System | Constraint | Flex Down | Flexibility | Violation | 1 | 2025-04-01 10:15 | 5.7441 | - | 4 | 10 | 0.25
4hr LiIon | System | Constraint | Flex Down | Flexibility | Violation | 1 | 2025-04-01 10:30 | 42.0059 | - | 4 | 10 | 0.25
4hr LiIon | System | Constraint | Flex Down | Flexibility | Violation | 1 | 2025-04-01 10:45 | 77.2678 | - | 4 | 10 | 0.25
4hr LiIon | System | Constraint | Flex Down | Flexibility | Violation | 1 | 2025-04-01 11:15 | 13.0528 | - | 4 | 11 | 0.25
4hr LiIon | System | Constraint | Flex Down | Flexibility | Violation | 1 | 2025-04-01 11:30 | 25.7503 | - | 4 | 11 | 0.25
4hr LiIon | System | Constraint | Flex Down | Flexibility | Violation | 1 | 2025-04-01 11:45 | 31.4478 | - | 4 | 11 | 0.25
4hr LiIon | System | Constraint | Flex Down | Flexibility | Violation | 1 | 2025-04-01 12:00 | 36.2754 | - | 4 | 12 | 0.25
4hr LiIon | System | Constraint | Flex Down | Flexibility | Violation | 1 | 2025-04-01 12:15 | 18.703 | - | 4 | 12 | 0.25
4hr LiIon | System | Constraint | Flex Down | Flexibility | Violation | 1 | 2025-04-01 13:45 | 31.0887 | - | 4 | 13 | 0.25
4hr LiIon | System | Constraint | Flex Down | Flexibility | Violation | 1 | 2025-04-02 21:00 | 134.3926 | - | 4 | 21 | 0.25
4hr LiIon | System | Constraint | Flex Down | Flexibility | Violation | 1 | 2025-04-02 21:15 | 260.8693 | - | 4 | 21 | 0.25
4hr LiIon | System | Constraint | Flex Down | Flexibility | Violation | 1 | 2025-04-02 21:30 | 342.6009 | - | 4 | 21 | 0.25
4hr LiIon | System | Constraint | Flex Down | Flexibility | Violation | 1 | 2025-04-02 21:45 | 342.6009 | - | 4 | 21 | 0.25
4hr LiIon | System | Constraint | Flex Down | Flexibility | Violation | 1 | 2025-04-02 23:15 | 19.5564 | - | 4 | 23 | 0.25
4hr LiIon | System | Constraint | Flex Down | Flexibility | Violation | 1 | 2025-04-02 23:30 | 28.2353 | - | 4 | 23 | 0.25
4hr LiIon | System | Constraint | Flex Down | Flexibility | Violation | 1 | 2025-04-02 23:45 | 33.9141 | - | 4 | 23 | 0.25
4hr LiIon | System | Constraint | Flex Down | Flexibility | Violation | 1 | 2025-04-03 21:45 | 29.6347 | - | 4 | 21 | 0.25
4hr LiIon | System | Constraint | Flex Down | Flexibility | Violation | 1 | 2025-04-04 14:00 | 67.1062 | - | 4 | 14 | 0.25
4hr LiIon | System | Constraint | Flex Down | Flexibility | Violation | 1 | 2025-04-04 14:15 | 4.0717 | - | 4 | 14 | 0.25
4hr LiIon | System | Constraint | Flex Down | Flexibility | Violation | 1 | 2025-04-04 21:45 | 78.62 | - | 4 | 21 | 0.25
4hr LiIon | System | Constraint | Flex Down | Flexibility | Violation | 1 | 2025-04-05 23:45 | 18.5432 | - | 4 | 23 | 0.25
4hr LiIon | System | Constraint | Flex Down | Flexibility | Violation | 1 | 2025-04-06 00:30 | 8.5775 | - | 4 | 0 | 0.25
4hr LiIon | System | Constraint | Flex Down | Flexibility | Violation | 1 | 2025-04-06 00:45 | 50.4772 | - | 4 | 0 | 0.25
4hr LiIon | System | Constraint | Flex Down | Flexibility | Violation | 1 | 2025-04-06 01:15 | 12.6911 | - | 4 | 1 | 0.25
4hr LiIon | System | Constraint | Flex Down | Flexibility | Violation | 1 | 2025-04-06 01:30 | 37.0798 | - | 4 | 1 | 0.25
4hr LiIon | System | Constraint | Flex Down | Flexibility | Violation | 1 | 2025-04-06 01:45 | 56.4686 | - | 4 | 1 | 0.25
4hr LiIon | System | Constraint | Flex Down | Flexibility | Violation | 1 | 2025-04-06 03:00 | 26.2401 | - | 4 | 3 | 0.25
4hr LiIon | System | Constraint | Flex Down | Flexibility | Violation | 1 | 2025-04-06 10:00 | 9.59 | - | 4 | 10 | 0.25
4hr LiIon | System | Constraint | Flex Down | Flexibility | Violation | 1 | 2025-04-06 10:15 | 46.8746 | - | 4 | 10 | 0.25
4hr LiIon | System | Constraint | Flex Down | Flexibility | Violation | 1 | 2025-04-06 10:30 | 68.1593 | - | 4 | 10 | 0.25
4hr LiIon | System | Constraint | Flex Down | Flexibility | Violation | 1 | 2025-04-06 10:45 | 95.4439 | - | 4 | 10 | 0.25
4hr LiIon | System | Constraint | Flex Down | Flexibility | Violation | 1 | 2025-04-06 11:45 | 24.3001 | - | 4 | 11 | 0.25
4hr LiIon | System | Constraint | Flex Down | Flexibility | Violation | 1 | 2025-04-06 12:30 | 43.4728 | - | 4 | 12 | 0.25
4hr LiIon | System | Constraint | Flex Down | Flexibility | Violation | 1 | 2025-04-06 12:45 | 61.1903 | - | 4 | 12 | 0.25
4hr LiIon | System | Constraint | Flex Down | Flexibility | Violation | 1 | 2025-04-07 12:30 | 41.7896 | - | 4 | 12 | 0.25
4hr LiIon | System | Constraint | Flex Down | Flexibility | Violation | 1 | 2025-04-07 12:45 | 46.5901 | - | 4 | 12 | 0.25
4hr LiIon | System | Constraint | Flex Down | Flexibility | Violation | 1 | 2025-04-07 23:30 | 39.3558 | - | 4 | 23 | 0.25
4hr LiIon | System | Constraint | Flex Down | Flexibility | Violation | 1 | 2025-04-07 23:45 | 79.6501 | - | 4 | 23 | 0.25
4hr LiIon | System | Constraint | Flex Down | Flexibility | Violation | 1 | 2025-04-08 | 8.2373 | - | 4 | 0 | 0.25
4hr LiIon | System | Constraint | Flex Down | Flexibility | Violation | 1 | 2025-04-08 00:15 | 27.8143 | - | 4 | 0 | 0.25
4hr LiIon | System | Constraint | Flex Down | Flexibility | Violation | 1 | 2025-04-08 00:30 | 34.3914 | - | 4 | 0 | 0.25
4hr LiIon | System | Constraint | Flex Down | Flexibility | Violation | 1 | 2025-04-08 00:45 | 40.9685 | - | 4 | 0 | 0.25
4hr LiIon | System | Constraint | Flex Down | Flexibility | Violation | 1 | 2025-04-08 10:15 | 11.192 | - | 4 | 10 | 0.25
4hr LiIon | System | Constraint | Flex Down | Flexibility | Violation | 1 | 2025-04-08 10:30 | 62.7761 | - | 4 | 10 | 0.25
4hr LiIon | System | Constraint | Flex Down | Flexibility | Violation | 1 | 2025-04-08 10:45 | 72.3603 | - | 4 | 10 | 0.25
4hr LiIon | System | Constraint | Flex Down | Flexibility | Violation | 1 | 2025-04-08 11:00 | 67.733 | - | 4 | 11 | 0.25
4hr LiIon | System | Constraint | Flex Down | Flexibility | Violation | 1 | 2025-04-08 11:15 | 42.8758 | - | 4 | 11 | 0.25
4hr LiIon | System | Constraint | Flex Down | Flexibility | Violation | 1 | 2025-04-08 11:30 | 70.0186 | - | 4 | 11 | 0.25
4hr LiIon | System | Constraint | Flex Down | Flexibility | Violation | 1 | 2025-04-08 11:45 | 99.1613 | - | 4 | 11 | 0.25
4hr LiIon | System | Constraint | Flex Down | Flexibility | Violation | 1 | 2025-04-08 12:15 | 28.798 | - | 4 | 12 | 0.25
4hr LiIon | System | Constraint | Flex Down | Flexibility | Violation | 1 | 2025-04-08 12:30 | 78.9864 | - | 4 | 12 | 0.25
4hr LiIon | System | Constraint | Flex Down | Flexibility | Violation | 1 | 2025-04-08 12:45 | 119.1747 | - | 4 | 12 | 0.25
4hr LiIon | System | Constraint | Flex Down | Flexibility | Violation | 1 | 2025-04-08 13:15 | 17.6772 | - | 4 | 13 | 0.25
4hr LiIon | System | Constraint | Flex Down | Flexibility | Violation | 1 | 2025-04-08 13:30 | 41.0122 | - | 4 | 13 | 0.25
4hr LiIon | System | Constraint | Flex Down | Flexibility | Violation | 1 | 2025-04-08 13:45 | 66.3472 | - | 4 | 13 | 0.25
4hr LiIon | System | Constraint | Flex Down | Flexibility | Violation | 1 | 2025-04-08 21:45 | 32.4893 | - | 4 | 21 | 0.25
4hr LiIon | System | Constraint | Flex Down | Flexibility | Violation | 1 | 2025-04-08 22:30 | 51.5511 | - | 4 | 22 | 0.25
4hr LiIon | System | Constraint | Flex Down | Flexibility | Violation | 1 | 2025-04-08 22:45 | 108.2384 | - | 4 | 22 | 0.25
4hr LiIon | System | Constraint | Flex Down | Flexibility | Violation | 1 | 2025-04-12 00:45 | 23.8658 | - | 4 | 0 | 0.25
4hr LiIon | System | Constraint | Flex Down | Flexibility | Violation | 1 | 2025-04-12 03:00 | 86.5003 | - | 4 | 3 | 0.25
4hr LiIon | System | Constraint | Flex Down | Flexibility | Violation | 1 | 2025-04-12 21:15 | 45.7495 | - | 4 | 21 | 0.25
4hr LiIon | System | Constraint | Flex Down | Flexibility | Violation | 1 | 2025-04-12 21:30 | 132.7012 | - | 4 | 21 | 0.25
4hr LiIon | System | Constraint | Flex Down | Flexibility | Violation | 1 | 2025-04-12 21:45 | 260.653 | - | 4 | 21 | 0.25
4hr LiIon | System | Constraint | Flex Down | Flexibility | Violation | 1 | 2025-04-12 22:15 | 75.1319 | - | 4 | 22 | 0.25
4hr LiIon | System | Constraint | Flex Down | Flexibility | Violation | 1 | 2025-04-12 22:30 | 138.8714 | - | 4 | 22 | 0.25
4hr LiIon | System | Constraint | Flex Down | Flexibility | Violation | 1 | 2025-04-12 22:45 | 219.6109 | - | 4 | 22 | 0.25
4hr LiIon | System | Constraint | Flex Down | Flexibility | Violation | 1 | 2025-04-13 12:45 | 57.6538 | - | 4 | 12 | 0.25
4hr LiIon | System | Constraint | Flex Down | Flexibility | Violation | 1 | 2025-04-13 13:45 | 1.6328 | - | 4 | 13 | 0.25
4hr LiIon | System | Constraint | Flex Down | Flexibility | Violation | 1 | 2025-04-13 21:30 | 114.6811 | - | 4 | 21 | 0.25
4hr LiIon | System | Constraint | Flex Down | Flexibility | Violation | 1 | 2025-04-13 21:45 | 241.0669 | - | 4 | 21 | 0.25
4hr LiIon | System | Constraint | Flex Down | Flexibility | Violation | 1 | 2025-04-14 21:45 | 35.0402 | - | 4 | 21 | 0.25
4hr LiIon | System | Constraint | Flex Down | Flexibility | Violation | 1 | 2025-04-15 11:45 | 14.7448 | - | 4 | 11 | 0.25
4hr LiIon | System | Constraint | Flex Down | Flexibility | Violation | 1 | 2025-04-19 11:45 | 21.1776 | - | 4 | 11 | 0.25
4hr LiIon | System | Constraint | Flex Down | Flexibility | Violation | 1 | 2025-04-24 09:00 | 120.2577 | - | 4 | 9 | 0.25
4hr LiIon | System | Constraint | Flex Down | Flexibility | Violation | 1 | 2025-04-24 09:15 | 145.1255 | - | 4 | 9 | 0.25
4hr LiIon | System | Constraint | Flex Down | Flexibility | Violation | 1 | 2025-04-24 09:30 | 184.9933 | - | 4 | 9 | 0.25
4hr LiIon | System | Constraint | Flex Down | Flexibility | Violation | 1 | 2025-04-24 09:45 | 207.8611 | - | 4 | 9 | 0.25
4hr LiIon | System | Constraint | Flex Down | Flexibility | Violation | 1 | 2025-04-24 10:00 | 71.3634 | - | 4 | 10 | 0.25
4hr LiIon | System | Constraint | Flex Down | Flexibility | Violation | 1 | 2025-04-24 10:15 | 145.6956 | - | 4 | 10 | 0.25
4hr LiIon | System | Constraint | Flex Down | Flexibility | Violation | 1 | 2025-04-24 10:30 | 207.0279 | - | 4 | 10 | 0.25
4hr LiIon | System | Constraint | Flex Down | Flexibility | Violation | 1 | 2025-04-24 10:45 | 241.3601 | - | 4 | 10 | 0.25
4hr LiIon | System | Constraint | Flex Down | Flexibility | Violation | 1 | 2025-04-24 11:15 | 11.3844 | - | 4 | 11 | 0.25
4hr LiIon | System | Constraint | Flex Down | Flexibility | Violation | 1 | 2025-04-24 11:30 | 53.3765 | - | 4 | 11 | 0.25
4hr LiIon | System | Constraint | Flex Down | Flexibility | Violation | 1 | 2025-04-24 11:45 | 102.3686 | - | 4 | 11 | 0.25
4hr LiIon | System | Constraint | Flex Down | Flexibility | Violation | 1 | 2025-04-24 12:00 | 15.8109 | - | 4 | 12 | 0.25
4hr LiIon | System | Constraint | Flex Down | Flexibility | Violation | 1 | 2025-04-24 12:15 | 39.2631 | - | 4 | 12 | 0.25
4hr LiIon | System | Constraint | Flex Down | Flexibility | Violation | 1 | 2025-04-24 12:30 | 66.7153 | - | 4 | 12 | 0.25
4hr LiIon | System | Constraint | Flex Down | Flexibility | Violation | 1 | 2025-04-24 12:45 | 108.1676 | - | 4 | 12 | 0.25
4hr LiIon | System | Constraint | Flex Down | Flexibility | Violation | 1 | 2025-04-24 13:30 | 4.6553 | - | 4 | 13 | 0.25
4hr LiIon | System | Constraint | Flex Down | Flexibility | Violation | 1 | 2025-04-24 13:45 | 15.1537 | - | 4 | 13 | 0.25
4hr LiIon | System | Constraint | Flex Down | Flexibility | Violation | 1 | 2025-04-25 | 75.223 | - | 4 | 0 | 0.25
4hr LiIon | System | Constraint | Flex Down | Flexibility | Violation | 1 | 2025-04-25 00:15 | 74.2423 | - | 4 | 0 | 0.25
4hr LiIon | System | Constraint | Flex Down | Flexibility | Violation | 1 | 2025-04-25 00:30 | 75.2616 | - | 4 | 0 | 0.25
4hr LiIon | System | Constraint | Flex Down | Flexibility | Violation | 1 | 2025-04-25 00:45 | 73.2809 | - | 4 | 0 | 0.25
4hr LiIon | System | Constraint | Flex Down | Flexibility | Violation | 1 | 2025-04-25 09:15 | 46.5499 | - | 4 | 9 | 0.25
4hr LiIon | System | Constraint | Flex Down | Flexibility | Violation | 1 | 2025-04-25 09:30 | 92.5323 | - | 4 | 9 | 0.25
4hr LiIon | System | Constraint | Flex Down | Flexibility | Violation | 1 | 2025-04-25 09:45 | 136.5147 | - | 4 | 9 | 0.25
4hr LiIon | System | Constraint | Flex Down | Flexibility | Violation | 1 | 2025-04-25 10:30 | 31.1404 | - | 4 | 10 | 0.25
4hr LiIon | System | Constraint | Flex Down | Flexibility | Violation | 1 | 2025-04-25 10:45 | 100.0124 | - | 4 | 10 | 0.25
4hr LiIon | System | Constraint | Flex Down | Flexibility | Violation | 1 | 2025-04-25 11:45 | 29.3756 | - | 4 | 11 | 0.25
4hr LiIon | System | Constraint | Flex Down | Flexibility | Violation | 1 | 2025-04-27 10:30 | 39.3059 | - | 4 | 10 | 0.25
4hr LiIon | System | Constraint | Flex Down | Flexibility | Violation | 1 | 2025-04-27 10:45 | 73.9732 | - | 4 | 10 | 0.25
4hr LiIon | System | Constraint | Flex Down | Flexibility | Violation | 1 | 2025-04-27 12:30 | 36.5006 | - | 4 | 12 | 0.25
4hr LiIon | System | Constraint | Flex Down | Flexibility | Violation | 1 | 2025-04-27 12:45 | 54.8894 | - | 4 | 12 | 0.25
4hr LiIon | System | Constraint | Flex Down | Flexibility | Violation | 1 | 2025-04-27 13:00 | 7.9241 | - | 4 | 13 | 0.25
4hr LiIon | System | Constraint | Flex Down | Flexibility | Violation | 1 | 2025-04-27 13:15 | 11.4263 | - | 4 | 13 | 0.25
4hr LiIon | System | Constraint | Flex Down | Flexibility | Violation | 1 | 2025-04-27 13:30 | 6.9285 | - | 4 | 13 | 0.25
4hr LiIon | System | Constraint | Flex Down | Flexibility | Violation | 1 | 2025-04-27 13:45 | 3.4308 | - | 4 | 13 | 0.25
4hr LiIon | System | Constraint | Flex Down | Flexibility | Violation | 1 | 2025-05-01 21:45 | 152.2219 | - | 5 | 21 | 0.25
4hr LiIon | System | Constraint | Flex Down | Flexibility | Violation | 1 | 2025-05-02 08:45 | 8.2425 | - | 5 | 8 | 0.25
4hr LiIon | System | Constraint | Flex Down | Flexibility | Violation | 1 | 2025-05-02 12:45 | 32.2525 | - | 5 | 12 | 0.25
4hr LiIon | System | Constraint | Flex Down | Flexibility | Violation | 1 | 2025-05-02 15:00 | 5.985 | - | 5 | 15 | 0.25
4hr LiIon | System | Constraint | Flex Down | Flexibility | Violation | 1 | 2025-05-02 15:15 | 5.985 | - | 5 | 15 | 0.25
4hr LiIon | System | Constraint | Flex Down | Flexibility | Violation | 1 | 2025-05-02 15:30 | 5.985 | - | 5 | 15 | 0.25
4hr LiIon | System | Constraint | Flex Down | Flexibility | Violation | 1 | 2025-05-02 15:45 | 5.985 | - | 5 | 15 | 0.25
4hr LiIon | System | Constraint | Flex Down | Flexibility | Violation | 1 | 2025-05-03 16:00 | 168.566 | - | 5 | 16 | 0.25
4hr LiIon | System | Constraint | Flex Down | Flexibility | Violation | 1 | 2025-05-03 16:15 | 41.0952 | - | 5 | 16 | 0.25
4hr LiIon | System | Constraint | Flex Down | Flexibility | Violation | 1 | 2025-05-03 21:15 | 38.6565 | - | 5 | 21 | 0.25
4hr LiIon | System | Constraint | Flex Down | Flexibility | Violation | 1 | 2025-05-03 21:30 | 85.8306 | - | 5 | 21 | 0.25
4hr LiIon | System | Constraint | Flex Down | Flexibility | Violation | 1 | 2025-05-03 21:45 | 128.0048 | - | 5 | 21 | 0.25
4hr LiIon | System | Constraint | Flex Down | Flexibility | Violation | 1 | 2025-05-03 22:30 | 11.2942 | - | 5 | 22 | 0.25
4hr LiIon | System | Constraint | Flex Down | Flexibility | Violation | 1 | 2025-05-03 22:45 | 65.0573 | - | 5 | 22 | 0.25
4hr LiIon | System | Constraint | Flex Down | Flexibility | Violation | 1 | 2025-05-04 01:15 | 7.3236 | - | 5 | 1 | 0.25
4hr LiIon | System | Constraint | Flex Down | Flexibility | Violation | 1 | 2025-05-04 01:30 | 33.1954 | - | 5 | 1 | 0.25
4hr LiIon | System | Constraint | Flex Down | Flexibility | Violation | 1 | 2025-05-04 01:45 | 48.0672 | - | 5 | 1 | 0.25
4hr LiIon | System | Constraint | Flex Down | Flexibility | Violation | 1 | 2025-05-04 02:00 | 60.5042 | - | 5 | 2 | 0.25
4hr LiIon | System | Constraint | Flex Down | Flexibility | Violation | 1 | 2025-05-04 02:15 | 8.4746 | - | 5 | 2 | 0.25
4hr LiIon | System | Constraint | Flex Down | Flexibility | Violation | 1 | 2025-05-04 20:45 | 14.1238 | - | 5 | 20 | 0.25
4hr LiIon | System | Constraint | Flex Down | Flexibility | Violation | 1 | 2025-05-04 21:15 | 95.5117 | - | 5 | 21 | 0.25
4hr LiIon | System | Constraint | Flex Down | Flexibility | Violation | 1 | 2025-05-04 21:30 | 207.2056 | - | 5 | 21 | 0.25
4hr LiIon | System | Constraint | Flex Down | Flexibility | Violation | 1 | 2025-05-04 21:45 | 303.8996 | - | 5 | 21 | 0.25
4hr LiIon | System | Constraint | Flex Down | Flexibility | Violation | 1 | 2025-05-04 22:15 | 76.4854 | - | 5 | 22 | 0.25
4hr LiIon | System | Constraint | Flex Down | Flexibility | Violation | 1 | 2025-05-04 22:30 | 159.7783 | - | 5 | 22 | 0.25
4hr LiIon | System | Constraint | Flex Down | Flexibility | Violation | 1 | 2025-05-04 22:45 | 244.0712 | - | 5 | 22 | 0.25
4hr LiIon | System | Constraint | Flex Down | Flexibility | Violation | 1 | 2025-05-04 23:30 | 11.4403 | - | 5 | 23 | 0.25
4hr LiIon | System | Constraint | Flex Down | Flexibility | Violation | 1 | 2025-05-04 23:45 | 59.3083 | - | 5 | 23 | 0.25
4hr LiIon | System | Constraint | Flex Down | Flexibility | Violation | 1 | 2025-05-05 | 30.846 | - | 5 | 0 | 0.25
4hr LiIon | System | Constraint | Flex Down | Flexibility | Violation | 1 | 2025-05-05 00:15 | 40.9961 | - | 5 | 0 | 0.25
4hr LiIon | System | Constraint | Flex Down | Flexibility | Violation | 1 | 2025-05-05 00:30 | 60.1462 | - | 5 | 0 | 0.25
4hr LiIon | System | Constraint | Flex Down | Flexibility | Violation | 1 | 2025-05-05 00:45 | 59.2963 | - | 5 | 0 | 0.25
4hr LiIon | System | Constraint | Flex Down | Flexibility | Violation | 1 | 2025-05-05 20:45 | 32.017 | - | 5 | 20 | 0.25
4hr LiIon | System | Constraint | Flex Down | Flexibility | Violation | 1 | 2025-05-05 21:30 | 144.7218 | - | 5 | 21 | 0.25
4hr LiIon | System | Constraint | Flex Down | Flexibility | Violation | 1 | 2025-05-05 21:45 | 275.9567 | - | 5 | 21 | 0.25
4hr LiIon | System | Constraint | Flex Down | Flexibility | Violation | 1 | 2025-05-06 20:30 | 5.8305 | - | 5 | 20 | 0.25
4hr LiIon | System | Constraint | Flex Down | Flexibility | Violation | 1 | 2025-05-06 20:45 | 141.5001 | - | 5 | 20 | 0.25
4hr LiIon | System | Constraint | Flex Down | Flexibility | Violation | 1 | 2025-05-06 21:00 | 118.5782 | - | 5 | 21 | 0.25
4hr LiIon | System | Constraint | Flex Down | Flexibility | Violation | 1 | 2025-05-06 21:15 | 252.6563 | - | 5 | 21 | 0.25
4hr LiIon | System | Constraint | Flex Down | Flexibility | Violation | 1 | 2025-05-06 21:30 | 342.6009 | - | 5 | 21 | 0.25
4hr LiIon | System | Constraint | Flex Down | Flexibility | Violation | 1 | 2025-05-06 21:45 | 342.6009 | - | 5 | 21 | 0.25
4hr LiIon | System | Constraint | Flex Down | Flexibility | Violation | 1 | 2025-05-06 22:15 | 3.2378 | - | 5 | 22 | 0.25
4hr LiIon | System | Constraint | Flex Down | Flexibility | Violation | 1 | 2025-05-06 22:30 | 63.4504 | - | 5 | 22 | 0.25
4hr LiIon | System | Constraint | Flex Down | Flexibility | Violation | 1 | 2025-05-06 22:45 | 122.6631 | - | 5 | 22 | 0.25
4hr LiIon | System | Constraint | Flex Down | Flexibility | Violation | 1 | 2025-05-06 23:45 | 39.9031 | - | 5 | 23 | 0.25
4hr LiIon | System | Constraint | Flex Down | Flexibility | Violation | 1 | 2025-05-07 00:30 | 1.6475 | - | 5 | 0 | 0.25
4hr LiIon | System | Constraint | Flex Down | Flexibility | Violation | 1 | 2025-05-07 00:45 | 12.1216 | - | 5 | 0 | 0.25
4hr LiIon | System | Constraint | Flex Down | Flexibility | Violation | 1 | 2025-05-07 21:15 | 44.8934 | - | 5 | 21 | 0.25
4hr LiIon | System | Constraint | Flex Down | Flexibility | Violation | 1 | 2025-05-07 21:30 | 151.272 | - | 5 | 21 | 0.25
4hr LiIon | System | Constraint | Flex Down | Flexibility | Violation | 1 | 2025-05-07 21:45 | 256.6505 | - | 5 | 21 | 0.25
4hr LiIon | System | Constraint | Flex Down | Flexibility | Violation | 1 | 2025-05-08 22:45 | 108.18 | - | 5 | 22 | 0.25
4hr LiIon | System | Constraint | Flex Down | Flexibility | Violation | 1 | 2025-05-10 15:00 | 3.6334 | - | 5 | 15 | 0.25
4hr LiIon | System | Constraint | Flex Down | Flexibility | Violation | 1 | 2025-05-10 15:15 | 3.6334 | - | 5 | 15 | 0.25
4hr LiIon | System | Constraint | Flex Down | Flexibility | Violation | 1 | 2025-05-10 15:45 | 3.6334 | - | 5 | 15 | 0.25
4hr LiIon | System | Constraint | Flex Down | Flexibility | Violation | 1 | 2025-05-11 21:15 | 7.5535 | - | 5 | 21 | 0.25
4hr LiIon | System | Constraint | Flex Down | Flexibility | Violation | 1 | 2025-05-11 21:30 | 55.9821 | - | 5 | 21 | 0.25
4hr LiIon | System | Constraint | Flex Down | Flexibility | Violation | 1 | 2025-05-11 21:45 | 101.4106 | - | 5 | 21 | 0.25
4hr LiIon | System | Constraint | Flex Down | Flexibility | Violation | 1 | 2025-05-12 21:15 | 16.4091 | - | 5 | 21 | 0.25
4hr LiIon | System | Constraint | Flex Down | Flexibility | Violation | 1 | 2025-05-12 21:30 | 127.4844 | - | 5 | 21 | 0.25
4hr LiIon | System | Constraint | Flex Down | Flexibility | Violation | 1 | 2025-05-12 21:45 | 223.5597 | - | 5 | 21 | 0.25
4hr LiIon | System | Constraint | Flex Down | Flexibility | Violation | 1 | 2025-05-13 03:15 | 0.71521 | - | 5 | 3 | 0.25
4hr LiIon | System | Constraint | Flex Down | Flexibility | Violation | 1 | 2025-05-13 03:30 | 0.71521 | - | 5 | 3 | 0.25
4hr LiIon | System | Constraint | Flex Down | Flexibility | Violation | 1 | 2025-05-13 13:00 | 18.6684 | - | 5 | 13 | 0.25
4hr LiIon | System | Constraint | Flex Down | Flexibility | Violation | 1 | 2025-05-13 21:00 | 171.5526 | - | 5 | 21 | 0.25
4hr LiIon | System | Constraint | Flex Down | Flexibility | Violation | 1 | 2025-05-13 21:15 | 301.6193 | - | 5 | 21 | 0.25
4hr LiIon | System | Constraint | Flex Down | Flexibility | Violation | 1 | 2025-05-13 21:30 | 342.6009 | - | 5 | 21 | 0.25
4hr LiIon | System | Constraint | Flex Down | Flexibility | Violation | 1 | 2025-05-13 21:45 | 342.6009 | - | 5 | 21 | 0.25
4hr LiIon | System | Constraint | Flex Down | Flexibility | Violation | 1 | 2025-05-13 22:15 | 56.2923 | - | 5 | 22 | 0.25
4hr LiIon | System | Constraint | Flex Down | Flexibility | Violation | 1 | 2025-05-13 22:30 | 121.5621 | - | 5 | 22 | 0.25
4hr LiIon | System | Constraint | Flex Down | Flexibility | Violation | 1 | 2025-05-13 22:45 | 186.832 | - | 5 | 22 | 0.25
4hr LiIon | System | Constraint | Flex Down | Flexibility | Violation | 1 | 2025-05-14 01:15 | 3.3158 | - | 5 | 1 | 0.25
4hr LiIon | System | Constraint | Flex Down | Flexibility | Violation | 1 | 2025-05-14 01:30 | 3.3158 | - | 5 | 1 | 0.25
4hr LiIon | System | Constraint | Flex Down | Flexibility | Violation | 1 | 2025-05-14 01:45 | 3.3158 | - | 5 | 1 | 0.25
4hr LiIon | System | Constraint | Flex Down | Flexibility | Violation | 1 | 2025-05-14 20:45 | 25.5724 | - | 5 | 20 | 0.25
4hr LiIon | System | Constraint | Flex Down | Flexibility | Violation | 1 | 2025-05-14 21:30 | 2.9114 | - | 5 | 21 | 0.25
4hr LiIon | System | Constraint | Flex Down | Flexibility | Violation | 1 | 2025-05-14 21:45 | 91.7011 | - | 5 | 21 | 0.25
4hr LiIon | System | Constraint | Flex Down | Flexibility | Violation | 1 | 2025-05-14 22:45 | 52.1 | - | 5 | 22 | 0.25
4hr LiIon | System | Constraint | Flex Down | Flexibility | Violation | 1 | 2025-05-15 21:45 | 50.0906 | - | 5 | 21 | 0.25
4hr LiIon | System | Constraint | Flex Down | Flexibility | Violation | 1 | 2025-05-15 22:00 | 31.1427 | - | 5 | 22 | 0.25
4hr LiIon | System | Constraint | Flex Down | Flexibility | Violation | 1 | 2025-05-15 22:15 | 31.1427 | - | 5 | 22 | 0.25
4hr LiIon | System | Constraint | Flex Down | Flexibility | Violation | 1 | 2025-05-15 22:30 | 31.1427 | - | 5 | 22 | 0.25
4hr LiIon | System | Constraint | Flex Down | Flexibility | Violation | 1 | 2025-05-15 22:45 | 31.1427 | - | 5 | 22 | 0.25
4hr LiIon | System | Constraint | Flex Down | Flexibility | Violation | 1 | 2025-05-15 23:00 | 11.2669 | - | 5 | 23 | 0.25
4hr LiIon | System | Constraint | Flex Down | Flexibility | Violation | 1 | 2025-05-15 23:30 | 15.8346 | - | 5 | 23 | 0.25
4hr LiIon | System | Constraint | Flex Down | Flexibility | Violation | 1 | 2025-05-15 23:45 | 15.8346 | - | 5 | 23 | 0.25
4hr LiIon | System | Constraint | Flex Down | Flexibility | Violation | 1 | 2025-05-17 00:45 | 15.2129 | - | 5 | 0 | 0.25
4hr LiIon | System | Constraint | Flex Down | Flexibility | Violation | 1 | 2025-05-17 22:00 | 63.5795 | - | 5 | 22 | 0.25
4hr LiIon | System | Constraint | Flex Down | Flexibility | Violation | 1 | 2025-05-17 22:15 | 87.5041 | - | 5 | 22 | 0.25
4hr LiIon | System | Constraint | Flex Down | Flexibility | Violation | 1 | 2025-05-17 22:30 | 107.4288 | - | 5 | 22 | 0.25
4hr LiIon | System | Constraint | Flex Down | Flexibility | Violation | 1 | 2025-05-17 22:45 | 120.3534 | - | 5 | 22 | 0.25
4hr LiIon | System | Constraint | Flex Down | Flexibility | Violation | 1 | 2025-05-17 23:15 | 75.2011 | - | 5 | 23 | 0.25
4hr LiIon | System | Constraint | Flex Down | Flexibility | Violation | 1 | 2025-05-17 23:30 | 96.2424 | - | 5 | 23 | 0.25
4hr LiIon | System | Constraint | Flex Down | Flexibility | Violation | 1 | 2025-05-17 23:45 | 129.2837 | - | 5 | 23 | 0.25
4hr LiIon | System | Constraint | Flex Down | Flexibility | Violation | 1 | 2025-05-18 00:45 | 25.2728 | - | 5 | 0 | 0.25
4hr LiIon | System | Constraint | Flex Down | Flexibility | Violation | 1 | 2025-05-18 18:00 | 12.8707 | - | 5 | 18 | 0.25
4hr LiIon | System | Constraint | Flex Down | Flexibility | Violation | 1 | 2025-05-18 18:15 | 12.8707 | - | 5 | 18 | 0.25
4hr LiIon | System | Constraint | Flex Down | Flexibility | Violation | 1 | 2025-05-18 18:45 | 12.8707 | - | 5 | 18 | 0.25
4hr LiIon | System | Constraint | Flex Down | Flexibility | Violation | 1 | 2025-05-19 20:45 | 68.9778 | - | 5 | 20 | 0.25
4hr LiIon | System | Constraint | Flex Down | Flexibility | Violation | 1 | 2025-05-19 21:00 | 40.6865 | - | 5 | 21 | 0.25
4hr LiIon | System | Constraint | Flex Down | Flexibility | Violation | 1 | 2025-05-19 21:15 | 220.7852 | - | 5 | 21 | 0.25
4hr LiIon | System | Constraint | Flex Down | Flexibility | Violation | 1 | 2025-05-19 21:30 | 341.8839 | - | 5 | 21 | 0.25
4hr LiIon | System | Constraint | Flex Down | Flexibility | Violation | 1 | 2025-05-19 21:45 | 342.6009 | - | 5 | 21 | 0.25
4hr LiIon | System | Constraint | Flex Down | Flexibility | Violation | 1 | 2025-05-19 22:15 | 48.598 | - | 5 | 22 | 0.25
4hr LiIon | System | Constraint | Flex Down | Flexibility | Violation | 1 | 2025-05-19 22:30 | 107.4057 | - | 5 | 22 | 0.25
4hr LiIon | System | Constraint | Flex Down | Flexibility | Violation | 1 | 2025-05-19 22:45 | 166.2134 | - | 5 | 22 | 0.25
4hr LiIon | System | Constraint | Flex Down | Flexibility | Violation | 1 | 2025-05-20 00:30 | 3.895 | - | 5 | 0 | 0.25
4hr LiIon | System | Constraint | Flex Down | Flexibility | Violation | 1 | 2025-05-20 00:45 | 16.5817 | - | 5 | 0 | 0.25
4hr LiIon | System | Constraint | Flex Down | Flexibility | Violation | 1 | 2025-05-20 12:30 | 3.1993 | - | 5 | 12 | 0.25
4hr LiIon | System | Constraint | Flex Down | Flexibility | Violation | 1 | 2025-05-20 12:45 | 32.815 | - | 5 | 12 | 0.25
4hr LiIon | System | Constraint | Flex Down | Flexibility | Violation | 1 | 2025-05-20 13:45 | 19.7903 | - | 5 | 13 | 0.25
4hr LiIon | System | Constraint | Flex Down | Flexibility | Violation | 1 | 2025-05-22 15:00 | 12.0506 | - | 5 | 15 | 0.25
4hr LiIon | System | Constraint | Flex Down | Flexibility | Violation | 1 | 2025-05-22 15:30 | 12.0506 | - | 5 | 15 | 0.25
4hr LiIon | System | Constraint | Flex Down | Flexibility | Violation | 1 | 2025-05-22 18:00 | 5.4745 | - | 5 | 18 | 0.25
4hr LiIon | System | Constraint | Flex Down | Flexibility | Violation | 1 | 2025-05-22 18:15 | 5.4745 | - | 5 | 18 | 0.25
4hr LiIon | System | Constraint | Flex Down | Flexibility | Violation | 1 | 2025-05-22 18:30 | 5.4745 | - | 5 | 18 | 0.25
4hr LiIon | System | Constraint | Flex Down | Flexibility | Violation | 1 | 2025-05-22 18:45 | 5.4745 | - | 5 | 18 | 0.25
4hr LiIon | System | Constraint | Flex Down | Flexibility | Violation | 1 | 2025-05-22 21:45 | 113.6781 | - | 5 | 21 | 0.25
4hr LiIon | System | Constraint | Flex Down | Flexibility | Violation | 1 | 2025-05-23 22:45 | 29.3892 | - | 5 | 22 | 0.25
4hr LiIon | System | Constraint | Flex Down | Flexibility | Violation | 1 | 2025-05-24 21:15 | 5.5558 | - | 5 | 21 | 0.25
4hr LiIon | System | Constraint | Flex Down | Flexibility | Violation | 1 | 2025-05-24 21:30 | 68.157 | - | 5 | 21 | 0.25
4hr LiIon | System | Constraint | Flex Down | Flexibility | Violation | 1 | 2025-05-24 21:45 | 122.7583 | - | 5 | 21 | 0.25
4hr LiIon | System | Constraint | Flex Down | Flexibility | Violation | 1 | 2025-05-24 23:30 | 28.8589 | - | 5 | 23 | 0.25
4hr LiIon | System | Constraint | Flex Down | Flexibility | Violation | 1 | 2025-05-24 23:45 | 69.0253 | - | 5 | 23 | 0.25
4hr LiIon | System | Constraint | Flex Down | Flexibility | Violation | 1 | 2025-05-25 00:30 | 3.071 | - | 5 | 0 | 0.25
4hr LiIon | System | Constraint | Flex Down | Flexibility | Violation | 1 | 2025-05-25 00:45 | 28.0888 | - | 5 | 0 | 0.25
4hr LiIon | System | Constraint | Flex Down | Flexibility | Violation | 1 | 2025-05-25 22:00 | 30.1467 | - | 5 | 22 | 0.25
4hr LiIon | System | Constraint | Flex Down | Flexibility | Violation | 1 | 2025-05-25 22:15 | 30.1467 | - | 5 | 22 | 0.25
4hr LiIon | System | Constraint | Flex Down | Flexibility | Violation | 1 | 2025-05-25 22:30 | 30.1467 | - | 5 | 22 | 0.25
4hr LiIon | System | Constraint | Flex Down | Flexibility | Violation | 1 | 2025-05-25 22:45 | 30.1467 | - | 5 | 22 | 0.25
4hr LiIon | System | Constraint | Flex Down | Flexibility | Violation | 1 | 2025-05-25 23:00 | 0.93694 | - | 5 | 23 | 0.25
4hr LiIon | System | Constraint | Flex Down | Flexibility | Violation | 1 | 2025-05-25 23:15 | 14.8386 | - | 5 | 23 | 0.25
4hr LiIon | System | Constraint | Flex Down | Flexibility | Violation | 1 | 2025-05-25 23:30 | 14.8386 | - | 5 | 23 | 0.25
4hr LiIon | System | Constraint | Flex Down | Flexibility | Violation | 1 | 2025-05-25 23:45 | 14.8386 | - | 5 | 23 | 0.25
4hr LiIon | System | Constraint | Flex Down | Flexibility | Violation | 1 | 2025-05-26 | 13.6025 | - | 5 | 0 | 0.25
4hr LiIon | System | Constraint | Flex Down | Flexibility | Violation | 1 | 2025-05-26 00:15 | 13.6025 | - | 5 | 0 | 0.25
4hr LiIon | System | Constraint | Flex Down | Flexibility | Violation | 1 | 2025-05-26 00:30 | 13.6025 | - | 5 | 0 | 0.25
4hr LiIon | System | Constraint | Flex Down | Flexibility | Violation | 1 | 2025-05-26 00:45 | 13.6025 | - | 5 | 0 | 0.25
4hr LiIon | System | Constraint | Flex Down | Flexibility | Violation | 1 | 2025-05-26 01:00 | 16.7584 | - | 5 | 1 | 0.25
4hr LiIon | System | Constraint | Flex Down | Flexibility | Violation | 1 | 2025-05-26 01:15 | 16.7584 | - | 5 | 1 | 0.25
4hr LiIon | System | Constraint | Flex Down | Flexibility | Violation | 1 | 2025-05-26 01:30 | 16.7584 | - | 5 | 1 | 0.25
4hr LiIon | System | Constraint | Flex Down | Flexibility | Violation | 1 | 2025-05-26 01:45 | 16.7584 | - | 5 | 1 | 0.25
4hr LiIon | System | Constraint | Flex Down | Flexibility | Violation | 1 | 2025-05-26 02:00 | 8.1362 | - | 5 | 2 | 0.25
4hr LiIon | System | Constraint | Flex Down | Flexibility | Violation | 1 | 2025-05-26 02:15 | 8.1362 | - | 5 | 2 | 0.25
4hr LiIon | System | Constraint | Flex Down | Flexibility | Violation | 1 | 2025-05-26 02:30 | 8.1362 | - | 5 | 2 | 0.25
4hr LiIon | System | Constraint | Flex Down | Flexibility | Violation | 1 | 2025-05-26 02:45 | 8.1362 | - | 5 | 2 | 0.25
4hr LiIon | System | Constraint | Flex Down | Flexibility | Violation | 1 | 2025-05-26 05:00 | 2.131 | - | 5 | 5 | 0.25
4hr LiIon | System | Constraint | Flex Down | Flexibility | Violation | 1 | 2025-05-26 05:15 | 2.131 | - | 5 | 5 | 0.25
4hr LiIon | System | Constraint | Flex Down | Flexibility | Violation | 1 | 2025-05-26 05:30 | 2.131 | - | 5 | 5 | 0.25
4hr LiIon | System | Constraint | Flex Down | Flexibility | Violation | 1 | 2025-05-26 05:45 | 2.131 | - | 5 | 5 | 0.25
4hr LiIon | System | Constraint | Flex Down | Flexibility | Violation | 1 | 2025-05-26 21:30 | 37.2665 | - | 5 | 21 | 0.25
4hr LiIon | System | Constraint | Flex Down | Flexibility | Violation | 1 | 2025-05-26 21:45 | 93.8886 | - | 5 | 21 | 0.25
4hr LiIon | System | Constraint | Flex Down | Flexibility | Violation | 1 | 2025-05-26 22:30 | 4.8778 | - | 5 | 22 | 0.25
4hr LiIon | System | Constraint | Flex Down | Flexibility | Violation | 1 | 2025-05-26 22:45 | 55.2075 | - | 5 | 22 | 0.25
4hr LiIon | System | Constraint | Flex Down | Flexibility | Violation | 1 | 2025-05-27 15:00 | 7.906 | - | 5 | 15 | 0.25
4hr LiIon | System | Constraint | Flex Down | Flexibility | Violation | 1 | 2025-05-27 15:45 | 7.906 | - | 5 | 15 | 0.25
4hr LiIon | System | Constraint | Flex Down | Flexibility | Violation | 1 | 2025-05-27 22:00 | 2.9792 | - | 5 | 22 | 0.25
4hr LiIon | System | Constraint | Flex Down | Flexibility | Violation | 1 | 2025-05-27 22:15 | 2.9792 | - | 5 | 22 | 0.25
4hr LiIon | System | Constraint | Flex Down | Flexibility | Violation | 1 | 2025-05-27 22:30 | 2.9792 | - | 5 | 22 | 0.25
4hr LiIon | System | Constraint | Flex Down | Flexibility | Violation | 1 | 2025-05-27 22:45 | 2.9792 | - | 5 | 22 | 0.25
4hr LiIon | System | Constraint | Flex Down | Flexibility | Violation | 1 | 2025-05-28 22:45 | 1.5048 | - | 5 | 22 | 0.25
4hr LiIon | System | Constraint | Flex Down | Flexibility | Violation | 1 | 2025-05-29 21:45 | 83.7161 | - | 5 | 21 | 0.25
4hr LiIon | System | Constraint | Flex Down | Flexibility | Violation | 1 | 2025-05-29 22:45 | 16.5884 | - | 5 | 22 | 0.25
4hr LiIon | System | Constraint | Flex Down | Flexibility | Violation | 1 | 2025-05-30 05:00 | 35.3041 | - | 5 | 5 | 0.25
4hr LiIon | System | Constraint | Flex Down | Flexibility | Violation | 1 | 2025-05-30 21:00 | 80.7383 | - | 5 | 21 | 0.25
4hr LiIon | System | Constraint | Flex Down | Flexibility | Violation | 1 | 2025-05-30 21:15 | 140.6561 | - | 5 | 21 | 0.25
4hr LiIon | System | Constraint | Flex Down | Flexibility | Violation | 1 | 2025-05-30 21:30 | 213.5739 | - | 5 | 21 | 0.25
4hr LiIon | System | Constraint | Flex Down | Flexibility | Violation | 1 | 2025-05-30 21:45 | 224.0009 | - | 5 | 21 | 0.25
4hr LiIon | System | Constraint | Flex Down | Flexibility | Violation | 1 | 2025-05-30 22:00 | 72.4 | - | 5 | 22 | 0.25
4hr LiIon | System | Constraint | Flex Down | Flexibility | Violation | 1 | 2025-05-30 22:15 | 154.3083 | - | 5 | 22 | 0.25
4hr LiIon | System | Constraint | Flex Down | Flexibility | Violation | 1 | 2025-05-30 22:30 | 218.2166 | - | 5 | 22 | 0.25
4hr LiIon | System | Constraint | Flex Down | Flexibility | Violation | 1 | 2025-05-30 22:45 | 284.1249 | - | 5 | 22 | 0.25
4hr LiIon | System | Constraint | Flex Down | Flexibility | Violation | 1 | 2025-05-31 00:45 | 5.8708 | - | 5 | 0 | 0.25
4hr LiIon | System | Constraint | Flex Down | Flexibility | Violation | 1 | 2025-05-31 13:00 | 11.7752 | - | 5 | 13 | 0.25
4hr LiIon | System | Constraint | Flex Down | Flexibility | Violation | 1 | 2025-05-31 13:15 | 0.34253 | - | 5 | 13 | 0.25
4hr LiIon | System | Constraint | Flex Down | Flexibility | Violation | 1 | 2025-05-31 22:00 | 146.8559 | - | 5 | 22 | 0.25
4hr LiIon | System | Constraint | Flex Down | Flexibility | Violation | 1 | 2025-05-31 22:15 | 156.1938 | - | 5 | 22 | 0.25
4hr LiIon | System | Constraint | Flex Down | Flexibility | Violation | 1 | 2025-05-31 22:30 | 169.5317 | - | 5 | 22 | 0.25
4hr LiIon | System | Constraint | Flex Down | Flexibility | Violation | 1 | 2025-05-31 22:45 | 174.8697 | - | 5 | 22 | 0.25
4hr LiIon | System | Constraint | Flex Down | Flexibility | Violation | 1 | 2025-05-31 23:15 | 34.8161 | - | 5 | 23 | 0.25
4hr LiIon | System | Constraint | Flex Down | Flexibility | Violation | 1 | 2025-05-31 23:30 | 79.4068 | - | 5 | 23 | 0.25
4hr LiIon | System | Constraint | Flex Down | Flexibility | Violation | 1 | 2025-05-31 23:45 | 133.9975 | - | 5 | 23 | 0.25
4hr LiIon | System | Constraint | Flex Down | Flexibility | Violation | 1 | 2025-06-17 18:00 | 2.1249 | - | 6 | 18 | 0.25
4hr LiIon | System | Constraint | Flex Down | Flexibility | Violation | 1 | 2025-06-17 23:00 | 116.7641 | - | 6 | 23 | 0.25
4hr LiIon | System | Constraint | Flex Down | Flexibility | Violation | 1 | 2025-06-17 23:15 | 73.3705 | - | 6 | 23 | 0.25
4hr LiIon | System | Constraint | Flex Down | Flexibility | Violation | 1 | 2025-06-17 23:30 | 13.9769 | - | 6 | 23 | 0.25
4hr LiIon | System | Constraint | Flex Down | Flexibility | Violation | 1 | 2025-06-27 03:00 | 10.5165 | - | 6 | 3 | 0.25
4hr LiIon | System | Constraint | Flex Down | Flexibility | Violation | 1 | 2025-07-05 22:45 | 25.4278 | - | 7 | 22 | 0.25
4hr LiIon | System | Constraint | Flex Down | Flexibility | Violation | 1 | 2025-07-08 | 209.4002 | - | 7 | 0 | 0.25
4hr LiIon | System | Constraint | Flex Down | Flexibility | Violation | 1 | 2025-07-08 00:15 | 167.1765 | - | 7 | 0 | 0.25
4hr LiIon | System | Constraint | Flex Down | Flexibility | Violation | 1 | 2025-07-08 00:30 | 157.7363 | - | 7 | 0 | 0.25
4hr LiIon | System | Constraint | Flex Down | Flexibility | Violation | 1 | 2025-07-08 00:45 | 138.296 | - | 7 | 0 | 0.25
4hr LiIon | System | Constraint | Flex Down | Flexibility | Violation | 1 | 2025-07-08 04:00 | 59.5579 | - | 7 | 4 | 0.25
4hr LiIon | System | Constraint | Flex Down | Flexibility | Violation | 1 | 2025-07-14 | 79.7893 | - | 7 | 0 | 0.25
4hr LiIon | System | Constraint | Flex Down | Flexibility | Violation | 1 | 2025-07-14 00:15 | 100.9802 | - | 7 | 0 | 0.25
4hr LiIon | System | Constraint | Flex Down | Flexibility | Violation | 1 | 2025-07-14 00:30 | 108.1711 | - | 7 | 0 | 0.25
4hr LiIon | System | Constraint | Flex Down | Flexibility | Violation | 1 | 2025-07-14 00:45 | 113.362 | - | 7 | 0 | 0.25
4hr LiIon | System | Constraint | Flex Down | Flexibility | Violation | 1 | 2025-07-16 01:45 | 47.2531 | - | 7 | 1 | 0.25
4hr LiIon | System | Constraint | Flex Down | Flexibility | Violation | 1 | 2025-07-16 02:00 | 112.2437 | - | 7 | 2 | 0.25
4hr LiIon | System | Constraint | Flex Down | Flexibility | Violation | 1 | 2025-07-16 02:15 | 9.6272 | - | 7 | 2 | 0.25
4hr LiIon | System | Constraint | Flex Down | Flexibility | Violation | 1 | 2025-07-19 00:30 | 34.7106 | - | 7 | 0 | 0.25
4hr LiIon | System | Constraint | Flex Down | Flexibility | Violation | 1 | 2025-07-19 00:45 | 85.3177 | - | 7 | 0 | 0.25
4hr LiIon | System | Constraint | Flex Down | Flexibility | Violation | 1 | 2025-08-03 01:45 | 19.1286 | - | 8 | 1 | 0.25
4hr LiIon | System | Constraint | Flex Down | Flexibility | Violation | 1 | 2025-08-05 00:45 | 19.9972 | - | 8 | 0 | 0.25
4hr LiIon | System | Constraint | Flex Down | Flexibility | Violation | 1 | 2025-08-12 00:30 | 1.655 | - | 8 | 0 | 0.25
4hr LiIon | System | Constraint | Flex Down | Flexibility | Violation | 1 | 2025-08-12 00:45 | 26.4614 | - | 8 | 0 | 0.25
4hr LiIon | System | Constraint | Flex Down | Flexibility | Violation | 1 | 2025-08-14 00:15 | 6.3661 | - | 8 | 0 | 0.25
4hr LiIon | System | Constraint | Flex Down | Flexibility | Violation | 1 | 2025-08-14 00:30 | 29.2256 | - | 8 | 0 | 0.25
4hr LiIon | System | Constraint | Flex Down | Flexibility | Violation | 1 | 2025-08-14 00:45 | 49.0851 | - | 8 | 0 | 0.25
4hr LiIon | System | Constraint | Flex Down | Flexibility | Violation | 1 | 2025-08-20 12:30 | 11.2323 | - | 8 | 12 | 0.25
4hr LiIon | System | Constraint | Flex Down | Flexibility | Violation | 1 | 2025-08-20 12:45 | 10.3162 | - | 8 | 12 | 0.25
4hr LiIon | System | Constraint | Flex Down | Flexibility | Violation | 1 | 2025-08-21 | 45.4277 | - | 8 | 0 | 0.25
4hr LiIon | System | Constraint | Flex Down | Flexibility | Violation | 1 | 2025-08-21 00:15 | 69.8478 | - | 8 | 0 | 0.25
4hr LiIon | System | Constraint | Flex Down | Flexibility | Violation | 1 | 2025-08-21 00:30 | 91.2679 | - | 8 | 0 | 0.25
4hr LiIon | System | Constraint | Flex Down | Flexibility | Violation | 1 | 2025-08-21 00:45 | 123.688 | - | 8 | 0 | 0.25
4hr LiIon | System | Constraint | Flex Down | Flexibility | Violation | 1 | 2025-08-21 12:00 | 0.92928 | - | 8 | 12 | 0.25
4hr LiIon | System | Constraint | Flex Down | Flexibility | Violation | 1 | 2025-09-06 00:30 | 17.0288 | - | 9 | 0 | 0.25
4hr LiIon | System | Constraint | Flex Down | Flexibility | Violation | 1 | 2025-09-06 00:45 | 43.6372 | - | 9 | 0 | 0.25
4hr LiIon | System | Constraint | Flex Down | Flexibility | Violation | 1 | 2025-09-07 | 27.321 | - | 9 | 0 | 0.25
4hr LiIon | System | Constraint | Flex Down | Flexibility | Violation | 1 | 2025-09-07 00:15 | 39.0899 | - | 9 | 0 | 0.25
4hr LiIon | System | Constraint | Flex Down | Flexibility | Violation | 1 | 2025-09-07 00:30 | 57.8588 | - | 9 | 0 | 0.25
4hr LiIon | System | Constraint | Flex Down | Flexibility | Violation | 1 | 2025-09-07 00:45 | 76.6277 | - | 9 | 0 | 0.25
4hr LiIon | System | Constraint | Flex Down | Flexibility | Violation | 1 | 2025-09-07 01:00 | 7.4059 | - | 9 | 1 | 0.25
4hr LiIon | System | Constraint | Flex Down | Flexibility | Violation | 1 | 2025-09-07 01:15 | 15.0227 | - | 9 | 1 | 0.25
4hr LiIon | System | Constraint | Flex Down | Flexibility | Violation | 1 | 2025-09-07 01:30 | 36.6396 | - | 9 | 1 | 0.25
4hr LiIon | System | Constraint | Flex Down | Flexibility | Violation | 1 | 2025-09-07 01:45 | 44.2564 | - | 9 | 1 | 0.25
4hr LiIon | System | Constraint | Flex Down | Flexibility | Violation | 1 | 2025-09-07 02:15 | 4.007 | - | 9 | 2 | 0.25
4hr LiIon | System | Constraint | Flex Down | Flexibility | Violation | 1 | 2025-09-07 02:30 | 6.9421 | - | 9 | 2 | 0.25
4hr LiIon | System | Constraint | Flex Down | Flexibility | Violation | 1 | 2025-09-07 02:45 | 9.8771 | - | 9 | 2 | 0.25
4hr LiIon | System | Constraint | Flex Down | Flexibility | Violation | 1 | 2025-09-11 01:45 | 1.3305 | - | 9 | 1 | 0.25
4hr LiIon | System | Constraint | Flex Down | Flexibility | Violation | 1 | 2025-09-14 00:45 | 25.4381 | - | 9 | 0 | 0.25
4hr LiIon | System | Constraint | Flex Down | Flexibility | Violation | 1 | 2025-09-14 01:00 | 18.7059 | - | 9 | 1 | 0.25
4hr LiIon | System | Constraint | Flex Down | Flexibility | Violation | 1 | 2025-09-14 01:15 | 5.8123 | - | 9 | 1 | 0.25
4hr LiIon | System | Constraint | Flex Down | Flexibility | Violation | 1 | 2025-09-17 09:00 | 17.5453 | - | 9 | 9 | 0.25
4hr LiIon | System | Constraint | Flex Down | Flexibility | Violation | 1 | 2025-09-17 09:15 | 7.2929 | - | 9 | 9 | 0.25
4hr LiIon | System | Constraint | Flex Down | Flexibility | Violation | 1 | 2025-09-23 | 17.8794 | - | 9 | 0 | 0.25
4hr LiIon | System | Constraint | Flex Down | Flexibility | Violation | 1 | 2025-09-29 09:45 | 28.0218 | - | 9 | 9 | 0.25
4hr LiIon | System | Constraint | Flex Down | Flexibility | Violation | 1 | 2025-09-29 10:00 | 47.4197 | - | 9 | 10 | 0.25
4hr LiIon | System | Constraint | Flex Down | Flexibility | Violation | 1 | 2025-09-29 10:15 | 56.5028 | - | 9 | 10 | 0.25
4hr LiIon | System | Constraint | Flex Down | Flexibility | Violation | 1 | 2025-09-29 10:30 | 61.5859 | - | 9 | 10 | 0.25
4hr LiIon | System | Constraint | Flex Down | Flexibility | Violation | 1 | 2025-09-29 10:45 | 51.669 | - | 9 | 10 | 0.25
4hr LiIon | System | Constraint | Flex Down | Flexibility | Violation | 1 | 2025-09-29 12:30 | 4.1875 | - | 9 | 12 | 0.25
4hr LiIon | System | Constraint | Flex Down | Flexibility | Violation | 1 | 2025-09-29 12:45 | 10.6107 | - | 9 | 12 | 0.25
4hr LiIon | System | Constraint | Flex Down | Flexibility | Violation | 1 | 2025-09-30 00:45 | 36.6228 | - | 9 | 0 | 0.25
4hr LiIon | System | Constraint | Flex Down | Flexibility | Violation | 1 | 2025-09-30 01:00 | 53.9789 | - | 9 | 1 | 0.25
4hr LiIon | System | Constraint | Flex Down | Flexibility | Violation | 1 | 2025-09-30 01:15 | 34.1737 | - | 9 | 1 | 0.25
4hr LiIon | System | Constraint | Flex Down | Flexibility | Violation | 1 | 2025-09-30 01:30 | 19.3684 | - | 9 | 1 | 0.25
4hr LiIon | System | Constraint | Flex Down | Flexibility | Violation | 1 | 2025-09-30 01:45 | 4.5632 | - | 9 | 1 | 0.25
4hr LiIon | System | Constraint | Flex Down | Flexibility | Violation | 1 | 2025-09-30 02:00 | 5.3967 | - | 9 | 2 | 0.25
4hr LiIon | System | Constraint | Flex Down | Flexibility | Violation | 1 | 2025-09-30 11:00 | 7.4877 | - | 9 | 11 | 0.25
4hr LiIon | System | Constraint | Flex Down | Flexibility | Violation | 1 | 2025-09-30 11:15 | 25.3265 | - | 9 | 11 | 0.25
4hr LiIon | System | Constraint | Flex Down | Flexibility | Violation | 1 | 2025-09-30 11:30 | 43.1652 | - | 9 | 11 | 0.25
4hr LiIon | System | Constraint | Flex Down | Flexibility | Violation | 1 | 2025-09-30 11:45 | 62.0039 | - | 9 | 11 | 0.25
4hr LiIon | System | Constraint | Flex Down | Flexibility | Violation | 1 | 2025-09-30 12:00 | 3.9732 | - | 9 | 12 | 0.25
4hr LiIon | System | Constraint | Flex Down | Flexibility | Violation | 1 | 2025-09-30 12:15 | 6.2194 | - | 9 | 12 | 0.25
4hr LiIon | System | Constraint | Flex Down | Flexibility | Violation | 1 | 2025-09-30 12:30 | 21.4656 | - | 9 | 12 | 0.25
4hr LiIon | System | Constraint | Flex Down | Flexibility | Violation | 1 | 2025-09-30 12:45 | 30.7117 | - | 9 | 12 | 0.25
4hr LiIon | System | Constraint | Flex Down | Flexibility | Violation | 1 | 2025-09-30 13:00 | 4.4236 | - | 9 | 13 | 0.25
4hr LiIon | System | Constraint | Flex Down | Flexibility | Violation | 1 | 2025-09-30 13:15 | 19.5273 | - | 9 | 13 | 0.25
4hr LiIon | System | Constraint | Flex Down | Flexibility | Violation | 1 | 2025-09-30 13:30 | 27.631 | - | 9 | 13 | 0.25
4hr LiIon | System | Constraint | Flex Down | Flexibility | Violation | 1 | 2025-09-30 13:45 | 34.7348 | - | 9 | 13 | 0.25
4hr LiIon | System | Constraint | Flex Down | Flexibility | Violation | 1 | 2025-09-30 20:45 | 7.9486 | - | 9 | 20 | 0.25
4hr LiIon | System | Constraint | Flex Down | Flexibility | Violation | 1 | 2025-10-01 09:15 | 21.7092 | - | 10 | 9 | 0.25
4hr LiIon | System | Constraint | Flex Down | Flexibility | Violation | 1 | 2025-10-01 09:30 | 45.5751 | - | 10 | 9 | 0.25
4hr LiIon | System | Constraint | Flex Down | Flexibility | Violation | 1 | 2025-10-01 09:45 | 72.441 | - | 10 | 9 | 0.25
4hr LiIon | System | Constraint | Flex Down | Flexibility | Violation | 1 | 2025-10-02 02:00 | 83.9082 | - | 10 | 2 | 0.25
4hr LiIon | System | Constraint | Flex Down | Flexibility | Violation | 1 | 2025-10-02 02:15 | 43.2953 | - | 10 | 2 | 0.25
4hr LiIon | System | Constraint | Flex Down | Flexibility | Violation | 1 | 2025-10-02 02:30 | 3.6825 | - | 10 | 2 | 0.25
4hr LiIon | System | Constraint | Flex Down | Flexibility | Violation | 1 | 2025-10-02 10:00 | 15.343 | - | 10 | 10 | 0.25
4hr LiIon | System | Constraint | Flex Down | Flexibility | Violation | 1 | 2025-10-02 10:15 | 12.4771 | - | 10 | 10 | 0.25
4hr LiIon | System | Constraint | Flex Down | Flexibility | Violation | 1 | 2025-10-02 10:30 | 14.6113 | - | 10 | 10 | 0.25
4hr LiIon | System | Constraint | Flex Down | Flexibility | Violation | 1 | 2025-10-02 10:45 | 13.7454 | - | 10 | 10 | 0.25
4hr LiIon | System | Constraint | Flex Down | Flexibility | Violation | 1 | 2025-10-03 09:30 | 23.7678 | - | 10 | 9 | 0.25
4hr LiIon | System | Constraint | Flex Down | Flexibility | Violation | 1 | 2025-10-03 09:45 | 45.213 | - | 10 | 9 | 0.25
4hr LiIon | System | Constraint | Flex Down | Flexibility | Violation | 1 | 2025-10-04 11:00 | 4.862 | - | 10 | 11 | 0.25
4hr LiIon | System | Constraint | Flex Down | Flexibility | Violation | 1 | 2025-10-04 11:15 | 24.4848 | - | 10 | 11 | 0.25
4hr LiIon | System | Constraint | Flex Down | Flexibility | Violation | 1 | 2025-10-04 11:30 | 44.1075 | - | 10 | 11 | 0.25
4hr LiIon | System | Constraint | Flex Down | Flexibility | Violation | 1 | 2025-10-04 11:45 | 62.7303 | - | 10 | 11 | 0.25
4hr LiIon | System | Constraint | Flex Down | Flexibility | Violation | 1 | 2025-10-05 | 12.4978 | - | 10 | 0 | 0.25
4hr LiIon | System | Constraint | Flex Down | Flexibility | Violation | 1 | 2025-10-05 00:15 | 10.0152 | - | 10 | 0 | 0.25
4hr LiIon | System | Constraint | Flex Down | Flexibility | Violation | 1 | 2025-10-05 00:30 | 10.5326 | - | 10 | 0 | 0.25
4hr LiIon | System | Constraint | Flex Down | Flexibility | Violation | 1 | 2025-10-05 00:45 | 2.05 | - | 10 | 0 | 0.25
4hr LiIon | System | Constraint | Flex Down | Flexibility | Violation | 1 | 2025-10-05 01:00 | 14.3564 | - | 10 | 1 | 0.25
4hr LiIon | System | Constraint | Flex Down | Flexibility | Violation | 1 | 2025-10-05 01:15 | 5.1991 | - | 10 | 1 | 0.25
4hr LiIon | System | Constraint | Flex Down | Flexibility | Violation | 1 | 2025-10-06 22:45 | 32.5366 | - | 10 | 22 | 0.25
4hr LiIon | System | Constraint | Flex Down | Flexibility | Violation | 1 | 2025-10-09 12:45 | 8.3178 | - | 10 | 12 | 0.25
4hr LiIon | System | Constraint | Flex Down | Flexibility | Violation | 1 | 2025-10-10 22:45 | 30.0789 | - | 10 | 22 | 0.25
4hr LiIon | System | Constraint | Flex Down | Flexibility | Violation | 1 | 2025-10-14 22:30 | 17.2337 | - | 10 | 22 | 0.25
4hr LiIon | System | Constraint | Flex Down | Flexibility | Violation | 1 | 2025-10-14 22:45 | 61.5964 | - | 10 | 22 | 0.25
4hr LiIon | System | Constraint | Flex Down | Flexibility | Violation | 1 | 2025-10-15 | 25.6607 | - | 10 | 0 | 0.25
4hr LiIon | System | Constraint | Flex Down | Flexibility | Violation | 1 | 2025-10-15 00:15 | 33.5091 | - | 10 | 0 | 0.25
4hr LiIon | System | Constraint | Flex Down | Flexibility | Violation | 1 | 2025-10-15 00:30 | 31.3576 | - | 10 | 0 | 0.25
4hr LiIon | System | Constraint | Flex Down | Flexibility | Violation | 1 | 2025-10-15 00:45 | 36.206 | - | 10 | 0 | 0.25
4hr LiIon | System | Constraint | Flex Down | Flexibility | Violation | 1 | 2025-10-15 01:45 | 4.0433 | - | 10 | 1 | 0.25
4hr LiIon | System | Constraint | Flex Down | Flexibility | Violation | 1 | 2025-10-16 12:00 | 91.4678 | - | 10 | 12 | 0.25
4hr LiIon | System | Constraint | Flex Down | Flexibility | Violation | 1 | 2025-10-16 12:15 | 54.874 | - | 10 | 12 | 0.25
4hr LiIon | System | Constraint | Flex Down | Flexibility | Violation | 1 | 2025-10-16 12:30 | 25.2801 | - | 10 | 12 | 0.25
4hr LiIon | System | Constraint | Flex Down | Flexibility | Violation | 1 | 2025-10-19 11:30 | 4.9852 | - | 10 | 11 | 0.25
4hr LiIon | System | Constraint | Flex Down | Flexibility | Violation | 1 | 2025-10-19 11:45 | 28.191 | - | 10 | 11 | 0.25
4hr LiIon | System | Constraint | Flex Down | Flexibility | Violation | 1 | 2025-10-19 12:45 | 18.1367 | - | 10 | 12 | 0.25
4hr LiIon | System | Constraint | Flex Down | Flexibility | Violation | 1 | 2025-10-23 09:00 | 40.0202 | - | 10 | 9 | 0.25
4hr LiIon | System | Constraint | Flex Down | Flexibility | Violation | 1 | 2025-10-23 09:15 | 33.2144 | - | 10 | 9 | 0.25
4hr LiIon | System | Constraint | Flex Down | Flexibility | Violation | 1 | 2025-10-23 09:30 | 18.4085 | - | 10 | 9 | 0.25
4hr LiIon | System | Constraint | Flex Down | Flexibility | Violation | 1 | 2025-10-23 09:45 | 5.6027 | - | 10 | 9 | 0.25
4hr LiIon | System | Constraint | Flex Down | Flexibility | Violation | 1 | 2025-10-24 | 69.6588 | - | 10 | 0 | 0.25
4hr LiIon | System | Constraint | Flex Down | Flexibility | Violation | 1 | 2025-10-24 00:15 | 84.9023 | - | 10 | 0 | 0.25
4hr LiIon | System | Constraint | Flex Down | Flexibility | Violation | 1 | 2025-10-24 00:30 | 94.0462 | - | 10 | 0 | 0.25
4hr LiIon | System | Constraint | Flex Down | Flexibility | Violation | 1 | 2025-10-24 00:45 | 102.1901 | - | 10 | 0 | 0.25
4hr LiIon | System | Constraint | Flex Down | Flexibility | Violation | 1 | 2025-10-24 01:00 | 149.2782 | - | 10 | 1 | 0.25
4hr LiIon | System | Constraint | Flex Down | Flexibility | Violation | 1 | 2025-10-24 01:15 | 149.2782 | - | 10 | 1 | 0.25
4hr LiIon | System | Constraint | Flex Down | Flexibility | Violation | 1 | 2025-10-24 01:30 | 125.5296 | - | 10 | 1 | 0.25
4hr LiIon | System | Constraint | Flex Down | Flexibility | Violation | 1 | 2025-10-24 01:45 | 53.4167 | - | 10 | 1 | 0.25
4hr LiIon | System | Constraint | Flex Down | Flexibility | Violation | 1 | 2025-10-27 08:30 | 41.6352 | - | 10 | 8 | 0.25
4hr LiIon | System | Constraint | Flex Down | Flexibility | Violation | 1 | 2025-10-27 08:45 | 102.7784 | - | 10 | 8 | 0.25
4hr LiIon | System | Constraint | Flex Down | Flexibility | Violation | 1 | 2025-10-27 10:00 | 40.6123 | - | 10 | 10 | 0.25
4hr LiIon | System | Constraint | Flex Down | Flexibility | Violation | 1 | 2025-10-27 10:15 | 32.3255 | - | 10 | 10 | 0.25
4hr LiIon | System | Constraint | Flex Down | Flexibility | Violation | 1 | 2025-10-27 10:30 | 22.0386 | - | 10 | 10 | 0.25
4hr LiIon | System | Constraint | Flex Down | Flexibility | Violation | 1 | 2025-10-27 10:45 | 2.7517 | - | 10 | 10 | 0.25
4hr LiIon | System | Constraint | Flex Down | Flexibility | Violation | 1 | 2025-10-27 11:45 | 12.6631 | - | 10 | 11 | 0.25
4hr LiIon | System | Constraint | Flex Down | Flexibility | Violation | 1 | 2025-10-27 13:00 | 51.1461 | - | 10 | 13 | 0.25
4hr LiIon | System | Constraint | Flex Down | Flexibility | Violation | 1 | 2025-10-27 13:15 | 29.4804 | - | 10 | 13 | 0.25
4hr LiIon | System | Constraint | Flex Down | Flexibility | Violation | 1 | 2025-10-27 13:30 | 6.8147 | - | 10 | 13 | 0.25
4hr LiIon | System | Constraint | Flex Down | Flexibility | Violation | 1 | 2025-10-28 09:45 | 0.84015 | - | 10 | 9 | 0.25
4hr LiIon | System | Constraint | Flex Down | Flexibility | Violation | 1 | 2025-10-28 10:00 | 65.8751 | - | 10 | 10 | 0.25
4hr LiIon | System | Constraint | Flex Down | Flexibility | Violation | 1 | 2025-10-28 10:15 | 85.8351 | - | 10 | 10 | 0.25
4hr LiIon | System | Constraint | Flex Down | Flexibility | Violation | 1 | 2025-10-28 10:30 | 109.7951 | - | 10 | 10 | 0.25
4hr LiIon | System | Constraint | Flex Down | Flexibility | Violation | 1 | 2025-10-28 10:45 | 113.7552 | - | 10 | 10 | 0.25
4hr LiIon | System | Constraint | Flex Down | Flexibility | Violation | 1 | 2025-10-28 11:00 | 14.2252 | - | 10 | 11 | 0.25
4hr LiIon | System | Constraint | Flex Down | Flexibility | Violation | 1 | 2025-10-28 11:15 | 45.5569 | - | 10 | 11 | 0.25
4hr LiIon | System | Constraint | Flex Down | Flexibility | Violation | 1 | 2025-10-28 11:30 | 72.8886 | - | 10 | 11 | 0.25
4hr LiIon | System | Constraint | Flex Down | Flexibility | Violation | 1 | 2025-10-28 11:45 | 110.2204 | - | 10 | 11 | 0.25
4hr LiIon | System | Constraint | Flex Down | Flexibility | Violation | 1 | 2025-10-28 13:00 | 86.1681 | - | 10 | 13 | 0.25
4hr LiIon | System | Constraint | Flex Down | Flexibility | Violation | 1 | 2025-10-28 13:15 | 78.3948 | - | 10 | 13 | 0.25
4hr LiIon | System | Constraint | Flex Down | Flexibility | Violation | 1 | 2025-10-28 13:30 | 91.6214 | - | 10 | 13 | 0.25
4hr LiIon | System | Constraint | Flex Down | Flexibility | Violation | 1 | 2025-10-28 13:45 | 98.848 | - | 10 | 13 | 0.25
4hr LiIon | System | Constraint | Flex Down | Flexibility | Violation | 1 | 2025-10-29 09:45 | 77.0405 | - | 10 | 9 | 0.25
4hr LiIon | System | Constraint | Flex Down | Flexibility | Violation | 1 | 2025-10-29 10:15 | 1.176 | - | 10 | 10 | 0.25
4hr LiIon | System | Constraint | Flex Down | Flexibility | Violation | 1 | 2025-10-29 10:30 | 30.2263 | - | 10 | 10 | 0.25
4hr LiIon | System | Constraint | Flex Down | Flexibility | Violation | 1 | 2025-10-29 10:45 | 63.2766 | - | 10 | 10 | 0.25
4hr LiIon | System | Constraint | Flex Down | Flexibility | Violation | 1 | 2025-10-29 12:00 | 39.983 | - | 10 | 12 | 0.25
4hr LiIon | System | Constraint | Flex Down | Flexibility | Violation | 1 | 2025-10-29 12:15 | 30.3106 | - | 10 | 12 | 0.25
4hr LiIon | System | Constraint | Flex Down | Flexibility | Violation | 1 | 2025-10-29 12:30 | 19.6383 | - | 10 | 12 | 0.25
4hr LiIon | System | Constraint | Flex Down | Flexibility | Violation | 1 | 2025-10-29 12:45 | 19.9659 | - | 10 | 12 | 0.25
4hr LiIon | System | Constraint | Flex Down | Flexibility | Violation | 1 | 2025-10-29 13:30 | 12.7071 | - | 10 | 13 | 0.25
4hr LiIon | System | Constraint | Flex Down | Flexibility | Violation | 1 | 2025-10-29 13:45 | 49.7108 | - | 10 | 13 | 0.25
4hr LiIon | System | Constraint | Flex Down | Flexibility | Violation | 1 | 2025-10-30 12:15 | 29.6578 | - | 10 | 12 | 0.25
4hr LiIon | System | Constraint | Flex Down | Flexibility | Violation | 1 | 2025-10-30 12:30 | 63.886 | - | 10 | 12 | 0.25
4hr LiIon | System | Constraint | Flex Down | Flexibility | Violation | 1 | 2025-10-30 12:45 | 96.1141 | - | 10 | 12 | 0.25
4hr LiIon | System | Constraint | Flex Down | Flexibility | Violation | 1 | 2025-10-30 13:30 | 3.9794 | - | 10 | 13 | 0.25
4hr LiIon | System | Constraint | Flex Down | Flexibility | Violation | 1 | 2025-10-30 13:45 | 38.7011 | - | 10 | 13 | 0.25
4hr LiIon | System | Constraint | Flex Down | Flexibility | Violation | 1 | 2025-10-31 11:30 | 33.2866 | - | 10 | 11 | 0.25
4hr LiIon | System | Constraint | Flex Down | Flexibility | Violation | 1 | 2025-10-31 11:45 | 108.9504 | - | 10 | 11 | 0.25
4hr LiIon | System | Constraint | Flex Down | Flexibility | Violation | 1 | 2025-11-01 10:00 | 138.3721 | - | 11 | 10 | 0.25
4hr LiIon | System | Constraint | Flex Down | Flexibility | Violation | 1 | 2025-11-01 10:15 | 139.1061 | - | 11 | 10 | 0.25
4hr LiIon | System | Constraint | Flex Down | Flexibility | Violation | 1 | 2025-11-01 10:30 | 137.84 | - | 11 | 10 | 0.25
4hr LiIon | System | Constraint | Flex Down | Flexibility | Violation | 1 | 2025-11-01 10:45 | 147.574 | - | 11 | 10 | 0.25
4hr LiIon | System | Constraint | Flex Down | Flexibility | Violation | 1 | 2025-11-01 12:00 | 107.3794 | - | 11 | 12 | 0.25
4hr LiIon | System | Constraint | Flex Down | Flexibility | Violation | 1 | 2025-11-01 12:15 | 127.9186 | - | 11 | 12 | 0.25
4hr LiIon | System | Constraint | Flex Down | Flexibility | Violation | 1 | 2025-11-01 12:30 | 144.4578 | - | 11 | 12 | 0.25
4hr LiIon | System | Constraint | Flex Down | Flexibility | Violation | 1 | 2025-11-01 12:45 | 154.997 | - | 11 | 12 | 0.25
4hr LiIon | System | Constraint | Flex Down | Flexibility | Violation | 1 | 2025-11-04 01:00 | 127.6583 | - | 11 | 1 | 0.25
4hr LiIon | System | Constraint | Flex Down | Flexibility | Violation | 1 | 2025-11-04 01:15 | 49.477 | - | 11 | 1 | 0.25
4hr LiIon | System | Constraint | Flex Down | Flexibility | Violation | 1 | 2025-11-04 03:00 | 5.8768 | - | 11 | 3 | 0.25
4hr LiIon | System | Constraint | Flex Down | Flexibility | Violation | 1 | 2025-11-04 04:00 | 78.8262 | - | 11 | 4 | 0.25
4hr LiIon | System | Constraint | Flex Down | Flexibility | Violation | 1 | 2025-11-04 05:00 | 124.4315 | - | 11 | 5 | 0.25
4hr LiIon | System | Constraint | Flex Down | Flexibility | Violation | 1 | 2025-11-05 04:00 | 68.5817 | - | 11 | 4 | 0.25
4hr LiIon | System | Constraint | Flex Down | Flexibility | Violation | 1 | 2025-11-05 05:00 | 133.669 | - | 11 | 5 | 0.25
4hr LiIon | System | Constraint | Flex Down | Flexibility | Violation | 1 | 2025-11-05 05:15 | 3.5348 | - | 11 | 5 | 0.25
4hr LiIon | System | Constraint | Flex Down | Flexibility | Violation | 1 | 2025-11-06 05:00 | 44.1594 | - | 11 | 5 | 0.25
4hr LiIon | System | Constraint | Flex Down | Flexibility | Violation | 1 | 2025-11-07 02:00 | 21.699 | - | 11 | 2 | 0.25
4hr LiIon | System | Constraint | Flex Down | Flexibility | Violation | 1 | 2025-11-07 02:15 | 5.6789 | - | 11 | 2 | 0.25
4hr LiIon | System | Constraint | Flex Down | Flexibility | Violation | 1 | 2025-11-07 03:00 | 45.9302 | - | 11 | 3 | 0.25
4hr LiIon | System | Constraint | Flex Down | Flexibility | Violation | 1 | 2025-11-07 03:15 | 11.0555 | - | 11 | 3 | 0.25
4hr LiIon | System | Constraint | Flex Down | Flexibility | Violation | 1 | 2025-11-07 10:45 | 11.4185 | - | 11 | 10 | 0.25
4hr LiIon | System | Constraint | Flex Down | Flexibility | Violation | 1 | 2025-11-07 11:45 | 30.1378 | - | 11 | 11 | 0.25
4hr LiIon | System | Constraint | Flex Down | Flexibility | Violation | 1 | 2025-11-07 12:45 | 6.0035 | - | 11 | 12 | 0.25
4hr LiIon | System | Constraint | Flex Down | Flexibility | Violation | 1 | 2025-11-08 04:00 | 34.5752 | - | 11 | 4 | 0.25
4hr LiIon | System | Constraint | Flex Down | Flexibility | Violation | 1 | 2025-11-08 04:15 | 0.21493 | - | 11 | 4 | 0.25
4hr LiIon | System | Constraint | Flex Down | Flexibility | Violation | 1 | 2025-11-10 04:00 | 1.3534 | - | 11 | 4 | 0.25
4hr LiIon | System | Constraint | Flex Down | Flexibility | Violation | 1 | 2025-11-20 03:00 | 81.5352 | - | 11 | 3 | 0.25
4hr LiIon | System | Constraint | Flex Down | Flexibility | Violation | 1 | 2025-11-20 03:15 | 34.6479 | - | 11 | 3 | 0.25
4hr LiIon | System | Constraint | Flex Down | Flexibility | Violation | 1 | 2025-11-20 03:30 | 6.7606 | - | 11 | 3 | 0.25
4hr LiIon | System | Constraint | Flex Down | Flexibility | Violation | 1 | 2025-11-20 04:00 | 136.6344 | - | 11 | 4 | 0.25
4hr LiIon | System | Constraint | Flex Down | Flexibility | Violation | 1 | 2025-11-20 04:15 | 35.3599 | - | 11 | 4 | 0.25
4hr LiIon | System | Constraint | Flex Down | Flexibility | Violation | 1 | 2025-11-20 05:00 | 171.9719 | - | 11 | 5 | 0.25
4hr LiIon | System | Constraint | Flex Down | Flexibility | Violation | 1 | 2025-12-01 02:00 | 151.7943 | - | 12 | 2 | 0.25
4hr LiIon | System | Constraint | Flex Down | Flexibility | Violation | 1 | 2025-12-01 02:15 | 85.8043 | - | 12 | 2 | 0.25
4hr LiIon | System | Constraint | Flex Down | Flexibility | Violation | 1 | 2025-12-01 02:30 | 12.8142 | - | 12 | 2 | 0.25
4hr LiIon | System | Constraint | Flex Down | Flexibility | Violation | 1 | 2025-12-03 14:15 | 86.976 | - | 12 | 14 | 0.25
4hr LiIon | System | Constraint | Flex Down | Flexibility | Violation | 1 | 2025-12-04 13:00 | 121.3483 | - | 12 | 13 | 0.25
4hr LiIon | System | Constraint | Flex Down | Flexibility | Violation | 1 | 2025-12-04 13:15 | 52.1264 | - | 12 | 13 | 0.25
4hr LiIon | System | Constraint | Flex Down | Flexibility | Violation | 1 | 2025-12-11 02:00 | 158.2244 | - | 12 | 2 | 0.25
4hr LiIon | System | Constraint | Flex Down | Flexibility | Violation | 1 | 2025-12-11 02:15 | 97.0402 | - | 12 | 2 | 0.25
4hr LiIon | System | Constraint | Flex Down | Flexibility | Violation | 1 | 2025-12-11 02:30 | 36.8559 | - | 12 | 2 | 0.25
4hr LiIon | System | Constraint | Flex Down | Flexibility | Violation | 1 | 2025-12-12 15:00 | 36.093 | - | 12 | 15 | 0.25
4hr LiIon | System | Constraint | Flex Down | Flexibility | Violation | 1 | 2025-12-15 03:00 | 36.2431 | - | 12 | 3 | 0.25
4hr LiIon | System | Constraint | Flex Down | Flexibility | Violation | 1 | 2025-12-15 03:15 | 11.3059 | - | 12 | 3 | 0.25
4hr LiIon | System | Constraint | Flex Down | Flexibility | Violation | 1 | 2025-12-15 04:00 | 163.8267 | - | 12 | 4 | 0.25
4hr LiIon | System | Constraint | Flex Down | Flexibility | Violation | 1 | 2025-12-15 04:15 | 81.7046 | - | 12 | 4 | 0.25
4hr LiIon | System | Constraint | Flex Down | Flexibility | Violation | 1 | 2025-12-15 04:30 | 17.5824 | - | 12 | 4 | 0.25
4hr LiIon | System | Constraint | Flex Down | Flexibility | Violation | 1 | 2025-12-15 05:00 | 159.514 | - | 12 | 5 | 0.25
4hr LiIon | System | Constraint | Flex Down | Flexibility | Violation | 1 | 2025-12-16 01:00 | 50.9327 | - | 12 | 1 | 0.25
4hr LiIon | System | Constraint | Flex Down | Flexibility | Violation | 1 | 2025-12-16 04:00 | 52.2766 | - | 12 | 4 | 0.25
4hr LiIon | System | Constraint | Flex Down | Flexibility | Violation | 1 | 2025-12-16 05:00 | 146.9016 | - | 12 | 5 | 0.25
4hr LiIon | System | Constraint | Flex Down | Flexibility | Violation | 1 | 2025-12-17 05:00 | 70.4442 | - | 12 | 5 | 0.25
4hr LiIon | System | Constraint | Flex Down | Flexibility | Violation | 1 | 2025-12-18 04:00 | 81.2378 | - | 12 | 4 | 0.25
4hr LiIon | System | Constraint | Flex Down | Flexibility | Violation | 1 | 2025-12-18 04:15 | 8.1653 | - | 12 | 4 | 0.25
4hr LiIon | System | Constraint | Flex Down | Flexibility | Violation | 1 | 2025-12-18 05:00 | 101.2608 | - | 12 | 5 | 0.25
4hr LiIon | System | Constraint | Flex Down | Flexibility | Violation | 1 | 2025-12-19 01:45 | 2.7689 | - | 12 | 1 | 0.25
4hr LiIon | System | Constraint | Flex Down | Flexibility | Violation | 1 | 2025-12-19 03:00 | 6.2087 | - | 12 | 3 | 0.25
4hr LiIon | System | Constraint | Flex Down | Flexibility | Violation | 1 | 2025-12-19 04:00 | 70.6297 | - | 12 | 4 | 0.25
4hr LiIon | System | Constraint | Flex Down | Flexibility | Violation | 1 | 2025-12-19 04:15 | 35.1304 | - | 12 | 4 | 0.25
4hr LiIon | System | Constraint | Flex Down | Flexibility | Violation | 1 | 2025-12-19 06:00 | 144.5577 | - | 12 | 6 | 0.25
4hr LiIon | System | Constraint | Flex Down | Flexibility | Violation | 1 | 2025-12-19 06:15 | 26.7166 | - | 12 | 6 | 0.25
4hr LiIon | System | Constraint | Flex Down | Flexibility | Violation | 1 | 2025-12-21 15:00 | 145.9723 | - | 12 | 15 | 0.25
4hr LiIon | System | Constraint | Flex Down | Flexibility | Violation | 1 | 2025-12-22 04:00 | 195.7338 | - | 12 | 4 | 0.25
4hr LiIon | System | Constraint | Flex Down | Flexibility | Violation | 1 | 2025-12-22 04:15 | 87.5118 | - | 12 | 4 | 0.25
4hr LiIon | System | Constraint | Flex Down | Flexibility | Violation | 1 | 2025-12-22 06:00 | 123.6078 | - | 12 | 6 | 0.25
4hr LiIon | System | Constraint | Flex Down | Flexibility | Violation | 1 | 2025-12-23 05:00 | 174.9491 | - | 12 | 5 | 0.25
4hr LiIon | System | Constraint | Flex Down | Flexibility | Violation | 1 | 2025-12-23 05:15 | 15.7539 | - | 12 | 5 | 0.25
4hr LiIon | System | Constraint | Flex Down | Flexibility | Violation | 1 | 2025-12-27 08:00 | 140.6533 | - | 12 | 8 | 0.25
4hr LiIon | System | Constraint | Flex Up | Flexibility | Violation | 1 | 2025-01-01 07:30 | 7.6331 | - | 1 | 7 | 0.25
4hr LiIon | System | Constraint | Flex Up | Flexibility | Violation | 1 | 2025-01-01 07:45 | 104.718 | - | 1 | 7 | 0.25
4hr LiIon | System | Constraint | Flex Up | Flexibility | Violation | 1 | 2025-01-01 17:30 | 10.0394 | - | 1 | 17 | 0.25
4hr LiIon | System | Constraint | Flex Up | Flexibility | Violation | 1 | 2025-01-01 17:45 | 24.6909 | - | 1 | 17 | 0.25
4hr LiIon | System | Constraint | Flex Up | Flexibility | Violation | 1 | 2025-01-01 19:00 | 61.4993 | - | 1 | 19 | 0.25
4hr LiIon | System | Constraint | Flex Up | Flexibility | Violation | 1 | 2025-01-01 21:00 | 89.6211 | - | 1 | 21 | 0.25
4hr LiIon | System | Constraint | Flex Up | Flexibility | Violation | 1 | 2025-01-01 21:15 | 4.9903 | - | 1 | 21 | 0.25
4hr LiIon | System | Constraint | Flex Up | Flexibility | Violation | 1 | 2025-01-01 21:30 | 0.7885 | - | 1 | 21 | 0.25
4hr LiIon | System | Constraint | Flex Up | Flexibility | Violation | 1 | 2025-01-02 19:00 | 47.0432 | - | 1 | 19 | 0.25
4hr LiIon | System | Constraint | Flex Up | Flexibility | Violation | 1 | 2025-01-03 17:00 | 5.8804 | - | 1 | 17 | 0.25
4hr LiIon | System | Constraint | Flex Up | Flexibility | Violation | 1 | 2025-01-03 22:00 | 9.7086 | - | 1 | 22 | 0.25
4hr LiIon | System | Constraint | Flex Up | Flexibility | Violation | 1 | 2025-01-04 09:30 | 16.5998 | - | 1 | 9 | 0.25
4hr LiIon | System | Constraint | Flex Up | Flexibility | Violation | 1 | 2025-01-04 09:45 | 35.191 | - | 1 | 9 | 0.25
4hr LiIon | System | Constraint | Flex Up | Flexibility | Violation | 1 | 2025-01-05 07:45 | 10.5234 | - | 1 | 7 | 0.25
4hr LiIon | System | Constraint | Flex Up | Flexibility | Violation | 1 | 2025-01-05 19:00 | 65.1057 | - | 1 | 19 | 0.25
4hr LiIon | System | Constraint | Flex Up | Flexibility | Violation | 1 | 2025-01-06 06:45 | 64.5243 | - | 1 | 6 | 0.25
4hr LiIon | System | Constraint | Flex Up | Flexibility | Violation | 1 | 2025-01-06 21:00 | 23.1424 | - | 1 | 21 | 0.25
4hr LiIon | System | Constraint | Flex Up | Flexibility | Violation | 1 | 2025-01-07 05:45 | 37.8645 | - | 1 | 5 | 0.25
4hr LiIon | System | Constraint | Flex Up | Flexibility | Violation | 1 | 2025-01-07 07:15 | 41.2266 | - | 1 | 7 | 0.25
4hr LiIon | System | Constraint | Flex Up | Flexibility | Violation | 1 | 2025-01-07 07:30 | 5.9469 | - | 1 | 7 | 0.25
4hr LiIon | System | Constraint | Flex Up | Flexibility | Violation | 1 | 2025-01-07 18:00 | 15.7994 | - | 1 | 18 | 0.25
4hr LiIon | System | Constraint | Flex Up | Flexibility | Violation | 1 | 2025-01-08 08:00 | 35.7847 | - | 1 | 8 | 0.25
4hr LiIon | System | Constraint | Flex Up | Flexibility | Violation | 1 | 2025-01-08 08:15 | 1.5298 | - | 1 | 8 | 0.25
4hr LiIon | System | Constraint | Flex Up | Flexibility | Violation | 1 | 2025-01-08 20:00 | 2.5378 | - | 1 | 20 | 0.25
4hr LiIon | System | Constraint | Flex Up | Flexibility | Violation | 1 | 2025-01-08 22:00 | 11.7142 | - | 1 | 22 | 0.25
4hr LiIon | System | Constraint | Flex Up | Flexibility | Violation | 1 | 2025-01-09 20:00 | 63.9004 | - | 1 | 20 | 0.25
4hr LiIon | System | Constraint | Flex Up | Flexibility | Violation | 1 | 2025-01-10 18:00 | 21.2795 | - | 1 | 18 | 0.25
4hr LiIon | System | Constraint | Flex Up | Flexibility | Violation | 1 | 2025-01-10 19:00 | 2.8791 | - | 1 | 19 | 0.25
4hr LiIon | System | Constraint | Flex Up | Flexibility | Violation | 1 | 2025-01-11 07:30 | 35.4502 | - | 1 | 7 | 0.25
4hr LiIon | System | Constraint | Flex Up | Flexibility | Violation | 1 | 2025-01-11 07:45 | 109.4632 | - | 1 | 7 | 0.25
4hr LiIon | System | Constraint | Flex Up | Flexibility | Violation | 1 | 2025-01-11 16:45 | 5.9847 | - | 1 | 16 | 0.25
4hr LiIon | System | Constraint | Flex Up | Flexibility | Violation | 1 | 2025-01-11 20:00 | 44.962 | - | 1 | 20 | 0.25
4hr LiIon | System | Constraint | Flex Up | Flexibility | Violation | 1 | 2025-01-12 06:45 | 12.4127 | - | 1 | 6 | 0.25
4hr LiIon | System | Constraint | Flex Up | Flexibility | Violation | 1 | 2025-01-12 07:45 | 33.181 | - | 1 | 7 | 0.25
4hr LiIon | System | Constraint | Flex Up | Flexibility | Violation | 1 | 2025-01-12 16:45 | 87.6225 | - | 1 | 16 | 0.25
4hr LiIon | System | Constraint | Flex Up | Flexibility | Violation | 1 | 2025-01-12 17:45 | 40.984 | - | 1 | 17 | 0.25
4hr LiIon | System | Constraint | Flex Up | Flexibility | Violation | 1 | 2025-01-12 21:00 | 105.6703 | - | 1 | 21 | 0.25
4hr LiIon | System | Constraint | Flex Up | Flexibility | Violation | 1 | 2025-01-12 21:15 | 19.495 | - | 1 | 21 | 0.25
4hr LiIon | System | Constraint | Flex Up | Flexibility | Violation | 1 | 2025-01-13 06:45 | 24.8631 | - | 1 | 6 | 0.25
4hr LiIon | System | Constraint | Flex Up | Flexibility | Violation | 1 | 2025-01-13 07:30 | 18.4064 | - | 1 | 7 | 0.25
4hr LiIon | System | Constraint | Flex Up | Flexibility | Violation | 1 | 2025-01-13 07:45 | 32.2477 | - | 1 | 7 | 0.25
4hr LiIon | System | Constraint | Flex Up | Flexibility | Violation | 1 | 2025-01-13 09:00 | 16.1522 | - | 1 | 9 | 0.25
4hr LiIon | System | Constraint | Flex Up | Flexibility | Violation | 1 | 2025-01-13 17:30 | 9.329 | - | 1 | 17 | 0.25
4hr LiIon | System | Constraint | Flex Up | Flexibility | Violation | 1 | 2025-01-13 17:45 | 19.6228 | - | 1 | 17 | 0.25
4hr LiIon | System | Constraint | Flex Up | Flexibility | Violation | 1 | 2025-01-13 21:00 | 94.1197 | - | 1 | 21 | 0.25
4hr LiIon | System | Constraint | Flex Up | Flexibility | Violation | 1 | 2025-01-13 22:00 | 9.8866 | - | 1 | 22 | 0.25
4hr LiIon | System | Constraint | Flex Up | Flexibility | Violation | 1 | 2025-01-14 17:30 | 1.3508 | - | 1 | 17 | 0.25
4hr LiIon | System | Constraint | Flex Up | Flexibility | Violation | 1 | 2025-01-14 17:45 | 8.2535 | - | 1 | 17 | 0.25
4hr LiIon | System | Constraint | Flex Up | Flexibility | Violation | 1 | 2025-01-14 22:00 | 92.052 | - | 1 | 22 | 0.25
4hr LiIon | System | Constraint | Flex Up | Flexibility | Violation | 1 | 2025-01-15 05:45 | 12.3262 | - | 1 | 5 | 0.25
4hr LiIon | System | Constraint | Flex Up | Flexibility | Violation | 1 | 2025-01-15 06:45 | 26.9549 | - | 1 | 6 | 0.25
4hr LiIon | System | Constraint | Flex Up | Flexibility | Violation | 1 | 2025-01-15 07:15 | 9.8763 | - | 1 | 7 | 0.25
4hr LiIon | System | Constraint | Flex Up | Flexibility | Violation | 1 | 2025-01-15 07:30 | 3.5774 | - | 1 | 7 | 0.25
4hr LiIon | System | Constraint | Flex Up | Flexibility | Violation | 1 | 2025-01-15 08:00 | 39.6941 | - | 1 | 8 | 0.25
4hr LiIon | System | Constraint | Flex Up | Flexibility | Violation | 1 | 2025-01-15 08:15 | 19.8619 | - | 1 | 8 | 0.25
4hr LiIon | System | Constraint | Flex Up | Flexibility | Violation | 1 | 2025-01-15 19:00 | 3.5122 | - | 1 | 19 | 0.25
4hr LiIon | System | Constraint | Flex Up | Flexibility | Violation | 1 | 2025-01-15 21:00 | 18.8869 | - | 1 | 21 | 0.25
4hr LiIon | System | Constraint | Flex Up | Flexibility | Violation | 1 | 2025-01-16 05:45 | 5.8377 | - | 1 | 5 | 0.25
4hr LiIon | System | Constraint | Flex Up | Flexibility | Violation | 1 | 2025-01-16 08:00 | 76.1985 | - | 1 | 8 | 0.25
4hr LiIon | System | Constraint | Flex Up | Flexibility | Violation | 1 | 2025-01-16 21:00 | 58.6703 | - | 1 | 21 | 0.25
4hr LiIon | System | Constraint | Flex Up | Flexibility | Violation | 1 | 2025-01-17 08:00 | 58.9213 | - | 1 | 8 | 0.25
4hr LiIon | System | Constraint | Flex Up | Flexibility | Violation | 1 | 2025-01-17 19:00 | 45.9425 | - | 1 | 19 | 0.25
4hr LiIon | System | Constraint | Flex Up | Flexibility | Violation | 1 | 2025-01-18 07:45 | 18.5105 | - | 1 | 7 | 0.25
4hr LiIon | System | Constraint | Flex Up | Flexibility | Violation | 1 | 2025-01-18 22:00 | 8.9912 | - | 1 | 22 | 0.25
4hr LiIon | System | Constraint | Flex Up | Flexibility | Violation | 1 | 2025-01-19 07:45 | 4.3708 | - | 1 | 7 | 0.25
4hr LiIon | System | Constraint | Flex Up | Flexibility | Violation | 1 | 2025-01-20 21:00 | 30.0684 | - | 1 | 21 | 0.25
4hr LiIon | System | Constraint | Flex Up | Flexibility | Violation | 1 | 2025-01-21 06:45 | 0.45988 | - | 1 | 6 | 0.25
4hr LiIon | System | Constraint | Flex Up | Flexibility | Violation | 1 | 2025-01-21 19:00 | 44.3091 | - | 1 | 19 | 0.25
4hr LiIon | System | Constraint | Flex Up | Flexibility | Violation | 1 | 2025-01-22 01:00 | 24.7327 | - | 1 | 1 | 0.25
4hr LiIon | System | Constraint | Flex Up | Flexibility | Violation | 1 | 2025-01-22 21:00 | 99.3886 | - | 1 | 21 | 0.25
4hr LiIon | System | Constraint | Flex Up | Flexibility | Violation | 1 | 2025-01-23 08:00 | 65.3433 | - | 1 | 8 | 0.25
4hr LiIon | System | Constraint | Flex Up | Flexibility | Violation | 1 | 2025-01-23 08:15 | 6.415 | - | 1 | 8 | 0.25
4hr LiIon | System | Constraint | Flex Up | Flexibility | Violation | 1 | 2025-01-23 22:00 | 53.6654 | - | 1 | 22 | 0.25
4hr LiIon | System | Constraint | Flex Up | Flexibility | Violation | 1 | 2025-01-24 06:45 | 110.7285 | - | 1 | 6 | 0.25
4hr LiIon | System | Constraint | Flex Up | Flexibility | Violation | 1 | 2025-01-24 18:00 | 11.0103 | - | 1 | 18 | 0.25
4hr LiIon | System | Constraint | Flex Up | Flexibility | Violation | 1 | 2025-01-24 19:00 | 55.7666 | - | 1 | 19 | 0.25
4hr LiIon | System | Constraint | Flex Up | Flexibility | Violation | 1 | 2025-01-24 20:00 | 42.9628 | - | 1 | 20 | 0.25
4hr LiIon | System | Constraint | Flex Up | Flexibility | Violation | 1 | 2025-01-24 21:00 | 28.2112 | - | 1 | 21 | 0.25
4hr LiIon | System | Constraint | Flex Up | Flexibility | Violation | 1 | 2025-01-26 21:00 | 22.8191 | - | 1 | 21 | 0.25
4hr LiIon | System | Constraint | Flex Up | Flexibility | Violation | 1 | 2025-01-27 06:45 | 41.8762 | - | 1 | 6 | 0.25
4hr LiIon | System | Constraint | Flex Up | Flexibility | Violation | 1 | 2025-01-27 20:00 | 26.2359 | - | 1 | 20 | 0.25
4hr LiIon | System | Constraint | Flex Up | Flexibility | Violation | 1 | 2025-01-27 20:15 | 4.304 | - | 1 | 20 | 0.25
4hr LiIon | System | Constraint | Flex Up | Flexibility | Violation | 1 | 2025-01-28 06:45 | 6.3785 | - | 1 | 6 | 0.25
4hr LiIon | System | Constraint | Flex Up | Flexibility | Violation | 1 | 2025-01-28 07:15 | 14.1158 | - | 1 | 7 | 0.25
4hr LiIon | System | Constraint | Flex Up | Flexibility | Violation | 1 | 2025-01-28 07:30 | 31.7249 | - | 1 | 7 | 0.25
4hr LiIon | System | Constraint | Flex Up | Flexibility | Violation | 1 | 2025-01-28 07:45 | 11.334 | - | 1 | 7 | 0.25
4hr LiIon | System | Constraint | Flex Up | Flexibility | Violation | 1 | 2025-01-29 07:30 | 24.5056 | - | 1 | 7 | 0.25
4hr LiIon | System | Constraint | Flex Up | Flexibility | Violation | 1 | 2025-01-29 07:45 | 41.2501 | - | 1 | 7 | 0.25
4hr LiIon | System | Constraint | Flex Up | Flexibility | Violation | 1 | 2025-01-29 08:00 | 26.7127 | - | 1 | 8 | 0.25
4hr LiIon | System | Constraint | Flex Up | Flexibility | Violation | 1 | 2025-01-29 08:15 | 1.9277 | - | 1 | 8 | 0.25
4hr LiIon | System | Constraint | Flex Up | Flexibility | Violation | 1 | 2025-01-29 17:45 | 9.1786 | - | 1 | 17 | 0.25
4hr LiIon | System | Constraint | Flex Up | Flexibility | Violation | 1 | 2025-01-29 18:00 | 13.0926 | - | 1 | 18 | 0.25
4hr LiIon | System | Constraint | Flex Up | Flexibility | Violation | 1 | 2025-01-29 20:00 | 23.6164 | - | 1 | 20 | 0.25
4hr LiIon | System | Constraint | Flex Up | Flexibility | Violation | 1 | 2025-01-29 22:00 | 0.88189 | - | 1 | 22 | 0.25
4hr LiIon | System | Constraint | Flex Up | Flexibility | Violation | 1 | 2025-01-31 18:00 | 4.589 | - | 1 | 18 | 0.25
4hr LiIon | System | Constraint | Flex Up | Flexibility | Violation | 1 | 2025-01-31 19:00 | 15.9443 | - | 1 | 19 | 0.25
4hr LiIon | System | Constraint | Flex Up | Flexibility | Violation | 1 | 2025-01-31 22:00 | 7.554 | - | 1 | 22 | 0.25
4hr LiIon | System | Constraint | Flex Up | Flexibility | Violation | 1 | 2025-02-01 07:45 | 2.9532 | - | 2 | 7 | 0.25
4hr LiIon | System | Constraint | Flex Up | Flexibility | Violation | 1 | 2025-02-01 20:00 | 7.3512 | - | 2 | 20 | 0.25
4hr LiIon | System | Constraint | Flex Up | Flexibility | Violation | 1 | 2025-02-02 07:30 | 5.9247 | - | 2 | 7 | 0.25
4hr LiIon | System | Constraint | Flex Up | Flexibility | Violation | 1 | 2025-02-02 07:45 | 70.4069 | - | 2 | 7 | 0.25
4hr LiIon | System | Constraint | Flex Up | Flexibility | Violation | 1 | 2025-02-02 08:45 | 46.5368 | - | 2 | 8 | 0.25
4hr LiIon | System | Constraint | Flex Up | Flexibility | Violation | 1 | 2025-02-02 20:00 | 32.1957 | - | 2 | 20 | 0.25
4hr LiIon | System | Constraint | Flex Up | Flexibility | Violation | 1 | 2025-02-03 17:45 | 17.0142 | - | 2 | 17 | 0.25
4hr LiIon | System | Constraint | Flex Up | Flexibility | Violation | 1 | 2025-02-03 20:00 | 36.6858 | - | 2 | 20 | 0.25
4hr LiIon | System | Constraint | Flex Up | Flexibility | Violation | 1 | 2025-02-04 05:45 | 20.1661 | - | 2 | 5 | 0.25
4hr LiIon | System | Constraint | Flex Up | Flexibility | Violation | 1 | 2025-02-04 06:45 | 47.2688 | - | 2 | 6 | 0.25
4hr LiIon | System | Constraint | Flex Up | Flexibility | Violation | 1 | 2025-02-04 07:45 | 0.43791 | - | 2 | 7 | 0.25
4hr LiIon | System | Constraint | Flex Up | Flexibility | Violation | 1 | 2025-02-04 22:00 | 80.1823 | - | 2 | 22 | 0.25
4hr LiIon | System | Constraint | Flex Up | Flexibility | Violation | 1 | 2025-02-05 07:15 | 41.3845 | - | 2 | 7 | 0.25
4hr LiIon | System | Constraint | Flex Up | Flexibility | Violation | 1 | 2025-02-05 07:30 | 41.181 | - | 2 | 7 | 0.25
4hr LiIon | System | Constraint | Flex Up | Flexibility | Violation | 1 | 2025-02-05 07:45 | 84.4775 | - | 2 | 7 | 0.25
4hr LiIon | System | Constraint | Flex Up | Flexibility | Violation | 1 | 2025-02-05 08:00 | 10.7351 | - | 2 | 8 | 0.25
4hr LiIon | System | Constraint | Flex Up | Flexibility | Violation | 1 | 2025-02-05 16:45 | 5.1561 | - | 2 | 16 | 0.25
4hr LiIon | System | Constraint | Flex Up | Flexibility | Violation | 1 | 2025-02-05 21:00 | 44.3496 | - | 2 | 21 | 0.25
4hr LiIon | System | Constraint | Flex Up | Flexibility | Violation | 1 | 2025-02-05 22:00 | 1.2025 | - | 2 | 22 | 0.25
4hr LiIon | System | Constraint | Flex Up | Flexibility | Violation | 1 | 2025-02-06 07:00 | 3.2797 | - | 2 | 7 | 0.25
4hr LiIon | System | Constraint | Flex Up | Flexibility | Violation | 1 | 2025-02-06 07:15 | 1.4183 | - | 2 | 7 | 0.25
4hr LiIon | System | Constraint | Flex Up | Flexibility | Violation | 1 | 2025-02-06 17:45 | 58.52 | - | 2 | 17 | 0.25
4hr LiIon | System | Constraint | Flex Up | Flexibility | Violation | 1 | 2025-02-06 18:00 | 17.1337 | - | 2 | 18 | 0.25
4hr LiIon | System | Constraint | Flex Up | Flexibility | Violation | 1 | 2025-02-06 21:00 | 49.3272 | - | 2 | 21 | 0.25
4hr LiIon | System | Constraint | Flex Up | Flexibility | Violation | 1 | 2025-02-07 20:00 | 42.2297 | - | 2 | 20 | 0.25
4hr LiIon | System | Constraint | Flex Up | Flexibility | Violation | 1 | 2025-02-08 06:45 | 48.1022 | - | 2 | 6 | 0.25
4hr LiIon | System | Constraint | Flex Up | Flexibility | Violation | 1 | 2025-02-08 07:30 | 14.3197 | - | 2 | 7 | 0.25
4hr LiIon | System | Constraint | Flex Up | Flexibility | Violation | 1 | 2025-02-08 07:45 | 27.7236 | - | 2 | 7 | 0.25
4hr LiIon | System | Constraint | Flex Up | Flexibility | Violation | 1 | 2025-02-08 17:45 | 26.4147 | - | 2 | 17 | 0.25
4hr LiIon | System | Constraint | Flex Up | Flexibility | Violation | 1 | 2025-02-09 06:45 | 87.2979 | - | 2 | 6 | 0.25
4hr LiIon | System | Constraint | Flex Up | Flexibility | Violation | 1 | 2025-02-09 16:15 | 10.629 | - | 2 | 16 | 0.25
4hr LiIon | System | Constraint | Flex Up | Flexibility | Violation | 1 | 2025-02-09 16:30 | 31.1239 | - | 2 | 16 | 0.25
4hr LiIon | System | Constraint | Flex Up | Flexibility | Violation | 1 | 2025-02-09 22:15 | 20.8061 | - | 2 | 22 | 0.25
4hr LiIon | System | Constraint | Flex Up | Flexibility | Violation | 1 | 2025-02-09 22:30 | 42.9784 | - | 2 | 22 | 0.25
4hr LiIon | System | Constraint | Flex Up | Flexibility | Violation | 1 | 2025-02-10 07:15 | 14.447 | - | 2 | 7 | 0.25
4hr LiIon | System | Constraint | Flex Up | Flexibility | Violation | 1 | 2025-02-11 06:45 | 0.36267 | - | 2 | 6 | 0.25
4hr LiIon | System | Constraint | Flex Up | Flexibility | Violation | 1 | 2025-02-11 07:30 | 4.0292 | - | 2 | 7 | 0.25
4hr LiIon | System | Constraint | Flex Up | Flexibility | Violation | 1 | 2025-02-11 07:45 | 33.2061 | - | 2 | 7 | 0.25
4hr LiIon | System | Constraint | Flex Up | Flexibility | Violation | 1 | 2025-02-11 21:00 | 10.3815 | - | 2 | 21 | 0.25
4hr LiIon | System | Constraint | Flex Up | Flexibility | Violation | 1 | 2025-02-12 06:45 | 10.2446 | - | 2 | 6 | 0.25
4hr LiIon | System | Constraint | Flex Up | Flexibility | Violation | 1 | 2025-02-13 22:00 | 56.1427 | - | 2 | 22 | 0.25
4hr LiIon | System | Constraint | Flex Up | Flexibility | Violation | 1 | 2025-02-14 05:45 | 11.5514 | - | 2 | 5 | 0.25
4hr LiIon | System | Constraint | Flex Up | Flexibility | Violation | 1 | 2025-02-14 07:15 | 10.1462 | - | 2 | 7 | 0.25
4hr LiIon | System | Constraint | Flex Up | Flexibility | Violation | 1 | 2025-02-14 17:30 | 31.1411 | - | 2 | 17 | 0.25
4hr LiIon | System | Constraint | Flex Up | Flexibility | Violation | 1 | 2025-02-14 17:45 | 65.5722 | - | 2 | 17 | 0.25
4hr LiIon | System | Constraint | Flex Up | Flexibility | Violation | 1 | 2025-02-14 19:00 | 44.4751 | - | 2 | 19 | 0.25
4hr LiIon | System | Constraint | Flex Up | Flexibility | Violation | 1 | 2025-02-14 19:30 | 8.8258 | - | 2 | 19 | 0.25
4hr LiIon | System | Constraint | Flex Up | Flexibility | Violation | 1 | 2025-02-14 20:00 | 24.6622 | - | 2 | 20 | 0.25
4hr LiIon | System | Constraint | Flex Up | Flexibility | Violation | 1 | 2025-02-14 21:00 | 99.7091 | - | 2 | 21 | 0.25
4hr LiIon | System | Constraint | Flex Up | Flexibility | Violation | 1 | 2025-02-14 21:15 | 2.5402 | - | 2 | 21 | 0.25
4hr LiIon | System | Constraint | Flex Up | Flexibility | Violation | 1 | 2025-02-15 06:15 | 2.2218 | - | 2 | 6 | 0.25
4hr LiIon | System | Constraint | Flex Up | Flexibility | Violation | 1 | 2025-02-15 06:45 | 47.3895 | - | 2 | 6 | 0.25
4hr LiIon | System | Constraint | Flex Up | Flexibility | Violation | 1 | 2025-02-15 07:15 | 1.8135 | - | 2 | 7 | 0.25
4hr LiIon | System | Constraint | Flex Up | Flexibility | Violation | 1 | 2025-02-15 07:30 | 16.1176 | - | 2 | 7 | 0.25
4hr LiIon | System | Constraint | Flex Up | Flexibility | Violation | 1 | 2025-02-15 07:45 | 39.4217 | - | 2 | 7 | 0.25
4hr LiIon | System | Constraint | Flex Up | Flexibility | Violation | 1 | 2025-02-15 20:00 | 47.9519 | - | 2 | 20 | 0.25
4hr LiIon | System | Constraint | Flex Up | Flexibility | Violation | 1 | 2025-02-15 21:00 | 9.561 | - | 2 | 21 | 0.25
4hr LiIon | System | Constraint | Flex Up | Flexibility | Violation | 1 | 2025-02-16 08:45 | 34.2368 | - | 2 | 8 | 0.25
4hr LiIon | System | Constraint | Flex Up | Flexibility | Violation | 1 | 2025-02-16 10:00 | 45.1402 | - | 2 | 10 | 0.25
4hr LiIon | System | Constraint | Flex Up | Flexibility | Violation | 1 | 2025-02-16 10:15 | 9.9468 | - | 2 | 10 | 0.25
4hr LiIon | System | Constraint | Flex Up | Flexibility | Violation | 1 | 2025-02-17 05:45 | 12.8154 | - | 2 | 5 | 0.25
4hr LiIon | System | Constraint | Flex Up | Flexibility | Violation | 1 | 2025-02-17 20:00 | 25.7221 | - | 2 | 20 | 0.25
4hr LiIon | System | Constraint | Flex Up | Flexibility | Violation | 1 | 2025-02-17 21:00 | 34.3023 | - | 2 | 21 | 0.25
4hr LiIon | System | Constraint | Flex Up | Flexibility | Violation | 1 | 2025-02-18 06:45 | 89.0307 | - | 2 | 6 | 0.25
4hr LiIon | System | Constraint | Flex Up | Flexibility | Violation | 1 | 2025-02-18 22:00 | 87.6823 | - | 2 | 22 | 0.25
4hr LiIon | System | Constraint | Flex Up | Flexibility | Violation | 1 | 2025-02-20 08:00 | 16.3267 | - | 2 | 8 | 0.25
4hr LiIon | System | Constraint | Flex Up | Flexibility | Violation | 1 | 2025-02-20 10:00 | 7.2327 | - | 2 | 10 | 0.25
4hr LiIon | System | Constraint | Flex Up | Flexibility | Violation | 1 | 2025-02-20 11:00 | 74.9847 | - | 2 | 11 | 0.25
4hr LiIon | System | Constraint | Flex Up | Flexibility | Violation | 1 | 2025-02-20 12:00 | 13.6295 | - | 2 | 12 | 0.25
4hr LiIon | System | Constraint | Flex Up | Flexibility | Violation | 1 | 2025-02-20 12:15 | 15.0076 | - | 2 | 12 | 0.25
4hr LiIon | System | Constraint | Flex Up | Flexibility | Violation | 1 | 2025-02-21 09:00 | 14.1123 | - | 2 | 9 | 0.25
4hr LiIon | System | Constraint | Flex Up | Flexibility | Violation | 1 | 2025-02-22 07:00 | 10.6794 | - | 2 | 7 | 0.25
4hr LiIon | System | Constraint | Flex Up | Flexibility | Violation | 1 | 2025-02-22 07:15 | 18.4413 | - | 2 | 7 | 0.25
4hr LiIon | System | Constraint | Flex Up | Flexibility | Violation | 1 | 2025-02-22 07:30 | 5.2031 | - | 2 | 7 | 0.25
4hr LiIon | System | Constraint | Flex Up | Flexibility | Violation | 1 | 2025-02-22 07:45 | 13.965 | - | 2 | 7 | 0.25
4hr LiIon | System | Constraint | Flex Up | Flexibility | Violation | 1 | 2025-02-22 20:00 | 23.9123 | - | 2 | 20 | 0.25
4hr LiIon | System | Constraint | Flex Up | Flexibility | Violation | 1 | 2025-02-23 17:45 | 6.1434 | - | 2 | 17 | 0.25
4hr LiIon | System | Constraint | Flex Up | Flexibility | Violation | 1 | 2025-02-23 21:00 | 2.9009 | - | 2 | 21 | 0.25
4hr LiIon | System | Constraint | Flex Up | Flexibility | Violation | 1 | 2025-02-24 06:45 | 27.1396 | - | 2 | 6 | 0.25
4hr LiIon | System | Constraint | Flex Up | Flexibility | Violation | 1 | 2025-02-24 08:00 | 9.6626 | - | 2 | 8 | 0.25
4hr LiIon | System | Constraint | Flex Up | Flexibility | Violation | 1 | 2025-02-24 21:00 | 31.985 | - | 2 | 21 | 0.25
4hr LiIon | System | Constraint | Flex Up | Flexibility | Violation | 1 | 2025-02-25 05:45 | 15.297 | - | 2 | 5 | 0.25
4hr LiIon | System | Constraint | Flex Up | Flexibility | Violation | 1 | 2025-02-25 08:00 | 64.3423 | - | 2 | 8 | 0.25
4hr LiIon | System | Constraint | Flex Up | Flexibility | Violation | 1 | 2025-02-25 14:00 | 13.1053 | - | 2 | 14 | 0.25
4hr LiIon | System | Constraint | Flex Up | Flexibility | Violation | 1 | 2025-02-26 06:45 | 94.41 | - | 2 | 6 | 0.25
4hr LiIon | System | Constraint | Flex Up | Flexibility | Violation | 1 | 2025-02-26 22:00 | 29.6567 | - | 2 | 22 | 0.25
4hr LiIon | System | Constraint | Flex Up | Flexibility | Violation | 1 | 2025-02-26 22:15 | 11.065 | - | 2 | 22 | 0.25
4hr LiIon | System | Constraint | Flex Up | Flexibility | Violation | 1 | 2025-02-27 05:45 | 23.1127 | - | 2 | 5 | 0.25
4hr LiIon | System | Constraint | Flex Up | Flexibility | Violation | 1 | 2025-02-27 19:00 | 11.1805 | - | 2 | 19 | 0.25
4hr LiIon | System | Constraint | Flex Up | Flexibility | Violation | 1 | 2025-02-27 22:00 | 43.2322 | - | 2 | 22 | 0.25
4hr LiIon | System | Constraint | Flex Up | Flexibility | Violation | 1 | 2025-02-28 08:00 | 23.9959 | - | 2 | 8 | 0.25
4hr LiIon | System | Constraint | Flex Up | Flexibility | Violation | 1 | 2025-02-28 16:00 | 6.1324 | - | 2 | 16 | 0.25
4hr LiIon | System | Constraint | Flex Up | Flexibility | Violation | 1 | 2025-03-01 16:00 | 21.4745 | - | 3 | 16 | 0.25
4hr LiIon | System | Constraint | Flex Up | Flexibility | Violation | 1 | 2025-03-01 17:45 | 4.3851 | - | 3 | 17 | 0.25
4hr LiIon | System | Constraint | Flex Up | Flexibility | Violation | 1 | 2025-03-01 21:00 | 42.4504 | - | 3 | 21 | 0.25
4hr LiIon | System | Constraint | Flex Up | Flexibility | Violation | 1 | 2025-03-01 22:00 | 13.1367 | - | 3 | 22 | 0.25
4hr LiIon | System | Constraint | Flex Up | Flexibility | Violation | 1 | 2025-03-02 06:45 | 35.9814 | - | 3 | 6 | 0.25
4hr LiIon | System | Constraint | Flex Up | Flexibility | Violation | 1 | 2025-03-02 07:45 | 14.1909 | - | 3 | 7 | 0.25
4hr LiIon | System | Constraint | Flex Up | Flexibility | Violation | 1 | 2025-03-03 16:15 | 10.662 | - | 3 | 16 | 0.25
4hr LiIon | System | Constraint | Flex Up | Flexibility | Violation | 1 | 2025-03-03 16:30 | 68.106 | - | 3 | 16 | 0.25
4hr LiIon | System | Constraint | Flex Up | Flexibility | Violation | 1 | 2025-03-03 16:45 | 4.5499 | - | 3 | 16 | 0.25
4hr LiIon | System | Constraint | Flex Up | Flexibility | Violation | 1 | 2025-03-03 17:00 | 19.3788 | - | 3 | 17 | 0.25
4hr LiIon | System | Constraint | Flex Up | Flexibility | Violation | 1 | 2025-03-03 17:30 | 13.1178 | - | 3 | 17 | 0.25
4hr LiIon | System | Constraint | Flex Up | Flexibility | Violation | 1 | 2025-03-03 17:45 | 34.4872 | - | 3 | 17 | 0.25
4hr LiIon | System | Constraint | Flex Up | Flexibility | Violation | 1 | 2025-03-03 18:45 | 16.575 | - | 3 | 18 | 0.25
4hr LiIon | System | Constraint | Flex Up | Flexibility | Violation | 1 | 2025-03-03 19:00 | 48.5596 | - | 3 | 19 | 0.25
4hr LiIon | System | Constraint | Flex Up | Flexibility | Violation | 1 | 2025-03-03 22:00 | 124.5451 | - | 3 | 22 | 0.25
4hr LiIon | System | Constraint | Flex Up | Flexibility | Violation | 1 | 2025-03-03 22:15 | 31.2883 | - | 3 | 22 | 0.25
4hr LiIon | System | Constraint | Flex Up | Flexibility | Violation | 1 | 2025-03-04 06:45 | 107.2776 | - | 3 | 6 | 0.25
4hr LiIon | System | Constraint | Flex Up | Flexibility | Violation | 1 | 2025-03-04 07:30 | 16.0676 | - | 3 | 7 | 0.25
4hr LiIon | System | Constraint | Flex Up | Flexibility | Violation | 1 | 2025-03-04 07:45 | 3.3843 | - | 3 | 7 | 0.25
4hr LiIon | System | Constraint | Flex Up | Flexibility | Violation | 1 | 2025-03-04 21:00 | 29.8098 | - | 3 | 21 | 0.25
4hr LiIon | System | Constraint | Flex Up | Flexibility | Violation | 1 | 2025-03-05 09:00 | 76.5508 | - | 3 | 9 | 0.25
4hr LiIon | System | Constraint | Flex Up | Flexibility | Violation | 1 | 2025-03-05 18:00 | 59.8002 | - | 3 | 18 | 0.25
4hr LiIon | System | Constraint | Flex Up | Flexibility | Violation | 1 | 2025-03-05 18:15 | 27.898 | - | 3 | 18 | 0.25
4hr LiIon | System | Constraint | Flex Up | Flexibility | Violation | 1 | 2025-03-05 22:00 | 32.7273 | - | 3 | 22 | 0.25
4hr LiIon | System | Constraint | Flex Up | Flexibility | Violation | 1 | 2025-03-06 06:45 | 25.9196 | - | 3 | 6 | 0.25
4hr LiIon | System | Constraint | Flex Up | Flexibility | Violation | 1 | 2025-03-06 17:00 | 43.6407 | - | 3 | 17 | 0.25
4hr LiIon | System | Constraint | Flex Up | Flexibility | Violation | 1 | 2025-03-06 17:30 | 41.9964 | - | 3 | 17 | 0.25
4hr LiIon | System | Constraint | Flex Up | Flexibility | Violation | 1 | 2025-03-06 17:45 | 19.6743 | - | 3 | 17 | 0.25
4hr LiIon | System | Constraint | Flex Up | Flexibility | Violation | 1 | 2025-03-06 18:45 | 8.4232 | - | 3 | 18 | 0.25
4hr LiIon | System | Constraint | Flex Up | Flexibility | Violation | 1 | 2025-03-06 21:00 | 86.6389 | - | 3 | 21 | 0.25
4hr LiIon | System | Constraint | Flex Up | Flexibility | Violation | 1 | 2025-03-06 21:15 | 13.223 | - | 3 | 21 | 0.25
4hr LiIon | System | Constraint | Flex Up | Flexibility | Violation | 1 | 2025-03-06 22:00 | 183.0761 | - | 3 | 22 | 0.25
4hr LiIon | System | Constraint | Flex Up | Flexibility | Violation | 1 | 2025-03-06 22:15 | 79.6656 | - | 3 | 22 | 0.25
4hr LiIon | System | Constraint | Flex Up | Flexibility | Violation | 1 | 2025-03-06 22:30 | 13.2552 | - | 3 | 22 | 0.25
4hr LiIon | System | Constraint | Flex Up | Flexibility | Violation | 1 | 2025-03-06 22:45 | 16.3448 | - | 3 | 22 | 0.25
4hr LiIon | System | Constraint | Flex Up | Flexibility | Violation | 1 | 2025-03-06 23:00 | 59.2583 | - | 3 | 23 | 0.25
4hr LiIon | System | Constraint | Flex Up | Flexibility | Violation | 1 | 2025-03-06 23:15 | 28.7623 | - | 3 | 23 | 0.25
4hr LiIon | System | Constraint | Flex Up | Flexibility | Violation | 1 | 2025-03-06 23:30 | 29.2663 | - | 3 | 23 | 0.25
4hr LiIon | System | Constraint | Flex Up | Flexibility | Violation | 1 | 2025-03-06 23:45 | 70.2704 | - | 3 | 23 | 0.25
4hr LiIon | System | Constraint | Flex Up | Flexibility | Violation | 1 | 2025-03-07 02:00 | 4.1548 | - | 3 | 2 | 0.25
4hr LiIon | System | Constraint | Flex Up | Flexibility | Violation | 1 | 2025-03-07 06:45 | 48.8518 | - | 3 | 6 | 0.25
4hr LiIon | System | Constraint | Flex Up | Flexibility | Violation | 1 | 2025-03-07 17:45 | 7.5264 | - | 3 | 17 | 0.25
4hr LiIon | System | Constraint | Flex Up | Flexibility | Violation | 1 | 2025-03-07 21:00 | 123.0559 | - | 3 | 21 | 0.25
4hr LiIon | System | Constraint | Flex Up | Flexibility | Violation | 1 | 2025-03-07 21:15 | 10.4871 | - | 3 | 21 | 0.25
4hr LiIon | System | Constraint | Flex Up | Flexibility | Violation | 1 | 2025-03-07 23:00 | 0.40853 | - | 3 | 23 | 0.25
4hr LiIon | System | Constraint | Flex Up | Flexibility | Violation | 1 | 2025-03-07 23:15 | 8.111 | - | 3 | 23 | 0.25
4hr LiIon | System | Constraint | Flex Up | Flexibility | Violation | 1 | 2025-03-08 04:45 | 7.2436 | - | 3 | 4 | 0.25
4hr LiIon | System | Constraint | Flex Up | Flexibility | Violation | 1 | 2025-03-08 05:45 | 17.9637 | - | 3 | 5 | 0.25
4hr LiIon | System | Constraint | Flex Up | Flexibility | Violation | 1 | 2025-03-08 06:45 | 40.2344 | - | 3 | 6 | 0.25
4hr LiIon | System | Constraint | Flex Up | Flexibility | Violation | 1 | 2025-03-08 16:45 | 2.506 | - | 3 | 16 | 0.25
4hr LiIon | System | Constraint | Flex Up | Flexibility | Violation | 1 | 2025-03-08 17:00 | 54.9574 | - | 3 | 17 | 0.25
4hr LiIon | System | Constraint | Flex Up | Flexibility | Violation | 1 | 2025-03-08 17:15 | 29.5893 | - | 3 | 17 | 0.25
4hr LiIon | System | Constraint | Flex Up | Flexibility | Violation | 1 | 2025-03-08 17:30 | 18.2213 | - | 3 | 17 | 0.25
4hr LiIon | System | Constraint | Flex Up | Flexibility | Violation | 1 | 2025-03-08 17:45 | 16.8532 | - | 3 | 17 | 0.25
4hr LiIon | System | Constraint | Flex Up | Flexibility | Violation | 1 | 2025-03-08 18:45 | 15.6153 | - | 3 | 18 | 0.25
4hr LiIon | System | Constraint | Flex Up | Flexibility | Violation | 1 | 2025-03-09 07:00 | 42.3635 | - | 3 | 7 | 0.25
4hr LiIon | System | Constraint | Flex Up | Flexibility | Violation | 1 | 2025-03-09 07:15 | 0.60859 | - | 3 | 7 | 0.25
4hr LiIon | System | Constraint | Flex Up | Flexibility | Violation | 1 | 2025-03-09 16:30 | 2.7134 | - | 3 | 16 | 0.25
4hr LiIon | System | Constraint | Flex Up | Flexibility | Violation | 1 | 2025-03-09 18:45 | 17.0735 | - | 3 | 18 | 0.25
4hr LiIon | System | Constraint | Flex Up | Flexibility | Violation | 1 | 2025-03-10 03:45 | 17.6946 | - | 3 | 3 | 0.25
4hr LiIon | System | Constraint | Flex Up | Flexibility | Violation | 1 | 2025-03-10 05:30 | 27.4701 | - | 3 | 5 | 0.25
4hr LiIon | System | Constraint | Flex Up | Flexibility | Violation | 1 | 2025-03-10 05:45 | 115.0595 | - | 3 | 5 | 0.25
4hr LiIon | System | Constraint | Flex Up | Flexibility | Violation | 1 | 2025-03-10 15:45 | 8.2498 | - | 3 | 15 | 0.25
4hr LiIon | System | Constraint | Flex Up | Flexibility | Violation | 1 | 2025-03-10 17:45 | 0.65663 | - | 3 | 17 | 0.25
4hr LiIon | System | Constraint | Flex Up | Flexibility | Violation | 1 | 2025-03-11 05:30 | 14.407 | - | 3 | 5 | 0.25
4hr LiIon | System | Constraint | Flex Up | Flexibility | Violation | 1 | 2025-03-11 05:45 | 47.1255 | - | 3 | 5 | 0.25
4hr LiIon | System | Constraint | Flex Up | Flexibility | Violation | 1 | 2025-03-11 18:00 | 11.63 | - | 3 | 18 | 0.25
4hr LiIon | System | Constraint | Flex Up | Flexibility | Violation | 1 | 2025-03-12 06:15 | 41.6759 | - | 3 | 6 | 0.25
4hr LiIon | System | Constraint | Flex Up | Flexibility | Violation | 1 | 2025-03-12 06:30 | 31.6634 | - | 3 | 6 | 0.25
4hr LiIon | System | Constraint | Flex Up | Flexibility | Violation | 1 | 2025-03-12 06:45 | 3.6509 | - | 3 | 6 | 0.25
4hr LiIon | System | Constraint | Flex Up | Flexibility | Violation | 1 | 2025-03-12 17:30 | 32.3429 | - | 3 | 17 | 0.25
4hr LiIon | System | Constraint | Flex Up | Flexibility | Violation | 1 | 2025-03-12 17:45 | 111.2594 | - | 3 | 17 | 0.25
4hr LiIon | System | Constraint | Flex Up | Flexibility | Violation | 1 | 2025-03-14 19:00 | 49.1081 | - | 3 | 19 | 0.25
4hr LiIon | System | Constraint | Flex Up | Flexibility | Violation | 1 | 2025-03-15 05:45 | 26.79 | - | 3 | 5 | 0.25
4hr LiIon | System | Constraint | Flex Up | Flexibility | Violation | 1 | 2025-03-15 06:30 | 14.0684 | - | 3 | 6 | 0.25
4hr LiIon | System | Constraint | Flex Up | Flexibility | Violation | 1 | 2025-03-15 06:45 | 69.8278 | - | 3 | 6 | 0.25
4hr LiIon | System | Constraint | Flex Up | Flexibility | Violation | 1 | 2025-03-15 17:00 | 30.8736 | - | 3 | 17 | 0.25
4hr LiIon | System | Constraint | Flex Up | Flexibility | Violation | 1 | 2025-03-16 06:45 | 7.7231 | - | 3 | 6 | 0.25
4hr LiIon | System | Constraint | Flex Up | Flexibility | Violation | 1 | 2025-03-16 15:00 | 20.2177 | - | 3 | 15 | 0.25
4hr LiIon | System | Constraint | Flex Up | Flexibility | Violation | 1 | 2025-03-16 18:45 | 16.1453 | - | 3 | 18 | 0.25
4hr LiIon | System | Constraint | Flex Up | Flexibility | Violation | 1 | 2025-03-16 19:30 | 2.1203 | - | 3 | 19 | 0.25
4hr LiIon | System | Constraint | Flex Up | Flexibility | Violation | 1 | 2025-03-17 09:00 | 162.4757 | - | 3 | 9 | 0.25
4hr LiIon | System | Constraint | Flex Up | Flexibility | Violation | 1 | 2025-03-17 11:00 | 25.4876 | - | 3 | 11 | 0.25
4hr LiIon | System | Constraint | Flex Up | Flexibility | Violation | 1 | 2025-03-17 18:45 | 44.4628 | - | 3 | 18 | 0.25
4hr LiIon | System | Constraint | Flex Up | Flexibility | Violation | 1 | 2025-03-18 05:45 | 69.189 | - | 3 | 5 | 0.25
4hr LiIon | System | Constraint | Flex Up | Flexibility | Violation | 1 | 2025-03-19 05:30 | 34.8955 | - | 3 | 5 | 0.25
4hr LiIon | System | Constraint | Flex Up | Flexibility | Violation | 1 | 2025-03-19 05:45 | 187.0954 | - | 3 | 5 | 0.25
4hr LiIon | System | Constraint | Flex Up | Flexibility | Violation | 1 | 2025-03-19 06:15 | 2.405 | - | 3 | 6 | 0.25
4hr LiIon | System | Constraint | Flex Up | Flexibility | Violation | 1 | 2025-03-19 18:30 | 10.4682 | - | 3 | 18 | 0.25
4hr LiIon | System | Constraint | Flex Up | Flexibility | Violation | 1 | 2025-03-19 18:45 | 70.4556 | - | 3 | 18 | 0.25
4hr LiIon | System | Constraint | Flex Up | Flexibility | Violation | 1 | 2025-03-19 19:00 | 3.9159 | - | 3 | 19 | 0.25
4hr LiIon | System | Constraint | Flex Up | Flexibility | Violation | 1 | 2025-03-20 05:45 | 106.2139 | - | 3 | 5 | 0.25
4hr LiIon | System | Constraint | Flex Up | Flexibility | Violation | 1 | 2025-03-20 16:00 | 38.8781 | - | 3 | 16 | 0.25
4hr LiIon | System | Constraint | Flex Up | Flexibility | Violation | 1 | 2025-03-21 05:45 | 57.0152 | - | 3 | 5 | 0.25
4hr LiIon | System | Constraint | Flex Up | Flexibility | Violation | 1 | 2025-03-21 15:30 | 7.148 | - | 3 | 15 | 0.25
4hr LiIon | System | Constraint | Flex Up | Flexibility | Violation | 1 | 2025-03-21 16:00 | 19.0367 | - | 3 | 16 | 0.25
4hr LiIon | System | Constraint | Flex Up | Flexibility | Violation | 1 | 2025-03-21 17:00 | 22.4003 | - | 3 | 17 | 0.25
4hr LiIon | System | Constraint | Flex Up | Flexibility | Violation | 1 | 2025-03-21 18:00 | 2.5172 | - | 3 | 18 | 0.25
4hr LiIon | System | Constraint | Flex Up | Flexibility | Violation | 1 | 2025-03-21 20:15 | 41.9816 | - | 3 | 20 | 0.25
4hr LiIon | System | Constraint | Flex Up | Flexibility | Violation | 1 | 2025-03-21 22:00 | 21.7003 | - | 3 | 22 | 0.25
4hr LiIon | System | Constraint | Flex Up | Flexibility | Violation | 1 | 2025-03-22 18:30 | 12.48 | - | 3 | 18 | 0.25
4hr LiIon | System | Constraint | Flex Up | Flexibility | Violation | 1 | 2025-03-22 18:45 | 54.0956 | - | 3 | 18 | 0.25
4hr LiIon | System | Constraint | Flex Up | Flexibility | Violation | 1 | 2025-03-23 06:45 | 2.521 | - | 3 | 6 | 0.25
4hr LiIon | System | Constraint | Flex Up | Flexibility | Violation | 1 | 2025-03-23 18:45 | 49.5741 | - | 3 | 18 | 0.25
4hr LiIon | System | Constraint | Flex Up | Flexibility | Violation | 1 | 2025-03-24 05:45 | 66.3834 | - | 3 | 5 | 0.25
4hr LiIon | System | Constraint | Flex Up | Flexibility | Violation | 1 | 2025-03-24 16:45 | 19.8409 | - | 3 | 16 | 0.25
4hr LiIon | System | Constraint | Flex Up | Flexibility | Violation | 1 | 2025-03-25 05:30 | 4.4009 | - | 3 | 5 | 0.25
4hr LiIon | System | Constraint | Flex Up | Flexibility | Violation | 1 | 2025-03-25 05:45 | 91.2993 | - | 3 | 5 | 0.25
4hr LiIon | System | Constraint | Flex Up | Flexibility | Violation | 1 | 2025-03-25 17:00 | 14.3822 | - | 3 | 17 | 0.25
4hr LiIon | System | Constraint | Flex Up | Flexibility | Violation | 1 | 2025-03-25 17:15 | 0.37426 | - | 3 | 17 | 0.25
4hr LiIon | System | Constraint | Flex Up | Flexibility | Violation | 1 | 2025-03-25 18:45 | 52.7846 | - | 3 | 18 | 0.25
4hr LiIon | System | Constraint | Flex Up | Flexibility | Violation | 1 | 2025-03-26 05:30 | 3.8633 | - | 3 | 5 | 0.25
4hr LiIon | System | Constraint | Flex Up | Flexibility | Violation | 1 | 2025-03-26 05:45 | 104.0227 | - | 3 | 5 | 0.25
4hr LiIon | System | Constraint | Flex Up | Flexibility | Violation | 1 | 2025-03-26 15:00 | 2.0307 | - | 3 | 15 | 0.25
4hr LiIon | System | Constraint | Flex Up | Flexibility | Violation | 1 | 2025-03-26 19:00 | 47.9546 | - | 3 | 19 | 0.25
4hr LiIon | System | Constraint | Flex Up | Flexibility | Violation | 1 | 2025-03-26 23:00 | 12.4225 | - | 3 | 23 | 0.25
4hr LiIon | System | Constraint | Flex Up | Flexibility | Violation | 1 | 2025-03-27 05:45 | 90.1228 | - | 3 | 5 | 0.25
4hr LiIon | System | Constraint | Flex Up | Flexibility | Violation | 1 | 2025-03-28 06:30 | 0.53149 | - | 3 | 6 | 0.25
4hr LiIon | System | Constraint | Flex Up | Flexibility | Violation | 1 | 2025-03-28 06:45 | 59.3211 | - | 3 | 6 | 0.25
4hr LiIon | System | Constraint | Flex Up | Flexibility | Violation | 1 | 2025-03-28 17:00 | 54.6502 | - | 3 | 17 | 0.25
4hr LiIon | System | Constraint | Flex Up | Flexibility | Violation | 1 | 2025-03-29 20:00 | 103.3926 | - | 3 | 20 | 0.25
4hr LiIon | System | Constraint | Flex Up | Flexibility | Violation | 1 | 2025-03-30 06:30 | 40.6858 | - | 3 | 6 | 0.25
4hr LiIon | System | Constraint | Flex Up | Flexibility | Violation | 1 | 2025-03-30 06:45 | 87.4578 | - | 3 | 6 | 0.25
4hr LiIon | System | Constraint | Flex Up | Flexibility | Violation | 1 | 2025-03-30 18:45 | 44.3292 | - | 3 | 18 | 0.25
4hr LiIon | System | Constraint | Flex Up | Flexibility | Violation | 1 | 2025-03-30 19:15 | 16.1502 | - | 3 | 19 | 0.25
4hr LiIon | System | Constraint | Flex Up | Flexibility | Violation | 1 | 2025-03-30 19:30 | 12.7693 | - | 3 | 19 | 0.25
4hr LiIon | System | Constraint | Flex Up | Flexibility | Violation | 1 | 2025-03-31 05:45 | 34.5674 | - | 3 | 5 | 0.25
4hr LiIon | System | Constraint | Flex Up | Flexibility | Violation | 1 | 2025-03-31 20:00 | 86.7215 | - | 3 | 20 | 0.25
4hr LiIon | System | Constraint | Flex Up | Flexibility | Violation | 1 | 2025-04-01 05:45 | 28.8656 | - | 4 | 5 | 0.25
4hr LiIon | System | Constraint | Flex Up | Flexibility | Violation | 1 | 2025-04-01 17:00 | 30.7484 | - | 4 | 17 | 0.25
4hr LiIon | System | Constraint | Flex Up | Flexibility | Violation | 1 | 2025-04-01 17:15 | 16.3147 | - | 4 | 17 | 0.25
4hr LiIon | System | Constraint | Flex Up | Flexibility | Violation | 1 | 2025-04-01 17:30 | 10.8809 | - | 4 | 17 | 0.25
4hr LiIon | System | Constraint | Flex Up | Flexibility | Violation | 1 | 2025-04-01 17:45 | 13.4472 | - | 4 | 17 | 0.25
4hr LiIon | System | Constraint | Flex Up | Flexibility | Violation | 1 | 2025-04-01 18:45 | 60.5456 | - | 4 | 18 | 0.25
4hr LiIon | System | Constraint | Flex Up | Flexibility | Violation | 1 | 2025-04-02 04:45 | 1.0397 | - | 4 | 4 | 0.25
4hr LiIon | System | Constraint | Flex Up | Flexibility | Violation | 1 | 2025-04-02 05:45 | 63.9891 | - | 4 | 5 | 0.25
4hr LiIon | System | Constraint | Flex Up | Flexibility | Violation | 1 | 2025-04-02 06:45 | 21.6194 | - | 4 | 6 | 0.25
4hr LiIon | System | Constraint | Flex Up | Flexibility | Violation | 1 | 2025-04-02 19:00 | 6.0375 | - | 4 | 19 | 0.25
4hr LiIon | System | Constraint | Flex Up | Flexibility | Violation | 1 | 2025-04-03 05:45 | 58.3127 | - | 4 | 5 | 0.25
4hr LiIon | System | Constraint | Flex Up | Flexibility | Violation | 1 | 2025-04-03 17:45 | 6.8348 | - | 4 | 17 | 0.25
4hr LiIon | System | Constraint | Flex Up | Flexibility | Violation | 1 | 2025-04-04 05:45 | 75.0501 | - | 4 | 5 | 0.25
4hr LiIon | System | Constraint | Flex Up | Flexibility | Violation | 1 | 2025-04-04 06:45 | 13.6773 | - | 4 | 6 | 0.25
4hr LiIon | System | Constraint | Flex Up | Flexibility | Violation | 1 | 2025-04-04 15:00 | 2.0126 | - | 4 | 15 | 0.25
4hr LiIon | System | Constraint | Flex Up | Flexibility | Violation | 1 | 2025-04-04 15:15 | 8.3935 | - | 4 | 15 | 0.25
4hr LiIon | System | Constraint | Flex Up | Flexibility | Violation | 1 | 2025-04-04 20:00 | 19.0282 | - | 4 | 20 | 0.25
4hr LiIon | System | Constraint | Flex Up | Flexibility | Violation | 1 | 2025-04-05 06:45 | 13.938 | - | 4 | 6 | 0.25
4hr LiIon | System | Constraint | Flex Up | Flexibility | Violation | 1 | 2025-04-06 06:30 | 21.1946 | - | 4 | 6 | 0.25
4hr LiIon | System | Constraint | Flex Up | Flexibility | Violation | 1 | 2025-04-06 06:45 | 103.0555 | - | 4 | 6 | 0.25
4hr LiIon | System | Constraint | Flex Up | Flexibility | Violation | 1 | 2025-04-07 05:15 | 42.6712 | - | 4 | 5 | 0.25
4hr LiIon | System | Constraint | Flex Up | Flexibility | Violation | 1 | 2025-04-07 05:30 | 228.6552 | - | 4 | 5 | 0.25
4hr LiIon | System | Constraint | Flex Up | Flexibility | Violation | 1 | 2025-04-07 05:45 | 351.6393 | - | 4 | 5 | 0.25
4hr LiIon | System | Constraint | Flex Up | Flexibility | Violation | 1 | 2025-04-07 06:45 | 12.2728 | - | 4 | 6 | 0.25
4hr LiIon | System | Constraint | Flex Up | Flexibility | Violation | 1 | 2025-04-07 19:00 | 99.6768 | - | 4 | 19 | 0.25
4hr LiIon | System | Constraint | Flex Up | Flexibility | Violation | 1 | 2025-04-07 19:15 | 60.1953 | - | 4 | 19 | 0.25
4hr LiIon | System | Constraint | Flex Up | Flexibility | Violation | 1 | 2025-04-08 05:30 | 30.2327 | - | 4 | 5 | 0.25
4hr LiIon | System | Constraint | Flex Up | Flexibility | Violation | 1 | 2025-04-08 05:45 | 151.9256 | - | 4 | 5 | 0.25
4hr LiIon | System | Constraint | Flex Up | Flexibility | Violation | 1 | 2025-04-08 06:15 | 23.7473 | - | 4 | 6 | 0.25
4hr LiIon | System | Constraint | Flex Up | Flexibility | Violation | 1 | 2025-04-08 06:30 | 60.8581 | - | 4 | 6 | 0.25
4hr LiIon | System | Constraint | Flex Up | Flexibility | Violation | 1 | 2025-04-08 06:45 | 82.9689 | - | 4 | 6 | 0.25
4hr LiIon | System | Constraint | Flex Up | Flexibility | Violation | 1 | 2025-04-08 19:15 | 2.6252 | - | 4 | 19 | 0.25
4hr LiIon | System | Constraint | Flex Up | Flexibility | Violation | 1 | 2025-04-09 05:15 | 173.5331 | - | 4 | 5 | 0.25
4hr LiIon | System | Constraint | Flex Up | Flexibility | Violation | 1 | 2025-04-09 05:30 | 351.712 | - | 4 | 5 | 0.25
4hr LiIon | System | Constraint | Flex Up | Flexibility | Violation | 1 | 2025-04-09 05:45 | 351.9861 | - | 4 | 5 | 0.25
4hr LiIon | System | Constraint | Flex Up | Flexibility | Violation | 1 | 2025-04-09 06:45 | 23.4478 | - | 4 | 6 | 0.25
4hr LiIon | System | Constraint | Flex Up | Flexibility | Violation | 1 | 2025-04-09 17:00 | 17.603 | - | 4 | 17 | 0.25
4hr LiIon | System | Constraint | Flex Up | Flexibility | Violation | 1 | 2025-04-09 17:30 | 29.0381 | - | 4 | 17 | 0.25
4hr LiIon | System | Constraint | Flex Up | Flexibility | Violation | 1 | 2025-04-09 17:45 | 63.5057 | - | 4 | 17 | 0.25
4hr LiIon | System | Constraint | Flex Up | Flexibility | Violation | 1 | 2025-04-09 18:45 | 22.3688 | - | 4 | 18 | 0.25
4hr LiIon | System | Constraint | Flex Up | Flexibility | Violation | 1 | 2025-04-09 19:00 | 73.8072 | - | 4 | 19 | 0.25
4hr LiIon | System | Constraint | Flex Up | Flexibility | Violation | 1 | 2025-04-09 19:15 | 48.2266 | - | 4 | 19 | 0.25
4hr LiIon | System | Constraint | Flex Up | Flexibility | Violation | 1 | 2025-04-09 19:45 | 6.5654 | - | 4 | 19 | 0.25
4hr LiIon | System | Constraint | Flex Up | Flexibility | Violation | 1 | 2025-04-09 22:00 | 3.6261 | - | 4 | 22 | 0.25
4hr LiIon | System | Constraint | Flex Up | Flexibility | Violation | 1 | 2025-04-10 04:45 | 146.8107 | - | 4 | 4 | 0.25
4hr LiIon | System | Constraint | Flex Up | Flexibility | Violation | 1 | 2025-04-10 05:15 | 167.0255 | - | 4 | 5 | 0.25
4hr LiIon | System | Constraint | Flex Up | Flexibility | Violation | 1 | 2025-04-10 05:30 | 351.9861 | - | 4 | 5 | 0.25
4hr LiIon | System | Constraint | Flex Up | Flexibility | Violation | 1 | 2025-04-10 05:45 | 351.9861 | - | 4 | 5 | 0.25
4hr LiIon | System | Constraint | Flex Up | Flexibility | Violation | 1 | 2025-04-10 06:45 | 29.3422 | - | 4 | 6 | 0.25
4hr LiIon | System | Constraint | Flex Up | Flexibility | Violation | 1 | 2025-04-10 19:00 | 18.0218 | - | 4 | 19 | 0.25
4hr LiIon | System | Constraint | Flex Up | Flexibility | Violation | 1 | 2025-04-10 20:00 | 111.9156 | - | 4 | 20 | 0.25
4hr LiIon | System | Constraint | Flex Up | Flexibility | Violation | 1 | 2025-04-11 05:30 | 123.626 | - | 4 | 5 | 0.25
4hr LiIon | System | Constraint | Flex Up | Flexibility | Violation | 1 | 2025-04-11 05:45 | 251.671 | - | 4 | 5 | 0.25
4hr LiIon | System | Constraint | Flex Up | Flexibility | Violation | 1 | 2025-04-11 16:00 | 45.0044 | - | 4 | 16 | 0.25
4hr LiIon | System | Constraint | Flex Up | Flexibility | Violation | 1 | 2025-04-12 07:45 | 54.9182 | - | 4 | 7 | 0.25
4hr LiIon | System | Constraint | Flex Up | Flexibility | Violation | 1 | 2025-04-13 06:30 | 11.3258 | - | 4 | 6 | 0.25
4hr LiIon | System | Constraint | Flex Up | Flexibility | Violation | 1 | 2025-04-13 06:45 | 118.2 | - | 4 | 6 | 0.25
4hr LiIon | System | Constraint | Flex Up | Flexibility | Violation | 1 | 2025-04-14 04:30 | 79.0732 | - | 4 | 4 | 0.25
4hr LiIon | System | Constraint | Flex Up | Flexibility | Violation | 1 | 2025-04-14 04:45 | 294.4386 | - | 4 | 4 | 0.25
4hr LiIon | System | Constraint | Flex Up | Flexibility | Violation | 1 | 2025-04-14 05:15 | 155.3218 | - | 4 | 5 | 0.25
4hr LiIon | System | Constraint | Flex Up | Flexibility | Violation | 1 | 2025-04-14 05:30 | 223.2633 | - | 4 | 5 | 0.25
4hr LiIon | System | Constraint | Flex Up | Flexibility | Violation | 1 | 2025-04-14 05:45 | 284.2049 | - | 4 | 5 | 0.25
4hr LiIon | System | Constraint | Flex Up | Flexibility | Violation | 1 | 2025-04-15 05:15 | 135.7402 | - | 4 | 5 | 0.25
4hr LiIon | System | Constraint | Flex Up | Flexibility | Violation | 1 | 2025-04-15 05:30 | 260.4693 | - | 4 | 5 | 0.25
4hr LiIon | System | Constraint | Flex Up | Flexibility | Violation | 1 | 2025-04-15 05:45 | 351.9861 | - | 4 | 5 | 0.25
4hr LiIon | System | Constraint | Flex Up | Flexibility | Violation | 1 | 2025-04-15 16:45 | 51.1351 | - | 4 | 16 | 0.25
4hr LiIon | System | Constraint | Flex Up | Flexibility | Violation | 1 | 2025-04-15 18:00 | 1.2657 | - | 4 | 18 | 0.25
4hr LiIon | System | Constraint | Flex Up | Flexibility | Violation | 1 | 2025-04-15 18:45 | 29.3694 | - | 4 | 18 | 0.25
4hr LiIon | System | Constraint | Flex Up | Flexibility | Violation | 1 | 2025-04-15 19:00 | 15.3313 | - | 4 | 19 | 0.25
4hr LiIon | System | Constraint | Flex Up | Flexibility | Violation | 1 | 2025-04-15 19:15 | 9.8443 | - | 4 | 19 | 0.25
4hr LiIon | System | Constraint | Flex Up | Flexibility | Violation | 1 | 2025-04-16 05:30 | 87.9303 | - | 4 | 5 | 0.25
4hr LiIon | System | Constraint | Flex Up | Flexibility | Violation | 1 | 2025-04-16 05:45 | 230.303 | - | 4 | 5 | 0.25
4hr LiIon | System | Constraint | Flex Up | Flexibility | Violation | 1 | 2025-04-16 19:00 | 4.2792 | - | 4 | 19 | 0.25
4hr LiIon | System | Constraint | Flex Up | Flexibility | Violation | 1 | 2025-04-17 06:45 | 24.5519 | - | 4 | 6 | 0.25
4hr LiIon | System | Constraint | Flex Up | Flexibility | Violation | 1 | 2025-04-18 06:45 | 60.6933 | - | 4 | 6 | 0.25
4hr LiIon | System | Constraint | Flex Up | Flexibility | Violation | 1 | 2025-04-18 16:45 | 0.021109 | - | 4 | 16 | 0.25
4hr LiIon | System | Constraint | Flex Up | Flexibility | Violation | 1 | 2025-04-19 06:45 | 56.8294 | - | 4 | 6 | 0.25
4hr LiIon | System | Constraint | Flex Up | Flexibility | Violation | 1 | 2025-04-19 07:45 | 47.6483 | - | 4 | 7 | 0.25
4hr LiIon | System | Constraint | Flex Up | Flexibility | Violation | 1 | 2025-04-20 05:15 | 3.946 | - | 4 | 5 | 0.25
4hr LiIon | System | Constraint | Flex Up | Flexibility | Violation | 1 | 2025-04-20 06:45 | 21.1887 | - | 4 | 6 | 0.25
4hr LiIon | System | Constraint | Flex Up | Flexibility | Violation | 1 | 2025-04-20 07:45 | 10.589 | - | 4 | 7 | 0.25
4hr LiIon | System | Constraint | Flex Up | Flexibility | Violation | 1 | 2025-04-20 08:00 | 7.4772 | - | 4 | 8 | 0.25
4hr LiIon | System | Constraint | Flex Up | Flexibility | Violation | 1 | 2025-04-21 05:15 | 18.5149 | - | 4 | 5 | 0.25
4hr LiIon | System | Constraint | Flex Up | Flexibility | Violation | 1 | 2025-04-21 05:30 | 186.0747 | - | 4 | 5 | 0.25
4hr LiIon | System | Constraint | Flex Up | Flexibility | Violation | 1 | 2025-04-21 05:45 | 347.6345 | - | 4 | 5 | 0.25
4hr LiIon | System | Constraint | Flex Up | Flexibility | Violation | 1 | 2025-04-21 14:45 | 24.0649 | - | 4 | 14 | 0.25
4hr LiIon | System | Constraint | Flex Up | Flexibility | Violation | 1 | 2025-04-21 16:30 | 2.7515 | - | 4 | 16 | 0.25
4hr LiIon | System | Constraint | Flex Up | Flexibility | Violation | 1 | 2025-04-22 05:30 | 36.5455 | - | 4 | 5 | 0.25
4hr LiIon | System | Constraint | Flex Up | Flexibility | Violation | 1 | 2025-04-22 05:45 | 225.0118 | - | 4 | 5 | 0.25
4hr LiIon | System | Constraint | Flex Up | Flexibility | Violation | 1 | 2025-04-23 05:15 | 24.316 | - | 4 | 5 | 0.25
4hr LiIon | System | Constraint | Flex Up | Flexibility | Violation | 1 | 2025-04-23 05:30 | 206.267 | - | 4 | 5 | 0.25
4hr LiIon | System | Constraint | Flex Up | Flexibility | Violation | 1 | 2025-04-23 05:45 | 348.218 | - | 4 | 5 | 0.25
4hr LiIon | System | Constraint | Flex Up | Flexibility | Violation | 1 | 2025-04-23 19:30 | 18.6817 | - | 4 | 19 | 0.25
4hr LiIon | System | Constraint | Flex Up | Flexibility | Violation | 1 | 2025-04-23 19:45 | 6.8887 | - | 4 | 19 | 0.25
4hr LiIon | System | Constraint | Flex Up | Flexibility | Violation | 1 | 2025-04-24 05:00 | 23.4886 | - | 4 | 5 | 0.25
4hr LiIon | System | Constraint | Flex Up | Flexibility | Violation | 1 | 2025-04-24 05:15 | 269.3526 | - | 4 | 5 | 0.25
4hr LiIon | System | Constraint | Flex Up | Flexibility | Violation | 1 | 2025-04-24 05:30 | 315.2165 | - | 4 | 5 | 0.25
4hr LiIon | System | Constraint | Flex Up | Flexibility | Violation | 1 | 2025-04-24 05:45 | 351.9861 | - | 4 | 5 | 0.25
4hr LiIon | System | Constraint | Flex Up | Flexibility | Violation | 1 | 2025-04-25 05:45 | 125.9102 | - | 4 | 5 | 0.25
4hr LiIon | System | Constraint | Flex Up | Flexibility | Violation | 1 | 2025-04-26 04:45 | 5.4278 | - | 4 | 4 | 0.25
4hr LiIon | System | Constraint | Flex Up | Flexibility | Violation | 1 | 2025-04-26 06:45 | 16.0031 | - | 4 | 6 | 0.25
4hr LiIon | System | Constraint | Flex Up | Flexibility | Violation | 1 | 2025-04-27 03:00 | 27.1166 | - | 4 | 3 | 0.25
4hr LiIon | System | Constraint | Flex Up | Flexibility | Violation | 1 | 2025-04-27 03:15 | 12.4723 | - | 4 | 3 | 0.25
4hr LiIon | System | Constraint | Flex Up | Flexibility | Violation | 1 | 2025-04-27 06:45 | 58.9703 | - | 4 | 6 | 0.25
4hr LiIon | System | Constraint | Flex Up | Flexibility | Violation | 1 | 2025-04-27 19:45 | 56.6241 | - | 4 | 19 | 0.25
4hr LiIon | System | Constraint | Flex Up | Flexibility | Violation | 1 | 2025-04-28 04:45 | 4.1336 | - | 4 | 4 | 0.25
4hr LiIon | System | Constraint | Flex Up | Flexibility | Violation | 1 | 2025-04-28 05:15 | 124.6741 | - | 4 | 5 | 0.25
4hr LiIon | System | Constraint | Flex Up | Flexibility | Violation | 1 | 2025-04-28 05:30 | 217.4493 | - | 4 | 5 | 0.25
4hr LiIon | System | Constraint | Flex Up | Flexibility | Violation | 1 | 2025-04-28 05:45 | 299.8109 | - | 4 | 5 | 0.25
4hr LiIon | System | Constraint | Flex Up | Flexibility | Violation | 1 | 2025-04-28 15:30 | 0.25606 | - | 4 | 15 | 0.25
4hr LiIon | System | Constraint | Flex Up | Flexibility | Violation | 1 | 2025-04-28 17:00 | 28.6254 | - | 4 | 17 | 0.25
4hr LiIon | System | Constraint | Flex Up | Flexibility | Violation | 1 | 2025-04-29 05:30 | 152.8371 | - | 4 | 5 | 0.25
4hr LiIon | System | Constraint | Flex Up | Flexibility | Violation | 1 | 2025-04-29 05:45 | 325.778 | - | 4 | 5 | 0.25
4hr LiIon | System | Constraint | Flex Up | Flexibility | Violation | 1 | 2025-04-29 06:45 | 1.9527 | - | 4 | 6 | 0.25
4hr LiIon | System | Constraint | Flex Up | Flexibility | Violation | 1 | 2025-04-29 15:00 | 13.4172 | - | 4 | 15 | 0.25
4hr LiIon | System | Constraint | Flex Up | Flexibility | Violation | 1 | 2025-04-29 19:45 | 22.0278 | - | 4 | 19 | 0.25
4hr LiIon | System | Constraint | Flex Up | Flexibility | Violation | 1 | 2025-04-29 20:00 | 52.859 | - | 4 | 20 | 0.25
4hr LiIon | System | Constraint | Flex Up | Flexibility | Violation | 1 | 2025-04-30 05:45 | 119.0411 | - | 4 | 5 | 0.25
4hr LiIon | System | Constraint | Flex Up | Flexibility | Violation | 1 | 2025-04-30 19:45 | 23.4193 | - | 4 | 19 | 0.25
4hr LiIon | System | Constraint | Flex Up | Flexibility | Violation | 1 | 2025-05-01 05:30 | 24.6351 | - | 5 | 5 | 0.25
4hr LiIon | System | Constraint | Flex Up | Flexibility | Violation | 1 | 2025-05-01 05:45 | 214.5216 | - | 5 | 5 | 0.25
4hr LiIon | System | Constraint | Flex Up | Flexibility | Violation | 1 | 2025-05-02 05:30 | 21.1638 | - | 5 | 5 | 0.25
4hr LiIon | System | Constraint | Flex Up | Flexibility | Violation | 1 | 2025-05-02 05:45 | 108.666 | - | 5 | 5 | 0.25
4hr LiIon | System | Constraint | Flex Up | Flexibility | Violation | 1 | 2025-05-03 05:45 | 1.6624 | - | 5 | 5 | 0.25
4hr LiIon | System | Constraint | Flex Up | Flexibility | Violation | 1 | 2025-05-03 06:45 | 30.41 | - | 5 | 6 | 0.25
4hr LiIon | System | Constraint | Flex Up | Flexibility | Violation | 1 | 2025-05-03 15:00 | 88.4077 | - | 5 | 15 | 0.25
4hr LiIon | System | Constraint | Flex Up | Flexibility | Violation | 1 | 2025-05-03 15:15 | 12.4006 | - | 5 | 15 | 0.25
4hr LiIon | System | Constraint | Flex Up | Flexibility | Violation | 1 | 2025-05-05 05:15 | 5.8653 | - | 5 | 5 | 0.25
4hr LiIon | System | Constraint | Flex Up | Flexibility | Violation | 1 | 2025-05-05 05:30 | 7.0857 | - | 5 | 5 | 0.25
4hr LiIon | System | Constraint | Flex Up | Flexibility | Violation | 1 | 2025-05-05 05:45 | 22.3061 | - | 5 | 5 | 0.25
4hr LiIon | System | Constraint | Flex Up | Flexibility | Violation | 1 | 2025-05-06 05:45 | 46.2171 | - | 5 | 5 | 0.25
4hr LiIon | System | Constraint | Flex Up | Flexibility | Violation | 1 | 2025-05-06 07:30 | 1.559 | - | 5 | 7 | 0.25
4hr LiIon | System | Constraint | Flex Up | Flexibility | Violation | 1 | 2025-05-07 15:00 | 20.0563 | - | 5 | 15 | 0.25
4hr LiIon | System | Constraint | Flex Up | Flexibility | Violation | 1 | 2025-05-08 05:45 | 46.8367 | - | 5 | 5 | 0.25
4hr LiIon | System | Constraint | Flex Up | Flexibility | Violation | 1 | 2025-05-08 06:45 | 38.2943 | - | 5 | 6 | 0.25
4hr LiIon | System | Constraint | Flex Up | Flexibility | Violation | 1 | 2025-05-08 18:00 | 9.9263 | - | 5 | 18 | 0.25
4hr LiIon | System | Constraint | Flex Up | Flexibility | Violation | 1 | 2025-05-09 05:45 | 45.5819 | - | 5 | 5 | 0.25
4hr LiIon | System | Constraint | Flex Up | Flexibility | Violation | 1 | 2025-05-10 06:45 | 26.9606 | - | 5 | 6 | 0.25
4hr LiIon | System | Constraint | Flex Up | Flexibility | Violation | 1 | 2025-05-10 15:30 | 3.6334 | - | 5 | 15 | 0.25
4hr LiIon | System | Constraint | Flex Up | Flexibility | Violation | 1 | 2025-05-10 20:00 | 58.2974 | - | 5 | 20 | 0.25
4hr LiIon | System | Constraint | Flex Up | Flexibility | Violation | 1 | 2025-05-11 07:45 | 8.2976 | - | 5 | 7 | 0.25
4hr LiIon | System | Constraint | Flex Up | Flexibility | Violation | 1 | 2025-05-12 05:15 | 42.7233 | - | 5 | 5 | 0.25
4hr LiIon | System | Constraint | Flex Up | Flexibility | Violation | 1 | 2025-05-12 05:30 | 165.0862 | - | 5 | 5 | 0.25
4hr LiIon | System | Constraint | Flex Up | Flexibility | Violation | 1 | 2025-05-12 05:45 | 247.108 | - | 5 | 5 | 0.25
4hr LiIon | System | Constraint | Flex Up | Flexibility | Violation | 1 | 2025-05-12 06:00 | 36.4716 | - | 5 | 6 | 0.25
4hr LiIon | System | Constraint | Flex Up | Flexibility | Violation | 1 | 2025-05-12 06:15 | 158.694 | - | 5 | 6 | 0.25
4hr LiIon | System | Constraint | Flex Up | Flexibility | Violation | 1 | 2025-05-12 06:30 | 239.9165 | - | 5 | 6 | 0.25
4hr LiIon | System | Constraint | Flex Up | Flexibility | Violation | 1 | 2025-05-12 06:45 | 332.1389 | - | 5 | 6 | 0.25
4hr LiIon | System | Constraint | Flex Up | Flexibility | Violation | 1 | 2025-05-12 07:15 | 9.799 | - | 5 | 7 | 0.25
4hr LiIon | System | Constraint | Flex Up | Flexibility | Violation | 1 | 2025-05-12 07:30 | 34.0188 | - | 5 | 7 | 0.25
4hr LiIon | System | Constraint | Flex Up | Flexibility | Violation | 1 | 2025-05-12 07:45 | 30.2385 | - | 5 | 7 | 0.25
4hr LiIon | System | Constraint | Flex Up | Flexibility | Violation | 1 | 2025-05-12 13:00 | 0.28448 | - | 5 | 13 | 0.25
4hr LiIon | System | Constraint | Flex Up | Flexibility | Violation | 1 | 2025-05-12 16:00 | 5.8009 | - | 5 | 16 | 0.25
4hr LiIon | System | Constraint | Flex Up | Flexibility | Violation | 1 | 2025-05-13 03:00 | 6.0853 | - | 5 | 3 | 0.25
4hr LiIon | System | Constraint | Flex Up | Flexibility | Violation | 1 | 2025-05-13 03:45 | 0.71521 | - | 5 | 3 | 0.25
4hr LiIon | System | Constraint | Flex Up | Flexibility | Violation | 1 | 2025-05-13 05:30 | 12.7256 | - | 5 | 5 | 0.25
4hr LiIon | System | Constraint | Flex Up | Flexibility | Violation | 1 | 2025-05-13 05:45 | 122.9269 | - | 5 | 5 | 0.25
4hr LiIon | System | Constraint | Flex Up | Flexibility | Violation | 1 | 2025-05-13 06:30 | 48.4708 | - | 5 | 6 | 0.25
4hr LiIon | System | Constraint | Flex Up | Flexibility | Violation | 1 | 2025-05-13 06:45 | 100.9281 | - | 5 | 6 | 0.25
4hr LiIon | System | Constraint | Flex Up | Flexibility | Violation | 1 | 2025-05-14 01:00 | 3.3158 | - | 5 | 1 | 0.25
4hr LiIon | System | Constraint | Flex Up | Flexibility | Violation | 1 | 2025-05-14 05:30 | 42.6742 | - | 5 | 5 | 0.25
4hr LiIon | System | Constraint | Flex Up | Flexibility | Violation | 1 | 2025-05-14 05:45 | 174.3915 | - | 5 | 5 | 0.25
4hr LiIon | System | Constraint | Flex Up | Flexibility | Violation | 1 | 2025-05-14 06:15 | 17.968 | - | 5 | 6 | 0.25
4hr LiIon | System | Constraint | Flex Up | Flexibility | Violation | 1 | 2025-05-14 06:30 | 64.8325 | - | 5 | 6 | 0.25
4hr LiIon | System | Constraint | Flex Up | Flexibility | Violation | 1 | 2025-05-14 06:45 | 78.6969 | - | 5 | 6 | 0.25
4hr LiIon | System | Constraint | Flex Up | Flexibility | Violation | 1 | 2025-05-14 14:00 | 64.8629 | - | 5 | 14 | 0.25
4hr LiIon | System | Constraint | Flex Up | Flexibility | Violation | 1 | 2025-05-14 14:15 | 19.1133 | - | 5 | 14 | 0.25
4hr LiIon | System | Constraint | Flex Up | Flexibility | Violation | 1 | 2025-05-15 04:45 | 16.4488 | - | 5 | 4 | 0.25
4hr LiIon | System | Constraint | Flex Up | Flexibility | Violation | 1 | 2025-05-15 05:30 | 58.9642 | - | 5 | 5 | 0.25
4hr LiIon | System | Constraint | Flex Up | Flexibility | Violation | 1 | 2025-05-15 05:45 | 55.0296 | - | 5 | 5 | 0.25
4hr LiIon | System | Constraint | Flex Up | Flexibility | Violation | 1 | 2025-05-15 06:30 | 2.055 | - | 5 | 6 | 0.25
4hr LiIon | System | Constraint | Flex Up | Flexibility | Violation | 1 | 2025-05-15 06:45 | 48.0835 | - | 5 | 6 | 0.25
4hr LiIon | System | Constraint | Flex Up | Flexibility | Violation | 1 | 2025-05-15 19:00 | 61.8074 | - | 5 | 19 | 0.25
4hr LiIon | System | Constraint | Flex Up | Flexibility | Violation | 1 | 2025-05-15 19:30 | 2.1126 | - | 5 | 19 | 0.25
4hr LiIon | System | Constraint | Flex Up | Flexibility | Violation | 1 | 2025-05-15 23:00 | 4.5677 | - | 5 | 23 | 0.25
4hr LiIon | System | Constraint | Flex Up | Flexibility | Violation | 1 | 2025-05-15 23:15 | 23.2604 | - | 5 | 23 | 0.25
4hr LiIon | System | Constraint | Flex Up | Flexibility | Violation | 1 | 2025-05-16 05:45 | 1.3223 | - | 5 | 5 | 0.25
4hr LiIon | System | Constraint | Flex Up | Flexibility | Violation | 1 | 2025-05-16 06:45 | 7.892 | - | 5 | 6 | 0.25
4hr LiIon | System | Constraint | Flex Up | Flexibility | Violation | 1 | 2025-05-16 10:00 | 22.003 | - | 5 | 10 | 0.25
4hr LiIon | System | Constraint | Flex Up | Flexibility | Violation | 1 | 2025-05-17 17:00 | 1.5369 | - | 5 | 17 | 0.25
4hr LiIon | System | Constraint | Flex Up | Flexibility | Violation | 1 | 2025-05-18 02:00 | 1.8147 | - | 5 | 2 | 0.25
4hr LiIon | System | Constraint | Flex Up | Flexibility | Violation | 1 | 2025-05-18 06:45 | 19.148 | - | 5 | 6 | 0.25
4hr LiIon | System | Constraint | Flex Up | Flexibility | Violation | 1 | 2025-05-18 07:45 | 38.8698 | - | 5 | 7 | 0.25
4hr LiIon | System | Constraint | Flex Up | Flexibility | Violation | 1 | 2025-05-18 18:30 | 12.8707 | - | 5 | 18 | 0.25
4hr LiIon | System | Constraint | Flex Up | Flexibility | Violation | 1 | 2025-05-19 05:45 | 109.0775 | - | 5 | 5 | 0.25
4hr LiIon | System | Constraint | Flex Up | Flexibility | Violation | 1 | 2025-05-19 06:15 | 13.0749 | - | 5 | 6 | 0.25
4hr LiIon | System | Constraint | Flex Up | Flexibility | Violation | 1 | 2025-05-19 06:30 | 101.2435 | - | 5 | 6 | 0.25
4hr LiIon | System | Constraint | Flex Up | Flexibility | Violation | 1 | 2025-05-19 06:45 | 161.4122 | - | 5 | 6 | 0.25
4hr LiIon | System | Constraint | Flex Up | Flexibility | Violation | 1 | 2025-05-19 09:00 | 18.2811 | - | 5 | 9 | 0.25
4hr LiIon | System | Constraint | Flex Up | Flexibility | Violation | 1 | 2025-05-19 09:15 | 18.2811 | - | 5 | 9 | 0.25
4hr LiIon | System | Constraint | Flex Up | Flexibility | Violation | 1 | 2025-05-19 09:30 | 21.8294 | - | 5 | 9 | 0.25
4hr LiIon | System | Constraint | Flex Up | Flexibility | Violation | 1 | 2025-05-19 09:45 | 34.4516 | - | 5 | 9 | 0.25
4hr LiIon | System | Constraint | Flex Up | Flexibility | Violation | 1 | 2025-05-20 05:30 | 66.3449 | - | 5 | 5 | 0.25
4hr LiIon | System | Constraint | Flex Up | Flexibility | Violation | 1 | 2025-05-20 05:45 | 202.7885 | - | 5 | 5 | 0.25
4hr LiIon | System | Constraint | Flex Up | Flexibility | Violation | 1 | 2025-05-20 06:45 | 18.3466 | - | 5 | 6 | 0.25
4hr LiIon | System | Constraint | Flex Up | Flexibility | Violation | 1 | 2025-05-21 04:45 | 35.5691 | - | 5 | 4 | 0.25
4hr LiIon | System | Constraint | Flex Up | Flexibility | Violation | 1 | 2025-05-22 05:45 | 73.0426 | - | 5 | 5 | 0.25
4hr LiIon | System | Constraint | Flex Up | Flexibility | Violation | 1 | 2025-05-22 06:00 | 14.8137 | - | 5 | 6 | 0.25
4hr LiIon | System | Constraint | Flex Up | Flexibility | Violation | 1 | 2025-05-22 06:15 | 56.6548 | - | 5 | 6 | 0.25
4hr LiIon | System | Constraint | Flex Up | Flexibility | Violation | 1 | 2025-05-22 06:30 | 64.496 | - | 5 | 6 | 0.25
4hr LiIon | System | Constraint | Flex Up | Flexibility | Violation | 1 | 2025-05-22 06:45 | 57.3371 | - | 5 | 6 | 0.25
4hr LiIon | System | Constraint | Flex Up | Flexibility | Violation | 1 | 2025-05-22 15:15 | 12.0506 | - | 5 | 15 | 0.25
4hr LiIon | System | Constraint | Flex Up | Flexibility | Violation | 1 | 2025-05-22 15:45 | 12.0506 | - | 5 | 15 | 0.25
4hr LiIon | System | Constraint | Flex Up | Flexibility | Violation | 1 | 2025-05-23 06:45 | 14.8522 | - | 5 | 6 | 0.25
4hr LiIon | System | Constraint | Flex Up | Flexibility | Violation | 1 | 2025-05-23 20:00 | 0.4182 | - | 5 | 20 | 0.25
4hr LiIon | System | Constraint | Flex Up | Flexibility | Violation | 1 | 2025-05-23 23:00 | 7.4614 | - | 5 | 23 | 0.25
4hr LiIon | System | Constraint | Flex Up | Flexibility | Violation | 1 | 2025-05-23 23:15 | 34.6806 | - | 5 | 23 | 0.25
4hr LiIon | System | Constraint | Flex Up | Flexibility | Violation | 1 | 2025-05-24 05:30 | 6.9399 | - | 5 | 5 | 0.25
4hr LiIon | System | Constraint | Flex Up | Flexibility | Violation | 1 | 2025-05-24 07:45 | 6.8168 | - | 5 | 7 | 0.25
4hr LiIon | System | Constraint | Flex Up | Flexibility | Violation | 1 | 2025-05-25 05:00 | 31.5166 | - | 5 | 5 | 0.25
4hr LiIon | System | Constraint | Flex Up | Flexibility | Violation | 1 | 2025-05-25 05:15 | 1.5471 | - | 5 | 5 | 0.25
4hr LiIon | System | Constraint | Flex Up | Flexibility | Violation | 1 | 2025-05-25 05:30 | 28.3393 | - | 5 | 5 | 0.25
4hr LiIon | System | Constraint | Flex Up | Flexibility | Violation | 1 | 2025-05-25 06:15 | 29.7511 | - | 5 | 6 | 0.25
4hr LiIon | System | Constraint | Flex Up | Flexibility | Violation | 1 | 2025-05-25 06:30 | 63.0085 | - | 5 | 6 | 0.25
4hr LiIon | System | Constraint | Flex Up | Flexibility | Violation | 1 | 2025-05-25 06:45 | 96.2659 | - | 5 | 6 | 0.25
4hr LiIon | System | Constraint | Flex Up | Flexibility | Violation | 1 | 2025-05-25 07:00 | 36.7202 | - | 5 | 7 | 0.25
4hr LiIon | System | Constraint | Flex Up | Flexibility | Violation | 1 | 2025-05-25 07:15 | 46.6839 | - | 5 | 7 | 0.25
4hr LiIon | System | Constraint | Flex Up | Flexibility | Violation | 1 | 2025-05-25 07:30 | 32.6476 | - | 5 | 7 | 0.25
4hr LiIon | System | Constraint | Flex Up | Flexibility | Violation | 1 | 2025-05-25 07:45 | 28.6113 | - | 5 | 7 | 0.25
4hr LiIon | System | Constraint | Flex Up | Flexibility | Violation | 1 | 2025-05-25 15:00 | 31.5382 | - | 5 | 15 | 0.25
4hr LiIon | System | Constraint | Flex Up | Flexibility | Violation | 1 | 2025-05-25 19:00 | 59.6764 | - | 5 | 19 | 0.25
4hr LiIon | System | Constraint | Flex Up | Flexibility | Violation | 1 | 2025-05-25 19:15 | 11.0614 | - | 5 | 19 | 0.25
4hr LiIon | System | Constraint | Flex Up | Flexibility | Violation | 1 | 2025-05-25 20:30 | 6.16 | - | 5 | 20 | 0.25
4hr LiIon | System | Constraint | Flex Up | Flexibility | Violation | 1 | 2025-05-25 20:45 | 25.4023 | - | 5 | 20 | 0.25
4hr LiIon | System | Constraint | Flex Up | Flexibility | Violation | 1 | 2025-05-25 23:00 | 13.9017 | - | 5 | 23 | 0.25
4hr LiIon | System | Constraint | Flex Up | Flexibility | Violation | 1 | 2025-05-26 06:00 | 22.2298 | - | 5 | 6 | 0.25
4hr LiIon | System | Constraint | Flex Up | Flexibility | Violation | 1 | 2025-05-26 06:15 | 26.872 | - | 5 | 6 | 0.25
4hr LiIon | System | Constraint | Flex Up | Flexibility | Violation | 1 | 2025-05-26 06:30 | 8.5142 | - | 5 | 6 | 0.25
4hr LiIon | System | Constraint | Flex Up | Flexibility | Violation | 1 | 2025-05-26 06:45 | 79.6565 | - | 5 | 6 | 0.25
4hr LiIon | System | Constraint | Flex Up | Flexibility | Violation | 1 | 2025-05-26 07:15 | 30.3869 | - | 5 | 7 | 0.25
4hr LiIon | System | Constraint | Flex Up | Flexibility | Violation | 1 | 2025-05-26 07:30 | 66.1368 | - | 5 | 7 | 0.25
4hr LiIon | System | Constraint | Flex Up | Flexibility | Violation | 1 | 2025-05-26 07:45 | 97.8867 | - | 5 | 7 | 0.25
4hr LiIon | System | Constraint | Flex Up | Flexibility | Violation | 1 | 2025-05-26 08:45 | 11.5176 | - | 5 | 8 | 0.25
4hr LiIon | System | Constraint | Flex Up | Flexibility | Violation | 1 | 2025-05-26 09:45 | 23.4653 | - | 5 | 9 | 0.25
4hr LiIon | System | Constraint | Flex Up | Flexibility | Violation | 1 | 2025-05-26 16:30 | 17.0423 | - | 5 | 16 | 0.25
4hr LiIon | System | Constraint | Flex Up | Flexibility | Violation | 1 | 2025-05-26 16:45 | 43.0246 | - | 5 | 16 | 0.25
4hr LiIon | System | Constraint | Flex Up | Flexibility | Violation | 1 | 2025-05-27 06:45 | 6.1024 | - | 5 | 6 | 0.25
4hr LiIon | System | Constraint | Flex Up | Flexibility | Violation | 1 | 2025-05-27 11:00 | 26.3654 | - | 5 | 11 | 0.25
4hr LiIon | System | Constraint | Flex Up | Flexibility | Violation | 1 | 2025-05-27 11:15 | 69.1009 | - | 5 | 11 | 0.25
4hr LiIon | System | Constraint | Flex Up | Flexibility | Violation | 1 | 2025-05-27 13:00 | 43.7395 | - | 5 | 13 | 0.25
4hr LiIon | System | Constraint | Flex Up | Flexibility | Violation | 1 | 2025-05-27 15:15 | 7.906 | - | 5 | 15 | 0.25
4hr LiIon | System | Constraint | Flex Up | Flexibility | Violation | 1 | 2025-05-27 15:30 | 7.906 | - | 5 | 15 | 0.25
4hr LiIon | System | Constraint | Flex Up | Flexibility | Violation | 1 | 2025-05-27 16:15 | 5.4726 | - | 5 | 16 | 0.25
4hr LiIon | System | Constraint | Flex Up | Flexibility | Violation | 1 | 2025-05-27 16:30 | 29.6219 | - | 5 | 16 | 0.25
4hr LiIon | System | Constraint | Flex Up | Flexibility | Violation | 1 | 2025-05-27 16:45 | 28.7712 | - | 5 | 16 | 0.25
4hr LiIon | System | Constraint | Flex Up | Flexibility | Violation | 1 | 2025-05-27 19:00 | 32.0394 | - | 5 | 19 | 0.25
4hr LiIon | System | Constraint | Flex Up | Flexibility | Violation | 1 | 2025-05-28 05:45 | 9.0527 | - | 5 | 5 | 0.25
4hr LiIon | System | Constraint | Flex Up | Flexibility | Violation | 1 | 2025-05-28 16:00 | 35.8917 | - | 5 | 16 | 0.25
4hr LiIon | System | Constraint | Flex Up | Flexibility | Violation | 1 | 2025-05-28 16:15 | 59.3996 | - | 5 | 16 | 0.25
4hr LiIon | System | Constraint | Flex Up | Flexibility | Violation | 1 | 2025-05-28 16:30 | 80.9076 | - | 5 | 16 | 0.25
4hr LiIon | System | Constraint | Flex Up | Flexibility | Violation | 1 | 2025-05-28 16:45 | 55.4155 | - | 5 | 16 | 0.25
4hr LiIon | System | Constraint | Flex Up | Flexibility | Violation | 1 | 2025-05-28 17:00 | 35.4587 | - | 5 | 17 | 0.25
4hr LiIon | System | Constraint | Flex Up | Flexibility | Violation | 1 | 2025-05-28 19:00 | 17.7896 | - | 5 | 19 | 0.25
4hr LiIon | System | Constraint | Flex Up | Flexibility | Violation | 1 | 2025-05-28 20:00 | 22.6217 | - | 5 | 20 | 0.25
4hr LiIon | System | Constraint | Flex Up | Flexibility | Violation | 1 | 2025-05-30 05:00 | 10.5052 | - | 5 | 5 | 0.25
4hr LiIon | System | Constraint | Flex Up | Flexibility | Violation | 1 | 2025-05-30 05:15 | 59.7918 | - | 5 | 5 | 0.25
4hr LiIon | System | Constraint | Flex Up | Flexibility | Violation | 1 | 2025-05-30 05:30 | 24.297 | - | 5 | 5 | 0.25
4hr LiIon | System | Constraint | Flex Up | Flexibility | Violation | 1 | 2025-05-30 05:45 | 78.3022 | - | 5 | 5 | 0.25
4hr LiIon | System | Constraint | Flex Up | Flexibility | Violation | 1 | 2025-05-30 06:30 | 96.1252 | - | 5 | 6 | 0.25
4hr LiIon | System | Constraint | Flex Up | Flexibility | Violation | 1 | 2025-05-30 06:45 | 197.0428 | - | 5 | 6 | 0.25
4hr LiIon | System | Constraint | Flex Up | Flexibility | Violation | 1 | 2025-05-30 07:30 | 29.1672 | - | 5 | 7 | 0.25
4hr LiIon | System | Constraint | Flex Up | Flexibility | Violation | 1 | 2025-05-30 07:45 | 29.0484 | - | 5 | 7 | 0.25
4hr LiIon | System | Constraint | Flex Up | Flexibility | Violation | 1 | 2025-05-30 09:15 | 29.7981 | - | 5 | 9 | 0.25
4hr LiIon | System | Constraint | Flex Up | Flexibility | Violation | 1 | 2025-05-30 09:45 | 7.3797 | - | 5 | 9 | 0.25
4hr LiIon | System | Constraint | Flex Up | Flexibility | Violation | 1 | 2025-05-30 16:30 | 13.1284 | - | 5 | 16 | 0.25
4hr LiIon | System | Constraint | Flex Up | Flexibility | Violation | 1 | 2025-05-30 20:15 | 18.3002 | - | 5 | 20 | 0.25
4hr LiIon | System | Constraint | Flex Up | Flexibility | Violation | 1 | 2025-05-30 20:30 | 4.4766 | - | 5 | 20 | 0.25
4hr LiIon | System | Constraint | Flex Up | Flexibility | Violation | 1 | 2025-05-31 07:45 | 9.7003 | - | 5 | 7 | 0.25
4hr LiIon | System | Constraint | Flex Up | Flexibility | Violation | 1 | 2025-05-31 17:45 | 28.4739 | - | 5 | 17 | 0.25
4hr LiIon | System | Constraint | Flex Up | Flexibility | Violation | 1 | 2025-05-31 18:00 | 19.7789 | - | 5 | 18 | 0.25
4hr LiIon | System | Constraint | Flex Up | Flexibility | Violation | 1 | 2025-06-01 15:00 | 43.8518 | - | 6 | 15 | 0.25
4hr LiIon | System | Constraint | Flex Up | Flexibility | Violation | 1 | 2025-06-01 19:00 | 13.1668 | - | 6 | 19 | 0.25
4hr LiIon | System | Constraint | Flex Up | Flexibility | Violation | 1 | 2025-06-02 05:30 | 7.1218 | - | 6 | 5 | 0.25
4hr LiIon | System | Constraint | Flex Up | Flexibility | Violation | 1 | 2025-06-02 05:45 | 44.5954 | - | 6 | 5 | 0.25
4hr LiIon | System | Constraint | Flex Up | Flexibility | Violation | 1 | 2025-06-02 20:00 | 1.9985 | - | 6 | 20 | 0.25
4hr LiIon | System | Constraint | Flex Up | Flexibility | Violation | 1 | 2025-06-03 05:30 | 5.3998 | - | 6 | 5 | 0.25
4hr LiIon | System | Constraint | Flex Up | Flexibility | Violation | 1 | 2025-06-03 05:45 | 107.8521 | - | 6 | 5 | 0.25
4hr LiIon | System | Constraint | Flex Up | Flexibility | Violation | 1 | 2025-06-04 05:45 | 56.0277 | - | 6 | 5 | 0.25
4hr LiIon | System | Constraint | Flex Up | Flexibility | Violation | 1 | 2025-06-04 17:00 | 68.5785 | - | 6 | 17 | 0.25
4hr LiIon | System | Constraint | Flex Up | Flexibility | Violation | 1 | 2025-06-05 05:45 | 15.2566 | - | 6 | 5 | 0.25
4hr LiIon | System | Constraint | Flex Up | Flexibility | Violation | 1 | 2025-06-06 05:45 | 7.4703 | - | 6 | 5 | 0.25
4hr LiIon | System | Constraint | Flex Up | Flexibility | Violation | 1 | 2025-06-06 17:00 | 32.2868 | - | 6 | 17 | 0.25
4hr LiIon | System | Constraint | Flex Up | Flexibility | Violation | 1 | 2025-06-07 06:45 | 40.1729 | - | 6 | 6 | 0.25
4hr LiIon | System | Constraint | Flex Up | Flexibility | Violation | 1 | 2025-06-07 17:00 | 41.013 | - | 6 | 17 | 0.25
4hr LiIon | System | Constraint | Flex Up | Flexibility | Violation | 1 | 2025-06-07 17:15 | 10.269 | - | 6 | 17 | 0.25
4hr LiIon | System | Constraint | Flex Up | Flexibility | Violation | 1 | 2025-06-07 20:00 | 2.6453 | - | 6 | 20 | 0.25
4hr LiIon | System | Constraint | Flex Up | Flexibility | Violation | 1 | 2025-06-07 20:15 | 9.6474 | - | 6 | 20 | 0.25
4hr LiIon | System | Constraint | Flex Up | Flexibility | Violation | 1 | 2025-06-07 20:30 | 14.6494 | - | 6 | 20 | 0.25
4hr LiIon | System | Constraint | Flex Up | Flexibility | Violation | 1 | 2025-06-08 05:45 | 2.6189 | - | 6 | 5 | 0.25
4hr LiIon | System | Constraint | Flex Up | Flexibility | Violation | 1 | 2025-06-09 05:15 | 76.9819 | - | 6 | 5 | 0.25
4hr LiIon | System | Constraint | Flex Up | Flexibility | Violation | 1 | 2025-06-09 05:30 | 58.3219 | - | 6 | 5 | 0.25
4hr LiIon | System | Constraint | Flex Up | Flexibility | Violation | 1 | 2025-06-09 05:45 | 119.162 | - | 6 | 5 | 0.25
4hr LiIon | System | Constraint | Flex Up | Flexibility | Violation | 1 | 2025-06-09 08:00 | 61.5997 | - | 6 | 8 | 0.25
4hr LiIon | System | Constraint | Flex Up | Flexibility | Violation | 1 | 2025-06-09 18:00 | 68.0372 | - | 6 | 18 | 0.25
4hr LiIon | System | Constraint | Flex Up | Flexibility | Violation | 1 | 2025-06-10 05:45 | 73.0661 | - | 6 | 5 | 0.25
4hr LiIon | System | Constraint | Flex Up | Flexibility | Violation | 1 | 2025-06-10 08:00 | 4.4693 | - | 6 | 8 | 0.25
4hr LiIon | System | Constraint | Flex Up | Flexibility | Violation | 1 | 2025-06-10 14:00 | 38.3816 | - | 6 | 14 | 0.25
4hr LiIon | System | Constraint | Flex Up | Flexibility | Violation | 1 | 2025-06-10 14:15 | 32.2594 | - | 6 | 14 | 0.25
4hr LiIon | System | Constraint | Flex Up | Flexibility | Violation | 1 | 2025-06-10 14:30 | 27.1371 | - | 6 | 14 | 0.25
4hr LiIon | System | Constraint | Flex Up | Flexibility | Violation | 1 | 2025-06-10 14:45 | 26.0148 | - | 6 | 14 | 0.25
4hr LiIon | System | Constraint | Flex Up | Flexibility | Violation | 1 | 2025-06-10 16:00 | 43.7034 | - | 6 | 16 | 0.25
4hr LiIon | System | Constraint | Flex Up | Flexibility | Violation | 1 | 2025-06-10 16:15 | 25.1564 | - | 6 | 16 | 0.25
4hr LiIon | System | Constraint | Flex Up | Flexibility | Violation | 1 | 2025-06-10 19:00 | 0.89313 | - | 6 | 19 | 0.25
4hr LiIon | System | Constraint | Flex Up | Flexibility | Violation | 1 | 2025-06-11 05:45 | 99.2049 | - | 6 | 5 | 0.25
4hr LiIon | System | Constraint | Flex Up | Flexibility | Violation | 1 | 2025-06-12 05:45 | 90.7561 | - | 6 | 5 | 0.25
4hr LiIon | System | Constraint | Flex Up | Flexibility | Violation | 1 | 2025-06-12 15:00 | 15.2493 | - | 6 | 15 | 0.25
4hr LiIon | System | Constraint | Flex Up | Flexibility | Violation | 1 | 2025-06-12 15:15 | 1.6925 | - | 6 | 15 | 0.25
4hr LiIon | System | Constraint | Flex Up | Flexibility | Violation | 1 | 2025-06-12 17:00 | 16.5406 | - | 6 | 17 | 0.25
4hr LiIon | System | Constraint | Flex Up | Flexibility | Violation | 1 | 2025-06-13 05:45 | 27.9998 | - | 6 | 5 | 0.25
4hr LiIon | System | Constraint | Flex Up | Flexibility | Violation | 1 | 2025-06-13 09:00 | 17.9654 | - | 6 | 9 | 0.25
4hr LiIon | System | Constraint | Flex Up | Flexibility | Violation | 1 | 2025-06-13 18:00 | 4.2109 | - | 6 | 18 | 0.25
4hr LiIon | System | Constraint | Flex Up | Flexibility | Violation | 1 | 2025-06-14 07:45 | 3.058 | - | 6 | 7 | 0.25
4hr LiIon | System | Constraint | Flex Up | Flexibility | Violation | 1 | 2025-06-15 17:00 | 1.8486 | - | 6 | 17 | 0.25
4hr LiIon | System | Constraint | Flex Up | Flexibility | Violation | 1 | 2025-06-15 17:15 | 1.4469 | - | 6 | 17 | 0.25
4hr LiIon | System | Constraint | Flex Up | Flexibility | Violation | 1 | 2025-06-15 17:30 | 5.0453 | - | 6 | 17 | 0.25
4hr LiIon | System | Constraint | Flex Up | Flexibility | Violation | 1 | 2025-06-15 17:45 | 7.6437 | - | 6 | 17 | 0.25
4hr LiIon | System | Constraint | Flex Up | Flexibility | Violation | 1 | 2025-06-16 13:00 | 5.6605 | - | 6 | 13 | 0.25
4hr LiIon | System | Constraint | Flex Up | Flexibility | Violation | 1 | 2025-06-16 18:00 | 61.2446 | - | 6 | 18 | 0.25
4hr LiIon | System | Constraint | Flex Up | Flexibility | Violation | 1 | 2025-06-17 06:45 | 31.389 | - | 6 | 6 | 0.25
4hr LiIon | System | Constraint | Flex Up | Flexibility | Violation | 1 | 2025-06-17 08:00 | 28.0179 | - | 6 | 8 | 0.25
4hr LiIon | System | Constraint | Flex Up | Flexibility | Violation | 1 | 2025-06-18 05:45 | 26.7194 | - | 6 | 5 | 0.25
4hr LiIon | System | Constraint | Flex Up | Flexibility | Violation | 1 | 2025-06-20 05:45 | 28.5582 | - | 6 | 5 | 0.25
4hr LiIon | System | Constraint | Flex Up | Flexibility | Violation | 1 | 2025-06-20 17:00 | 50.8237 | - | 6 | 17 | 0.25
4hr LiIon | System | Constraint | Flex Up | Flexibility | Violation | 1 | 2025-06-20 17:15 | 26.9724 | - | 6 | 17 | 0.25
4hr LiIon | System | Constraint | Flex Up | Flexibility | Violation | 1 | 2025-06-20 17:30 | 5.121 | - | 6 | 17 | 0.25
4hr LiIon | System | Constraint | Flex Up | Flexibility | Violation | 1 | 2025-06-22 09:00 | 14.1673 | - | 6 | 9 | 0.25
4hr LiIon | System | Constraint | Flex Up | Flexibility | Violation | 1 | 2025-06-22 09:15 | 24.2724 | - | 6 | 9 | 0.25
4hr LiIon | System | Constraint | Flex Up | Flexibility | Violation | 1 | 2025-06-22 09:30 | 17.3776 | - | 6 | 9 | 0.25
4hr LiIon | System | Constraint | Flex Up | Flexibility | Violation | 1 | 2025-06-22 09:45 | 7.4827 | - | 6 | 9 | 0.25
4hr LiIon | System | Constraint | Flex Up | Flexibility | Violation | 1 | 2025-06-22 20:00 | 13.8072 | - | 6 | 20 | 0.25
4hr LiIon | System | Constraint | Flex Up | Flexibility | Violation | 1 | 2025-06-22 20:30 | 3.0383 | - | 6 | 20 | 0.25
4hr LiIon | System | Constraint | Flex Up | Flexibility | Violation | 1 | 2025-06-23 20:00 | 3.2564 | - | 6 | 20 | 0.25
4hr LiIon | System | Constraint | Flex Up | Flexibility | Violation | 1 | 2025-06-24 05:45 | 8.6223 | - | 6 | 5 | 0.25
4hr LiIon | System | Constraint | Flex Up | Flexibility | Violation | 1 | 2025-06-24 06:30 | 1.4103 | - | 6 | 6 | 0.25
4hr LiIon | System | Constraint | Flex Up | Flexibility | Violation | 1 | 2025-06-24 06:45 | 14.3697 | - | 6 | 6 | 0.25
4hr LiIon | System | Constraint | Flex Up | Flexibility | Violation | 1 | 2025-06-24 08:00 | 43.3554 | - | 6 | 8 | 0.25
4hr LiIon | System | Constraint | Flex Up | Flexibility | Violation | 1 | 2025-06-25 19:00 | 18.8582 | - | 6 | 19 | 0.25
4hr LiIon | System | Constraint | Flex Up | Flexibility | Violation | 1 | 2025-06-26 05:45 | 23.7973 | - | 6 | 5 | 0.25
4hr LiIon | System | Constraint | Flex Up | Flexibility | Violation | 1 | 2025-06-26 16:00 | 2.5017 | - | 6 | 16 | 0.25
4hr LiIon | System | Constraint | Flex Up | Flexibility | Violation | 1 | 2025-06-27 05:30 | 25.1512 | - | 6 | 5 | 0.25
4hr LiIon | System | Constraint | Flex Up | Flexibility | Violation | 1 | 2025-06-27 05:45 | 27.0749 | - | 6 | 5 | 0.25
4hr LiIon | System | Constraint | Flex Up | Flexibility | Violation | 1 | 2025-06-27 06:00 | 30.8219 | - | 6 | 6 | 0.25
4hr LiIon | System | Constraint | Flex Up | Flexibility | Violation | 1 | 2025-06-27 06:15 | 10.1588 | - | 6 | 6 | 0.25
4hr LiIon | System | Constraint | Flex Up | Flexibility | Violation | 1 | 2025-06-27 19:00 | 1.7199 | - | 6 | 19 | 0.25
4hr LiIon | System | Constraint | Flex Up | Flexibility | Violation | 1 | 2025-06-28 06:45 | 42.3726 | - | 6 | 6 | 0.25
4hr LiIon | System | Constraint | Flex Up | Flexibility | Violation | 1 | 2025-06-28 12:00 | 4.8427 | - | 6 | 12 | 0.25
4hr LiIon | System | Constraint | Flex Up | Flexibility | Violation | 1 | 2025-06-28 22:00 | 23.7264 | - | 6 | 22 | 0.25
4hr LiIon | System | Constraint | Flex Up | Flexibility | Violation | 1 | 2025-06-29 07:30 | 41.632 | - | 6 | 7 | 0.25
4hr LiIon | System | Constraint | Flex Up | Flexibility | Violation | 1 | 2025-06-29 07:45 | 90.9135 | - | 6 | 7 | 0.25
4hr LiIon | System | Constraint | Flex Up | Flexibility | Violation | 1 | 2025-06-30 05:45 | 18.6715 | - | 6 | 5 | 0.25
4hr LiIon | System | Constraint | Flex Up | Flexibility | Violation | 1 | 2025-06-30 17:00 | 17.1327 | - | 6 | 17 | 0.25
4hr LiIon | System | Constraint | Flex Up | Flexibility | Violation | 1 | 2025-07-01 06:45 | 73.5887 | - | 7 | 6 | 0.25
4hr LiIon | System | Constraint | Flex Up | Flexibility | Violation | 1 | 2025-07-02 06:45 | 39.292 | - | 7 | 6 | 0.25
4hr LiIon | System | Constraint | Flex Up | Flexibility | Violation | 1 | 2025-07-02 07:45 | 10.4581 | - | 7 | 7 | 0.25
4hr LiIon | System | Constraint | Flex Up | Flexibility | Violation | 1 | 2025-07-02 18:00 | 58.4178 | - | 7 | 18 | 0.25
4hr LiIon | System | Constraint | Flex Up | Flexibility | Violation | 1 | 2025-07-02 21:00 | 16.9881 | - | 7 | 21 | 0.25
4hr LiIon | System | Constraint | Flex Up | Flexibility | Violation | 1 | 2025-07-02 23:00 | 122.7801 | - | 7 | 23 | 0.25
4hr LiIon | System | Constraint | Flex Up | Flexibility | Violation | 1 | 2025-07-02 23:15 | 1.8751 | - | 7 | 23 | 0.25
4hr LiIon | System | Constraint | Flex Up | Flexibility | Violation | 1 | 2025-07-03 03:00 | 29.336 | - | 7 | 3 | 0.25
4hr LiIon | System | Constraint | Flex Up | Flexibility | Violation | 1 | 2025-07-04 06:30 | 2.6433 | - | 7 | 6 | 0.25
4hr LiIon | System | Constraint | Flex Up | Flexibility | Violation | 1 | 2025-07-04 06:45 | 37.0143 | - | 7 | 6 | 0.25
4hr LiIon | System | Constraint | Flex Up | Flexibility | Violation | 1 | 2025-07-04 07:30 | 2.8406 | - | 7 | 7 | 0.25
4hr LiIon | System | Constraint | Flex Up | Flexibility | Violation | 1 | 2025-07-04 07:45 | 22.8527 | - | 7 | 7 | 0.25
4hr LiIon | System | Constraint | Flex Up | Flexibility | Violation | 1 | 2025-07-04 19:00 | 72.8537 | - | 7 | 19 | 0.25
4hr LiIon | System | Constraint | Flex Up | Flexibility | Violation | 1 | 2025-07-05 07:15 | 37.7665 | - | 7 | 7 | 0.25
4hr LiIon | System | Constraint | Flex Up | Flexibility | Violation | 1 | 2025-07-05 07:30 | 13.2686 | - | 7 | 7 | 0.25
4hr LiIon | System | Constraint | Flex Up | Flexibility | Violation | 1 | 2025-07-05 07:45 | 45.2707 | - | 7 | 7 | 0.25
4hr LiIon | System | Constraint | Flex Up | Flexibility | Violation | 1 | 2025-07-06 07:00 | 3.243 | - | 7 | 7 | 0.25
4hr LiIon | System | Constraint | Flex Up | Flexibility | Violation | 1 | 2025-07-06 07:45 | 15.6487 | - | 7 | 7 | 0.25
4hr LiIon | System | Constraint | Flex Up | Flexibility | Violation | 1 | 2025-07-06 20:00 | 9.6039 | - | 7 | 20 | 0.25
4hr LiIon | System | Constraint | Flex Up | Flexibility | Violation | 1 | 2025-07-07 06:15 | 6.0161 | - | 7 | 6 | 0.25
4hr LiIon | System | Constraint | Flex Up | Flexibility | Violation | 1 | 2025-07-07 06:30 | 48.2505 | - | 7 | 6 | 0.25
4hr LiIon | System | Constraint | Flex Up | Flexibility | Violation | 1 | 2025-07-07 06:45 | 18.9849 | - | 7 | 6 | 0.25
4hr LiIon | System | Constraint | Flex Up | Flexibility | Violation | 1 | 2025-07-07 07:30 | 12.3487 | - | 7 | 7 | 0.25
4hr LiIon | System | Constraint | Flex Up | Flexibility | Violation | 1 | 2025-07-07 07:45 | 16.4167 | - | 7 | 7 | 0.25
4hr LiIon | System | Constraint | Flex Up | Flexibility | Violation | 1 | 2025-07-07 18:00 | 29.0481 | - | 7 | 18 | 0.25
4hr LiIon | System | Constraint | Flex Up | Flexibility | Violation | 1 | 2025-07-08 19:00 | 35.1528 | - | 7 | 19 | 0.25
4hr LiIon | System | Constraint | Flex Up | Flexibility | Violation | 1 | 2025-07-09 06:30 | 11.4457 | - | 7 | 6 | 0.25
4hr LiIon | System | Constraint | Flex Up | Flexibility | Violation | 1 | 2025-07-09 17:00 | 69.8593 | - | 7 | 17 | 0.25
4hr LiIon | System | Constraint | Flex Up | Flexibility | Violation | 1 | 2025-07-10 16:00 | 20.3584 | - | 7 | 16 | 0.25
4hr LiIon | System | Constraint | Flex Up | Flexibility | Violation | 1 | 2025-07-10 16:15 | 8.755 | - | 7 | 16 | 0.25
4hr LiIon | System | Constraint | Flex Up | Flexibility | Violation | 1 | 2025-07-11 06:45 | 15.7693 | - | 7 | 6 | 0.25
4hr LiIon | System | Constraint | Flex Up | Flexibility | Violation | 1 | 2025-07-11 15:00 | 11.4468 | - | 7 | 15 | 0.25
4hr LiIon | System | Constraint | Flex Up | Flexibility | Violation | 1 | 2025-07-11 16:00 | 27.087 | - | 7 | 16 | 0.25
4hr LiIon | System | Constraint | Flex Up | Flexibility | Violation | 1 | 2025-07-11 16:15 | 1.812 | - | 7 | 16 | 0.25
4hr LiIon | System | Constraint | Flex Up | Flexibility | Violation | 1 | 2025-07-11 16:30 | 1.5369 | - | 7 | 16 | 0.25
4hr LiIon | System | Constraint | Flex Up | Flexibility | Violation | 1 | 2025-07-12 06:45 | 23.5529 | - | 7 | 6 | 0.25
4hr LiIon | System | Constraint | Flex Up | Flexibility | Violation | 1 | 2025-07-12 07:30 | 1.3505 | - | 7 | 7 | 0.25
4hr LiIon | System | Constraint | Flex Up | Flexibility | Violation | 1 | 2025-07-12 07:45 | 62.9964 | - | 7 | 7 | 0.25
4hr LiIon | System | Constraint | Flex Up | Flexibility | Violation | 1 | 2025-07-13 07:45 | 29.4915 | - | 7 | 7 | 0.25
4hr LiIon | System | Constraint | Flex Up | Flexibility | Violation | 1 | 2025-07-14 06:45 | 16.2659 | - | 7 | 6 | 0.25
4hr LiIon | System | Constraint | Flex Up | Flexibility | Violation | 1 | 2025-07-14 07:15 | 32.6187 | - | 7 | 7 | 0.25
4hr LiIon | System | Constraint | Flex Up | Flexibility | Violation | 1 | 2025-07-14 07:30 | 49.7551 | - | 7 | 7 | 0.25
4hr LiIon | System | Constraint | Flex Up | Flexibility | Violation | 1 | 2025-07-14 07:45 | 64.8915 | - | 7 | 7 | 0.25
4hr LiIon | System | Constraint | Flex Up | Flexibility | Violation | 1 | 2025-07-14 08:45 | 19.5099 | - | 7 | 8 | 0.25
4hr LiIon | System | Constraint | Flex Up | Flexibility | Violation | 1 | 2025-07-14 16:00 | 161.3886 | - | 7 | 16 | 0.25
4hr LiIon | System | Constraint | Flex Up | Flexibility | Violation | 1 | 2025-07-14 16:15 | 140.6612 | - | 7 | 16 | 0.25
4hr LiIon | System | Constraint | Flex Up | Flexibility | Violation | 1 | 2025-07-14 16:30 | 88.4338 | - | 7 | 16 | 0.25
4hr LiIon | System | Constraint | Flex Up | Flexibility | Violation | 1 | 2025-07-14 16:45 | 23.2064 | - | 7 | 16 | 0.25
4hr LiIon | System | Constraint | Flex Up | Flexibility | Violation | 1 | 2025-07-14 17:00 | 93.5437 | - | 7 | 17 | 0.25
4hr LiIon | System | Constraint | Flex Up | Flexibility | Violation | 1 | 2025-07-14 17:15 | 70.9625 | - | 7 | 17 | 0.25
4hr LiIon | System | Constraint | Flex Up | Flexibility | Violation | 1 | 2025-07-14 17:30 | 82.3813 | - | 7 | 17 | 0.25
4hr LiIon | System | Constraint | Flex Up | Flexibility | Violation | 1 | 2025-07-14 17:45 | 71.8 | - | 7 | 17 | 0.25
4hr LiIon | System | Constraint | Flex Up | Flexibility | Violation | 1 | 2025-07-14 18:00 | 173.4041 | - | 7 | 18 | 0.25
4hr LiIon | System | Constraint | Flex Up | Flexibility | Violation | 1 | 2025-07-14 18:15 | 73.0531 | - | 7 | 18 | 0.25
4hr LiIon | System | Constraint | Flex Up | Flexibility | Violation | 1 | 2025-07-14 18:30 | 2.7021 | - | 7 | 18 | 0.25
4hr LiIon | System | Constraint | Flex Up | Flexibility | Violation | 1 | 2025-07-15 05:15 | 4.5401 | - | 7 | 5 | 0.25
4hr LiIon | System | Constraint | Flex Up | Flexibility | Violation | 1 | 2025-07-15 05:45 | 18.5893 | - | 7 | 5 | 0.25
4hr LiIon | System | Constraint | Flex Up | Flexibility | Violation | 1 | 2025-07-15 20:00 | 28.2112 | - | 7 | 20 | 0.25
4hr LiIon | System | Constraint | Flex Up | Flexibility | Violation | 1 | 2025-07-16 04:45 | 25.1804 | - | 7 | 4 | 0.25
4hr LiIon | System | Constraint | Flex Up | Flexibility | Violation | 1 | 2025-07-16 05:15 | 21.2149 | - | 7 | 5 | 0.25
4hr LiIon | System | Constraint | Flex Up | Flexibility | Violation | 1 | 2025-07-16 05:30 | 64.2207 | - | 7 | 5 | 0.25
4hr LiIon | System | Constraint | Flex Up | Flexibility | Violation | 1 | 2025-07-16 05:45 | 115.2266 | - | 7 | 5 | 0.25
4hr LiIon | System | Constraint | Flex Up | Flexibility | Violation | 1 | 2025-07-16 06:00 | 19.9775 | - | 7 | 6 | 0.25
4hr LiIon | System | Constraint | Flex Up | Flexibility | Violation | 1 | 2025-07-16 06:15 | 42.4685 | - | 7 | 6 | 0.25
4hr LiIon | System | Constraint | Flex Up | Flexibility | Violation | 1 | 2025-07-16 17:00 | 83.6825 | - | 7 | 17 | 0.25
4hr LiIon | System | Constraint | Flex Up | Flexibility | Violation | 1 | 2025-07-16 17:15 | 2.1087 | - | 7 | 17 | 0.25
4hr LiIon | System | Constraint | Flex Up | Flexibility | Violation | 1 | 2025-07-17 06:45 | 5.5005 | - | 7 | 6 | 0.25
4hr LiIon | System | Constraint | Flex Up | Flexibility | Violation | 1 | 2025-07-17 16:00 | 118.3704 | - | 7 | 16 | 0.25
4hr LiIon | System | Constraint | Flex Up | Flexibility | Violation | 1 | 2025-07-18 05:45 | 30.5748 | - | 7 | 5 | 0.25
4hr LiIon | System | Constraint | Flex Up | Flexibility | Violation | 1 | 2025-07-18 06:45 | 35.9735 | - | 7 | 6 | 0.25
4hr LiIon | System | Constraint | Flex Up | Flexibility | Violation | 1 | 2025-07-19 06:15 | 8.8986 | - | 7 | 6 | 0.25
4hr LiIon | System | Constraint | Flex Up | Flexibility | Violation | 1 | 2025-07-19 06:45 | 52.8701 | - | 7 | 6 | 0.25
4hr LiIon | System | Constraint | Flex Up | Flexibility | Violation | 1 | 2025-07-19 19:00 | 30.3804 | - | 7 | 19 | 0.25
4hr LiIon | System | Constraint | Flex Up | Flexibility | Violation | 1 | 2025-07-20 21:00 | 38.0369 | - | 7 | 21 | 0.25
4hr LiIon | System | Constraint | Flex Up | Flexibility | Violation | 1 | 2025-07-21 05:30 | 27.8422 | - | 7 | 5 | 0.25
4hr LiIon | System | Constraint | Flex Up | Flexibility | Violation | 1 | 2025-07-21 05:45 | 143.5614 | - | 7 | 5 | 0.25
4hr LiIon | System | Constraint | Flex Up | Flexibility | Violation | 1 | 2025-07-21 06:00 | 12.6968 | - | 7 | 6 | 0.25
4hr LiIon | System | Constraint | Flex Up | Flexibility | Violation | 1 | 2025-07-21 06:15 | 64.4507 | - | 7 | 6 | 0.25
4hr LiIon | System | Constraint | Flex Up | Flexibility | Violation | 1 | 2025-07-21 06:30 | 94.2046 | - | 7 | 6 | 0.25
4hr LiIon | System | Constraint | Flex Up | Flexibility | Violation | 1 | 2025-07-21 06:45 | 122.9585 | - | 7 | 6 | 0.25
4hr LiIon | System | Constraint | Flex Up | Flexibility | Violation | 1 | 2025-07-21 07:00 | 64.2571 | - | 7 | 7 | 0.25
4hr LiIon | System | Constraint | Flex Up | Flexibility | Violation | 1 | 2025-07-21 07:15 | 89.1056 | - | 7 | 7 | 0.25
4hr LiIon | System | Constraint | Flex Up | Flexibility | Violation | 1 | 2025-07-21 07:45 | 17.8028 | - | 7 | 7 | 0.25
4hr LiIon | System | Constraint | Flex Up | Flexibility | Violation | 1 | 2025-07-22 06:00 | 26.0018 | - | 7 | 6 | 0.25
4hr LiIon | System | Constraint | Flex Up | Flexibility | Violation | 1 | 2025-07-22 06:30 | 11.3371 | - | 7 | 6 | 0.25
4hr LiIon | System | Constraint | Flex Up | Flexibility | Violation | 1 | 2025-07-22 06:45 | 42.0047 | - | 7 | 6 | 0.25
4hr LiIon | System | Constraint | Flex Up | Flexibility | Violation | 1 | 2025-07-22 07:45 | 16.671 | - | 7 | 7 | 0.25
4hr LiIon | System | Constraint | Flex Up | Flexibility | Violation | 1 | 2025-07-22 08:45 | 21.1151 | - | 7 | 8 | 0.25
4hr LiIon | System | Constraint | Flex Up | Flexibility | Violation | 1 | 2025-07-23 07:45 | 28.9564 | - | 7 | 7 | 0.25
4hr LiIon | System | Constraint | Flex Up | Flexibility | Violation | 1 | 2025-07-24 10:45 | 8.6025 | - | 7 | 10 | 0.25
4hr LiIon | System | Constraint | Flex Up | Flexibility | Violation | 1 | 2025-07-24 19:00 | 34.6926 | - | 7 | 19 | 0.25
4hr LiIon | System | Constraint | Flex Up | Flexibility | Violation | 1 | 2025-07-25 08:45 | 11.9783 | - | 7 | 8 | 0.25
4hr LiIon | System | Constraint | Flex Up | Flexibility | Violation | 1 | 2025-07-25 16:30 | 5.6732 | - | 7 | 16 | 0.25
4hr LiIon | System | Constraint | Flex Up | Flexibility | Violation | 1 | 2025-07-25 16:45 | 11.6998 | - | 7 | 16 | 0.25
4hr LiIon | System | Constraint | Flex Up | Flexibility | Violation | 1 | 2025-07-26 08:15 | 25.4025 | - | 7 | 8 | 0.25
4hr LiIon | System | Constraint | Flex Up | Flexibility | Violation | 1 | 2025-07-26 08:45 | 11.9913 | - | 7 | 8 | 0.25
4hr LiIon | System | Constraint | Flex Up | Flexibility | Violation | 1 | 2025-07-26 19:00 | 52.6391 | - | 7 | 19 | 0.25
4hr LiIon | System | Constraint | Flex Up | Flexibility | Violation | 1 | 2025-07-27 06:45 | 25.403 | - | 7 | 6 | 0.25
4hr LiIon | System | Constraint | Flex Up | Flexibility | Violation | 1 | 2025-07-27 18:00 | 26.277 | - | 7 | 18 | 0.25
4hr LiIon | System | Constraint | Flex Up | Flexibility | Violation | 1 | 2025-07-28 06:30 | 26.2448 | - | 7 | 6 | 0.25
4hr LiIon | System | Constraint | Flex Up | Flexibility | Violation | 1 | 2025-07-28 06:45 | 46.436 | - | 7 | 6 | 0.25
4hr LiIon | System | Constraint | Flex Up | Flexibility | Violation | 1 | 2025-07-28 07:45 | 81.6109 | - | 7 | 7 | 0.25
4hr LiIon | System | Constraint | Flex Up | Flexibility | Violation | 1 | 2025-07-28 17:00 | 75.9225 | - | 7 | 17 | 0.25
4hr LiIon | System | Constraint | Flex Up | Flexibility | Violation | 1 | 2025-07-29 06:45 | 32.2871 | - | 7 | 6 | 0.25
4hr LiIon | System | Constraint | Flex Up | Flexibility | Violation | 1 | 2025-07-30 06:45 | 27.2957 | - | 7 | 6 | 0.25
4hr LiIon | System | Constraint | Flex Up | Flexibility | Violation | 1 | 2025-07-30 21:00 | 71.8613 | - | 7 | 21 | 0.25
4hr LiIon | System | Constraint | Flex Up | Flexibility | Violation | 1 | 2025-07-31 06:45 | 7.5455 | - | 7 | 6 | 0.25
4hr LiIon | System | Constraint | Flex Up | Flexibility | Violation | 1 | 2025-07-31 09:45 | 3.6795 | - | 7 | 9 | 0.25
4hr LiIon | System | Constraint | Flex Up | Flexibility | Violation | 1 | 2025-07-31 20:00 | 27.9323 | - | 7 | 20 | 0.25
4hr LiIon | System | Constraint | Flex Up | Flexibility | Violation | 1 | 2025-08-01 06:45 | 19.0715 | - | 8 | 6 | 0.25
4hr LiIon | System | Constraint | Flex Up | Flexibility | Violation | 1 | 2025-08-01 07:30 | 35.6548 | - | 8 | 7 | 0.25
4hr LiIon | System | Constraint | Flex Up | Flexibility | Violation | 1 | 2025-08-01 07:45 | 162.6125 | - | 8 | 7 | 0.25
4hr LiIon | System | Constraint | Flex Up | Flexibility | Violation | 1 | 2025-08-02 18:00 | 8.7984 | - | 8 | 18 | 0.25
4hr LiIon | System | Constraint | Flex Up | Flexibility | Violation | 1 | 2025-08-02 20:00 | 0.28325 | - | 8 | 20 | 0.25
4hr LiIon | System | Constraint | Flex Up | Flexibility | Violation | 1 | 2025-08-04 07:30 | 16.0937 | - | 8 | 7 | 0.25
4hr LiIon | System | Constraint | Flex Up | Flexibility | Violation | 1 | 2025-08-04 07:45 | 86.1228 | - | 8 | 7 | 0.25
4hr LiIon | System | Constraint | Flex Up | Flexibility | Violation | 1 | 2025-08-05 05:00 | 35.8465 | - | 8 | 5 | 0.25
4hr LiIon | System | Constraint | Flex Up | Flexibility | Violation | 1 | 2025-08-05 05:15 | 69.4579 | - | 8 | 5 | 0.25
4hr LiIon | System | Constraint | Flex Up | Flexibility | Violation | 1 | 2025-08-05 05:30 | 86.0692 | - | 8 | 5 | 0.25
4hr LiIon | System | Constraint | Flex Up | Flexibility | Violation | 1 | 2025-08-05 06:45 | 26.9126 | - | 8 | 6 | 0.25
4hr LiIon | System | Constraint | Flex Up | Flexibility | Violation | 1 | 2025-08-05 16:00 | 23.5211 | - | 8 | 16 | 0.25
4hr LiIon | System | Constraint | Flex Up | Flexibility | Violation | 1 | 2025-08-06 06:45 | 99.9304 | - | 8 | 6 | 0.25
4hr LiIon | System | Constraint | Flex Up | Flexibility | Violation | 1 | 2025-08-06 18:00 | 101.0163 | - | 8 | 18 | 0.25
4hr LiIon | System | Constraint | Flex Up | Flexibility | Violation | 1 | 2025-08-07 06:45 | 25.8908 | - | 8 | 6 | 0.25
4hr LiIon | System | Constraint | Flex Up | Flexibility | Violation | 1 | 2025-08-07 16:30 | 9.5529 | - | 8 | 16 | 0.25
4hr LiIon | System | Constraint | Flex Up | Flexibility | Violation | 1 | 2025-08-07 19:00 | 13.3902 | - | 8 | 19 | 0.25
4hr LiIon | System | Constraint | Flex Up | Flexibility | Violation | 1 | 2025-08-08 06:45 | 114.7546 | - | 8 | 6 | 0.25
4hr LiIon | System | Constraint | Flex Up | Flexibility | Violation | 1 | 2025-08-09 07:30 | 5.9266 | - | 8 | 7 | 0.25
4hr LiIon | System | Constraint | Flex Up | Flexibility | Violation | 1 | 2025-08-09 07:45 | 43.2768 | - | 8 | 7 | 0.25
4hr LiIon | System | Constraint | Flex Up | Flexibility | Violation | 1 | 2025-08-09 16:30 | 2.6049 | - | 8 | 16 | 0.25
4hr LiIon | System | Constraint | Flex Up | Flexibility | Violation | 1 | 2025-08-09 16:45 | 3.2806 | - | 8 | 16 | 0.25
4hr LiIon | System | Constraint | Flex Up | Flexibility | Violation | 1 | 2025-08-10 06:15 | 13.5546 | - | 8 | 6 | 0.25
4hr LiIon | System | Constraint | Flex Up | Flexibility | Violation | 1 | 2025-08-10 06:30 | 5.589 | - | 8 | 6 | 0.25
4hr LiIon | System | Constraint | Flex Up | Flexibility | Violation | 1 | 2025-08-10 06:45 | 70.6235 | - | 8 | 6 | 0.25
4hr LiIon | System | Constraint | Flex Up | Flexibility | Violation | 1 | 2025-08-10 17:45 | 2.3494 | - | 8 | 17 | 0.25
4hr LiIon | System | Constraint | Flex Up | Flexibility | Violation | 1 | 2025-08-10 19:45 | 24.9109 | - | 8 | 19 | 0.25
4hr LiIon | System | Constraint | Flex Up | Flexibility | Violation | 1 | 2025-08-11 19:00 | 4.7926 | - | 8 | 19 | 0.25
4hr LiIon | System | Constraint | Flex Up | Flexibility | Violation | 1 | 2025-08-12 20:00 | 11.6317 | - | 8 | 20 | 0.25
4hr LiIon | System | Constraint | Flex Up | Flexibility | Violation | 1 | 2025-08-13 05:45 | 3.7934 | - | 8 | 5 | 0.25
4hr LiIon | System | Constraint | Flex Up | Flexibility | Violation | 1 | 2025-08-13 06:45 | 7.2393 | - | 8 | 6 | 0.25
4hr LiIon | System | Constraint | Flex Up | Flexibility | Violation | 1 | 2025-08-14 05:00 | 26.8036 | - | 8 | 5 | 0.25
4hr LiIon | System | Constraint | Flex Up | Flexibility | Violation | 1 | 2025-08-14 05:15 | 39.2162 | - | 8 | 5 | 0.25
4hr LiIon | System | Constraint | Flex Up | Flexibility | Violation | 1 | 2025-08-14 05:30 | 55.6287 | - | 8 | 5 | 0.25
4hr LiIon | System | Constraint | Flex Up | Flexibility | Violation | 1 | 2025-08-14 06:45 | 24.9704 | - | 8 | 6 | 0.25
4hr LiIon | System | Constraint | Flex Up | Flexibility | Violation | 1 | 2025-08-14 18:00 | 10.46 | - | 8 | 18 | 0.25
4hr LiIon | System | Constraint | Flex Up | Flexibility | Violation | 1 | 2025-08-15 06:00 | 66.6243 | - | 8 | 6 | 0.25
4hr LiIon | System | Constraint | Flex Up | Flexibility | Violation | 1 | 2025-08-16 07:00 | 5.1126 | - | 8 | 7 | 0.25
4hr LiIon | System | Constraint | Flex Up | Flexibility | Violation | 1 | 2025-08-16 07:45 | 25.1275 | - | 8 | 7 | 0.25
4hr LiIon | System | Constraint | Flex Up | Flexibility | Violation | 1 | 2025-08-16 16:15 | 35.2348 | - | 8 | 16 | 0.25
4hr LiIon | System | Constraint | Flex Up | Flexibility | Violation | 1 | 2025-08-16 19:45 | 2.8667 | - | 8 | 19 | 0.25
4hr LiIon | System | Constraint | Flex Up | Flexibility | Violation | 1 | 2025-08-16 20:15 | 13.9095 | - | 8 | 20 | 0.25
4hr LiIon | System | Constraint | Flex Up | Flexibility | Violation | 1 | 2025-08-16 20:30 | 29.6353 | - | 8 | 20 | 0.25
4hr LiIon | System | Constraint | Flex Up | Flexibility | Violation | 1 | 2025-08-16 21:30 | 30.5458 | - | 8 | 21 | 0.25
4hr LiIon | System | Constraint | Flex Up | Flexibility | Violation | 1 | 2025-08-17 16:00 | 3.2117 | - | 8 | 16 | 0.25
4hr LiIon | System | Constraint | Flex Up | Flexibility | Violation | 1 | 2025-08-17 16:15 | 8.5189 | - | 8 | 16 | 0.25
4hr LiIon | System | Constraint | Flex Up | Flexibility | Violation | 1 | 2025-08-17 16:30 | 16.8262 | - | 8 | 16 | 0.25
4hr LiIon | System | Constraint | Flex Up | Flexibility | Violation | 1 | 2025-08-17 16:45 | 14.1334 | - | 8 | 16 | 0.25
4hr LiIon | System | Constraint | Flex Up | Flexibility | Violation | 1 | 2025-08-18 06:00 | 20.085 | - | 8 | 6 | 0.25
4hr LiIon | System | Constraint | Flex Up | Flexibility | Violation | 1 | 2025-08-18 06:15 | 37.3095 | - | 8 | 6 | 0.25
4hr LiIon | System | Constraint | Flex Up | Flexibility | Violation | 1 | 2025-08-18 16:45 | 14.141 | - | 8 | 16 | 0.25
4hr LiIon | System | Constraint | Flex Up | Flexibility | Violation | 1 | 2025-08-18 17:00 | 7.1175 | - | 8 | 17 | 0.25
4hr LiIon | System | Constraint | Flex Up | Flexibility | Violation | 1 | 2025-08-18 19:00 | 6.3597 | - | 8 | 19 | 0.25
4hr LiIon | System | Constraint | Flex Up | Flexibility | Violation | 1 | 2025-08-18 19:30 | 2.6563 | - | 8 | 19 | 0.25
4hr LiIon | System | Constraint | Flex Up | Flexibility | Violation | 1 | 2025-08-19 07:00 | 3.0109 | - | 8 | 7 | 0.25
4hr LiIon | System | Constraint | Flex Up | Flexibility | Violation | 1 | 2025-08-19 07:15 | 30.7347 | - | 8 | 7 | 0.25
4hr LiIon | System | Constraint | Flex Up | Flexibility | Violation | 1 | 2025-08-19 07:30 | 38.4585 | - | 8 | 7 | 0.25
4hr LiIon | System | Constraint | Flex Up | Flexibility | Violation | 1 | 2025-08-20 08:45 | 14.2837 | - | 8 | 8 | 0.25
4hr LiIon | System | Constraint | Flex Up | Flexibility | Violation | 1 | 2025-08-21 07:00 | 45.2369 | - | 8 | 7 | 0.25
4hr LiIon | System | Constraint | Flex Up | Flexibility | Violation | 1 | 2025-08-21 19:00 | 24.0996 | - | 8 | 19 | 0.25
4hr LiIon | System | Constraint | Flex Up | Flexibility | Violation | 1 | 2025-08-22 06:30 | 16.8421 | - | 8 | 6 | 0.25
4hr LiIon | System | Constraint | Flex Up | Flexibility | Violation | 1 | 2025-08-22 06:45 | 78.4787 | - | 8 | 6 | 0.25
4hr LiIon | System | Constraint | Flex Up | Flexibility | Violation | 1 | 2025-08-22 17:00 | 27.575 | - | 8 | 17 | 0.25
4hr LiIon | System | Constraint | Flex Up | Flexibility | Violation | 1 | 2025-08-22 19:30 | 23.9514 | - | 8 | 19 | 0.25
4hr LiIon | System | Constraint | Flex Up | Flexibility | Violation | 1 | 2025-08-22 19:45 | 24.9109 | - | 8 | 19 | 0.25
4hr LiIon | System | Constraint | Flex Up | Flexibility | Violation | 1 | 2025-08-24 15:15 | 0.49201 | - | 8 | 15 | 0.25
4hr LiIon | System | Constraint | Flex Up | Flexibility | Violation | 1 | 2025-08-26 06:45 | 15.0514 | - | 8 | 6 | 0.25
4hr LiIon | System | Constraint | Flex Up | Flexibility | Violation | 1 | 2025-08-26 16:30 | 18.9554 | - | 8 | 16 | 0.25
4hr LiIon | System | Constraint | Flex Up | Flexibility | Violation | 1 | 2025-08-26 16:45 | 59.7618 | - | 8 | 16 | 0.25
4hr LiIon | System | Constraint | Flex Up | Flexibility | Violation | 1 | 2025-08-26 17:00 | 23.2535 | - | 8 | 17 | 0.25
4hr LiIon | System | Constraint | Flex Up | Flexibility | Violation | 1 | 2025-08-27 07:30 | 42.0859 | - | 8 | 7 | 0.25
4hr LiIon | System | Constraint | Flex Up | Flexibility | Violation | 1 | 2025-08-27 07:45 | 72.6025 | - | 8 | 7 | 0.25
4hr LiIon | System | Constraint | Flex Up | Flexibility | Violation | 1 | 2025-08-27 08:00 | 15.7439 | - | 8 | 8 | 0.25
4hr LiIon | System | Constraint | Flex Up | Flexibility | Violation | 1 | 2025-08-27 08:15 | 42.8459 | - | 8 | 8 | 0.25
4hr LiIon | System | Constraint | Flex Up | Flexibility | Violation | 1 | 2025-08-27 08:30 | 15.448 | - | 8 | 8 | 0.25
4hr LiIon | System | Constraint | Flex Up | Flexibility | Violation | 1 | 2025-08-27 08:45 | 58.55 | - | 8 | 8 | 0.25
4hr LiIon | System | Constraint | Flex Up | Flexibility | Violation | 1 | 2025-08-27 09:45 | 20.6459 | - | 8 | 9 | 0.25
4hr LiIon | System | Constraint | Flex Up | Flexibility | Violation | 1 | 2025-08-27 16:45 | 33.7001 | - | 8 | 16 | 0.25
4hr LiIon | System | Constraint | Flex Up | Flexibility | Violation | 1 | 2025-08-27 17:00 | 56.9808 | - | 8 | 17 | 0.25
4hr LiIon | System | Constraint | Flex Up | Flexibility | Violation | 1 | 2025-08-27 17:15 | 36.4552 | - | 8 | 17 | 0.25
4hr LiIon | System | Constraint | Flex Up | Flexibility | Violation | 1 | 2025-08-27 17:30 | 34.9296 | - | 8 | 17 | 0.25
4hr LiIon | System | Constraint | Flex Up | Flexibility | Violation | 1 | 2025-08-27 17:45 | 32.404 | - | 8 | 17 | 0.25
4hr LiIon | System | Constraint | Flex Up | Flexibility | Violation | 1 | 2025-08-27 18:00 | 47.7773 | - | 8 | 18 | 0.25
4hr LiIon | System | Constraint | Flex Up | Flexibility | Violation | 1 | 2025-08-27 18:15 | 21.7031 | - | 8 | 18 | 0.25
4hr LiIon | System | Constraint | Flex Up | Flexibility | Violation | 1 | 2025-08-27 19:15 | 15.5862 | - | 8 | 19 | 0.25
4hr LiIon | System | Constraint | Flex Up | Flexibility | Violation | 1 | 2025-08-27 19:30 | 36.4802 | - | 8 | 19 | 0.25
4hr LiIon | System | Constraint | Flex Up | Flexibility | Violation | 1 | 2025-08-27 19:45 | 34.3743 | - | 8 | 19 | 0.25
4hr LiIon | System | Constraint | Flex Up | Flexibility | Violation | 1 | 2025-08-27 20:00 | 10.2158 | - | 8 | 20 | 0.25
4hr LiIon | System | Constraint | Flex Up | Flexibility | Violation | 1 | 2025-08-28 05:45 | 0.8123 | - | 8 | 5 | 0.25
4hr LiIon | System | Constraint | Flex Up | Flexibility | Violation | 1 | 2025-08-28 06:45 | 2.0556 | - | 8 | 6 | 0.25
4hr LiIon | System | Constraint | Flex Up | Flexibility | Violation | 1 | 2025-08-28 18:00 | 30.347 | - | 8 | 18 | 0.25
4hr LiIon | System | Constraint | Flex Up | Flexibility | Violation | 1 | 2025-08-28 20:00 | 10.0576 | - | 8 | 20 | 0.25
4hr LiIon | System | Constraint | Flex Up | Flexibility | Violation | 1 | 2025-08-29 06:15 | 31.6739 | - | 8 | 6 | 0.25
4hr LiIon | System | Constraint | Flex Up | Flexibility | Violation | 1 | 2025-08-29 06:45 | 22.6643 | - | 8 | 6 | 0.25
4hr LiIon | System | Constraint | Flex Up | Flexibility | Violation | 1 | 2025-08-30 06:30 | 18.1257 | - | 8 | 6 | 0.25
4hr LiIon | System | Constraint | Flex Up | Flexibility | Violation | 1 | 2025-08-30 06:45 | 13.6906 | - | 8 | 6 | 0.25
4hr LiIon | System | Constraint | Flex Up | Flexibility | Violation | 1 | 2025-08-31 06:00 | 21.8813 | - | 8 | 6 | 0.25
4hr LiIon | System | Constraint | Flex Up | Flexibility | Violation | 1 | 2025-08-31 06:15 | 23.3338 | - | 8 | 6 | 0.25
4hr LiIon | System | Constraint | Flex Up | Flexibility | Violation | 1 | 2025-08-31 15:45 | 0.22911 | - | 8 | 15 | 0.25
4hr LiIon | System | Constraint | Flex Up | Flexibility | Violation | 1 | 2025-08-31 16:15 | 5.164 | - | 8 | 16 | 0.25
4hr LiIon | System | Constraint | Flex Up | Flexibility | Violation | 1 | 2025-08-31 16:30 | 8.9351 | - | 8 | 16 | 0.25
4hr LiIon | System | Constraint | Flex Up | Flexibility | Violation | 1 | 2025-08-31 19:15 | 3.316 | - | 8 | 19 | 0.25
4hr LiIon | System | Constraint | Flex Up | Flexibility | Violation | 1 | 2025-09-01 06:45 | 32.0065 | - | 9 | 6 | 0.25
4hr LiIon | System | Constraint | Flex Up | Flexibility | Violation | 1 | 2025-09-02 21:00 | 3.0377 | - | 9 | 21 | 0.25
4hr LiIon | System | Constraint | Flex Up | Flexibility | Violation | 1 | 2025-09-04 06:00 | 0.94663 | - | 9 | 6 | 0.25
4hr LiIon | System | Constraint | Flex Up | Flexibility | Violation | 1 | 2025-09-04 06:15 | 36.3463 | - | 9 | 6 | 0.25
4hr LiIon | System | Constraint | Flex Up | Flexibility | Violation | 1 | 2025-09-04 06:30 | 4.246 | - | 9 | 6 | 0.25
4hr LiIon | System | Constraint | Flex Up | Flexibility | Violation | 1 | 2025-09-04 06:45 | 43.1457 | - | 9 | 6 | 0.25
4hr LiIon | System | Constraint | Flex Up | Flexibility | Violation | 1 | 2025-09-04 16:00 | 15.2132 | - | 9 | 16 | 0.25
4hr LiIon | System | Constraint | Flex Up | Flexibility | Violation | 1 | 2025-09-04 16:45 | 27.7182 | - | 9 | 16 | 0.25
4hr LiIon | System | Constraint | Flex Up | Flexibility | Violation | 1 | 2025-09-06 06:45 | 2.1233 | - | 9 | 6 | 0.25
4hr LiIon | System | Constraint | Flex Up | Flexibility | Violation | 1 | 2025-09-07 06:00 | 39.3393 | - | 9 | 6 | 0.25
4hr LiIon | System | Constraint | Flex Up | Flexibility | Violation | 1 | 2025-09-07 06:15 | 46.8091 | - | 9 | 6 | 0.25
4hr LiIon | System | Constraint | Flex Up | Flexibility | Violation | 1 | 2025-09-07 06:45 | 23.7487 | - | 9 | 6 | 0.25
4hr LiIon | System | Constraint | Flex Up | Flexibility | Violation | 1 | 2025-09-07 23:00 | 5.6133 | - | 9 | 23 | 0.25
4hr LiIon | System | Constraint | Flex Up | Flexibility | Violation | 1 | 2025-09-09 05:45 | 26.6445 | - | 9 | 5 | 0.25
4hr LiIon | System | Constraint | Flex Up | Flexibility | Violation | 1 | 2025-09-09 07:45 | 12.342 | - | 9 | 7 | 0.25
4hr LiIon | System | Constraint | Flex Up | Flexibility | Violation | 1 | 2025-09-10 16:15 | 6.4726 | - | 9 | 16 | 0.25
4hr LiIon | System | Constraint | Flex Up | Flexibility | Violation | 1 | 2025-09-10 16:30 | 24.8831 | - | 9 | 16 | 0.25
4hr LiIon | System | Constraint | Flex Up | Flexibility | Violation | 1 | 2025-09-10 16:45 | 26.2935 | - | 9 | 16 | 0.25
4hr LiIon | System | Constraint | Flex Up | Flexibility | Violation | 1 | 2025-09-10 18:45 | 11.4048 | - | 9 | 18 | 0.25
4hr LiIon | System | Constraint | Flex Up | Flexibility | Violation | 1 | 2025-09-12 05:45 | 14.0241 | - | 9 | 5 | 0.25
4hr LiIon | System | Constraint | Flex Up | Flexibility | Violation | 1 | 2025-09-12 18:45 | 12.9359 | - | 9 | 18 | 0.25
4hr LiIon | System | Constraint | Flex Up | Flexibility | Violation | 1 | 2025-09-13 06:15 | 9.0559 | - | 9 | 6 | 0.25
4hr LiIon | System | Constraint | Flex Up | Flexibility | Violation | 1 | 2025-09-13 06:45 | 28.6316 | - | 9 | 6 | 0.25
4hr LiIon | System | Constraint | Flex Up | Flexibility | Violation | 1 | 2025-09-13 17:00 | 11.368 | - | 9 | 17 | 0.25
4hr LiIon | System | Constraint | Flex Up | Flexibility | Violation | 1 | 2025-09-13 17:45 | 22.5176 | - | 9 | 17 | 0.25
4hr LiIon | System | Constraint | Flex Up | Flexibility | Violation | 1 | 2025-09-13 18:45 | 38.4806 | - | 9 | 18 | 0.25
4hr LiIon | System | Constraint | Flex Up | Flexibility | Violation | 1 | 2025-09-14 06:00 | 27.3638 | - | 9 | 6 | 0.25
4hr LiIon | System | Constraint | Flex Up | Flexibility | Violation | 1 | 2025-09-14 06:15 | 31.8772 | - | 9 | 6 | 0.25
4hr LiIon | System | Constraint | Flex Up | Flexibility | Violation | 1 | 2025-09-14 06:30 | 35.3906 | - | 9 | 6 | 0.25
4hr LiIon | System | Constraint | Flex Up | Flexibility | Violation | 1 | 2025-09-14 06:45 | 49.904 | - | 9 | 6 | 0.25
4hr LiIon | System | Constraint | Flex Up | Flexibility | Violation | 1 | 2025-09-14 08:30 | 40.5244 | - | 9 | 8 | 0.25
4hr LiIon | System | Constraint | Flex Up | Flexibility | Violation | 1 | 2025-09-15 05:45 | 56.0879 | - | 9 | 5 | 0.25
4hr LiIon | System | Constraint | Flex Up | Flexibility | Violation | 1 | 2025-09-15 19:00 | 22.9619 | - | 9 | 19 | 0.25
4hr LiIon | System | Constraint | Flex Up | Flexibility | Violation | 1 | 2025-09-16 06:15 | 17.8123 | - | 9 | 6 | 0.25
4hr LiIon | System | Constraint | Flex Up | Flexibility | Violation | 1 | 2025-09-16 06:45 | 23.2968 | - | 9 | 6 | 0.25
4hr LiIon | System | Constraint | Flex Up | Flexibility | Violation | 1 | 2025-09-16 16:00 | 29.2611 | - | 9 | 16 | 0.25
4hr LiIon | System | Constraint | Flex Up | Flexibility | Violation | 1 | 2025-09-16 16:30 | 5.3089 | - | 9 | 16 | 0.25
4hr LiIon | System | Constraint | Flex Up | Flexibility | Violation | 1 | 2025-09-16 16:45 | 36.3328 | - | 9 | 16 | 0.25
4hr LiIon | System | Constraint | Flex Up | Flexibility | Violation | 1 | 2025-09-16 17:45 | 16.3295 | - | 9 | 17 | 0.25
4hr LiIon | System | Constraint | Flex Up | Flexibility | Violation | 1 | 2025-09-16 18:15 | 3.6866 | - | 9 | 18 | 0.25
4hr LiIon | System | Constraint | Flex Up | Flexibility | Violation | 1 | 2025-09-16 18:30 | 8.8146 | - | 9 | 18 | 0.25
4hr LiIon | System | Constraint | Flex Up | Flexibility | Violation | 1 | 2025-09-16 18:45 | 18.9427 | - | 9 | 18 | 0.25
4hr LiIon | System | Constraint | Flex Up | Flexibility | Violation | 1 | 2025-09-19 05:45 | 19.947 | - | 9 | 5 | 0.25
4hr LiIon | System | Constraint | Flex Up | Flexibility | Violation | 1 | 2025-09-20 06:00 | 31.4124 | - | 9 | 6 | 0.25
4hr LiIon | System | Constraint | Flex Up | Flexibility | Violation | 1 | 2025-09-20 06:30 | 7.836 | - | 9 | 6 | 0.25
4hr LiIon | System | Constraint | Flex Up | Flexibility | Violation | 1 | 2025-09-20 06:45 | 42.5478 | - | 9 | 6 | 0.25
4hr LiIon | System | Constraint | Flex Up | Flexibility | Violation | 1 | 2025-09-21 16:00 | 52.8646 | - | 9 | 16 | 0.25
4hr LiIon | System | Constraint | Flex Up | Flexibility | Violation | 1 | 2025-09-21 16:15 | 17.7148 | - | 9 | 16 | 0.25
4hr LiIon | System | Constraint | Flex Up | Flexibility | Violation | 1 | 2025-09-21 18:00 | 39.9721 | - | 9 | 18 | 0.25
4hr LiIon | System | Constraint | Flex Up | Flexibility | Violation | 1 | 2025-09-21 18:15 | 2.9266 | - | 9 | 18 | 0.25
4hr LiIon | System | Constraint | Flex Up | Flexibility | Violation | 1 | 2025-09-22 18:00 | 20.595 | - | 9 | 18 | 0.25
4hr LiIon | System | Constraint | Flex Up | Flexibility | Violation | 1 | 2025-09-22 18:15 | 7.8751 | - | 9 | 18 | 0.25
4hr LiIon | System | Constraint | Flex Up | Flexibility | Violation | 1 | 2025-09-23 05:15 | 23.0934 | - | 9 | 5 | 0.25
4hr LiIon | System | Constraint | Flex Up | Flexibility | Violation | 1 | 2025-09-23 05:30 | 46.9782 | - | 9 | 5 | 0.25
4hr LiIon | System | Constraint | Flex Up | Flexibility | Violation | 1 | 2025-09-23 05:45 | 18.3629 | - | 9 | 5 | 0.25
4hr LiIon | System | Constraint | Flex Up | Flexibility | Violation | 1 | 2025-09-23 15:45 | 13.1377 | - | 9 | 15 | 0.25
4hr LiIon | System | Constraint | Flex Up | Flexibility | Violation | 1 | 2025-09-23 16:15 | 3.3686 | - | 9 | 16 | 0.25
4hr LiIon | System | Constraint | Flex Up | Flexibility | Violation | 1 | 2025-09-23 16:30 | 14.6605 | - | 9 | 16 | 0.25
4hr LiIon | System | Constraint | Flex Up | Flexibility | Violation | 1 | 2025-09-23 16:45 | 21.9523 | - | 9 | 16 | 0.25
4hr LiIon | System | Constraint | Flex Up | Flexibility | Violation | 1 | 2025-09-23 17:45 | 6.9834 | - | 9 | 17 | 0.25
4hr LiIon | System | Constraint | Flex Up | Flexibility | Violation | 1 | 2025-09-23 18:45 | 10.2295 | - | 9 | 18 | 0.25
4hr LiIon | System | Constraint | Flex Up | Flexibility | Violation | 1 | 2025-09-24 18:00 | 22.6698 | - | 9 | 18 | 0.25
4hr LiIon | System | Constraint | Flex Up | Flexibility | Violation | 1 | 2025-09-24 18:45 | 80.7792 | - | 9 | 18 | 0.25
4hr LiIon | System | Constraint | Flex Up | Flexibility | Violation | 1 | 2025-09-25 06:15 | 8.5922 | - | 9 | 6 | 0.25
4hr LiIon | System | Constraint | Flex Up | Flexibility | Violation | 1 | 2025-09-25 17:00 | 18.1867 | - | 9 | 17 | 0.25
4hr LiIon | System | Constraint | Flex Up | Flexibility | Violation | 1 | 2025-09-26 06:45 | 0.36054 | - | 9 | 6 | 0.25
4hr LiIon | System | Constraint | Flex Up | Flexibility | Violation | 1 | 2025-09-27 06:00 | 27.2715 | - | 9 | 6 | 0.25
4hr LiIon | System | Constraint | Flex Up | Flexibility | Violation | 1 | 2025-09-27 06:30 | 27.3264 | - | 9 | 6 | 0.25
4hr LiIon | System | Constraint | Flex Up | Flexibility | Violation | 1 | 2025-09-27 06:45 | 71.8538 | - | 9 | 6 | 0.25
4hr LiIon | System | Constraint | Flex Up | Flexibility | Violation | 1 | 2025-09-28 06:45 | 2.777 | - | 9 | 6 | 0.25
4hr LiIon | System | Constraint | Flex Up | Flexibility | Violation | 1 | 2025-09-28 07:45 | 1.9552 | - | 9 | 7 | 0.25
4hr LiIon | System | Constraint | Flex Up | Flexibility | Violation | 1 | 2025-09-28 18:15 | 8.8762 | - | 9 | 18 | 0.25
4hr LiIon | System | Constraint | Flex Up | Flexibility | Violation | 1 | 2025-09-28 18:30 | 6.7884 | - | 9 | 18 | 0.25
4hr LiIon | System | Constraint | Flex Up | Flexibility | Violation | 1 | 2025-09-29 05:45 | 30.8685 | - | 9 | 5 | 0.25
4hr LiIon | System | Constraint | Flex Up | Flexibility | Violation | 1 | 2025-09-30 05:30 | 11.2058 | - | 9 | 5 | 0.25
4hr LiIon | System | Constraint | Flex Up | Flexibility | Violation | 1 | 2025-09-30 05:45 | 107.0089 | - | 9 | 5 | 0.25
4hr LiIon | System | Constraint | Flex Up | Flexibility | Violation | 1 | 2025-09-30 18:00 | 5.7167 | - | 9 | 18 | 0.25
4hr LiIon | System | Constraint | Flex Up | Flexibility | Violation | 1 | 2025-09-30 18:15 | 41.0517 | - | 9 | 18 | 0.25
4hr LiIon | System | Constraint | Flex Up | Flexibility | Violation | 1 | 2025-09-30 18:30 | 36.3868 | - | 9 | 18 | 0.25
4hr LiIon | System | Constraint | Flex Up | Flexibility | Violation | 1 | 2025-09-30 18:45 | 13.7219 | - | 9 | 18 | 0.25
4hr LiIon | System | Constraint | Flex Up | Flexibility | Violation | 1 | 2025-10-01 05:45 | 70.8164 | - | 10 | 5 | 0.25
4hr LiIon | System | Constraint | Flex Up | Flexibility | Violation | 1 | 2025-10-02 05:45 | 56.0246 | - | 10 | 5 | 0.25
4hr LiIon | System | Constraint | Flex Up | Flexibility | Violation | 1 | 2025-10-03 05:30 | 6.9115 | - | 10 | 5 | 0.25
4hr LiIon | System | Constraint | Flex Up | Flexibility | Violation | 1 | 2025-10-03 05:45 | 14.9959 | - | 10 | 5 | 0.25
4hr LiIon | System | Constraint | Flex Up | Flexibility | Violation | 1 | 2025-10-03 16:00 | 41.0691 | - | 10 | 16 | 0.25
4hr LiIon | System | Constraint | Flex Up | Flexibility | Violation | 1 | 2025-10-03 16:15 | 44.2361 | - | 10 | 16 | 0.25
4hr LiIon | System | Constraint | Flex Up | Flexibility | Violation | 1 | 2025-10-03 16:30 | 42.903 | - | 10 | 16 | 0.25
4hr LiIon | System | Constraint | Flex Up | Flexibility | Violation | 1 | 2025-10-03 16:45 | 22.5699 | - | 10 | 16 | 0.25
4hr LiIon | System | Constraint | Flex Up | Flexibility | Violation | 1 | 2025-10-03 21:00 | 48.3652 | - | 10 | 21 | 0.25
4hr LiIon | System | Constraint | Flex Up | Flexibility | Violation | 1 | 2025-10-04 06:45 | 47.1276 | - | 10 | 6 | 0.25
4hr LiIon | System | Constraint | Flex Up | Flexibility | Violation | 1 | 2025-10-04 17:00 | 37.9858 | - | 10 | 17 | 0.25
4hr LiIon | System | Constraint | Flex Up | Flexibility | Violation | 1 | 2025-10-04 17:15 | 5.5072 | - | 10 | 17 | 0.25
4hr LiIon | System | Constraint | Flex Up | Flexibility | Violation | 1 | 2025-10-06 17:45 | 52.9192 | - | 10 | 17 | 0.25
4hr LiIon | System | Constraint | Flex Up | Flexibility | Violation | 1 | 2025-10-07 05:30 | 28.9051 | - | 10 | 5 | 0.25
4hr LiIon | System | Constraint | Flex Up | Flexibility | Violation | 1 | 2025-10-07 05:45 | 60.909 | - | 10 | 5 | 0.25
4hr LiIon | System | Constraint | Flex Up | Flexibility | Violation | 1 | 2025-10-07 06:15 | 12.4638 | - | 10 | 6 | 0.25
4hr LiIon | System | Constraint | Flex Up | Flexibility | Violation | 1 | 2025-10-07 07:00 | 63.1179 | - | 10 | 7 | 0.25
4hr LiIon | System | Constraint | Flex Up | Flexibility | Violation | 1 | 2025-10-07 07:30 | 72.6475 | - | 10 | 7 | 0.25
4hr LiIon | System | Constraint | Flex Up | Flexibility | Violation | 1 | 2025-10-07 08:15 | 6.3146 | - | 10 | 8 | 0.25
4hr LiIon | System | Constraint | Flex Up | Flexibility | Violation | 1 | 2025-10-07 09:00 | 82.8675 | - | 10 | 9 | 0.25
4hr LiIon | System | Constraint | Flex Up | Flexibility | Violation | 1 | 2025-10-07 09:45 | 23.549 | - | 10 | 9 | 0.25
4hr LiIon | System | Constraint | Flex Up | Flexibility | Violation | 1 | 2025-10-07 10:00 | 117.0613 | - | 10 | 10 | 0.25
4hr LiIon | System | Constraint | Flex Up | Flexibility | Violation | 1 | 2025-10-07 10:15 | 104.0479 | - | 10 | 10 | 0.25
4hr LiIon | System | Constraint | Flex Up | Flexibility | Violation | 1 | 2025-10-07 10:30 | 86.0345 | - | 10 | 10 | 0.25
4hr LiIon | System | Constraint | Flex Up | Flexibility | Violation | 1 | 2025-10-07 10:45 | 81.0211 | - | 10 | 10 | 0.25
4hr LiIon | System | Constraint | Flex Up | Flexibility | Violation | 1 | 2025-10-07 19:00 | 48.1556 | - | 10 | 19 | 0.25
4hr LiIon | System | Constraint | Flex Up | Flexibility | Violation | 1 | 2025-10-07 19:15 | 26.1368 | - | 10 | 19 | 0.25
4hr LiIon | System | Constraint | Flex Up | Flexibility | Violation | 1 | 2025-10-08 04:30 | 0.43462 | - | 10 | 4 | 0.25
4hr LiIon | System | Constraint | Flex Up | Flexibility | Violation | 1 | 2025-10-08 04:45 | 36.6119 | - | 10 | 4 | 0.25
4hr LiIon | System | Constraint | Flex Up | Flexibility | Violation | 1 | 2025-10-08 17:45 | 17.757 | - | 10 | 17 | 0.25
4hr LiIon | System | Constraint | Flex Up | Flexibility | Violation | 1 | 2025-10-08 22:00 | 23.5458 | - | 10 | 22 | 0.25
4hr LiIon | System | Constraint | Flex Up | Flexibility | Violation | 1 | 2025-10-09 06:00 | 1.2305 | - | 10 | 6 | 0.25
4hr LiIon | System | Constraint | Flex Up | Flexibility | Violation | 1 | 2025-10-10 05:30 | 39.7542 | - | 10 | 5 | 0.25
4hr LiIon | System | Constraint | Flex Up | Flexibility | Violation | 1 | 2025-10-10 05:45 | 19.1579 | - | 10 | 5 | 0.25
4hr LiIon | System | Constraint | Flex Up | Flexibility | Violation | 1 | 2025-10-10 06:30 | 1.4182 | - | 10 | 6 | 0.25
4hr LiIon | System | Constraint | Flex Up | Flexibility | Violation | 1 | 2025-10-10 06:45 | 3.4564 | - | 10 | 6 | 0.25
4hr LiIon | System | Constraint | Flex Up | Flexibility | Violation | 1 | 2025-10-10 18:00 | 15.4601 | - | 10 | 18 | 0.25
4hr LiIon | System | Constraint | Flex Up | Flexibility | Violation | 1 | 2025-10-10 18:15 | 28.418 | - | 10 | 18 | 0.25
4hr LiIon | System | Constraint | Flex Up | Flexibility | Violation | 1 | 2025-10-10 18:30 | 25.3758 | - | 10 | 18 | 0.25
4hr LiIon | System | Constraint | Flex Up | Flexibility | Violation | 1 | 2025-10-10 18:45 | 18.3337 | - | 10 | 18 | 0.25
4hr LiIon | System | Constraint | Flex Up | Flexibility | Violation | 1 | 2025-10-11 05:15 | 29.4346 | - | 10 | 5 | 0.25
4hr LiIon | System | Constraint | Flex Up | Flexibility | Violation | 1 | 2025-10-11 05:30 | 108.7761 | - | 10 | 5 | 0.25
4hr LiIon | System | Constraint | Flex Up | Flexibility | Violation | 1 | 2025-10-11 05:45 | 193.4132 | - | 10 | 5 | 0.25
4hr LiIon | System | Constraint | Flex Up | Flexibility | Violation | 1 | 2025-10-11 06:00 | 79.9425 | - | 10 | 6 | 0.25
4hr LiIon | System | Constraint | Flex Up | Flexibility | Violation | 1 | 2025-10-11 06:15 | 119.122 | - | 10 | 6 | 0.25
4hr LiIon | System | Constraint | Flex Up | Flexibility | Violation | 1 | 2025-10-11 06:30 | 130.3015 | - | 10 | 6 | 0.25
4hr LiIon | System | Constraint | Flex Up | Flexibility | Violation | 1 | 2025-10-11 06:45 | 89.981 | - | 10 | 6 | 0.25
4hr LiIon | System | Constraint | Flex Up | Flexibility | Violation | 1 | 2025-10-11 07:00 | 62.9953 | - | 10 | 7 | 0.25
4hr LiIon | System | Constraint | Flex Up | Flexibility | Violation | 1 | 2025-10-11 07:15 | 58.2196 | - | 10 | 7 | 0.25
4hr LiIon | System | Constraint | Flex Up | Flexibility | Violation | 1 | 2025-10-11 07:30 | 46.4439 | - | 10 | 7 | 0.25
4hr LiIon | System | Constraint | Flex Up | Flexibility | Violation | 1 | 2025-10-11 07:45 | 35.6683 | - | 10 | 7 | 0.25
4hr LiIon | System | Constraint | Flex Up | Flexibility | Violation | 1 | 2025-10-11 08:00 | 103.2251 | - | 10 | 8 | 0.25
4hr LiIon | System | Constraint | Flex Up | Flexibility | Violation | 1 | 2025-10-11 08:15 | 54.5119 | - | 10 | 8 | 0.25
4hr LiIon | System | Constraint | Flex Up | Flexibility | Violation | 1 | 2025-10-12 17:30 | 17.8317 | - | 10 | 17 | 0.25
4hr LiIon | System | Constraint | Flex Up | Flexibility | Violation | 1 | 2025-10-12 17:45 | 77.2965 | - | 10 | 17 | 0.25
4hr LiIon | System | Constraint | Flex Up | Flexibility | Violation | 1 | 2025-10-13 06:30 | 32.8802 | - | 10 | 6 | 0.25
4hr LiIon | System | Constraint | Flex Up | Flexibility | Violation | 1 | 2025-10-13 06:45 | 68.2483 | - | 10 | 6 | 0.25
4hr LiIon | System | Constraint | Flex Up | Flexibility | Violation | 1 | 2025-10-13 17:30 | 24.4228 | - | 10 | 17 | 0.25
4hr LiIon | System | Constraint | Flex Up | Flexibility | Violation | 1 | 2025-10-13 17:45 | 69.8697 | - | 10 | 17 | 0.25
4hr LiIon | System | Constraint | Flex Up | Flexibility | Violation | 1 | 2025-10-14 05:45 | 36.8054 | - | 10 | 5 | 0.25
4hr LiIon | System | Constraint | Flex Up | Flexibility | Violation | 1 | 2025-10-15 07:00 | 19.5913 | - | 10 | 7 | 0.25
4hr LiIon | System | Constraint | Flex Up | Flexibility | Violation | 1 | 2025-10-15 16:45 | 27.034 | - | 10 | 16 | 0.25
4hr LiIon | System | Constraint | Flex Up | Flexibility | Violation | 1 | 2025-10-15 17:00 | 59.8217 | - | 10 | 17 | 0.25
4hr LiIon | System | Constraint | Flex Up | Flexibility | Violation | 1 | 2025-10-15 17:15 | 39.4415 | - | 10 | 17 | 0.25
4hr LiIon | System | Constraint | Flex Up | Flexibility | Violation | 1 | 2025-10-15 17:30 | 19.0614 | - | 10 | 17 | 0.25
4hr LiIon | System | Constraint | Flex Up | Flexibility | Violation | 1 | 2025-10-16 06:15 | 16.2739 | - | 10 | 6 | 0.25
4hr LiIon | System | Constraint | Flex Up | Flexibility | Violation | 1 | 2025-10-16 06:30 | 1.2847 | - | 10 | 6 | 0.25
4hr LiIon | System | Constraint | Flex Up | Flexibility | Violation | 1 | 2025-10-17 17:00 | 1.4253 | - | 10 | 17 | 0.25
4hr LiIon | System | Constraint | Flex Up | Flexibility | Violation | 1 | 2025-10-17 17:45 | 3.873 | - | 10 | 17 | 0.25
4hr LiIon | System | Constraint | Flex Up | Flexibility | Violation | 1 | 2025-10-17 18:00 | 11.5222 | - | 10 | 18 | 0.25
4hr LiIon | System | Constraint | Flex Up | Flexibility | Violation | 1 | 2025-10-17 18:45 | 7.8105 | - | 10 | 18 | 0.25
4hr LiIon | System | Constraint | Flex Up | Flexibility | Violation | 1 | 2025-10-18 05:45 | 19.2479 | - | 10 | 5 | 0.25
4hr LiIon | System | Constraint | Flex Up | Flexibility | Violation | 1 | 2025-10-18 06:45 | 44.8135 | - | 10 | 6 | 0.25
4hr LiIon | System | Constraint | Flex Up | Flexibility | Violation | 1 | 2025-10-18 17:00 | 29.5915 | - | 10 | 17 | 0.25
4hr LiIon | System | Constraint | Flex Up | Flexibility | Violation | 1 | 2025-10-19 06:45 | 39.7186 | - | 10 | 6 | 0.25
4hr LiIon | System | Constraint | Flex Up | Flexibility | Violation | 1 | 2025-10-19 16:45 | 4.6608 | - | 10 | 16 | 0.25
4hr LiIon | System | Constraint | Flex Up | Flexibility | Violation | 1 | 2025-10-20 05:45 | 101.1703 | - | 10 | 5 | 0.25
4hr LiIon | System | Constraint | Flex Up | Flexibility | Violation | 1 | 2025-10-20 06:15 | 5.4007 | - | 10 | 6 | 0.25
4hr LiIon | System | Constraint | Flex Up | Flexibility | Violation | 1 | 2025-10-20 17:45 | 40.1908 | - | 10 | 17 | 0.25
4hr LiIon | System | Constraint | Flex Up | Flexibility | Violation | 1 | 2025-10-21 05:30 | 19.3076 | - | 10 | 5 | 0.25
4hr LiIon | System | Constraint | Flex Up | Flexibility | Violation | 1 | 2025-10-21 05:45 | 139.0236 | - | 10 | 5 | 0.25
4hr LiIon | System | Constraint | Flex Up | Flexibility | Violation | 1 | 2025-10-21 17:30 | 12.1578 | - | 10 | 17 | 0.25
4hr LiIon | System | Constraint | Flex Up | Flexibility | Violation | 1 | 2025-10-21 17:45 | 39.597 | - | 10 | 17 | 0.25
4hr LiIon | System | Constraint | Flex Up | Flexibility | Violation | 1 | 2025-10-22 17:45 | 43.1046 | - | 10 | 17 | 0.25
4hr LiIon | System | Constraint | Flex Up | Flexibility | Violation | 1 | 2025-10-22 18:00 | 17.7824 | - | 10 | 18 | 0.25
4hr LiIon | System | Constraint | Flex Up | Flexibility | Violation | 1 | 2025-10-23 18:15 | 5.678 | - | 10 | 18 | 0.25
4hr LiIon | System | Constraint | Flex Up | Flexibility | Violation | 1 | 2025-10-24 06:00 | 62.825 | - | 10 | 6 | 0.25
4hr LiIon | System | Constraint | Flex Up | Flexibility | Violation | 1 | 2025-10-24 06:15 | 60.0947 | - | 10 | 6 | 0.25
4hr LiIon | System | Constraint | Flex Up | Flexibility | Violation | 1 | 2025-10-24 06:30 | 95.8644 | - | 10 | 6 | 0.25
4hr LiIon | System | Constraint | Flex Up | Flexibility | Violation | 1 | 2025-10-24 06:45 | 120.6341 | - | 10 | 6 | 0.25
4hr LiIon | System | Constraint | Flex Up | Flexibility | Violation | 1 | 2025-10-24 16:00 | 68.9473 | - | 10 | 16 | 0.25
4hr LiIon | System | Constraint | Flex Up | Flexibility | Violation | 1 | 2025-10-24 16:15 | 47.7276 | - | 10 | 16 | 0.25
4hr LiIon | System | Constraint | Flex Up | Flexibility | Violation | 1 | 2025-10-24 16:30 | 23.5079 | - | 10 | 16 | 0.25
4hr LiIon | System | Constraint | Flex Up | Flexibility | Violation | 1 | 2025-10-24 16:45 | 2.2883 | - | 10 | 16 | 0.25
4hr LiIon | System | Constraint | Flex Up | Flexibility | Violation | 1 | 2025-10-24 17:30 | 4.7264 | - | 10 | 17 | 0.25
4hr LiIon | System | Constraint | Flex Up | Flexibility | Violation | 1 | 2025-10-24 17:45 | 7.8198 | - | 10 | 17 | 0.25
4hr LiIon | System | Constraint | Flex Up | Flexibility | Violation | 1 | 2025-10-25 06:00 | 17.6022 | - | 10 | 6 | 0.25
4hr LiIon | System | Constraint | Flex Up | Flexibility | Violation | 1 | 2025-10-25 06:15 | 35.1287 | - | 10 | 6 | 0.25
4hr LiIon | System | Constraint | Flex Up | Flexibility | Violation | 1 | 2025-10-25 06:30 | 22.6553 | - | 10 | 6 | 0.25
4hr LiIon | System | Constraint | Flex Up | Flexibility | Violation | 1 | 2025-10-25 06:45 | 88.6818 | - | 10 | 6 | 0.25
4hr LiIon | System | Constraint | Flex Up | Flexibility | Violation | 1 | 2025-10-25 17:30 | 0.11312 | - | 10 | 17 | 0.25
4hr LiIon | System | Constraint | Flex Up | Flexibility | Violation | 1 | 2025-10-25 17:45 | 24.7222 | - | 10 | 17 | 0.25
4hr LiIon | System | Constraint | Flex Up | Flexibility | Violation | 1 | 2025-10-25 18:00 | 11.5222 | - | 10 | 18 | 0.25
4hr LiIon | System | Constraint | Flex Up | Flexibility | Violation | 1 | 2025-10-25 18:15 | 4.2711 | - | 10 | 18 | 0.25
4hr LiIon | System | Constraint | Flex Up | Flexibility | Violation | 1 | 2025-10-26 05:45 | 4.8331 | - | 10 | 5 | 0.25
4hr LiIon | System | Constraint | Flex Up | Flexibility | Violation | 1 | 2025-10-26 06:30 | 6.3543 | - | 10 | 6 | 0.25
4hr LiIon | System | Constraint | Flex Up | Flexibility | Violation | 1 | 2025-10-26 06:45 | 56.4795 | - | 10 | 6 | 0.25
4hr LiIon | System | Constraint | Flex Up | Flexibility | Violation | 1 | 2025-10-27 16:00 | 131.0395 | - | 10 | 16 | 0.25
4hr LiIon | System | Constraint | Flex Up | Flexibility | Violation | 1 | 2025-10-27 16:15 | 117.7527 | - | 10 | 16 | 0.25
4hr LiIon | System | Constraint | Flex Up | Flexibility | Violation | 1 | 2025-10-27 16:30 | 105.466 | - | 10 | 16 | 0.25
4hr LiIon | System | Constraint | Flex Up | Flexibility | Violation | 1 | 2025-10-27 16:45 | 102.1792 | - | 10 | 16 | 0.25
4hr LiIon | System | Constraint | Flex Up | Flexibility | Violation | 1 | 2025-10-27 17:00 | 29.5906 | - | 10 | 17 | 0.25
4hr LiIon | System | Constraint | Flex Up | Flexibility | Violation | 1 | 2025-10-27 17:15 | 92.2642 | - | 10 | 17 | 0.25
4hr LiIon | System | Constraint | Flex Up | Flexibility | Violation | 1 | 2025-10-27 17:30 | 140.9377 | - | 10 | 17 | 0.25
4hr LiIon | System | Constraint | Flex Up | Flexibility | Violation | 1 | 2025-10-27 17:45 | 158.6113 | - | 10 | 17 | 0.25
4hr LiIon | System | Constraint | Flex Up | Flexibility | Violation | 1 | 2025-10-28 05:45 | 1.315 | - | 10 | 5 | 0.25
4hr LiIon | System | Constraint | Flex Up | Flexibility | Violation | 1 | 2025-10-28 06:30 | 8.4047 | - | 10 | 6 | 0.25
4hr LiIon | System | Constraint | Flex Up | Flexibility | Violation | 1 | 2025-10-28 20:30 | 0.14191 | - | 10 | 20 | 0.25
4hr LiIon | System | Constraint | Flex Up | Flexibility | Violation | 1 | 2025-10-29 05:45 | 76.8374 | - | 10 | 5 | 0.25
4hr LiIon | System | Constraint | Flex Up | Flexibility | Violation | 1 | 2025-10-29 17:45 | 37.8796 | - | 10 | 17 | 0.25
4hr LiIon | System | Constraint | Flex Up | Flexibility | Violation | 1 | 2025-10-30 05:45 | 22.8659 | - | 10 | 5 | 0.25
4hr LiIon | System | Constraint | Flex Up | Flexibility | Violation | 1 | 2025-10-30 06:30 | 17.5713 | - | 10 | 6 | 0.25
4hr LiIon | System | Constraint | Flex Up | Flexibility | Violation | 1 | 2025-10-30 06:45 | 2.4246 | - | 10 | 6 | 0.25
4hr LiIon | System | Constraint | Flex Up | Flexibility | Violation | 1 | 2025-11-01 06:30 | 44.3708 | - | 11 | 6 | 0.25
4hr LiIon | System | Constraint | Flex Up | Flexibility | Violation | 1 | 2025-11-01 06:45 | 166.1423 | - | 11 | 6 | 0.25
4hr LiIon | System | Constraint | Flex Up | Flexibility | Violation | 1 | 2025-11-01 17:30 | 29.9835 | - | 11 | 17 | 0.25
4hr LiIon | System | Constraint | Flex Up | Flexibility | Violation | 1 | 2025-11-01 17:45 | 43.0867 | - | 11 | 17 | 0.25
4hr LiIon | System | Constraint | Flex Up | Flexibility | Violation | 1 | 2025-11-02 06:45 | 36.5696 | - | 11 | 6 | 0.25
4hr LiIon | System | Constraint | Flex Up | Flexibility | Violation | 1 | 2025-11-02 07:45 | 18.4683 | - | 11 | 7 | 0.25
4hr LiIon | System | Constraint | Flex Up | Flexibility | Violation | 1 | 2025-11-02 08:00 | 49.538 | - | 11 | 8 | 0.25
4hr LiIon | System | Constraint | Flex Up | Flexibility | Violation | 1 | 2025-11-02 08:15 | 46.8345 | - | 11 | 8 | 0.25
4hr LiIon | System | Constraint | Flex Up | Flexibility | Violation | 1 | 2025-11-02 08:30 | 5.1311 | - | 11 | 8 | 0.25
4hr LiIon | System | Constraint | Flex Up | Flexibility | Violation | 1 | 2025-11-02 08:45 | 16.9276 | - | 11 | 8 | 0.25
4hr LiIon | System | Constraint | Flex Up | Flexibility | Violation | 1 | 2025-11-02 10:00 | 12.6855 | - | 11 | 10 | 0.25
4hr LiIon | System | Constraint | Flex Up | Flexibility | Violation | 1 | 2025-11-02 17:30 | 21.5696 | - | 11 | 17 | 0.25
4hr LiIon | System | Constraint | Flex Up | Flexibility | Violation | 1 | 2025-11-02 17:45 | 7.0761 | - | 11 | 17 | 0.25
4hr LiIon | System | Constraint | Flex Up | Flexibility | Violation | 1 | 2025-11-02 21:00 | 38.013 | - | 11 | 21 | 0.25
4hr LiIon | System | Constraint | Flex Up | Flexibility | Violation | 1 | 2025-11-02 23:30 | 37.2655 | - | 11 | 23 | 0.25
4hr LiIon | System | Constraint | Flex Up | Flexibility | Violation | 1 | 2025-11-03 05:45 | 16.7007 | - | 11 | 5 | 0.25
4hr LiIon | System | Constraint | Flex Up | Flexibility | Violation | 1 | 2025-11-03 08:00 | 22.2109 | - | 11 | 8 | 0.25
4hr LiIon | System | Constraint | Flex Up | Flexibility | Violation | 1 | 2025-11-04 06:45 | 1.27 | - | 11 | 6 | 0.25
4hr LiIon | System | Constraint | Flex Up | Flexibility | Violation | 1 | 2025-11-04 08:00 | 34.7542 | - | 11 | 8 | 0.25
4hr LiIon | System | Constraint | Flex Up | Flexibility | Violation | 1 | 2025-11-04 08:15 | 3.9018 | - | 11 | 8 | 0.25
4hr LiIon | System | Constraint | Flex Up | Flexibility | Violation | 1 | 2025-11-04 09:00 | 3.6263 | - | 11 | 9 | 0.25
4hr LiIon | System | Constraint | Flex Up | Flexibility | Violation | 1 | 2025-11-04 12:00 | 115.0351 | - | 11 | 12 | 0.25
4hr LiIon | System | Constraint | Flex Up | Flexibility | Violation | 1 | 2025-11-04 12:15 | 29.4248 | - | 11 | 12 | 0.25
4hr LiIon | System | Constraint | Flex Up | Flexibility | Violation | 1 | 2025-11-05 06:45 | 7.2465 | - | 11 | 6 | 0.25
4hr LiIon | System | Constraint | Flex Up | Flexibility | Violation | 1 | 2025-11-05 08:00 | 42.0031 | - | 11 | 8 | 0.25
4hr LiIon | System | Constraint | Flex Up | Flexibility | Violation | 1 | 2025-11-06 08:00 | 97.0844 | - | 11 | 8 | 0.25
4hr LiIon | System | Constraint | Flex Up | Flexibility | Violation | 1 | 2025-11-06 17:30 | 15.5988 | - | 11 | 17 | 0.25
4hr LiIon | System | Constraint | Flex Up | Flexibility | Violation | 1 | 2025-11-06 17:45 | 38.0654 | - | 11 | 17 | 0.25
4hr LiIon | System | Constraint | Flex Up | Flexibility | Violation | 1 | 2025-11-06 21:00 | 18.626 | - | 11 | 21 | 0.25
4hr LiIon | System | Constraint | Flex Up | Flexibility | Violation | 1 | 2025-11-06 22:00 | 64.9364 | - | 11 | 22 | 0.25
4hr LiIon | System | Constraint | Flex Up | Flexibility | Violation | 1 | 2025-11-07 06:45 | 25.5424 | - | 11 | 6 | 0.25
4hr LiIon | System | Constraint | Flex Up | Flexibility | Violation | 1 | 2025-11-07 08:00 | 65.6091 | - | 11 | 8 | 0.25
4hr LiIon | System | Constraint | Flex Up | Flexibility | Violation | 1 | 2025-11-07 21:00 | 14.7505 | - | 11 | 21 | 0.25
4hr LiIon | System | Constraint | Flex Up | Flexibility | Violation | 1 | 2025-11-08 07:45 | 45.3985 | - | 11 | 7 | 0.25
4hr LiIon | System | Constraint | Flex Up | Flexibility | Violation | 1 | 2025-11-08 08:30 | 13.519 | - | 11 | 8 | 0.25
4hr LiIon | System | Constraint | Flex Up | Flexibility | Violation | 1 | 2025-11-08 08:45 | 59.3481 | - | 11 | 8 | 0.25
4hr LiIon | System | Constraint | Flex Up | Flexibility | Violation | 1 | 2025-11-08 09:30 | 4.3472 | - | 11 | 9 | 0.25
4hr LiIon | System | Constraint | Flex Up | Flexibility | Violation | 1 | 2025-11-08 09:45 | 10.0035 | - | 11 | 9 | 0.25
4hr LiIon | System | Constraint | Flex Up | Flexibility | Violation | 1 | 2025-11-08 17:00 | 45.1466 | - | 11 | 17 | 0.25
4hr LiIon | System | Constraint | Flex Up | Flexibility | Violation | 1 | 2025-11-10 06:45 | 6.771 | - | 11 | 6 | 0.25
4hr LiIon | System | Constraint | Flex Up | Flexibility | Violation | 1 | 2025-11-10 16:45 | 12.8478 | - | 11 | 16 | 0.25
4hr LiIon | System | Constraint | Flex Up | Flexibility | Violation | 1 | 2025-11-10 22:00 | 56.6377 | - | 11 | 22 | 0.25
4hr LiIon | System | Constraint | Flex Up | Flexibility | Violation | 1 | 2025-11-11 06:45 | 1.8189 | - | 11 | 6 | 0.25
4hr LiIon | System | Constraint | Flex Up | Flexibility | Violation | 1 | 2025-11-11 11:00 | 59.2713 | - | 11 | 11 | 0.25
4hr LiIon | System | Constraint | Flex Up | Flexibility | Violation | 1 | 2025-11-11 16:45 | 24.6277 | - | 11 | 16 | 0.25
4hr LiIon | System | Constraint | Flex Up | Flexibility | Violation | 1 | 2025-11-11 21:00 | 43.5445 | - | 11 | 21 | 0.25
4hr LiIon | System | Constraint | Flex Up | Flexibility | Violation | 1 | 2025-11-12 08:00 | 95.0113 | - | 11 | 8 | 0.25
4hr LiIon | System | Constraint | Flex Up | Flexibility | Violation | 1 | 2025-11-12 08:15 | 16.0809 | - | 11 | 8 | 0.25
4hr LiIon | System | Constraint | Flex Up | Flexibility | Violation | 1 | 2025-11-12 21:00 | 64.1388 | - | 11 | 21 | 0.25
4hr LiIon | System | Constraint | Flex Up | Flexibility | Violation | 1 | 2025-11-14 09:15 | 10.4926 | - | 11 | 9 | 0.25
4hr LiIon | System | Constraint | Flex Up | Flexibility | Violation | 1 | 2025-11-14 09:30 | 10.7572 | - | 11 | 9 | 0.25
4hr LiIon | System | Constraint | Flex Up | Flexibility | Violation | 1 | 2025-11-14 19:00 | 80.8651 | - | 11 | 19 | 0.25
4hr LiIon | System | Constraint | Flex Up | Flexibility | Violation | 1 | 2025-11-15 19:00 | 39.3059 | - | 11 | 19 | 0.25
4hr LiIon | System | Constraint | Flex Up | Flexibility | Violation | 1 | 2025-11-15 19:30 | 11.3702 | - | 11 | 19 | 0.25
4hr LiIon | System | Constraint | Flex Up | Flexibility | Violation | 1 | 2025-11-16 20:00 | 27.1732 | - | 11 | 20 | 0.25
4hr LiIon | System | Constraint | Flex Up | Flexibility | Violation | 1 | 2025-11-16 22:00 | 30.9628 | - | 11 | 22 | 0.25
4hr LiIon | System | Constraint | Flex Up | Flexibility | Violation | 1 | 2025-11-17 19:00 | 2.1796 | - | 11 | 19 | 0.25
4hr LiIon | System | Constraint | Flex Up | Flexibility | Violation | 1 | 2025-11-18 07:15 | 14.3468 | - | 11 | 7 | 0.25
4hr LiIon | System | Constraint | Flex Up | Flexibility | Violation | 1 | 2025-11-18 07:30 | 14.7009 | - | 11 | 7 | 0.25
4hr LiIon | System | Constraint | Flex Up | Flexibility | Violation | 1 | 2025-11-18 07:45 | 10.0551 | - | 11 | 7 | 0.25
4hr LiIon | System | Constraint | Flex Up | Flexibility | Violation | 1 | 2025-11-19 06:45 | 30.985 | - | 11 | 6 | 0.25
4hr LiIon | System | Constraint | Flex Up | Flexibility | Violation | 1 | 2025-11-20 08:00 | 76.3145 | - | 11 | 8 | 0.25
4hr LiIon | System | Constraint | Flex Up | Flexibility | Violation | 1 | 2025-11-20 08:15 | 17.2764 | - | 11 | 8 | 0.25
4hr LiIon | System | Constraint | Flex Up | Flexibility | Violation | 1 | 2025-11-20 18:00 | 67.5452 | - | 11 | 18 | 0.25
4hr LiIon | System | Constraint | Flex Up | Flexibility | Violation | 1 | 2025-11-21 16:45 | 6.4638 | - | 11 | 16 | 0.25
4hr LiIon | System | Constraint | Flex Up | Flexibility | Violation | 1 | 2025-11-21 19:00 | 47.707 | - | 11 | 19 | 0.25
4hr LiIon | System | Constraint | Flex Up | Flexibility | Violation | 1 | 2025-11-22 06:45 | 69.2686 | - | 11 | 6 | 0.25
4hr LiIon | System | Constraint | Flex Up | Flexibility | Violation | 1 | 2025-11-22 07:45 | 36.6099 | - | 11 | 7 | 0.25
4hr LiIon | System | Constraint | Flex Up | Flexibility | Violation | 1 | 2025-11-22 16:15 | 1.5579 | - | 11 | 16 | 0.25
4hr LiIon | System | Constraint | Flex Up | Flexibility | Violation | 1 | 2025-11-22 18:00 | 43.9833 | - | 11 | 18 | 0.25
4hr LiIon | System | Constraint | Flex Up | Flexibility | Violation | 1 | 2025-11-22 21:15 | 0.54835 | - | 11 | 21 | 0.25
4hr LiIon | System | Constraint | Flex Up | Flexibility | Violation | 1 | 2025-11-23 08:45 | 41.2898 | - | 11 | 8 | 0.25
4hr LiIon | System | Constraint | Flex Up | Flexibility | Violation | 1 | 2025-11-24 18:00 | 11.5542 | - | 11 | 18 | 0.25
4hr LiIon | System | Constraint | Flex Up | Flexibility | Violation | 1 | 2025-11-24 21:00 | 74.4033 | - | 11 | 21 | 0.25
4hr LiIon | System | Constraint | Flex Up | Flexibility | Violation | 1 | 2025-11-24 22:00 | 3.0056 | - | 11 | 22 | 0.25
4hr LiIon | System | Constraint | Flex Up | Flexibility | Violation | 1 | 2025-11-25 06:45 | 102.8372 | - | 11 | 6 | 0.25
4hr LiIon | System | Constraint | Flex Up | Flexibility | Violation | 1 | 2025-11-25 07:15 | 27.6289 | - | 11 | 7 | 0.25
4hr LiIon | System | Constraint | Flex Up | Flexibility | Violation | 1 | 2025-11-25 07:30 | 11.4252 | - | 11 | 7 | 0.25
4hr LiIon | System | Constraint | Flex Up | Flexibility | Violation | 1 | 2025-11-26 06:45 | 9.723 | - | 11 | 6 | 0.25
4hr LiIon | System | Constraint | Flex Up | Flexibility | Violation | 1 | 2025-11-26 07:00 | 35.371 | - | 11 | 7 | 0.25
4hr LiIon | System | Constraint | Flex Up | Flexibility | Violation | 1 | 2025-11-26 07:15 | 37.79 | - | 11 | 7 | 0.25
4hr LiIon | System | Constraint | Flex Up | Flexibility | Violation | 1 | 2025-11-26 11:00 | 40.3796 | - | 11 | 11 | 0.25
4hr LiIon | System | Constraint | Flex Up | Flexibility | Violation | 1 | 2025-11-26 11:15 | 3.992 | - | 11 | 11 | 0.25
4hr LiIon | System | Constraint | Flex Up | Flexibility | Violation | 1 | 2025-11-26 16:45 | 66.499 | - | 11 | 16 | 0.25
4hr LiIon | System | Constraint | Flex Up | Flexibility | Violation | 1 | 2025-11-26 17:15 | 22.475 | - | 11 | 17 | 0.25
4hr LiIon | System | Constraint | Flex Up | Flexibility | Violation | 1 | 2025-11-26 17:30 | 14.9063 | - | 11 | 17 | 0.25
4hr LiIon | System | Constraint | Flex Up | Flexibility | Violation | 1 | 2025-11-27 06:45 | 62.0561 | - | 11 | 6 | 0.25
4hr LiIon | System | Constraint | Flex Up | Flexibility | Violation | 1 | 2025-11-27 07:45 | 59.4879 | - | 11 | 7 | 0.25
4hr LiIon | System | Constraint | Flex Up | Flexibility | Violation | 1 | 2025-11-27 19:00 | 52.0188 | - | 11 | 19 | 0.25
4hr LiIon | System | Constraint | Flex Up | Flexibility | Violation | 1 | 2025-11-28 06:45 | 30.51 | - | 11 | 6 | 0.25
4hr LiIon | System | Constraint | Flex Up | Flexibility | Violation | 1 | 2025-11-28 07:30 | 0.9933 | - | 11 | 7 | 0.25
4hr LiIon | System | Constraint | Flex Up | Flexibility | Violation | 1 | 2025-11-28 07:45 | 3.1081 | - | 11 | 7 | 0.25
4hr LiIon | System | Constraint | Flex Up | Flexibility | Violation | 1 | 2025-11-28 10:00 | 10.2316 | - | 11 | 10 | 0.25
4hr LiIon | System | Constraint | Flex Up | Flexibility | Violation | 1 | 2025-11-29 07:15 | 13.899 | - | 11 | 7 | 0.25
4hr LiIon | System | Constraint | Flex Up | Flexibility | Violation | 1 | 2025-11-29 07:30 | 9.0115 | - | 11 | 7 | 0.25
4hr LiIon | System | Constraint | Flex Up | Flexibility | Violation | 1 | 2025-11-29 07:45 | 14.124 | - | 11 | 7 | 0.25
4hr LiIon | System | Constraint | Flex Up | Flexibility | Violation | 1 | 2025-11-29 08:00 | 11.9521 | - | 11 | 8 | 0.25
4hr LiIon | System | Constraint | Flex Up | Flexibility | Violation | 1 | 2025-11-29 08:15 | 20.1171 | - | 11 | 8 | 0.25
4hr LiIon | System | Constraint | Flex Up | Flexibility | Violation | 1 | 2025-11-29 08:30 | 0.28205 | - | 11 | 8 | 0.25
4hr LiIon | System | Constraint | Flex Up | Flexibility | Violation | 1 | 2025-11-29 17:00 | 4.1308 | - | 11 | 17 | 0.25
4hr LiIon | System | Constraint | Flex Up | Flexibility | Violation | 1 | 2025-11-29 17:15 | 9.8196 | - | 11 | 17 | 0.25
4hr LiIon | System | Constraint | Flex Up | Flexibility | Violation | 1 | 2025-11-30 19:00 | 13.3476 | - | 11 | 19 | 0.25
4hr LiIon | System | Constraint | Flex Up | Flexibility | Violation | 1 | 2025-12-01 08:00 | 22.064 | - | 12 | 8 | 0.25
4hr LiIon | System | Constraint | Flex Up | Flexibility | Violation | 1 | 2025-12-01 21:00 | 54.8538 | - | 12 | 21 | 0.25
4hr LiIon | System | Constraint | Flex Up | Flexibility | Violation | 1 | 2025-12-01 23:00 | 18.2009 | - | 12 | 23 | 0.25
4hr LiIon | System | Constraint | Flex Up | Flexibility | Violation | 1 | 2025-12-02 08:00 | 13.0887 | - | 12 | 8 | 0.25
4hr LiIon | System | Constraint | Flex Up | Flexibility | Violation | 1 | 2025-12-02 17:00 | 120.8979 | - | 12 | 17 | 0.25
4hr LiIon | System | Constraint | Flex Up | Flexibility | Violation | 1 | 2025-12-02 17:15 | 53.427 | - | 12 | 17 | 0.25
4hr LiIon | System | Constraint | Flex Up | Flexibility | Violation | 1 | 2025-12-02 22:00 | 26.8708 | - | 12 | 22 | 0.25
4hr LiIon | System | Constraint | Flex Up | Flexibility | Violation | 1 | 2025-12-03 08:00 | 91.7639 | - | 12 | 8 | 0.25
4hr LiIon | System | Constraint | Flex Up | Flexibility | Violation | 1 | 2025-12-04 19:00 | 44.0304 | - | 12 | 19 | 0.25
4hr LiIon | System | Constraint | Flex Up | Flexibility | Violation | 1 | 2025-12-04 23:00 | 12.8069 | - | 12 | 23 | 0.25
4hr LiIon | System | Constraint | Flex Up | Flexibility | Violation | 1 | 2025-12-05 06:45 | 4.4349 | - | 12 | 6 | 0.25
4hr LiIon | System | Constraint | Flex Up | Flexibility | Violation | 1 | 2025-12-05 20:00 | 41.0649 | - | 12 | 20 | 0.25
4hr LiIon | System | Constraint | Flex Up | Flexibility | Violation | 1 | 2025-12-05 22:00 | 26.3746 | - | 12 | 22 | 0.25
4hr LiIon | System | Constraint | Flex Up | Flexibility | Violation | 1 | 2025-12-06 17:00 | 6.9142 | - | 12 | 17 | 0.25
4hr LiIon | System | Constraint | Flex Up | Flexibility | Violation | 1 | 2025-12-06 21:00 | 4.8277 | - | 12 | 21 | 0.25
4hr LiIon | System | Constraint | Flex Up | Flexibility | Violation | 1 | 2025-12-07 23:00 | 72.0097 | - | 12 | 23 | 0.25
4hr LiIon | System | Constraint | Flex Up | Flexibility | Violation | 1 | 2025-12-08 06:45 | 28.1881 | - | 12 | 6 | 0.25
4hr LiIon | System | Constraint | Flex Up | Flexibility | Violation | 1 | 2025-12-08 09:00 | 48.9071 | - | 12 | 9 | 0.25
4hr LiIon | System | Constraint | Flex Up | Flexibility | Violation | 1 | 2025-12-08 16:45 | 49.5452 | - | 12 | 16 | 0.25
4hr LiIon | System | Constraint | Flex Up | Flexibility | Violation | 1 | 2025-12-08 17:30 | 13.4098 | - | 12 | 17 | 0.25
4hr LiIon | System | Constraint | Flex Up | Flexibility | Violation | 1 | 2025-12-08 19:00 | 0.015036 | - | 12 | 19 | 0.25
4hr LiIon | System | Constraint | Flex Up | Flexibility | Violation | 1 | 2025-12-09 05:45 | 20.2628 | - | 12 | 5 | 0.25
4hr LiIon | System | Constraint | Flex Up | Flexibility | Violation | 1 | 2025-12-09 06:45 | 81.8281 | - | 12 | 6 | 0.25
4hr LiIon | System | Constraint | Flex Up | Flexibility | Violation | 1 | 2025-12-10 07:00 | 9.7995 | - | 12 | 7 | 0.25
4hr LiIon | System | Constraint | Flex Up | Flexibility | Violation | 1 | 2025-12-10 09:15 | 11.618 | - | 12 | 9 | 0.25
4hr LiIon | System | Constraint | Flex Up | Flexibility | Violation | 1 | 2025-12-10 09:30 | 3.2034 | - | 12 | 9 | 0.25
4hr LiIon | System | Constraint | Flex Up | Flexibility | Violation | 1 | 2025-12-10 22:00 | 62.0615 | - | 12 | 22 | 0.25
4hr LiIon | System | Constraint | Flex Up | Flexibility | Violation | 1 | 2025-12-10 22:30 | 47.0615 | - | 12 | 22 | 0.25
4hr LiIon | System | Constraint | Flex Up | Flexibility | Violation | 1 | 2025-12-11 21:00 | 0.1324 | - | 12 | 21 | 0.25
4hr LiIon | System | Constraint | Flex Up | Flexibility | Violation | 1 | 2025-12-12 06:45 | 13.6944 | - | 12 | 6 | 0.25
4hr LiIon | System | Constraint | Flex Up | Flexibility | Violation | 1 | 2025-12-12 22:00 | 47.0615 | - | 12 | 22 | 0.25
4hr LiIon | System | Constraint | Flex Up | Flexibility | Violation | 1 | 2025-12-13 07:15 | 17.6717 | - | 12 | 7 | 0.25
4hr LiIon | System | Constraint | Flex Up | Flexibility | Violation | 1 | 2025-12-13 07:30 | 34.8313 | - | 12 | 7 | 0.25
4hr LiIon | System | Constraint | Flex Up | Flexibility | Violation | 1 | 2025-12-13 07:45 | 64.9908 | - | 12 | 7 | 0.25
4hr LiIon | System | Constraint | Flex Up | Flexibility | Violation | 1 | 2025-12-13 17:00 | 62.6964 | - | 12 | 17 | 0.25
4hr LiIon | System | Constraint | Flex Up | Flexibility | Violation | 1 | 2025-12-14 16:45 | 6.8276 | - | 12 | 16 | 0.25
4hr LiIon | System | Constraint | Flex Up | Flexibility | Violation | 1 | 2025-12-15 06:45 | 29.8008 | - | 12 | 6 | 0.25
4hr LiIon | System | Constraint | Flex Up | Flexibility | Violation | 1 | 2025-12-15 17:30 | 11.5361 | - | 12 | 17 | 0.25
4hr LiIon | System | Constraint | Flex Up | Flexibility | Violation | 1 | 2025-12-16 16:45 | 10.3018 | - | 12 | 16 | 0.25
4hr LiIon | System | Constraint | Flex Up | Flexibility | Violation | 1 | 2025-12-16 19:00 | 22.0262 | - | 12 | 19 | 0.25
4hr LiIon | System | Constraint | Flex Up | Flexibility | Violation | 1 | 2025-12-17 06:45 | 4.7793 | - | 12 | 6 | 0.25
4hr LiIon | System | Constraint | Flex Up | Flexibility | Violation | 1 | 2025-12-17 16:30 | 0.22299 | - | 12 | 16 | 0.25
4hr LiIon | System | Constraint | Flex Up | Flexibility | Violation | 1 | 2025-12-17 16:45 | 74.0027 | - | 12 | 16 | 0.25
4hr LiIon | System | Constraint | Flex Up | Flexibility | Violation | 1 | 2025-12-18 07:30 | 17.8486 | - | 12 | 7 | 0.25
4hr LiIon | System | Constraint | Flex Up | Flexibility | Violation | 1 | 2025-12-18 07:45 | 51.8764 | - | 12 | 7 | 0.25
4hr LiIon | System | Constraint | Flex Up | Flexibility | Violation | 1 | 2025-12-18 20:00 | 0.76177 | - | 12 | 20 | 0.25
4hr LiIon | System | Constraint | Flex Up | Flexibility | Violation | 1 | 2025-12-18 22:15 | 2.4477 | - | 12 | 22 | 0.25
4hr LiIon | System | Constraint | Flex Up | Flexibility | Violation | 1 | 2025-12-19 07:30 | 23.9669 | - | 12 | 7 | 0.25
4hr LiIon | System | Constraint | Flex Up | Flexibility | Violation | 1 | 2025-12-19 07:45 | 37.1751 | - | 12 | 7 | 0.25
4hr LiIon | System | Constraint | Flex Up | Flexibility | Violation | 1 | 2025-12-19 17:00 | 28.0645 | - | 12 | 17 | 0.25
4hr LiIon | System | Constraint | Flex Up | Flexibility | Violation | 1 | 2025-12-19 17:15 | 1.2977 | - | 12 | 17 | 0.25
4hr LiIon | System | Constraint | Flex Up | Flexibility | Violation | 1 | 2025-12-19 19:00 | 40.6397 | - | 12 | 19 | 0.25
4hr LiIon | System | Constraint | Flex Up | Flexibility | Violation | 1 | 2025-12-19 20:00 | 41.0029 | - | 12 | 20 | 0.25
4hr LiIon | System | Constraint | Flex Up | Flexibility | Violation | 1 | 2025-12-19 22:00 | 37.5387 | - | 12 | 22 | 0.25
4hr LiIon | System | Constraint | Flex Up | Flexibility | Violation | 1 | 2025-12-20 07:15 | 33.4701 | - | 12 | 7 | 0.25
4hr LiIon | System | Constraint | Flex Up | Flexibility | Violation | 1 | 2025-12-20 07:30 | 25.5483 | - | 12 | 7 | 0.25
4hr LiIon | System | Constraint | Flex Up | Flexibility | Violation | 1 | 2025-12-20 07:45 | 44.6266 | - | 12 | 7 | 0.25
4hr LiIon | System | Constraint | Flex Up | Flexibility | Violation | 1 | 2025-12-20 19:00 | 10.3684 | - | 12 | 19 | 0.25
4hr LiIon | System | Constraint | Flex Up | Flexibility | Violation | 1 | 2025-12-21 07:45 | 44.3805 | - | 12 | 7 | 0.25
4hr LiIon | System | Constraint | Flex Up | Flexibility | Violation | 1 | 2025-12-21 08:45 | 53.4278 | - | 12 | 8 | 0.25
4hr LiIon | System | Constraint | Flex Up | Flexibility | Violation | 1 | 2025-12-22 05:15 | 12.4352 | - | 12 | 5 | 0.25
4hr LiIon | System | Constraint | Flex Up | Flexibility | Violation | 1 | 2025-12-22 15:00 | 15.4564 | - | 12 | 15 | 0.25
4hr LiIon | System | Constraint | Flex Up | Flexibility | Violation | 1 | 2025-12-22 15:30 | 12.3885 | - | 12 | 15 | 0.25
4hr LiIon | System | Constraint | Flex Up | Flexibility | Violation | 1 | 2025-12-22 15:45 | 14.8546 | - | 12 | 15 | 0.25
4hr LiIon | System | Constraint | Flex Up | Flexibility | Violation | 1 | 2025-12-22 20:00 | 13.3869 | - | 12 | 20 | 0.25
4hr LiIon | System | Constraint | Flex Up | Flexibility | Violation | 1 | 2025-12-23 07:30 | 14.3315 | - | 12 | 7 | 0.25
4hr LiIon | System | Constraint | Flex Up | Flexibility | Violation | 1 | 2025-12-23 07:45 | 70.3719 | - | 12 | 7 | 0.25
4hr LiIon | System | Constraint | Flex Up | Flexibility | Violation | 1 | 2025-12-24 10:00 | 2.6696 | - | 12 | 10 | 0.25
4hr LiIon | System | Constraint | Flex Up | Flexibility | Violation | 1 | 2025-12-24 17:00 | 35.0314 | - | 12 | 17 | 0.25
4hr LiIon | System | Constraint | Flex Up | Flexibility | Violation | 1 | 2025-12-24 17:15 | 18.3218 | - | 12 | 17 | 0.25
4hr LiIon | System | Constraint | Flex Up | Flexibility | Violation | 1 | 2025-12-24 18:00 | 3.0924 | - | 12 | 18 | 0.25
4hr LiIon | System | Constraint | Flex Up | Flexibility | Violation | 1 | 2025-12-25 18:00 | 1.2864 | - | 12 | 18 | 0.25
4hr LiIon | System | Constraint | Flex Up | Flexibility | Violation | 1 | 2025-12-26 06:45 | 10.3662 | - | 12 | 6 | 0.25
4hr LiIon | System | Constraint | Flex Up | Flexibility | Violation | 1 | 2025-12-27 17:00 | 16.8521 | - | 12 | 17 | 0.25
4hr LiIon | System | Constraint | Flex Up | Flexibility | Violation | 1 | 2025-12-28 08:45 | 26.4514 | - | 12 | 8 | 0.25
4hr LiIon | System | Constraint | Flex Up | Flexibility | Violation | 1 | 2025-12-28 09:30 | 29.9048 | - | 12 | 9 | 0.25
4hr LiIon | System | Constraint | Flex Up | Flexibility | Violation | 1 | 2025-12-28 09:45 | 25.0104 | - | 12 | 9 | 0.25
4hr LiIon | System | Constraint | Flex Up | Flexibility | Violation | 1 | 2025-12-28 18:00 | 37.5338 | - | 12 | 18 | 0.25
4hr LiIon | System | Constraint | Flex Up | Flexibility | Violation | 1 | 2025-12-28 21:00 | 6.6096 | - | 12 | 21 | 0.25
4hr LiIon | System | Constraint | Flex Up | Flexibility | Violation | 1 | 2025-12-29 07:45 | 54.3248 | - | 12 | 7 | 0.25
4hr LiIon | System | Constraint | Flex Up | Flexibility | Violation | 1 | 2025-12-29 08:00 | 31.1631 | - | 12 | 8 | 0.25
4hr LiIon | System | Constraint | Flex Up | Flexibility | Violation | 1 | 2025-12-29 08:15 | 8.3938 | - | 12 | 8 | 0.25
4hr LiIon | System | Constraint | Flex Up | Flexibility | Violation | 1 | 2025-12-29 09:00 | 1.6438 | - | 12 | 9 | 0.25
4hr LiIon | System | Constraint | Flex Up | Flexibility | Violation | 1 | 2025-12-29 10:45 | 28.8231 | - | 12 | 10 | 0.25
4hr LiIon | System | Constraint | Flex Up | Flexibility | Violation | 1 | 2025-12-30 07:45 | 45.6794 | - | 12 | 7 | 0.25
4hr LiIon | System | Constraint | Flex Up | Flexibility | Violation | 1 | 2025-12-30 18:00 | 24.4099 | - | 12 | 18 | 0.25
4hr LiIon | System | Constraint | Flex Up | Flexibility | Violation | 1 | 2025-12-30 21:00 | 2.0851 | - | 12 | 21 | 0.25
4hr LiIon | System | Constraint | Flex Up | Flexibility | Violation | 1 | 2025-12-31 06:45 | 39.5079 | - | 12 | 6 | 0.25
4hr LiIon | System | Constraint | Flex Up | Flexibility | Violation | 1 | 2025-12-31 07:30 | 7.3284 | - | 12 | 7 | 0.25
4hr LiIon | System | Constraint | Flex Up | Flexibility | Violation | 1 | 2025-12-31 07:45 | 74.3885 | - | 12 | 7 | 0.25
4hr LiIon | System | Constraint | Flex Up | Flexibility | Violation | 1 | 2025-12-31 18:00 | 2.5681 | - | 12 | 18 | 0.25
4hr LiIon | System | Constraint | Flex Up | Flexibility | Violation | 1 | 2025-12-31 22:00 | 3.3535 | - | 12 | 22 | 0.25
PSH | System | Constraint | Flex Down | Flexibility | Violation | 1 | 2025-01-01 04:00 | 36.7891 | - | 1 | 4 | 0.25
PSH | System | Constraint | Flex Down | Flexibility | Violation | 1 | 2025-01-06 05:00 | 100.9689 | - | 1 | 5 | 0.25
PSH | System | Constraint | Flex Down | Flexibility | Violation | 1 | 2025-01-09 05:00 | 90.4882 | - | 1 | 5 | 0.25
PSH | System | Constraint | Flex Down | Flexibility | Violation | 1 | 2025-01-09 06:00 | 65.8223 | - | 1 | 6 | 0.25
PSH | System | Constraint | Flex Down | Flexibility | Violation | 1 | 2025-01-12 04:00 | 35.6248 | - | 1 | 4 | 0.25
PSH | System | Constraint | Flex Down | Flexibility | Violation | 1 | 2025-01-12 04:15 | 6.6315 | - | 1 | 4 | 0.25
PSH | System | Constraint | Flex Down | Flexibility | Violation | 1 | 2025-01-13 05:00 | 39.8098 | - | 1 | 5 | 0.25
PSH | System | Constraint | Flex Down | Flexibility | Violation | 1 | 2025-01-18 03:00 | 100.2148 | - | 1 | 3 | 0.25
PSH | System | Constraint | Flex Down | Flexibility | Violation | 1 | 2025-01-18 03:15 | 46.4118 | - | 1 | 3 | 0.25
PSH | System | Constraint | Flex Down | Flexibility | Violation | 1 | 2025-01-22 11:00 | 153.754 | - | 1 | 11 | 0.25
PSH | System | Constraint | Flex Down | Flexibility | Violation | 1 | 2025-01-22 11:15 | 155.0063 | - | 1 | 11 | 0.25
PSH | System | Constraint | Flex Down | Flexibility | Violation | 1 | 2025-01-22 11:30 | 155.2585 | - | 1 | 11 | 0.25
PSH | System | Constraint | Flex Down | Flexibility | Violation | 1 | 2025-01-22 11:45 | 151.5107 | - | 1 | 11 | 0.25
PSH | System | Constraint | Flex Down | Flexibility | Violation | 1 | 2025-01-22 12:00 | 77.705 | - | 1 | 12 | 0.25
PSH | System | Constraint | Flex Down | Flexibility | Violation | 1 | 2025-01-22 12:15 | 122.0539 | - | 1 | 12 | 0.25
PSH | System | Constraint | Flex Down | Flexibility | Violation | 1 | 2025-01-22 12:30 | 157.4029 | - | 1 | 12 | 0.25
PSH | System | Constraint | Flex Down | Flexibility | Violation | 1 | 2025-01-22 12:45 | 177.7518 | - | 1 | 12 | 0.25
PSH | System | Constraint | Flex Down | Flexibility | Violation | 1 | 2025-01-22 13:00 | 154.1406 | - | 1 | 13 | 0.25
PSH | System | Constraint | Flex Down | Flexibility | Violation | 1 | 2025-01-22 13:15 | 158.4594 | - | 1 | 13 | 0.25
PSH | System | Constraint | Flex Down | Flexibility | Violation | 1 | 2025-01-22 13:30 | 177.7782 | - | 1 | 13 | 0.25
PSH | System | Constraint | Flex Down | Flexibility | Violation | 1 | 2025-01-22 13:45 | 199.097 | - | 1 | 13 | 0.25
PSH | System | Constraint | Flex Down | Flexibility | Violation | 1 | 2025-01-23 06:00 | 128.9134 | - | 1 | 6 | 0.25
PSH | System | Constraint | Flex Down | Flexibility | Violation | 1 | 2025-01-24 13:45 | 6.0664 | - | 1 | 13 | 0.25
PSH | System | Constraint | Flex Down | Flexibility | Violation | 1 | 2025-01-25 03:00 | 174.4859 | - | 1 | 3 | 0.25
PSH | System | Constraint | Flex Down | Flexibility | Violation | 1 | 2025-01-25 03:15 | 107.302 | - | 1 | 3 | 0.25
PSH | System | Constraint | Flex Down | Flexibility | Violation | 1 | 2025-01-25 03:30 | 24.1182 | - | 1 | 3 | 0.25
PSH | System | Constraint | Flex Down | Flexibility | Violation | 1 | 2025-01-25 12:45 | 26.4041 | - | 1 | 12 | 0.25
PSH | System | Constraint | Flex Down | Flexibility | Violation | 1 | 2025-01-25 13:00 | 15.6047 | - | 1 | 13 | 0.25
PSH | System | Constraint | Flex Down | Flexibility | Violation | 1 | 2025-01-25 13:15 | 24.9453 | - | 1 | 13 | 0.25
PSH | System | Constraint | Flex Down | Flexibility | Violation | 1 | 2025-01-25 13:30 | 29.2858 | - | 1 | 13 | 0.25
PSH | System | Constraint | Flex Down | Flexibility | Violation | 1 | 2025-01-25 13:45 | 26.6264 | - | 1 | 13 | 0.25
PSH | System | Constraint | Flex Down | Flexibility | Violation | 1 | 2025-01-25 14:45 | 1.0418 | - | 1 | 14 | 0.25
PSH | System | Constraint | Flex Down | Flexibility | Violation | 1 | 2025-01-29 02:00 | 73.1474 | - | 1 | 2 | 0.25
PSH | System | Constraint | Flex Down | Flexibility | Violation | 1 | 2025-01-29 02:15 | 29.6788 | - | 1 | 2 | 0.25
PSH | System | Constraint | Flex Down | Flexibility | Violation | 1 | 2025-01-29 04:00 | 98.5942 | - | 1 | 4 | 0.25
PSH | System | Constraint | Flex Down | Flexibility | Violation | 1 | 2025-01-29 04:15 | 12.1719 | - | 1 | 4 | 0.25
PSH | System | Constraint | Flex Down | Flexibility | Violation | 1 | 2025-01-29 05:00 | 106.2834 | - | 1 | 5 | 0.25
PSH | System | Constraint | Flex Down | Flexibility | Violation | 1 | 2025-01-30 02:00 | 118.68 | - | 1 | 2 | 0.25
PSH | System | Constraint | Flex Down | Flexibility | Violation | 1 | 2025-01-30 02:15 | 55.8077 | - | 1 | 2 | 0.25
PSH | System | Constraint | Flex Down | Flexibility | Violation | 1 | 2025-01-30 04:00 | 122.1475 | - | 1 | 4 | 0.25
PSH | System | Constraint | Flex Down | Flexibility | Violation | 1 | 2025-01-30 04:15 | 15.7375 | - | 1 | 4 | 0.25
PSH | System | Constraint | Flex Down | Flexibility | Violation | 1 | 2025-01-30 14:00 | 90.572 | - | 1 | 14 | 0.25
PSH | System | Constraint | Flex Down | Flexibility | Violation | 1 | 2025-01-30 14:15 | 35.1686 | - | 1 | 14 | 0.25
PSH | System | Constraint | Flex Down | Flexibility | Violation | 1 | 2025-02-01 10:00 | 41.6748 | - | 2 | 10 | 0.25
PSH | System | Constraint | Flex Down | Flexibility | Violation | 1 | 2025-02-01 10:15 | 5.5482 | - | 2 | 10 | 0.25
PSH | System | Constraint | Flex Down | Flexibility | Violation | 1 | 2025-02-02 01:00 | 26.8398 | - | 2 | 1 | 0.25
PSH | System | Constraint | Flex Down | Flexibility | Violation | 1 | 2025-02-02 01:15 | 4.9834 | - | 2 | 1 | 0.25
PSH | System | Constraint | Flex Down | Flexibility | Violation | 1 | 2025-02-02 04:00 | 74.3787 | - | 2 | 4 | 0.25
PSH | System | Constraint | Flex Down | Flexibility | Violation | 1 | 2025-02-02 04:15 | 9.7742 | - | 2 | 4 | 0.25
PSH | System | Constraint | Flex Down | Flexibility | Violation | 1 | 2025-02-03 04:00 | 59.4346 | - | 2 | 4 | 0.25
PSH | System | Constraint | Flex Down | Flexibility | Violation | 1 | 2025-02-03 04:15 | 20.0284 | - | 2 | 4 | 0.25
PSH | System | Constraint | Flex Down | Flexibility | Violation | 1 | 2025-02-03 05:00 | 8.5574 | - | 2 | 5 | 0.25
PSH | System | Constraint | Flex Down | Flexibility | Violation | 1 | 2025-02-07 06:00 | 19.4219 | - | 2 | 6 | 0.25
PSH | System | Constraint | Flex Down | Flexibility | Violation | 1 | 2025-02-18 03:00 | 20.6517 | - | 2 | 3 | 0.25
PSH | System | Constraint | Flex Down | Flexibility | Violation | 1 | 2025-02-18 03:15 | 0.26143 | - | 2 | 3 | 0.25
PSH | System | Constraint | Flex Down | Flexibility | Violation | 1 | 2025-02-18 12:45 | 0.44316 | - | 2 | 12 | 0.25
PSH | System | Constraint | Flex Down | Flexibility | Violation | 1 | 2025-02-18 15:00 | 107.4978 | - | 2 | 15 | 0.25
PSH | System | Constraint | Flex Down | Flexibility | Violation | 1 | 2025-02-18 15:15 | 11.2211 | - | 2 | 15 | 0.25
PSH | System | Constraint | Flex Down | Flexibility | Violation | 1 | 2025-02-19 16:00 | 42.306 | - | 2 | 16 | 0.25
PSH | System | Constraint | Flex Down | Flexibility | Violation | 1 | 2025-02-23 12:00 | 57.2095 | - | 2 | 12 | 0.25
PSH | System | Constraint | Flex Down | Flexibility | Violation | 1 | 2025-02-24 02:00 | 2.0439 | - | 2 | 2 | 0.25
PSH | System | Constraint | Flex Down | Flexibility | Violation | 1 | 2025-02-24 05:00 | 237.7164 | - | 2 | 5 | 0.25
PSH | System | Constraint | Flex Down | Flexibility | Violation | 1 | 2025-02-24 05:15 | 121.6351 | - | 2 | 5 | 0.25
PSH | System | Constraint | Flex Down | Flexibility | Violation | 1 | 2025-02-25 03:00 | 40.5473 | - | 2 | 3 | 0.25
PSH | System | Constraint | Flex Down | Flexibility | Violation | 1 | 2025-02-25 06:00 | 178.9329 | - | 2 | 6 | 0.25
PSH | System | Constraint | Flex Down | Flexibility | Violation | 1 | 2025-02-25 10:45 | 8.8835 | - | 2 | 10 | 0.25
PSH | System | Constraint | Flex Down | Flexibility | Violation | 1 | 2025-02-25 11:30 | 2.8484 | - | 2 | 11 | 0.25
PSH | System | Constraint | Flex Down | Flexibility | Violation | 1 | 2025-02-25 11:45 | 22.6324 | - | 2 | 11 | 0.25
PSH | System | Constraint | Flex Down | Flexibility | Violation | 1 | 2025-02-25 13:00 | 57.7845 | - | 2 | 13 | 0.25
PSH | System | Constraint | Flex Down | Flexibility | Violation | 1 | 2025-02-25 13:15 | 28.2851 | - | 2 | 13 | 0.25
PSH | System | Constraint | Flex Down | Flexibility | Violation | 1 | 2025-02-25 13:30 | 5.7858 | - | 2 | 13 | 0.25
PSH | System | Constraint | Flex Down | Flexibility | Violation | 1 | 2025-02-25 15:00 | 26.432 | - | 2 | 15 | 0.25
PSH | System | Constraint | Flex Down | Flexibility | Violation | 1 | 2025-02-25 15:15 | 4.055 | - | 2 | 15 | 0.25
PSH | System | Constraint | Flex Down | Flexibility | Violation | 1 | 2025-03-03 03:00 | 21.0356 | - | 3 | 3 | 0.25
PSH | System | Constraint | Flex Down | Flexibility | Violation | 1 | 2025-03-05 04:00 | 66.1571 | - | 3 | 4 | 0.25
PSH | System | Constraint | Flex Down | Flexibility | Violation | 1 | 2025-03-06 04:00 | 38.7265 | - | 3 | 4 | 0.25
PSH | System | Constraint | Flex Down | Flexibility | Violation | 1 | 2025-03-15 10:30 | 2.0595 | - | 3 | 10 | 0.25
PSH | System | Constraint | Flex Down | Flexibility | Violation | 1 | 2025-03-15 10:45 | 53.8338 | - | 3 | 10 | 0.25
PSH | System | Constraint | Flex Down | Flexibility | Violation | 1 | 2025-03-15 11:15 | 19.6394 | - | 3 | 11 | 0.25
PSH | System | Constraint | Flex Down | Flexibility | Violation | 1 | 2025-03-15 11:30 | 60.2811 | - | 3 | 11 | 0.25
PSH | System | Constraint | Flex Down | Flexibility | Violation | 1 | 2025-03-15 11:45 | 89.9229 | - | 3 | 11 | 0.25
PSH | System | Constraint | Flex Down | Flexibility | Violation | 1 | 2025-03-15 12:30 | 15.1933 | - | 3 | 12 | 0.25
PSH | System | Constraint | Flex Down | Flexibility | Violation | 1 | 2025-03-15 12:45 | 82.9647 | - | 3 | 12 | 0.25
PSH | System | Constraint | Flex Down | Flexibility | Violation | 1 | 2025-03-16 10:00 | 40.1884 | - | 3 | 10 | 0.25
PSH | System | Constraint | Flex Down | Flexibility | Violation | 1 | 2025-03-16 10:15 | 53.9567 | - | 3 | 10 | 0.25
PSH | System | Constraint | Flex Down | Flexibility | Violation | 1 | 2025-03-16 10:30 | 81.7251 | - | 3 | 10 | 0.25
PSH | System | Constraint | Flex Down | Flexibility | Violation | 1 | 2025-03-16 10:45 | 118.4935 | - | 3 | 10 | 0.25
PSH | System | Constraint | Flex Down | Flexibility | Violation | 1 | 2025-03-16 11:15 | 7.5066 | - | 3 | 11 | 0.25
PSH | System | Constraint | Flex Down | Flexibility | Violation | 1 | 2025-03-16 11:30 | 36.5671 | - | 3 | 11 | 0.25
PSH | System | Constraint | Flex Down | Flexibility | Violation | 1 | 2025-03-16 11:45 | 75.6277 | - | 3 | 11 | 0.25
PSH | System | Constraint | Flex Down | Flexibility | Violation | 1 | 2025-03-16 12:00 | 24.3322 | - | 3 | 12 | 0.25
PSH | System | Constraint | Flex Down | Flexibility | Violation | 1 | 2025-03-16 12:15 | 36.2206 | - | 3 | 12 | 0.25
PSH | System | Constraint | Flex Down | Flexibility | Violation | 1 | 2025-03-16 12:30 | 45.1091 | - | 3 | 12 | 0.25
PSH | System | Constraint | Flex Down | Flexibility | Violation | 1 | 2025-03-16 12:45 | 44.9976 | - | 3 | 12 | 0.25
PSH | System | Constraint | Flex Down | Flexibility | Violation | 1 | 2025-03-16 13:00 | 2.6288 | - | 3 | 13 | 0.25
PSH | System | Constraint | Flex Down | Flexibility | Violation | 1 | 2025-03-16 13:15 | 8.7267 | - | 3 | 13 | 0.25
PSH | System | Constraint | Flex Down | Flexibility | Violation | 1 | 2025-03-16 13:30 | 22.8245 | - | 3 | 13 | 0.25
PSH | System | Constraint | Flex Down | Flexibility | Violation | 1 | 2025-03-16 13:45 | 32.9223 | - | 3 | 13 | 0.25
PSH | System | Constraint | Flex Down | Flexibility | Violation | 1 | 2025-03-16 22:45 | 22.8498 | - | 3 | 22 | 0.25
PSH | System | Constraint | Flex Down | Flexibility | Violation | 1 | 2025-03-17 | 18.0268 | - | 3 | 0 | 0.25
PSH | System | Constraint | Flex Down | Flexibility | Violation | 1 | 2025-03-17 00:15 | 20.8646 | - | 3 | 0 | 0.25
PSH | System | Constraint | Flex Down | Flexibility | Violation | 1 | 2025-03-17 00:30 | 14.7024 | - | 3 | 0 | 0.25
PSH | System | Constraint | Flex Down | Flexibility | Violation | 1 | 2025-03-17 00:45 | 7.5402 | - | 3 | 0 | 0.25
PSH | System | Constraint | Flex Down | Flexibility | Violation | 1 | 2025-03-17 08:45 | 55.5099 | - | 3 | 8 | 0.25
PSH | System | Constraint | Flex Down | Flexibility | Violation | 1 | 2025-03-18 21:15 | 40.2078 | - | 3 | 21 | 0.25
PSH | System | Constraint | Flex Down | Flexibility | Violation | 1 | 2025-03-18 21:30 | 89.9811 | - | 3 | 21 | 0.25
PSH | System | Constraint | Flex Down | Flexibility | Violation | 1 | 2025-03-18 21:45 | 125.7545 | - | 3 | 21 | 0.25
PSH | System | Constraint | Flex Down | Flexibility | Violation | 1 | 2025-03-18 22:45 | 114.4319 | - | 3 | 22 | 0.25
PSH | System | Constraint | Flex Down | Flexibility | Violation | 1 | 2025-03-18 23:45 | 1.1255 | - | 3 | 23 | 0.25
PSH | System | Constraint | Flex Down | Flexibility | Violation | 1 | 2025-03-19 22:45 | 7.1783 | - | 3 | 22 | 0.25
PSH | System | Constraint | Flex Down | Flexibility | Violation | 1 | 2025-03-20 00:30 | 30.3336 | - | 3 | 0 | 0.25
PSH | System | Constraint | Flex Down | Flexibility | Violation | 1 | 2025-03-20 00:45 | 46.7293 | - | 3 | 0 | 0.25
PSH | System | Constraint | Flex Down | Flexibility | Violation | 1 | 2025-03-21 10:30 | 16.8863 | - | 3 | 10 | 0.25
PSH | System | Constraint | Flex Down | Flexibility | Violation | 1 | 2025-03-21 10:45 | 61.8575 | - | 3 | 10 | 0.25
PSH | System | Constraint | Flex Down | Flexibility | Violation | 1 | 2025-03-21 11:30 | 14.9111 | - | 3 | 11 | 0.25
PSH | System | Constraint | Flex Down | Flexibility | Violation | 1 | 2025-03-21 11:45 | 30.1949 | - | 3 | 11 | 0.25
PSH | System | Constraint | Flex Down | Flexibility | Violation | 1 | 2025-03-21 12:30 | 6.2725 | - | 3 | 12 | 0.25
PSH | System | Constraint | Flex Down | Flexibility | Violation | 1 | 2025-03-21 12:45 | 22.6131 | - | 3 | 12 | 0.25
PSH | System | Constraint | Flex Down | Flexibility | Violation | 1 | 2025-03-21 13:00 | 4.9093 | - | 3 | 13 | 0.25
PSH | System | Constraint | Flex Down | Flexibility | Violation | 1 | 2025-03-22 09:45 | 17.335 | - | 3 | 9 | 0.25
PSH | System | Constraint | Flex Down | Flexibility | Violation | 1 | 2025-03-22 10:30 | 2.5671 | - | 3 | 10 | 0.25
PSH | System | Constraint | Flex Down | Flexibility | Violation | 1 | 2025-03-22 10:45 | 48.2818 | - | 3 | 10 | 0.25
PSH | System | Constraint | Flex Down | Flexibility | Violation | 1 | 2025-03-22 11:00 | 45.7218 | - | 3 | 11 | 0.25
PSH | System | Constraint | Flex Down | Flexibility | Violation | 1 | 2025-03-22 11:15 | 51.5298 | - | 3 | 11 | 0.25
PSH | System | Constraint | Flex Down | Flexibility | Violation | 1 | 2025-03-22 11:30 | 54.3378 | - | 3 | 11 | 0.25
PSH | System | Constraint | Flex Down | Flexibility | Violation | 1 | 2025-03-22 11:45 | 50.1458 | - | 3 | 11 | 0.25
PSH | System | Constraint | Flex Down | Flexibility | Violation | 1 | 2025-03-22 12:00 | 118.3399 | - | 3 | 12 | 0.25
PSH | System | Constraint | Flex Down | Flexibility | Violation | 1 | 2025-03-22 12:15 | 113.9079 | - | 3 | 12 | 0.25
PSH | System | Constraint | Flex Down | Flexibility | Violation | 1 | 2025-03-22 12:30 | 107.4759 | - | 3 | 12 | 0.25
PSH | System | Constraint | Flex Down | Flexibility | Violation | 1 | 2025-03-22 12:45 | 105.0438 | - | 3 | 12 | 0.25
PSH | System | Constraint | Flex Down | Flexibility | Violation | 1 | 2025-03-22 13:00 | 123.1049 | - | 3 | 13 | 0.25
PSH | System | Constraint | Flex Down | Flexibility | Violation | 1 | 2025-03-22 13:15 | 108.5525 | - | 3 | 13 | 0.25
PSH | System | Constraint | Flex Down | Flexibility | Violation | 1 | 2025-03-22 13:30 | 84 | - | 3 | 13 | 0.25
PSH | System | Constraint | Flex Down | Flexibility | Violation | 1 | 2025-03-22 13:45 | 59.4476 | - | 3 | 13 | 0.25
PSH | System | Constraint | Flex Down | Flexibility | Violation | 1 | 2025-03-22 14:00 | 42.8785 | - | 3 | 14 | 0.25
PSH | System | Constraint | Flex Down | Flexibility | Violation | 1 | 2025-03-22 14:15 | 39.6009 | - | 3 | 14 | 0.25
PSH | System | Constraint | Flex Down | Flexibility | Violation | 1 | 2025-03-22 14:30 | 31.3234 | - | 3 | 14 | 0.25
PSH | System | Constraint | Flex Down | Flexibility | Violation | 1 | 2025-03-22 14:45 | 28.0458 | - | 3 | 14 | 0.25
PSH | System | Constraint | Flex Down | Flexibility | Violation | 1 | 2025-03-22 15:00 | 23.837 | - | 3 | 15 | 0.25
PSH | System | Constraint | Flex Down | Flexibility | Violation | 1 | 2025-03-22 15:15 | 5.7755 | - | 3 | 15 | 0.25
PSH | System | Constraint | Flex Down | Flexibility | Violation | 1 | 2025-03-22 22:45 | 30.3087 | - | 3 | 22 | 0.25
PSH | System | Constraint | Flex Down | Flexibility | Violation | 1 | 2025-03-25 21:00 | 95.7374 | - | 3 | 21 | 0.25
PSH | System | Constraint | Flex Down | Flexibility | Violation | 1 | 2025-03-25 21:15 | 145.9314 | - | 3 | 21 | 0.25
PSH | System | Constraint | Flex Down | Flexibility | Violation | 1 | 2025-03-25 21:30 | 170.1254 | - | 3 | 21 | 0.25
PSH | System | Constraint | Flex Down | Flexibility | Violation | 1 | 2025-03-25 21:45 | 211.3194 | - | 3 | 21 | 0.25
PSH | System | Constraint | Flex Down | Flexibility | Violation | 1 | 2025-03-25 22:00 | 4.0155 | - | 3 | 22 | 0.25
PSH | System | Constraint | Flex Down | Flexibility | Violation | 1 | 2025-03-25 22:15 | 79.9327 | - | 3 | 22 | 0.25
PSH | System | Constraint | Flex Down | Flexibility | Violation | 1 | 2025-03-25 22:30 | 134.85 | - | 3 | 22 | 0.25
PSH | System | Constraint | Flex Down | Flexibility | Violation | 1 | 2025-03-25 22:45 | 180.7672 | - | 3 | 22 | 0.25
PSH | System | Constraint | Flex Down | Flexibility | Violation | 1 | 2025-03-25 23:00 | 3.6414 | - | 3 | 23 | 0.25
PSH | System | Constraint | Flex Down | Flexibility | Violation | 1 | 2025-03-25 23:15 | 19.5155 | - | 3 | 23 | 0.25
PSH | System | Constraint | Flex Down | Flexibility | Violation | 1 | 2025-03-25 23:30 | 39.3897 | - | 3 | 23 | 0.25
PSH | System | Constraint | Flex Down | Flexibility | Violation | 1 | 2025-03-25 23:45 | 57.2639 | - | 3 | 23 | 0.25
PSH | System | Constraint | Flex Down | Flexibility | Violation | 1 | 2025-03-26 | 28.8854 | - | 3 | 0 | 0.25
PSH | System | Constraint | Flex Down | Flexibility | Violation | 1 | 2025-03-26 00:15 | 38.1716 | - | 3 | 0 | 0.25
PSH | System | Constraint | Flex Down | Flexibility | Violation | 1 | 2025-03-26 00:30 | 30.4579 | - | 3 | 0 | 0.25
PSH | System | Constraint | Flex Down | Flexibility | Violation | 1 | 2025-03-26 00:45 | 28.7442 | - | 3 | 0 | 0.25
PSH | System | Constraint | Flex Down | Flexibility | Violation | 1 | 2025-03-26 09:30 | 17.9066 | - | 3 | 9 | 0.25
PSH | System | Constraint | Flex Down | Flexibility | Violation | 1 | 2025-03-26 09:45 | 51.8671 | - | 3 | 9 | 0.25
PSH | System | Constraint | Flex Down | Flexibility | Violation | 1 | 2025-03-26 10:45 | 17.0758 | - | 3 | 10 | 0.25
PSH | System | Constraint | Flex Down | Flexibility | Violation | 1 | 2025-03-26 11:00 | 176.9322 | - | 3 | 11 | 0.25
PSH | System | Constraint | Flex Down | Flexibility | Violation | 1 | 2025-03-26 11:15 | 135.4566 | - | 3 | 11 | 0.25
PSH | System | Constraint | Flex Down | Flexibility | Violation | 1 | 2025-03-26 11:30 | 84.981 | - | 3 | 11 | 0.25
PSH | System | Constraint | Flex Down | Flexibility | Violation | 1 | 2025-03-26 11:45 | 38.5054 | - | 3 | 11 | 0.25
PSH | System | Constraint | Flex Down | Flexibility | Violation | 1 | 2025-03-26 12:45 | 19.9517 | - | 3 | 12 | 0.25
PSH | System | Constraint | Flex Down | Flexibility | Violation | 1 | 2025-03-26 13:45 | 11.4616 | - | 3 | 13 | 0.25
PSH | System | Constraint | Flex Down | Flexibility | Violation | 1 | 2025-03-26 14:00 | 246.4968 | - | 3 | 14 | 0.25
PSH | System | Constraint | Flex Down | Flexibility | Violation | 1 | 2025-03-26 14:15 | 161.9537 | - | 3 | 14 | 0.25
PSH | System | Constraint | Flex Down | Flexibility | Violation | 1 | 2025-03-26 14:30 | 85.4105 | - | 3 | 14 | 0.25
PSH | System | Constraint | Flex Down | Flexibility | Violation | 1 | 2025-03-26 20:00 | 14.732 | - | 3 | 20 | 0.25
PSH | System | Constraint | Flex Down | Flexibility | Violation | 1 | 2025-03-26 20:15 | 25.887 | - | 3 | 20 | 0.25
PSH | System | Constraint | Flex Down | Flexibility | Violation | 1 | 2025-03-26 20:30 | 42.0419 | - | 3 | 20 | 0.25
PSH | System | Constraint | Flex Down | Flexibility | Violation | 1 | 2025-03-26 20:45 | 63.1969 | - | 3 | 20 | 0.25
PSH | System | Constraint | Flex Down | Flexibility | Violation | 1 | 2025-03-27 08:15 | 43.6553 | - | 3 | 8 | 0.25
PSH | System | Constraint | Flex Down | Flexibility | Violation | 1 | 2025-03-27 08:30 | 85.114 | - | 3 | 8 | 0.25
PSH | System | Constraint | Flex Down | Flexibility | Violation | 1 | 2025-03-27 08:45 | 121.5727 | - | 3 | 8 | 0.25
PSH | System | Constraint | Flex Down | Flexibility | Violation | 1 | 2025-03-27 09:15 | 9.1266 | - | 3 | 9 | 0.25
PSH | System | Constraint | Flex Down | Flexibility | Violation | 1 | 2025-03-27 09:30 | 43.2935 | - | 3 | 9 | 0.25
PSH | System | Constraint | Flex Down | Flexibility | Violation | 1 | 2025-03-27 09:45 | 69.4605 | - | 3 | 9 | 0.25
PSH | System | Constraint | Flex Down | Flexibility | Violation | 1 | 2025-03-27 10:15 | 3.2323 | - | 3 | 10 | 0.25
PSH | System | Constraint | Flex Down | Flexibility | Violation | 1 | 2025-03-27 10:30 | 29.7392 | - | 3 | 10 | 0.25
PSH | System | Constraint | Flex Down | Flexibility | Violation | 1 | 2025-03-27 10:45 | 43.2461 | - | 3 | 10 | 0.25
PSH | System | Constraint | Flex Down | Flexibility | Violation | 1 | 2025-03-27 11:00 | 30.1774 | - | 3 | 11 | 0.25
PSH | System | Constraint | Flex Down | Flexibility | Violation | 1 | 2025-03-27 11:15 | 27.5866 | - | 3 | 11 | 0.25
PSH | System | Constraint | Flex Down | Flexibility | Violation | 1 | 2025-03-27 11:30 | 18.9959 | - | 3 | 11 | 0.25
PSH | System | Constraint | Flex Down | Flexibility | Violation | 1 | 2025-03-27 11:45 | 9.4051 | - | 3 | 11 | 0.25
PSH | System | Constraint | Flex Down | Flexibility | Violation | 1 | 2025-03-28 | 3.5585 | - | 3 | 0 | 0.25
PSH | System | Constraint | Flex Down | Flexibility | Violation | 1 | 2025-03-28 00:15 | 3.5585 | - | 3 | 0 | 0.25
PSH | System | Constraint | Flex Down | Flexibility | Violation | 1 | 2025-03-28 00:30 | 3.5585 | - | 3 | 0 | 0.25
PSH | System | Constraint | Flex Down | Flexibility | Violation | 1 | 2025-03-28 00:45 | 3.5585 | - | 3 | 0 | 0.25
PSH | System | Constraint | Flex Down | Flexibility | Violation | 1 | 2025-03-28 09:00 | 174.7817 | - | 3 | 9 | 0.25
PSH | System | Constraint | Flex Down | Flexibility | Violation | 1 | 2025-03-28 09:15 | 126.0494 | - | 3 | 9 | 0.25
PSH | System | Constraint | Flex Down | Flexibility | Violation | 1 | 2025-03-28 09:30 | 88.3171 | - | 3 | 9 | 0.25
PSH | System | Constraint | Flex Down | Flexibility | Violation | 1 | 2025-03-28 09:45 | 45.5848 | - | 3 | 9 | 0.25
PSH | System | Constraint | Flex Down | Flexibility | Violation | 1 | 2025-03-28 12:00 | 96.2359 | - | 3 | 12 | 0.25
PSH | System | Constraint | Flex Down | Flexibility | Violation | 1 | 2025-03-28 12:15 | 43.4028 | - | 3 | 12 | 0.25
PSH | System | Constraint | Flex Down | Flexibility | Violation | 1 | 2025-03-28 12:30 | 13.5697 | - | 3 | 12 | 0.25
PSH | System | Constraint | Flex Down | Flexibility | Violation | 1 | 2025-03-29 | 47.8661 | - | 3 | 0 | 0.25
PSH | System | Constraint | Flex Down | Flexibility | Violation | 1 | 2025-03-29 00:15 | 23.6694 | - | 3 | 0 | 0.25
PSH | System | Constraint | Flex Down | Flexibility | Violation | 1 | 2025-03-29 00:30 | 35.2827 | - | 3 | 0 | 0.25
PSH | System | Constraint | Flex Down | Flexibility | Violation | 1 | 2025-03-29 00:45 | 57.8961 | - | 3 | 0 | 0.25
PSH | System | Constraint | Flex Down | Flexibility | Violation | 1 | 2025-03-29 08:45 | 10.5304 | - | 3 | 8 | 0.25
PSH | System | Constraint | Flex Down | Flexibility | Violation | 1 | 2025-04-01 08:45 | 19.6484 | - | 4 | 8 | 0.25
PSH | System | Constraint | Flex Down | Flexibility | Violation | 1 | 2025-04-01 09:30 | 2.2048 | - | 4 | 9 | 0.25
PSH | System | Constraint | Flex Down | Flexibility | Violation | 1 | 2025-04-01 09:45 | 16.4703 | - | 4 | 9 | 0.25
PSH | System | Constraint | Flex Down | Flexibility | Violation | 1 | 2025-04-01 10:15 | 5.7441 | - | 4 | 10 | 0.25
PSH | System | Constraint | Flex Down | Flexibility | Violation | 1 | 2025-04-01 10:30 | 42.0059 | - | 4 | 10 | 0.25
PSH | System | Constraint | Flex Down | Flexibility | Violation | 1 | 2025-04-01 10:45 | 77.2678 | - | 4 | 10 | 0.25
PSH | System | Constraint | Flex Down | Flexibility | Violation | 1 | 2025-04-01 11:15 | 13.0528 | - | 4 | 11 | 0.25
PSH | System | Constraint | Flex Down | Flexibility | Violation | 1 | 2025-04-01 11:30 | 25.7503 | - | 4 | 11 | 0.25
PSH | System | Constraint | Flex Down | Flexibility | Violation | 1 | 2025-04-01 11:45 | 31.4478 | - | 4 | 11 | 0.25
PSH | System | Constraint | Flex Down | Flexibility | Violation | 1 | 2025-04-01 12:00 | 36.2754 | - | 4 | 12 | 0.25
PSH | System | Constraint | Flex Down | Flexibility | Violation | 1 | 2025-04-01 12:15 | 18.703 | - | 4 | 12 | 0.25
PSH | System | Constraint | Flex Down | Flexibility | Violation | 1 | 2025-04-01 13:45 | 6.0887 | - | 4 | 13 | 0.25
PSH | System | Constraint | Flex Down | Flexibility | Violation | 1 | 2025-04-02 21:00 | 134.3926 | - | 4 | 21 | 0.25
PSH | System | Constraint | Flex Down | Flexibility | Violation | 1 | 2025-04-02 21:15 | 260.8693 | - | 4 | 21 | 0.25
PSH | System | Constraint | Flex Down | Flexibility | Violation | 1 | 2025-04-02 21:30 | 342.6009 | - | 4 | 21 | 0.25
PSH | System | Constraint | Flex Down | Flexibility | Violation | 1 | 2025-04-02 21:45 | 342.6009 | - | 4 | 21 | 0.25
PSH | System | Constraint | Flex Down | Flexibility | Violation | 1 | 2025-04-02 23:15 | 19.5564 | - | 4 | 23 | 0.25
PSH | System | Constraint | Flex Down | Flexibility | Violation | 1 | 2025-04-02 23:30 | 28.2353 | - | 4 | 23 | 0.25
PSH | System | Constraint | Flex Down | Flexibility | Violation | 1 | 2025-04-02 23:45 | 33.9141 | - | 4 | 23 | 0.25
PSH | System | Constraint | Flex Down | Flexibility | Violation | 1 | 2025-04-03 21:45 | 29.6347 | - | 4 | 21 | 0.25
PSH | System | Constraint | Flex Down | Flexibility | Violation | 1 | 2025-04-04 14:00 | 67.1062 | - | 4 | 14 | 0.25
PSH | System | Constraint | Flex Down | Flexibility | Violation | 1 | 2025-04-04 14:15 | 4.0717 | - | 4 | 14 | 0.25
PSH | System | Constraint | Flex Down | Flexibility | Violation | 1 | 2025-04-04 21:45 | 78.62 | - | 4 | 21 | 0.25
PSH | System | Constraint | Flex Down | Flexibility | Violation | 1 | 2025-04-05 23:45 | 18.5432 | - | 4 | 23 | 0.25
PSH | System | Constraint | Flex Down | Flexibility | Violation | 1 | 2025-04-06 00:30 | 8.5775 | - | 4 | 0 | 0.25
PSH | System | Constraint | Flex Down | Flexibility | Violation | 1 | 2025-04-06 00:45 | 50.4772 | - | 4 | 0 | 0.25
PSH | System | Constraint | Flex Down | Flexibility | Violation | 1 | 2025-04-06 01:15 | 12.6911 | - | 4 | 1 | 0.25
PSH | System | Constraint | Flex Down | Flexibility | Violation | 1 | 2025-04-06 01:30 | 37.0798 | - | 4 | 1 | 0.25
PSH | System | Constraint | Flex Down | Flexibility | Violation | 1 | 2025-04-06 01:45 | 56.4686 | - | 4 | 1 | 0.25
PSH | System | Constraint | Flex Down | Flexibility | Violation | 1 | 2025-04-06 03:00 | 26.2401 | - | 4 | 3 | 0.25
PSH | System | Constraint | Flex Down | Flexibility | Violation | 1 | 2025-04-06 10:00 | 9.59 | - | 4 | 10 | 0.25
PSH | System | Constraint | Flex Down | Flexibility | Violation | 1 | 2025-04-06 10:15 | 46.8746 | - | 4 | 10 | 0.25
PSH | System | Constraint | Flex Down | Flexibility | Violation | 1 | 2025-04-06 10:30 | 68.1593 | - | 4 | 10 | 0.25
PSH | System | Constraint | Flex Down | Flexibility | Violation | 1 | 2025-04-06 10:45 | 95.4439 | - | 4 | 10 | 0.25
PSH | System | Constraint | Flex Down | Flexibility | Violation | 1 | 2025-04-06 11:45 | 24.3001 | - | 4 | 11 | 0.25
PSH | System | Constraint | Flex Down | Flexibility | Violation | 1 | 2025-04-06 12:30 | 43.4728 | - | 4 | 12 | 0.25
PSH | System | Constraint | Flex Down | Flexibility | Violation | 1 | 2025-04-06 12:45 | 61.1903 | - | 4 | 12 | 0.25
PSH | System | Constraint | Flex Down | Flexibility | Violation | 1 | 2025-04-07 12:30 | 41.7896 | - | 4 | 12 | 0.25
PSH | System | Constraint | Flex Down | Flexibility | Violation | 1 | 2025-04-07 12:45 | 46.5901 | - | 4 | 12 | 0.25
PSH | System | Constraint | Flex Down | Flexibility | Violation | 1 | 2025-04-07 23:30 | 39.3558 | - | 4 | 23 | 0.25
PSH | System | Constraint | Flex Down | Flexibility | Violation | 1 | 2025-04-07 23:45 | 79.6501 | - | 4 | 23 | 0.25
PSH | System | Constraint | Flex Down | Flexibility | Violation | 1 | 2025-04-08 | 8.2373 | - | 4 | 0 | 0.25
PSH | System | Constraint | Flex Down | Flexibility | Violation | 1 | 2025-04-08 00:15 | 27.8143 | - | 4 | 0 | 0.25
PSH | System | Constraint | Flex Down | Flexibility | Violation | 1 | 2025-04-08 00:30 | 34.3914 | - | 4 | 0 | 0.25
PSH | System | Constraint | Flex Down | Flexibility | Violation | 1 | 2025-04-08 00:45 | 40.9685 | - | 4 | 0 | 0.25
PSH | System | Constraint | Flex Down | Flexibility | Violation | 1 | 2025-04-08 10:15 | 11.192 | - | 4 | 10 | 0.25
PSH | System | Constraint | Flex Down | Flexibility | Violation | 1 | 2025-04-08 10:30 | 62.7761 | - | 4 | 10 | 0.25
PSH | System | Constraint | Flex Down | Flexibility | Violation | 1 | 2025-04-08 10:45 | 72.3603 | - | 4 | 10 | 0.25
PSH | System | Constraint | Flex Down | Flexibility | Violation | 1 | 2025-04-08 11:00 | 67.733 | - | 4 | 11 | 0.25
PSH | System | Constraint | Flex Down | Flexibility | Violation | 1 | 2025-04-08 11:15 | 42.8758 | - | 4 | 11 | 0.25
PSH | System | Constraint | Flex Down | Flexibility | Violation | 1 | 2025-04-08 11:30 | 70.0186 | - | 4 | 11 | 0.25
PSH | System | Constraint | Flex Down | Flexibility | Violation | 1 | 2025-04-08 11:45 | 99.1613 | - | 4 | 11 | 0.25
PSH | System | Constraint | Flex Down | Flexibility | Violation | 1 | 2025-04-08 12:15 | 28.798 | - | 4 | 12 | 0.25
PSH | System | Constraint | Flex Down | Flexibility | Violation | 1 | 2025-04-08 12:30 | 78.9864 | - | 4 | 12 | 0.25
PSH | System | Constraint | Flex Down | Flexibility | Violation | 1 | 2025-04-08 12:45 | 119.1747 | - | 4 | 12 | 0.25
PSH | System | Constraint | Flex Down | Flexibility | Violation | 1 | 2025-04-08 13:15 | 17.6772 | - | 4 | 13 | 0.25
PSH | System | Constraint | Flex Down | Flexibility | Violation | 1 | 2025-04-08 13:30 | 41.0122 | - | 4 | 13 | 0.25
PSH | System | Constraint | Flex Down | Flexibility | Violation | 1 | 2025-04-08 13:45 | 66.3472 | - | 4 | 13 | 0.25
PSH | System | Constraint | Flex Down | Flexibility | Violation | 1 | 2025-04-08 21:45 | 32.4893 | - | 4 | 21 | 0.25
PSH | System | Constraint | Flex Down | Flexibility | Violation | 1 | 2025-04-08 22:30 | 51.5511 | - | 4 | 22 | 0.25
PSH | System | Constraint | Flex Down | Flexibility | Violation | 1 | 2025-04-08 22:45 | 108.2384 | - | 4 | 22 | 0.25
PSH | System | Constraint | Flex Down | Flexibility | Violation | 1 | 2025-04-12 00:45 | 23.8658 | - | 4 | 0 | 0.25
PSH | System | Constraint | Flex Down | Flexibility | Violation | 1 | 2025-04-12 03:00 | 86.5003 | - | 4 | 3 | 0.25
PSH | System | Constraint | Flex Down | Flexibility | Violation | 1 | 2025-04-12 21:15 | 78.7495 | - | 4 | 21 | 0.25
PSH | System | Constraint | Flex Down | Flexibility | Violation | 1 | 2025-04-12 21:30 | 165.7012 | - | 4 | 21 | 0.25
PSH | System | Constraint | Flex Down | Flexibility | Violation | 1 | 2025-04-12 21:45 | 293.653 | - | 4 | 21 | 0.25
PSH | System | Constraint | Flex Down | Flexibility | Violation | 1 | 2025-04-12 22:15 | 70.1319 | - | 4 | 22 | 0.25
PSH | System | Constraint | Flex Down | Flexibility | Violation | 1 | 2025-04-12 22:30 | 133.8714 | - | 4 | 22 | 0.25
PSH | System | Constraint | Flex Down | Flexibility | Violation | 1 | 2025-04-12 22:45 | 214.6109 | - | 4 | 22 | 0.25
PSH | System | Constraint | Flex Down | Flexibility | Violation | 1 | 2025-04-13 12:45 | 57.6538 | - | 4 | 12 | 0.25
PSH | System | Constraint | Flex Down | Flexibility | Violation | 1 | 2025-04-13 13:45 | 1.6328 | - | 4 | 13 | 0.25
PSH | System | Constraint | Flex Down | Flexibility | Violation | 1 | 2025-04-13 21:30 | 114.6811 | - | 4 | 21 | 0.25
PSH | System | Constraint | Flex Down | Flexibility | Violation | 1 | 2025-04-13 21:45 | 241.0669 | - | 4 | 21 | 0.25
PSH | System | Constraint | Flex Down | Flexibility | Violation | 1 | 2025-04-14 21:45 | 35.0402 | - | 4 | 21 | 0.25
PSH | System | Constraint | Flex Down | Flexibility | Violation | 1 | 2025-04-19 11:45 | 21.1776 | - | 4 | 11 | 0.25
PSH | System | Constraint | Flex Down | Flexibility | Violation | 1 | 2025-04-24 09:00 | 120.2577 | - | 4 | 9 | 0.25
PSH | System | Constraint | Flex Down | Flexibility | Violation | 1 | 2025-04-24 09:15 | 145.1255 | - | 4 | 9 | 0.25
PSH | System | Constraint | Flex Down | Flexibility | Violation | 1 | 2025-04-24 09:30 | 184.9933 | - | 4 | 9 | 0.25
PSH | System | Constraint | Flex Down | Flexibility | Violation | 1 | 2025-04-24 09:45 | 207.8611 | - | 4 | 9 | 0.25
PSH | System | Constraint | Flex Down | Flexibility | Violation | 1 | 2025-04-24 10:00 | 71.3634 | - | 4 | 10 | 0.25
PSH | System | Constraint | Flex Down | Flexibility | Violation | 1 | 2025-04-24 10:15 | 145.6956 | - | 4 | 10 | 0.25
PSH | System | Constraint | Flex Down | Flexibility | Violation | 1 | 2025-04-24 10:30 | 207.0279 | - | 4 | 10 | 0.25
PSH | System | Constraint | Flex Down | Flexibility | Violation | 1 | 2025-04-24 10:45 | 241.3601 | - | 4 | 10 | 0.25
PSH | System | Constraint | Flex Down | Flexibility | Violation | 1 | 2025-04-24 11:15 | 26.3844 | - | 4 | 11 | 0.25
PSH | System | Constraint | Flex Down | Flexibility | Violation | 1 | 2025-04-24 11:30 | 68.3765 | - | 4 | 11 | 0.25
PSH | System | Constraint | Flex Down | Flexibility | Violation | 1 | 2025-04-24 11:45 | 117.3686 | - | 4 | 11 | 0.25
PSH | System | Constraint | Flex Down | Flexibility | Violation | 1 | 2025-04-24 12:00 | 0.81085 | - | 4 | 12 | 0.25
PSH | System | Constraint | Flex Down | Flexibility | Violation | 1 | 2025-04-24 12:15 | 24.2631 | - | 4 | 12 | 0.25
PSH | System | Constraint | Flex Down | Flexibility | Violation | 1 | 2025-04-24 12:30 | 51.7153 | - | 4 | 12 | 0.25
PSH | System | Constraint | Flex Down | Flexibility | Violation | 1 | 2025-04-24 12:45 | 93.1676 | - | 4 | 12 | 0.25
PSH | System | Constraint | Flex Down | Flexibility | Violation | 1 | 2025-04-24 13:30 | 4.6553 | - | 4 | 13 | 0.25
PSH | System | Constraint | Flex Down | Flexibility | Violation | 1 | 2025-04-24 13:45 | 15.1537 | - | 4 | 13 | 0.25
PSH | System | Constraint | Flex Down | Flexibility | Violation | 1 | 2025-04-25 | 75.223 | - | 4 | 0 | 0.25
PSH | System | Constraint | Flex Down | Flexibility | Violation | 1 | 2025-04-25 00:15 | 74.2423 | - | 4 | 0 | 0.25
PSH | System | Constraint | Flex Down | Flexibility | Violation | 1 | 2025-04-25 00:30 | 75.2616 | - | 4 | 0 | 0.25
PSH | System | Constraint | Flex Down | Flexibility | Violation | 1 | 2025-04-25 00:45 | 73.2809 | - | 4 | 0 | 0.25
PSH | System | Constraint | Flex Down | Flexibility | Violation | 1 | 2025-04-25 08:15 | 13.1417 | - | 4 | 8 | 0.25
PSH | System | Constraint | Flex Down | Flexibility | Violation | 1 | 2025-04-25 08:30 | 54.7084 | - | 4 | 8 | 0.25
PSH | System | Constraint | Flex Down | Flexibility | Violation | 1 | 2025-04-25 08:45 | 130.2751 | - | 4 | 8 | 0.25
PSH | System | Constraint | Flex Down | Flexibility | Violation | 1 | 2025-04-25 09:45 | 41.5147 | - | 4 | 9 | 0.25
PSH | System | Constraint | Flex Down | Flexibility | Violation | 1 | 2025-04-25 10:30 | 31.1404 | - | 4 | 10 | 0.25
PSH | System | Constraint | Flex Down | Flexibility | Violation | 1 | 2025-04-25 10:45 | 100.0124 | - | 4 | 10 | 0.25
PSH | System | Constraint | Flex Down | Flexibility | Violation | 1 | 2025-04-25 11:45 | 29.3756 | - | 4 | 11 | 0.25
PSH | System | Constraint | Flex Down | Flexibility | Violation | 1 | 2025-04-27 09:45 | 3.8741 | - | 4 | 9 | 0.25
PSH | System | Constraint | Flex Down | Flexibility | Violation | 1 | 2025-04-27 10:15 | 18.6387 | - | 4 | 10 | 0.25
PSH | System | Constraint | Flex Down | Flexibility | Violation | 1 | 2025-04-27 10:30 | 64.3059 | - | 4 | 10 | 0.25
PSH | System | Constraint | Flex Down | Flexibility | Violation | 1 | 2025-04-27 10:45 | 98.9732 | - | 4 | 10 | 0.25
PSH | System | Constraint | Flex Down | Flexibility | Violation | 1 | 2025-04-27 11:00 | 86.5584 | - | 4 | 11 | 0.25
PSH | System | Constraint | Flex Down | Flexibility | Violation | 1 | 2025-04-27 11:15 | 115.8436 | - | 4 | 11 | 0.25
PSH | System | Constraint | Flex Down | Flexibility | Violation | 1 | 2025-04-27 11:30 | 116.1288 | - | 4 | 11 | 0.25
PSH | System | Constraint | Flex Down | Flexibility | Violation | 1 | 2025-04-27 11:45 | 136.414 | - | 4 | 11 | 0.25
PSH | System | Constraint | Flex Down | Flexibility | Violation | 1 | 2025-04-27 12:30 | 36.5006 | - | 4 | 12 | 0.25
PSH | System | Constraint | Flex Down | Flexibility | Violation | 1 | 2025-04-27 12:45 | 54.8894 | - | 4 | 12 | 0.25
PSH | System | Constraint | Flex Down | Flexibility | Violation | 1 | 2025-04-27 13:00 | 7.9241 | - | 4 | 13 | 0.25
PSH | System | Constraint | Flex Down | Flexibility | Violation | 1 | 2025-04-27 13:15 | 11.4263 | - | 4 | 13 | 0.25
PSH | System | Constraint | Flex Down | Flexibility | Violation | 1 | 2025-04-27 13:30 | 6.9285 | - | 4 | 13 | 0.25
PSH | System | Constraint | Flex Down | Flexibility | Violation | 1 | 2025-04-27 13:45 | 3.4308 | - | 4 | 13 | 0.25
PSH | System | Constraint | Flex Down | Flexibility | Violation | 1 | 2025-04-28 11:00 | 48.7815 | - | 4 | 11 | 0.25
PSH | System | Constraint | Flex Down | Flexibility | Violation | 1 | 2025-04-28 11:15 | 56.7834 | - | 4 | 11 | 0.25
PSH | System | Constraint | Flex Down | Flexibility | Violation | 1 | 2025-04-28 11:30 | 67.7853 | - | 4 | 11 | 0.25
PSH | System | Constraint | Flex Down | Flexibility | Violation | 1 | 2025-04-28 11:45 | 69.7872 | - | 4 | 11 | 0.25
PSH | System | Constraint | Flex Down | Flexibility | Violation | 1 | 2025-05-01 21:45 | 127.2219 | - | 5 | 21 | 0.25
PSH | System | Constraint | Flex Down | Flexibility | Violation | 1 | 2025-05-02 08:30 | 6.5973 | - | 5 | 8 | 0.25
PSH | System | Constraint | Flex Down | Flexibility | Violation | 1 | 2025-05-02 08:45 | 53.2425 | - | 5 | 8 | 0.25
PSH | System | Constraint | Flex Down | Flexibility | Violation | 1 | 2025-05-02 11:45 | 2.5912 | - | 5 | 11 | 0.25
PSH | System | Constraint | Flex Down | Flexibility | Violation | 1 | 2025-05-02 12:45 | 27.2525 | - | 5 | 12 | 0.25
PSH | System | Constraint | Flex Down | Flexibility | Violation | 1 | 2025-05-02 15:00 | 5.985 | - | 5 | 15 | 0.25
PSH | System | Constraint | Flex Down | Flexibility | Violation | 1 | 2025-05-02 15:15 | 5.985 | - | 5 | 15 | 0.25
PSH | System | Constraint | Flex Down | Flexibility | Violation | 1 | 2025-05-02 15:30 | 5.985 | - | 5 | 15 | 0.25
PSH | System | Constraint | Flex Down | Flexibility | Violation | 1 | 2025-05-02 15:45 | 5.985 | - | 5 | 15 | 0.25
PSH | System | Constraint | Flex Down | Flexibility | Violation | 1 | 2025-05-03 16:00 | 123.566 | - | 5 | 16 | 0.25
PSH | System | Constraint | Flex Down | Flexibility | Violation | 1 | 2025-05-03 21:15 | 38.6565 | - | 5 | 21 | 0.25
PSH | System | Constraint | Flex Down | Flexibility | Violation | 1 | 2025-05-03 21:30 | 85.8306 | - | 5 | 21 | 0.25
PSH | System | Constraint | Flex Down | Flexibility | Violation | 1 | 2025-05-03 21:45 | 128.0048 | - | 5 | 21 | 0.25
PSH | System | Constraint | Flex Down | Flexibility | Violation | 1 | 2025-05-03 22:30 | 11.2942 | - | 5 | 22 | 0.25
PSH | System | Constraint | Flex Down | Flexibility | Violation | 1 | 2025-05-03 22:45 | 65.0573 | - | 5 | 22 | 0.25
PSH | System | Constraint | Flex Down | Flexibility | Violation | 1 | 2025-05-04 01:00 | 2.4517 | - | 5 | 1 | 0.25
PSH | System | Constraint | Flex Down | Flexibility | Violation | 1 | 2025-05-04 01:15 | 32.3236 | - | 5 | 1 | 0.25
PSH | System | Constraint | Flex Down | Flexibility | Violation | 1 | 2025-05-04 01:30 | 58.1954 | - | 5 | 1 | 0.25
PSH | System | Constraint | Flex Down | Flexibility | Violation | 1 | 2025-05-04 01:45 | 73.0672 | - | 5 | 1 | 0.25
PSH | System | Constraint | Flex Down | Flexibility | Violation | 1 | 2025-05-04 02:00 | 60.5042 | - | 5 | 2 | 0.25
PSH | System | Constraint | Flex Down | Flexibility | Violation | 1 | 2025-05-04 02:15 | 8.4746 | - | 5 | 2 | 0.25
PSH | System | Constraint | Flex Down | Flexibility | Violation | 1 | 2025-05-04 20:45 | 14.1238 | - | 5 | 20 | 0.25
PSH | System | Constraint | Flex Down | Flexibility | Violation | 1 | 2025-05-04 21:15 | 95.5117 | - | 5 | 21 | 0.25
PSH | System | Constraint | Flex Down | Flexibility | Violation | 1 | 2025-05-04 21:30 | 207.2056 | - | 5 | 21 | 0.25
PSH | System | Constraint | Flex Down | Flexibility | Violation | 1 | 2025-05-04 21:45 | 303.8996 | - | 5 | 21 | 0.25
PSH | System | Constraint | Flex Down | Flexibility | Violation | 1 | 2025-05-04 22:15 | 76.4854 | - | 5 | 22 | 0.25
PSH | System | Constraint | Flex Down | Flexibility | Violation | 1 | 2025-05-04 22:30 | 159.7783 | - | 5 | 22 | 0.25
PSH | System | Constraint | Flex Down | Flexibility | Violation | 1 | 2025-05-04 22:45 | 244.0712 | - | 5 | 22 | 0.25
PSH | System | Constraint | Flex Down | Flexibility | Violation | 1 | 2025-05-04 23:30 | 11.4403 | - | 5 | 23 | 0.25
PSH | System | Constraint | Flex Down | Flexibility | Violation | 1 | 2025-05-04 23:45 | 59.3083 | - | 5 | 23 | 0.25
PSH | System | Constraint | Flex Down | Flexibility | Violation | 1 | 2025-05-05 | 30.846 | - | 5 | 0 | 0.25
PSH | System | Constraint | Flex Down | Flexibility | Violation | 1 | 2025-05-05 00:15 | 40.9961 | - | 5 | 0 | 0.25
PSH | System | Constraint | Flex Down | Flexibility | Violation | 1 | 2025-05-05 00:30 | 60.1462 | - | 5 | 0 | 0.25
PSH | System | Constraint | Flex Down | Flexibility | Violation | 1 | 2025-05-05 00:45 | 59.2963 | - | 5 | 0 | 0.25
PSH | System | Constraint | Flex Down | Flexibility | Violation | 1 | 2025-05-05 20:45 | 32.017 | - | 5 | 20 | 0.25
PSH | System | Constraint | Flex Down | Flexibility | Violation | 1 | 2025-05-05 21:30 | 144.7218 | - | 5 | 21 | 0.25
PSH | System | Constraint | Flex Down | Flexibility | Violation | 1 | 2025-05-05 21:45 | 275.9567 | - | 5 | 21 | 0.25
PSH | System | Constraint | Flex Down | Flexibility | Violation | 1 | 2025-05-06 | 9.9941 | - | 5 | 0 | 0.25
PSH | System | Constraint | Flex Down | Flexibility | Violation | 1 | 2025-05-06 20:30 | 5.8305 | - | 5 | 20 | 0.25
PSH | System | Constraint | Flex Down | Flexibility | Violation | 1 | 2025-05-06 20:45 | 141.5001 | - | 5 | 20 | 0.25
PSH | System | Constraint | Flex Down | Flexibility | Violation | 1 | 2025-05-06 21:00 | 118.5782 | - | 5 | 21 | 0.25
PSH | System | Constraint | Flex Down | Flexibility | Violation | 1 | 2025-05-06 21:15 | 252.6563 | - | 5 | 21 | 0.25
PSH | System | Constraint | Flex Down | Flexibility | Violation | 1 | 2025-05-06 21:30 | 342.6009 | - | 5 | 21 | 0.25
PSH | System | Constraint | Flex Down | Flexibility | Violation | 1 | 2025-05-06 21:45 | 342.6009 | - | 5 | 21 | 0.25
PSH | System | Constraint | Flex Down | Flexibility | Violation | 1 | 2025-05-06 22:15 | 3.2378 | - | 5 | 22 | 0.25
PSH | System | Constraint | Flex Down | Flexibility | Violation | 1 | 2025-05-06 22:30 | 63.4504 | - | 5 | 22 | 0.25
PSH | System | Constraint | Flex Down | Flexibility | Violation | 1 | 2025-05-06 22:45 | 122.6631 | - | 5 | 22 | 0.25
PSH | System | Constraint | Flex Down | Flexibility | Violation | 1 | 2025-05-07 00:15 | 5.1734 | - | 5 | 0 | 0.25
PSH | System | Constraint | Flex Down | Flexibility | Violation | 1 | 2025-05-07 00:30 | 16.6475 | - | 5 | 0 | 0.25
PSH | System | Constraint | Flex Down | Flexibility | Violation | 1 | 2025-05-07 00:45 | 27.1216 | - | 5 | 0 | 0.25
PSH | System | Constraint | Flex Down | Flexibility | Violation | 1 | 2025-05-07 09:30 | 21.4216 | - | 5 | 9 | 0.25
PSH | System | Constraint | Flex Down | Flexibility | Violation | 1 | 2025-05-07 21:15 | 49.8934 | - | 5 | 21 | 0.25
PSH | System | Constraint | Flex Down | Flexibility | Violation | 1 | 2025-05-07 21:30 | 156.272 | - | 5 | 21 | 0.25
PSH | System | Constraint | Flex Down | Flexibility | Violation | 1 | 2025-05-07 21:45 | 261.6505 | - | 5 | 21 | 0.25
PSH | System | Constraint | Flex Down | Flexibility | Violation | 1 | 2025-05-08 22:45 | 108.18 | - | 5 | 22 | 0.25
PSH | System | Constraint | Flex Down | Flexibility | Violation | 1 | 2025-05-09 02:00 | 13.8736 | - | 5 | 2 | 0.25
PSH | System | Constraint | Flex Down | Flexibility | Violation | 1 | 2025-05-09 02:15 | 13.8736 | - | 5 | 2 | 0.25
PSH | System | Constraint | Flex Down | Flexibility | Violation | 1 | 2025-05-09 02:30 | 13.8736 | - | 5 | 2 | 0.25
PSH | System | Constraint | Flex Down | Flexibility | Violation | 1 | 2025-05-09 02:45 | 13.8736 | - | 5 | 2 | 0.25
PSH | System | Constraint | Flex Down | Flexibility | Violation | 1 | 2025-05-09 10:00 | 9.5809 | - | 5 | 10 | 0.25
PSH | System | Constraint | Flex Down | Flexibility | Violation | 1 | 2025-05-09 10:15 | 9.5809 | - | 5 | 10 | 0.25
PSH | System | Constraint | Flex Down | Flexibility | Violation | 1 | 2025-05-09 10:30 | 9.5809 | - | 5 | 10 | 0.25
PSH | System | Constraint | Flex Down | Flexibility | Violation | 1 | 2025-05-09 10:45 | 9.5809 | - | 5 | 10 | 0.25
PSH | System | Constraint | Flex Down | Flexibility | Violation | 1 | 2025-05-10 15:00 | 3.6334 | - | 5 | 15 | 0.25
PSH | System | Constraint | Flex Down | Flexibility | Violation | 1 | 2025-05-10 15:15 | 3.6334 | - | 5 | 15 | 0.25
PSH | System | Constraint | Flex Down | Flexibility | Violation | 1 | 2025-05-10 15:30 | 3.6334 | - | 5 | 15 | 0.25
PSH | System | Constraint | Flex Down | Flexibility | Violation | 1 | 2025-05-10 15:45 | 3.6334 | - | 5 | 15 | 0.25
PSH | System | Constraint | Flex Down | Flexibility | Violation | 1 | 2025-05-11 21:15 | 32.5535 | - | 5 | 21 | 0.25
PSH | System | Constraint | Flex Down | Flexibility | Violation | 1 | 2025-05-11 21:30 | 80.9821 | - | 5 | 21 | 0.25
PSH | System | Constraint | Flex Down | Flexibility | Violation | 1 | 2025-05-11 21:45 | 126.4106 | - | 5 | 21 | 0.25
PSH | System | Constraint | Flex Down | Flexibility | Violation | 1 | 2025-05-12 21:15 | 16.4091 | - | 5 | 21 | 0.25
PSH | System | Constraint | Flex Down | Flexibility | Violation | 1 | 2025-05-12 21:30 | 127.4844 | - | 5 | 21 | 0.25
PSH | System | Constraint | Flex Down | Flexibility | Violation | 1 | 2025-05-12 21:45 | 223.5597 | - | 5 | 21 | 0.25
PSH | System | Constraint | Flex Down | Flexibility | Violation | 1 | 2025-05-13 21:00 | 171.5526 | - | 5 | 21 | 0.25
PSH | System | Constraint | Flex Down | Flexibility | Violation | 1 | 2025-05-13 21:15 | 301.6193 | - | 5 | 21 | 0.25
PSH | System | Constraint | Flex Down | Flexibility | Violation | 1 | 2025-05-13 21:30 | 342.6009 | - | 5 | 21 | 0.25
PSH | System | Constraint | Flex Down | Flexibility | Violation | 1 | 2025-05-13 21:45 | 342.6009 | - | 5 | 21 | 0.25
PSH | System | Constraint | Flex Down | Flexibility | Violation | 1 | 2025-05-13 22:15 | 56.2923 | - | 5 | 22 | 0.25
PSH | System | Constraint | Flex Down | Flexibility | Violation | 1 | 2025-05-13 22:30 | 121.5621 | - | 5 | 22 | 0.25
PSH | System | Constraint | Flex Down | Flexibility | Violation | 1 | 2025-05-13 22:45 | 186.832 | - | 5 | 22 | 0.25
PSH | System | Constraint | Flex Down | Flexibility | Violation | 1 | 2025-05-14 01:15 | 3.3158 | - | 5 | 1 | 0.25
PSH | System | Constraint | Flex Down | Flexibility | Violation | 1 | 2025-05-14 01:30 | 3.3158 | - | 5 | 1 | 0.25
PSH | System | Constraint | Flex Down | Flexibility | Violation | 1 | 2025-05-14 01:45 | 3.3158 | - | 5 | 1 | 0.25
PSH | System | Constraint | Flex Down | Flexibility | Violation | 1 | 2025-05-14 20:45 | 25.5724 | - | 5 | 20 | 0.25
PSH | System | Constraint | Flex Down | Flexibility | Violation | 1 | 2025-05-14 21:30 | 2.9114 | - | 5 | 21 | 0.25
PSH | System | Constraint | Flex Down | Flexibility | Violation | 1 | 2025-05-14 21:45 | 91.7011 | - | 5 | 21 | 0.25
PSH | System | Constraint | Flex Down | Flexibility | Violation | 1 | 2025-05-14 22:45 | 52.1 | - | 5 | 22 | 0.25
PSH | System | Constraint | Flex Down | Flexibility | Violation | 1 | 2025-05-15 21:45 | 55.0906 | - | 5 | 21 | 0.25
PSH | System | Constraint | Flex Down | Flexibility | Violation | 1 | 2025-05-15 23:45 | 11.3699 | - | 5 | 23 | 0.25
PSH | System | Constraint | Flex Down | Flexibility | Violation | 1 | 2025-05-17 00:45 | 15.2129 | - | 5 | 0 | 0.25
PSH | System | Constraint | Flex Down | Flexibility | Violation | 1 | 2025-05-17 21:45 | 25.6548 | - | 5 | 21 | 0.25
PSH | System | Constraint | Flex Down | Flexibility | Violation | 1 | 2025-05-17 22:00 | 63.5795 | - | 5 | 22 | 0.25
PSH | System | Constraint | Flex Down | Flexibility | Violation | 1 | 2025-05-17 22:15 | 87.5041 | - | 5 | 22 | 0.25
PSH | System | Constraint | Flex Down | Flexibility | Violation | 1 | 2025-05-17 22:30 | 107.4288 | - | 5 | 22 | 0.25
PSH | System | Constraint | Flex Down | Flexibility | Violation | 1 | 2025-05-17 22:45 | 120.3534 | - | 5 | 22 | 0.25
PSH | System | Constraint | Flex Down | Flexibility | Violation | 1 | 2025-05-17 23:15 | 75.2011 | - | 5 | 23 | 0.25
PSH | System | Constraint | Flex Down | Flexibility | Violation | 1 | 2025-05-17 23:30 | 96.2424 | - | 5 | 23 | 0.25
PSH | System | Constraint | Flex Down | Flexibility | Violation | 1 | 2025-05-17 23:45 | 129.2837 | - | 5 | 23 | 0.25
PSH | System | Constraint | Flex Down | Flexibility | Violation | 1 | 2025-05-18 00:30 | 20.6398 | - | 5 | 0 | 0.25
PSH | System | Constraint | Flex Down | Flexibility | Violation | 1 | 2025-05-18 00:45 | 50.2728 | - | 5 | 0 | 0.25
PSH | System | Constraint | Flex Down | Flexibility | Violation | 1 | 2025-05-18 18:00 | 12.8707 | - | 5 | 18 | 0.25
PSH | System | Constraint | Flex Down | Flexibility | Violation | 1 | 2025-05-18 18:15 | 12.8707 | - | 5 | 18 | 0.25
PSH | System | Constraint | Flex Down | Flexibility | Violation | 1 | 2025-05-18 18:30 | 12.8707 | - | 5 | 18 | 0.25
PSH | System | Constraint | Flex Down | Flexibility | Violation | 1 | 2025-05-18 18:45 | 12.8707 | - | 5 | 18 | 0.25
PSH | System | Constraint | Flex Down | Flexibility | Violation | 1 | 2025-05-19 20:45 | 68.9778 | - | 5 | 20 | 0.25
PSH | System | Constraint | Flex Down | Flexibility | Violation | 1 | 2025-05-19 21:00 | 40.6865 | - | 5 | 21 | 0.25
PSH | System | Constraint | Flex Down | Flexibility | Violation | 1 | 2025-05-19 21:15 | 220.7852 | - | 5 | 21 | 0.25
PSH | System | Constraint | Flex Down | Flexibility | Violation | 1 | 2025-05-19 21:30 | 341.8839 | - | 5 | 21 | 0.25
PSH | System | Constraint | Flex Down | Flexibility | Violation | 1 | 2025-05-19 21:45 | 342.6009 | - | 5 | 21 | 0.25
PSH | System | Constraint | Flex Down | Flexibility | Violation | 1 | 2025-05-19 22:15 | 48.598 | - | 5 | 22 | 0.25
PSH | System | Constraint | Flex Down | Flexibility | Violation | 1 | 2025-05-19 22:30 | 107.4057 | - | 5 | 22 | 0.25
PSH | System | Constraint | Flex Down | Flexibility | Violation | 1 | 2025-05-19 22:45 | 166.2134 | - | 5 | 22 | 0.25
PSH | System | Constraint | Flex Down | Flexibility | Violation | 1 | 2025-05-20 00:30 | 3.895 | - | 5 | 0 | 0.25
PSH | System | Constraint | Flex Down | Flexibility | Violation | 1 | 2025-05-20 00:45 | 16.5817 | - | 5 | 0 | 0.25
PSH | System | Constraint | Flex Down | Flexibility | Violation | 1 | 2025-05-20 12:30 | 3.1993 | - | 5 | 12 | 0.25
PSH | System | Constraint | Flex Down | Flexibility | Violation | 1 | 2025-05-20 12:45 | 32.815 | - | 5 | 12 | 0.25
PSH | System | Constraint | Flex Down | Flexibility | Violation | 1 | 2025-05-20 13:45 | 19.7903 | - | 5 | 13 | 0.25
PSH | System | Constraint | Flex Down | Flexibility | Violation | 1 | 2025-05-22 15:00 | 12.0506 | - | 5 | 15 | 0.25
PSH | System | Constraint | Flex Down | Flexibility | Violation | 1 | 2025-05-22 15:30 | 12.0506 | - | 5 | 15 | 0.25
PSH | System | Constraint | Flex Down | Flexibility | Violation | 1 | 2025-05-22 18:00 | 5.4745 | - | 5 | 18 | 0.25
PSH | System | Constraint | Flex Down | Flexibility | Violation | 1 | 2025-05-22 18:15 | 5.4745 | - | 5 | 18 | 0.25
PSH | System | Constraint | Flex Down | Flexibility | Violation | 1 | 2025-05-22 18:30 | 5.4745 | - | 5 | 18 | 0.25
PSH | System | Constraint | Flex Down | Flexibility | Violation | 1 | 2025-05-22 18:45 | 5.4745 | - | 5 | 18 | 0.25
PSH | System | Constraint | Flex Down | Flexibility | Violation | 1 | 2025-05-22 21:45 | 13.6781 | - | 5 | 21 | 0.25
PSH | System | Constraint | Flex Down | Flexibility | Violation | 1 | 2025-05-24 21:15 | 55.5558 | - | 5 | 21 | 0.25
PSH | System | Constraint | Flex Down | Flexibility | Violation | 1 | 2025-05-24 21:30 | 118.157 | - | 5 | 21 | 0.25
PSH | System | Constraint | Flex Down | Flexibility | Violation | 1 | 2025-05-24 21:45 | 172.7583 | - | 5 | 21 | 0.25
PSH | System | Constraint | Flex Down | Flexibility | Violation | 1 | 2025-05-24 22:45 | 4.5946 | - | 5 | 22 | 0.25
PSH | System | Constraint | Flex Down | Flexibility | Violation | 1 | 2025-05-24 23:30 | 28.8589 | - | 5 | 23 | 0.25
PSH | System | Constraint | Flex Down | Flexibility | Violation | 1 | 2025-05-24 23:45 | 69.0253 | - | 5 | 23 | 0.25
PSH | System | Constraint | Flex Down | Flexibility | Violation | 1 | 2025-05-25 00:45 | 8.0888 | - | 5 | 0 | 0.25
PSH | System | Constraint | Flex Down | Flexibility | Violation | 1 | 2025-05-25 22:00 | 30.1467 | - | 5 | 22 | 0.25
PSH | System | Constraint | Flex Down | Flexibility | Violation | 1 | 2025-05-25 22:15 | 30.1467 | - | 5 | 22 | 0.25
PSH | System | Constraint | Flex Down | Flexibility | Violation | 1 | 2025-05-25 22:30 | 30.1467 | - | 5 | 22 | 0.25
PSH | System | Constraint | Flex Down | Flexibility | Violation | 1 | 2025-05-25 22:45 | 30.1467 | - | 5 | 22 | 0.25
PSH | System | Constraint | Flex Down | Flexibility | Violation | 1 | 2025-05-25 23:00 | 0.93694 | - | 5 | 23 | 0.25
PSH | System | Constraint | Flex Down | Flexibility | Violation | 1 | 2025-05-25 23:15 | 14.8386 | - | 5 | 23 | 0.25
PSH | System | Constraint | Flex Down | Flexibility | Violation | 1 | 2025-05-25 23:30 | 14.8386 | - | 5 | 23 | 0.25
PSH | System | Constraint | Flex Down | Flexibility | Violation | 1 | 2025-05-25 23:45 | 14.8386 | - | 5 | 23 | 0.25
PSH | System | Constraint | Flex Down | Flexibility | Violation | 1 | 2025-05-26 | 13.6025 | - | 5 | 0 | 0.25
PSH | System | Constraint | Flex Down | Flexibility | Violation | 1 | 2025-05-26 00:15 | 13.6025 | - | 5 | 0 | 0.25
PSH | System | Constraint | Flex Down | Flexibility | Violation | 1 | 2025-05-26 00:30 | 13.6025 | - | 5 | 0 | 0.25
PSH | System | Constraint | Flex Down | Flexibility | Violation | 1 | 2025-05-26 00:45 | 13.6025 | - | 5 | 0 | 0.25
PSH | System | Constraint | Flex Down | Flexibility | Violation | 1 | 2025-05-26 01:00 | 16.7584 | - | 5 | 1 | 0.25
PSH | System | Constraint | Flex Down | Flexibility | Violation | 1 | 2025-05-26 01:30 | 16.7584 | - | 5 | 1 | 0.25
PSH | System | Constraint | Flex Down | Flexibility | Violation | 1 | 2025-05-26 01:45 | 16.7584 | - | 5 | 1 | 0.25
PSH | System | Constraint | Flex Down | Flexibility | Violation | 1 | 2025-05-26 02:00 | 8.1362 | - | 5 | 2 | 0.25
PSH | System | Constraint | Flex Down | Flexibility | Violation | 1 | 2025-05-26 02:15 | 8.1362 | - | 5 | 2 | 0.25
PSH | System | Constraint | Flex Down | Flexibility | Violation | 1 | 2025-05-26 02:30 | 8.1362 | - | 5 | 2 | 0.25
PSH | System | Constraint | Flex Down | Flexibility | Violation | 1 | 2025-05-26 02:45 | 8.1362 | - | 5 | 2 | 0.25
PSH | System | Constraint | Flex Down | Flexibility | Violation | 1 | 2025-05-26 05:00 | 2.131 | - | 5 | 5 | 0.25
PSH | System | Constraint | Flex Down | Flexibility | Violation | 1 | 2025-05-26 05:15 | 2.131 | - | 5 | 5 | 0.25
PSH | System | Constraint | Flex Down | Flexibility | Violation | 1 | 2025-05-26 05:30 | 2.131 | - | 5 | 5 | 0.25
PSH | System | Constraint | Flex Down | Flexibility | Violation | 1 | 2025-05-26 21:30 | 62.2665 | - | 5 | 21 | 0.25
PSH | System | Constraint | Flex Down | Flexibility | Violation | 1 | 2025-05-26 21:45 | 118.8886 | - | 5 | 21 | 0.25
PSH | System | Constraint | Flex Down | Flexibility | Violation | 1 | 2025-05-26 22:30 | 4.8778 | - | 5 | 22 | 0.25
PSH | System | Constraint | Flex Down | Flexibility | Violation | 1 | 2025-05-26 22:45 | 55.2075 | - | 5 | 22 | 0.25
PSH | System | Constraint | Flex Down | Flexibility | Violation | 1 | 2025-05-27 15:00 | 7.906 | - | 5 | 15 | 0.25
PSH | System | Constraint | Flex Down | Flexibility | Violation | 1 | 2025-05-27 15:15 | 7.906 | - | 5 | 15 | 0.25
PSH | System | Constraint | Flex Down | Flexibility | Violation | 1 | 2025-05-27 15:45 | 7.906 | - | 5 | 15 | 0.25
PSH | System | Constraint | Flex Down | Flexibility | Violation | 1 | 2025-05-27 22:00 | 2.9792 | - | 5 | 22 | 0.25
PSH | System | Constraint | Flex Down | Flexibility | Violation | 1 | 2025-05-27 22:15 | 2.9792 | - | 5 | 22 | 0.25
PSH | System | Constraint | Flex Down | Flexibility | Violation | 1 | 2025-05-27 22:30 | 2.9792 | - | 5 | 22 | 0.25
PSH | System | Constraint | Flex Down | Flexibility | Violation | 1 | 2025-05-27 22:45 | 2.9792 | - | 5 | 22 | 0.25
PSH | System | Constraint | Flex Down | Flexibility | Violation | 1 | 2025-05-28 22:45 | 1.5048 | - | 5 | 22 | 0.25
PSH | System | Constraint | Flex Down | Flexibility | Violation | 1 | 2025-05-29 02:00 | 8.6288 | - | 5 | 2 | 0.25
PSH | System | Constraint | Flex Down | Flexibility | Violation | 1 | 2025-05-29 02:15 | 6.4107 | - | 5 | 2 | 0.25
PSH | System | Constraint | Flex Down | Flexibility | Violation | 1 | 2025-05-29 02:30 | 34.6925 | - | 5 | 2 | 0.25
PSH | System | Constraint | Flex Down | Flexibility | Violation | 1 | 2025-05-29 02:45 | 46.9743 | - | 5 | 2 | 0.25
PSH | System | Constraint | Flex Down | Flexibility | Violation | 1 | 2025-05-29 21:45 | 58.7161 | - | 5 | 21 | 0.25
PSH | System | Constraint | Flex Down | Flexibility | Violation | 1 | 2025-05-29 23:00 | 29.2278 | - | 5 | 23 | 0.25
PSH | System | Constraint | Flex Down | Flexibility | Violation | 1 | 2025-05-29 23:15 | 29.2278 | - | 5 | 23 | 0.25
PSH | System | Constraint | Flex Down | Flexibility | Violation | 1 | 2025-05-29 23:30 | 29.2278 | - | 5 | 23 | 0.25
PSH | System | Constraint | Flex Down | Flexibility | Violation | 1 | 2025-05-29 23:45 | 29.2278 | - | 5 | 23 | 0.25
PSH | System | Constraint | Flex Down | Flexibility | Violation | 1 | 2025-05-30 05:00 | 45.8093 | - | 5 | 5 | 0.25
PSH | System | Constraint | Flex Down | Flexibility | Violation | 1 | 2025-05-30 05:15 | 28.7649 | - | 5 | 5 | 0.25
PSH | System | Constraint | Flex Down | Flexibility | Violation | 1 | 2025-05-30 21:00 | 55.7383 | - | 5 | 21 | 0.25
PSH | System | Constraint | Flex Down | Flexibility | Violation | 1 | 2025-05-30 21:15 | 115.6561 | - | 5 | 21 | 0.25
PSH | System | Constraint | Flex Down | Flexibility | Violation | 1 | 2025-05-30 21:30 | 188.5739 | - | 5 | 21 | 0.25
PSH | System | Constraint | Flex Down | Flexibility | Violation | 1 | 2025-05-30 21:45 | 240.4917 | - | 5 | 21 | 0.25
PSH | System | Constraint | Flex Down | Flexibility | Violation | 1 | 2025-05-30 22:00 | 72.4 | - | 5 | 22 | 0.25
PSH | System | Constraint | Flex Down | Flexibility | Violation | 1 | 2025-05-30 22:15 | 154.3083 | - | 5 | 22 | 0.25
PSH | System | Constraint | Flex Down | Flexibility | Violation | 1 | 2025-05-30 22:30 | 218.2166 | - | 5 | 22 | 0.25
PSH | System | Constraint | Flex Down | Flexibility | Violation | 1 | 2025-05-30 22:45 | 284.1249 | - | 5 | 22 | 0.25
PSH | System | Constraint | Flex Down | Flexibility | Violation | 1 | 2025-05-30 23:45 | 23.8411 | - | 5 | 23 | 0.25
PSH | System | Constraint | Flex Down | Flexibility | Violation | 1 | 2025-05-31 00:45 | 5.8708 | - | 5 | 0 | 0.25
PSH | System | Constraint | Flex Down | Flexibility | Violation | 1 | 2025-05-31 13:00 | 11.7752 | - | 5 | 13 | 0.25
PSH | System | Constraint | Flex Down | Flexibility | Violation | 1 | 2025-05-31 13:15 | 0.34253 | - | 5 | 13 | 0.25
PSH | System | Constraint | Flex Down | Flexibility | Violation | 1 | 2025-05-31 22:00 | 146.8559 | - | 5 | 22 | 0.25
PSH | System | Constraint | Flex Down | Flexibility | Violation | 1 | 2025-05-31 22:15 | 156.1938 | - | 5 | 22 | 0.25
PSH | System | Constraint | Flex Down | Flexibility | Violation | 1 | 2025-05-31 22:30 | 169.5317 | - | 5 | 22 | 0.25
PSH | System | Constraint | Flex Down | Flexibility | Violation | 1 | 2025-05-31 22:45 | 174.8697 | - | 5 | 22 | 0.25
PSH | System | Constraint | Flex Down | Flexibility | Violation | 1 | 2025-05-31 23:15 | 34.8161 | - | 5 | 23 | 0.25
PSH | System | Constraint | Flex Down | Flexibility | Violation | 1 | 2025-05-31 23:30 | 79.4068 | - | 5 | 23 | 0.25
PSH | System | Constraint | Flex Down | Flexibility | Violation | 1 | 2025-05-31 23:45 | 133.9975 | - | 5 | 23 | 0.25
PSH | System | Constraint | Flex Down | Flexibility | Violation | 1 | 2025-06-17 18:00 | 2.1249 | - | 6 | 18 | 0.25
PSH | System | Constraint | Flex Down | Flexibility | Violation | 1 | 2025-06-17 23:00 | 116.7641 | - | 6 | 23 | 0.25
PSH | System | Constraint | Flex Down | Flexibility | Violation | 1 | 2025-06-17 23:15 | 73.3705 | - | 6 | 23 | 0.25
PSH | System | Constraint | Flex Down | Flexibility | Violation | 1 | 2025-06-17 23:30 | 13.9769 | - | 6 | 23 | 0.25
PSH | System | Constraint | Flex Down | Flexibility | Violation | 1 | 2025-06-24 22:45 | 11.0714 | - | 6 | 22 | 0.25
PSH | System | Constraint | Flex Down | Flexibility | Violation | 1 | 2025-07-05 22:30 | 15.1407 | - | 7 | 22 | 0.25
PSH | System | Constraint | Flex Down | Flexibility | Violation | 1 | 2025-07-05 22:45 | 75.4278 | - | 7 | 22 | 0.25
PSH | System | Constraint | Flex Down | Flexibility | Violation | 1 | 2025-07-08 | 71.2457 | - | 7 | 0 | 0.25
PSH | System | Constraint | Flex Down | Flexibility | Violation | 1 | 2025-07-08 00:15 | 37.1765 | - | 7 | 0 | 0.25
PSH | System | Constraint | Flex Down | Flexibility | Violation | 1 | 2025-07-08 00:30 | 27.7363 | - | 7 | 0 | 0.25
PSH | System | Constraint | Flex Down | Flexibility | Violation | 1 | 2025-07-08 00:45 | 8.296 | - | 7 | 0 | 0.25
PSH | System | Constraint | Flex Down | Flexibility | Violation | 1 | 2025-07-14 | 79.7893 | - | 7 | 0 | 0.25
PSH | System | Constraint | Flex Down | Flexibility | Violation | 1 | 2025-07-14 00:15 | 100.9802 | - | 7 | 0 | 0.25
PSH | System | Constraint | Flex Down | Flexibility | Violation | 1 | 2025-07-14 00:30 | 108.1711 | - | 7 | 0 | 0.25
PSH | System | Constraint | Flex Down | Flexibility | Violation | 1 | 2025-07-14 00:45 | 113.362 | - | 7 | 0 | 0.25
PSH | System | Constraint | Flex Down | Flexibility | Violation | 1 | 2025-07-16 02:00 | 97.2437 | - | 7 | 2 | 0.25
PSH | System | Constraint | Flex Down | Flexibility | Violation | 1 | 2025-07-19 00:30 | 34.7106 | - | 7 | 0 | 0.25
PSH | System | Constraint | Flex Down | Flexibility | Violation | 1 | 2025-07-19 00:45 | 85.3177 | - | 7 | 0 | 0.25
PSH | System | Constraint | Flex Down | Flexibility | Violation | 1 | 2025-08-01 21:45 | 62.5943 | - | 8 | 21 | 0.25
PSH | System | Constraint | Flex Down | Flexibility | Violation | 1 | 2025-08-03 01:45 | 19.1286 | - | 8 | 1 | 0.25
PSH | System | Constraint | Flex Down | Flexibility | Violation | 1 | 2025-08-04 01:15 | 7.1578 | - | 8 | 1 | 0.25
PSH | System | Constraint | Flex Down | Flexibility | Violation | 1 | 2025-08-04 01:30 | 45.3656 | - | 8 | 1 | 0.25
PSH | System | Constraint | Flex Down | Flexibility | Violation | 1 | 2025-08-04 01:45 | 81.5735 | - | 8 | 1 | 0.25
PSH | System | Constraint | Flex Down | Flexibility | Violation | 1 | 2025-08-05 00:30 | 0.42059 | - | 8 | 0 | 0.25
PSH | System | Constraint | Flex Down | Flexibility | Violation | 1 | 2025-08-05 00:45 | 34.9972 | - | 8 | 0 | 0.25
PSH | System | Constraint | Flex Down | Flexibility | Violation | 1 | 2025-08-12 00:45 | 1.4614 | - | 8 | 0 | 0.25
PSH | System | Constraint | Flex Down | Flexibility | Violation | 1 | 2025-08-14 00:15 | 6.3661 | - | 8 | 0 | 0.25
PSH | System | Constraint | Flex Down | Flexibility | Violation | 1 | 2025-08-14 00:30 | 29.2256 | - | 8 | 0 | 0.25
PSH | System | Constraint | Flex Down | Flexibility | Violation | 1 | 2025-08-14 00:45 | 49.0851 | - | 8 | 0 | 0.25
PSH | System | Constraint | Flex Down | Flexibility | Violation | 1 | 2025-08-21 | 45.4277 | - | 8 | 0 | 0.25
PSH | System | Constraint | Flex Down | Flexibility | Violation | 1 | 2025-08-21 00:15 | 69.8478 | - | 8 | 0 | 0.25
PSH | System | Constraint | Flex Down | Flexibility | Violation | 1 | 2025-08-21 00:30 | 91.2679 | - | 8 | 0 | 0.25
PSH | System | Constraint | Flex Down | Flexibility | Violation | 1 | 2025-08-21 00:45 | 123.688 | - | 8 | 0 | 0.25
PSH | System | Constraint | Flex Down | Flexibility | Violation | 1 | 2025-08-21 12:00 | 0.92928 | - | 8 | 12 | 0.25
PSH | System | Constraint | Flex Down | Flexibility | Violation | 1 | 2025-09-07 | 32.321 | - | 9 | 0 | 0.25
PSH | System | Constraint | Flex Down | Flexibility | Violation | 1 | 2025-09-07 00:15 | 44.0899 | - | 9 | 0 | 0.25
PSH | System | Constraint | Flex Down | Flexibility | Violation | 1 | 2025-09-07 00:30 | 62.8588 | - | 9 | 0 | 0.25
PSH | System | Constraint | Flex Down | Flexibility | Violation | 1 | 2025-09-07 00:45 | 81.6277 | - | 9 | 0 | 0.25
PSH | System | Constraint | Flex Down | Flexibility | Violation | 1 | 2025-09-07 01:15 | 6.0227 | - | 9 | 1 | 0.25
PSH | System | Constraint | Flex Down | Flexibility | Violation | 1 | 2025-09-07 01:30 | 27.6396 | - | 9 | 1 | 0.25
PSH | System | Constraint | Flex Down | Flexibility | Violation | 1 | 2025-09-07 01:45 | 35.2564 | - | 9 | 1 | 0.25
PSH | System | Constraint | Flex Down | Flexibility | Violation | 1 | 2025-09-07 02:15 | 9.007 | - | 9 | 2 | 0.25
PSH | System | Constraint | Flex Down | Flexibility | Violation | 1 | 2025-09-07 02:30 | 11.9421 | - | 9 | 2 | 0.25
PSH | System | Constraint | Flex Down | Flexibility | Violation | 1 | 2025-09-07 02:45 | 14.8771 | - | 9 | 2 | 0.25
PSH | System | Constraint | Flex Down | Flexibility | Violation | 1 | 2025-09-11 01:00 | 7.2709 | - | 9 | 1 | 0.25
PSH | System | Constraint | Flex Down | Flexibility | Violation | 1 | 2025-09-11 01:15 | 10.6241 | - | 9 | 1 | 0.25
PSH | System | Constraint | Flex Down | Flexibility | Violation | 1 | 2025-09-11 01:30 | 17.9773 | - | 9 | 1 | 0.25
PSH | System | Constraint | Flex Down | Flexibility | Violation | 1 | 2025-09-11 01:45 | 26.3305 | - | 9 | 1 | 0.25
PSH | System | Constraint | Flex Down | Flexibility | Violation | 1 | 2025-09-14 00:45 | 20.4381 | - | 9 | 0 | 0.25
PSH | System | Constraint | Flex Down | Flexibility | Violation | 1 | 2025-09-17 09:00 | 17.5453 | - | 9 | 9 | 0.25
PSH | System | Constraint | Flex Down | Flexibility | Violation | 1 | 2025-09-17 09:15 | 7.2929 | - | 9 | 9 | 0.25
PSH | System | Constraint | Flex Down | Flexibility | Violation | 1 | 2025-09-18 10:00 | 14.2355 | - | 9 | 10 | 0.25
PSH | System | Constraint | Flex Down | Flexibility | Violation | 1 | 2025-09-18 10:15 | 1.5066 | - | 9 | 10 | 0.25
PSH | System | Constraint | Flex Down | Flexibility | Violation | 1 | 2025-09-23 | 67.8794 | - | 9 | 0 | 0.25
PSH | System | Constraint | Flex Down | Flexibility | Violation | 1 | 2025-09-23 00:15 | 13.5268 | - | 9 | 0 | 0.25
PSH | System | Constraint | Flex Down | Flexibility | Violation | 1 | 2025-09-29 09:45 | 28.0218 | - | 9 | 9 | 0.25
PSH | System | Constraint | Flex Down | Flexibility | Violation | 1 | 2025-09-29 10:00 | 47.4197 | - | 9 | 10 | 0.25
PSH | System | Constraint | Flex Down | Flexibility | Violation | 1 | 2025-09-29 10:15 | 56.5028 | - | 9 | 10 | 0.25
PSH | System | Constraint | Flex Down | Flexibility | Violation | 1 | 2025-09-29 10:30 | 61.5859 | - | 9 | 10 | 0.25
PSH | System | Constraint | Flex Down | Flexibility | Violation | 1 | 2025-09-29 10:45 | 51.669 | - | 9 | 10 | 0.25
PSH | System | Constraint | Flex Down | Flexibility | Violation | 1 | 2025-09-29 12:30 | 4.1875 | - | 9 | 12 | 0.25
PSH | System | Constraint | Flex Down | Flexibility | Violation | 1 | 2025-09-29 12:45 | 10.6107 | - | 9 | 12 | 0.25
PSH | System | Constraint | Flex Down | Flexibility | Violation | 1 | 2025-09-30 00:45 | 36.6228 | - | 9 | 0 | 0.25
PSH | System | Constraint | Flex Down | Flexibility | Violation | 1 | 2025-09-30 01:00 | 28.9789 | - | 9 | 1 | 0.25
PSH | System | Constraint | Flex Down | Flexibility | Violation | 1 | 2025-09-30 01:15 | 9.1737 | - | 9 | 1 | 0.25
PSH | System | Constraint | Flex Down | Flexibility | Violation | 1 | 2025-09-30 02:00 | 5.3967 | - | 9 | 2 | 0.25
PSH | System | Constraint | Flex Down | Flexibility | Violation | 1 | 2025-09-30 11:00 | 7.4877 | - | 9 | 11 | 0.25
PSH | System | Constraint | Flex Down | Flexibility | Violation | 1 | 2025-09-30 11:15 | 25.3265 | - | 9 | 11 | 0.25
PSH | System | Constraint | Flex Down | Flexibility | Violation | 1 | 2025-09-30 11:30 | 43.1652 | - | 9 | 11 | 0.25
PSH | System | Constraint | Flex Down | Flexibility | Violation | 1 | 2025-09-30 11:45 | 62.0039 | - | 9 | 11 | 0.25
PSH | System | Constraint | Flex Down | Flexibility | Violation | 1 | 2025-09-30 12:00 | 3.9732 | - | 9 | 12 | 0.25
PSH | System | Constraint | Flex Down | Flexibility | Violation | 1 | 2025-09-30 12:15 | 6.2194 | - | 9 | 12 | 0.25
PSH | System | Constraint | Flex Down | Flexibility | Violation | 1 | 2025-09-30 12:30 | 21.4656 | - | 9 | 12 | 0.25
PSH | System | Constraint | Flex Down | Flexibility | Violation | 1 | 2025-09-30 12:45 | 30.7117 | - | 9 | 12 | 0.25
PSH | System | Constraint | Flex Down | Flexibility | Violation | 1 | 2025-09-30 13:00 | 4.4236 | - | 9 | 13 | 0.25
PSH | System | Constraint | Flex Down | Flexibility | Violation | 1 | 2025-09-30 13:15 | 19.5273 | - | 9 | 13 | 0.25
PSH | System | Constraint | Flex Down | Flexibility | Violation | 1 | 2025-09-30 13:30 | 27.631 | - | 9 | 13 | 0.25
PSH | System | Constraint | Flex Down | Flexibility | Violation | 1 | 2025-09-30 13:45 | 34.7348 | - | 9 | 13 | 0.25
PSH | System | Constraint | Flex Down | Flexibility | Violation | 1 | 2025-09-30 20:45 | 7.9486 | - | 9 | 20 | 0.25
PSH | System | Constraint | Flex Down | Flexibility | Violation | 1 | 2025-10-01 09:30 | 0.57508 | - | 10 | 9 | 0.25
PSH | System | Constraint | Flex Down | Flexibility | Violation | 1 | 2025-10-01 09:45 | 27.441 | - | 10 | 9 | 0.25
PSH | System | Constraint | Flex Down | Flexibility | Violation | 1 | 2025-10-02 02:00 | 66.9082 | - | 10 | 2 | 0.25
PSH | System | Constraint | Flex Down | Flexibility | Violation | 1 | 2025-10-02 02:15 | 26.2953 | - | 10 | 2 | 0.25
PSH | System | Constraint | Flex Down | Flexibility | Violation | 1 | 2025-10-02 09:45 | 18.9739 | - | 10 | 9 | 0.25
PSH | System | Constraint | Flex Down | Flexibility | Violation | 1 | 2025-10-02 10:00 | 15.343 | - | 10 | 10 | 0.25
PSH | System | Constraint | Flex Down | Flexibility | Violation | 1 | 2025-10-02 10:15 | 12.4771 | - | 10 | 10 | 0.25
PSH | System | Constraint | Flex Down | Flexibility | Violation | 1 | 2025-10-02 10:30 | 14.6113 | - | 10 | 10 | 0.25
PSH | System | Constraint | Flex Down | Flexibility | Violation | 1 | 2025-10-02 10:45 | 13.7454 | - | 10 | 10 | 0.25
PSH | System | Constraint | Flex Down | Flexibility | Violation | 1 | 2025-10-03 09:30 | 28.7678 | - | 10 | 9 | 0.25
PSH | System | Constraint | Flex Down | Flexibility | Violation | 1 | 2025-10-03 09:45 | 50.213 | - | 10 | 9 | 0.25
PSH | System | Constraint | Flex Down | Flexibility | Violation | 1 | 2025-10-04 10:45 | 9.371 | - | 10 | 10 | 0.25
PSH | System | Constraint | Flex Down | Flexibility | Violation | 1 | 2025-10-04 11:00 | 4.862 | - | 10 | 11 | 0.25
PSH | System | Constraint | Flex Down | Flexibility | Violation | 1 | 2025-10-04 11:15 | 24.4848 | - | 10 | 11 | 0.25
PSH | System | Constraint | Flex Down | Flexibility | Violation | 1 | 2025-10-04 11:30 | 44.1075 | - | 10 | 11 | 0.25
PSH | System | Constraint | Flex Down | Flexibility | Violation | 1 | 2025-10-04 11:45 | 62.7303 | - | 10 | 11 | 0.25
PSH | System | Constraint | Flex Down | Flexibility | Violation | 1 | 2025-10-05 | 27.4978 | - | 10 | 0 | 0.25
PSH | System | Constraint | Flex Down | Flexibility | Violation | 1 | 2025-10-05 00:15 | 25.0152 | - | 10 | 0 | 0.25
PSH | System | Constraint | Flex Down | Flexibility | Violation | 1 | 2025-10-05 00:30 | 25.5326 | - | 10 | 0 | 0.25
PSH | System | Constraint | Flex Down | Flexibility | Violation | 1 | 2025-10-05 00:45 | 17.05 | - | 10 | 0 | 0.25
PSH | System | Constraint | Flex Down | Flexibility | Violation | 1 | 2025-10-05 01:00 | 29.3564 | - | 10 | 1 | 0.25
PSH | System | Constraint | Flex Down | Flexibility | Violation | 1 | 2025-10-05 01:15 | 20.1991 | - | 10 | 1 | 0.25
PSH | System | Constraint | Flex Down | Flexibility | Violation | 1 | 2025-10-05 01:30 | 13.0418 | - | 10 | 1 | 0.25
PSH | System | Constraint | Flex Down | Flexibility | Violation | 1 | 2025-10-05 01:45 | 3.8844 | - | 10 | 1 | 0.25
PSH | System | Constraint | Flex Down | Flexibility | Violation | 1 | 2025-10-09 12:45 | 3.3178 | - | 10 | 12 | 0.25
PSH | System | Constraint | Flex Down | Flexibility | Violation | 1 | 2025-10-10 22:45 | 5.0789 | - | 10 | 22 | 0.25
PSH | System | Constraint | Flex Down | Flexibility | Violation | 1 | 2025-10-14 22:30 | 17.2337 | - | 10 | 22 | 0.25
PSH | System | Constraint | Flex Down | Flexibility | Violation | 1 | 2025-10-14 22:45 | 61.5964 | - | 10 | 22 | 0.25
PSH | System | Constraint | Flex Down | Flexibility | Violation | 1 | 2025-10-15 | 25.6607 | - | 10 | 0 | 0.25
PSH | System | Constraint | Flex Down | Flexibility | Violation | 1 | 2025-10-15 00:15 | 33.5091 | - | 10 | 0 | 0.25
PSH | System | Constraint | Flex Down | Flexibility | Violation | 1 | 2025-10-15 00:30 | 31.3576 | - | 10 | 0 | 0.25
PSH | System | Constraint | Flex Down | Flexibility | Violation | 1 | 2025-10-15 00:45 | 36.206 | - | 10 | 0 | 0.25
PSH | System | Constraint | Flex Down | Flexibility | Violation | 1 | 2025-10-16 10:00 | 0.37273 | - | 10 | 10 | 0.25
PSH | System | Constraint | Flex Down | Flexibility | Violation | 1 | 2025-10-16 12:00 | 91.4678 | - | 10 | 12 | 0.25
PSH | System | Constraint | Flex Down | Flexibility | Violation | 1 | 2025-10-16 12:15 | 54.874 | - | 10 | 12 | 0.25
PSH | System | Constraint | Flex Down | Flexibility | Violation | 1 | 2025-10-16 12:30 | 25.2801 | - | 10 | 12 | 0.25
PSH | System | Constraint | Flex Down | Flexibility | Violation | 1 | 2025-10-19 10:45 | 2.3797 | - | 10 | 10 | 0.25
PSH | System | Constraint | Flex Down | Flexibility | Violation | 1 | 2025-10-19 11:30 | 9.9852 | - | 10 | 11 | 0.25
PSH | System | Constraint | Flex Down | Flexibility | Violation | 1 | 2025-10-19 11:45 | 33.191 | - | 10 | 11 | 0.25
PSH | System | Constraint | Flex Down | Flexibility | Violation | 1 | 2025-10-19 12:30 | 1.8775 | - | 10 | 12 | 0.25
PSH | System | Constraint | Flex Down | Flexibility | Violation | 1 | 2025-10-19 12:45 | 23.1367 | - | 10 | 12 | 0.25
PSH | System | Constraint | Flex Down | Flexibility | Violation | 1 | 2025-10-23 09:00 | 45.0202 | - | 10 | 9 | 0.25
PSH | System | Constraint | Flex Down | Flexibility | Violation | 1 | 2025-10-23 09:15 | 38.2144 | - | 10 | 9 | 0.25
PSH | System | Constraint | Flex Down | Flexibility | Violation | 1 | 2025-10-23 09:30 | 23.4085 | - | 10 | 9 | 0.25
PSH | System | Constraint | Flex Down | Flexibility | Violation | 1 | 2025-10-23 09:45 | 10.6027 | - | 10 | 9 | 0.25
PSH | System | Constraint | Flex Down | Flexibility | Violation | 1 | 2025-10-24 01:00 | 45.9895 | - | 10 | 1 | 0.25
PSH | System | Constraint | Flex Down | Flexibility | Violation | 1 | 2025-10-24 01:15 | 6.1752 | - | 10 | 1 | 0.25
PSH | System | Constraint | Flex Down | Flexibility | Violation | 1 | 2025-10-27 08:30 | 41.6352 | - | 10 | 8 | 0.25
PSH | System | Constraint | Flex Down | Flexibility | Violation | 1 | 2025-10-27 08:45 | 102.7784 | - | 10 | 8 | 0.25
PSH | System | Constraint | Flex Down | Flexibility | Violation | 1 | 2025-10-27 10:00 | 40.6123 | - | 10 | 10 | 0.25
PSH | System | Constraint | Flex Down | Flexibility | Violation | 1 | 2025-10-27 10:15 | 32.3255 | - | 10 | 10 | 0.25
PSH | System | Constraint | Flex Down | Flexibility | Violation | 1 | 2025-10-27 10:30 | 22.0386 | - | 10 | 10 | 0.25
PSH | System | Constraint | Flex Down | Flexibility | Violation | 1 | 2025-10-27 10:45 | 2.7517 | - | 10 | 10 | 0.25
PSH | System | Constraint | Flex Down | Flexibility | Violation | 1 | 2025-10-27 11:45 | 12.6631 | - | 10 | 11 | 0.25
PSH | System | Constraint | Flex Down | Flexibility | Violation | 1 | 2025-10-27 13:00 | 51.1461 | - | 10 | 13 | 0.25
PSH | System | Constraint | Flex Down | Flexibility | Violation | 1 | 2025-10-27 13:15 | 29.4804 | - | 10 | 13 | 0.25
PSH | System | Constraint | Flex Down | Flexibility | Violation | 1 | 2025-10-27 13:30 | 6.8147 | - | 10 | 13 | 0.25
PSH | System | Constraint | Flex Down | Flexibility | Violation | 1 | 2025-10-28 09:15 | 14.1309 | - | 10 | 9 | 0.25
PSH | System | Constraint | Flex Down | Flexibility | Violation | 1 | 2025-10-28 09:30 | 54.4855 | - | 10 | 9 | 0.25
PSH | System | Constraint | Flex Down | Flexibility | Violation | 1 | 2025-10-28 09:45 | 100.8402 | - | 10 | 9 | 0.25
PSH | System | Constraint | Flex Down | Flexibility | Violation | 1 | 2025-10-28 10:00 | 65.8751 | - | 10 | 10 | 0.25
PSH | System | Constraint | Flex Down | Flexibility | Violation | 1 | 2025-10-28 10:15 | 85.8351 | - | 10 | 10 | 0.25
PSH | System | Constraint | Flex Down | Flexibility | Violation | 1 | 2025-10-28 10:30 | 109.7951 | - | 10 | 10 | 0.25
PSH | System | Constraint | Flex Down | Flexibility | Violation | 1 | 2025-10-28 10:45 | 113.7552 | - | 10 | 10 | 0.25
PSH | System | Constraint | Flex Down | Flexibility | Violation | 1 | 2025-10-28 11:00 | 14.2252 | - | 10 | 11 | 0.25
PSH | System | Constraint | Flex Down | Flexibility | Violation | 1 | 2025-10-28 11:15 | 45.5569 | - | 10 | 11 | 0.25
PSH | System | Constraint | Flex Down | Flexibility | Violation | 1 | 2025-10-28 11:30 | 72.8886 | - | 10 | 11 | 0.25
PSH | System | Constraint | Flex Down | Flexibility | Violation | 1 | 2025-10-28 11:45 | 110.2204 | - | 10 | 11 | 0.25
PSH | System | Constraint | Flex Down | Flexibility | Violation | 1 | 2025-10-28 13:00 | 91.1681 | - | 10 | 13 | 0.25
PSH | System | Constraint | Flex Down | Flexibility | Violation | 1 | 2025-10-28 13:15 | 83.3948 | - | 10 | 13 | 0.25
PSH | System | Constraint | Flex Down | Flexibility | Violation | 1 | 2025-10-28 13:30 | 96.6214 | - | 10 | 13 | 0.25
PSH | System | Constraint | Flex Down | Flexibility | Violation | 1 | 2025-10-28 13:45 | 103.848 | - | 10 | 13 | 0.25
PSH | System | Constraint | Flex Down | Flexibility | Violation | 1 | 2025-10-28 14:00 | 18.2775 | - | 10 | 14 | 0.25
PSH | System | Constraint | Flex Down | Flexibility | Violation | 1 | 2025-10-28 14:15 | 11.4476 | - | 10 | 14 | 0.25
PSH | System | Constraint | Flex Down | Flexibility | Violation | 1 | 2025-10-28 14:30 | 1.6176 | - | 10 | 14 | 0.25
PSH | System | Constraint | Flex Down | Flexibility | Violation | 1 | 2025-10-29 09:45 | 62.0405 | - | 10 | 9 | 0.25
PSH | System | Constraint | Flex Down | Flexibility | Violation | 1 | 2025-10-29 10:15 | 1.176 | - | 10 | 10 | 0.25
PSH | System | Constraint | Flex Down | Flexibility | Violation | 1 | 2025-10-29 10:30 | 30.2263 | - | 10 | 10 | 0.25
PSH | System | Constraint | Flex Down | Flexibility | Violation | 1 | 2025-10-29 10:45 | 63.2766 | - | 10 | 10 | 0.25
PSH | System | Constraint | Flex Down | Flexibility | Violation | 1 | 2025-10-29 12:00 | 54.983 | - | 10 | 12 | 0.25
PSH | System | Constraint | Flex Down | Flexibility | Violation | 1 | 2025-10-29 12:15 | 45.3106 | - | 10 | 12 | 0.25
PSH | System | Constraint | Flex Down | Flexibility | Violation | 1 | 2025-10-29 12:30 | 34.6383 | - | 10 | 12 | 0.25
PSH | System | Constraint | Flex Down | Flexibility | Violation | 1 | 2025-10-29 12:45 | 34.9659 | - | 10 | 12 | 0.25
PSH | System | Constraint | Flex Down | Flexibility | Violation | 1 | 2025-10-29 13:30 | 12.7071 | - | 10 | 13 | 0.25
PSH | System | Constraint | Flex Down | Flexibility | Violation | 1 | 2025-10-29 13:45 | 49.7108 | - | 10 | 13 | 0.25
PSH | System | Constraint | Flex Down | Flexibility | Violation | 1 | 2025-10-30 12:30 | 33.886 | - | 10 | 12 | 0.25
PSH | System | Constraint | Flex Down | Flexibility | Violation | 1 | 2025-10-30 12:45 | 66.1141 | - | 10 | 12 | 0.25
PSH | System | Constraint | Flex Down | Flexibility | Violation | 1 | 2025-10-30 13:30 | 3.9794 | - | 10 | 13 | 0.25
PSH | System | Constraint | Flex Down | Flexibility | Violation | 1 | 2025-10-30 13:45 | 38.7011 | - | 10 | 13 | 0.25
PSH | System | Constraint | Flex Down | Flexibility | Violation | 1 | 2025-10-31 11:30 | 33.2866 | - | 10 | 11 | 0.25
PSH | System | Constraint | Flex Down | Flexibility | Violation | 1 | 2025-10-31 11:45 | 108.9504 | - | 10 | 11 | 0.25
PSH | System | Constraint | Flex Down | Flexibility | Violation | 1 | 2025-11-01 10:00 | 138.3721 | - | 11 | 10 | 0.25
PSH | System | Constraint | Flex Down | Flexibility | Violation | 1 | 2025-11-01 10:15 | 139.1061 | - | 11 | 10 | 0.25
PSH | System | Constraint | Flex Down | Flexibility | Violation | 1 | 2025-11-01 10:30 | 137.84 | - | 11 | 10 | 0.25
PSH | System | Constraint | Flex Down | Flexibility | Violation | 1 | 2025-11-01 10:45 | 147.574 | - | 11 | 10 | 0.25
PSH | System | Constraint | Flex Down | Flexibility | Violation | 1 | 2025-11-01 12:00 | 157.3794 | - | 11 | 12 | 0.25
PSH | System | Constraint | Flex Down | Flexibility | Violation | 1 | 2025-11-01 12:15 | 177.9186 | - | 11 | 12 | 0.25
PSH | System | Constraint | Flex Down | Flexibility | Violation | 1 | 2025-11-01 12:30 | 194.4578 | - | 11 | 12 | 0.25
PSH | System | Constraint | Flex Down | Flexibility | Violation | 1 | 2025-11-01 12:45 | 204.997 | - | 11 | 12 | 0.25
PSH | System | Constraint | Flex Down | Flexibility | Violation | 1 | 2025-11-04 01:00 | 127.6583 | - | 11 | 1 | 0.25
PSH | System | Constraint | Flex Down | Flexibility | Violation | 1 | 2025-11-04 01:15 | 49.477 | - | 11 | 1 | 0.25
PSH | System | Constraint | Flex Down | Flexibility | Violation | 1 | 2025-11-04 03:00 | 5.8768 | - | 11 | 3 | 0.25
PSH | System | Constraint | Flex Down | Flexibility | Violation | 1 | 2025-11-04 04:00 | 78.8262 | - | 11 | 4 | 0.25
PSH | System | Constraint | Flex Down | Flexibility | Violation | 1 | 2025-11-04 05:00 | 124.4315 | - | 11 | 5 | 0.25
PSH | System | Constraint | Flex Down | Flexibility | Violation | 1 | 2025-11-05 03:00 | 0.41074 | - | 11 | 3 | 0.25
PSH | System | Constraint | Flex Down | Flexibility | Violation | 1 | 2025-11-05 04:00 | 65.5817 | - | 11 | 4 | 0.25
PSH | System | Constraint | Flex Down | Flexibility | Violation | 1 | 2025-11-05 05:00 | 108.669 | - | 11 | 5 | 0.25
PSH | System | Constraint | Flex Down | Flexibility | Violation | 1 | 2025-11-07 02:00 | 21.699 | - | 11 | 2 | 0.25
PSH | System | Constraint | Flex Down | Flexibility | Violation | 1 | 2025-11-07 02:15 | 5.6789 | - | 11 | 2 | 0.25
PSH | System | Constraint | Flex Down | Flexibility | Violation | 1 | 2025-11-07 03:00 | 45.9302 | - | 11 | 3 | 0.25
PSH | System | Constraint | Flex Down | Flexibility | Violation | 1 | 2025-11-07 03:15 | 11.0555 | - | 11 | 3 | 0.25
PSH | System | Constraint | Flex Down | Flexibility | Violation | 1 | 2025-11-07 11:45 | 15.1378 | - | 11 | 11 | 0.25
PSH | System | Constraint | Flex Down | Flexibility | Violation | 1 | 2025-11-07 12:45 | 6.0035 | - | 11 | 12 | 0.25
PSH | System | Constraint | Flex Down | Flexibility | Violation | 1 | 2025-11-08 03:00 | 11.6334 | - | 11 | 3 | 0.25
PSH | System | Constraint | Flex Down | Flexibility | Violation | 1 | 2025-11-08 04:00 | 49.5752 | - | 11 | 4 | 0.25
PSH | System | Constraint | Flex Down | Flexibility | Violation | 1 | 2025-11-08 04:15 | 15.2149 | - | 11 | 4 | 0.25
PSH | System | Constraint | Flex Down | Flexibility | Violation | 1 | 2025-11-20 03:00 | 81.5352 | - | 11 | 3 | 0.25
PSH | System | Constraint | Flex Down | Flexibility | Violation | 1 | 2025-11-20 03:15 | 34.6479 | - | 11 | 3 | 0.25
PSH | System | Constraint | Flex Down | Flexibility | Violation | 1 | 2025-11-20 03:30 | 6.7606 | - | 11 | 3 | 0.25
PSH | System | Constraint | Flex Down | Flexibility | Violation | 1 | 2025-11-20 04:00 | 161.6344 | - | 11 | 4 | 0.25
PSH | System | Constraint | Flex Down | Flexibility | Violation | 1 | 2025-11-20 04:15 | 60.3599 | - | 11 | 4 | 0.25
PSH | System | Constraint | Flex Down | Flexibility | Violation | 1 | 2025-11-20 05:00 | 121.9719 | - | 11 | 5 | 0.25
PSH | System | Constraint | Flex Down | Flexibility | Violation | 1 | 2025-12-01 02:00 | 151.7943 | - | 12 | 2 | 0.25
PSH | System | Constraint | Flex Down | Flexibility | Violation | 1 | 2025-12-01 02:15 | 85.8043 | - | 12 | 2 | 0.25
PSH | System | Constraint | Flex Down | Flexibility | Violation | 1 | 2025-12-01 02:30 | 12.8142 | - | 12 | 2 | 0.25
PSH | System | Constraint | Flex Down | Flexibility | Violation | 1 | 2025-12-03 14:15 | 61.976 | - | 12 | 14 | 0.25
PSH | System | Constraint | Flex Down | Flexibility | Violation | 1 | 2025-12-04 13:00 | 91.3483 | - | 12 | 13 | 0.25
PSH | System | Constraint | Flex Down | Flexibility | Violation | 1 | 2025-12-04 13:15 | 22.1264 | - | 12 | 13 | 0.25
PSH | System | Constraint | Flex Down | Flexibility | Violation | 1 | 2025-12-06 10:00 | 7.721 | - | 12 | 10 | 0.25
PSH | System | Constraint | Flex Down | Flexibility | Violation | 1 | 2025-12-11 02:00 | 207.2244 | - | 12 | 2 | 0.25
PSH | System | Constraint | Flex Down | Flexibility | Violation | 1 | 2025-12-11 02:15 | 146.0402 | - | 12 | 2 | 0.25
PSH | System | Constraint | Flex Down | Flexibility | Violation | 1 | 2025-12-11 02:30 | 85.8559 | - | 12 | 2 | 0.25
PSH | System | Constraint | Flex Down | Flexibility | Violation | 1 | 2025-12-11 02:45 | 7.6717 | - | 12 | 2 | 0.25
PSH | System | Constraint | Flex Down | Flexibility | Violation | 1 | 2025-12-15 03:00 | 36.2431 | - | 12 | 3 | 0.25
PSH | System | Constraint | Flex Down | Flexibility | Violation | 1 | 2025-12-15 03:15 | 11.3059 | - | 12 | 3 | 0.25
PSH | System | Constraint | Flex Down | Flexibility | Violation | 1 | 2025-12-15 04:00 | 163.8267 | - | 12 | 4 | 0.25
PSH | System | Constraint | Flex Down | Flexibility | Violation | 1 | 2025-12-15 04:15 | 81.7046 | - | 12 | 4 | 0.25
PSH | System | Constraint | Flex Down | Flexibility | Violation | 1 | 2025-12-15 04:30 | 17.5824 | - | 12 | 4 | 0.25
PSH | System | Constraint | Flex Down | Flexibility | Violation | 1 | 2025-12-15 05:00 | 159.514 | - | 12 | 5 | 0.25
PSH | System | Constraint | Flex Down | Flexibility | Violation | 1 | 2025-12-16 01:00 | 50.9327 | - | 12 | 1 | 0.25
PSH | System | Constraint | Flex Down | Flexibility | Violation | 1 | 2025-12-16 04:00 | 52.2766 | - | 12 | 4 | 0.25
PSH | System | Constraint | Flex Down | Flexibility | Violation | 1 | 2025-12-16 05:00 | 121.9016 | - | 12 | 5 | 0.25
PSH | System | Constraint | Flex Down | Flexibility | Violation | 1 | 2025-12-17 05:00 | 45.4442 | - | 12 | 5 | 0.25
PSH | System | Constraint | Flex Down | Flexibility | Violation | 1 | 2025-12-18 04:00 | 101.2378 | - | 12 | 4 | 0.25
PSH | System | Constraint | Flex Down | Flexibility | Violation | 1 | 2025-12-18 04:15 | 28.1653 | - | 12 | 4 | 0.25
PSH | System | Constraint | Flex Down | Flexibility | Violation | 1 | 2025-12-18 05:00 | 96.2608 | - | 12 | 5 | 0.25
PSH | System | Constraint | Flex Down | Flexibility | Violation | 1 | 2025-12-18 06:00 | 177.521 | - | 12 | 6 | 0.25
PSH | System | Constraint | Flex Down | Flexibility | Violation | 1 | 2025-12-18 21:45 | 52.7916 | - | 12 | 21 | 0.25
PSH | System | Constraint | Flex Down | Flexibility | Violation | 1 | 2025-12-19 01:45 | 2.7689 | - | 12 | 1 | 0.25
PSH | System | Constraint | Flex Down | Flexibility | Violation | 1 | 2025-12-19 03:00 | 6.2087 | - | 12 | 3 | 0.25
PSH | System | Constraint | Flex Down | Flexibility | Violation | 1 | 2025-12-19 04:00 | 70.6297 | - | 12 | 4 | 0.25
PSH | System | Constraint | Flex Down | Flexibility | Violation | 1 | 2025-12-19 04:15 | 35.1304 | - | 12 | 4 | 0.25
PSH | System | Constraint | Flex Down | Flexibility | Violation | 1 | 2025-12-19 06:00 | 149.5577 | - | 12 | 6 | 0.25
PSH | System | Constraint | Flex Down | Flexibility | Violation | 1 | 2025-12-19 06:15 | 31.7166 | - | 12 | 6 | 0.25
PSH | System | Constraint | Flex Down | Flexibility | Violation | 1 | 2025-12-21 15:00 | 145.9723 | - | 12 | 15 | 0.25
PSH | System | Constraint | Flex Down | Flexibility | Violation | 1 | 2025-12-22 04:00 | 194.7338 | - | 12 | 4 | 0.25
PSH | System | Constraint | Flex Down | Flexibility | Violation | 1 | 2025-12-22 04:15 | 86.5118 | - | 12 | 4 | 0.25
PSH | System | Constraint | Flex Down | Flexibility | Violation | 1 | 2025-12-22 06:00 | 109.6078 | - | 12 | 6 | 0.25
PSH | System | Constraint | Flex Down | Flexibility | Violation | 1 | 2025-12-23 02:00 | 12.6539 | - | 12 | 2 | 0.25
PSH | System | Constraint | Flex Down | Flexibility | Violation | 1 | 2025-12-23 02:15 | 5.1345 | - | 12 | 2 | 0.25
PSH | System | Constraint | Flex Down | Flexibility | Violation | 1 | 2025-12-23 05:00 | 194.9491 | - | 12 | 5 | 0.25
PSH | System | Constraint | Flex Down | Flexibility | Violation | 1 | 2025-12-23 05:15 | 35.7539 | - | 12 | 5 | 0.25
PSH | System | Constraint | Flex Down | Flexibility | Violation | 1 | 2025-12-27 08:00 | 147.4868 | - | 12 | 8 | 0.25
PSH | System | Constraint | Flex Up | Flexibility | Violation | 1 | 2025-01-01 07:30 | 7.6331 | - | 1 | 7 | 0.25
PSH | System | Constraint | Flex Up | Flexibility | Violation | 1 | 2025-01-01 07:45 | 104.718 | - | 1 | 7 | 0.25
PSH | System | Constraint | Flex Up | Flexibility | Violation | 1 | 2025-01-01 21:00 | 69.6211 | - | 1 | 21 | 0.25
PSH | System | Constraint | Flex Up | Flexibility | Violation | 1 | 2025-01-02 19:00 | 47.0432 | - | 1 | 19 | 0.25
PSH | System | Constraint | Flex Up | Flexibility | Violation | 1 | 2025-01-03 06:45 | 15.6705 | - | 1 | 6 | 0.25
PSH | System | Constraint | Flex Up | Flexibility | Violation | 1 | 2025-01-03 17:00 | 5.8804 | - | 1 | 17 | 0.25
PSH | System | Constraint | Flex Up | Flexibility | Violation | 1 | 2025-01-03 22:00 | 9.7086 | - | 1 | 22 | 0.25
PSH | System | Constraint | Flex Up | Flexibility | Violation | 1 | 2025-01-04 09:30 | 16.5998 | - | 1 | 9 | 0.25
PSH | System | Constraint | Flex Up | Flexibility | Violation | 1 | 2025-01-04 09:45 | 35.191 | - | 1 | 9 | 0.25
PSH | System | Constraint | Flex Up | Flexibility | Violation | 1 | 2025-01-05 07:45 | 10.5234 | - | 1 | 7 | 0.25
PSH | System | Constraint | Flex Up | Flexibility | Violation | 1 | 2025-01-05 19:00 | 65.1057 | - | 1 | 19 | 0.25
PSH | System | Constraint | Flex Up | Flexibility | Violation | 1 | 2025-01-06 06:45 | 64.5243 | - | 1 | 6 | 0.25
PSH | System | Constraint | Flex Up | Flexibility | Violation | 1 | 2025-01-06 21:00 | 23.1424 | - | 1 | 21 | 0.25
PSH | System | Constraint | Flex Up | Flexibility | Violation | 1 | 2025-01-07 18:00 | 25.7994 | - | 1 | 18 | 0.25
PSH | System | Constraint | Flex Up | Flexibility | Violation | 1 | 2025-01-08 08:00 | 35.7847 | - | 1 | 8 | 0.25
PSH | System | Constraint | Flex Up | Flexibility | Violation | 1 | 2025-01-08 08:15 | 1.5298 | - | 1 | 8 | 0.25
PSH | System | Constraint | Flex Up | Flexibility | Violation | 1 | 2025-01-08 19:00 | 22.9695 | - | 1 | 19 | 0.25
PSH | System | Constraint | Flex Up | Flexibility | Violation | 1 | 2025-01-08 20:00 | 46.0378 | - | 1 | 20 | 0.25
PSH | System | Constraint | Flex Up | Flexibility | Violation | 1 | 2025-01-08 22:00 | 5.2142 | - | 1 | 22 | 0.25
PSH | System | Constraint | Flex Up | Flexibility | Violation | 1 | 2025-01-09 20:00 | 63.9004 | - | 1 | 20 | 0.25
PSH | System | Constraint | Flex Up | Flexibility | Violation | 1 | 2025-01-10 18:00 | 21.2795 | - | 1 | 18 | 0.25
PSH | System | Constraint | Flex Up | Flexibility | Violation | 1 | 2025-01-11 07:30 | 35.4502 | - | 1 | 7 | 0.25
PSH | System | Constraint | Flex Up | Flexibility | Violation | 1 | 2025-01-11 07:45 | 109.4632 | - | 1 | 7 | 0.25
PSH | System | Constraint | Flex Up | Flexibility | Violation | 1 | 2025-01-11 16:45 | 5.9847 | - | 1 | 16 | 0.25
PSH | System | Constraint | Flex Up | Flexibility | Violation | 1 | 2025-01-11 20:00 | 11.962 | - | 1 | 20 | 0.25
PSH | System | Constraint | Flex Up | Flexibility | Violation | 1 | 2025-01-12 06:45 | 5.4127 | - | 1 | 6 | 0.25
PSH | System | Constraint | Flex Up | Flexibility | Violation | 1 | 2025-01-12 07:45 | 31.181 | - | 1 | 7 | 0.25
PSH | System | Constraint | Flex Up | Flexibility | Violation | 1 | 2025-01-12 21:00 | 59.1005 | - | 1 | 21 | 0.25
PSH | System | Constraint | Flex Up | Flexibility | Violation | 1 | 2025-01-13 09:00 | 76.6522 | - | 1 | 9 | 0.25
PSH | System | Constraint | Flex Up | Flexibility | Violation | 1 | 2025-01-13 09:15 | 20.3634 | - | 1 | 9 | 0.25
PSH | System | Constraint | Flex Up | Flexibility | Violation | 1 | 2025-01-13 17:30 | 9.329 | - | 1 | 17 | 0.25
PSH | System | Constraint | Flex Up | Flexibility | Violation | 1 | 2025-01-13 17:45 | 19.6228 | - | 1 | 17 | 0.25
PSH | System | Constraint | Flex Up | Flexibility | Violation | 1 | 2025-01-13 22:00 | 99.6049 | - | 1 | 22 | 0.25
PSH | System | Constraint | Flex Up | Flexibility | Violation | 1 | 2025-01-14 17:30 | 1.3508 | - | 1 | 17 | 0.25
PSH | System | Constraint | Flex Up | Flexibility | Violation | 1 | 2025-01-14 17:45 | 8.2535 | - | 1 | 17 | 0.25
PSH | System | Constraint | Flex Up | Flexibility | Violation | 1 | 2025-01-14 19:00 | 48.1719 | - | 1 | 19 | 0.25
PSH | System | Constraint | Flex Up | Flexibility | Violation | 1 | 2025-01-14 19:15 | 23.8159 | - | 1 | 19 | 0.25
PSH | System | Constraint | Flex Up | Flexibility | Violation | 1 | 2025-01-14 20:00 | 1.4204 | - | 1 | 20 | 0.25
PSH | System | Constraint | Flex Up | Flexibility | Violation | 1 | 2025-01-14 21:00 | 18.8287 | - | 1 | 21 | 0.25
PSH | System | Constraint | Flex Up | Flexibility | Violation | 1 | 2025-01-14 22:00 | 40.552 | - | 1 | 22 | 0.25
PSH | System | Constraint | Flex Up | Flexibility | Violation | 1 | 2025-01-15 06:45 | 32.9549 | - | 1 | 6 | 0.25
PSH | System | Constraint | Flex Up | Flexibility | Violation | 1 | 2025-01-15 07:15 | 9.8763 | - | 1 | 7 | 0.25
PSH | System | Constraint | Flex Up | Flexibility | Violation | 1 | 2025-01-15 07:30 | 3.5774 | - | 1 | 7 | 0.25
PSH | System | Constraint | Flex Up | Flexibility | Violation | 1 | 2025-01-15 08:00 | 39.6941 | - | 1 | 8 | 0.25
PSH | System | Constraint | Flex Up | Flexibility | Violation | 1 | 2025-01-15 08:15 | 19.8619 | - | 1 | 8 | 0.25
PSH | System | Constraint | Flex Up | Flexibility | Violation | 1 | 2025-01-15 19:00 | 3.5122 | - | 1 | 19 | 0.25
PSH | System | Constraint | Flex Up | Flexibility | Violation | 1 | 2025-01-15 21:00 | 18.8869 | - | 1 | 21 | 0.25
PSH | System | Constraint | Flex Up | Flexibility | Violation | 1 | 2025-01-16 05:45 | 5.8377 | - | 1 | 5 | 0.25
PSH | System | Constraint | Flex Up | Flexibility | Violation | 1 | 2025-01-16 08:00 | 76.1985 | - | 1 | 8 | 0.25
PSH | System | Constraint | Flex Up | Flexibility | Violation | 1 | 2025-01-16 21:00 | 58.6703 | - | 1 | 21 | 0.25
PSH | System | Constraint | Flex Up | Flexibility | Violation | 1 | 2025-01-17 08:00 | 58.9213 | - | 1 | 8 | 0.25
PSH | System | Constraint | Flex Up | Flexibility | Violation | 1 | 2025-01-17 19:00 | 45.9425 | - | 1 | 19 | 0.25
PSH | System | Constraint | Flex Up | Flexibility | Violation | 1 | 2025-01-18 07:45 | 18.5105 | - | 1 | 7 | 0.25
PSH | System | Constraint | Flex Up | Flexibility | Violation | 1 | 2025-01-18 22:00 | 8.9912 | - | 1 | 22 | 0.25
PSH | System | Constraint | Flex Up | Flexibility | Violation | 1 | 2025-01-18 22:15 | 3.77 | - | 1 | 22 | 0.25
PSH | System | Constraint | Flex Up | Flexibility | Violation | 1 | 2025-01-19 07:45 | 4.3708 | - | 1 | 7 | 0.25
PSH | System | Constraint | Flex Up | Flexibility | Violation | 1 | 2025-01-20 21:00 | 5.0684 | - | 1 | 21 | 0.25
PSH | System | Constraint | Flex Up | Flexibility | Violation | 1 | 2025-01-21 06:45 | 0.45988 | - | 1 | 6 | 0.25
PSH | System | Constraint | Flex Up | Flexibility | Violation | 1 | 2025-01-21 19:00 | 69.3091 | - | 1 | 19 | 0.25
PSH | System | Constraint | Flex Up | Flexibility | Violation | 1 | 2025-01-21 21:00 | 4.7466 | - | 1 | 21 | 0.25
PSH | System | Constraint | Flex Up | Flexibility | Violation | 1 | 2025-01-22 01:00 | 24.7327 | - | 1 | 1 | 0.25
PSH | System | Constraint | Flex Up | Flexibility | Violation | 1 | 2025-01-22 21:00 | 92.3886 | - | 1 | 21 | 0.25
PSH | System | Constraint | Flex Up | Flexibility | Violation | 1 | 2025-01-23 18:00 | 7.551 | - | 1 | 18 | 0.25
PSH | System | Constraint | Flex Up | Flexibility | Violation | 1 | 2025-01-23 22:00 | 28.6654 | - | 1 | 22 | 0.25
PSH | System | Constraint | Flex Up | Flexibility | Violation | 1 | 2025-01-24 06:45 | 64.2285 | - | 1 | 6 | 0.25
PSH | System | Constraint | Flex Up | Flexibility | Violation | 1 | 2025-01-24 18:00 | 11.0103 | - | 1 | 18 | 0.25
PSH | System | Constraint | Flex Up | Flexibility | Violation | 1 | 2025-01-24 21:00 | 1.7112 | - | 1 | 21 | 0.25
PSH | System | Constraint | Flex Up | Flexibility | Violation | 1 | 2025-01-25 15:00 | 33.1389 | - | 1 | 15 | 0.25
PSH | System | Constraint | Flex Up | Flexibility | Violation | 1 | 2025-01-26 20:00 | 10.8861 | - | 1 | 20 | 0.25
PSH | System | Constraint | Flex Up | Flexibility | Violation | 1 | 2025-01-26 21:00 | 59.3191 | - | 1 | 21 | 0.25
PSH | System | Constraint | Flex Up | Flexibility | Violation | 1 | 2025-01-27 06:45 | 34.8762 | - | 1 | 6 | 0.25
PSH | System | Constraint | Flex Up | Flexibility | Violation | 1 | 2025-01-27 20:00 | 26.2359 | - | 1 | 20 | 0.25
PSH | System | Constraint | Flex Up | Flexibility | Violation | 1 | 2025-01-27 20:15 | 4.304 | - | 1 | 20 | 0.25
PSH | System | Constraint | Flex Up | Flexibility | Violation | 1 | 2025-01-28 06:45 | 6.3785 | - | 1 | 6 | 0.25
PSH | System | Constraint | Flex Up | Flexibility | Violation | 1 | 2025-01-28 07:15 | 14.1158 | - | 1 | 7 | 0.25
PSH | System | Constraint | Flex Up | Flexibility | Violation | 1 | 2025-01-28 07:30 | 31.7249 | - | 1 | 7 | 0.25
PSH | System | Constraint | Flex Up | Flexibility | Violation | 1 | 2025-01-28 07:45 | 11.334 | - | 1 | 7 | 0.25
PSH | System | Constraint | Flex Up | Flexibility | Violation | 1 | 2025-01-29 17:45 | 9.1786 | - | 1 | 17 | 0.25
PSH | System | Constraint | Flex Up | Flexibility | Violation | 1 | 2025-01-29 18:00 | 13.0926 | - | 1 | 18 | 0.25
PSH | System | Constraint | Flex Up | Flexibility | Violation | 1 | 2025-01-29 20:00 | 50.1164 | - | 1 | 20 | 0.25
PSH | System | Constraint | Flex Up | Flexibility | Violation | 1 | 2025-01-29 22:00 | 27.3819 | - | 1 | 22 | 0.25
PSH | System | Constraint | Flex Up | Flexibility | Violation | 1 | 2025-01-31 18:00 | 4.589 | - | 1 | 18 | 0.25
PSH | System | Constraint | Flex Up | Flexibility | Violation | 1 | 2025-01-31 19:00 | 15.9443 | - | 1 | 19 | 0.25
PSH | System | Constraint | Flex Up | Flexibility | Violation | 1 | 2025-01-31 22:00 | 7.554 | - | 1 | 22 | 0.25
PSH | System | Constraint | Flex Up | Flexibility | Violation | 1 | 2025-02-01 20:00 | 7.3512 | - | 2 | 20 | 0.25
PSH | System | Constraint | Flex Up | Flexibility | Violation | 1 | 2025-02-02 07:30 | 12.9247 | - | 2 | 7 | 0.25
PSH | System | Constraint | Flex Up | Flexibility | Violation | 1 | 2025-02-02 07:45 | 77.4069 | - | 2 | 7 | 0.25
PSH | System | Constraint | Flex Up | Flexibility | Violation | 1 | 2025-02-02 20:00 | 32.1957 | - | 2 | 20 | 0.25
PSH | System | Constraint | Flex Up | Flexibility | Violation | 1 | 2025-02-02 21:00 | 45.2091 | - | 2 | 21 | 0.25
PSH | System | Constraint | Flex Up | Flexibility | Violation | 1 | 2025-02-02 21:15 | 1.9987 | - | 2 | 21 | 0.25
PSH | System | Constraint | Flex Up | Flexibility | Violation | 1 | 2025-02-03 20:00 | 36.6858 | - | 2 | 20 | 0.25
PSH | System | Constraint | Flex Up | Flexibility | Violation | 1 | 2025-02-04 05:45 | 20.1661 | - | 2 | 5 | 0.25
PSH | System | Constraint | Flex Up | Flexibility | Violation | 1 | 2025-02-04 06:45 | 47.2688 | - | 2 | 6 | 0.25
PSH | System | Constraint | Flex Up | Flexibility | Violation | 1 | 2025-02-04 07:45 | 0.43791 | - | 2 | 7 | 0.25
PSH | System | Constraint | Flex Up | Flexibility | Violation | 1 | 2025-02-04 22:00 | 67.1037 | - | 2 | 22 | 0.25
PSH | System | Constraint | Flex Up | Flexibility | Violation | 1 | 2025-02-05 07:45 | 7.9775 | - | 2 | 7 | 0.25
PSH | System | Constraint | Flex Up | Flexibility | Violation | 1 | 2025-02-05 16:45 | 30.1561 | - | 2 | 16 | 0.25
PSH | System | Constraint | Flex Up | Flexibility | Violation | 1 | 2025-02-05 21:00 | 44.3496 | - | 2 | 21 | 0.25
PSH | System | Constraint | Flex Up | Flexibility | Violation | 1 | 2025-02-05 22:00 | 31.2025 | - | 2 | 22 | 0.25
PSH | System | Constraint | Flex Up | Flexibility | Violation | 1 | 2025-02-06 07:00 | 3.2797 | - | 2 | 7 | 0.25
PSH | System | Constraint | Flex Up | Flexibility | Violation | 1 | 2025-02-06 07:15 | 1.4183 | - | 2 | 7 | 0.25
PSH | System | Constraint | Flex Up | Flexibility | Violation | 1 | 2025-02-06 17:45 | 58.52 | - | 2 | 17 | 0.25
PSH | System | Constraint | Flex Up | Flexibility | Violation | 1 | 2025-02-06 18:00 | 17.1337 | - | 2 | 18 | 0.25
PSH | System | Constraint | Flex Up | Flexibility | Violation | 1 | 2025-02-06 21:00 | 49.3272 | - | 2 | 21 | 0.25
PSH | System | Constraint | Flex Up | Flexibility | Violation | 1 | 2025-02-07 05:45 | 12.2143 | - | 2 | 5 | 0.25
PSH | System | Constraint | Flex Up | Flexibility | Violation | 1 | 2025-02-07 20:00 | 42.2297 | - | 2 | 20 | 0.25
PSH | System | Constraint | Flex Up | Flexibility | Violation | 1 | 2025-02-07 22:00 | 1.9358 | - | 2 | 22 | 0.25
PSH | System | Constraint | Flex Up | Flexibility | Violation | 1 | 2025-02-08 06:45 | 48.1022 | - | 2 | 6 | 0.25
PSH | System | Constraint | Flex Up | Flexibility | Violation | 1 | 2025-02-08 07:30 | 14.3197 | - | 2 | 7 | 0.25
PSH | System | Constraint | Flex Up | Flexibility | Violation | 1 | 2025-02-08 07:45 | 27.7236 | - | 2 | 7 | 0.25
PSH | System | Constraint | Flex Up | Flexibility | Violation | 1 | 2025-02-08 17:45 | 26.4147 | - | 2 | 17 | 0.25
PSH | System | Constraint | Flex Up | Flexibility | Violation | 1 | 2025-02-09 06:45 | 84.2979 | - | 2 | 6 | 0.25
PSH | System | Constraint | Flex Up | Flexibility | Violation | 1 | 2025-02-09 16:15 | 2.629 | - | 2 | 16 | 0.25
PSH | System | Constraint | Flex Up | Flexibility | Violation | 1 | 2025-02-09 16:30 | 23.1239 | - | 2 | 16 | 0.25
PSH | System | Constraint | Flex Up | Flexibility | Violation | 1 | 2025-02-10 07:15 | 20.447 | - | 2 | 7 | 0.25
PSH | System | Constraint | Flex Up | Flexibility | Violation | 1 | 2025-02-11 07:30 | 4.0292 | - | 2 | 7 | 0.25
PSH | System | Constraint | Flex Up | Flexibility | Violation | 1 | 2025-02-11 07:45 | 33.2061 | - | 2 | 7 | 0.25
PSH | System | Constraint | Flex Up | Flexibility | Violation | 1 | 2025-02-11 21:00 | 10.3815 | - | 2 | 21 | 0.25
PSH | System | Constraint | Flex Up | Flexibility | Violation | 1 | 2025-02-12 11:00 | 2.6962 | - | 2 | 11 | 0.25
PSH | System | Constraint | Flex Up | Flexibility | Violation | 1 | 2025-02-12 22:00 | 69.4608 | - | 2 | 22 | 0.25
PSH | System | Constraint | Flex Up | Flexibility | Violation | 1 | 2025-02-13 22:00 | 56.1427 | - | 2 | 22 | 0.25
PSH | System | Constraint | Flex Up | Flexibility | Violation | 1 | 2025-02-14 05:45 | 11.5514 | - | 2 | 5 | 0.25
PSH | System | Constraint | Flex Up | Flexibility | Violation | 1 | 2025-02-14 07:15 | 10.1462 | - | 2 | 7 | 0.25
PSH | System | Constraint | Flex Up | Flexibility | Violation | 1 | 2025-02-14 21:00 | 64.7137 | - | 2 | 21 | 0.25
PSH | System | Constraint | Flex Up | Flexibility | Violation | 1 | 2025-02-15 06:15 | 2.2218 | - | 2 | 6 | 0.25
PSH | System | Constraint | Flex Up | Flexibility | Violation | 1 | 2025-02-15 06:45 | 47.3895 | - | 2 | 6 | 0.25
PSH | System | Constraint | Flex Up | Flexibility | Violation | 1 | 2025-02-15 07:15 | 1.8135 | - | 2 | 7 | 0.25
PSH | System | Constraint | Flex Up | Flexibility | Violation | 1 | 2025-02-15 07:30 | 16.1176 | - | 2 | 7 | 0.25
PSH | System | Constraint | Flex Up | Flexibility | Violation | 1 | 2025-02-15 07:45 | 39.4217 | - | 2 | 7 | 0.25
PSH | System | Constraint | Flex Up | Flexibility | Violation | 1 | 2025-02-16 04:00 | 9.4981 | - | 2 | 4 | 0.25
PSH | System | Constraint | Flex Up | Flexibility | Violation | 1 | 2025-02-16 05:15 | 3.1051 | - | 2 | 5 | 0.25
PSH | System | Constraint | Flex Up | Flexibility | Violation | 1 | 2025-02-16 05:30 | 16.1084 | - | 2 | 5 | 0.25
PSH | System | Constraint | Flex Up | Flexibility | Violation | 1 | 2025-02-16 05:45 | 26.1117 | - | 2 | 5 | 0.25
PSH | System | Constraint | Flex Up | Flexibility | Violation | 1 | 2025-02-16 06:45 | 58.726 | - | 2 | 6 | 0.25
PSH | System | Constraint | Flex Up | Flexibility | Violation | 1 | 2025-02-16 07:30 | 10.9989 | - | 2 | 7 | 0.25
PSH | System | Constraint | Flex Up | Flexibility | Violation | 1 | 2025-02-16 07:45 | 45.8114 | - | 2 | 7 | 0.25
PSH | System | Constraint | Flex Up | Flexibility | Violation | 1 | 2025-02-16 08:45 | 34.2368 | - | 2 | 8 | 0.25
PSH | System | Constraint | Flex Up | Flexibility | Violation | 1 | 2025-02-17 07:30 | 7.9869 | - | 2 | 7 | 0.25
PSH | System | Constraint | Flex Up | Flexibility | Violation | 1 | 2025-02-17 20:00 | 25.7221 | - | 2 | 20 | 0.25
PSH | System | Constraint | Flex Up | Flexibility | Violation | 1 | 2025-02-17 21:00 | 34.3023 | - | 2 | 21 | 0.25
PSH | System | Constraint | Flex Up | Flexibility | Violation | 1 | 2025-02-18 06:45 | 89.0307 | - | 2 | 6 | 0.25
PSH | System | Constraint | Flex Up | Flexibility | Violation | 1 | 2025-02-18 22:00 | 70.7275 | - | 2 | 22 | 0.25
PSH | System | Constraint | Flex Up | Flexibility | Violation | 1 | 2025-02-20 08:00 | 16.3267 | - | 2 | 8 | 0.25
PSH | System | Constraint | Flex Up | Flexibility | Violation | 1 | 2025-02-20 10:00 | 7.2327 | - | 2 | 10 | 0.25
PSH | System | Constraint | Flex Up | Flexibility | Violation | 1 | 2025-02-20 11:00 | 0.48468 | - | 2 | 11 | 0.25
PSH | System | Constraint | Flex Up | Flexibility | Violation | 1 | 2025-02-21 09:00 | 14.1123 | - | 2 | 9 | 0.25
PSH | System | Constraint | Flex Up | Flexibility | Violation | 1 | 2025-02-21 20:00 | 17.5742 | - | 2 | 20 | 0.25
PSH | System | Constraint | Flex Up | Flexibility | Violation | 1 | 2025-02-22 07:15 | 6.4413 | - | 2 | 7 | 0.25
PSH | System | Constraint | Flex Up | Flexibility | Violation | 1 | 2025-02-22 07:45 | 1.965 | - | 2 | 7 | 0.25
PSH | System | Constraint | Flex Up | Flexibility | Violation | 1 | 2025-02-22 20:00 | 23.9123 | - | 2 | 20 | 0.25
PSH | System | Constraint | Flex Up | Flexibility | Violation | 1 | 2025-02-23 17:45 | 6.6434 | - | 2 | 17 | 0.25
PSH | System | Constraint | Flex Up | Flexibility | Violation | 1 | 2025-02-23 20:00 | 67.3434 | - | 2 | 20 | 0.25
PSH | System | Constraint | Flex Up | Flexibility | Violation | 1 | 2025-02-23 21:00 | 4.4009 | - | 2 | 21 | 0.25
PSH | System | Constraint | Flex Up | Flexibility | Violation | 1 | 2025-02-24 06:45 | 27.1396 | - | 2 | 6 | 0.25
PSH | System | Constraint | Flex Up | Flexibility | Violation | 1 | 2025-02-24 21:00 | 6.985 | - | 2 | 21 | 0.25
PSH | System | Constraint | Flex Up | Flexibility | Violation | 1 | 2025-02-25 05:45 | 15.297 | - | 2 | 5 | 0.25
PSH | System | Constraint | Flex Up | Flexibility | Violation | 1 | 2025-02-25 08:00 | 64.3423 | - | 2 | 8 | 0.25
PSH | System | Constraint | Flex Up | Flexibility | Violation | 1 | 2025-02-25 14:00 | 13.1053 | - | 2 | 14 | 0.25
PSH | System | Constraint | Flex Up | Flexibility | Violation | 1 | 2025-02-25 21:00 | 27.2175 | - | 2 | 21 | 0.25
PSH | System | Constraint | Flex Up | Flexibility | Violation | 1 | 2025-02-26 06:45 | 94.41 | - | 2 | 6 | 0.25
PSH | System | Constraint | Flex Up | Flexibility | Violation | 1 | 2025-02-27 19:00 | 11.1805 | - | 2 | 19 | 0.25
PSH | System | Constraint | Flex Up | Flexibility | Violation | 1 | 2025-02-27 20:00 | 12.5113 | - | 2 | 20 | 0.25
PSH | System | Constraint | Flex Up | Flexibility | Violation | 1 | 2025-02-27 22:00 | 43.2322 | - | 2 | 22 | 0.25
PSH | System | Constraint | Flex Up | Flexibility | Violation | 1 | 2025-02-28 08:00 | 23.9959 | - | 2 | 8 | 0.25
PSH | System | Constraint | Flex Up | Flexibility | Violation | 1 | 2025-02-28 16:00 | 6.1324 | - | 2 | 16 | 0.25
PSH | System | Constraint | Flex Up | Flexibility | Violation | 1 | 2025-03-01 21:00 | 42.4504 | - | 3 | 21 | 0.25
PSH | System | Constraint | Flex Up | Flexibility | Violation | 1 | 2025-03-01 22:00 | 13.1367 | - | 3 | 22 | 0.25
PSH | System | Constraint | Flex Up | Flexibility | Violation | 1 | 2025-03-02 06:45 | 35.9814 | - | 3 | 6 | 0.25
PSH | System | Constraint | Flex Up | Flexibility | Violation | 1 | 2025-03-02 07:45 | 14.1909 | - | 3 | 7 | 0.25
PSH | System | Constraint | Flex Up | Flexibility | Violation | 1 | 2025-03-03 16:15 | 49.662 | - | 3 | 16 | 0.25
PSH | System | Constraint | Flex Up | Flexibility | Violation | 1 | 2025-03-03 16:30 | 146.106 | - | 3 | 16 | 0.25
PSH | System | Constraint | Flex Up | Flexibility | Violation | 1 | 2025-03-03 16:45 | 168.0499 | - | 3 | 16 | 0.25
PSH | System | Constraint | Flex Up | Flexibility | Violation | 1 | 2025-03-03 17:00 | 143.8788 | - | 3 | 17 | 0.25
PSH | System | Constraint | Flex Up | Flexibility | Violation | 1 | 2025-03-03 17:15 | 84.2483 | - | 3 | 17 | 0.25
PSH | System | Constraint | Flex Up | Flexibility | Violation | 1 | 2025-03-03 19:00 | 48.5596 | - | 3 | 19 | 0.25
PSH | System | Constraint | Flex Up | Flexibility | Violation | 1 | 2025-03-03 22:00 | 49.5451 | - | 3 | 22 | 0.25
PSH | System | Constraint | Flex Up | Flexibility | Violation | 1 | 2025-03-03 22:15 | 32.7883 | - | 3 | 22 | 0.25
PSH | System | Constraint | Flex Up | Flexibility | Violation | 1 | 2025-03-04 06:45 | 52.2776 | - | 3 | 6 | 0.25
PSH | System | Constraint | Flex Up | Flexibility | Violation | 1 | 2025-03-04 17:00 | 18.0671 | - | 3 | 17 | 0.25
PSH | System | Constraint | Flex Up | Flexibility | Violation | 1 | 2025-03-04 17:15 | 18.0803 | - | 3 | 17 | 0.25
PSH | System | Constraint | Flex Up | Flexibility | Violation | 1 | 2025-03-04 21:00 | 49.8098 | - | 3 | 21 | 0.25
PSH | System | Constraint | Flex Up | Flexibility | Violation | 1 | 2025-03-05 18:00 | 43.8002 | - | 3 | 18 | 0.25
PSH | System | Constraint | Flex Up | Flexibility | Violation | 1 | 2025-03-05 18:15 | 11.898 | - | 3 | 18 | 0.25
PSH | System | Constraint | Flex Up | Flexibility | Violation | 1 | 2025-03-05 22:00 | 32.7273 | - | 3 | 22 | 0.25
PSH | System | Constraint | Flex Up | Flexibility | Violation | 1 | 2025-03-06 06:45 | 25.9196 | - | 3 | 6 | 0.25
PSH | System | Constraint | Flex Up | Flexibility | Violation | 1 | 2025-03-06 17:00 | 67.6407 | - | 3 | 17 | 0.25
PSH | System | Constraint | Flex Up | Flexibility | Violation | 1 | 2025-03-06 17:45 | 19.6743 | - | 3 | 17 | 0.25
PSH | System | Constraint | Flex Up | Flexibility | Violation | 1 | 2025-03-06 18:45 | 8.4232 | - | 3 | 18 | 0.25
PSH | System | Constraint | Flex Up | Flexibility | Violation | 1 | 2025-03-06 21:00 | 86.6389 | - | 3 | 21 | 0.25
PSH | System | Constraint | Flex Up | Flexibility | Violation | 1 | 2025-03-06 21:15 | 13.223 | - | 3 | 21 | 0.25
PSH | System | Constraint | Flex Up | Flexibility | Violation | 1 | 2025-03-06 22:00 | 183.0761 | - | 3 | 22 | 0.25
PSH | System | Constraint | Flex Up | Flexibility | Violation | 1 | 2025-03-06 22:15 | 78.8056 | - | 3 | 22 | 0.25
PSH | System | Constraint | Flex Up | Flexibility | Violation | 1 | 2025-03-06 22:30 | 13.2552 | - | 3 | 22 | 0.25
PSH | System | Constraint | Flex Up | Flexibility | Violation | 1 | 2025-03-07 02:00 | 4.1548 | - | 3 | 2 | 0.25
PSH | System | Constraint | Flex Up | Flexibility | Violation | 1 | 2025-03-07 06:45 | 53.8518 | - | 3 | 6 | 0.25
PSH | System | Constraint | Flex Up | Flexibility | Violation | 1 | 2025-03-07 21:00 | 124.5559 | - | 3 | 21 | 0.25
PSH | System | Constraint | Flex Up | Flexibility | Violation | 1 | 2025-03-07 21:15 | 11.9871 | - | 3 | 21 | 0.25
PSH | System | Constraint | Flex Up | Flexibility | Violation | 1 | 2025-03-07 23:00 | 22.9085 | - | 3 | 23 | 0.25
PSH | System | Constraint | Flex Up | Flexibility | Violation | 1 | 2025-03-08 05:45 | 2.9637 | - | 3 | 5 | 0.25
PSH | System | Constraint | Flex Up | Flexibility | Violation | 1 | 2025-03-08 06:45 | 22.2344 | - | 3 | 6 | 0.25
PSH | System | Constraint | Flex Up | Flexibility | Violation | 1 | 2025-03-08 07:45 | 12.3457 | - | 3 | 7 | 0.25
PSH | System | Constraint | Flex Up | Flexibility | Violation | 1 | 2025-03-08 16:45 | 15.506 | - | 3 | 16 | 0.25
PSH | System | Constraint | Flex Up | Flexibility | Violation | 1 | 2025-03-08 17:00 | 54.9574 | - | 3 | 17 | 0.25
PSH | System | Constraint | Flex Up | Flexibility | Violation | 1 | 2025-03-08 17:15 | 29.5893 | - | 3 | 17 | 0.25
PSH | System | Constraint | Flex Up | Flexibility | Violation | 1 | 2025-03-08 17:30 | 18.2213 | - | 3 | 17 | 0.25
PSH | System | Constraint | Flex Up | Flexibility | Violation | 1 | 2025-03-08 17:45 | 16.8532 | - | 3 | 17 | 0.25
PSH | System | Constraint | Flex Up | Flexibility | Violation | 1 | 2025-03-08 18:45 | 15.6153 | - | 3 | 18 | 0.25
PSH | System | Constraint | Flex Up | Flexibility | Violation | 1 | 2025-03-09 07:00 | 30.3635 | - | 3 | 7 | 0.25
PSH | System | Constraint | Flex Up | Flexibility | Violation | 1 | 2025-03-09 16:45 | 53.9718 | - | 3 | 16 | 0.25
PSH | System | Constraint | Flex Up | Flexibility | Violation | 1 | 2025-03-09 18:45 | 16.0735 | - | 3 | 18 | 0.25
PSH | System | Constraint | Flex Up | Flexibility | Violation | 1 | 2025-03-09 20:00 | 2.0989 | - | 3 | 20 | 0.25
PSH | System | Constraint | Flex Up | Flexibility | Violation | 1 | 2025-03-09 22:00 | 2.3504 | - | 3 | 22 | 0.25
PSH | System | Constraint | Flex Up | Flexibility | Violation | 1 | 2025-03-10 05:30 | 27.4701 | - | 3 | 5 | 0.25
PSH | System | Constraint | Flex Up | Flexibility | Violation | 1 | 2025-03-10 05:45 | 115.0595 | - | 3 | 5 | 0.25
PSH | System | Constraint | Flex Up | Flexibility | Violation | 1 | 2025-03-10 17:45 | 0.65663 | - | 3 | 17 | 0.25
PSH | System | Constraint | Flex Up | Flexibility | Violation | 1 | 2025-03-11 05:30 | 14.407 | - | 3 | 5 | 0.25
PSH | System | Constraint | Flex Up | Flexibility | Violation | 1 | 2025-03-11 05:45 | 47.1255 | - | 3 | 5 | 0.25
PSH | System | Constraint | Flex Up | Flexibility | Violation | 1 | 2025-03-11 18:00 | 11.63 | - | 3 | 18 | 0.25
PSH | System | Constraint | Flex Up | Flexibility | Violation | 1 | 2025-03-12 06:15 | 16.6759 | - | 3 | 6 | 0.25
PSH | System | Constraint | Flex Up | Flexibility | Violation | 1 | 2025-03-12 06:30 | 6.6634 | - | 3 | 6 | 0.25
PSH | System | Constraint | Flex Up | Flexibility | Violation | 1 | 2025-03-12 17:30 | 32.3429 | - | 3 | 17 | 0.25
PSH | System | Constraint | Flex Up | Flexibility | Violation | 1 | 2025-03-12 17:45 | 111.2594 | - | 3 | 17 | 0.25
PSH | System | Constraint | Flex Up | Flexibility | Violation | 1 | 2025-03-14 05:45 | 17.1085 | - | 3 | 5 | 0.25
PSH | System | Constraint | Flex Up | Flexibility | Violation | 1 | 2025-03-14 19:00 | 49.1081 | - | 3 | 19 | 0.25
PSH | System | Constraint | Flex Up | Flexibility | Violation | 1 | 2025-03-15 05:45 | 26.79 | - | 3 | 5 | 0.25
PSH | System | Constraint | Flex Up | Flexibility | Violation | 1 | 2025-03-15 06:30 | 14.0684 | - | 3 | 6 | 0.25
PSH | System | Constraint | Flex Up | Flexibility | Violation | 1 | 2025-03-15 06:45 | 69.8278 | - | 3 | 6 | 0.25
PSH | System | Constraint | Flex Up | Flexibility | Violation | 1 | 2025-03-15 17:00 | 30.8736 | - | 3 | 17 | 0.25
PSH | System | Constraint | Flex Up | Flexibility | Violation | 1 | 2025-03-16 06:45 | 7.7231 | - | 3 | 6 | 0.25
PSH | System | Constraint | Flex Up | Flexibility | Violation | 1 | 2025-03-16 18:45 | 16.1453 | - | 3 | 18 | 0.25
PSH | System | Constraint | Flex Up | Flexibility | Violation | 1 | 2025-03-16 19:30 | 2.1203 | - | 3 | 19 | 0.25
PSH | System | Constraint | Flex Up | Flexibility | Violation | 1 | 2025-03-17 09:00 | 171.4757 | - | 3 | 9 | 0.25
PSH | System | Constraint | Flex Up | Flexibility | Violation | 1 | 2025-03-17 09:15 | 0.60161 | - | 3 | 9 | 0.25
PSH | System | Constraint | Flex Up | Flexibility | Violation | 1 | 2025-03-17 11:00 | 34.4876 | - | 3 | 11 | 0.25
PSH | System | Constraint | Flex Up | Flexibility | Violation | 1 | 2025-03-17 11:15 | 2.8438 | - | 3 | 11 | 0.25
PSH | System | Constraint | Flex Up | Flexibility | Violation | 1 | 2025-03-17 13:00 | 1.1825 | - | 3 | 13 | 0.25
PSH | System | Constraint | Flex Up | Flexibility | Violation | 1 | 2025-03-17 16:45 | 11.4658 | - | 3 | 16 | 0.25
PSH | System | Constraint | Flex Up | Flexibility | Violation | 1 | 2025-03-17 18:30 | 4.7344 | - | 3 | 18 | 0.25
PSH | System | Constraint | Flex Up | Flexibility | Violation | 1 | 2025-03-17 18:45 | 67.9628 | - | 3 | 18 | 0.25
PSH | System | Constraint | Flex Up | Flexibility | Violation | 1 | 2025-03-18 05:45 | 29.189 | - | 3 | 5 | 0.25
PSH | System | Constraint | Flex Up | Flexibility | Violation | 1 | 2025-03-19 05:45 | 147.0954 | - | 3 | 5 | 0.25
PSH | System | Constraint | Flex Up | Flexibility | Violation | 1 | 2025-03-19 18:45 | 49.4556 | - | 3 | 18 | 0.25
PSH | System | Constraint | Flex Up | Flexibility | Violation | 1 | 2025-03-20 05:30 | 5.6803 | - | 3 | 5 | 0.25
PSH | System | Constraint | Flex Up | Flexibility | Violation | 1 | 2025-03-20 05:45 | 123.7139 | - | 3 | 5 | 0.25
PSH | System | Constraint | Flex Up | Flexibility | Violation | 1 | 2025-03-21 05:45 | 57.0152 | - | 3 | 5 | 0.25
PSH | System | Constraint | Flex Up | Flexibility | Violation | 1 | 2025-03-21 15:30 | 7.148 | - | 3 | 15 | 0.25
PSH | System | Constraint | Flex Up | Flexibility | Violation | 1 | 2025-03-21 17:00 | 22.4003 | - | 3 | 17 | 0.25
PSH | System | Constraint | Flex Up | Flexibility | Violation | 1 | 2025-03-21 18:00 | 0.51718 | - | 3 | 18 | 0.25
PSH | System | Constraint | Flex Up | Flexibility | Violation | 1 | 2025-03-21 20:15 | 41.9816 | - | 3 | 20 | 0.25
PSH | System | Constraint | Flex Up | Flexibility | Violation | 1 | 2025-03-21 22:00 | 21.7003 | - | 3 | 22 | 0.25
PSH | System | Constraint | Flex Up | Flexibility | Violation | 1 | 2025-03-22 18:30 | 12.48 | - | 3 | 18 | 0.25
PSH | System | Constraint | Flex Up | Flexibility | Violation | 1 | 2025-03-22 18:45 | 54.0956 | - | 3 | 18 | 0.25
PSH | System | Constraint | Flex Up | Flexibility | Violation | 1 | 2025-03-23 06:45 | 2.521 | - | 3 | 6 | 0.25
PSH | System | Constraint | Flex Up | Flexibility | Violation | 1 | 2025-03-23 18:45 | 51.5741 | - | 3 | 18 | 0.25
PSH | System | Constraint | Flex Up | Flexibility | Violation | 1 | 2025-03-24 04:45 | 0.57308 | - | 3 | 4 | 0.25
PSH | System | Constraint | Flex Up | Flexibility | Violation | 1 | 2025-03-24 05:30 | 20.5728 | - | 3 | 5 | 0.25
PSH | System | Constraint | Flex Up | Flexibility | Violation | 1 | 2025-03-24 05:45 | 142.8834 | - | 3 | 5 | 0.25
PSH | System | Constraint | Flex Up | Flexibility | Violation | 1 | 2025-03-24 06:15 | 6.18 | - | 3 | 6 | 0.25
PSH | System | Constraint | Flex Up | Flexibility | Violation | 1 | 2025-03-24 16:00 | 0.85436 | - | 3 | 16 | 0.25
PSH | System | Constraint | Flex Up | Flexibility | Violation | 1 | 2025-03-24 16:45 | 19.8409 | - | 3 | 16 | 0.25
PSH | System | Constraint | Flex Up | Flexibility | Violation | 1 | 2025-03-25 04:45 | 4.6376 | - | 3 | 4 | 0.25
PSH | System | Constraint | Flex Up | Flexibility | Violation | 1 | 2025-03-25 05:15 | 1.0024 | - | 3 | 5 | 0.25
PSH | System | Constraint | Flex Up | Flexibility | Violation | 1 | 2025-03-25 05:30 | 4.4009 | - | 3 | 5 | 0.25
PSH | System | Constraint | Flex Up | Flexibility | Violation | 1 | 2025-03-25 05:45 | 91.2993 | - | 3 | 5 | 0.25
PSH | System | Constraint | Flex Up | Flexibility | Violation | 1 | 2025-03-25 17:00 | 14.3822 | - | 3 | 17 | 0.25
PSH | System | Constraint | Flex Up | Flexibility | Violation | 1 | 2025-03-25 17:15 | 0.37426 | - | 3 | 17 | 0.25
PSH | System | Constraint | Flex Up | Flexibility | Violation | 1 | 2025-03-25 18:45 | 52.7846 | - | 3 | 18 | 0.25
PSH | System | Constraint | Flex Up | Flexibility | Violation | 1 | 2025-03-26 05:30 | 24.3633 | - | 3 | 5 | 0.25
PSH | System | Constraint | Flex Up | Flexibility | Violation | 1 | 2025-03-26 05:45 | 124.5227 | - | 3 | 5 | 0.25
PSH | System | Constraint | Flex Up | Flexibility | Violation | 1 | 2025-03-26 15:00 | 2.0307 | - | 3 | 15 | 0.25
PSH | System | Constraint | Flex Up | Flexibility | Violation | 1 | 2025-03-26 19:00 | 47.9546 | - | 3 | 19 | 0.25
PSH | System | Constraint | Flex Up | Flexibility | Violation | 1 | 2025-03-26 23:00 | 10.4225 | - | 3 | 23 | 0.25
PSH | System | Constraint | Flex Up | Flexibility | Violation | 1 | 2025-03-27 19:45 | 19.1448 | - | 3 | 19 | 0.25
PSH | System | Constraint | Flex Up | Flexibility | Violation | 1 | 2025-03-28 06:30 | 0.53149 | - | 3 | 6 | 0.25
PSH | System | Constraint | Flex Up | Flexibility | Violation | 1 | 2025-03-28 06:45 | 59.3211 | - | 3 | 6 | 0.25
PSH | System | Constraint | Flex Up | Flexibility | Violation | 1 | 2025-03-28 17:00 | 54.6502 | - | 3 | 17 | 0.25
PSH | System | Constraint | Flex Up | Flexibility | Violation | 1 | 2025-03-29 06:30 | 38.8416 | - | 3 | 6 | 0.25
PSH | System | Constraint | Flex Up | Flexibility | Violation | 1 | 2025-03-29 06:45 | 123.8441 | - | 3 | 6 | 0.25
PSH | System | Constraint | Flex Up | Flexibility | Violation | 1 | 2025-03-29 17:00 | 19.1203 | - | 3 | 17 | 0.25
PSH | System | Constraint | Flex Up | Flexibility | Violation | 1 | 2025-03-29 20:00 | 101.8926 | - | 3 | 20 | 0.25
PSH | System | Constraint | Flex Up | Flexibility | Violation | 1 | 2025-03-30 06:30 | 40.6858 | - | 3 | 6 | 0.25
PSH | System | Constraint | Flex Up | Flexibility | Violation | 1 | 2025-03-30 06:45 | 87.4578 | - | 3 | 6 | 0.25
PSH | System | Constraint | Flex Up | Flexibility | Violation | 1 | 2025-03-30 18:45 | 44.3292 | - | 3 | 18 | 0.25
PSH | System | Constraint | Flex Up | Flexibility | Violation | 1 | 2025-03-30 19:15 | 16.1502 | - | 3 | 19 | 0.25
PSH | System | Constraint | Flex Up | Flexibility | Violation | 1 | 2025-03-30 19:30 | 12.7693 | - | 3 | 19 | 0.25
PSH | System | Constraint | Flex Up | Flexibility | Violation | 1 | 2025-03-31 05:45 | 34.5674 | - | 3 | 5 | 0.25
PSH | System | Constraint | Flex Up | Flexibility | Violation | 1 | 2025-03-31 20:00 | 86.7215 | - | 3 | 20 | 0.25
PSH | System | Constraint | Flex Up | Flexibility | Violation | 1 | 2025-04-01 05:45 | 28.8656 | - | 4 | 5 | 0.25
PSH | System | Constraint | Flex Up | Flexibility | Violation | 1 | 2025-04-02 05:45 | 63.9891 | - | 4 | 5 | 0.25
PSH | System | Constraint | Flex Up | Flexibility | Violation | 1 | 2025-04-02 19:00 | 6.0375 | - | 4 | 19 | 0.25
PSH | System | Constraint | Flex Up | Flexibility | Violation | 1 | 2025-04-03 05:45 | 58.3127 | - | 4 | 5 | 0.25
PSH | System | Constraint | Flex Up | Flexibility | Violation | 1 | 2025-04-04 05:45 | 75.0501 | - | 4 | 5 | 0.25
PSH | System | Constraint | Flex Up | Flexibility | Violation | 1 | 2025-04-04 06:45 | 13.6773 | - | 4 | 6 | 0.25
PSH | System | Constraint | Flex Up | Flexibility | Violation | 1 | 2025-04-04 15:30 | 24.2745 | - | 4 | 15 | 0.25
PSH | System | Constraint | Flex Up | Flexibility | Violation | 1 | 2025-04-04 15:45 | 0.15542 | - | 4 | 15 | 0.25
PSH | System | Constraint | Flex Up | Flexibility | Violation | 1 | 2025-04-05 06:45 | 13.938 | - | 4 | 6 | 0.25
PSH | System | Constraint | Flex Up | Flexibility | Violation | 1 | 2025-04-05 07:45 | 9.9057 | - | 4 | 7 | 0.25
PSH | System | Constraint | Flex Up | Flexibility | Violation | 1 | 2025-04-06 06:30 | 21.1946 | - | 4 | 6 | 0.25
PSH | System | Constraint | Flex Up | Flexibility | Violation | 1 | 2025-04-06 06:45 | 103.0555 | - | 4 | 6 | 0.25
PSH | System | Constraint | Flex Up | Flexibility | Violation | 1 | 2025-04-07 05:15 | 17.6712 | - | 4 | 5 | 0.25
PSH | System | Constraint | Flex Up | Flexibility | Violation | 1 | 2025-04-07 05:30 | 203.6552 | - | 4 | 5 | 0.25
PSH | System | Constraint | Flex Up | Flexibility | Violation | 1 | 2025-04-07 05:45 | 326.6393 | - | 4 | 5 | 0.25
PSH | System | Constraint | Flex Up | Flexibility | Violation | 1 | 2025-04-07 06:45 | 12.2728 | - | 4 | 6 | 0.25
PSH | System | Constraint | Flex Up | Flexibility | Violation | 1 | 2025-04-07 19:00 | 99.6768 | - | 4 | 19 | 0.25
PSH | System | Constraint | Flex Up | Flexibility | Violation | 1 | 2025-04-07 19:15 | 60.1953 | - | 4 | 19 | 0.25
PSH | System | Constraint | Flex Up | Flexibility | Violation | 1 | 2025-04-08 05:30 | 30.2327 | - | 4 | 5 | 0.25
PSH | System | Constraint | Flex Up | Flexibility | Violation | 1 | 2025-04-08 05:45 | 151.9256 | - | 4 | 5 | 0.25
PSH | System | Constraint | Flex Up | Flexibility | Violation | 1 | 2025-04-08 06:15 | 23.7473 | - | 4 | 6 | 0.25
PSH | System | Constraint | Flex Up | Flexibility | Violation | 1 | 2025-04-08 06:30 | 60.8581 | - | 4 | 6 | 0.25
PSH | System | Constraint | Flex Up | Flexibility | Violation | 1 | 2025-04-08 06:45 | 82.9689 | - | 4 | 6 | 0.25
PSH | System | Constraint | Flex Up | Flexibility | Violation | 1 | 2025-04-08 19:15 | 2.6252 | - | 4 | 19 | 0.25
PSH | System | Constraint | Flex Up | Flexibility | Violation | 1 | 2025-04-09 05:15 | 173.5331 | - | 4 | 5 | 0.25
PSH | System | Constraint | Flex Up | Flexibility | Violation | 1 | 2025-04-09 05:30 | 336.6172 | - | 4 | 5 | 0.25
PSH | System | Constraint | Flex Up | Flexibility | Violation | 1 | 2025-04-09 05:45 | 351.9861 | - | 4 | 5 | 0.25
PSH | System | Constraint | Flex Up | Flexibility | Violation | 1 | 2025-04-09 16:30 | 37.1118 | - | 4 | 16 | 0.25
PSH | System | Constraint | Flex Up | Flexibility | Violation | 1 | 2025-04-09 17:00 | 17.603 | - | 4 | 17 | 0.25
PSH | System | Constraint | Flex Up | Flexibility | Violation | 1 | 2025-04-09 17:30 | 29.0381 | - | 4 | 17 | 0.25
PSH | System | Constraint | Flex Up | Flexibility | Violation | 1 | 2025-04-09 17:45 | 63.5057 | - | 4 | 17 | 0.25
PSH | System | Constraint | Flex Up | Flexibility | Violation | 1 | 2025-04-09 18:45 | 22.3688 | - | 4 | 18 | 0.25
PSH | System | Constraint | Flex Up | Flexibility | Violation | 1 | 2025-04-09 19:00 | 73.8072 | - | 4 | 19 | 0.25
PSH | System | Constraint | Flex Up | Flexibility | Violation | 1 | 2025-04-09 19:15 | 48.2266 | - | 4 | 19 | 0.25
PSH | System | Constraint | Flex Up | Flexibility | Violation | 1 | 2025-04-09 19:45 | 6.5654 | - | 4 | 19 | 0.25
PSH | System | Constraint | Flex Up | Flexibility | Violation | 1 | 2025-04-10 04:45 | 121.8107 | - | 4 | 4 | 0.25
PSH | System | Constraint | Flex Up | Flexibility | Violation | 1 | 2025-04-10 05:15 | 167.0255 | - | 4 | 5 | 0.25
PSH | System | Constraint | Flex Up | Flexibility | Violation | 1 | 2025-04-10 05:30 | 351.9861 | - | 4 | 5 | 0.25
PSH | System | Constraint | Flex Up | Flexibility | Violation | 1 | 2025-04-10 05:45 | 351.9861 | - | 4 | 5 | 0.25
PSH | System | Constraint | Flex Up | Flexibility | Violation | 1 | 2025-04-10 06:45 | 29.3422 | - | 4 | 6 | 0.25
PSH | System | Constraint | Flex Up | Flexibility | Violation | 1 | 2025-04-10 20:00 | 124.2109 | - | 4 | 20 | 0.25
PSH | System | Constraint | Flex Up | Flexibility | Violation | 1 | 2025-04-11 05:45 | 140.3882 | - | 4 | 5 | 0.25
PSH | System | Constraint | Flex Up | Flexibility | Violation | 1 | 2025-04-11 16:00 | 96.5044 | - | 4 | 16 | 0.25
PSH | System | Constraint | Flex Up | Flexibility | Violation | 1 | 2025-04-11 16:15 | 30.9593 | - | 4 | 16 | 0.25
PSH | System | Constraint | Flex Up | Flexibility | Violation | 1 | 2025-04-12 07:45 | 13.9182 | - | 4 | 7 | 0.25
PSH | System | Constraint | Flex Up | Flexibility | Violation | 1 | 2025-04-13 06:30 | 15.3258 | - | 4 | 6 | 0.25
PSH | System | Constraint | Flex Up | Flexibility | Violation | 1 | 2025-04-13 06:45 | 122.2 | - | 4 | 6 | 0.25
PSH | System | Constraint | Flex Up | Flexibility | Violation | 1 | 2025-04-14 04:30 | 70.0732 | - | 4 | 4 | 0.25
PSH | System | Constraint | Flex Up | Flexibility | Violation | 1 | 2025-04-14 04:45 | 285.4386 | - | 4 | 4 | 0.25
PSH | System | Constraint | Flex Up | Flexibility | Violation | 1 | 2025-04-14 05:15 | 155.3218 | - | 4 | 5 | 0.25
PSH | System | Constraint | Flex Up | Flexibility | Violation | 1 | 2025-04-14 05:30 | 223.2633 | - | 4 | 5 | 0.25
PSH | System | Constraint | Flex Up | Flexibility | Violation | 1 | 2025-04-14 05:45 | 284.2049 | - | 4 | 5 | 0.25
PSH | System | Constraint | Flex Up | Flexibility | Violation | 1 | 2025-04-15 05:15 | 135.7402 | - | 4 | 5 | 0.25
PSH | System | Constraint | Flex Up | Flexibility | Violation | 1 | 2025-04-15 05:30 | 260.4693 | - | 4 | 5 | 0.25
PSH | System | Constraint | Flex Up | Flexibility | Violation | 1 | 2025-04-15 05:45 | 351.9861 | - | 4 | 5 | 0.25
PSH | System | Constraint | Flex Up | Flexibility | Violation | 1 | 2025-04-15 16:15 | 4.3491 | - | 4 | 16 | 0.25
PSH | System | Constraint | Flex Up | Flexibility | Violation | 1 | 2025-04-15 16:45 | 36.6351 | - | 4 | 16 | 0.25
PSH | System | Constraint | Flex Up | Flexibility | Violation | 1 | 2025-04-15 17:45 | 9.4521 | - | 4 | 17 | 0.25
PSH | System | Constraint | Flex Up | Flexibility | Violation | 1 | 2025-04-15 19:00 | 11.3313 | - | 4 | 19 | 0.25
PSH | System | Constraint | Flex Up | Flexibility | Violation | 1 | 2025-04-15 19:15 | 6.8443 | - | 4 | 19 | 0.25
PSH | System | Constraint | Flex Up | Flexibility | Violation | 1 | 2025-04-16 05:30 | 78.9303 | - | 4 | 5 | 0.25
PSH | System | Constraint | Flex Up | Flexibility | Violation | 1 | 2025-04-16 05:45 | 221.303 | - | 4 | 5 | 0.25
PSH | System | Constraint | Flex Up | Flexibility | Violation | 1 | 2025-04-16 19:00 | 4.2792 | - | 4 | 19 | 0.25
PSH | System | Constraint | Flex Up | Flexibility | Violation | 1 | 2025-04-17 06:45 | 24.5519 | - | 4 | 6 | 0.25
PSH | System | Constraint | Flex Up | Flexibility | Violation | 1 | 2025-04-17 16:30 | 6.3497 | - | 4 | 16 | 0.25
PSH | System | Constraint | Flex Up | Flexibility | Violation | 1 | 2025-04-17 16:45 | 18.674 | - | 4 | 16 | 0.25
PSH | System | Constraint | Flex Up | Flexibility | Violation | 1 | 2025-04-17 17:45 | 8.256 | - | 4 | 17 | 0.25
PSH | System | Constraint | Flex Up | Flexibility | Violation | 1 | 2025-04-17 18:45 | 14.719 | - | 4 | 18 | 0.25
PSH | System | Constraint | Flex Up | Flexibility | Violation | 1 | 2025-04-18 06:45 | 96.7906 | - | 4 | 6 | 0.25
PSH | System | Constraint | Flex Up | Flexibility | Violation | 1 | 2025-04-18 16:45 | 0.021109 | - | 4 | 16 | 0.25
PSH | System | Constraint | Flex Up | Flexibility | Violation | 1 | 2025-04-19 06:45 | 56.8294 | - | 4 | 6 | 0.25
PSH | System | Constraint | Flex Up | Flexibility | Violation | 1 | 2025-04-19 07:45 | 47.6483 | - | 4 | 7 | 0.25
PSH | System | Constraint | Flex Up | Flexibility | Violation | 1 | 2025-04-20 05:15 | 62.446 | - | 4 | 5 | 0.25
PSH | System | Constraint | Flex Up | Flexibility | Violation | 1 | 2025-04-20 05:30 | 104.0391 | - | 4 | 5 | 0.25
PSH | System | Constraint | Flex Up | Flexibility | Violation | 1 | 2025-04-20 05:45 | 73.2728 | - | 4 | 5 | 0.25
PSH | System | Constraint | Flex Up | Flexibility | Violation | 1 | 2025-04-20 06:00 | 10.8367 | - | 4 | 6 | 0.25
PSH | System | Constraint | Flex Up | Flexibility | Violation | 1 | 2025-04-20 06:45 | 21.1887 | - | 4 | 6 | 0.25
PSH | System | Constraint | Flex Up | Flexibility | Violation | 1 | 2025-04-20 07:45 | 10.589 | - | 4 | 7 | 0.25
PSH | System | Constraint | Flex Up | Flexibility | Violation | 1 | 2025-04-20 08:00 | 7.4772 | - | 4 | 8 | 0.25
PSH | System | Constraint | Flex Up | Flexibility | Violation | 1 | 2025-04-21 05:30 | 136.0747 | - | 4 | 5 | 0.25
PSH | System | Constraint | Flex Up | Flexibility | Violation | 1 | 2025-04-21 05:45 | 297.6345 | - | 4 | 5 | 0.25
PSH | System | Constraint | Flex Up | Flexibility | Violation | 1 | 2025-04-21 14:45 | 24.0649 | - | 4 | 14 | 0.25
PSH | System | Constraint | Flex Up | Flexibility | Violation | 1 | 2025-04-22 05:30 | 36.5455 | - | 4 | 5 | 0.25
PSH | System | Constraint | Flex Up | Flexibility | Violation | 1 | 2025-04-22 05:45 | 225.0118 | - | 4 | 5 | 0.25
PSH | System | Constraint | Flex Up | Flexibility | Violation | 1 | 2025-04-23 05:15 | 24.316 | - | 4 | 5 | 0.25
PSH | System | Constraint | Flex Up | Flexibility | Violation | 1 | 2025-04-23 05:30 | 206.267 | - | 4 | 5 | 0.25
PSH | System | Constraint | Flex Up | Flexibility | Violation | 1 | 2025-04-23 05:45 | 348.218 | - | 4 | 5 | 0.25
PSH | System | Constraint | Flex Up | Flexibility | Violation | 1 | 2025-04-23 16:30 | 17.275 | - | 4 | 16 | 0.25
PSH | System | Constraint | Flex Up | Flexibility | Violation | 1 | 2025-04-24 05:15 | 219.3526 | - | 4 | 5 | 0.25
PSH | System | Constraint | Flex Up | Flexibility | Violation | 1 | 2025-04-24 05:30 | 265.2165 | - | 4 | 5 | 0.25
PSH | System | Constraint | Flex Up | Flexibility | Violation | 1 | 2025-04-24 05:45 | 326.0805 | - | 4 | 5 | 0.25
PSH | System | Constraint | Flex Up | Flexibility | Violation | 1 | 2025-04-25 05:45 | 125.9102 | - | 4 | 5 | 0.25
PSH | System | Constraint | Flex Up | Flexibility | Violation | 1 | 2025-04-25 20:00 | 6.3621 | - | 4 | 20 | 0.25
PSH | System | Constraint | Flex Up | Flexibility | Violation | 1 | 2025-04-26 06:45 | 16.0031 | - | 4 | 6 | 0.25
PSH | System | Constraint | Flex Up | Flexibility | Violation | 1 | 2025-04-27 06:45 | 58.9703 | - | 4 | 6 | 0.25
PSH | System | Constraint | Flex Up | Flexibility | Violation | 1 | 2025-04-27 19:45 | 56.6241 | - | 4 | 19 | 0.25
PSH | System | Constraint | Flex Up | Flexibility | Violation | 1 | 2025-04-28 05:15 | 109.6741 | - | 4 | 5 | 0.25
PSH | System | Constraint | Flex Up | Flexibility | Violation | 1 | 2025-04-28 05:30 | 202.4493 | - | 4 | 5 | 0.25
PSH | System | Constraint | Flex Up | Flexibility | Violation | 1 | 2025-04-28 05:45 | 291.2246 | - | 4 | 5 | 0.25
PSH | System | Constraint | Flex Up | Flexibility | Violation | 1 | 2025-04-28 06:45 | 2.593 | - | 4 | 6 | 0.25
PSH | System | Constraint | Flex Up | Flexibility | Violation | 1 | 2025-04-28 17:00 | 28.6254 | - | 4 | 17 | 0.25
PSH | System | Constraint | Flex Up | Flexibility | Violation | 1 | 2025-04-29 05:30 | 152.8371 | - | 4 | 5 | 0.25
PSH | System | Constraint | Flex Up | Flexibility | Violation | 1 | 2025-04-29 05:45 | 325.778 | - | 4 | 5 | 0.25
PSH | System | Constraint | Flex Up | Flexibility | Violation | 1 | 2025-04-29 06:45 | 1.9527 | - | 4 | 6 | 0.25
PSH | System | Constraint | Flex Up | Flexibility | Violation | 1 | 2025-04-30 05:45 | 137.5411 | - | 4 | 5 | 0.25
PSH | System | Constraint | Flex Up | Flexibility | Violation | 1 | 2025-04-30 19:45 | 23.4193 | - | 4 | 19 | 0.25
PSH | System | Constraint | Flex Up | Flexibility | Violation | 1 | 2025-05-01 05:30 | 24.6351 | - | 5 | 5 | 0.25
PSH | System | Constraint | Flex Up | Flexibility | Violation | 1 | 2025-05-01 05:45 | 214.5216 | - | 5 | 5 | 0.25
PSH | System | Constraint | Flex Up | Flexibility | Violation | 1 | 2025-05-02 05:30 | 29.1638 | - | 5 | 5 | 0.25
PSH | System | Constraint | Flex Up | Flexibility | Violation | 1 | 2025-05-02 05:45 | 116.666 | - | 5 | 5 | 0.25
PSH | System | Constraint | Flex Up | Flexibility | Violation | 1 | 2025-05-02 17:00 | 16.6036 | - | 5 | 17 | 0.25
PSH | System | Constraint | Flex Up | Flexibility | Violation | 1 | 2025-05-03 05:45 | 31.6624 | - | 5 | 5 | 0.25
PSH | System | Constraint | Flex Up | Flexibility | Violation | 1 | 2025-05-03 07:15 | 0.79394 | - | 5 | 7 | 0.25
PSH | System | Constraint | Flex Up | Flexibility | Violation | 1 | 2025-05-03 07:30 | 2.4306 | - | 5 | 7 | 0.25
PSH | System | Constraint | Flex Up | Flexibility | Violation | 1 | 2025-05-03 15:00 | 11.9077 | - | 5 | 15 | 0.25
PSH | System | Constraint | Flex Up | Flexibility | Violation | 1 | 2025-05-05 06:15 | 80.4024 | - | 5 | 6 | 0.25
PSH | System | Constraint | Flex Up | Flexibility | Violation | 1 | 2025-05-05 06:30 | 95.9656 | - | 5 | 6 | 0.25
PSH | System | Constraint | Flex Up | Flexibility | Violation | 1 | 2025-05-05 06:45 | 86.5288 | - | 5 | 6 | 0.25
PSH | System | Constraint | Flex Up | Flexibility | Violation | 1 | 2025-05-05 15:15 | 1.1397 | - | 5 | 15 | 0.25
PSH | System | Constraint | Flex Up | Flexibility | Violation | 1 | 2025-05-05 15:30 | 13.119 | - | 5 | 15 | 0.25
PSH | System | Constraint | Flex Up | Flexibility | Violation | 1 | 2025-05-05 15:45 | 36.0982 | - | 5 | 15 | 0.25
PSH | System | Constraint | Flex Up | Flexibility | Violation | 1 | 2025-05-06 05:45 | 71.2171 | - | 5 | 5 | 0.25
PSH | System | Constraint | Flex Up | Flexibility | Violation | 1 | 2025-05-07 04:45 | 28.1312 | - | 5 | 4 | 0.25
PSH | System | Constraint | Flex Up | Flexibility | Violation | 1 | 2025-05-07 05:45 | 2.6907 | - | 5 | 5 | 0.25
PSH | System | Constraint | Flex Up | Flexibility | Violation | 1 | 2025-05-07 06:15 | 13.5554 | - | 5 | 6 | 0.25
PSH | System | Constraint | Flex Up | Flexibility | Violation | 1 | 2025-05-07 06:45 | 27.9702 | - | 5 | 6 | 0.25
PSH | System | Constraint | Flex Up | Flexibility | Violation | 1 | 2025-05-07 14:45 | 2.2348 | - | 5 | 14 | 0.25
PSH | System | Constraint | Flex Up | Flexibility | Violation | 1 | 2025-05-07 15:00 | 9.0563 | - | 5 | 15 | 0.25
PSH | System | Constraint | Flex Up | Flexibility | Violation | 1 | 2025-05-08 06:45 | 42.2943 | - | 5 | 6 | 0.25
PSH | System | Constraint | Flex Up | Flexibility | Violation | 1 | 2025-05-08 16:45 | 4.1059 | - | 5 | 16 | 0.25
PSH | System | Constraint | Flex Up | Flexibility | Violation | 1 | 2025-05-08 18:00 | 19.9263 | - | 5 | 18 | 0.25
PSH | System | Constraint | Flex Up | Flexibility | Violation | 1 | 2025-05-09 05:45 | 47.0819 | - | 5 | 5 | 0.25
PSH | System | Constraint | Flex Up | Flexibility | Violation | 1 | 2025-05-09 07:30 | 41.1144 | - | 5 | 7 | 0.25
PSH | System | Constraint | Flex Up | Flexibility | Violation | 1 | 2025-05-09 07:45 | 39.9393 | - | 5 | 7 | 0.25
PSH | System | Constraint | Flex Up | Flexibility | Violation | 1 | 2025-05-09 16:00 | 26.4536 | - | 5 | 16 | 0.25
PSH | System | Constraint | Flex Up | Flexibility | Violation | 1 | 2025-05-10 06:45 | 26.9606 | - | 5 | 6 | 0.25
PSH | System | Constraint | Flex Up | Flexibility | Violation | 1 | 2025-05-10 20:00 | 23.2974 | - | 5 | 20 | 0.25
PSH | System | Constraint | Flex Up | Flexibility | Violation | 1 | 2025-05-11 07:30 | 68.7067 | - | 5 | 7 | 0.25
PSH | System | Constraint | Flex Up | Flexibility | Violation | 1 | 2025-05-11 07:45 | 145.2976 | - | 5 | 7 | 0.25
PSH | System | Constraint | Flex Up | Flexibility | Violation | 1 | 2025-05-11 11:15 | 0.17026 | - | 5 | 11 | 0.25
PSH | System | Constraint | Flex Up | Flexibility | Violation | 1 | 2025-05-12 04:30 | 1.1474 | - | 5 | 4 | 0.25
PSH | System | Constraint | Flex Up | Flexibility | Violation | 1 | 2025-05-12 05:15 | 42.7233 | - | 5 | 5 | 0.25
PSH | System | Constraint | Flex Up | Flexibility | Violation | 1 | 2025-05-12 05:30 | 165.0862 | - | 5 | 5 | 0.25
PSH | System | Constraint | Flex Up | Flexibility | Violation | 1 | 2025-05-12 05:45 | 247.108 | - | 5 | 5 | 0.25
PSH | System | Constraint | Flex Up | Flexibility | Violation | 1 | 2025-05-12 06:00 | 30.137 | - | 5 | 6 | 0.25
PSH | System | Constraint | Flex Up | Flexibility | Violation | 1 | 2025-05-12 06:15 | 150.694 | - | 5 | 6 | 0.25
PSH | System | Constraint | Flex Up | Flexibility | Violation | 1 | 2025-05-12 06:30 | 231.9165 | - | 5 | 6 | 0.25
PSH | System | Constraint | Flex Up | Flexibility | Violation | 1 | 2025-05-12 06:45 | 324.1389 | - | 5 | 6 | 0.25
PSH | System | Constraint | Flex Up | Flexibility | Violation | 1 | 2025-05-12 07:30 | 22.0188 | - | 5 | 7 | 0.25
PSH | System | Constraint | Flex Up | Flexibility | Violation | 1 | 2025-05-12 07:45 | 18.2385 | - | 5 | 7 | 0.25
PSH | System | Constraint | Flex Up | Flexibility | Violation | 1 | 2025-05-12 13:00 | 0.28448 | - | 5 | 13 | 0.25
PSH | System | Constraint | Flex Up | Flexibility | Violation | 1 | 2025-05-12 16:00 | 5.8009 | - | 5 | 16 | 0.25
PSH | System | Constraint | Flex Up | Flexibility | Violation | 1 | 2025-05-13 05:30 | 12.7256 | - | 5 | 5 | 0.25
PSH | System | Constraint | Flex Up | Flexibility | Violation | 1 | 2025-05-13 05:45 | 122.9269 | - | 5 | 5 | 0.25
PSH | System | Constraint | Flex Up | Flexibility | Violation | 1 | 2025-05-13 06:30 | 48.4708 | - | 5 | 6 | 0.25
PSH | System | Constraint | Flex Up | Flexibility | Violation | 1 | 2025-05-13 06:45 | 100.9281 | - | 5 | 6 | 0.25
PSH | System | Constraint | Flex Up | Flexibility | Violation | 1 | 2025-05-14 01:00 | 3.3158 | - | 5 | 1 | 0.25
PSH | System | Constraint | Flex Up | Flexibility | Violation | 1 | 2025-05-14 05:30 | 92.6742 | - | 5 | 5 | 0.25
PSH | System | Constraint | Flex Up | Flexibility | Violation | 1 | 2025-05-14 05:45 | 226.2992 | - | 5 | 5 | 0.25
PSH | System | Constraint | Flex Up | Flexibility | Violation | 1 | 2025-05-14 06:15 | 17.968 | - | 5 | 6 | 0.25
PSH | System | Constraint | Flex Up | Flexibility | Violation | 1 | 2025-05-14 06:30 | 64.8325 | - | 5 | 6 | 0.25
PSH | System | Constraint | Flex Up | Flexibility | Violation | 1 | 2025-05-14 06:45 | 78.6969 | - | 5 | 6 | 0.25
PSH | System | Constraint | Flex Up | Flexibility | Violation | 1 | 2025-05-14 14:00 | 52.3629 | - | 5 | 14 | 0.25
PSH | System | Constraint | Flex Up | Flexibility | Violation | 1 | 2025-05-14 14:15 | 6.6133 | - | 5 | 14 | 0.25
PSH | System | Constraint | Flex Up | Flexibility | Violation | 1 | 2025-05-15 04:45 | 16.4488 | - | 5 | 4 | 0.25
PSH | System | Constraint | Flex Up | Flexibility | Violation | 1 | 2025-05-15 06:30 | 2.055 | - | 5 | 6 | 0.25
PSH | System | Constraint | Flex Up | Flexibility | Violation | 1 | 2025-05-15 06:45 | 48.0835 | - | 5 | 6 | 0.25
PSH | System | Constraint | Flex Up | Flexibility | Violation | 1 | 2025-05-15 19:00 | 82.7529 | - | 5 | 19 | 0.25
PSH | System | Constraint | Flex Up | Flexibility | Violation | 1 | 2025-05-15 19:15 | 8.71 | - | 5 | 19 | 0.25
PSH | System | Constraint | Flex Up | Flexibility | Violation | 1 | 2025-05-16 05:45 | 44.8223 | - | 5 | 5 | 0.25
PSH | System | Constraint | Flex Up | Flexibility | Violation | 1 | 2025-05-16 06:45 | 51.207 | - | 5 | 6 | 0.25
PSH | System | Constraint | Flex Up | Flexibility | Violation | 1 | 2025-05-18 02:00 | 1.8147 | - | 5 | 2 | 0.25
PSH | System | Constraint | Flex Up | Flexibility | Violation | 1 | 2025-05-18 06:45 | 19.148 | - | 5 | 6 | 0.25
PSH | System | Constraint | Flex Up | Flexibility | Violation | 1 | 2025-05-18 07:45 | 13.8698 | - | 5 | 7 | 0.25
PSH | System | Constraint | Flex Up | Flexibility | Violation | 1 | 2025-05-19 05:45 | 109.0775 | - | 5 | 5 | 0.25
PSH | System | Constraint | Flex Up | Flexibility | Violation | 1 | 2025-05-19 06:15 | 38.0749 | - | 5 | 6 | 0.25
PSH | System | Constraint | Flex Up | Flexibility | Violation | 1 | 2025-05-19 06:30 | 126.2435 | - | 5 | 6 | 0.25
PSH | System | Constraint | Flex Up | Flexibility | Violation | 1 | 2025-05-19 06:45 | 186.4122 | - | 5 | 6 | 0.25
PSH | System | Constraint | Flex Up | Flexibility | Violation | 1 | 2025-05-19 07:30 | 7.7533 | - | 5 | 7 | 0.25
PSH | System | Constraint | Flex Up | Flexibility | Violation | 1 | 2025-05-19 07:45 | 11.1468 | - | 5 | 7 | 0.25
PSH | System | Constraint | Flex Up | Flexibility | Violation | 1 | 2025-05-19 15:45 | 9.4218 | - | 5 | 15 | 0.25
PSH | System | Constraint | Flex Up | Flexibility | Violation | 1 | 2025-05-20 05:30 | 66.3449 | - | 5 | 5 | 0.25
PSH | System | Constraint | Flex Up | Flexibility | Violation | 1 | 2025-05-20 05:45 | 202.7885 | - | 5 | 5 | 0.25
PSH | System | Constraint | Flex Up | Flexibility | Violation | 1 | 2025-05-20 06:15 | 2.9826 | - | 5 | 6 | 0.25
PSH | System | Constraint | Flex Up | Flexibility | Violation | 1 | 2025-05-20 06:45 | 18.3466 | - | 5 | 6 | 0.25
PSH | System | Constraint | Flex Up | Flexibility | Violation | 1 | 2025-05-21 05:45 | 41.4248 | - | 5 | 5 | 0.25
PSH | System | Constraint | Flex Up | Flexibility | Violation | 1 | 2025-05-21 06:15 | 7.1264 | - | 5 | 6 | 0.25
PSH | System | Constraint | Flex Up | Flexibility | Violation | 1 | 2025-05-21 06:30 | 43.4022 | - | 5 | 6 | 0.25
PSH | System | Constraint | Flex Up | Flexibility | Violation | 1 | 2025-05-21 06:45 | 58.6779 | - | 5 | 6 | 0.25
PSH | System | Constraint | Flex Up | Flexibility | Violation | 1 | 2025-05-21 20:00 | 69.0093 | - | 5 | 20 | 0.25
PSH | System | Constraint | Flex Up | Flexibility | Violation | 1 | 2025-05-21 20:15 | 29.4896 | - | 5 | 20 | 0.25
PSH | System | Constraint | Flex Up | Flexibility | Violation | 1 | 2025-05-22 06:00 | 14.8137 | - | 5 | 6 | 0.25
PSH | System | Constraint | Flex Up | Flexibility | Violation | 1 | 2025-05-22 06:15 | 56.6548 | - | 5 | 6 | 0.25
PSH | System | Constraint | Flex Up | Flexibility | Violation | 1 | 2025-05-22 06:30 | 64.496 | - | 5 | 6 | 0.25
PSH | System | Constraint | Flex Up | Flexibility | Violation | 1 | 2025-05-22 06:45 | 57.3371 | - | 5 | 6 | 0.25
PSH | System | Constraint | Flex Up | Flexibility | Violation | 1 | 2025-05-22 15:15 | 12.0506 | - | 5 | 15 | 0.25
PSH | System | Constraint | Flex Up | Flexibility | Violation | 1 | 2025-05-22 15:45 | 12.0506 | - | 5 | 15 | 0.25
PSH | System | Constraint | Flex Up | Flexibility | Violation | 1 | 2025-05-23 06:45 | 64.8522 | - | 5 | 6 | 0.25
PSH | System | Constraint | Flex Up | Flexibility | Violation | 1 | 2025-05-23 10:00 | 22.6087 | - | 5 | 10 | 0.25
PSH | System | Constraint | Flex Up | Flexibility | Violation | 1 | 2025-05-23 10:15 | 22.6087 | - | 5 | 10 | 0.25
PSH | System | Constraint | Flex Up | Flexibility | Violation | 1 | 2025-05-23 10:30 | 22.6087 | - | 5 | 10 | 0.25
PSH | System | Constraint | Flex Up | Flexibility | Violation | 1 | 2025-05-23 10:45 | 22.6087 | - | 5 | 10 | 0.25
PSH | System | Constraint | Flex Up | Flexibility | Violation | 1 | 2025-05-23 23:15 | 3.6806 | - | 5 | 23 | 0.25
PSH | System | Constraint | Flex Up | Flexibility | Violation | 1 | 2025-05-24 05:15 | 24.998 | - | 5 | 5 | 0.25
PSH | System | Constraint | Flex Up | Flexibility | Violation | 1 | 2025-05-25 06:15 | 28.2511 | - | 5 | 6 | 0.25
PSH | System | Constraint | Flex Up | Flexibility | Violation | 1 | 2025-05-25 06:45 | 18.2659 | - | 5 | 6 | 0.25
PSH | System | Constraint | Flex Up | Flexibility | Violation | 1 | 2025-05-25 07:00 | 36.7202 | - | 5 | 7 | 0.25
PSH | System | Constraint | Flex Up | Flexibility | Violation | 1 | 2025-05-25 07:15 | 46.6839 | - | 5 | 7 | 0.25
PSH | System | Constraint | Flex Up | Flexibility | Violation | 1 | 2025-05-25 07:30 | 32.6476 | - | 5 | 7 | 0.25
PSH | System | Constraint | Flex Up | Flexibility | Violation | 1 | 2025-05-25 07:45 | 28.6113 | - | 5 | 7 | 0.25
PSH | System | Constraint | Flex Up | Flexibility | Violation | 1 | 2025-05-25 15:00 | 31.5382 | - | 5 | 15 | 0.25
PSH | System | Constraint | Flex Up | Flexibility | Violation | 1 | 2025-05-25 19:00 | 84.6764 | - | 5 | 19 | 0.25
PSH | System | Constraint | Flex Up | Flexibility | Violation | 1 | 2025-05-25 19:15 | 36.0614 | - | 5 | 19 | 0.25
PSH | System | Constraint | Flex Up | Flexibility | Violation | 1 | 2025-05-25 20:30 | 6.16 | - | 5 | 20 | 0.25
PSH | System | Constraint | Flex Up | Flexibility | Violation | 1 | 2025-05-25 20:45 | 25.4023 | - | 5 | 20 | 0.25
PSH | System | Constraint | Flex Up | Flexibility | Violation | 1 | 2025-05-25 23:00 | 13.9017 | - | 5 | 23 | 0.25
PSH | System | Constraint | Flex Up | Flexibility | Violation | 1 | 2025-05-26 01:15 | 26.0134 | - | 5 | 1 | 0.25
PSH | System | Constraint | Flex Up | Flexibility | Violation | 1 | 2025-05-26 03:00 | 10.9289 | - | 5 | 3 | 0.25
PSH | System | Constraint | Flex Up | Flexibility | Violation | 1 | 2025-05-26 05:45 | 13.9176 | - | 5 | 5 | 0.25
PSH | System | Constraint | Flex Up | Flexibility | Violation | 1 | 2025-05-26 06:00 | 22.2298 | - | 5 | 6 | 0.25
PSH | System | Constraint | Flex Up | Flexibility | Violation | 1 | 2025-05-26 06:15 | 26.872 | - | 5 | 6 | 0.25
PSH | System | Constraint | Flex Up | Flexibility | Violation | 1 | 2025-05-26 06:30 | 8.5142 | - | 5 | 6 | 0.25
PSH | System | Constraint | Flex Up | Flexibility | Violation | 1 | 2025-05-26 06:45 | 79.6565 | - | 5 | 6 | 0.25
PSH | System | Constraint | Flex Up | Flexibility | Violation | 1 | 2025-05-26 07:15 | 35.3869 | - | 5 | 7 | 0.25
PSH | System | Constraint | Flex Up | Flexibility | Violation | 1 | 2025-05-26 07:30 | 71.1368 | - | 5 | 7 | 0.25
PSH | System | Constraint | Flex Up | Flexibility | Violation | 1 | 2025-05-26 07:45 | 102.8867 | - | 5 | 7 | 0.25
PSH | System | Constraint | Flex Up | Flexibility | Violation | 1 | 2025-05-26 08:45 | 17.5176 | - | 5 | 8 | 0.25
PSH | System | Constraint | Flex Up | Flexibility | Violation | 1 | 2025-05-26 09:45 | 17.4653 | - | 5 | 9 | 0.25
PSH | System | Constraint | Flex Up | Flexibility | Violation | 1 | 2025-05-27 05:00 | 10.3011 | - | 5 | 5 | 0.25
PSH | System | Constraint | Flex Up | Flexibility | Violation | 1 | 2025-05-27 05:15 | 28.1417 | - | 5 | 5 | 0.25
PSH | System | Constraint | Flex Up | Flexibility | Violation | 1 | 2025-05-27 05:30 | 17.9823 | - | 5 | 5 | 0.25
PSH | System | Constraint | Flex Up | Flexibility | Violation | 1 | 2025-05-27 05:45 | 77.3228 | - | 5 | 5 | 0.25
PSH | System | Constraint | Flex Up | Flexibility | Violation | 1 | 2025-05-27 06:30 | 42.355 | - | 5 | 6 | 0.25
PSH | System | Constraint | Flex Up | Flexibility | Violation | 1 | 2025-05-27 06:45 | 82.1024 | - | 5 | 6 | 0.25
PSH | System | Constraint | Flex Up | Flexibility | Violation | 1 | 2025-05-27 11:15 | 17.6009 | - | 5 | 11 | 0.25
PSH | System | Constraint | Flex Up | Flexibility | Violation | 1 | 2025-05-27 13:00 | 43.7395 | - | 5 | 13 | 0.25
PSH | System | Constraint | Flex Up | Flexibility | Violation | 1 | 2025-05-27 15:30 | 7.906 | - | 5 | 15 | 0.25
PSH | System | Constraint | Flex Up | Flexibility | Violation | 1 | 2025-05-27 16:15 | 5.4726 | - | 5 | 16 | 0.25
PSH | System | Constraint | Flex Up | Flexibility | Violation | 1 | 2025-05-27 16:30 | 29.6219 | - | 5 | 16 | 0.25
PSH | System | Constraint | Flex Up | Flexibility | Violation | 1 | 2025-05-27 16:45 | 28.7712 | - | 5 | 16 | 0.25
PSH | System | Constraint | Flex Up | Flexibility | Violation | 1 | 2025-05-27 19:00 | 3.0394 | - | 5 | 19 | 0.25
PSH | System | Constraint | Flex Up | Flexibility | Violation | 1 | 2025-05-28 05:45 | 9.0527 | - | 5 | 5 | 0.25
PSH | System | Constraint | Flex Up | Flexibility | Violation | 1 | 2025-05-28 16:15 | 9.3996 | - | 5 | 16 | 0.25
PSH | System | Constraint | Flex Up | Flexibility | Violation | 1 | 2025-05-28 16:30 | 30.9076 | - | 5 | 16 | 0.25
PSH | System | Constraint | Flex Up | Flexibility | Violation | 1 | 2025-05-28 16:45 | 5.4155 | - | 5 | 16 | 0.25
PSH | System | Constraint | Flex Up | Flexibility | Violation | 1 | 2025-05-28 19:00 | 17.7896 | - | 5 | 19 | 0.25
PSH | System | Constraint | Flex Up | Flexibility | Violation | 1 | 2025-05-29 02:00 | 47.7068 | - | 5 | 2 | 0.25
PSH | System | Constraint | Flex Up | Flexibility | Violation | 1 | 2025-05-29 02:15 | 49.9249 | - | 5 | 2 | 0.25
PSH | System | Constraint | Flex Up | Flexibility | Violation | 1 | 2025-05-29 02:30 | 21.6431 | - | 5 | 2 | 0.25
PSH | System | Constraint | Flex Up | Flexibility | Violation | 1 | 2025-05-29 02:45 | 9.3613 | - | 5 | 2 | 0.25
PSH | System | Constraint | Flex Up | Flexibility | Violation | 1 | 2025-05-29 05:45 | 35.3718 | - | 5 | 5 | 0.25
PSH | System | Constraint | Flex Up | Flexibility | Violation | 1 | 2025-05-29 07:45 | 17.6974 | - | 5 | 7 | 0.25
PSH | System | Constraint | Flex Up | Flexibility | Violation | 1 | 2025-05-29 10:00 | 30.4856 | - | 5 | 10 | 0.25
PSH | System | Constraint | Flex Up | Flexibility | Violation | 1 | 2025-05-29 12:00 | 36.0079 | - | 5 | 12 | 0.25
PSH | System | Constraint | Flex Up | Flexibility | Violation | 1 | 2025-05-29 17:15 | 9.4513 | - | 5 | 17 | 0.25
PSH | System | Constraint | Flex Up | Flexibility | Violation | 1 | 2025-05-30 05:15 | 17.0444 | - | 5 | 5 | 0.25
PSH | System | Constraint | Flex Up | Flexibility | Violation | 1 | 2025-05-30 05:45 | 28.3022 | - | 5 | 5 | 0.25
PSH | System | Constraint | Flex Up | Flexibility | Violation | 1 | 2025-05-30 06:30 | 96.1252 | - | 5 | 6 | 0.25
PSH | System | Constraint | Flex Up | Flexibility | Violation | 1 | 2025-05-30 06:45 | 197.0428 | - | 5 | 6 | 0.25
PSH | System | Constraint | Flex Up | Flexibility | Violation | 1 | 2025-05-30 07:30 | 29.1672 | - | 5 | 7 | 0.25
PSH | System | Constraint | Flex Up | Flexibility | Violation | 1 | 2025-05-30 07:45 | 29.0484 | - | 5 | 7 | 0.25
PSH | System | Constraint | Flex Up | Flexibility | Violation | 1 | 2025-05-30 09:15 | 4.7981 | - | 5 | 9 | 0.25
PSH | System | Constraint | Flex Up | Flexibility | Violation | 1 | 2025-05-30 16:00 | 19.175 | - | 5 | 16 | 0.25
PSH | System | Constraint | Flex Up | Flexibility | Violation | 1 | 2025-05-30 16:15 | 28.4017 | - | 5 | 16 | 0.25
PSH | System | Constraint | Flex Up | Flexibility | Violation | 1 | 2025-05-31 06:30 | 1.4408 | - | 5 | 6 | 0.25
PSH | System | Constraint | Flex Up | Flexibility | Violation | 1 | 2025-05-31 07:45 | 9.7003 | - | 5 | 7 | 0.25
PSH | System | Constraint | Flex Up | Flexibility | Violation | 1 | 2025-05-31 17:45 | 28.4739 | - | 5 | 17 | 0.25
PSH | System | Constraint | Flex Up | Flexibility | Violation | 1 | 2025-05-31 18:00 | 19.7789 | - | 5 | 18 | 0.25
PSH | System | Constraint | Flex Up | Flexibility | Violation | 1 | 2025-06-01 15:00 | 43.8518 | - | 6 | 15 | 0.25
PSH | System | Constraint | Flex Up | Flexibility | Violation | 1 | 2025-06-01 19:00 | 13.1668 | - | 6 | 19 | 0.25
PSH | System | Constraint | Flex Up | Flexibility | Violation | 1 | 2025-06-02 05:30 | 7.1218 | - | 6 | 5 | 0.25
PSH | System | Constraint | Flex Up | Flexibility | Violation | 1 | 2025-06-02 05:45 | 44.5954 | - | 6 | 5 | 0.25
PSH | System | Constraint | Flex Up | Flexibility | Violation | 1 | 2025-06-02 20:00 | 1.9985 | - | 6 | 20 | 0.25
PSH | System | Constraint | Flex Up | Flexibility | Violation | 1 | 2025-06-03 05:45 | 7.8521 | - | 6 | 5 | 0.25
PSH | System | Constraint | Flex Up | Flexibility | Violation | 1 | 2025-06-04 05:45 | 56.0277 | - | 6 | 5 | 0.25
PSH | System | Constraint | Flex Up | Flexibility | Violation | 1 | 2025-06-04 17:00 | 68.5785 | - | 6 | 17 | 0.25
PSH | System | Constraint | Flex Up | Flexibility | Violation | 1 | 2025-06-05 05:30 | 12.2079 | - | 6 | 5 | 0.25
PSH | System | Constraint | Flex Up | Flexibility | Violation | 1 | 2025-06-05 05:45 | 53.7566 | - | 6 | 5 | 0.25
PSH | System | Constraint | Flex Up | Flexibility | Violation | 1 | 2025-06-06 05:45 | 7.4703 | - | 6 | 5 | 0.25
PSH | System | Constraint | Flex Up | Flexibility | Violation | 1 | 2025-06-06 17:00 | 32.2868 | - | 6 | 17 | 0.25
PSH | System | Constraint | Flex Up | Flexibility | Violation | 1 | 2025-06-07 05:00 | 28.7144 | - | 6 | 5 | 0.25
PSH | System | Constraint | Flex Up | Flexibility | Violation | 1 | 2025-06-07 06:45 | 40.1729 | - | 6 | 6 | 0.25
PSH | System | Constraint | Flex Up | Flexibility | Violation | 1 | 2025-06-07 17:00 | 40.013 | - | 6 | 17 | 0.25
PSH | System | Constraint | Flex Up | Flexibility | Violation | 1 | 2025-06-07 17:15 | 9.269 | - | 6 | 17 | 0.25
PSH | System | Constraint | Flex Up | Flexibility | Violation | 1 | 2025-06-07 20:00 | 3.6453 | - | 6 | 20 | 0.25
PSH | System | Constraint | Flex Up | Flexibility | Violation | 1 | 2025-06-07 20:15 | 9.6474 | - | 6 | 20 | 0.25
PSH | System | Constraint | Flex Up | Flexibility | Violation | 1 | 2025-06-07 20:30 | 14.6494 | - | 6 | 20 | 0.25
PSH | System | Constraint | Flex Up | Flexibility | Violation | 1 | 2025-06-08 | 51.2028 | - | 6 | 0 | 0.25
PSH | System | Constraint | Flex Up | Flexibility | Violation | 1 | 2025-06-08 06:15 | 38.829 | - | 6 | 6 | 0.25
PSH | System | Constraint | Flex Up | Flexibility | Violation | 1 | 2025-06-08 06:30 | 61.4867 | - | 6 | 6 | 0.25
PSH | System | Constraint | Flex Up | Flexibility | Violation | 1 | 2025-06-08 06:45 | 115.1443 | - | 6 | 6 | 0.25
PSH | System | Constraint | Flex Up | Flexibility | Violation | 1 | 2025-06-08 07:15 | 43.2407 | - | 6 | 7 | 0.25
PSH | System | Constraint | Flex Up | Flexibility | Violation | 1 | 2025-06-08 07:30 | 71.5895 | - | 6 | 7 | 0.25
PSH | System | Constraint | Flex Up | Flexibility | Violation | 1 | 2025-06-08 07:45 | 106.9382 | - | 6 | 7 | 0.25
PSH | System | Constraint | Flex Up | Flexibility | Violation | 1 | 2025-06-08 08:15 | 0.070151 | - | 6 | 8 | 0.25
PSH | System | Constraint | Flex Up | Flexibility | Violation | 1 | 2025-06-08 08:30 | 14.1449 | - | 6 | 8 | 0.25
PSH | System | Constraint | Flex Up | Flexibility | Violation | 1 | 2025-06-08 08:45 | 24.2197 | - | 6 | 8 | 0.25
PSH | System | Constraint | Flex Up | Flexibility | Violation | 1 | 2025-06-08 16:00 | 21.1345 | - | 6 | 16 | 0.25
PSH | System | Constraint | Flex Up | Flexibility | Violation | 1 | 2025-06-08 16:15 | 27.7486 | - | 6 | 16 | 0.25
PSH | System | Constraint | Flex Up | Flexibility | Violation | 1 | 2025-06-08 16:30 | 32.3626 | - | 6 | 16 | 0.25
PSH | System | Constraint | Flex Up | Flexibility | Violation | 1 | 2025-06-08 16:45 | 27.9767 | - | 6 | 16 | 0.25
PSH | System | Constraint | Flex Up | Flexibility | Violation | 1 | 2025-06-08 18:00 | 4.3349 | - | 6 | 18 | 0.25
PSH | System | Constraint | Flex Up | Flexibility | Violation | 1 | 2025-06-08 18:45 | 30.1379 | - | 6 | 18 | 0.25
PSH | System | Constraint | Flex Up | Flexibility | Violation | 1 | 2025-06-08 19:00 | 6.7366 | - | 6 | 19 | 0.25
PSH | System | Constraint | Flex Up | Flexibility | Violation | 1 | 2025-06-09 05:15 | 0.48185 | - | 6 | 5 | 0.25
PSH | System | Constraint | Flex Up | Flexibility | Violation | 1 | 2025-06-09 05:30 | 58.3219 | - | 6 | 5 | 0.25
PSH | System | Constraint | Flex Up | Flexibility | Violation | 1 | 2025-06-09 05:45 | 119.162 | - | 6 | 5 | 0.25
PSH | System | Constraint | Flex Up | Flexibility | Violation | 1 | 2025-06-09 08:00 | 61.5997 | - | 6 | 8 | 0.25
PSH | System | Constraint | Flex Up | Flexibility | Violation | 1 | 2025-06-09 14:00 | 75.4278 | - | 6 | 14 | 0.25
PSH | System | Constraint | Flex Up | Flexibility | Violation | 1 | 2025-06-09 18:00 | 1.5372 | - | 6 | 18 | 0.25
PSH | System | Constraint | Flex Up | Flexibility | Violation | 1 | 2025-06-10 05:45 | 106.5861 | - | 6 | 5 | 0.25
PSH | System | Constraint | Flex Up | Flexibility | Violation | 1 | 2025-06-10 06:00 | 0.40248 | - | 6 | 6 | 0.25
PSH | System | Constraint | Flex Up | Flexibility | Violation | 1 | 2025-06-10 06:15 | 26.1988 | - | 6 | 6 | 0.25
PSH | System | Constraint | Flex Up | Flexibility | Violation | 1 | 2025-06-10 06:30 | 25.9952 | - | 6 | 6 | 0.25
PSH | System | Constraint | Flex Up | Flexibility | Violation | 1 | 2025-06-10 06:45 | 15.7915 | - | 6 | 6 | 0.25
PSH | System | Constraint | Flex Up | Flexibility | Violation | 1 | 2025-06-10 08:15 | 3.3992 | - | 6 | 8 | 0.25
PSH | System | Constraint | Flex Up | Flexibility | Violation | 1 | 2025-06-10 19:00 | 0.89313 | - | 6 | 19 | 0.25
PSH | System | Constraint | Flex Up | Flexibility | Violation | 1 | 2025-06-11 05:45 | 99.2049 | - | 6 | 5 | 0.25
PSH | System | Constraint | Flex Up | Flexibility | Violation | 1 | 2025-06-11 16:00 | 24.4967 | - | 6 | 16 | 0.25
PSH | System | Constraint | Flex Up | Flexibility | Violation | 1 | 2025-06-11 16:15 | 17.7006 | - | 6 | 16 | 0.25
PSH | System | Constraint | Flex Up | Flexibility | Violation | 1 | 2025-06-11 16:30 | 20.9046 | - | 6 | 16 | 0.25
PSH | System | Constraint | Flex Up | Flexibility | Violation | 1 | 2025-06-11 16:45 | 14.1085 | - | 6 | 16 | 0.25
PSH | System | Constraint | Flex Up | Flexibility | Violation | 1 | 2025-06-12 04:45 | 17.4548 | - | 6 | 4 | 0.25
PSH | System | Constraint | Flex Up | Flexibility | Violation | 1 | 2025-06-12 05:15 | 29.0475 | - | 6 | 5 | 0.25
PSH | System | Constraint | Flex Up | Flexibility | Violation | 1 | 2025-06-12 05:30 | 67.4018 | - | 6 | 5 | 0.25
PSH | System | Constraint | Flex Up | Flexibility | Violation | 1 | 2025-06-12 05:45 | 167.2561 | - | 6 | 5 | 0.25
PSH | System | Constraint | Flex Up | Flexibility | Violation | 1 | 2025-06-12 06:45 | 18.2835 | - | 6 | 6 | 0.25
PSH | System | Constraint | Flex Up | Flexibility | Violation | 1 | 2025-06-12 15:00 | 13.7493 | - | 6 | 15 | 0.25
PSH | System | Constraint | Flex Up | Flexibility | Violation | 1 | 2025-06-12 15:15 | 0.19246 | - | 6 | 15 | 0.25
PSH | System | Constraint | Flex Up | Flexibility | Violation | 1 | 2025-06-12 15:45 | 28.5787 | - | 6 | 15 | 0.25
PSH | System | Constraint | Flex Up | Flexibility | Violation | 1 | 2025-06-12 17:00 | 16.5406 | - | 6 | 17 | 0.25
PSH | System | Constraint | Flex Up | Flexibility | Violation | 1 | 2025-06-12 22:00 | 8.4515 | - | 6 | 22 | 0.25
PSH | System | Constraint | Flex Up | Flexibility | Violation | 1 | 2025-06-13 05:45 | 27.9998 | - | 6 | 5 | 0.25
PSH | System | Constraint | Flex Up | Flexibility | Violation | 1 | 2025-06-13 09:00 | 17.9654 | - | 6 | 9 | 0.25
PSH | System | Constraint | Flex Up | Flexibility | Violation | 1 | 2025-06-13 18:00 | 4.2109 | - | 6 | 18 | 0.25
PSH | System | Constraint | Flex Up | Flexibility | Violation | 1 | 2025-06-14 07:45 | 3.058 | - | 6 | 7 | 0.25
PSH | System | Constraint | Flex Up | Flexibility | Violation | 1 | 2025-06-15 06:15 | 1.5013 | - | 6 | 6 | 0.25
PSH | System | Constraint | Flex Up | Flexibility | Violation | 1 | 2025-06-15 06:30 | 25.2706 | - | 6 | 6 | 0.25
PSH | System | Constraint | Flex Up | Flexibility | Violation | 1 | 2025-06-15 06:45 | 36.54 | - | 6 | 6 | 0.25
PSH | System | Constraint | Flex Up | Flexibility | Violation | 1 | 2025-06-15 17:00 | 1.8486 | - | 6 | 17 | 0.25
PSH | System | Constraint | Flex Up | Flexibility | Violation | 1 | 2025-06-15 17:15 | 1.4469 | - | 6 | 17 | 0.25
PSH | System | Constraint | Flex Up | Flexibility | Violation | 1 | 2025-06-15 17:30 | 5.0453 | - | 6 | 17 | 0.25
PSH | System | Constraint | Flex Up | Flexibility | Violation | 1 | 2025-06-15 17:45 | 7.6437 | - | 6 | 17 | 0.25
PSH | System | Constraint | Flex Up | Flexibility | Violation | 1 | 2025-06-16 18:00 | 16.2446 | - | 6 | 18 | 0.25
PSH | System | Constraint | Flex Up | Flexibility | Violation | 1 | 2025-06-17 06:45 | 31.389 | - | 6 | 6 | 0.25
PSH | System | Constraint | Flex Up | Flexibility | Violation | 1 | 2025-06-17 08:00 | 28.0179 | - | 6 | 8 | 0.25
PSH | System | Constraint | Flex Up | Flexibility | Violation | 1 | 2025-06-18 05:45 | 26.7194 | - | 6 | 5 | 0.25
PSH | System | Constraint | Flex Up | Flexibility | Violation | 1 | 2025-06-20 05:45 | 28.5582 | - | 6 | 5 | 0.25
PSH | System | Constraint | Flex Up | Flexibility | Violation | 1 | 2025-06-20 17:00 | 50.8237 | - | 6 | 17 | 0.25
PSH | System | Constraint | Flex Up | Flexibility | Violation | 1 | 2025-06-20 17:15 | 26.9724 | - | 6 | 17 | 0.25
PSH | System | Constraint | Flex Up | Flexibility | Violation | 1 | 2025-06-20 17:30 | 5.121 | - | 6 | 17 | 0.25
PSH | System | Constraint | Flex Up | Flexibility | Violation | 1 | 2025-06-21 06:45 | 42.845 | - | 6 | 6 | 0.25
PSH | System | Constraint | Flex Up | Flexibility | Violation | 1 | 2025-06-22 20:00 | 13.8072 | - | 6 | 20 | 0.25
PSH | System | Constraint | Flex Up | Flexibility | Violation | 1 | 2025-06-22 20:30 | 3.0383 | - | 6 | 20 | 0.25
PSH | System | Constraint | Flex Up | Flexibility | Violation | 1 | 2025-06-23 20:00 | 3.2564 | - | 6 | 20 | 0.25
PSH | System | Constraint | Flex Up | Flexibility | Violation | 1 | 2025-06-24 05:45 | 8.6223 | - | 6 | 5 | 0.25
PSH | System | Constraint | Flex Up | Flexibility | Violation | 1 | 2025-06-24 08:00 | 43.3554 | - | 6 | 8 | 0.25
PSH | System | Constraint | Flex Up | Flexibility | Violation | 1 | 2025-06-25 05:45 | 18.6766 | - | 6 | 5 | 0.25
PSH | System | Constraint | Flex Up | Flexibility | Violation | 1 | 2025-06-25 19:00 | 18.8582 | - | 6 | 19 | 0.25
PSH | System | Constraint | Flex Up | Flexibility | Violation | 1 | 2025-06-26 05:45 | 23.7973 | - | 6 | 5 | 0.25
PSH | System | Constraint | Flex Up | Flexibility | Violation | 1 | 2025-06-26 16:00 | 2.5017 | - | 6 | 16 | 0.25
PSH | System | Constraint | Flex Up | Flexibility | Violation | 1 | 2025-06-26 22:00 | 31.8914 | - | 6 | 22 | 0.25
PSH | System | Constraint | Flex Up | Flexibility | Violation | 1 | 2025-06-27 05:30 | 16.1512 | - | 6 | 5 | 0.25
PSH | System | Constraint | Flex Up | Flexibility | Violation | 1 | 2025-06-27 05:45 | 18.0749 | - | 6 | 5 | 0.25
PSH | System | Constraint | Flex Up | Flexibility | Violation | 1 | 2025-06-27 06:00 | 21.8219 | - | 6 | 6 | 0.25
PSH | System | Constraint | Flex Up | Flexibility | Violation | 1 | 2025-06-27 06:15 | 1.1588 | - | 6 | 6 | 0.25
PSH | System | Constraint | Flex Up | Flexibility | Violation | 1 | 2025-06-27 19:00 | 1.7199 | - | 6 | 19 | 0.25
PSH | System | Constraint | Flex Up | Flexibility | Violation | 1 | 2025-06-28 06:45 | 42.3726 | - | 6 | 6 | 0.25
PSH | System | Constraint | Flex Up | Flexibility | Violation | 1 | 2025-06-28 12:00 | 4.8427 | - | 6 | 12 | 0.25
PSH | System | Constraint | Flex Up | Flexibility | Violation | 1 | 2025-06-29 07:30 | 41.632 | - | 6 | 7 | 0.25
PSH | System | Constraint | Flex Up | Flexibility | Violation | 1 | 2025-06-29 07:45 | 88.0803 | - | 6 | 7 | 0.25
PSH | System | Constraint | Flex Up | Flexibility | Violation | 1 | 2025-06-30 05:45 | 18.6715 | - | 6 | 5 | 0.25
PSH | System | Constraint | Flex Up | Flexibility | Violation | 1 | 2025-06-30 17:00 | 43.6327 | - | 6 | 17 | 0.25
PSH | System | Constraint | Flex Up | Flexibility | Violation | 1 | 2025-06-30 19:00 | 39.3791 | - | 6 | 19 | 0.25
PSH | System | Constraint | Flex Up | Flexibility | Violation | 1 | 2025-06-30 22:00 | 28.6201 | - | 6 | 22 | 0.25
PSH | System | Constraint | Flex Up | Flexibility | Violation | 1 | 2025-07-01 06:45 | 87.5887 | - | 7 | 6 | 0.25
PSH | System | Constraint | Flex Up | Flexibility | Violation | 1 | 2025-07-02 04:45 | 28.7142 | - | 7 | 4 | 0.25
PSH | System | Constraint | Flex Up | Flexibility | Violation | 1 | 2025-07-02 18:00 | 58.4178 | - | 7 | 18 | 0.25
PSH | System | Constraint | Flex Up | Flexibility | Violation | 1 | 2025-07-02 23:00 | 122.7801 | - | 7 | 23 | 0.25
PSH | System | Constraint | Flex Up | Flexibility | Violation | 1 | 2025-07-02 23:15 | 1.8751 | - | 7 | 23 | 0.25
PSH | System | Constraint | Flex Up | Flexibility | Violation | 1 | 2025-07-04 06:30 | 2.6433 | - | 7 | 6 | 0.25
PSH | System | Constraint | Flex Up | Flexibility | Violation | 1 | 2025-07-04 06:45 | 37.0143 | - | 7 | 6 | 0.25
PSH | System | Constraint | Flex Up | Flexibility | Violation | 1 | 2025-07-04 07:30 | 2.8406 | - | 7 | 7 | 0.25
PSH | System | Constraint | Flex Up | Flexibility | Violation | 1 | 2025-07-04 07:45 | 22.8527 | - | 7 | 7 | 0.25
PSH | System | Constraint | Flex Up | Flexibility | Violation | 1 | 2025-07-04 19:00 | 72.8537 | - | 7 | 19 | 0.25
PSH | System | Constraint | Flex Up | Flexibility | Violation | 1 | 2025-07-05 06:30 | 22.396 | - | 7 | 6 | 0.25
PSH | System | Constraint | Flex Up | Flexibility | Violation | 1 | 2025-07-05 06:45 | 60.7422 | - | 7 | 6 | 0.25
PSH | System | Constraint | Flex Up | Flexibility | Violation | 1 | 2025-07-05 07:00 | 39.2644 | - | 7 | 7 | 0.25
PSH | System | Constraint | Flex Up | Flexibility | Violation | 1 | 2025-07-05 07:45 | 1.7707 | - | 7 | 7 | 0.25
PSH | System | Constraint | Flex Up | Flexibility | Violation | 1 | 2025-07-06 07:45 | 42.1487 | - | 7 | 7 | 0.25
PSH | System | Constraint | Flex Up | Flexibility | Violation | 1 | 2025-07-06 10:30 | 1.9473 | - | 7 | 10 | 0.25
PSH | System | Constraint | Flex Up | Flexibility | Violation | 1 | 2025-07-06 10:45 | 16.0741 | - | 7 | 10 | 0.25
PSH | System | Constraint | Flex Up | Flexibility | Violation | 1 | 2025-07-07 05:30 | 23.2205 | - | 7 | 5 | 0.25
PSH | System | Constraint | Flex Up | Flexibility | Violation | 1 | 2025-07-07 05:45 | 65.0973 | - | 7 | 5 | 0.25
PSH | System | Constraint | Flex Up | Flexibility | Violation | 1 | 2025-07-07 06:00 | 20.7817 | - | 7 | 6 | 0.25
PSH | System | Constraint | Flex Up | Flexibility | Violation | 1 | 2025-07-07 06:45 | 20.4849 | - | 7 | 6 | 0.25
PSH | System | Constraint | Flex Up | Flexibility | Violation | 1 | 2025-07-07 18:00 | 38.0481 | - | 7 | 18 | 0.25
PSH | System | Constraint | Flex Up | Flexibility | Violation | 1 | 2025-07-08 05:45 | 5.988 | - | 7 | 5 | 0.25
PSH | System | Constraint | Flex Up | Flexibility | Violation | 1 | 2025-07-08 06:30 | 51.6521 | - | 7 | 6 | 0.25
PSH | System | Constraint | Flex Up | Flexibility | Violation | 1 | 2025-07-08 06:45 | 61.8501 | - | 7 | 6 | 0.25
PSH | System | Constraint | Flex Up | Flexibility | Violation | 1 | 2025-07-08 07:15 | 7.2255 | - | 7 | 7 | 0.25
PSH | System | Constraint | Flex Up | Flexibility | Violation | 1 | 2025-07-08 07:30 | 29.3132 | - | 7 | 7 | 0.25
PSH | System | Constraint | Flex Up | Flexibility | Violation | 1 | 2025-07-08 07:45 | 25.4009 | - | 7 | 7 | 0.25
PSH | System | Constraint | Flex Up | Flexibility | Violation | 1 | 2025-07-08 19:00 | 35.1528 | - | 7 | 19 | 0.25
PSH | System | Constraint | Flex Up | Flexibility | Violation | 1 | 2025-07-09 06:45 | 102.8379 | - | 7 | 6 | 0.25
PSH | System | Constraint | Flex Up | Flexibility | Violation | 1 | 2025-07-09 07:30 | 22.3276 | - | 7 | 7 | 0.25
PSH | System | Constraint | Flex Up | Flexibility | Violation | 1 | 2025-07-09 07:45 | 44.0441 | - | 7 | 7 | 0.25
PSH | System | Constraint | Flex Up | Flexibility | Violation | 1 | 2025-07-09 17:00 | 113.3593 | - | 7 | 17 | 0.25
PSH | System | Constraint | Flex Up | Flexibility | Violation | 1 | 2025-07-11 15:45 | 0.62752 | - | 7 | 15 | 0.25
PSH | System | Constraint | Flex Up | Flexibility | Violation | 1 | 2025-07-11 16:00 | 27.087 | - | 7 | 16 | 0.25
PSH | System | Constraint | Flex Up | Flexibility | Violation | 1 | 2025-07-11 16:15 | 1.812 | - | 7 | 16 | 0.25
PSH | System | Constraint | Flex Up | Flexibility | Violation | 1 | 2025-07-11 16:30 | 1.5369 | - | 7 | 16 | 0.25
PSH | System | Constraint | Flex Up | Flexibility | Violation | 1 | 2025-07-12 06:15 | 2.8959 | - | 7 | 6 | 0.25
PSH | System | Constraint | Flex Up | Flexibility | Violation | 1 | 2025-07-12 06:45 | 23.5529 | - | 7 | 6 | 0.25
PSH | System | Constraint | Flex Up | Flexibility | Violation | 1 | 2025-07-12 07:30 | 1.3505 | - | 7 | 7 | 0.25
PSH | System | Constraint | Flex Up | Flexibility | Violation | 1 | 2025-07-12 07:45 | 62.9964 | - | 7 | 7 | 0.25
PSH | System | Constraint | Flex Up | Flexibility | Violation | 1 | 2025-07-12 11:15 | 10.2868 | - | 7 | 11 | 0.25
PSH | System | Constraint | Flex Up | Flexibility | Violation | 1 | 2025-07-12 11:30 | 6.2658 | - | 7 | 11 | 0.25
PSH | System | Constraint | Flex Up | Flexibility | Violation | 1 | 2025-07-12 11:45 | 18.2447 | - | 7 | 11 | 0.25
PSH | System | Constraint | Flex Up | Flexibility | Violation | 1 | 2025-07-12 16:00 | 18.5443 | - | 7 | 16 | 0.25
PSH | System | Constraint | Flex Up | Flexibility | Violation | 1 | 2025-07-12 16:15 | 8.8019 | - | 7 | 16 | 0.25
PSH | System | Constraint | Flex Up | Flexibility | Violation | 1 | 2025-07-13 07:45 | 29.4915 | - | 7 | 7 | 0.25
PSH | System | Constraint | Flex Up | Flexibility | Violation | 1 | 2025-07-13 16:30 | 9.6861 | - | 7 | 16 | 0.25
PSH | System | Constraint | Flex Up | Flexibility | Violation | 1 | 2025-07-13 16:45 | 22.6434 | - | 7 | 16 | 0.25
PSH | System | Constraint | Flex Up | Flexibility | Violation | 1 | 2025-07-14 08:30 | 3.6927 | - | 7 | 8 | 0.25
PSH | System | Constraint | Flex Up | Flexibility | Violation | 1 | 2025-07-14 08:45 | 106.5099 | - | 7 | 8 | 0.25
PSH | System | Constraint | Flex Up | Flexibility | Violation | 1 | 2025-07-14 09:15 | 11.1339 | - | 7 | 9 | 0.25
PSH | System | Constraint | Flex Up | Flexibility | Violation | 1 | 2025-07-14 09:30 | 37.5159 | - | 7 | 9 | 0.25
PSH | System | Constraint | Flex Up | Flexibility | Violation | 1 | 2025-07-14 09:45 | 52.898 | - | 7 | 9 | 0.25
PSH | System | Constraint | Flex Up | Flexibility | Violation | 1 | 2025-07-14 16:00 | 82.8886 | - | 7 | 16 | 0.25
PSH | System | Constraint | Flex Up | Flexibility | Violation | 1 | 2025-07-14 16:15 | 62.1612 | - | 7 | 16 | 0.25
PSH | System | Constraint | Flex Up | Flexibility | Violation | 1 | 2025-07-14 16:30 | 29.4338 | - | 7 | 16 | 0.25
PSH | System | Constraint | Flex Up | Flexibility | Violation | 1 | 2025-07-14 17:00 | 10.0437 | - | 7 | 17 | 0.25
PSH | System | Constraint | Flex Up | Flexibility | Violation | 1 | 2025-07-14 18:00 | 173.4041 | - | 7 | 18 | 0.25
PSH | System | Constraint | Flex Up | Flexibility | Violation | 1 | 2025-07-14 18:15 | 73.0531 | - | 7 | 18 | 0.25
PSH | System | Constraint | Flex Up | Flexibility | Violation | 1 | 2025-07-14 18:30 | 79.2021 | - | 7 | 18 | 0.25
PSH | System | Constraint | Flex Up | Flexibility | Violation | 1 | 2025-07-14 18:45 | 6.8511 | - | 7 | 18 | 0.25
PSH | System | Constraint | Flex Up | Flexibility | Violation | 1 | 2025-07-14 20:00 | 55.1579 | - | 7 | 20 | 0.25
PSH | System | Constraint | Flex Up | Flexibility | Violation | 1 | 2025-07-14 20:15 | 69.7323 | - | 7 | 20 | 0.25
PSH | System | Constraint | Flex Up | Flexibility | Violation | 1 | 2025-07-14 20:30 | 59.3066 | - | 7 | 20 | 0.25
PSH | System | Constraint | Flex Up | Flexibility | Violation | 1 | 2025-07-14 20:45 | 0.8809 | - | 7 | 20 | 0.25
PSH | System | Constraint | Flex Up | Flexibility | Violation | 1 | 2025-07-15 05:45 | 7.5893 | - | 7 | 5 | 0.25
PSH | System | Constraint | Flex Up | Flexibility | Violation | 1 | 2025-07-15 20:00 | 33.2112 | - | 7 | 20 | 0.25
PSH | System | Constraint | Flex Up | Flexibility | Violation | 1 | 2025-07-16 05:30 | 26.2207 | - | 7 | 5 | 0.25
PSH | System | Constraint | Flex Up | Flexibility | Violation | 1 | 2025-07-16 05:45 | 0.72658 | - | 7 | 5 | 0.25
PSH | System | Constraint | Flex Up | Flexibility | Violation | 1 | 2025-07-16 17:00 | 33.6825 | - | 7 | 17 | 0.25
PSH | System | Constraint | Flex Up | Flexibility | Violation | 1 | 2025-07-16 18:00 | 26.0648 | - | 7 | 18 | 0.25
PSH | System | Constraint | Flex Up | Flexibility | Violation | 1 | 2025-07-17 06:45 | 5.5005 | - | 7 | 6 | 0.25
PSH | System | Constraint | Flex Up | Flexibility | Violation | 1 | 2025-07-17 16:00 | 118.3704 | - | 7 | 16 | 0.25
PSH | System | Constraint | Flex Up | Flexibility | Violation | 1 | 2025-07-18 05:45 | 30.5748 | - | 7 | 5 | 0.25
PSH | System | Constraint | Flex Up | Flexibility | Violation | 1 | 2025-07-18 06:45 | 35.9735 | - | 7 | 6 | 0.25
PSH | System | Constraint | Flex Up | Flexibility | Violation | 1 | 2025-07-18 16:00 | 33.7839 | - | 7 | 16 | 0.25
PSH | System | Constraint | Flex Up | Flexibility | Violation | 1 | 2025-07-18 21:00 | 26.0604 | - | 7 | 21 | 0.25
PSH | System | Constraint | Flex Up | Flexibility | Violation | 1 | 2025-07-19 06:15 | 13.8986 | - | 7 | 6 | 0.25
PSH | System | Constraint | Flex Up | Flexibility | Violation | 1 | 2025-07-19 06:45 | 57.8701 | - | 7 | 6 | 0.25
PSH | System | Constraint | Flex Up | Flexibility | Violation | 1 | 2025-07-19 19:00 | 30.3804 | - | 7 | 19 | 0.25
PSH | System | Constraint | Flex Up | Flexibility | Violation | 1 | 2025-07-20 06:30 | 3.7185 | - | 7 | 6 | 0.25
PSH | System | Constraint | Flex Up | Flexibility | Violation | 1 | 2025-07-20 21:00 | 38.0369 | - | 7 | 21 | 0.25
PSH | System | Constraint | Flex Up | Flexibility | Violation | 1 | 2025-07-21 05:15 | 16.0615 | - | 7 | 5 | 0.25
PSH | System | Constraint | Flex Up | Flexibility | Violation | 1 | 2025-07-21 05:30 | 27.8422 | - | 7 | 5 | 0.25
PSH | System | Constraint | Flex Up | Flexibility | Violation | 1 | 2025-07-21 05:45 | 32.1229 | - | 7 | 5 | 0.25
PSH | System | Constraint | Flex Up | Flexibility | Violation | 1 | 2025-07-21 06:00 | 24.1968 | - | 7 | 6 | 0.25
PSH | System | Constraint | Flex Up | Flexibility | Violation | 1 | 2025-07-21 21:00 | 40.4414 | - | 7 | 21 | 0.25
PSH | System | Constraint | Flex Up | Flexibility | Violation | 1 | 2025-07-22 06:00 | 33.0018 | - | 7 | 6 | 0.25
PSH | System | Constraint | Flex Up | Flexibility | Violation | 1 | 2025-07-23 07:45 | 28.9564 | - | 7 | 7 | 0.25
PSH | System | Constraint | Flex Up | Flexibility | Violation | 1 | 2025-07-24 05:30 | 23.2606 | - | 7 | 5 | 0.25
PSH | System | Constraint | Flex Up | Flexibility | Violation | 1 | 2025-07-24 05:45 | 77.177 | - | 7 | 5 | 0.25
PSH | System | Constraint | Flex Up | Flexibility | Violation | 1 | 2025-07-24 07:30 | 15.9555 | - | 7 | 7 | 0.25
PSH | System | Constraint | Flex Up | Flexibility | Violation | 1 | 2025-07-24 07:45 | 31.1116 | - | 7 | 7 | 0.25
PSH | System | Constraint | Flex Up | Flexibility | Violation | 1 | 2025-07-24 19:00 | 34.6926 | - | 7 | 19 | 0.25
PSH | System | Constraint | Flex Up | Flexibility | Violation | 1 | 2025-07-25 06:45 | 9.5526 | - | 7 | 6 | 0.25
PSH | System | Constraint | Flex Up | Flexibility | Violation | 1 | 2025-07-25 08:45 | 13.4783 | - | 7 | 8 | 0.25
PSH | System | Constraint | Flex Up | Flexibility | Violation | 1 | 2025-07-25 16:30 | 5.6732 | - | 7 | 16 | 0.25
PSH | System | Constraint | Flex Up | Flexibility | Violation | 1 | 2025-07-25 16:45 | 11.6998 | - | 7 | 16 | 0.25
PSH | System | Constraint | Flex Up | Flexibility | Violation | 1 | 2025-07-26 19:00 | 43.6391 | - | 7 | 19 | 0.25
PSH | System | Constraint | Flex Up | Flexibility | Violation | 1 | 2025-07-27 14:45 | 6.1303 | - | 7 | 14 | 0.25
PSH | System | Constraint | Flex Up | Flexibility | Violation | 1 | 2025-07-28 17:00 | 75.9225 | - | 7 | 17 | 0.25
PSH | System | Constraint | Flex Up | Flexibility | Violation | 1 | 2025-07-30 06:45 | 31.2957 | - | 7 | 6 | 0.25
PSH | System | Constraint | Flex Up | Flexibility | Violation | 1 | 2025-07-30 21:00 | 78.8613 | - | 7 | 21 | 0.25
PSH | System | Constraint | Flex Up | Flexibility | Violation | 1 | 2025-07-31 06:30 | 1.1872 | - | 7 | 6 | 0.25
PSH | System | Constraint | Flex Up | Flexibility | Violation | 1 | 2025-07-31 06:45 | 15.5455 | - | 7 | 6 | 0.25
PSH | System | Constraint | Flex Up | Flexibility | Violation | 1 | 2025-07-31 20:00 | 27.9323 | - | 7 | 20 | 0.25
PSH | System | Constraint | Flex Up | Flexibility | Violation | 1 | 2025-08-01 06:30 | 50.083 | - | 8 | 6 | 0.25
PSH | System | Constraint | Flex Up | Flexibility | Violation | 1 | 2025-08-01 07:30 | 10.6548 | - | 8 | 7 | 0.25
PSH | System | Constraint | Flex Up | Flexibility | Violation | 1 | 2025-08-01 07:45 | 137.6125 | - | 8 | 7 | 0.25
PSH | System | Constraint | Flex Up | Flexibility | Violation | 1 | 2025-08-02 18:00 | 8.7984 | - | 8 | 18 | 0.25
PSH | System | Constraint | Flex Up | Flexibility | Violation | 1 | 2025-08-02 20:00 | 0.28325 | - | 8 | 20 | 0.25
PSH | System | Constraint | Flex Up | Flexibility | Violation | 1 | 2025-08-04 06:45 | 15.5363 | - | 8 | 6 | 0.25
PSH | System | Constraint | Flex Up | Flexibility | Violation | 1 | 2025-08-04 07:45 | 36.1228 | - | 8 | 7 | 0.25
PSH | System | Constraint | Flex Up | Flexibility | Violation | 1 | 2025-08-05 05:00 | 23.8465 | - | 8 | 5 | 0.25
PSH | System | Constraint | Flex Up | Flexibility | Violation | 1 | 2025-08-05 05:15 | 57.4579 | - | 8 | 5 | 0.25
PSH | System | Constraint | Flex Up | Flexibility | Violation | 1 | 2025-08-05 05:30 | 74.0692 | - | 8 | 5 | 0.25
PSH | System | Constraint | Flex Up | Flexibility | Violation | 1 | 2025-08-06 06:30 | 15.3195 | - | 8 | 6 | 0.25
PSH | System | Constraint | Flex Up | Flexibility | Violation | 1 | 2025-08-06 06:45 | 151.4304 | - | 8 | 6 | 0.25
PSH | System | Constraint | Flex Up | Flexibility | Violation | 1 | 2025-08-06 18:00 | 101.0163 | - | 8 | 18 | 0.25
PSH | System | Constraint | Flex Up | Flexibility | Violation | 1 | 2025-08-07 19:00 | 13.3902 | - | 8 | 19 | 0.25
PSH | System | Constraint | Flex Up | Flexibility | Violation | 1 | 2025-08-08 06:45 | 13.2546 | - | 8 | 6 | 0.25
PSH | System | Constraint | Flex Up | Flexibility | Violation | 1 | 2025-08-09 07:30 | 1.9266 | - | 8 | 7 | 0.25
PSH | System | Constraint | Flex Up | Flexibility | Violation | 1 | 2025-08-09 07:45 | 39.2768 | - | 8 | 7 | 0.25
PSH | System | Constraint | Flex Up | Flexibility | Violation | 1 | 2025-08-09 08:45 | 1.392 | - | 8 | 8 | 0.25
PSH | System | Constraint | Flex Up | Flexibility | Violation | 1 | 2025-08-09 16:30 | 2.6049 | - | 8 | 16 | 0.25
PSH | System | Constraint | Flex Up | Flexibility | Violation | 1 | 2025-08-09 16:45 | 3.2806 | - | 8 | 16 | 0.25
PSH | System | Constraint | Flex Up | Flexibility | Violation | 1 | 2025-08-10 06:15 | 13.5546 | - | 8 | 6 | 0.25
PSH | System | Constraint | Flex Up | Flexibility | Violation | 1 | 2025-08-10 06:30 | 5.589 | - | 8 | 6 | 0.25
PSH | System | Constraint | Flex Up | Flexibility | Violation | 1 | 2025-08-10 06:45 | 70.6235 | - | 8 | 6 | 0.25
PSH | System | Constraint | Flex Up | Flexibility | Violation | 1 | 2025-08-10 17:45 | 2.3494 | - | 8 | 17 | 0.25
PSH | System | Constraint | Flex Up | Flexibility | Violation | 1 | 2025-08-10 19:45 | 24.9109 | - | 8 | 19 | 0.25
PSH | System | Constraint | Flex Up | Flexibility | Violation | 1 | 2025-08-11 19:00 | 24.9109 | - | 8 | 19 | 0.25
PSH | System | Constraint | Flex Up | Flexibility | Violation | 1 | 2025-08-12 20:00 | 11.6317 | - | 8 | 20 | 0.25
PSH | System | Constraint | Flex Up | Flexibility | Violation | 1 | 2025-08-13 06:45 | 7.2393 | - | 8 | 6 | 0.25
PSH | System | Constraint | Flex Up | Flexibility | Violation | 1 | 2025-08-14 06:45 | 24.9704 | - | 8 | 6 | 0.25
PSH | System | Constraint | Flex Up | Flexibility | Violation | 1 | 2025-08-14 18:00 | 10.46 | - | 8 | 18 | 0.25
PSH | System | Constraint | Flex Up | Flexibility | Violation | 1 | 2025-08-16 07:15 | 24.4509 | - | 8 | 7 | 0.25
PSH | System | Constraint | Flex Up | Flexibility | Violation | 1 | 2025-08-16 16:15 | 35.2348 | - | 8 | 16 | 0.25
PSH | System | Constraint | Flex Up | Flexibility | Violation | 1 | 2025-08-16 19:45 | 2.8667 | - | 8 | 19 | 0.25
PSH | System | Constraint | Flex Up | Flexibility | Violation | 1 | 2025-08-16 20:15 | 13.9095 | - | 8 | 20 | 0.25
PSH | System | Constraint | Flex Up | Flexibility | Violation | 1 | 2025-08-16 21:30 | 30.5458 | - | 8 | 21 | 0.25
PSH | System | Constraint | Flex Up | Flexibility | Violation | 1 | 2025-08-17 16:00 | 3.2117 | - | 8 | 16 | 0.25
PSH | System | Constraint | Flex Up | Flexibility | Violation | 1 | 2025-08-17 16:15 | 8.5189 | - | 8 | 16 | 0.25
PSH | System | Constraint | Flex Up | Flexibility | Violation | 1 | 2025-08-17 16:30 | 16.8262 | - | 8 | 16 | 0.25
PSH | System | Constraint | Flex Up | Flexibility | Violation | 1 | 2025-08-17 16:45 | 14.1334 | - | 8 | 16 | 0.25
PSH | System | Constraint | Flex Up | Flexibility | Violation | 1 | 2025-08-18 06:00 | 29.085 | - | 8 | 6 | 0.25
PSH | System | Constraint | Flex Up | Flexibility | Violation | 1 | 2025-08-18 06:15 | 46.3095 | - | 8 | 6 | 0.25
PSH | System | Constraint | Flex Up | Flexibility | Violation | 1 | 2025-08-18 16:45 | 14.141 | - | 8 | 16 | 0.25
PSH | System | Constraint | Flex Up | Flexibility | Violation | 1 | 2025-08-18 17:00 | 7.1175 | - | 8 | 17 | 0.25
PSH | System | Constraint | Flex Up | Flexibility | Violation | 1 | 2025-08-18 19:00 | 6.3597 | - | 8 | 19 | 0.25
PSH | System | Constraint | Flex Up | Flexibility | Violation | 1 | 2025-08-18 19:30 | 2.6563 | - | 8 | 19 | 0.25
PSH | System | Constraint | Flex Up | Flexibility | Violation | 1 | 2025-08-19 09:00 | 20.679 | - | 8 | 9 | 0.25
PSH | System | Constraint | Flex Up | Flexibility | Violation | 1 | 2025-08-19 09:15 | 25.1754 | - | 8 | 9 | 0.25
PSH | System | Constraint | Flex Up | Flexibility | Violation | 1 | 2025-08-21 05:45 | 12.4918 | - | 8 | 5 | 0.25
PSH | System | Constraint | Flex Up | Flexibility | Violation | 1 | 2025-08-21 07:00 | 88.7369 | - | 8 | 7 | 0.25
PSH | System | Constraint | Flex Up | Flexibility | Violation | 1 | 2025-08-21 07:15 | 5.0259 | - | 8 | 7 | 0.25
PSH | System | Constraint | Flex Up | Flexibility | Violation | 1 | 2025-08-21 19:00 | 24.0996 | - | 8 | 19 | 0.25
PSH | System | Constraint | Flex Up | Flexibility | Violation | 1 | 2025-08-22 06:45 | 37.4787 | - | 8 | 6 | 0.25
PSH | System | Constraint | Flex Up | Flexibility | Violation | 1 | 2025-08-22 17:00 | 1.575 | - | 8 | 17 | 0.25
PSH | System | Constraint | Flex Up | Flexibility | Violation | 1 | 2025-08-22 19:45 | 7.6985 | - | 8 | 19 | 0.25
PSH | System | Constraint | Flex Up | Flexibility | Violation | 1 | 2025-08-24 06:45 | 20.4257 | - | 8 | 6 | 0.25
PSH | System | Constraint | Flex Up | Flexibility | Violation | 1 | 2025-08-24 15:15 | 0.49201 | - | 8 | 15 | 0.25
PSH | System | Constraint | Flex Up | Flexibility | Violation | 1 | 2025-08-26 06:45 | 5.0514 | - | 8 | 6 | 0.25
PSH | System | Constraint | Flex Up | Flexibility | Violation | 1 | 2025-08-26 16:30 | 18.9554 | - | 8 | 16 | 0.25
PSH | System | Constraint | Flex Up | Flexibility | Violation | 1 | 2025-08-26 16:45 | 41.2001 | - | 8 | 16 | 0.25
PSH | System | Constraint | Flex Up | Flexibility | Violation | 1 | 2025-08-26 17:00 | 23.2535 | - | 8 | 17 | 0.25
PSH | System | Constraint | Flex Up | Flexibility | Violation | 1 | 2025-08-27 06:15 | 15.9541 | - | 8 | 6 | 0.25
PSH | System | Constraint | Flex Up | Flexibility | Violation | 1 | 2025-08-27 07:30 | 58.0859 | - | 8 | 7 | 0.25
PSH | System | Constraint | Flex Up | Flexibility | Violation | 1 | 2025-08-27 07:45 | 88.6025 | - | 8 | 7 | 0.25
PSH | System | Constraint | Flex Up | Flexibility | Violation | 1 | 2025-08-27 08:15 | 1.8459 | - | 8 | 8 | 0.25
PSH | System | Constraint | Flex Up | Flexibility | Violation | 1 | 2025-08-27 08:30 | 50.948 | - | 8 | 8 | 0.25
PSH | System | Constraint | Flex Up | Flexibility | Violation | 1 | 2025-08-27 08:45 | 17.55 | - | 8 | 8 | 0.25
PSH | System | Constraint | Flex Up | Flexibility | Violation | 1 | 2025-08-27 09:45 | 19.6459 | - | 8 | 9 | 0.25
PSH | System | Constraint | Flex Up | Flexibility | Violation | 1 | 2025-08-27 16:15 | 0.69826 | - | 8 | 16 | 0.25
PSH | System | Constraint | Flex Up | Flexibility | Violation | 1 | 2025-08-27 16:30 | 18.1646 | - | 8 | 16 | 0.25
PSH | System | Constraint | Flex Up | Flexibility | Violation | 1 | 2025-08-27 16:45 | 33.7001 | - | 8 | 16 | 0.25
PSH | System | Constraint | Flex Up | Flexibility | Violation | 1 | 2025-08-27 17:00 | 56.9808 | - | 8 | 17 | 0.25
PSH | System | Constraint | Flex Up | Flexibility | Violation | 1 | 2025-08-27 17:15 | 36.4552 | - | 8 | 17 | 0.25
PSH | System | Constraint | Flex Up | Flexibility | Violation | 1 | 2025-08-27 17:30 | 34.9296 | - | 8 | 17 | 0.25
PSH | System | Constraint | Flex Up | Flexibility | Violation | 1 | 2025-08-27 17:45 | 32.404 | - | 8 | 17 | 0.25
PSH | System | Constraint | Flex Up | Flexibility | Violation | 1 | 2025-08-27 18:00 | 42.7773 | - | 8 | 18 | 0.25
PSH | System | Constraint | Flex Up | Flexibility | Violation | 1 | 2025-08-27 18:15 | 16.7031 | - | 8 | 18 | 0.25
PSH | System | Constraint | Flex Up | Flexibility | Violation | 1 | 2025-08-27 19:15 | 15.5862 | - | 8 | 19 | 0.25
PSH | System | Constraint | Flex Up | Flexibility | Violation | 1 | 2025-08-27 19:30 | 36.4802 | - | 8 | 19 | 0.25
PSH | System | Constraint | Flex Up | Flexibility | Violation | 1 | 2025-08-27 19:45 | 34.3743 | - | 8 | 19 | 0.25
PSH | System | Constraint | Flex Up | Flexibility | Violation | 1 | 2025-08-27 20:00 | 10.2158 | - | 8 | 20 | 0.25
PSH | System | Constraint | Flex Up | Flexibility | Violation | 1 | 2025-08-28 05:45 | 0.8123 | - | 8 | 5 | 0.25
PSH | System | Constraint | Flex Up | Flexibility | Violation | 1 | 2025-08-28 20:00 | 10.0576 | - | 8 | 20 | 0.25
PSH | System | Constraint | Flex Up | Flexibility | Violation | 1 | 2025-08-29 06:30 | 3.1691 | - | 8 | 6 | 0.25
PSH | System | Constraint | Flex Up | Flexibility | Violation | 1 | 2025-08-29 06:45 | 29.6643 | - | 8 | 6 | 0.25
PSH | System | Constraint | Flex Up | Flexibility | Violation | 1 | 2025-08-30 06:30 | 18.1257 | - | 8 | 6 | 0.25
PSH | System | Constraint | Flex Up | Flexibility | Violation | 1 | 2025-08-30 06:45 | 13.6906 | - | 8 | 6 | 0.25
PSH | System | Constraint | Flex Up | Flexibility | Violation | 1 | 2025-08-31 16:15 | 8.164 | - | 8 | 16 | 0.25
PSH | System | Constraint | Flex Up | Flexibility | Violation | 1 | 2025-08-31 16:30 | 11.9351 | - | 8 | 16 | 0.25
PSH | System | Constraint | Flex Up | Flexibility | Violation | 1 | 2025-08-31 19:15 | 3.316 | - | 8 | 19 | 0.25
PSH | System | Constraint | Flex Up | Flexibility | Violation | 1 | 2025-09-02 05:00 | 28.0244 | - | 9 | 5 | 0.25
PSH | System | Constraint | Flex Up | Flexibility | Violation | 1 | 2025-09-02 05:15 | 55.0331 | - | 9 | 5 | 0.25
PSH | System | Constraint | Flex Up | Flexibility | Violation | 1 | 2025-09-02 05:30 | 48.0418 | - | 9 | 5 | 0.25
PSH | System | Constraint | Flex Up | Flexibility | Violation | 1 | 2025-09-02 05:45 | 28.0504 | - | 9 | 5 | 0.25
PSH | System | Constraint | Flex Up | Flexibility | Violation | 1 | 2025-09-02 06:45 | 40.1845 | - | 9 | 6 | 0.25
PSH | System | Constraint | Flex Up | Flexibility | Violation | 1 | 2025-09-02 16:00 | 19.6979 | - | 9 | 16 | 0.25
PSH | System | Constraint | Flex Up | Flexibility | Violation | 1 | 2025-09-02 21:00 | 3.0377 | - | 9 | 21 | 0.25
PSH | System | Constraint | Flex Up | Flexibility | Violation | 1 | 2025-09-03 06:00 | 20.8775 | - | 9 | 6 | 0.25
PSH | System | Constraint | Flex Up | Flexibility | Violation | 1 | 2025-09-03 06:15 | 25.8133 | - | 9 | 6 | 0.25
PSH | System | Constraint | Flex Up | Flexibility | Violation | 1 | 2025-09-03 06:30 | 14.7491 | - | 9 | 6 | 0.25
PSH | System | Constraint | Flex Up | Flexibility | Violation | 1 | 2025-09-04 16:00 | 5.2132 | - | 9 | 16 | 0.25
PSH | System | Constraint | Flex Up | Flexibility | Violation | 1 | 2025-09-06 06:45 | 2.1233 | - | 9 | 6 | 0.25
PSH | System | Constraint | Flex Up | Flexibility | Violation | 1 | 2025-09-07 06:00 | 10.3393 | - | 9 | 6 | 0.25
PSH | System | Constraint | Flex Up | Flexibility | Violation | 1 | 2025-09-07 06:15 | 17.8091 | - | 9 | 6 | 0.25
PSH | System | Constraint | Flex Up | Flexibility | Violation | 1 | 2025-09-07 23:00 | 5.6133 | - | 9 | 23 | 0.25
PSH | System | Constraint | Flex Up | Flexibility | Violation | 1 | 2025-09-08 17:00 | 80.2437 | - | 9 | 17 | 0.25
PSH | System | Constraint | Flex Up | Flexibility | Violation | 1 | 2025-09-08 17:15 | 29.8767 | - | 9 | 17 | 0.25
PSH | System | Constraint | Flex Up | Flexibility | Violation | 1 | 2025-09-09 05:45 | 51.3257 | - | 9 | 5 | 0.25
PSH | System | Constraint | Flex Up | Flexibility | Violation | 1 | 2025-09-10 16:30 | 13.8831 | - | 9 | 16 | 0.25
PSH | System | Constraint | Flex Up | Flexibility | Violation | 1 | 2025-09-10 16:45 | 15.2935 | - | 9 | 16 | 0.25
PSH | System | Constraint | Flex Up | Flexibility | Violation | 1 | 2025-09-10 18:45 | 11.4048 | - | 9 | 18 | 0.25
PSH | System | Constraint | Flex Up | Flexibility | Violation | 1 | 2025-09-11 08:00 | 17.9927 | - | 9 | 8 | 0.25
PSH | System | Constraint | Flex Up | Flexibility | Violation | 1 | 2025-09-11 08:15 | 20.366 | - | 9 | 8 | 0.25
PSH | System | Constraint | Flex Up | Flexibility | Violation | 1 | 2025-09-11 08:30 | 35.7393 | - | 9 | 8 | 0.25
PSH | System | Constraint | Flex Up | Flexibility | Violation | 1 | 2025-09-11 08:45 | 47.1126 | - | 9 | 8 | 0.25
PSH | System | Constraint | Flex Up | Flexibility | Violation | 1 | 2025-09-11 18:00 | 8.2374 | - | 9 | 18 | 0.25
PSH | System | Constraint | Flex Up | Flexibility | Violation | 1 | 2025-09-11 18:15 | 12.4684 | - | 9 | 18 | 0.25
PSH | System | Constraint | Flex Up | Flexibility | Violation | 1 | 2025-09-11 18:30 | 23.6995 | - | 9 | 18 | 0.25
PSH | System | Constraint | Flex Up | Flexibility | Violation | 1 | 2025-09-11 18:45 | 22.9306 | - | 9 | 18 | 0.25
PSH | System | Constraint | Flex Up | Flexibility | Violation | 1 | 2025-09-12 05:45 | 14.0241 | - | 9 | 5 | 0.25
PSH | System | Constraint | Flex Up | Flexibility | Violation | 1 | 2025-09-12 18:45 | 12.9359 | - | 9 | 18 | 0.25
PSH | System | Constraint | Flex Up | Flexibility | Violation | 1 | 2025-09-13 06:15 | 9.0559 | - | 9 | 6 | 0.25
PSH | System | Constraint | Flex Up | Flexibility | Violation | 1 | 2025-09-13 06:45 | 28.6316 | - | 9 | 6 | 0.25
PSH | System | Constraint | Flex Up | Flexibility | Violation | 1 | 2025-09-13 17:00 | 11.368 | - | 9 | 17 | 0.25
PSH | System | Constraint | Flex Up | Flexibility | Violation | 1 | 2025-09-13 17:45 | 22.5176 | - | 9 | 17 | 0.25
PSH | System | Constraint | Flex Up | Flexibility | Violation | 1 | 2025-09-13 18:45 | 38.4806 | - | 9 | 18 | 0.25
PSH | System | Constraint | Flex Up | Flexibility | Violation | 1 | 2025-09-15 05:45 | 72.0879 | - | 9 | 5 | 0.25
PSH | System | Constraint | Flex Up | Flexibility | Violation | 1 | 2025-09-15 18:45 | 41.2263 | - | 9 | 18 | 0.25
PSH | System | Constraint | Flex Up | Flexibility | Violation | 1 | 2025-09-15 19:00 | 17.2789 | - | 9 | 19 | 0.25
PSH | System | Constraint | Flex Up | Flexibility | Violation | 1 | 2025-09-16 06:15 | 17.8123 | - | 9 | 6 | 0.25
PSH | System | Constraint | Flex Up | Flexibility | Violation | 1 | 2025-09-16 06:45 | 23.2968 | - | 9 | 6 | 0.25
PSH | System | Constraint | Flex Up | Flexibility | Violation | 1 | 2025-09-16 16:30 | 5.3089 | - | 9 | 16 | 0.25
PSH | System | Constraint | Flex Up | Flexibility | Violation | 1 | 2025-09-16 16:45 | 36.3328 | - | 9 | 16 | 0.25
PSH | System | Constraint | Flex Up | Flexibility | Violation | 1 | 2025-09-16 17:45 | 16.3295 | - | 9 | 17 | 0.25
PSH | System | Constraint | Flex Up | Flexibility | Violation | 1 | 2025-09-16 18:15 | 3.6866 | - | 9 | 18 | 0.25
PSH | System | Constraint | Flex Up | Flexibility | Violation | 1 | 2025-09-16 18:30 | 8.8146 | - | 9 | 18 | 0.25
PSH | System | Constraint | Flex Up | Flexibility | Violation | 1 | 2025-09-16 18:45 | 18.9427 | - | 9 | 18 | 0.25
PSH | System | Constraint | Flex Up | Flexibility | Violation | 1 | 2025-09-19 05:30 | 5.1931 | - | 9 | 5 | 0.25
PSH | System | Constraint | Flex Up | Flexibility | Violation | 1 | 2025-09-19 05:45 | 63.447 | - | 9 | 5 | 0.25
PSH | System | Constraint | Flex Up | Flexibility | Violation | 1 | 2025-09-20 06:30 | 27.836 | - | 9 | 6 | 0.25
PSH | System | Constraint | Flex Up | Flexibility | Violation | 1 | 2025-09-20 06:45 | 62.5478 | - | 9 | 6 | 0.25
PSH | System | Constraint | Flex Up | Flexibility | Violation | 1 | 2025-09-21 16:00 | 52.8646 | - | 9 | 16 | 0.25
PSH | System | Constraint | Flex Up | Flexibility | Violation | 1 | 2025-09-21 16:15 | 17.7148 | - | 9 | 16 | 0.25
PSH | System | Constraint | Flex Up | Flexibility | Violation | 1 | 2025-09-21 18:00 | 39.9721 | - | 9 | 18 | 0.25
PSH | System | Constraint | Flex Up | Flexibility | Violation | 1 | 2025-09-21 18:15 | 2.9266 | - | 9 | 18 | 0.25
PSH | System | Constraint | Flex Up | Flexibility | Violation | 1 | 2025-09-22 18:00 | 20.595 | - | 9 | 18 | 0.25
PSH | System | Constraint | Flex Up | Flexibility | Violation | 1 | 2025-09-22 18:15 | 7.8751 | - | 9 | 18 | 0.25
PSH | System | Constraint | Flex Up | Flexibility | Violation | 1 | 2025-09-23 06:00 | 4.9646 | - | 9 | 6 | 0.25
PSH | System | Constraint | Flex Up | Flexibility | Violation | 1 | 2025-09-23 18:45 | 10.2295 | - | 9 | 18 | 0.25
PSH | System | Constraint | Flex Up | Flexibility | Violation | 1 | 2025-09-24 06:00 | 77.7783 | - | 9 | 6 | 0.25
PSH | System | Constraint | Flex Up | Flexibility | Violation | 1 | 2025-09-24 06:15 | 20.2898 | - | 9 | 6 | 0.25
PSH | System | Constraint | Flex Up | Flexibility | Violation | 1 | 2025-09-24 06:30 | 33.8012 | - | 9 | 6 | 0.25
PSH | System | Constraint | Flex Up | Flexibility | Violation | 1 | 2025-09-24 06:45 | 34.3127 | - | 9 | 6 | 0.25
PSH | System | Constraint | Flex Up | Flexibility | Violation | 1 | 2025-09-24 18:00 | 5.6698 | - | 9 | 18 | 0.25
PSH | System | Constraint | Flex Up | Flexibility | Violation | 1 | 2025-09-25 06:15 | 39.0922 | - | 9 | 6 | 0.25
PSH | System | Constraint | Flex Up | Flexibility | Violation | 1 | 2025-09-25 06:45 | 23.458 | - | 9 | 6 | 0.25
PSH | System | Constraint | Flex Up | Flexibility | Violation | 1 | 2025-09-25 17:00 | 18.1867 | - | 9 | 17 | 0.25
PSH | System | Constraint | Flex Up | Flexibility | Violation | 1 | 2025-09-26 05:45 | 26.0453 | - | 9 | 5 | 0.25
PSH | System | Constraint | Flex Up | Flexibility | Violation | 1 | 2025-09-26 06:15 | 40.8208 | - | 9 | 6 | 0.25
PSH | System | Constraint | Flex Up | Flexibility | Violation | 1 | 2025-09-26 06:30 | 83.5907 | - | 9 | 6 | 0.25
PSH | System | Constraint | Flex Up | Flexibility | Violation | 1 | 2025-09-26 06:45 | 115.3605 | - | 9 | 6 | 0.25
PSH | System | Constraint | Flex Up | Flexibility | Violation | 1 | 2025-09-26 17:00 | 31.7694 | - | 9 | 17 | 0.25
PSH | System | Constraint | Flex Up | Flexibility | Violation | 1 | 2025-09-26 17:45 | 33.6743 | - | 9 | 17 | 0.25
PSH | System | Constraint | Flex Up | Flexibility | Violation | 1 | 2025-09-26 18:00 | 35.8157 | - | 9 | 18 | 0.25
PSH | System | Constraint | Flex Up | Flexibility | Violation | 1 | 2025-09-26 18:15 | 51.7862 | - | 9 | 18 | 0.25
PSH | System | Constraint | Flex Up | Flexibility | Violation | 1 | 2025-09-26 18:30 | 52.7566 | - | 9 | 18 | 0.25
PSH | System | Constraint | Flex Up | Flexibility | Violation | 1 | 2025-09-26 18:45 | 41.727 | - | 9 | 18 | 0.25
PSH | System | Constraint | Flex Up | Flexibility | Violation | 1 | 2025-09-29 05:45 | 30.8685 | - | 9 | 5 | 0.25
PSH | System | Constraint | Flex Up | Flexibility | Violation | 1 | 2025-09-30 05:30 | 11.2058 | - | 9 | 5 | 0.25
PSH | System | Constraint | Flex Up | Flexibility | Violation | 1 | 2025-09-30 05:45 | 107.0089 | - | 9 | 5 | 0.25
PSH | System | Constraint | Flex Up | Flexibility | Violation | 1 | 2025-09-30 18:00 | 5.7167 | - | 9 | 18 | 0.25
PSH | System | Constraint | Flex Up | Flexibility | Violation | 1 | 2025-09-30 18:15 | 41.0517 | - | 9 | 18 | 0.25
PSH | System | Constraint | Flex Up | Flexibility | Violation | 1 | 2025-09-30 18:30 | 36.3868 | - | 9 | 18 | 0.25
PSH | System | Constraint | Flex Up | Flexibility | Violation | 1 | 2025-09-30 18:45 | 13.7219 | - | 9 | 18 | 0.25
PSH | System | Constraint | Flex Up | Flexibility | Violation | 1 | 2025-10-01 05:45 | 55.8164 | - | 10 | 5 | 0.25
PSH | System | Constraint | Flex Up | Flexibility | Violation | 1 | 2025-10-02 05:30 | 8.4119 | - | 10 | 5 | 0.25
PSH | System | Constraint | Flex Up | Flexibility | Violation | 1 | 2025-10-02 05:45 | 83.0246 | - | 10 | 5 | 0.25
PSH | System | Constraint | Flex Up | Flexibility | Violation | 1 | 2025-10-03 16:00 | 41.0691 | - | 10 | 16 | 0.25
PSH | System | Constraint | Flex Up | Flexibility | Violation | 1 | 2025-10-03 16:15 | 44.2361 | - | 10 | 16 | 0.25
PSH | System | Constraint | Flex Up | Flexibility | Violation | 1 | 2025-10-03 16:30 | 42.903 | - | 10 | 16 | 0.25
PSH | System | Constraint | Flex Up | Flexibility | Violation | 1 | 2025-10-03 16:45 | 22.5699 | - | 10 | 16 | 0.25
PSH | System | Constraint | Flex Up | Flexibility | Violation | 1 | 2025-10-03 21:00 | 48.3652 | - | 10 | 21 | 0.25
PSH | System | Constraint | Flex Up | Flexibility | Violation | 1 | 2025-10-04 06:45 | 22.1276 | - | 10 | 6 | 0.25
PSH | System | Constraint | Flex Up | Flexibility | Violation | 1 | 2025-10-04 17:00 | 37.9858 | - | 10 | 17 | 0.25
PSH | System | Constraint | Flex Up | Flexibility | Violation | 1 | 2025-10-04 17:15 | 5.5072 | - | 10 | 17 | 0.25
PSH | System | Constraint | Flex Up | Flexibility | Violation | 1 | 2025-10-05 19:15 | 1.1105 | - | 10 | 19 | 0.25
PSH | System | Constraint | Flex Up | Flexibility | Violation | 1 | 2025-10-05 20:00 | 3.4871 | - | 10 | 20 | 0.25
PSH | System | Constraint | Flex Up | Flexibility | Violation | 1 | 2025-10-06 17:15 | 8.1946 | - | 10 | 17 | 0.25
PSH | System | Constraint | Flex Up | Flexibility | Violation | 1 | 2025-10-06 17:45 | 27.9192 | - | 10 | 17 | 0.25
PSH | System | Constraint | Flex Up | Flexibility | Violation | 1 | 2025-10-07 05:30 | 28.9051 | - | 10 | 5 | 0.25
PSH | System | Constraint | Flex Up | Flexibility | Violation | 1 | 2025-10-07 05:45 | 60.909 | - | 10 | 5 | 0.25
PSH | System | Constraint | Flex Up | Flexibility | Violation | 1 | 2025-10-07 19:00 | 48.1556 | - | 10 | 19 | 0.25
PSH | System | Constraint | Flex Up | Flexibility | Violation | 1 | 2025-10-07 19:15 | 26.1368 | - | 10 | 19 | 0.25
PSH | System | Constraint | Flex Up | Flexibility | Violation | 1 | 2025-10-08 04:45 | 11.6119 | - | 10 | 4 | 0.25
PSH | System | Constraint | Flex Up | Flexibility | Violation | 1 | 2025-10-08 17:45 | 17.757 | - | 10 | 17 | 0.25
PSH | System | Constraint | Flex Up | Flexibility | Violation | 1 | 2025-10-08 22:00 | 23.5458 | - | 10 | 22 | 0.25
PSH | System | Constraint | Flex Up | Flexibility | Violation | 1 | 2025-10-09 06:15 | 29.9762 | - | 10 | 6 | 0.25
PSH | System | Constraint | Flex Up | Flexibility | Violation | 1 | 2025-10-09 06:30 | 41.7218 | - | 10 | 6 | 0.25
PSH | System | Constraint | Flex Up | Flexibility | Violation | 1 | 2025-10-09 06:45 | 45.4675 | - | 10 | 6 | 0.25
PSH | System | Constraint | Flex Up | Flexibility | Violation | 1 | 2025-10-09 10:00 | 18.5514 | - | 10 | 10 | 0.25
PSH | System | Constraint | Flex Up | Flexibility | Violation | 1 | 2025-10-10 05:30 | 39.7542 | - | 10 | 5 | 0.25
PSH | System | Constraint | Flex Up | Flexibility | Violation | 1 | 2025-10-10 05:45 | 19.1579 | - | 10 | 5 | 0.25
PSH | System | Constraint | Flex Up | Flexibility | Violation | 1 | 2025-10-10 06:30 | 1.4182 | - | 10 | 6 | 0.25
PSH | System | Constraint | Flex Up | Flexibility | Violation | 1 | 2025-10-10 06:45 | 3.4564 | - | 10 | 6 | 0.25
PSH | System | Constraint | Flex Up | Flexibility | Violation | 1 | 2025-10-10 17:30 | 19.3989 | - | 10 | 17 | 0.25
PSH | System | Constraint | Flex Up | Flexibility | Violation | 1 | 2025-10-10 17:45 | 84.5445 | - | 10 | 17 | 0.25
PSH | System | Constraint | Flex Up | Flexibility | Violation | 1 | 2025-10-10 18:00 | 15.4601 | - | 10 | 18 | 0.25
PSH | System | Constraint | Flex Up | Flexibility | Violation | 1 | 2025-10-10 18:15 | 28.418 | - | 10 | 18 | 0.25
PSH | System | Constraint | Flex Up | Flexibility | Violation | 1 | 2025-10-10 18:30 | 25.3758 | - | 10 | 18 | 0.25
PSH | System | Constraint | Flex Up | Flexibility | Violation | 1 | 2025-10-10 18:45 | 18.3337 | - | 10 | 18 | 0.25
PSH | System | Constraint | Flex Up | Flexibility | Violation | 1 | 2025-10-11 05:15 | 29.4346 | - | 10 | 5 | 0.25
PSH | System | Constraint | Flex Up | Flexibility | Violation | 1 | 2025-10-11 05:30 | 108.7761 | - | 10 | 5 | 0.25
PSH | System | Constraint | Flex Up | Flexibility | Violation | 1 | 2025-10-11 05:45 | 194.1175 | - | 10 | 5 | 0.25
PSH | System | Constraint | Flex Up | Flexibility | Violation | 1 | 2025-10-11 06:00 | 79.9425 | - | 10 | 6 | 0.25
PSH | System | Constraint | Flex Up | Flexibility | Violation | 1 | 2025-10-11 06:15 | 119.122 | - | 10 | 6 | 0.25
PSH | System | Constraint | Flex Up | Flexibility | Violation | 1 | 2025-10-11 06:30 | 130.3015 | - | 10 | 6 | 0.25
PSH | System | Constraint | Flex Up | Flexibility | Violation | 1 | 2025-10-11 06:45 | 89.981 | - | 10 | 6 | 0.25
PSH | System | Constraint | Flex Up | Flexibility | Violation | 1 | 2025-10-11 07:00 | 62.9953 | - | 10 | 7 | 0.25
PSH | System | Constraint | Flex Up | Flexibility | Violation | 1 | 2025-10-11 07:15 | 58.2196 | - | 10 | 7 | 0.25
PSH | System | Constraint | Flex Up | Flexibility | Violation | 1 | 2025-10-11 07:30 | 46.4439 | - | 10 | 7 | 0.25
PSH | System | Constraint | Flex Up | Flexibility | Violation | 1 | 2025-10-11 07:45 | 35.6683 | - | 10 | 7 | 0.25
PSH | System | Constraint | Flex Up | Flexibility | Violation | 1 | 2025-10-11 08:00 | 103.2251 | - | 10 | 8 | 0.25
PSH | System | Constraint | Flex Up | Flexibility | Violation | 1 | 2025-10-11 08:15 | 54.5119 | - | 10 | 8 | 0.25
PSH | System | Constraint | Flex Up | Flexibility | Violation | 1 | 2025-10-11 18:00 | 73.5222 | - | 10 | 18 | 0.25
PSH | System | Constraint | Flex Up | Flexibility | Violation | 1 | 2025-10-11 18:15 | 42.1111 | - | 10 | 18 | 0.25
PSH | System | Constraint | Flex Up | Flexibility | Violation | 1 | 2025-10-11 18:30 | 59.5449 | - | 10 | 18 | 0.25
PSH | System | Constraint | Flex Up | Flexibility | Violation | 1 | 2025-10-11 18:45 | 28.9559 | - | 10 | 18 | 0.25
PSH | System | Constraint | Flex Up | Flexibility | Violation | 1 | 2025-10-12 17:30 | 17.8317 | - | 10 | 17 | 0.25
PSH | System | Constraint | Flex Up | Flexibility | Violation | 1 | 2025-10-12 17:45 | 77.2965 | - | 10 | 17 | 0.25
PSH | System | Constraint | Flex Up | Flexibility | Violation | 1 | 2025-10-13 06:30 | 32.8802 | - | 10 | 6 | 0.25
PSH | System | Constraint | Flex Up | Flexibility | Violation | 1 | 2025-10-13 06:45 | 68.2483 | - | 10 | 6 | 0.25
PSH | System | Constraint | Flex Up | Flexibility | Violation | 1 | 2025-10-13 17:30 | 24.4228 | - | 10 | 17 | 0.25
PSH | System | Constraint | Flex Up | Flexibility | Violation | 1 | 2025-10-13 17:45 | 69.8697 | - | 10 | 17 | 0.25
PSH | System | Constraint | Flex Up | Flexibility | Violation | 1 | 2025-10-14 05:30 | 13.3081 | - | 10 | 5 | 0.25
PSH | System | Constraint | Flex Up | Flexibility | Violation | 1 | 2025-10-14 05:45 | 80.5804 | - | 10 | 5 | 0.25
PSH | System | Constraint | Flex Up | Flexibility | Violation | 1 | 2025-10-15 16:45 | 27.034 | - | 10 | 16 | 0.25
PSH | System | Constraint | Flex Up | Flexibility | Violation | 1 | 2025-10-15 17:00 | 59.8217 | - | 10 | 17 | 0.25
PSH | System | Constraint | Flex Up | Flexibility | Violation | 1 | 2025-10-15 17:15 | 39.4415 | - | 10 | 17 | 0.25
PSH | System | Constraint | Flex Up | Flexibility | Violation | 1 | 2025-10-15 17:30 | 19.0614 | - | 10 | 17 | 0.25
PSH | System | Constraint | Flex Up | Flexibility | Violation | 1 | 2025-10-16 06:15 | 16.2739 | - | 10 | 6 | 0.25
PSH | System | Constraint | Flex Up | Flexibility | Violation | 1 | 2025-10-16 06:30 | 1.2847 | - | 10 | 6 | 0.25
PSH | System | Constraint | Flex Up | Flexibility | Violation | 1 | 2025-10-17 06:30 | 0.16401 | - | 10 | 6 | 0.25
PSH | System | Constraint | Flex Up | Flexibility | Violation | 1 | 2025-10-17 06:45 | 9.1207 | - | 10 | 6 | 0.25
PSH | System | Constraint | Flex Up | Flexibility | Violation | 1 | 2025-10-18 05:45 | 16.2479 | - | 10 | 5 | 0.25
PSH | System | Constraint | Flex Up | Flexibility | Violation | 1 | 2025-10-18 06:30 | 1.7084 | - | 10 | 6 | 0.25
PSH | System | Constraint | Flex Up | Flexibility | Violation | 1 | 2025-10-18 06:45 | 55.8135 | - | 10 | 6 | 0.25
PSH | System | Constraint | Flex Up | Flexibility | Violation | 1 | 2025-10-18 07:45 | 0.28666 | - | 10 | 7 | 0.25
PSH | System | Constraint | Flex Up | Flexibility | Violation | 1 | 2025-10-18 17:00 | 29.5915 | - | 10 | 17 | 0.25
PSH | System | Constraint | Flex Up | Flexibility | Violation | 1 | 2025-10-19 06:45 | 33.2186 | - | 10 | 6 | 0.25
PSH | System | Constraint | Flex Up | Flexibility | Violation | 1 | 2025-10-19 16:45 | 4.6608 | - | 10 | 16 | 0.25
PSH | System | Constraint | Flex Up | Flexibility | Violation | 1 | 2025-10-20 05:45 | 99.1703 | - | 10 | 5 | 0.25
PSH | System | Constraint | Flex Up | Flexibility | Violation | 1 | 2025-10-20 06:15 | 11.4007 | - | 10 | 6 | 0.25
PSH | System | Constraint | Flex Up | Flexibility | Violation | 1 | 2025-10-20 17:45 | 40.1908 | - | 10 | 17 | 0.25
PSH | System | Constraint | Flex Up | Flexibility | Violation | 1 | 2025-10-21 05:30 | 18.3076 | - | 10 | 5 | 0.25
PSH | System | Constraint | Flex Up | Flexibility | Violation | 1 | 2025-10-21 05:45 | 138.0236 | - | 10 | 5 | 0.25
PSH | System | Constraint | Flex Up | Flexibility | Violation | 1 | 2025-10-22 17:45 | 43.1046 | - | 10 | 17 | 0.25
PSH | System | Constraint | Flex Up | Flexibility | Violation | 1 | 2025-10-22 18:00 | 17.7824 | - | 10 | 18 | 0.25
PSH | System | Constraint | Flex Up | Flexibility | Violation | 1 | 2025-10-22 18:30 | 28.2078 | - | 10 | 18 | 0.25
PSH | System | Constraint | Flex Up | Flexibility | Violation | 1 | 2025-10-23 18:15 | 5.678 | - | 10 | 18 | 0.25
PSH | System | Constraint | Flex Up | Flexibility | Violation | 1 | 2025-10-24 06:00 | 48.825 | - | 10 | 6 | 0.25
PSH | System | Constraint | Flex Up | Flexibility | Violation | 1 | 2025-10-24 06:15 | 46.0947 | - | 10 | 6 | 0.25
PSH | System | Constraint | Flex Up | Flexibility | Violation | 1 | 2025-10-24 06:30 | 81.8644 | - | 10 | 6 | 0.25
PSH | System | Constraint | Flex Up | Flexibility | Violation | 1 | 2025-10-24 06:45 | 106.6341 | - | 10 | 6 | 0.25
PSH | System | Constraint | Flex Up | Flexibility | Violation | 1 | 2025-10-24 16:00 | 53.9473 | - | 10 | 16 | 0.25
PSH | System | Constraint | Flex Up | Flexibility | Violation | 1 | 2025-10-24 16:15 | 32.7276 | - | 10 | 16 | 0.25
PSH | System | Constraint | Flex Up | Flexibility | Violation | 1 | 2025-10-24 16:30 | 8.5079 | - | 10 | 16 | 0.25
PSH | System | Constraint | Flex Up | Flexibility | Violation | 1 | 2025-10-25 06:15 | 3.1287 | - | 10 | 6 | 0.25
PSH | System | Constraint | Flex Up | Flexibility | Violation | 1 | 2025-10-25 06:45 | 56.6818 | - | 10 | 6 | 0.25
PSH | System | Constraint | Flex Up | Flexibility | Violation | 1 | 2025-10-25 17:30 | 0.11312 | - | 10 | 17 | 0.25
PSH | System | Constraint | Flex Up | Flexibility | Violation | 1 | 2025-10-25 17:45 | 24.7222 | - | 10 | 17 | 0.25
PSH | System | Constraint | Flex Up | Flexibility | Violation | 1 | 2025-10-25 18:00 | 11.5222 | - | 10 | 18 | 0.25
PSH | System | Constraint | Flex Up | Flexibility | Violation | 1 | 2025-10-25 18:15 | 4.2711 | - | 10 | 18 | 0.25
PSH | System | Constraint | Flex Up | Flexibility | Violation | 1 | 2025-10-26 05:45 | 4.8331 | - | 10 | 5 | 0.25
PSH | System | Constraint | Flex Up | Flexibility | Violation | 1 | 2025-10-26 06:30 | 6.3543 | - | 10 | 6 | 0.25
PSH | System | Constraint | Flex Up | Flexibility | Violation | 1 | 2025-10-26 06:45 | 56.4795 | - | 10 | 6 | 0.25
PSH | System | Constraint | Flex Up | Flexibility | Violation | 1 | 2025-10-27 06:30 | 19.1056 | - | 10 | 6 | 0.25
PSH | System | Constraint | Flex Up | Flexibility | Violation | 1 | 2025-10-27 06:45 | 23.2365 | - | 10 | 6 | 0.25
PSH | System | Constraint | Flex Up | Flexibility | Violation | 1 | 2025-10-27 16:00 | 131.0395 | - | 10 | 16 | 0.25
PSH | System | Constraint | Flex Up | Flexibility | Violation | 1 | 2025-10-27 16:15 | 117.7527 | - | 10 | 16 | 0.25
PSH | System | Constraint | Flex Up | Flexibility | Violation | 1 | 2025-10-27 16:30 | 105.466 | - | 10 | 16 | 0.25
PSH | System | Constraint | Flex Up | Flexibility | Violation | 1 | 2025-10-27 16:45 | 102.1792 | - | 10 | 16 | 0.25
PSH | System | Constraint | Flex Up | Flexibility | Violation | 1 | 2025-10-27 17:00 | 29.5906 | - | 10 | 17 | 0.25
PSH | System | Constraint | Flex Up | Flexibility | Violation | 1 | 2025-10-27 17:15 | 92.2642 | - | 10 | 17 | 0.25
PSH | System | Constraint | Flex Up | Flexibility | Violation | 1 | 2025-10-27 17:30 | 140.9377 | - | 10 | 17 | 0.25
PSH | System | Constraint | Flex Up | Flexibility | Violation | 1 | 2025-10-27 17:45 | 158.6113 | - | 10 | 17 | 0.25
PSH | System | Constraint | Flex Up | Flexibility | Violation | 1 | 2025-10-28 06:30 | 10.4047 | - | 10 | 6 | 0.25
PSH | System | Constraint | Flex Up | Flexibility | Violation | 1 | 2025-10-28 17:00 | 3.437 | - | 10 | 17 | 0.25
PSH | System | Constraint | Flex Up | Flexibility | Violation | 1 | 2025-10-28 17:15 | 11.2365 | - | 10 | 17 | 0.25
PSH | System | Constraint | Flex Up | Flexibility | Violation | 1 | 2025-10-28 17:30 | 17.036 | - | 10 | 17 | 0.25
PSH | System | Constraint | Flex Up | Flexibility | Violation | 1 | 2025-10-29 05:45 | 54.8374 | - | 10 | 5 | 0.25
PSH | System | Constraint | Flex Up | Flexibility | Violation | 1 | 2025-10-29 17:45 | 37.8796 | - | 10 | 17 | 0.25
PSH | System | Constraint | Flex Up | Flexibility | Violation | 1 | 2025-10-30 05:45 | 22.8659 | - | 10 | 5 | 0.25
PSH | System | Constraint | Flex Up | Flexibility | Violation | 1 | 2025-11-01 06:30 | 44.3708 | - | 11 | 6 | 0.25
PSH | System | Constraint | Flex Up | Flexibility | Violation | 1 | 2025-11-01 06:45 | 166.1423 | - | 11 | 6 | 0.25
PSH | System | Constraint | Flex Up | Flexibility | Violation | 1 | 2025-11-01 17:30 | 29.9835 | - | 11 | 17 | 0.25
PSH | System | Constraint | Flex Up | Flexibility | Violation | 1 | 2025-11-01 17:45 | 43.0867 | - | 11 | 17 | 0.25
PSH | System | Constraint | Flex Up | Flexibility | Violation | 1 | 2025-11-02 08:30 | 20.1311 | - | 11 | 8 | 0.25
PSH | System | Constraint | Flex Up | Flexibility | Violation | 1 | 2025-11-02 08:45 | 31.9276 | - | 11 | 8 | 0.25
PSH | System | Constraint | Flex Up | Flexibility | Violation | 1 | 2025-11-02 10:00 | 2.6855 | - | 11 | 10 | 0.25
PSH | System | Constraint | Flex Up | Flexibility | Violation | 1 | 2025-11-02 17:30 | 11.5696 | - | 11 | 17 | 0.25
PSH | System | Constraint | Flex Up | Flexibility | Violation | 1 | 2025-11-02 21:00 | 38.013 | - | 11 | 21 | 0.25
PSH | System | Constraint | Flex Up | Flexibility | Violation | 1 | 2025-11-02 23:30 | 37.2655 | - | 11 | 23 | 0.25
PSH | System | Constraint | Flex Up | Flexibility | Violation | 1 | 2025-11-03 08:00 | 55.2109 | - | 11 | 8 | 0.25
PSH | System | Constraint | Flex Up | Flexibility | Violation | 1 | 2025-11-03 08:15 | 1.7099 | - | 11 | 8 | 0.25
PSH | System | Constraint | Flex Up | Flexibility | Violation | 1 | 2025-11-04 06:45 | 1.27 | - | 11 | 6 | 0.25
PSH | System | Constraint | Flex Up | Flexibility | Violation | 1 | 2025-11-04 08:00 | 17.7542 | - | 11 | 8 | 0.25
PSH | System | Constraint | Flex Up | Flexibility | Violation | 1 | 2025-11-04 09:00 | 3.6263 | - | 11 | 9 | 0.25
PSH | System | Constraint | Flex Up | Flexibility | Violation | 1 | 2025-11-04 12:00 | 115.0351 | - | 11 | 12 | 0.25
PSH | System | Constraint | Flex Up | Flexibility | Violation | 1 | 2025-11-04 12:15 | 29.4248 | - | 11 | 12 | 0.25
PSH | System | Constraint | Flex Up | Flexibility | Violation | 1 | 2025-11-05 06:45 | 13.2465 | - | 11 | 6 | 0.25
PSH | System | Constraint | Flex Up | Flexibility | Violation | 1 | 2025-11-05 08:00 | 42.0031 | - | 11 | 8 | 0.25
PSH | System | Constraint | Flex Up | Flexibility | Violation | 1 | 2025-11-06 08:00 | 97.0844 | - | 11 | 8 | 0.25
PSH | System | Constraint | Flex Up | Flexibility | Violation | 1 | 2025-11-06 17:30 | 15.5988 | - | 11 | 17 | 0.25
PSH | System | Constraint | Flex Up | Flexibility | Violation | 1 | 2025-11-06 17:45 | 38.0654 | - | 11 | 17 | 0.25
PSH | System | Constraint | Flex Up | Flexibility | Violation | 1 | 2025-11-06 22:00 | 66.9364 | - | 11 | 22 | 0.25
PSH | System | Constraint | Flex Up | Flexibility | Violation | 1 | 2025-11-07 08:00 | 48.6091 | - | 11 | 8 | 0.25
PSH | System | Constraint | Flex Up | Flexibility | Violation | 1 | 2025-11-08 07:45 | 45.3985 | - | 11 | 7 | 0.25
PSH | System | Constraint | Flex Up | Flexibility | Violation | 1 | 2025-11-08 08:30 | 27.519 | - | 11 | 8 | 0.25
PSH | System | Constraint | Flex Up | Flexibility | Violation | 1 | 2025-11-08 08:45 | 73.3481 | - | 11 | 8 | 0.25
PSH | System | Constraint | Flex Up | Flexibility | Violation | 1 | 2025-11-08 09:30 | 13.3472 | - | 11 | 9 | 0.25
PSH | System | Constraint | Flex Up | Flexibility | Violation | 1 | 2025-11-08 09:45 | 19.0035 | - | 11 | 9 | 0.25
PSH | System | Constraint | Flex Up | Flexibility | Violation | 1 | 2025-11-08 13:00 | 77.2303 | - | 11 | 13 | 0.25
PSH | System | Constraint | Flex Up | Flexibility | Violation | 1 | 2025-11-08 13:15 | 22.5723 | - | 11 | 13 | 0.25
PSH | System | Constraint | Flex Up | Flexibility | Violation | 1 | 2025-11-08 17:00 | 20.1466 | - | 11 | 17 | 0.25
PSH | System | Constraint | Flex Up | Flexibility | Violation | 1 | 2025-11-10 06:45 | 6.771 | - | 11 | 6 | 0.25
PSH | System | Constraint | Flex Up | Flexibility | Violation | 1 | 2025-11-10 11:00 | 14.2956 | - | 11 | 11 | 0.25
PSH | System | Constraint | Flex Up | Flexibility | Violation | 1 | 2025-11-10 22:00 | 56.6377 | - | 11 | 22 | 0.25
PSH | System | Constraint | Flex Up | Flexibility | Violation | 1 | 2025-11-11 16:45 | 1.6277 | - | 11 | 16 | 0.25
PSH | System | Constraint | Flex Up | Flexibility | Violation | 1 | 2025-11-11 21:00 | 43.5445 | - | 11 | 21 | 0.25
PSH | System | Constraint | Flex Up | Flexibility | Violation | 1 | 2025-11-12 08:00 | 95.0113 | - | 11 | 8 | 0.25
PSH | System | Constraint | Flex Up | Flexibility | Violation | 1 | 2025-11-12 08:15 | 16.0809 | - | 11 | 8 | 0.25
PSH | System | Constraint | Flex Up | Flexibility | Violation | 1 | 2025-11-12 21:00 | 64.1388 | - | 11 | 21 | 0.25
PSH | System | Constraint | Flex Up | Flexibility | Violation | 1 | 2025-11-14 06:45 | 13.3965 | - | 11 | 6 | 0.25
PSH | System | Constraint | Flex Up | Flexibility | Violation | 1 | 2025-11-14 07:45 | 15.0852 | - | 11 | 7 | 0.25
PSH | System | Constraint | Flex Up | Flexibility | Violation | 1 | 2025-11-14 09:00 | 26.2281 | - | 11 | 9 | 0.25
PSH | System | Constraint | Flex Up | Flexibility | Violation | 1 | 2025-11-14 19:00 | 80.8651 | - | 11 | 19 | 0.25
PSH | System | Constraint | Flex Up | Flexibility | Violation | 1 | 2025-11-15 16:30 | 5.8254 | - | 11 | 16 | 0.25
PSH | System | Constraint | Flex Up | Flexibility | Violation | 1 | 2025-11-15 16:45 | 10.187 | - | 11 | 16 | 0.25
PSH | System | Constraint | Flex Up | Flexibility | Violation | 1 | 2025-11-15 19:00 | 53.3059 | - | 11 | 19 | 0.25
PSH | System | Constraint | Flex Up | Flexibility | Violation | 1 | 2025-11-15 19:30 | 25.3702 | - | 11 | 19 | 0.25
PSH | System | Constraint | Flex Up | Flexibility | Violation | 1 | 2025-11-16 06:45 | 39.0932 | - | 11 | 6 | 0.25
PSH | System | Constraint | Flex Up | Flexibility | Violation | 1 | 2025-11-16 07:30 | 2.8478 | - | 11 | 7 | 0.25
PSH | System | Constraint | Flex Up | Flexibility | Violation | 1 | 2025-11-16 07:45 | 29.0864 | - | 11 | 7 | 0.25
PSH | System | Constraint | Flex Up | Flexibility | Violation | 1 | 2025-11-16 08:30 | 4.277 | - | 11 | 8 | 0.25
PSH | System | Constraint | Flex Up | Flexibility | Violation | 1 | 2025-11-16 08:45 | 30.9929 | - | 11 | 8 | 0.25
PSH | System | Constraint | Flex Up | Flexibility | Violation | 1 | 2025-11-16 20:00 | 2.1732 | - | 11 | 20 | 0.25
PSH | System | Constraint | Flex Up | Flexibility | Violation | 1 | 2025-11-16 22:00 | 5.9628 | - | 11 | 22 | 0.25
PSH | System | Constraint | Flex Up | Flexibility | Violation | 1 | 2025-11-18 07:15 | 23.3468 | - | 11 | 7 | 0.25
PSH | System | Constraint | Flex Up | Flexibility | Violation | 1 | 2025-11-18 07:30 | 23.7009 | - | 11 | 7 | 0.25
PSH | System | Constraint | Flex Up | Flexibility | Violation | 1 | 2025-11-18 07:45 | 19.0551 | - | 11 | 7 | 0.25
PSH | System | Constraint | Flex Up | Flexibility | Violation | 1 | 2025-11-18 18:00 | 8.4054 | - | 11 | 18 | 0.25
PSH | System | Constraint | Flex Up | Flexibility | Violation | 1 | 2025-11-18 22:00 | 56.6377 | - | 11 | 22 | 0.25
PSH | System | Constraint | Flex Up | Flexibility | Violation | 1 | 2025-11-19 06:45 | 30.985 | - | 11 | 6 | 0.25
PSH | System | Constraint | Flex Up | Flexibility | Violation | 1 | 2025-11-20 08:00 | 76.3145 | - | 11 | 8 | 0.25
PSH | System | Constraint | Flex Up | Flexibility | Violation | 1 | 2025-11-20 08:15 | 17.2764 | - | 11 | 8 | 0.25
PSH | System | Constraint | Flex Up | Flexibility | Violation | 1 | 2025-11-20 18:00 | 69.0452 | - | 11 | 18 | 0.25
PSH | System | Constraint | Flex Up | Flexibility | Violation | 1 | 2025-11-21 16:45 | 6.4638 | - | 11 | 16 | 0.25
PSH | System | Constraint | Flex Up | Flexibility | Violation | 1 | 2025-11-21 19:00 | 47.707 | - | 11 | 19 | 0.25
PSH | System | Constraint | Flex Up | Flexibility | Violation | 1 | 2025-11-22 06:45 | 53.2686 | - | 11 | 6 | 0.25
PSH | System | Constraint | Flex Up | Flexibility | Violation | 1 | 2025-11-22 07:45 | 45.6099 | - | 11 | 7 | 0.25
PSH | System | Constraint | Flex Up | Flexibility | Violation | 1 | 2025-11-22 16:15 | 1.5579 | - | 11 | 16 | 0.25
PSH | System | Constraint | Flex Up | Flexibility | Violation | 1 | 2025-11-22 18:00 | 43.9833 | - | 11 | 18 | 0.25
PSH | System | Constraint | Flex Up | Flexibility | Violation | 1 | 2025-11-22 21:15 | 0.54835 | - | 11 | 21 | 0.25
PSH | System | Constraint | Flex Up | Flexibility | Violation | 1 | 2025-11-23 08:30 | 0.65031 | - | 11 | 8 | 0.25
PSH | System | Constraint | Flex Up | Flexibility | Violation | 1 | 2025-11-23 08:45 | 50.2898 | - | 11 | 8 | 0.25
PSH | System | Constraint | Flex Up | Flexibility | Violation | 1 | 2025-11-24 20:00 | 16.5133 | - | 11 | 20 | 0.25
PSH | System | Constraint | Flex Up | Flexibility | Violation | 1 | 2025-11-24 21:00 | 74.4033 | - | 11 | 21 | 0.25
PSH | System | Constraint | Flex Up | Flexibility | Violation | 1 | 2025-11-24 22:00 | 3.0056 | - | 11 | 22 | 0.25
PSH | System | Constraint | Flex Up | Flexibility | Violation | 1 | 2025-11-25 06:45 | 102.8372 | - | 11 | 6 | 0.25
PSH | System | Constraint | Flex Up | Flexibility | Violation | 1 | 2025-11-26 07:00 | 15.371 | - | 11 | 7 | 0.25
PSH | System | Constraint | Flex Up | Flexibility | Violation | 1 | 2025-11-26 07:15 | 17.79 | - | 11 | 7 | 0.25
PSH | System | Constraint | Flex Up | Flexibility | Violation | 1 | 2025-11-26 11:00 | 11.3796 | - | 11 | 11 | 0.25
PSH | System | Constraint | Flex Up | Flexibility | Violation | 1 | 2025-11-27 06:45 | 26.0561 | - | 11 | 6 | 0.25
PSH | System | Constraint | Flex Up | Flexibility | Violation | 1 | 2025-11-27 07:45 | 18.4879 | - | 11 | 7 | 0.25
PSH | System | Constraint | Flex Up | Flexibility | Violation | 1 | 2025-11-27 13:00 | 19.8206 | - | 11 | 13 | 0.25
PSH | System | Constraint | Flex Up | Flexibility | Violation | 1 | 2025-11-27 16:45 | 13.3897 | - | 11 | 16 | 0.25
PSH | System | Constraint | Flex Up | Flexibility | Violation | 1 | 2025-11-27 19:00 | 52.0188 | - | 11 | 19 | 0.25
PSH | System | Constraint | Flex Up | Flexibility | Violation | 1 | 2025-11-28 06:45 | 30.51 | - | 11 | 6 | 0.25
PSH | System | Constraint | Flex Up | Flexibility | Violation | 1 | 2025-11-28 07:30 | 9.9933 | - | 11 | 7 | 0.25
PSH | System | Constraint | Flex Up | Flexibility | Violation | 1 | 2025-11-28 07:45 | 12.1081 | - | 11 | 7 | 0.25
PSH | System | Constraint | Flex Up | Flexibility | Violation | 1 | 2025-11-28 18:00 | 47.456 | - | 11 | 18 | 0.25
PSH | System | Constraint | Flex Up | Flexibility | Violation | 1 | 2025-11-28 18:15 | 25.4256 | - | 11 | 18 | 0.25
PSH | System | Constraint | Flex Up | Flexibility | Violation | 1 | 2025-11-29 07:15 | 18.899 | - | 11 | 7 | 0.25
PSH | System | Constraint | Flex Up | Flexibility | Violation | 1 | 2025-11-29 07:30 | 14.0115 | - | 11 | 7 | 0.25
PSH | System | Constraint | Flex Up | Flexibility | Violation | 1 | 2025-11-29 07:45 | 19.124 | - | 11 | 7 | 0.25
PSH | System | Constraint | Flex Up | Flexibility | Violation | 1 | 2025-11-29 08:00 | 16.9521 | - | 11 | 8 | 0.25
PSH | System | Constraint | Flex Up | Flexibility | Violation | 1 | 2025-11-29 08:15 | 25.1171 | - | 11 | 8 | 0.25
PSH | System | Constraint | Flex Up | Flexibility | Violation | 1 | 2025-11-29 08:30 | 5.2821 | - | 11 | 8 | 0.25
PSH | System | Constraint | Flex Up | Flexibility | Violation | 1 | 2025-11-30 19:00 | 13.3476 | - | 11 | 19 | 0.25
PSH | System | Constraint | Flex Up | Flexibility | Violation | 1 | 2025-12-01 08:00 | 22.064 | - | 12 | 8 | 0.25
PSH | System | Constraint | Flex Up | Flexibility | Violation | 1 | 2025-12-01 21:00 | 54.8538 | - | 12 | 21 | 0.25
PSH | System | Constraint | Flex Up | Flexibility | Violation | 1 | 2025-12-01 23:00 | 18.2009 | - | 12 | 23 | 0.25
PSH | System | Constraint | Flex Up | Flexibility | Violation | 1 | 2025-12-02 08:00 | 13.0887 | - | 12 | 8 | 0.25
PSH | System | Constraint | Flex Up | Flexibility | Violation | 1 | 2025-12-02 17:00 | 120.8979 | - | 12 | 17 | 0.25
PSH | System | Constraint | Flex Up | Flexibility | Violation | 1 | 2025-12-02 17:15 | 53.427 | - | 12 | 17 | 0.25
PSH | System | Constraint | Flex Up | Flexibility | Violation | 1 | 2025-12-02 22:00 | 26.8708 | - | 12 | 22 | 0.25
PSH | System | Constraint | Flex Up | Flexibility | Violation | 1 | 2025-12-03 08:00 | 91.7639 | - | 12 | 8 | 0.25
PSH | System | Constraint | Flex Up | Flexibility | Violation | 1 | 2025-12-04 19:00 | 44.0304 | - | 12 | 19 | 0.25
PSH | System | Constraint | Flex Up | Flexibility | Violation | 1 | 2025-12-04 23:00 | 12.8069 | - | 12 | 23 | 0.25
PSH | System | Constraint | Flex Up | Flexibility | Violation | 1 | 2025-12-05 20:00 | 41.0649 | - | 12 | 20 | 0.25
PSH | System | Constraint | Flex Up | Flexibility | Violation | 1 | 2025-12-06 17:00 | 6.9142 | - | 12 | 17 | 0.25
PSH | System | Constraint | Flex Up | Flexibility | Violation | 1 | 2025-12-06 19:15 | 32.1069 | - | 12 | 19 | 0.25
PSH | System | Constraint | Flex Up | Flexibility | Violation | 1 | 2025-12-06 21:00 | 4.8277 | - | 12 | 21 | 0.25
PSH | System | Constraint | Flex Up | Flexibility | Violation | 1 | 2025-12-07 23:00 | 72.0097 | - | 12 | 23 | 0.25
PSH | System | Constraint | Flex Up | Flexibility | Violation | 1 | 2025-12-08 09:00 | 48.9071 | - | 12 | 9 | 0.25
PSH | System | Constraint | Flex Up | Flexibility | Violation | 1 | 2025-12-08 16:45 | 49.5452 | - | 12 | 16 | 0.25
PSH | System | Constraint | Flex Up | Flexibility | Violation | 1 | 2025-12-08 17:30 | 13.4098 | - | 12 | 17 | 0.25
PSH | System | Constraint | Flex Up | Flexibility | Violation | 1 | 2025-12-08 19:00 | 0.015036 | - | 12 | 19 | 0.25
PSH | System | Constraint | Flex Up | Flexibility | Violation | 1 | 2025-12-08 21:00 | 65.8343 | - | 12 | 21 | 0.25
PSH | System | Constraint | Flex Up | Flexibility | Violation | 1 | 2025-12-08 22:00 | 49.8097 | - | 12 | 22 | 0.25
PSH | System | Constraint | Flex Up | Flexibility | Violation | 1 | 2025-12-09 05:45 | 10.6565 | - | 12 | 5 | 0.25
PSH | System | Constraint | Flex Up | Flexibility | Violation | 1 | 2025-12-09 06:45 | 81.8281 | - | 12 | 6 | 0.25
PSH | System | Constraint | Flex Up | Flexibility | Violation | 1 | 2025-12-09 21:00 | 35.9749 | - | 12 | 21 | 0.25
PSH | System | Constraint | Flex Up | Flexibility | Violation | 1 | 2025-12-10 07:15 | 26.1021 | - | 12 | 7 | 0.25
PSH | System | Constraint | Flex Up | Flexibility | Violation | 1 | 2025-12-10 17:00 | 28.358 | - | 12 | 17 | 0.25
PSH | System | Constraint | Flex Up | Flexibility | Violation | 1 | 2025-12-10 22:00 | 100.2085 | - | 12 | 22 | 0.25
PSH | System | Constraint | Flex Up | Flexibility | Violation | 1 | 2025-12-10 22:30 | 10.8221 | - | 12 | 22 | 0.25
PSH | System | Constraint | Flex Up | Flexibility | Violation | 1 | 2025-12-11 18:00 | 6.7721 | - | 12 | 18 | 0.25
PSH | System | Constraint | Flex Up | Flexibility | Violation | 1 | 2025-12-11 21:00 | 30.1324 | - | 12 | 21 | 0.25
PSH | System | Constraint | Flex Up | Flexibility | Violation | 1 | 2025-12-12 06:45 | 13.6944 | - | 12 | 6 | 0.25
PSH | System | Constraint | Flex Up | Flexibility | Violation | 1 | 2025-12-12 16:45 | 73.3346 | - | 12 | 16 | 0.25
PSH | System | Constraint | Flex Up | Flexibility | Violation | 1 | 2025-12-12 17:00 | 43.7509 | - | 12 | 17 | 0.25
PSH | System | Constraint | Flex Up | Flexibility | Violation | 1 | 2025-12-12 17:15 | 43.5543 | - | 12 | 17 | 0.25
PSH | System | Constraint | Flex Up | Flexibility | Violation | 1 | 2025-12-12 17:30 | 19.3576 | - | 12 | 17 | 0.25
PSH | System | Constraint | Flex Up | Flexibility | Violation | 1 | 2025-12-12 22:00 | 45.7103 | - | 12 | 22 | 0.25
PSH | System | Constraint | Flex Up | Flexibility | Violation | 1 | 2025-12-13 07:15 | 12.6717 | - | 12 | 7 | 0.25
PSH | System | Constraint | Flex Up | Flexibility | Violation | 1 | 2025-12-13 07:30 | 29.8313 | - | 12 | 7 | 0.25
PSH | System | Constraint | Flex Up | Flexibility | Violation | 1 | 2025-12-13 07:45 | 59.9908 | - | 12 | 7 | 0.25
PSH | System | Constraint | Flex Up | Flexibility | Violation | 1 | 2025-12-13 17:00 | 37.6964 | - | 12 | 17 | 0.25
PSH | System | Constraint | Flex Up | Flexibility | Violation | 1 | 2025-12-14 16:45 | 6.8276 | - | 12 | 16 | 0.25
PSH | System | Constraint | Flex Up | Flexibility | Violation | 1 | 2025-12-15 06:45 | 29.8008 | - | 12 | 6 | 0.25
PSH | System | Constraint | Flex Up | Flexibility | Violation | 1 | 2025-12-15 17:30 | 11.5361 | - | 12 | 17 | 0.25
PSH | System | Constraint | Flex Up | Flexibility | Violation | 1 | 2025-12-16 16:45 | 10.3018 | - | 12 | 16 | 0.25
PSH | System | Constraint | Flex Up | Flexibility | Violation | 1 | 2025-12-16 19:00 | 22.0262 | - | 12 | 19 | 0.25
PSH | System | Constraint | Flex Up | Flexibility | Violation | 1 | 2025-12-17 06:45 | 56.2793 | - | 12 | 6 | 0.25
PSH | System | Constraint | Flex Up | Flexibility | Violation | 1 | 2025-12-17 16:30 | 0.22299 | - | 12 | 16 | 0.25
PSH | System | Constraint | Flex Up | Flexibility | Violation | 1 | 2025-12-17 16:45 | 74.0027 | - | 12 | 16 | 0.25
PSH | System | Constraint | Flex Up | Flexibility | Violation | 1 | 2025-12-18 07:30 | 21.8486 | - | 12 | 7 | 0.25
PSH | System | Constraint | Flex Up | Flexibility | Violation | 1 | 2025-12-18 07:45 | 55.8764 | - | 12 | 7 | 0.25
PSH | System | Constraint | Flex Up | Flexibility | Violation | 1 | 2025-12-18 16:45 | 66.0162 | - | 12 | 16 | 0.25
PSH | System | Constraint | Flex Up | Flexibility | Violation | 1 | 2025-12-18 17:00 | 19.1253 | - | 12 | 17 | 0.25
PSH | System | Constraint | Flex Up | Flexibility | Violation | 1 | 2025-12-18 17:15 | 4.6215 | - | 12 | 17 | 0.25
PSH | System | Constraint | Flex Up | Flexibility | Violation | 1 | 2025-12-19 07:30 | 28.9669 | - | 12 | 7 | 0.25
PSH | System | Constraint | Flex Up | Flexibility | Violation | 1 | 2025-12-19 07:45 | 42.1751 | - | 12 | 7 | 0.25
PSH | System | Constraint | Flex Up | Flexibility | Violation | 1 | 2025-12-19 08:00 | 2.1471 | - | 12 | 8 | 0.25
PSH | System | Constraint | Flex Up | Flexibility | Violation | 1 | 2025-12-19 16:00 | 3.4848 | - | 12 | 16 | 0.25
PSH | System | Constraint | Flex Up | Flexibility | Violation | 1 | 2025-12-19 16:15 | 1.396 | - | 12 | 16 | 0.25
PSH | System | Constraint | Flex Up | Flexibility | Violation | 1 | 2025-12-19 17:00 | 28.0645 | - | 12 | 17 | 0.25
PSH | System | Constraint | Flex Up | Flexibility | Violation | 1 | 2025-12-19 17:15 | 1.2977 | - | 12 | 17 | 0.25
PSH | System | Constraint | Flex Up | Flexibility | Violation | 1 | 2025-12-19 19:00 | 40.6397 | - | 12 | 19 | 0.25
PSH | System | Constraint | Flex Up | Flexibility | Violation | 1 | 2025-12-19 20:00 | 18.0029 | - | 12 | 20 | 0.25
PSH | System | Constraint | Flex Up | Flexibility | Violation | 1 | 2025-12-20 07:15 | 17.4701 | - | 12 | 7 | 0.25
PSH | System | Constraint | Flex Up | Flexibility | Violation | 1 | 2025-12-20 07:30 | 9.5483 | - | 12 | 7 | 0.25
PSH | System | Constraint | Flex Up | Flexibility | Violation | 1 | 2025-12-20 07:45 | 28.6266 | - | 12 | 7 | 0.25
PSH | System | Constraint | Flex Up | Flexibility | Violation | 1 | 2025-12-20 19:00 | 10.3684 | - | 12 | 19 | 0.25
PSH | System | Constraint | Flex Up | Flexibility | Violation | 1 | 2025-12-21 08:45 | 48.059 | - | 12 | 8 | 0.25
PSH | System | Constraint | Flex Up | Flexibility | Violation | 1 | 2025-12-21 18:00 | 100.4959 | - | 12 | 18 | 0.25
PSH | System | Constraint | Flex Up | Flexibility | Violation | 1 | 2025-12-21 18:15 | 47.6982 | - | 12 | 18 | 0.25
PSH | System | Constraint | Flex Up | Flexibility | Violation | 1 | 2025-12-22 07:45 | 0.9832 | - | 12 | 7 | 0.25
PSH | System | Constraint | Flex Up | Flexibility | Violation | 1 | 2025-12-22 15:00 | 15.4564 | - | 12 | 15 | 0.25
PSH | System | Constraint | Flex Up | Flexibility | Violation | 1 | 2025-12-22 15:30 | 12.3885 | - | 12 | 15 | 0.25
PSH | System | Constraint | Flex Up | Flexibility | Violation | 1 | 2025-12-22 15:45 | 14.8546 | - | 12 | 15 | 0.25
PSH | System | Constraint | Flex Up | Flexibility | Violation | 1 | 2025-12-22 20:00 | 13.3869 | - | 12 | 20 | 0.25
PSH | System | Constraint | Flex Up | Flexibility | Violation | 1 | 2025-12-23 07:30 | 13.3315 | - | 12 | 7 | 0.25
PSH | System | Constraint | Flex Up | Flexibility | Violation | 1 | 2025-12-23 07:45 | 69.3719 | - | 12 | 7 | 0.25
PSH | System | Constraint | Flex Up | Flexibility | Violation | 1 | 2025-12-23 11:00 | 52.5878 | - | 12 | 11 | 0.25
PSH | System | Constraint | Flex Up | Flexibility | Violation | 1 | 2025-12-23 11:15 | 24.2374 | - | 12 | 11 | 0.25
PSH | System | Constraint | Flex Up | Flexibility | Violation | 1 | 2025-12-23 20:00 | 3.7135 | - | 12 | 20 | 0.25
PSH | System | Constraint | Flex Up | Flexibility | Violation | 1 | 2025-12-24 17:00 | 39.0314 | - | 12 | 17 | 0.25
PSH | System | Constraint | Flex Up | Flexibility | Violation | 1 | 2025-12-24 17:15 | 22.3218 | - | 12 | 17 | 0.25
PSH | System | Constraint | Flex Up | Flexibility | Violation | 1 | 2025-12-24 18:00 | 7.0924 | - | 12 | 18 | 0.25
PSH | System | Constraint | Flex Up | Flexibility | Violation | 1 | 2025-12-25 14:45 | 31.726 | - | 12 | 14 | 0.25
PSH | System | Constraint | Flex Up | Flexibility | Violation | 1 | 2025-12-25 18:00 | 1.2864 | - | 12 | 18 | 0.25
PSH | System | Constraint | Flex Up | Flexibility | Violation | 1 | 2025-12-26 06:45 | 36.8662 | - | 12 | 6 | 0.25
PSH | System | Constraint | Flex Up | Flexibility | Violation | 1 | 2025-12-26 07:45 | 9.6478 | - | 12 | 7 | 0.25
PSH | System | Constraint | Flex Up | Flexibility | Violation | 1 | 2025-12-27 06:45 | 26.2613 | - | 12 | 6 | 0.25
PSH | System | Constraint | Flex Up | Flexibility | Violation | 1 | 2025-12-27 07:30 | 2.2253 | - | 12 | 7 | 0.25
PSH | System | Constraint | Flex Up | Flexibility | Violation | 1 | 2025-12-27 07:45 | 69.6665 | - | 12 | 7 | 0.25
PSH | System | Constraint | Flex Up | Flexibility | Violation | 1 | 2025-12-27 17:00 | 26.8521 | - | 12 | 17 | 0.25
PSH | System | Constraint | Flex Up | Flexibility | Violation | 1 | 2025-12-28 08:45 | 20.4514 | - | 12 | 8 | 0.25
PSH | System | Constraint | Flex Up | Flexibility | Violation | 1 | 2025-12-28 09:30 | 30.9048 | - | 12 | 9 | 0.25
PSH | System | Constraint | Flex Up | Flexibility | Violation | 1 | 2025-12-28 09:45 | 26.0104 | - | 12 | 9 | 0.25
PSH | System | Constraint | Flex Up | Flexibility | Violation | 1 | 2025-12-28 18:00 | 29.0338 | - | 12 | 18 | 0.25
PSH | System | Constraint | Flex Up | Flexibility | Violation | 1 | 2025-12-28 21:30 | 3.6223 | - | 12 | 21 | 0.25
PSH | System | Constraint | Flex Up | Flexibility | Violation | 1 | 2025-12-29 07:45 | 2.3248 | - | 12 | 7 | 0.25
PSH | System | Constraint | Flex Up | Flexibility | Violation | 1 | 2025-12-30 07:45 | 45.6794 | - | 12 | 7 | 0.25
PSH | System | Constraint | Flex Up | Flexibility | Violation | 1 | 2025-12-30 18:00 | 24.4099 | - | 12 | 18 | 0.25
PSH | System | Constraint | Flex Up | Flexibility | Violation | 1 | 2025-12-30 21:00 | 2.0851 | - | 12 | 21 | 0.25
PSH | System | Constraint | Flex Up | Flexibility | Violation | 1 | 2025-12-31 07:45 | 31.3885 | - | 12 | 7 | 0.25
PSH | System | Constraint | Flex Up | Flexibility | Violation | 1 | 2025-12-31 16:45 | 7.8118 | - | 12 | 16 | 0.25

## Organized Violation Data
Flex Up Violations (MW) | 1 | 2 | 3 | 4 | 5 | 6 | 7 | 8 | 9 | 10 | 11 | 12
Base | 2541.457 | 2959.1663 | 6713.2387 | 12562.9507 | 17268.6758 | 2437.8038 | 4748.6037 | 3685.5337 | 2582.3244 | 4379.8849 | 3471.4828 | 4405.2061
CCCT | 2588.1928 | 2965.5316 | 4710.4068 | 9785.8163 | 6935.5672 | 2941.3223 | 4694.0555 | 2619.7039 | 3033.4922 | 4017.1128 | 3976.7304 | 3133.4197
Frame | 1969.1111 | 1397.0792 | 3405.4095 | 6805.8593 | 4739.0344 | 1875.8228 | 1140.755 | 793.3022 | 1067.409 | 2234.979 | 1189.3594 | 2277.5843
Recip | 2438.7921 | 1666.5918 | 4399.9575 | 7387.3389 | 5412.6766 | 2915.479 | 1876.8722 | 2613.8228 | 1970.4901 | 3755.6101 | 2404.562 | 2497.7423
2hr LiIon | 2142.7542 | 2093.7004 | 4451.0896 | 10163.0539 | 8909.1462 | 2238.6394 | 3109.9419 | 2750.1488 | 2628.8459 | 5179.7957 | 3315.7231 | 3229.0619
4hr LiIon | 2956.9074 | 2634.5603 | 4840.9897 | 11210.427 | 6641.3159 | 2267.5098 | 4376.1654 | 2896.9589 | 1875.098 | 5555.6722 | 3217.4005 | 2574.5725
4hr Flow | 2453.5493 | 2448.6105 | 5558.0446 | 10647.9064 | 8662.9145 | 3420.5722 | 2761.9644 | 2405.3448 | 2929.1729 | 5038.5478 | 2978.6787 | 3540.5635
6hr Flow | 2924.729 | 2611.5822 | 6083.5352 | 11345.1761 | 6322.6384 | 3684.0164 | 4064.2892 | 1930.8102 | 3264.1997 | 5213.7088 | 2714.6812 | 3250.8522
PSH | 2404.0149 | 2209.1943 | 4910.0012 | 10586.2779 | 7241.4703 | 3134.6764 | 3675.7982 | 2262.3385 | 2441.3741 | 5102.2779 | 3096.2656 | 3076.8338
Flex Down Violations (MW) | 1 | 2 | 3 | 4 | 5 | 6 | 7 | 8 | 9 | 10 | 11 | 12
Base | 4624.0361 | 1686.0084 | 9632.7291 | 12735.4519 | 25990.741 | 1111.9611 | 1713.3252 | 704.907 | 2182.8888 | 4627.2277 | 2990.9675 | 3439.5429
CCCT | 3509.104 | 1713.8117 | 8267.8942 | 10796.2802 | 21651.7609 | 916.7246 | 1559.3587 | 389.4714 | 993.2791 | 3835.211 | 1634.1767 | 2703.6423
Frame | 4595.8747 | 1446.4177 | 10393.8394 | 13295.1108 | 23945.0625 | 1234.9029 | 1683.2498 | 580.6741 | 2159.8252 | 5195.9427 | 3605.0039 | 3196.8123
Recip | 4296.1721 | 1499.7909 | 9647.7462 | 11833.8096 | 23364.1422 | 1206.6933 | 1769.6224 | 469.3079 | 2325.7786 | 3691.6389 | 3653.8775 | 3387.7506
2hr LiIon | 3602.9724 | 1096.1718 | 5931.3924 | 5816.9734 | 13689.4004 | 321.1239 | 1159.1556 | 517.4917 | 622.1703 | 2691.6275 | 2082.3428 | 2379.3965
4hr LiIon | 3256.4597 | 1292.6928 | 7021.7691 | 7687.7316 | 12895.6243 | 216.7529 | 1449.0496 | 504.6283 | 1188.4382 | 4050.5062 | 2368.8367 | 2990.6666
4hr Flow | 2972.7409 | 1360.6561 | 6953.2371 | 7654.3996 | 14449.4752 | 206.2364 | 1415.0826 | 379.4687 | 1222.6532 | 3555.3791 | 2230.5445 | 2838.9455
6hr Flow | 3028.9128 | 1200.6436 | 7062.7979 | 7186.655 | 14557.6859 | 307.4716 | 1397.1556 | 490.5184 | 1201.827 | 3437.906 | 2404.0719 | 2686.9324
PSH | 3685.4625 | 1247.8146 | 6900.7134 | 8451.6247 | 13256.0179 | 217.3078 | 854.5977 | 668.5366 | 1165.0578 | 3418.6013 | 2507.4148 | 3305.9008
Flex Up Violations (MWh) | 1 | 2 | 3 | 4 | 5 | 6 | 7 | 8 | 9 | 10 | 11 | 12 |  | Flex Up Violations (MWh) | Flex Down Violations (MWh)
Base | 635.3642 | 739.7916 | 1678.3097 | 3140.7377 | 4317.169 | 609.451 | 1187.1509 | 921.3834 | 645.5811 | 1094.9712 | 867.8707 | 1101.3015 | Base | 16939.082 | -17859.9467
CCCT | 647.0482 | 741.3829 | 1177.6017 | 2446.4541 | 1733.8918 | 735.3306 | 1173.5139 | 654.926 | 758.373 | 1004.2782 | 994.1826 | 783.3549 | CCCT | 12850.3379 | -14492.6788
Frame | 492.2778 | 349.2698 | 851.3524 | 1701.4648 | 1184.7586 | 468.9557 | 285.1887 | 198.3256 | 266.8522 | 558.7448 | 297.3398 | 569.3961 | Frame | 7223.9263 | -17833.179
Recip | 609.698 | 416.6479 | 1099.9894 | 1846.8347 | 1353.1691 | 728.8698 | 469.218 | 653.4557 | 492.6225 | 938.9025 | 601.1405 | 624.4356 | Recip | 9834.9839 | -16786.5826
2hr LiIon | 535.6886 | 523.4251 | 1112.7724 | 2540.7635 | 2227.2865 | 559.6598 | 777.4855 | 687.5372 | 657.2115 | 1294.9489 | 828.9308 | 807.2655 | 2hr LiIon | 12552.9752 | -9977.5547
4hr LiIon | 739.2269 | 658.6401 | 1210.2474 | 2802.6068 | 1660.329 | 566.8774 | 1094.0413 | 724.2397 | 468.7745 | 1388.918 | 804.3501 | 643.6431 | 4hr LiIon | 12761.8944 | -11230.789
4hr Flow | 613.3873 | 612.1526 | 1389.5111 | 2661.9766 | 2165.7286 | 855.1431 | 690.4911 | 601.3362 | 732.2932 | 1259.6369 | 744.6697 | 885.1409 | 4hr Flow | 13211.4674 | -11309.7047
6hr Flow | 731.1823 | 652.8956 | 1520.8838 | 2836.294 | 1580.6596 | 921.0041 | 1016.0723 | 482.7026 | 816.0499 | 1303.4272 | 678.6703 | 812.713 | 6hr Flow | 13352.5547 | -11240.6445
PSH | 601.0037 | 552.2986 | 1227.5003 | 2646.5695 | 1810.3676 | 783.6691 | 918.9495 | 565.5846 | 610.3435 | 1275.5695 | 774.0664 | 769.2084 | PSH | 12535.1308 | -11419.7624
Flex Down Violations (MWh) | 1 | 2 | 3 | 4 | 5 | 6 | 7 | 8 | 9 | 10 | 11 | 12
Base | 1156.009 | 421.5021 | 2408.1823 | 3183.863 | 6497.6852 | 277.9903 | 428.3313 | 176.2268 | 545.7222 | 1156.8069 | 747.7419 | 859.8857
CCCT | 877.276 | 428.4529 | 2066.9735 | 2699.0701 | 5412.9402 | 229.1812 | 389.8397 | 97.3679 | 248.3198 | 958.8028 | 408.5442 | 675.9106
Frame | 1148.9687 | 361.6044 | 2598.4598 | 3323.7777 | 5986.2656 | 308.7257 | 420.8124 | 145.1685 | 539.9563 | 1298.9857 | 901.251 | 799.2031
Recip | 1074.043 | 374.9477 | 2411.9366 | 2958.4524 | 5841.0355 | 301.6733 | 442.4056 | 117.327 | 581.4447 | 922.9097 | 913.4694 | 846.9377
2hr LiIon | 900.7431 | 274.0429 | 1482.8481 | 1454.2434 | 3422.3501 | 80.281 | 289.7889 | 129.3729 | 155.5426 | 672.9069 | 520.5857 | 594.8491
4hr LiIon | 814.1149 | 323.1732 | 1755.4423 | 1921.9329 | 3223.9061 | 54.1882 | 362.2624 | 126.1571 | 297.1096 | 1012.6265 | 592.2092 | 747.6667
4hr Flow | 743.1852 | 340.164 | 1738.3093 | 1913.5999 | 3612.3688 | 51.5591 | 353.7706 | 94.8672 | 305.6633 | 888.8448 | 557.6361 | 709.7364
6hr Flow | 757.2282 | 300.1609 | 1765.6995 | 1796.6637 | 3639.4215 | 76.8679 | 349.2889 | 122.6296 | 300.4568 | 859.4765 | 601.018 | 671.7331
PSH | 921.3656 | 311.9536 | 1725.1783 | 2112.9062 | 3314.0045 | 54.327 | 213.6494 | 167.1341 | 291.2645 | 854.6503 | 626.8537 | 826.4752
Flex Up Violations (hr) | 1 | 2 | 3 | 4 | 5 | 6 | 7 | 8 | 9 | 10 | 11 | 12 |  | Flex Up Violations (hr) | Flex Down Violations (hr)
Base | 23.5 | 22.75 | 41.5 | 31.5 | 63.25 | 25 | 34.25 | 26.75 | 24 | 28 | 29 | 33 | Base | 382.5 | -268.5
CCCT | 21.5 | 26.75 | 31.25 | 28 | 47.5 | 31.25 | 27 | 24.5 | 32 | 30.25 | 32.75 | 31 | CCCT | 363.75 | -232.75
Frame | 21.75 | 17.75 | 30.25 | 26 | 28 | 26.5 | 15 | 14.5 | 12.75 | 19 | 18.5 | 21.75 | Frame | 251.75 | -262.75
Recip | 19.75 | 14.5 | 31.25 | 23.25 | 30.5 | 39.25 | 19.5 | 21.5 | 20.75 | 28 | 25.25 | 22.75 | Recip | 296.25 | -244.5
2hr LiIon | 18.75 | 19 | 29.5 | 24.75 | 51.25 | 18.75 | 22.75 | 23.75 | 21.25 | 28.75 | 24 | 25.25 | 2hr LiIon | 307.75 | -156.75
4hr LiIon | 24.25 | 23 | 32 | 29.75 | 37.75 | 20.25 | 27.25 | 25.5 | 20 | 30.75 | 25.5 | 23 | 4hr LiIon | 319 | -182.25
4hr Flow | 19.25 | 20.75 | 34.25 | 24.75 | 46 | 24 | 20.75 | 20.5 | 23.75 | 28.75 | 23.25 | 28 | 4hr Flow | 314 | -189.5
6hr Flow | 21.5 | 21.25 | 36.75 | 29.5 | 35.5 | 27.25 | 25.5 | 18.75 | 29 | 27.5 | 20.75 | 27 | 6hr Flow | 320.25 | -188.5
PSH | 21 | 20.25 | 30.5 | 26.5 | 40.5 | 26.75 | 26.75 | 22.25 | 21 | 29.5 | 24.25 | 25.25 | PSH | 314.5 | -190
Flex Down Violations (hr) | 1 | 2 | 3 | 4 | 5 | 6 | 7 | 8 | 9 | 10 | 11 | 12
Base | 13.25 | 8.5 | 37.75 | 43.25 | 85.25 | 6.75 | 6.25 | 4.25 | 13.5 | 29.25 | 10.75 | 9.75
CCCT | 10.75 | 8 | 39 | 34.25 | 82.5 | 6.5 | 5 | 1.75 | 7.75 | 21 | 7.5 | 8.75
Frame | 11.75 | 6.75 | 42 | 45.75 | 75 | 6.5 | 5.75 | 3.25 | 13.75 | 31 | 11.75 | 9.5
Recip | 12.25 | 7 | 39.5 | 37.5 | 72.25 | 6.75 | 6 | 3 | 14.25 | 24.25 | 11.75 | 10
2hr LiIon | 9.75 | 5.5 | 26 | 21.25 | 46 | 1.5 | 3.5 | 3.5 | 7.75 | 18.25 | 6.25 | 7.5
4hr LiIon | 10 | 8.5 | 31 | 27.75 | 45.25 | 1.25 | 3.75 | 3.5 | 11.5 | 22.5 | 8.25 | 9
4hr Flow | 8.75 | 7.5 | 30.5 | 29 | 55.75 | 1 | 4.5 | 2 | 11.5 | 23.25 | 7.25 | 8.5
6hr Flow | 9 | 6.75 | 32.75 | 27.75 | 53 | 1.75 | 3.5 | 3 | 10.75 | 24.25 | 7.75 | 8.25
PSH | 10.75 | 7.5 | 32.25 | 30.25 | 48.75 | 1.25 | 3.25 | 4 | 11.25 | 22.75 | 7.75 | 10.25
Base Data | Jan | Feb | Mar | Apr | May | Jun | Jul | Aug | Sep | Oct | Nov | Dec
Flex Up Violations (MW) | 2541.457 | 2959.1663 | 6713.2387 | 12562.9507 | 17268.6758 | 2437.8038 | 4748.6037 | 3685.5337 | 2582.3244 | 4379.8849 | 3471.4828 | 4405.2061
Flex Down Violations (MW) | -4624.0361 | -1686.0084 | -9632.7291 | -12735.4519 | -25990.741 | -1111.9611 | -1713.3252 | -704.907 | -2182.8888 | -4627.2277 | -2990.9675 | -3439.5429
Base Data | Jan | Feb | Mar | Apr | May | Jun | Jul | Aug | Sep | Oct | Nov | Dec
Flex Up Violations (MWh) | 635.3642 | 739.7916 | 1678.3097 | 3140.7377 | 4317.169 | 609.451 | 1187.1509 | 921.3834 | 645.5811 | 1094.9712 | 867.8707 | 1101.3015
Flex Down Violations (MWh) | -1156.009 | -421.5021 | -2408.1823 | -3183.863 | -6497.6852 | -277.9903 | -428.3313 | -176.2268 | -545.7222 | -1156.8069 | -747.7419 | -859.8857
Base Data | Jan | Feb | Mar | Apr | May | Jun | Jul | Aug | Sep | Oct | Nov | Dec
Flex Up Violations (hr) | 23.5 | 22.75 | 41.5 | 31.5 | 63.25 | 25 | 34.25 | 26.75 | 24 | 28 | 29 | 33
Flex Down Violations (hr) | -13.25 | -8.5 | -37.75 | -43.25 | -85.25 | -6.75 | -6.25 | -4.25 | -13.5 | -29.25 | -10.75 | -9.75