## Read_Me
SENDOUT RESULTS
This worksheet contains the 2021 IRP SENDOUT modeling results.
Summary Tables
These summary tables contain an overview of cost and build information across the gas system sensitivities.
SENDOUT Outputs
These tables contain the SENDOUT outputs of the gas system sensitivities.
Charts
These charts contain visualizations of the gas system sensitivity results.
G2E Data
These tabs provide charts and data for the gas to electric conversion sensitivity.
This sensitivity was performed as a combined sensitivity between the gas and electric portfolios.
Total emissions and portfolio costs are included from both the gas and electric systems.

## Summary Results Tables
Scenario | Resource Type | 2022-2025 | 2026-2030 | 2031-2041
Mid | DSR | 21 | 53 | 107
Low | DSR | 21 | 53 | 107
High | DSR | 21 | 53 | 107
| Plymouth LNG | 15 | 15 | 15
| Swarr | 0 | 0 | 30
| NWP + Westcoast | 0 | 0 | 30
Sensitivity | Resource Type | 2022-2025 | 2026-2030 | 2031-2041
6 year ramp | DSR | 29 | 56 | 107
AR5 | DSR | 21 | 53 | 107
Social Discount Rate | DSR | 25 | 62 | 122
Scenario | Resource Type | 2022-2025 | 2026-2030 | 2031-2041
Mid | DSR | 21 | 32 | 54
Low | DSR | 21 | 32 | 54
High | DSR | 21 | 32 | 54
| Plymouth LNG | 15 | 15 | 15
| Swarr | 0 | 0 | 30
| NWP + Westcoast | 0 | 0 | 30
Sensitivity | Resource Type | 2022-2025 | 2026-2030 | 2031-2041
6 year ramp | DSR | 29 | 27 | 51
AR5 | DSR | 21 | 32 | 54
Social Discount Rate | DSR | 25 | 37 | 60

## Figure 9-26
Winter Period
Resource Alternative | Option | 2025/26 | 2030/31 | 2041/42
NWP Additions + Westcoast | #1 | - | - | -
KORP | #2 | - | - | -
NWP from AECO | #3 | - | - | -
Mist Storage | #4 | - | - | -
Ply LNG | #5 | - | - | -
LNG Tacoma Distr | #6 | - | - | -
Swarr | #7 | - | - | -
DSR | DSR | 21 | 53 | 107
Total in MDth/day |  | 21 | 53 | 107

## Total system cost tables
Sensitivity | Portfolio NPV, $ billion
Mid with DSR | 12.6601
Mid with AR5 | 12.7577
Mid with 6 Year Ramp | 12.623
Mid with SDR | 12.6712
Scenario | Portfolio NPV, $ billion
Low w DSR | 9.8991
Low No DSR | 10.3274
Low No Carbon | 3.574

## L&R Bal - Mid
| These columns are linked to graphs. | [15 empty] | These columns are linked to graphs.
LOAD RESOURCE BALANCE DRAFT: 08/23/2020
BASED ON F2020 Approved IRP Load Forecast
Peak Day demand is based on Design-Peak Planning Standard of 13 degree average temperature. December peak.
| EXISTING LOADS & RESOURCES - (FOR IRP) | [18 empty] | BASE - SCENARIO AS OPTIMIZED
Winter Period | NWP Firm Transportation | Jackson Prairie & Redelivery Service | Gig Harbor LNG (2.5 Mdth/day) | Tacoma LNG | Existing Supply Side Resources | 2021 IRP Mid Demand Before DSR | IRP Resource Surplus/ (Need) | DSR in 2019 IRP | Swarr | Tacoma LNG Distribution Upgrade | ShortTerm Firm Capacity from Market | Total DSR & Near-term Resource Alternatives | 2021 IRP Mid Demand Before DSR | 2021 IRP Mid Demand After DSR | Resource Surplus/(Need) With DSR & Near-Term Alternatives | Winter Period | NWP Additions + Westcoast | KORP | NWP from AECO | Mist Storage | Ply LNG | LNG Tacoma Distr | Swarr | DSR in MDth/day | Total New Resources | Sendout Resource Surplus/(Need) | 2019 IRP BASE Demand before DSR | 2021 IRP Mid Demand Before DSR
[16 empty] | Option | #1 | #2 | #3 | #4 | #5 | #6 | #7 | DSR
2015-16 | 532.872 | 432.057 | 2.5 |  | 967.429 | 1005.4161 | -37.9871 | 0 |  |  |  | 0 | 1005.4161 | 1005.4161 | -37.9871 | #REF! | [8 empty] | 0 | -37.9871
2016-17 | 542.872 | 447.057 | 2.5 |  | 992.429 | 981.0565 | 11.3725 | 0 |  |  |  | 0 | 981.0565 | 981.0565 | 11.3725 | 2015-16 | [8 empty] | 0 | 11.3725
2018-19 | 542.9 | 447.057 | 2.5 |  | 992.457 | 1009.5327 | -17.0757 | 1.9416 |  |  | 15 | 16.9416 | 1009.5327 | 1007.6381 | -15.1811 | 2018-19 | [7 empty] | 1.8946 | 0 | -17.0757
2019-20 | 532.9 | 447.057 | 2.5 | 59.5 | 1041.957 | 1022.7919 | 19.1651 | 6.2037 |  |  |  | 6.2037 | 1022.7919 | 1016.7329 | 25.2241 | 2019-20 | [7 empty] | 6.059 | 0 | 19.1651
2020-21 | 542.9 | 447.057 | 2.5 | 0 | 992.457 | 957.0023 | 35.4547 | 0 |  | -43.0436 |  | -43.0436 | 957.0023 | 957.0023 | -7.5889 | 2020-21 | [7 empty] | 0 | 0 | 35.4547 | 1035.5006
2021-22 | 523.9 | 447.057 | 2.5 | 69 | 1042.457 | 957.0023 | 85.4547 | 4.611 |  | -3.1533 |  | 1.4577 | 957.0023 | 957.0023 | 86.9124 | 2021-22 | [7 empty] | 0 | 0 | 85.4547 | 1045.6103
2022-23 | 523.9 | 447.057 | 2.5 | 69 | 1042.457 | 966.5605 | 75.8965 | 4.611 |  |  |  | 4.611 | 966.5605 | 961.9495 | 80.5075 | 2022-23 | [7 empty] | 4.611 | 0 | 80.5075 | 1053.5407 | 961561205.4709 | bar: #1 to #7
2023-24 | 523.9 | 447.057 | 2.5 | 69 | 1042.457 | 976.5104 | 65.9466 | 9.9162 |  |  |  | 9.9162 | 976.5104 | 966.5942 | 75.8628 | 2023-24 | [7 empty] | 9.9162 | 0 | 75.8628 | 1062.7095 | 974089087.5952 | bar: #1 to #7
2024-25 | 523.9 | 447.057 | 2.5 | 69 | 1042.457 | 987.9495 | 54.5075 | 15.476 |  |  |  | 15.476 | 987.9495 | 972.4734 | 69.9836 | 2024-25 | [7 empty] | 15.476 | 0 | 69.9836 | 1069.8754 | 989633608.2064 | bar: #1 to #7
2025-26 | 523.9 | 447.057 | 2.5 | 69 | 1042.457 | 995.3392 | 47.1178 | 21.1393 |  |  |  | 21.1393 | 995.3392 | 974.1998 | 68.2572 | 2025-26 | [7 empty] | 21.1393 | 0 | 68.2572 | 1074.0466 | 996530314.7395 | bar: #1 to #7
2026-27 | 523.9 | 447.057 | 2.5 | 69 | 1042.457 | 1003.3577 | 39.0993 | 27.0258 |  |  |  | 27.0258 | 1003.3577 | 976.3319 | 66.1251 | 2026-27 | [7 empty] | 27.0258 | 0 | 66.1251 | 1081.3726 | 1002590837.7455 | bar: #1 to #7
2027-28 | 523.9 | 447.057 | 2.5 | 69 | 1042.457 | 1011.2177 | 31.2393 | 33.1659 |  |  |  | 33.1659 | 1011.2177 | 978.0518 | 64.4052 | 2027-28 | [7 empty] | 33.1659 | 0 | 64.4052 | 1088.9478 | 1008155619.2685 | bar: #1 to #7
2028-29 | 523.9 | 447.057 | 2.5 | 69 | 1042.457 | 1020.7577 | 21.6993 | 39.5607 |  |  |  | 39.5607 | 1020.7577 | 981.197 | 61.26 | 2028-29 | [7 empty] | 39.5607 | 0 | 61.26 | 1096.2966 | 1016814168.7074 | bar: #1 to #7
2029-30 | 523.9 | 447.057 | 2.5 | 69 | 1042.457 | 1027.3149 | 15.1421 | 46.1892 |  |  |  | 46.1892 | 1027.3149 | 981.1257 | 61.3313 | 2029-30 | [7 empty] | 46.1892 | 0 | 61.3313 | 1102.2936 | 1020478272.3146 | bar: #1 to #7
2030-31 | 523.9 | 447.057 | 2.5 | 69 | 1042.457 | 1035.6525 | 6.8045 | 53.0203 |  |  |  | 53.0203 | 1035.6525 | 982.6322 | 59.8248 | 2030-31 | [7 empty] | 53.0203 | 0 | 59.8248 | 1110.8755 | 1027690868.016 | bar: #1 to #7
2031-32 | 523.9 | 447.057 | 2.5 | 69 | 1042.457 | 1044.5421 | -2.0851 | 60.0961 |  |  |  | 60.0961 | 1044.5421 | 984.4461 | 58.0109 | 2031-32 | [7 empty] | 60.0961 | 0 | 58.0109 | 1118.795 | 1037403348.3768 | bar: #1 to #7
2032-33 | 523.9 | 447.057 | 2.5 | 69 | 1042.457 | 1054.7405 | -12.2835 | 64.4935 |  |  |  | 64.4935 | 1054.7405 | 990.247 | 52.21 | 2032-33 | [7 empty] | 64.4935 | 0 | 52.21 | 1128.6245 | 1048511521.493 | bar: #1 to #7
2033-34 | 523.9 | 447.057 | 2.5 | 69 | 1042.457 | 1061.589 | -19.132 | 69.0669 |  |  |  | 69.0669 | 1061.589 | 992.5221 | 49.9349 | 2033-34 | [7 empty] | 69.0669 | 0 | 49.9349 | 1137.4394 | 1053998986.9339 | bar: #1 to #7
2034-35 | 523.9 | 447.057 | 2.5 | 69 | 1042.457 | 1070.0813 | -27.6243 | 73.759 |  |  |  | 73.759 | 1070.0813 | 996.3223 | 46.1347 | 2034-35 | [7 empty] | 73.759 | 0 | 46.1347 | 1149.2167 | 1062474204.5491 | bar: #1 to #7
2035-36 | 523.9 | 447.057 | 2.5 | 69 | 1042.457 | 1078.7247 | -36.2677 | 78.5371 |  |  |  | 78.5371 | 1078.7247 | 1000.1876 | 42.2694 | 2035-36 | [7 empty] | 78.5371 | 0 | 42.2694 | 1160.2287 | 1071950188.988 | bar: #1 to #7
2036-37 | 523.9 | 447.057 | 2.5 | 69 | 1042.457 | 1088.931 | -46.474 | 83.2365 |  |  |  | 83.2365 | 1088.931 | 1005.6945 | 36.7625 | 2036-37 | [7 empty] | 83.2365 | 0 | 36.7625 | 1172.9808 | 1083629670.3607 | bar: #1 to #7
2037-38 | 523.9 | 447.057 | 2.5 | 69 | 1042.457 | 1095.5159 | -53.059 | 87.9836 |  |  |  | 87.9836 | 1095.5159 | 1007.5323 | 34.9247 | 2037-38 | [7 empty] | 87.9836 | 0 | 34.9247 | 1184.6688 | 1088947847.0942 | bar: #1 to #7
2038-39 | 523.9 | 447.057 | 2.5 | 69 | 1042.457 | 1103.7608 | -61.3038 | 92.7324 |  |  |  | 92.7324 | 1103.7608 | 1011.0284 | 31.4286 | 2038-39 | [7 empty] | 92.7324 | 0 | 31.4286 | 1200.0978 | 1097079347.6653 | bar: #1 to #7
2039-40 | 523.9 | 447.057 | 2.5 | 69 | 1042.457 | 1112.5186 | -70.0616 | 97.4738 |  |  |  | 97.4738 | 1112.5186 | 1015.0448 | 27.4122 | 2039-40 | [7 empty] | 97.4738 | 0 | 27.4122 | 1214.5414 | 1107696432.6253 | bar: #1 to #7
2040-41 | 523.9 | 447.057 | 2.5 | 69 | 1042.457 | 1122.974 | -80.517 | 102.1807 |  |  |  | 102.1807 | 1122.974 | 1020.7933 | 21.6637 | 2040-41 | [7 empty] | 102.1807 | 0 | 21.6637 |  | 1120732951.7034 | bar: #1 to #7
2041-42 | 523.9 | 447.057 | 2.5 | 69 | 1042.457 | 1130.0832 | -87.6262 | 106.7644 |  |  |  | 106.7644 | 1130.0832 | 1023.3188 | 19.1382 | 2041-42 | [7 empty] | 106.7644 | 0 | 19.1382 |  | 1129182922.485 | bar: #1 to #7
Notes: | [27 empty] | 1139772500.7615
1. Annual peak loads are in December of each year | [27 empty] | 1150161799.3186
2. Existing resources, assumed to be extended. 50/d of JP from Gas Book to Power Book has 50/d recallable. | [27 empty] | 1163040787.8056
3. Demand Forecast = 2021 IRP Load Forecast (F2020 based). | [27 empty] | 1171202737.8156
4. Tacoma LNG available winter 2021/22 at 69/day.
5. PSE will supply gas and capacity to Tacoma LNG for Tote and PSE System (not an incremental peak load to gas book).
[5 empty] | Year | Sendout | LFG | LRB
[5 empty] | 2020 |  | 955.4046 | 955.4046
[5 empty] | 2021 |  | 957.0023 | 957.0023
[5 empty] | 2022 | 961.777 | 966.5605 | 966.5605
[5 empty] | 2023 | 966.2379 | 976.5104 | 976.5104
[5 empty] | 2024 | 971.9296 | 987.9495 | 987.9495
[5 empty] | 2025 | 973.4622 | 995.3392 | 995.3392
[5 empty] | 2026 | 975.3929 | 1003.3577 | 1003.3577
[5 empty] | 2027 | 976.9015 | 1011.2177 | 1011.2177
[5 empty] | 2028 | 979.8342 | 1020.7577 | 1020.7577
[5 empty] | 2029 | 979.5443 | 1027.3149 | 1027.3149
[5 empty] | 2030 | 980.8273 | 1035.6525 | 1035.6525
[5 empty] | 2031 | 982.4189 | 1044.5421 | 1044.5421
[5 empty] | 2032 | 988.1695 | 1054.7405 | 1054.7405
[5 empty] | 2033 | 990.3976 | 1061.589 | 1061.589
[5 empty] | 2034 | 994.1619 | 1070.0813 | 1070.0813
[5 empty] | 2035 | 998.004 | 1078.7247 | 1078.7247
[5 empty] | 2036 | 1003.4992 | 1088.931 | 1088.931
[5 empty] | 2037 | 1005.3254 | 1095.5159 | 1095.5159
[5 empty] | 2038 | 1008.8174 | 1103.7608 | 1103.7608
[5 empty] | 2039 | 1012.8325 | 1112.5186 | 1112.5186
[5 empty] | 2040 | 1018.5965 | 1122.974 | 1122.974
[5 empty] | 2041 | 1021.1788 | 1130.0832
Note on AI6: Singh, Gurvinder: Based on F2018
Note on D11: Bill Donahue, PSE: 10,000 Dth/d transferred to Puget LNG to serve TOTE, as originally planned
Note on G11: Bill Donahue, PSE: 50,000 capacity of Tacoma distribution system (before upgrade) plus 9,500 diversion of TOTE supply. Future adds= 9,500 added diversion and 16,000 for distribution expansion.

## L&R Bal - Mid No carbon
| These columns are linked to graphs. | [15 empty] | These columns are linked to graphs.
LOAD RESOURCE BALANCE DRAFT: 08/23/2020
BASED ON F2020 Approved IRP Load Forecast
Peak Day demand is based on Design-Peak Planning Standard of 13 degree average temperature. December peak.
| EXISTING LOADS & RESOURCES - (FOR IRP) | [18 empty] | BASE - SCENARIO AS OPTIMIZED
Winter Period | NWP Firm Transportation | Jackson Prairie & Redelivery Service | Gig Harbor LNG (2.5 Mdth/day) | Tacoma LNG | Existing Supply Side Resources | 2021 IRP Mid Demand Before DSR | IRP Resource Surplus/ (Need) | DSR in 2019 IRP | Swarr | Tacoma LNG Distribution Upgrade | ShortTerm Firm Capacity from Market | Total DSR & Near-term Resource Alternatives | 2021 IRP Mid Demand Before DSR | 2021 IRP Mid Demand After DSR | Resource Surplus/(Need) With DSR & Near-Term Alternatives | Winter Period | NWP Additions + Westcoast | KORP | NWP from AECO | Mist Storage | Ply LNG | LNG Tacoma Distr | Swarr | DSR in MDth/day | Total New Resources | Sendout Resource Surplus/(Need) | 2021 IRP Mid No Carbon Demand After DSR | 2019 IRP BASE Demand before DSR | delta load forecast (F2018 minus F2016) | Resource Need | Resource Need - NO LNG
[16 empty] | Option | #1 | #2 | #3 | #4 | #5 | #6 | #7 | DSR | [7 empty] | Date | Sum
2015-16 | 532.872 | 432.057 | 2.5 |  | 967.429 | 1005.4161 | -37.9871 | 0 |  |  |  | 0 | 1005.4161 | 1005.4161 | -37.9871 | #REF! | [8 empty] | 0 | -37.9871 | [5 empty] | Grand Max | 1229.76
2016-17 | 542.872 | 447.057 | 2.5 |  | 992.429 | 981.0565 | 11.3725 | 0 |  |  |  | 0 | 981.0565 | 981.0565 | 11.3725 | 2015-16 | [8 empty] | 0 | 11.3725 | [5 empty] | 2018-12-26 | 978.2798
2018-19 | 542.9 | 447.057 | 2.5 |  | 992.457 | 1009.5327 | -17.0757 | 1.9416 |  |  | 15 | 16.9416 | 1009.5327 | 1007.6381 | -15.1811 | 2018-19 | [7 empty] | 1.8946 | 0 | -17.0757 | [5 empty] | 43825 | 1016.7286 | 1009.5099 | -0.022807 | 1007.5901 | 1.8946 | 1009.4847
2019-20 | 532.9 | 447.057 | 2.5 | 59.5 | 1041.957 | 1022.7919 | 19.1651 | 6.2037 |  |  |  | 6.2037 | 1022.7919 | 1016.7329 | 25.2241 | 2019-20 | [7 empty] | 6.059 | 0 | 19.1651 | [5 empty] | 44191 | 1026.0346 | 1022.7665 | -0.025347 | 1016.6383 | 6.059 | 1022.6973
2020-21 | 542.9 | 447.057 | 2.5 | 0 | 992.457 | 957.0023 | 35.4547 | 0 |  | -43.0436 |  | -43.0436 | 957.0023 | 957.0023 | -7.5889 | 2020-21 | [7 empty] | 0 | 0 | 35.4547 |  | 1035.5006 | -78.4983 | 35.4547 | 35.4547 | 44556 | 1034.9512 | 1036.2975 | 79.2952 | 1025.8805 | 0 | 1025.8805
2021-22 | 523.9 | 447.057 | 2.5 | 69 | 1042.457 | 957.0023 | 85.4547 | 2.0731 |  | -3.1533 |  | -1.0802 | 957.0023 | 957.0023 | 84.3745 | 2021-22 | [7 empty] | 0 | 0 | 85.4547 |  | 1045.6103 | -88.608 | 85.4547 | 16.4547 | 44921 | 1039.3835 | 1049.1849 | 92.1826 | 1034.7281 | 2.0731 | 1036.8013
2022-23 | 523.9 | 447.057 | 2.5 | 69 | 1042.457 | 966.5605 | 75.8965 | 2.0731 |  |  |  | 2.0731 | 966.5605 | 964.4874 | 77.9696 | 2022-23 | [7 empty] | 2.0731 | 0 | 77.9696 | 964.4874 | 1053.5407 |  | 75.8965 | 6.8965 | 45286 | 1051.6916 | 1057.5921 |  | 1039.0851 | 4.3927 | 1043.4777 | bar: #1 to #7
2023-24 | 523.9 | 447.057 | 2.5 | 69 | 1042.457 | 976.5104 | 65.9466 | 4.3927 |  |  |  | 4.3927 | 976.5104 | 972.1178 | 70.3392 | 2023-24 | [7 empty] | 4.3927 | 0 | 70.3392 | 972.1178 | 1062.7095 | -100.9126 | 65.9466 | -3.0534 | 45652 | 1061.6941 | 1073.9487 | 112.1518 | 1051.3088 | 6.6748 | 1057.9837 | bar: #1 to #7
2024-25 | 523.9 | 447.057 | 2.5 | 69 | 1042.457 | 987.9495 | 54.5075 | 6.6748 |  |  |  | 6.6748 | 987.9495 | 981.2746 | 61.1824 | 2024-25 | [7 empty] | 6.6748 | 0 | 61.1824 | 981.2746 | 1069.8754 | -989.2432 | 54.5075 | -14.4925 | 46017 | 1068.4566 | 1088.2765 | 1007.6443 | 1061.2161 | 8.7957 | 1070.0118 | bar: #1 to #7
2025-26 | 523.9 | 447.057 | 2.5 | 69 | 1042.457 | 995.3392 | 47.1178 | 8.7957 |  |  |  | 8.7957 | 995.3392 | 986.5435 | 55.9135 | 2025-26 | [7 empty] | 8.7957 | 0 | 55.9135 | 986.5435 | 1074.0466 | -1074.0466 | 47.1178 | -21.8822 | 46382 | 1077.6138 | 1099.4344 | 1099.4344 | 1067.8715 | 10.9231 | 1078.7946 | bar: #1 to #7
2026-27 | 523.9 | 447.057 | 2.5 | 69 | 1042.457 | 1003.3577 | 39.0993 | 10.9231 |  |  |  | 10.9231 | 1003.3577 | 992.4346 | 50.0224 | 2026-27 | [7 empty] | 10.9231 | 0 | 50.0224 | 992.4346 | 1081.3726 | -1081.3726 | 39.0993 | -29.9007 | 46747 | 1083.9135 | 1112.8701 | 1112.8701 | 1076.9089 | 13.1117 | 1090.0207 | bar: #1 to #7
2027-28 | 523.9 | 447.057 | 2.5 | 69 | 1042.457 | 1011.2177 | 31.2393 | 13.1117 |  |  |  | 13.1117 | 1011.2177 | 998.106 | 44.351 | 2027-28 | [7 empty] | 13.1117 | 0 | 44.351 | 998.106 | 1088.9478 | -1088.9478 | 31.2393 | -37.7607 | 47113 | 1092.7316 | 1123.4369 | 1123.4369 | 1083.0757 | 15.3657 | 1098.4414 | bar: #1 to #7
2028-29 | 523.9 | 447.057 | 2.5 | 69 | 1042.457 | 1020.7577 | 21.6993 | 15.3657 |  |  |  | 15.3657 | 1020.7577 | 1005.392 | 37.065 | 2028-29 | [7 empty] | 15.3657 | 0 | 37.065 | 1005.392 | 1096.2966 | -1096.2966 | 21.6993 | -47.3007 | 47478 | 1106.8248 | 1136.3499 | 1136.3499 | 1091.7492 | 17.7441 | 1109.4933 | bar: #1 to #7
2029-30 | 523.9 | 447.057 | 2.5 | 69 | 1042.457 | 1027.3149 | 15.1421 | 17.7441 |  |  |  | 17.7441 | 1027.3149 | 1009.5709 | 32.8861 | 2029-30 | [7 empty] | 17.7441 | 0 | 32.8861 | 1009.5709 | 1102.2936 | -1102.2936 | 15.1421 | -53.8579 | 47843 | 1120.8217 | 1154.486 | 1154.486 | 1105.6904 | 20.2321 | 1125.9225 | bar: #1 to #7
2030-31 | 523.9 | 447.057 | 2.5 | 69 | 1042.457 | 1035.6525 | 6.8045 | 20.2321 |  |  |  | 20.2321 | 1035.6525 | 1015.4204 | 27.0366 | 2030-31 | [7 empty] | 20.2321 | 0 | 27.0366 | 1015.4204 | 1110.8755 | -1110.8755 | 6.8045 | -62.1955 | 48208 | 1135.1624 | 1172.7587 | 1172.7587 | 1119.5326 | 22.8447 | 1142.3773 | bar: #1 to #7
2031-32 | 523.9 | 447.057 | 2.5 | 69 | 1042.457 | 1044.5421 | -2.0851 | 22.8447 |  |  |  | 22.8447 | 1044.5421 | 1021.6974 | 20.7596 | 2031-32 | [7 empty] | 22.8447 | 0 | 20.7596 | 1021.6974 | 1118.795 | -1118.795 | -2.0851 | -71.0851 | 48574 | 1150.0301 | 1191.4596 | 1191.4596 | 1133.7234 | 24.6093 | 1158.3326 | bar: #1 to #7
2032-33 | 523.9 | 447.057 | 2.5 | 69 | 1042.457 | 1054.7405 | -12.2835 | 24.6093 |  |  |  | 24.6093 | 1054.7405 | 1030.1313 | 12.3257 | 2032-33 | [7 empty] | 24.6093 | 0 | 12.3257 | 1030.1313 | 1128.6245 | -1128.6245 | -12.2835 | -81.2835 | 48939 | 1164.9265 | 1210.6685 | 1210.6685 | 1148.4505 | 26.4893 | 1174.9399 | bar: #1 to #7
2033-34 | 523.9 | 447.057 | 2.5 | 69 | 1042.457 | 1061.589 | -19.132 | 26.4893 |  |  |  | 26.4893 | 1061.589 | 1035.0997 | 7.3573 | 2033-34 | [7 empty] | 26.4893 | 0 | 7.3573 | 1035.0997 | 1137.4394 | -1137.4394 | -19.132 | -88.132 | 49304 | 1179.428 | 1229.8649 | 1229.8649 | 1163.2177 | 28.4345 | 1191.6522 | bar: #1 to #7
2034-35 | 523.9 | 447.057 | 2.5 | 69 | 1042.457 | 1070.0813 | -27.6243 | 28.4345 |  |  |  | 28.4345 | 1070.0813 | 1041.6468 | 0.81022 | 2034-35 | [7 empty] | 28.4345 | 0 | 0.81022 | 1041.6468 | 1149.2167 | -1149.2167 | -27.6243 | -96.6243 | 49669 | 1195.8483 | 1248.5481 | 1248.5481 | 1177.6045 | 30.4427 | 1208.0472 | bar: #1 to #7
2035-36 | 523.9 | 447.057 | 2.5 | 69 | 1042.457 | 1078.7247 | -36.2677 | 30.4427 |  |  |  | 30.4427 | 1078.7247 | 1048.282 | -5.825 | 2035-36 | [7 empty] | 30.4427 | 0 | -5.825 | 1048.282 | 1160.2287 | -1160.2287 | -36.2677 | -105.2677 | 50035 | 1213.4272 | 1269.0469 | 1269.0469 | 1193.925 | 32.3512 | 1226.2762 | bar: #1 to #7
2036-37 | 523.9 | 447.057 | 2.5 | 69 | 1042.457 | 1088.931 | -46.474 | 32.3512 |  |  |  | 32.3512 | 1088.931 | 1056.5798 | -14.1228 | 2036-37 | [7 empty] | 32.3512 | 0 | -14.1228 | 1056.5798 | 1172.9808 | -1172.9808 | -46.474 | -115.474 | 50400 | 1229.7567 | 1290.7052 | 1290.7052 | 1211.4174 | 34.287 | 1245.7044 | bar: #1 to #7
2037-38 | 523.9 | 447.057 | 2.5 | 69 | 1042.457 | 1095.5159 | -53.059 | 34.287 |  |  |  | 34.287 | 1095.5159 | 1061.229 | -18.772 | 2037-38 | [7 empty] | 34.287 | 0 | -18.772 | 1061.229 | 1184.6688 | -1184.6688 | -53.059 | -122.059 | 49669 | 1195.8483 | 1311.1701 | 1311.1701 | 1227.6711 | 36.2093 | 1263.8804 | bar: #1 to #7
2038-39 | 523.9 | 447.057 | 2.5 | 69 | 1042.457 | 1103.7608 | -61.3038 | 36.2093 |  |  |  | 36.2093 | 1103.7608 | 1067.5516 | -25.0946 | 2038-39 | [7 empty] | 36.2093 | 0 | -25.0946 | 1067.5516 | 1200.0978 |  | -61.3038 | -130.3038 | bar: #1 to #7
2039-40 | 523.9 | 447.057 | 2.5 | 69 | 1042.457 | 1112.5186 | -70.0616 | 38.1314 |  |  |  | 38.1314 | 1112.5186 | 1074.3872 | -31.9302 | 2039-40 | [7 empty] | 38.1314 | 0 | -31.9302 | 1074.3872 | 1214.5414 |  | -70.0616 | -139.0616 | bar: #1 to #7
2040-41 | 523.9 | 447.057 | 2.5 | 69 | 1042.457 | 1122.974 | -80.517 | 40.0293 |  |  |  | 40.0293 | 1122.974 | 1082.9446 | -40.4876 | 2040-41 | [7 empty] | 40.0293 | 0 | -40.4876 | 1082.9446 |  |  | -80.517 | -149.517 | bar: #1 to #7
2041-42 | 523.9 | 447.057 | 2.5 | 69 | 1042.457 | 1130.0832 | -87.6262 | 41.9782 |  |  |  | 41.9782 | 1130.0832 | 1088.105 | -45.648 | 2041-42 | [7 empty] | 41.9782 | 0 | -45.648 | 1088.105 |  |  |  |  | 2036-12-26 | 1213.4272 | bar: #1 to #7
Notes: | [31 empty] | 2037-12-26 | 1229.7567
1. Annual peak loads are in December of each year
2. Existing resources, assumed to be extended. 50/d of JP from Gas Book to Power Book has 50/d recallable.
3. Demand Forecast = 2021 IRP Load Forecast (F2020 based).
4. Tacoma LNG available winter 2021/22 at 69/day.
5. PSE will supply gas and capacity to Tacoma LNG for Tote and PSE System (not an incremental peak load to gas book).
[5 empty] | Year | Sendout | LFG | LRB
[5 empty] | 2020 |  | 955.4046 | 955.4046
[5 empty] | 2021 |  | 957.0023 | 957.0023
[5 empty] | 2022 | 961.777 | 966.5605 | 966.5605
[5 empty] | 2023 | 966.2379 | 976.5104 | 976.5104
[5 empty] | 2024 | 971.9296 | 987.9495 | 987.9495
[5 empty] | 2025 | 973.4622 | 995.3392 | 995.3392
[5 empty] | 2026 | 975.3929 | 1003.3577 | 1003.3577
[5 empty] | 2027 | 976.9015 | 1011.2177 | 1011.2177
[5 empty] | 2028 | 979.8342 | 1020.7577 | 1020.7577
[5 empty] | 2029 | 979.5443 | 1027.3149 | 1027.3149
[5 empty] | 2030 | 980.8273 | 1035.6525 | 1035.6525
[5 empty] | 2031 | 982.4189 | 1044.5421 | 1044.5421
[5 empty] | 2032 | 988.1695 | 1054.7405 | 1054.7405
[5 empty] | 2033 | 990.3976 | 1061.589 | 1061.589
[5 empty] | 2034 | 994.1619 | 1070.0813 | 1070.0813
[5 empty] | 2035 | 998.004 | 1078.7247 | 1078.7247
[5 empty] | 2036 | 1003.4992 | 1088.931 | 1088.931
[5 empty] | 2037 | 1005.3254 | 1095.5159 | 1095.5159
[5 empty] | 2038 | 1008.8174 | 1103.7608 | 1103.7608
[5 empty] | 2039 | 1012.8325 | 1112.5186 | 1112.5186
[5 empty] | 2040 | 1018.5965 | 1122.974 | 1122.974
[5 empty] | 2041 | 1021.1788 | 1130.0832
Note on AI6: Singh, Gurvinder: Based on F2018
Note on D11: Bill Donahue, PSE: 10,000 Dth/d transferred to Puget LNG to serve TOTE, as originally planned
Note on G11: Bill Donahue, PSE: 50,000 capacity of Tacoma distribution system (before upgrade) plus 9,500 diversion of TOTE supply. Future adds= 9,500 added diversion and 16,000 for distribution expansion.

## L&R Bal - Mid No DSR
| These columns are linked to graphs. | [15 empty] | These columns are linked to graphs.
LOAD RESOURCE BALANCE DRAFT: 08/23/2020
BASED ON F2020 Approved IRP Load Forecast
Peak Day demand is based on Design-Peak Planning Standard of 13 degree average temperature. December peak.
| EXISTING LOADS & RESOURCES - (FOR IRP) | [19 empty] | BASE - SCENARIO AS OPTIMIZED
Winter Period | NWP Firm Transportation | Jackson Prairie & Redelivery Service | Gig Harbor LNG (2.5 Mdth/day) | Tacoma LNG | Existing Supply Side Resources | 2021 IRP Mid Demand Before DSR | IRP Resource Surplus/ (Need) | DSR in 2019 IRP | Swarr | Tacoma LNG Distribution Upgrade | ShortTerm Firm Capacity from Market | Total DSR & Near-term Resource Alternatives | 2021 IRP Mid Demand Before DSR | 2021 IRP Mid Demand After DSR | Resource Surplus/(Need) With DSR & Near-Term Alternatives | Winter Period | DSR in MDth/day | NWP Additions + Westcoast | Short Term NWP | KORP | NWP from AECO | Mist Storage | Ply LNG | LNG Tacoma Distr | Swarr | Total New Resources | Sendout Resource Surplus/(Need) | 2019 IRP BASE Demand before DSR | delta load forecast (F2018 minus F2016) | Resource Need | Resource Need - NO LNG
[16 empty] | Option | DSR | #1 | #1a | #2 | #3 | #4 | #5 | #6 | #7 | [6 empty] | Date | Sum
2015-16 | 532.872 | 432.057 | 2.5 |  | 967.429 | 1005.4161 | -37.9871 | 0 |  |  |  | 0 | 1005.4161 | 1005.4161 | -37.9871 | #REF! | [9 empty] | 0 | -37.9871 |  |  |  |  | Grand Max | 1229.76
2016-17 | 542.872 | 447.057 | 2.5 |  | 992.429 | 981.0565 | 11.3725 | 0 |  |  |  | 0 | 981.0565 | 981.0565 | 11.3725 | 2015-16 | [9 empty] | 0 | 11.3725 |  |  |  |  | 2018-12-26 | 978.2798
2018-19 | 542.9 | 447.057 | 2.5 |  | 992.457 | 1009.5327 | -17.0757 | 1.9416 |  |  | 15 | 16.9416 | 1009.5327 | 1007.6381 | -15.1811 | 2018-19 | 1.8946 | #1a: 15 | 15 | -2.0757 |  |  |  |  | 43825 | 1016.7286 | 1009.5099 | -0.022807 | 1007.5901 | 1.8946 | 1009.4847
2019-20 | 532.9 | 447.057 | 2.5 | 59.5 | 1041.957 | 1022.7919 | 19.1651 | 6.2037 |  |  |  | 6.2037 | 1022.7919 | 1016.7329 | 25.2241 | 2019-20 | 6.059 | [8 empty] | 0 | 19.1651 |  |  |  |  | 44191 | 1026.0346 | 1022.7665 | -0.025347 | 1016.6383 | 6.059 | 1022.6973
2020-21 | 542.9 | 447.057 | 2.5 | 0 | 992.457 | 957.0023 | 35.4547 | 0 |  | -43.0436 |  | -43.0436 | 957.0023 | 957.0023 | -7.5889 | 2020-21 | 0 | [8 empty] | 0 | 35.4547 | 1035.5006 | -78.4983 | 35.4547 | 35.4547 | 44556 | 1034.9512 | 1036.2975 | 79.2952 | 1025.8805 | 0 | 1025.8805
2021-22 | 523.9 | 447.057 | 2.5 | 69 | 1042.457 | 957.0023 | 85.4547 | 0 |  | -3.1533 |  | -3.1533 | 957.0023 | 957.0023 | 82.3014 | 2021-22 | 0 | [8 empty] | 0 | 85.4547 | 1045.6103 | -88.608 | 85.4547 | 16.4547 | 44921 | 1039.3835 | 1049.1849 | 92.1826 | 1034.7281 | 0 | 1034.7281
2022-23 | 523.9 | 447.057 | 2.5 | 69 | 1042.457 | 966.5605 | 75.8965 | 0 |  |  |  | 0 | 966.5605 | 966.5605 | 75.8965 | 2022-23 | 0 | [8 empty] | 0 | 75.8965 | 1053.5407 |  | 75.8965 | 6.8965 | 45286 | 1051.6916 | 1057.5921 |  | 1039.0851 | 0 | 1039.0851 | bar: #1 to #7
2023-24 | 523.9 | 447.057 | 2.5 | 69 | 1042.457 | 976.5104 | 65.9466 | 0 |  |  |  | 0 | 976.5104 | 976.5104 | 65.9466 | 2023-24 | 0 | - | - | - | - | - | 15 | - | - | 15 | 80.9466 | 1062.7095 | -100.9126 | 65.9466 | -3.0534 | 45652 | 1061.6941 | 1073.9487 | 112.1518 | 1051.3088 | 0 | 1051.3088
2024-25 | 523.9 | 447.057 | 2.5 | 69 | 1042.457 | 987.9495 | 54.5075 | 0 |  |  |  | 0 | 987.9495 | 987.9495 | 54.5075 | 2024-25 | 0 | - | - | - | - | - | 15 | - | - | 15 | 69.5075 | 1069.8754 | -989.2432 | 54.5075 | -14.4925 | 46017 | 1068.4566 | 1088.2765 | 1007.6443 | 1061.2161 | 0 | 1061.2161
2025-26 | 523.9 | 447.057 | 2.5 | 69 | 1042.457 | 995.3392 | 47.1178 | 0 |  |  |  | 0 | 995.3392 | 995.3392 | 47.1178 | 2025-26 | 0 | - | - | - | - | - | 15 | - | - | 15 | 62.1178 | 1074.0466 | -1074.0466 | 47.1178 | -21.8822 | 46382 | 1077.6138 | 1099.4344 | 1099.4344 | 1067.8715 | 0 | 1067.8715
2026-27 | 523.9 | 447.057 | 2.5 | 69 | 1042.457 | 1003.3577 | 39.0993 | 0 |  |  |  | 0 | 1003.3577 | 1003.3577 | 39.0993 | 2026-27 | 0 | - | - | - | - | - | 15 | - | - | 15 | 54.0993 | 1081.3726 | -1081.3726 | 39.0993 | -29.9007 | 46747 | 1083.9135 | 1112.8701 | 1112.8701 | 1076.9089 | 0 | 1076.9089
2027-28 | 523.9 | 447.057 | 2.5 | 69 | 1042.457 | 1011.2177 | 31.2393 | 0 |  |  |  | 0 | 1011.2177 | 1011.2177 | 31.2393 | 2027-28 | 0 | - | - | - | - | - | 15 | - | - | 15 | 46.2393 | 1088.9478 | -1088.9478 | 31.2393 | -37.7607 | 47113 | 1092.7316 | 1123.4369 | 1123.4369 | 1083.0757 | 0 | 1083.0757
2028-29 | 523.9 | 447.057 | 2.5 | 69 | 1042.457 | 1020.7577 | 21.6993 | 0 |  |  |  | 0 | 1020.7577 | 1020.7577 | 21.6993 | 2028-29 | 0 | - | - | - | - | - | 15 | - | - | 15 | 36.6993 | 1096.2966 | -1096.2966 | 21.6993 | -47.3007 | 47478 | 1106.8248 | 1136.3499 | 1136.3499 | 1091.7492 | 0 | 1091.7492
2029-30 | 523.9 | 447.057 | 2.5 | 69 | 1042.457 | 1027.3149 | 15.1421 | 0 |  |  |  | 0 | 1027.3149 | 1027.3149 | 15.1421 | 2029-30 | 0 | - | - | - | - | - | 15 | - | - | 15 | 30.1421 | 1102.2936 | -1102.2936 | 15.1421 | -53.8579 | 47843 | 1120.8217 | 1154.486 | 1154.486 | 1105.6904 | 0 | 1105.6904
2030-31 | 523.9 | 447.057 | 2.5 | 69 | 1042.457 | 1035.6525 | 6.8045 | 0 |  |  |  | 0 | 1035.6525 | 1035.6525 | 6.8045 | 2030-31 | 0 | - | - | - | - | - | 15 | - | - | 15 | 21.8045 | 1110.8755 | -1110.8755 | 6.8045 | -62.1955 | 48208 | 1135.1624 | 1172.7587 | 1172.7587 | 1119.5326 | 0 | 1119.5326
2031-32 | 523.9 | 447.057 | 2.5 | 69 | 1042.457 | 1044.5421 | -2.0851 | 0 |  |  |  | 0 | 1044.5421 | 1044.5421 | -2.0851 | 2031-32 | 0 | - | - | - | - | - | 15 | - | - | 15 | 12.9149 | 1118.795 | -1118.795 | -2.0851 | -71.0851 | 48574 | 1150.0301 | 1191.4596 | 1191.4596 | 1133.7234 | 0 | 1133.7234
2032-33 | 523.9 | 447.057 | 2.5 | 69 | 1042.457 | 1054.7405 | -12.2835 | 0 |  |  |  | 0 | 1054.7405 | 1054.7405 | -12.2835 | 2032-33 | 0 | - | - | - | - | - | 15 | - | - | 15 | 2.7165 | 1128.6245 | -1128.6245 | -12.2835 | -81.2835 | 48939 | 1164.9265 | 1210.6685 | 1210.6685 | 1148.4505 | 0 | 1148.4505
2033-34 | 523.9 | 447.057 | 2.5 | 69 | 1042.457 | 1061.589 | -19.132 | 0 |  |  |  | 0 | 1061.589 | 1061.589 | -19.132 | 2033-34 | 0 | - | - | - | - | - | 15 | - | 7 | 22 | 2.868 | 1137.4394 | -1137.4394 | -19.132 | -88.132 | 49304 | 1179.428 | 1229.8649 | 1229.8649 | 1163.2177 | 0 | 1163.2177
2034-35 | 523.9 | 447.057 | 2.5 | 69 | 1042.457 | 1070.0813 | -27.6243 | 0 |  |  |  | 0 | 1070.0813 | 1070.0813 | -27.6243 | 2034-35 | 0 | - | - | - | - | 18 | 15 | - | 7 | 40 | 12.3757 | 1149.2167 | -1149.2167 | -27.6243 | -96.6243 | 49669 | 1195.8483 | 1248.5481 | 1248.5481 | 1177.6045 | 0 | 1177.6045
2035-36 | 523.9 | 447.057 | 2.5 | 69 | 1042.457 | 1078.7247 | -36.2677 | 0 |  |  |  | 0 | 1078.7247 | 1078.7247 | -36.2677 | 2035-36 | 0 | - | - | - | - | 18 | 15 | - | 7 | 40 | 3.7323 | 1160.2287 | -1160.2287 | -36.2677 | -105.2677 | 50035 | 1213.4272 | 1269.0469 | 1269.0469 | 1193.925 | 0 | 1193.925
2036-37 | 523.9 | 447.057 | 2.5 | 69 | 1042.457 | 1088.931 | -46.474 | 0 |  |  |  | 0 | 1088.931 | 1088.931 | -46.474 | 2036-37 | 0 | - | - | - | - | 18 | 15 | - | 15 | 48 | 1.526 | 1172.9808 | -1172.9808 | -46.474 | -115.474 | 50400 | 1229.7567 | 1290.7052 | 1290.7052 | 1211.4174 | 0 | 1211.4174
2037-38 | 523.9 | 447.057 | 2.5 | 69 | 1042.457 | 1095.5159 | -53.059 | 0 |  |  |  | 0 | 1095.5159 | 1095.5159 | -53.059 | 2037-38 | 0 | - | - | - | - | 18 | 15 | - | 30 | 63 | 9.941 | 1184.6688 | -1184.6688 | -53.059 | -122.059 | 49669 | 1195.8483 | 1311.1701 | 1311.1701 | 1227.6711 | 0 | 1227.6711
2038-39 | 523.9 | 447.057 | 2.5 | 69 | 1042.457 | 1103.7608 | -61.3038 | 0 |  |  |  | 0 | 1103.7608 | 1103.7608 | -61.3038 | 2038-39 | 0 | - | - | - | - | 18 | 15 | - | 30 | 63 | 1.6962 | 1200.0978 |  | -61.3038 | -130.3038
2039-40 | 523.9 | 447.057 | 2.5 | 69 | 1042.457 | 1112.5186 | -70.0616 | 0 |  |  |  | 0 | 1112.5186 | 1112.5186 | -70.0616 | 2039-40 | 0 | 26 | - | - | - | 18 | 15 | - | 30 | 89 | 18.9384 | 1214.5414 |  | -70.0616 | -139.0616
2040-41 | 523.9 | 447.057 | 2.5 | 69 | 1042.457 | 1122.974 | -80.517 | 0 |  |  |  | 0 | 1122.974 | 1122.974 | -80.517 | 2040-41 | 0 | 26 | - | - | - | 18 | 15 | - | 30 | 89 | 8.483 |  |  | -80.517 | -149.517
2041-42 | 523.9 | 447.057 | 2.5 | 69 | 1042.457 | 1130.0832 | -87.6262 | 0 |  |  |  | 0 | 1130.0832 | 1130.0832 | -87.6262 | 2041-42 | 0 | 26 | - | - | - | 18 | 15 | - | 30 | 89 | 1.3738 |  |  |  |  | 2036-12-26 | 1213.4272
Notes: | [31 empty] | 2037-12-26 | 1229.7567
1. Annual peak loads are in December of each year
2. Existing resources, assumed to be extended. 50/d of JP from Gas Book to Power Book has 50/d recallable.
3. Demand Forecast = 2021 IRP Load Forecast (F2020 based).
4. Tacoma LNG available winter 2021/22 at 69/day.
5. PSE will supply gas and capacity to Tacoma LNG for Tote and PSE System (not an incremental peak load to gas book).
[5 empty] | Year | Sendout | LFG | LRB
[5 empty] | 2020 |  | 955.4046 | 955.4046
[5 empty] | 2021 |  | 957.0023 | 957.0023
[5 empty] | 2022 | 961.777 | 966.5605 | 966.5605
[5 empty] | 2023 | 966.2379 | 976.5104 | 976.5104
[5 empty] | 2024 | 971.9296 | 987.9495 | 987.9495
[5 empty] | 2025 | 973.4622 | 995.3392 | 995.3392
[5 empty] | 2026 | 975.3929 | 1003.3577 | 1003.3577
[5 empty] | 2027 | 976.9015 | 1011.2177 | 1011.2177
[5 empty] | 2028 | 979.8342 | 1020.7577 | 1020.7577
[5 empty] | 2029 | 979.5443 | 1027.3149 | 1027.3149
[5 empty] | 2030 | 980.8273 | 1035.6525 | 1035.6525
[5 empty] | 2031 | 982.4189 | 1044.5421 | 1044.5421
[5 empty] | 2032 | 988.1695 | 1054.7405 | 1054.7405
[5 empty] | 2033 | 990.3976 | 1061.589 | 1061.589
[5 empty] | 2034 | 994.1619 | 1070.0813 | 1070.0813
[5 empty] | 2035 | 998.004 | 1078.7247 | 1078.7247
[5 empty] | 2036 | 1003.4992 | 1088.931 | 1088.931
[5 empty] | 2037 | 1005.3254 | 1095.5159 | 1095.5159
[5 empty] | 2038 | 1008.8174 | 1103.7608 | 1103.7608
[5 empty] | 2039 | 1012.8325 | 1112.5186 | 1112.5186
[5 empty] | 2040 | 1018.5965 | 1122.974 | 1122.974
[5 empty] | 2041 | 1021.1788 | 1130.0832
Note on AJ6: Singh, Gurvinder: Based on F2018
Note on D11: Bill Donahue, PSE: 10,000 Dth/d transferred to Puget LNG to serve TOTE, as originally planned
Note on G11: Bill Donahue, PSE: 50,000 capacity of Tacoma distribution system (before upgrade) plus 9,500 diversion of TOTE supply. Future adds= 9,500 added diversion and 16,000 for distribution expansion.

## L&R Bal - HIGH
| These columns are linked to graphs. | [15 empty] | These columns are linked to graphs.
LOAD RESOURCE BALANCE DRAFT: 08/23/2020
BASED ON F2020 Approved IRP Load Forecast
Peak Day demand is based on Design-Peak Planning Standard of 13 degree average temperature. December peak.
| EXISTING LOADS & RESOURCES - (FOR IRP) | [18 empty] | HIGH - SCENARIO AS OPTIMIZED | [7 empty] | Energy Therms/yr
Winter Period | NWP Firm Transportation | Jackson Prairie & Redelivery Service | Gig Harbor LNG (2.5 Mdth/day) | Tacoma LNG | Existing Supply Side Resources | 2021 IRP HIGH Demand Before DSR | IRP Resource Surplus/ (Need) | DSR in 2021 IRP | Swarr | Tacoma LNG Distribution Upgrade | ShortTerm Firm Capacity from Market | Total DSR & Near-term Resource Alternatives | 2021 IRP HIGH Demand Before DSR | 2021 IRP HIGH Demand After DSR | Resource Surplus/(Need) With DSR & Near-Term Alternatives | Winter Period | NWP Additions + Westcoast | KORP | NWP from AECO | Mist Storage | Ply LNG | LNG Tacoma Distr | Swarr | DSR (Incl Standard Bundle) in MDth/day | Total New Resources | Sendout Resource Surplus/(Need) | 2019 IRP BASE Demand before DSR | 2021 IRP HIGH Demand Before DSR
[16 empty] | Option | #1 | #2 | #3 | #4 | #5 | #6 | #7 | DSR
2015-16 | 532.872 | 432.057 | 2.5 |  | 967.429 | 1005.4161 | -37.9871 | 0 |  |  |  | 0 | 1005.4161 | 1005.4161 | -37.9871 | #REF! | [8 empty] | 0 | -37.9871
2016-17 | 542.872 | 447.057 | 2.5 |  | 992.429 | 981.0565 | 11.3725 | 0 |  |  |  | 0 | 981.0565 | 981.0565 | 11.3725 | 2015-16 | [8 empty] | 0 | 11.3725
2018-19 | 542.9 | 447.057 | 2.5 |  | 992.457 | 1009.5327 | -17.0757 | 1.9416 |  |  | 15 | 16.9416 | 1009.5327 | 1007.6381 | -15.1811 | 2018-19 | [7 empty] | 1.8946 | 0 | -17.0757
2019-20 | 532.9 | 447.057 | 2.5 | 59.5 | 1041.957 | 1022.7919 | 19.1651 | 6.2037 |  |  |  | 6.2037 | 1022.7919 | 1016.7329 | 25.2241 | 2019-20 | [7 empty] | 6.059 | 0 | 19.1651
2020-21 | 542.9 | 447.057 | 2.5 | 0 | 992.457 | 957.0023 | 35.4547 | 0 |  | -43.0436 |  | -43.0436 | 957.0023 | 957.0023 | -7.5889 | 2020-21 | [7 empty] | 0 | 0 | 35.4547 | 1035.5006
2021-22 | 523.9 | 447.057 | 2.5 | 69 | 1042.457 | 957.0023 | 85.4547 | 4.6319 |  | -3.1533 |  | 1.4786 | 957.0023 | 957.0023 | 86.9333 | 2021-22 | [7 empty] | 0 | 0 | 85.4547 | 1045.6103
2022-23 | 523.9 | 447.057 | 2.5 | 69 | 1042.457 | 983.8466 | 58.6104 | 4.6319 |  |  |  | 4.6319 | 983.8466 | 979.2147 | 63.2423 | 2022-23 | [7 empty] | 4.6319 | 0 | 58.6104 | 1053.5407 | 1100242639.1082 | bar: #1 to #7
2023-24 | 523.9 | 447.057 | 2.5 | 69 | 1042.457 | 1001.8232 | 40.6338 | 9.9578 |  |  |  | 9.9578 | 1001.8232 | 991.8655 | 50.5915 | 2023-24 | - | - | - | - | 15 | - | - | 9.9578 | 15 | 55.6338 | 1062.7095 | 1123963195.6576
2024-25 | 523.9 | 447.057 | 2.5 | 69 | 1042.457 | 1020.267 | 22.19 | 15.5381 |  |  |  | 15.5381 | 1020.267 | 1004.7289 | 37.7281 | 2024-25 | - | - | - | - | 15 | - |  | 15.5381 | 15 | 37.19 | 1069.8754 | 1162922788.3993
2025-26 | 523.9 | 447.057 | 2.5 | 69 | 1042.457 | 1035.9637 | 6.4933 | 21.222 |  |  |  | 21.222 | 1035.9637 | 1014.7416 | 27.7154 | 2025-26 | - | - | - | - | 15 | - |  | 21.222 | 15 | 21.4933 | 1074.0466 | 1184236254.9277
2026-27 | 523.9 | 447.057 | 2.5 | 69 | 1042.457 | 1047.1741 | -4.7171 | 27.1291 |  |  |  | 27.1291 | 1047.1741 | 1020.0451 | 22.4119 | 2026-27 | - | - | - | - | 15 | - |  | 27.1291 | 15 | 10.2829 | 1081.3726 | 1197855183.7059
2027-28 | 523.9 | 447.057 | 2.5 | 69 | 1042.457 | 1052.0789 | -9.6219 | 33.2896 |  |  |  | 33.2896 | 1052.0789 | 1018.7893 | 23.6677 | 2027-28 | - | - | - | - | 15 | - |  | 33.2896 | 15 | 5.3781 | 1088.9478 | 1208754740.7913
2028-29 | 523.9 | 447.057 | 2.5 | 69 | 1042.457 | 1067.3171 | -24.8601 | 39.7049 |  |  |  | 39.7049 | 1067.3171 | 1027.6122 | 14.8448 | 2028-29 | - | - | - | - | 15 | - |  | 39.7049 | 15 | -9.8601 | 1096.2966 | 1230868413.6866
2029-30 | 523.9 | 447.057 | 2.5 | 69 | 1042.457 | 1076.1853 | -33.7283 | 46.3539 |  |  |  | 46.3539 | 1076.1853 | 1029.8313 | 12.6257 | 2029-30 | - | - | - | - | 15 | - |  | 46.3539 | 15 | -18.7283 | 1102.2936 | 1240762088.134
2030-31 | 523.9 | 447.057 | 2.5 | 69 | 1042.457 | 1088.3252 | -45.8682 | 53.2054 |  |  |  | 53.2054 | 1088.3252 | 1035.1198 | 7.3372 | 2030-31 | - | - | - | - | 15 | - |  | 53.2054 | 15 | -30.8682 | 1110.8755 | 1255417377.4927
2031-32 | 523.9 | 447.057 | 2.5 | 69 | 1042.457 | 1098.5393 | -56.0823 | 60.3015 |  |  |  | 60.3015 | 1098.5393 | 1038.2379 | 4.2191 | 2031-32 | - | - | - | - | 15 | - |  | 60.3015 | 15 | -41.0823 | 1118.795 | 1274202441.2624
2032-33 | 523.9 | 447.057 | 2.5 | 69 | 1042.457 | 1111.3174 | -68.8604 | 64.6978 |  |  |  | 64.6978 | 1111.3174 | 1046.6196 | -4.1626 | 2032-33 | - | - | - | - | 15 | - |  | 64.6978 | 15 | -53.8604 | 1128.6245 | 1296511436.8734
2033-34 | 523.9 | 447.057 | 2.5 | 69 | 1042.457 | 1116.1662 | -73.7092 | 69.2701 |  |  |  | 69.2701 | 1116.1662 | 1046.8961 | -4.4391 | 2033-34 | - | - | - | - | 15 | - |  | 69.2701 | 15 | -58.7092 | 1137.4394 | 1305717808.9171
2034-35 | 523.9 | 447.057 | 2.5 | 69 | 1042.457 | 1129.4278 | -86.9708 | 73.9611 |  |  |  | 73.9611 | 1129.4278 | 1055.4667 | -13.0097 | 2034-35 | 21 | - | - | - | 15 | - |  | 73.9611 | 36 | -50.9708 | 1149.2167 | 1306372037.0749
2035-36 | 523.9 | 447.057 | 2.5 | 69 | 1042.457 | 1140.6655 | -98.2085 | 78.7379 |  |  |  | 78.7379 | 1140.6655 | 1061.9276 | -19.4706 | 2035-36 | 21 | - | - | - | 15 | - |  | 78.7379 | 36 | -62.2085 | 1160.2287 | 1323214448.2798
2036-37 | 523.9 | 447.057 | 2.5 | 69 | 1042.457 | 1151.4681 | -109.0111 | 83.4362 |  |  |  | 83.4362 | 1151.4681 | 1068.032 | -25.575 | 2036-37 | 21 | - | - | - | 15 | - |  | 83.4362 | 36 | -73.0111 | 1172.9808 | 1348671613.3677
2037-38 | 523.9 | 447.057 | 2.5 | 69 | 1042.457 | 1167.5029 | -125.0459 | 88.1822 |  |  |  | 88.1822 | 1167.5029 | 1079.3207 | -36.8637 | 2037-38 | 21 | - | - | - | 15 | - | 30 | 88.1822 | 66 | -59.0459 | 1184.6688 | 1360259186.828
2038-39 | 523.9 | 447.057 | 2.5 | 69 | 1042.457 | 1175.0788 | -132.6218 | 92.9298 |  |  |  | 92.9298 | 1175.0788 | 1082.149 | -39.692 | 2038-39 | 21 | - | - | - | 15 | - | 30 | 92.9298 | 66 | -66.6218 | 1200.0978 | 1378718654.4423
2039-40 | 523.9 | 447.057 | 2.5 | 69 | 1042.457 | 1184.0683 | -141.6113 | 97.6701 |  |  |  | 97.6701 | 1184.0683 | 1086.3982 | -43.9412 | 2039-40 | 30 | - | - | - | 15 | - | 30 | 97.6701 | 75 | -66.6113 | 1214.5414 | 1393847205.0503
2040-41 | 523.9 | 447.057 | 2.5 | 69 | 1042.457 | 1202.4221 | -159.9651 | 102.3759 |  |  |  | 102.3759 | 1202.4221 | 1100.0462 | -57.5892 | 2040-41 | 30 | - | - | - | 15 | - | 30 | 102.3759 | 75 | -84.9651 |  | 1417702261.378
2041-42 | 523.9 | 447.057 | 2.5 | 69 | 1042.457 | 1207.6142 | -165.1572 | 106.9584 |  |  |  | 106.9584 | 1207.6142 | 1100.6558 | -58.1988 | 2041-42 | 30 | - | - | - | 15 | - | 30 | 106.9584 | 75 | -90.1572 |  | 1432612018.7857
Notes: | [27 empty] | 1445419448.2461
1. Annual peak loads are in December of each year | [27 empty] | 1466238363.383
2. Existing resources, assumed to be extended. 50/d of JP from Gas Book to Power Book has 50/d recallable. | [27 empty] | 1485614122.9881
3. Demand Forecast = 2021 IRP Load Forecast (F2020 based). | [15 empty] | Winter Period | DSR (Incl Standard Bundle) in MDth/day | NWP Additions + Westcoast | KORP | NWP from AECO | Mist Storage | Ply LNG | LNG Tacoma Distr | Swarr |  |  |  | 1495755553.9393
4. Tacoma LNG available winter 2021/22 at 69/day. | [15 empty] | Option | DSR | #1 | #2 | #3 | #4 | #5 | #6 | #7
5. PSE will supply gas and capacity to Tacoma LNG for Tote and PSE System (not an incremental peak load to gas book). | [15 empty] | #REF!
2015-16
[16 empty] | 2018-19 | 1.8946
[5 empty] | Year | Sendout | LFG | LRB | [7 empty] | 2019-20 | 6.059
[5 empty] | 2020 |  | 955.4046 | 955.4046 | [7 empty] | 2020-21 | 0
[5 empty] | 2021 |  | 957.0023 | 957.0023 | [7 empty] | 2021-22 | 0
[5 empty] | 2022 | 961.777 | 966.5605 | 966.5605 | [7 empty] | 2022-23 | 4.7637 | - | - | - | - | 15 | - | -
[5 empty] | 2023 | 966.2379 | 976.5104 | 976.5104 | [7 empty] | 2023-24 | 10.2294 | - | - | - | - | 15 | - | -
[5 empty] | 2024 | 971.9296 | 987.9495 | 987.9495 | [7 empty] | 2024-25 | 15.9562 | - | - | - | - | 15 | - | 3.71
[5 empty] | 2025 | 973.4622 | 995.3392 | 995.3392 | [7 empty] | 2025-26 | 21.7932 | - | - | - | - | 15 | - | 6.12
[5 empty] | 2026 | 975.3929 | 1003.3577 | 1003.3577 | [7 empty] | 2026-27 | 27.8602 | - | - | - | - | 15 | - | 9.33
[5 empty] | 2027 | 976.9015 | 1011.2177 | 1011.2177 | [7 empty] | 2027-28 | 34.187 | - | - | - | - | 15 | - | 14.38
[5 empty] | 2028 | 979.8342 | 1020.7577 | 1020.7577 | [7 empty] | 2028-29 | 40.7747 | - | - | - | - | 15 | - | 17.26
[5 empty] | 2029 | 979.5443 | 1027.3149 | 1027.3149 | [7 empty] | 2029-30 | 47.6008 | - | - | - | - | 15 | - | 22.05
[5 empty] | 2030 | 980.8273 | 1035.6525 | 1035.6525 | [7 empty] | 2030-31 | 54.6326 | - | - | - | - | 15 | - | 26.89
[5 empty] | 2031 | 982.4189 | 1044.5421 | 1044.5421 | [7 empty] | 2031-32 | 61.9105 | - | - | - | - | 15 | - | 30
[5 empty] | 2032 | 988.1695 | 1054.7405 | 1054.7405 | [7 empty] | 2032-33 | 66.3592 | - | - | - | - | 15 | 4.94 | 30
[5 empty] | 2033 | 990.3976 | 1061.589 | 1061.589 | [7 empty] | 2033-34 | 70.9801 | - | - | - | - | 15 | 5.92 | 30
[5 empty] | 2034 | 994.1619 | 1070.0813 | 1070.0813 | [7 empty] | 2034-35 | 75.7103 | 9.17 | - | - | - | 15 | 5.92 | 30
[5 empty] | 2035 | 998.004 | 1078.7247 | 1078.7247 | [7 empty] | 2035-36 | 80.5107 | 9.17 | - | - | - | 15 | 5.92 | 30
[5 empty] | 2036 | 1003.4992 | 1088.931 | 1088.931 | [7 empty] | 2036-37 | 85.2249 | 9.17 | - | - | - | 15 | 6.91 | 30
[5 empty] | 2037 | 1005.3254 | 1095.5159 | 1095.5159 | [7 empty] | 2037-38 | 89.983 | 9.17 | - | - | - | 15 | 11.58 | 30
[5 empty] | 2038 | 1008.8174 | 1103.7608 | 1103.7608 | [7 empty] | 2038-39 | 94.7372 | 9.17 | - | - | - | 15 | 16 | 30
[5 empty] | 2039 | 1012.8325 | 1112.5186 | 1112.5186 | [7 empty] | 2039-40 | 99.4792 | 26.11 | - | - | - | 15 | 16 | 30
[5 empty] | 2040 | 1018.5965 | 1122.974 | 1122.974 | [7 empty] | 2040-41 | 104.1716 | 26.11 | - | - | - | 15 | 16 | 30
[5 empty] | 2041 | 1021.1788 | 1130.0832 | [8 empty] | 2041-42 | 108.7011 | 26.11 | - | - | - | 15 | 16 | 30
Note on AH6: Singh, Gurvinder: Based on F2018
Note on D11: Bill Donahue, PSE: 10,000 Dth/d transferred to Puget LNG to serve TOTE, as originally planned
Note on G11: Bill Donahue, PSE: 50,000 capacity of Tacoma distribution system (before upgrade) plus 9,500 diversion of TOTE supply. Future adds= 9,500 added diversion and 16,000 for distribution expansion.
Note on AC29: Puget Sound Energy: Sendout only needed: 3,5,5,15,16 starting in 2037. But since we can only build the plant to full capacity, sendout was rerun with Swarr fixed at 30 starting in 2037.

## L&R Bal - LOW
| These columns are linked to graphs. | [15 empty] | These columns are linked to graphs.
LOAD RESOURCE BALANCE DRAFT: 08/23/2020
BASED ON F2020 Approved IRP Load Forecast
Peak Day demand is based on Design-Peak Planning Standard of 13 degree average temperature. December peak.
| EXISTING LOADS & RESOURCES - (FOR IRP) | [18 empty] | LOW - SCENARIO AS OPTIMIZED | [7 empty] | energy therms/yr
Winter Period | NWP Firm Transportation | Jackson Prairie & Redelivery Service | Gig Harbor LNG (2.5 Mdth/day) | Tacoma LNG | Existing Supply Side Resources | 2021 IRP LOW Demand Before DSR | IRP Resource Surplus/ (Need) | DSR in 2019 IRP | Swarr | Tacoma LNG Distribution Upgrade | ShortTerm Firm Capacity from Market | Total DSR & Near-term Resource Alternatives | 2021 IRP LOW Demand Before DSR | 2021 IRP LOW Demand After DSR | Resource Surplus/(Need) With DSR & Near-Term Alternatives | Winter Period | NWP Additions + Westcoast | KORP | NWP from AECO | Mist Storage | Ply LNG | LNG Tacoma Distr | Swarr | DSR (Incl Standard Bundle) in MDth/day | Total New Resources | Sendout Resource Surplus/(Need) | 2019 IRP BASE Demand before DSR | 2021 IRP LOW Demand Before DSR
[16 empty] | Option | #1 | #2 | #3 | #4 | #5 | #6 | #7 | DSR
2015-16 | 532.872 | 432.057 | 2.5 |  | 967.429 | 1005.4161 | -37.9871 | 0 |  |  |  | 0 | 1005.4161 | 1005.4161 | -37.9871 | #REF! | [8 empty] | 0 | -37.9871
2016-17 | 542.872 | 447.057 | 2.5 |  | 992.429 | 981.0565 | 11.3725 | 0 |  |  |  | 0 | 981.0565 | 981.0565 | 11.3725 | 2015-16 | [8 empty] | 0 | 11.3725
2018-19 | 542.9 | 447.057 | 2.5 |  | 992.457 | 1009.5327 | -17.0757 | 1.9416 |  |  | 15 | 16.9416 | 1009.5327 | 1007.6381 | -15.1811 | 2018-19 | [7 empty] | 1.8946 | 0 | -17.0757
2019-20 | 532.9 | 447.057 | 2.5 | 59.5 | 1041.957 | 1022.7919 | 19.1651 | 6.2037 |  |  |  | 6.2037 | 1022.7919 | 1016.7329 | 25.2241 | 2019-20 | [7 empty] | 6.059 | 0 | 19.1651
2020-21 | 542.9 | 447.057 | 2.5 | 0 | 992.457 | 957.0023 | 35.4547 | 0 |  | -43.0436 |  | -43.0436 | 957.0023 | 957.0023 | -7.5889 | 2020-21 | [7 empty] | 0 | 0 | 35.4547 | 1035.5006
2021-22 | 523.9 | 447.057 | 2.5 | 69 | 1042.457 | 957.0023 | 85.4547 | 4.611 |  | -3.1533 |  | 1.4577 | 957.0023 | 957.0023 | 86.9124 | 2021-22 | [7 empty] | 0 | 0 | 85.4547 | 1045.6103
2022-23 | 523.9 | 447.057 | 2.5 | 69 | 1042.457 | 949.6713 | 92.7857 | 4.611 |  |  |  | 4.611 | 949.6713 | 945.0603 | 97.3967 | 2022-23 | [7 empty] | 4.611 | 0 | 92.7857 | 1053.5407 | 814982721.687 | bar: #1 to #7
2023-24 | 523.9 | 447.057 | 2.5 | 69 | 1042.457 | 952.6869 | 89.7701 | 9.9162 |  |  |  | 9.9162 | 952.6869 | 942.7707 | 99.6863 | 2023-24 | [7 empty] | 9.9162 | 0 | 89.7701 | 1062.7095 | 814071578.9722 | bar: #1 to #7
2024-25 | 523.9 | 447.057 | 2.5 | 69 | 1042.457 | 956.8087 | 85.6483 | 15.476 |  |  |  | 15.476 | 956.8087 | 941.3326 | 101.1244 | 2024-25 | [7 empty] | 15.476 | 0 | 85.6483 | 1069.8754 | 807664170.8094 | bar: #1 to #7
2025-26 | 523.9 | 447.057 | 2.5 | 69 | 1042.457 | 959.5395 | 82.9175 | 21.1393 |  |  |  | 21.1393 | 959.5395 | 938.4002 | 104.0568 | 2025-26 | [7 empty] | 21.1393 | 0 | 82.9175 | 1074.0466 | 798518377.5164 | bar: #1 to #7
2026-27 | 523.9 | 447.057 | 2.5 | 69 | 1042.457 | 966.0292 | 76.4278 | 27.0258 |  |  |  | 27.0258 | 966.0292 | 939.0034 | 103.4536 | 2026-27 | [7 empty] | 27.0258 | 0 | 76.4278 | 1081.3726 | 795766623.8809 | bar: #1 to #7
2027-28 | 523.9 | 447.057 | 2.5 | 69 | 1042.457 | 974.3791 | 68.0779 | 33.1659 |  |  |  | 33.1659 | 974.3791 | 941.2132 | 101.2438 | 2027-28 | [7 empty] | 33.1659 | 0 | 68.0779 | 1088.9478 | 796846511.4519 | bar: #1 to #7
2028-29 | 523.9 | 447.057 | 2.5 | 69 | 1042.457 | 979.875 | 62.582 | 39.5607 |  |  |  | 39.5607 | 979.875 | 940.3143 | 102.1427 | 2028-29 | [7 empty] | 39.5607 | 0 | 62.582 | 1096.2966 | 801116530.4203 | bar: #1 to #7
2029-30 | 523.9 | 447.057 | 2.5 | 69 | 1042.457 | 982.9538 | 59.5032 | 46.1892 |  |  |  | 46.1892 | 982.9538 | 936.7645 | 105.6925 | 2029-30 | [7 empty] | 46.1892 | 0 | 59.5032 | 1102.2936 | 795720126.5184 | bar: #1 to #7
2030-31 | 523.9 | 447.057 | 2.5 | 69 | 1042.457 | 987.6727 | 54.7843 | 53.0203 |  |  |  | 53.0203 | 987.6727 | 934.6525 | 107.8045 | 2030-31 | [7 empty] | 53.0203 | 0 | 54.7843 | 1110.8755 | 796799137.284 | bar: #1 to #7
2031-32 | 523.9 | 447.057 | 2.5 | 69 | 1042.457 | 994.1174 | 48.3396 | 60.0961 |  |  |  | 60.0961 | 994.1174 | 934.0213 | 108.4357 | 2031-32 | [7 empty] | 60.0961 | 0 | 48.3396 | 1118.795 | 801428204.5299 | bar: #1 to #7
2032-33 | 523.9 | 447.057 | 2.5 | 69 | 1042.457 | 1001.2316 | 41.2254 | 64.4935 |  |  |  | 64.4935 | 1001.2316 | 936.7381 | 105.7189 | 2032-33 | [7 empty] | 64.4935 | 0 | 41.2254 | 1128.6245 | 810635919.7098 | bar: #1 to #7
2033-34 | 523.9 | 447.057 | 2.5 | 69 | 1042.457 | 1005.0364 | 37.4206 | 69.0669 |  |  |  | 69.0669 | 1005.0364 | 935.9695 | 106.4875 | 2033-34 | [7 empty] | 69.0669 | 0 | 37.4206 | 1137.4394 | 808136120.6514 | bar: #1 to #7
2034-35 | 523.9 | 447.057 | 2.5 | 69 | 1042.457 | 1012.4313 | 30.0257 | 73.759 |  |  |  | 73.759 | 1012.4313 | 938.6722 | 103.7848 | 2034-35 | [7 empty] | 73.759 | 0 | 30.0257 | 1149.2167 | 812334102.4337 | bar: #1 to #7
2035-36 | 523.9 | 447.057 | 2.5 | 69 | 1042.457 | 1016.6408 | 25.8162 | 78.5371 |  |  |  | 78.5371 | 1016.6408 | 938.1037 | 104.3533 | 2035-36 | [7 empty] | 78.5371 | 0 | 25.8162 | 1160.2287 | 817071205.9346 | bar: #1 to #7
2036-37 | 523.9 | 447.057 | 2.5 | 69 | 1042.457 | 1027.6175 | 14.8395 | 83.2365 |  |  |  | 83.2365 | 1027.6175 | 944.381 | 98.076 | 2036-37 | [7 empty] | 83.2365 | 0 | 14.8395 | 1172.9808 | 827632597.152 | bar: #1 to #7
2037-38 | 523.9 | 447.057 | 2.5 | 69 | 1042.457 | 1031.5763 | 10.8807 | 87.9836 |  |  |  | 87.9836 | 1031.5763 | 943.5927 | 98.8643 | 2037-38 | [7 empty] | 87.9836 | 0 | 10.8807 | 1184.6688 | 824792640.4674 | bar: #1 to #7
2038-39 | 523.9 | 447.057 | 2.5 | 69 | 1042.457 | 1037.7187 | 4.7383 | 92.7324 |  |  |  | 92.7324 | 1037.7187 | 944.9863 | 97.4707 | 2038-39 | [7 empty] | 92.7324 | 0 | 4.7383 | 1200.0978 | 828074160.2369 | bar: #1 to #7
2039-40 | 523.9 | 447.057 | 2.5 | 69 | 1042.457 | 1042.5574 | -0.10039 | 97.4738 |  |  |  | 97.4738 | 1042.5574 | 945.0836 | 97.3734 | 2039-40 | [7 empty] | 97.4738 | 0 | -0.10039 | 1214.5414 | 832418415.7607 | bar: #1 to #7
2040-41 | 523.9 | 447.057 | 2.5 | 69 | 1042.457 | 1050.5154 | -8.0584 | 102.1807 |  |  |  | 102.1807 | 1050.5154 | 948.3347 | 94.1223 | 2040-41 | [7 empty] | 102.1807 | 0 | -8.0584 |  | 840655850.3005 | bar: #1 to #7
2041-42 | 523.9 | 447.057 | 2.5 | 69 | 1042.457 | 1056.1491 | -13.6921 | 106.7644 |  |  |  | 106.7644 | 1056.1491 | 949.3847 | 93.0723 | 2041-42 | [7 empty] | 106.7644 | 0 | -13.6921 |  | 842656151.85 | bar: #1 to #7
Notes:
1. Annual peak loads are in December of each year
2. Existing resources, assumed to be extended. 50/d of JP from Gas Book to Power Book has 50/d recallable.
3. Demand Forecast = 2021 IRP Load Forecast (F2020 based).
4. Tacoma LNG available winter 2021/22 at 69/day.
5. PSE will supply gas and capacity to Tacoma LNG for Tote and PSE System (not an incremental peak load to gas book).
[5 empty] | Year | Sendout | LFG | LRB
[5 empty] | 2020 |  | 955.4046 | 955.4046
[5 empty] | 2021 |  | 957.0023 | 957.0023
[5 empty] | 2022 | 961.777 | 966.5605 | 966.5605
[5 empty] | 2023 | 966.2379 | 976.5104 | 976.5104
[5 empty] | 2024 | 971.9296 | 987.9495 | 987.9495
[5 empty] | 2025 | 973.4622 | 995.3392 | 995.3392
[5 empty] | 2026 | 975.3929 | 1003.3577 | 1003.3577
[5 empty] | 2027 | 976.9015 | 1011.2177 | 1011.2177
[5 empty] | 2028 | 979.8342 | 1020.7577 | 1020.7577
[5 empty] | 2029 | 979.5443 | 1027.3149 | 1027.3149
[5 empty] | 2030 | 980.8273 | 1035.6525 | 1035.6525
[5 empty] | 2031 | 982.4189 | 1044.5421 | 1044.5421
[5 empty] | 2032 | 988.1695 | 1054.7405 | 1054.7405
[5 empty] | 2033 | 990.3976 | 1061.589 | 1061.589
[5 empty] | 2034 | 994.1619 | 1070.0813 | 1070.0813
[5 empty] | 2035 | 998.004 | 1078.7247 | 1078.7247
[5 empty] | 2036 | 1003.4992 | 1088.931 | 1088.931
[5 empty] | 2037 | 1005.3254 | 1095.5159 | 1095.5159
[5 empty] | 2038 | 1008.8174 | 1103.7608 | 1103.7608
[5 empty] | 2039 | 1012.8325 | 1112.5186 | 1112.5186
[5 empty] | 2040 | 1018.5965 | 1122.974 | 1122.974
[5 empty] | 2041 | 1021.1788 | 1130.0832
Note on AH6: Singh, Gurvinder: Based on F2018
Note on D11: Bill Donahue, PSE: 10,000 Dth/d transferred to Puget LNG to serve TOTE, as originally planned
Note on G11: Bill Donahue, PSE: 50,000 capacity of Tacoma distribution system (before upgrade) plus 9,500 diversion of TOTE supply. Future adds= 9,500 added diversion and 16,000 for distribution expansion.

## L&R Bal - LOW No DSR
| These columns are linked to graphs. | [15 empty] | These columns are linked to graphs.
LOAD RESOURCE BALANCE DRAFT: 08/23/2020
BASED ON F2020 Approved IRP Load Forecast
Peak Day demand is based on Design-Peak Planning Standard of 13 degree average temperature. December peak.
| EXISTING LOADS & RESOURCES - (FOR IRP) | [19 empty] | LOW - SCENARIO AS OPTIMIZED
Winter Period | NWP Firm Transportation | Jackson Prairie & Redelivery Service | Gig Harbor LNG (2.5 Mdth/day) | Tacoma LNG | Existing Supply Side Resources | 2021 IRP LOW Demand Before DSR | IRP Resource Surplus/ (Need) | DSR in 2019 IRP | Swarr | Tacoma LNG Distribution Upgrade | ShortTerm Firm Capacity from Market | Total DSR & Near-term Resource Alternatives | 2021 IRP LOW Demand Before DSR | 2021 IRP LOW Demand No DSR | Resource Surplus/(Need) With DSR & Near-Term Alternatives | Winter Period | DSR (Incl Standard Bundle) in MDth/day | NWP Additions + Westcoast | Short Term NWP | KORP | NWP from AECO | Mist Storage | Ply LNG | LNG Tacoma Distr | Swarr | Total New Resources | Sendout Resource Surplus/(Need) | 2019 IRP BASE Demand before DSR | delta load forecast (F2018 minus F2016) | Resource Need | Resource Need - NO LNG
[16 empty] | Option | DSR | #1 | #1a | #2 | #3 | #4 | #5 | #6 | #7 | [6 empty] | Date | Sum
2015-16 | 532.872 | 432.057 | 2.5 |  | 967.429 | 1005.4161 | -37.9871 | 0 |  |  |  | 0 | 1005.4161 | 1005.4161 | -37.9871 | #REF! | [9 empty] | 0 | -37.9871 |  |  |  |  | Grand Max | 1229.76
2016-17 | 542.872 | 447.057 | 2.5 |  | 992.429 | 981.0565 | 11.3725 | 0 |  |  |  | 0 | 981.0565 | 981.0565 | 11.3725 | 2015-16 | [9 empty] | 0 | 11.3725 |  |  |  |  | 2018-12-26 | 978.2798
2018-19 | 542.9 | 447.057 | 2.5 |  | 992.457 | 1009.5327 | -17.0757 | 1.9416 |  |  | 15 | 16.9416 | 1009.5327 | 1007.6381 | -15.1811 | 2018-19 | 1.8946 | #1a: 15 | 15 | -2.0757 |  |  |  |  | 43825 | 1016.7286 | 1009.5099 | -0.022807 | 1007.5901 | 1.8946 | 1009.4847
2019-20 | 532.9 | 447.057 | 2.5 | 59.5 | 1041.957 | 1022.7919 | 19.1651 | 6.2037 |  |  |  | 6.2037 | 1022.7919 | 1016.7329 | 25.2241 | 2019-20 | 6.059 | [8 empty] | 0 | 19.1651 |  |  |  |  | 44191 | 1026.0346 | 1022.7665 | -0.025347 | 1016.6383 | 6.059 | 1022.6973
2020-21 | 542.9 | 447.057 | 2.5 | 0 | 992.457 | 957.0023 | 35.4547 | 0 |  | -43.0436 |  | -43.0436 | 957.0023 | 957.0023 | -7.5889 | 2020-21 | 0 | [8 empty] | 0 | 35.4547 | 1035.5006 | -78.4983 | 35.4547 | 35.4547 | 44556 | 1034.9512 | 1036.2975 | 79.2952 | 1025.8805 | 0 | 1025.8805
2021-22 | 523.9 | 447.057 | 2.5 | 69 | 1042.457 | 957.0023 | 85.4547 | 0 |  | -3.1533 |  | -3.1533 | 957.0023 | 957.0023 | 82.3014 | 2021-22 | 0 | [8 empty] | 0 | 85.4547 | 1045.6103 | -88.608 | 85.4547 | 16.4547 | 44921 | 1039.3835 | 1049.1849 | 92.1826 | 1034.7281 | 0 | 1034.7281
2022-23 | 523.9 | 447.057 | 2.5 | 69 | 1042.457 | 949.6713 | 92.7857 | 0 |  |  |  | 0 | 949.6713 | 949.6713 | 92.7857 | 2022-23 | 0 | [8 empty] | 0 | 92.7857 | 1053.5407 | -103.8694 | 92.7857 | 23.7857 | 45286 | 1051.6916 | 1057.5921 | 107.9208 | 1039.0851 | 0 | 1039.0851 | bar: #1 to #7
2023-24 | 523.9 | 447.057 | 2.5 | 69 | 1042.457 | 952.6869 | 89.7701 | 0 |  |  |  | 0 | 952.6869 | 952.6869 | 89.7701 | 2023-24 | 0 | - | - | - | - | - | 15 | - | - | 15 | 104.7701 | 1062.7095 | -110.0226 | 89.7701 | 20.7701 | 45652 | 1061.6941 | 1073.9487 | 121.2618 | 1051.3088 | 0 | 1051.3088
2024-25 | 523.9 | 447.057 | 2.5 | 69 | 1042.457 | 956.8087 | 85.6483 | 0 |  |  |  | 0 | 956.8087 | 956.8087 | 85.6483 | 2024-25 | 0 | - | - | - | - | - | 15 | - | - | 15 | 100.6483 | 1069.8754 | -113.0667 | 85.6483 | 16.6483 | 46017 | 1068.4566 | 1088.2765 | 131.4678 | 1061.2161 | 0 | 1061.2161
2025-26 | 523.9 | 447.057 | 2.5 | 69 | 1042.457 | 959.5395 | 82.9175 | 0 |  |  |  | 0 | 959.5395 | 959.5395 | 82.9175 | 2025-26 | 0 | - | - | - | - | - | 15 | - | - | 15 | 97.9175 | 1074.0466 | -114.5071 | 82.9175 | 13.9175 | 46382 | 1077.6138 | 1099.4344 | 139.8949 | 1067.8715 | 0 | 1067.8715
2026-27 | 523.9 | 447.057 | 2.5 | 69 | 1042.457 | 966.0292 | 76.4278 | 0 |  |  |  | 0 | 966.0292 | 966.0292 | 76.4278 | 2026-27 | 0 | - | - | - | - | - | 15 | - | - | 15 | 91.4278 | 1081.3726 | -115.3434 | 76.4278 | 7.4278 | 46747 | 1083.9135 | 1112.8701 | 146.8408 | 1076.9089 | 0 | 1076.9089
2027-28 | 523.9 | 447.057 | 2.5 | 69 | 1042.457 | 974.3791 | 68.0779 | 0 |  |  |  | 0 | 974.3791 | 974.3791 | 68.0779 | 2027-28 | 0 | - | - | - | - | - | 15 | - | - | 15 | 83.0779 | 1088.9478 | -114.5687 | 68.0779 | -0.92211 | 47113 | 1092.7316 | 1123.4369 | 149.0578 | 1083.0757 | 0 | 1083.0757
2028-29 | 523.9 | 447.057 | 2.5 | 69 | 1042.457 | 979.875 | 62.582 | 0 |  |  |  | 0 | 979.875 | 979.875 | 62.582 | 2028-29 | 0 | - | - | - | - | - | 15 | - | - | 15 | 77.582 | 1096.2966 | -116.4216 | 62.582 | -6.418 | 47478 | 1106.8248 | 1136.3499 | 156.4749 | 1091.7492 | 0 | 1091.7492
2029-30 | 523.9 | 447.057 | 2.5 | 69 | 1042.457 | 982.9538 | 59.5032 | 0 |  |  |  | 0 | 982.9538 | 982.9538 | 59.5032 | 2029-30 | 0 | - | - | - | - | - | 15 | - | - | 15 | 74.5032 | 1102.2936 | -119.3399 | 59.5032 | -9.4968 | 47843 | 1120.8217 | 1154.486 | 171.5322 | 1105.6904 | 0 | 1105.6904
2030-31 | 523.9 | 447.057 | 2.5 | 69 | 1042.457 | 987.6727 | 54.7843 | 0 |  |  |  | 0 | 987.6727 | 987.6727 | 54.7843 | 2030-31 | 0 | - | - | - | - | - | 15 | - | - | 15 | 69.7843 | 1110.8755 | -123.2028 | 54.7843 | -14.2157 | 48208 | 1135.1624 | 1172.7587 | 185.086 | 1119.5326 | 0 | 1119.5326
2031-32 | 523.9 | 447.057 | 2.5 | 69 | 1042.457 | 994.1174 | 48.3396 | 0 |  |  |  | 0 | 994.1174 | 994.1174 | 48.3396 | 2031-32 | 0 | - | - | - | - | - | 15 | - | - | 15 | 63.3396 | 1118.795 | -124.6776 | 48.3396 | -20.6604 | 48574 | 1150.0301 | 1191.4596 | 197.3422 | 1133.7234 | 0 | 1133.7234
2032-33 | 523.9 | 447.057 | 2.5 | 69 | 1042.457 | 1001.2316 | 41.2254 | 0 |  |  |  | 0 | 1001.2316 | 1001.2316 | 41.2254 | 2032-33 | 0 | - | - | - | - | - | 15 | - | - | 15 | 56.2254 | 1128.6245 | -127.3929 | 41.2254 | -27.7746 | 48939 | 1164.9265 | 1210.6685 | 209.4369 | 1148.4505 | 0 | 1148.4505
2033-34 | 523.9 | 447.057 | 2.5 | 69 | 1042.457 | 1005.0364 | 37.4206 | 0 |  |  |  | 0 | 1005.0364 | 1005.0364 | 37.4206 | 2033-34 | 0 | - | - | - | - | - | 15 | - | - | 15 | 52.4206 | 1137.4394 | -132.4029 | 37.4206 | -31.5794 | 49304 | 1179.428 | 1229.8649 | 224.8285 | 1163.2177 | 0 | 1163.2177
2034-35 | 523.9 | 447.057 | 2.5 | 69 | 1042.457 | 1012.4313 | 30.0257 | 0 |  |  |  | 0 | 1012.4313 | 1012.4313 | 30.0257 | 2034-35 | 0 | - | - | - | - | - | 15 | - | - | 15 | 45.0257 | 1149.2167 | -136.7854 | 30.0257 | -38.9743 | 49669 | 1195.8483 | 1248.5481 | 236.1168 | 1177.6045 | 0 | 1177.6045
2035-36 | 523.9 | 447.057 | 2.5 | 69 | 1042.457 | 1016.6408 | 25.8162 | 0 |  |  |  | 0 | 1016.6408 | 1016.6408 | 25.8162 | 2035-36 | 0 | - | - | - | - | - | 15 | - | - | 15 | 40.8162 | 1160.2287 | -143.588 | 25.8162 | -43.1838 | 50035 | 1213.4272 | 1269.0469 | 252.4061 | 1193.925 | 0 | 1193.925
2036-37 | 523.9 | 447.057 | 2.5 | 69 | 1042.457 | 1027.6175 | 14.8395 | 0 |  |  |  | 0 | 1027.6175 | 1027.6175 | 14.8395 | 2036-37 | 0 | - | - | - | - | - | 15 | - | - | 15 | 29.8395 | 1172.9808 | -145.3632 | 14.8395 | -54.1605 | 50400 | 1229.7567 | 1290.7052 | 263.0877 | 1211.4174 | 0 | 1211.4174
2037-38 | 523.9 | 447.057 | 2.5 | 69 | 1042.457 | 1031.5763 | 10.8807 | 0 |  |  |  | 0 | 1031.5763 | 1031.5763 | 10.8807 | 2037-38 | 0 | - | - | - | - | - | 15 | - | - | 15 | 25.8807 | 1184.6688 | -153.0925 | 10.8807 | -58.1193 | 49669 | 1195.8483 | 1311.1701 | 279.5938 | 1227.6711 | 0 | 1227.6711
2038-39 | 523.9 | 447.057 | 2.5 | 69 | 1042.457 | 1037.7187 | 4.7383 | 0 |  |  |  | 0 | 1037.7187 | 1037.7187 | 4.7383 | 2038-39 | 0 | - | - | - | - | - | 15 | - | - | 15 | 19.7383 | 1200.0978 |  | 4.7383 | -64.2617
2039-40 | 523.9 | 447.057 | 2.5 | 69 | 1042.457 | 1042.5574 | -0.10039 | 0 |  |  |  | 0 | 1042.5574 | 1042.5574 | -0.10039 | 2039-40 | 0 | - | - | - | - | - | 15 | - | - | 15 | 14.8996 | 1214.5414 |  | -0.10039 | -69.1004
2040-41 | 523.9 | 447.057 | 2.5 | 69 | 1042.457 | 1050.5154 | -8.0584 | 0 |  |  |  | 0 | 1050.5154 | 1050.5154 | -8.0584 | 2040-41 | 0 | - | - | - | - | - | 15 | - | - | 15 | 6.9416 |  |  | -8.0584 | -77.0584
2041-42 | 523.9 | 447.057 | 2.5 | 69 | 1042.457 | 1056.1491 | -13.6921 | 0 |  |  |  | 0 | 1056.1491 | 1056.1491 | -13.6921 | 2041-42 | 0 | - | - | - | - | - | 15 | - | - | 15 | 1.3079 |  |  |  |  | 2036-12-26 | 1213.4272
Notes: | [31 empty] | 2037-12-26 | 1229.7567
1. Annual peak loads are in December of each year
2. Existing resources, assumed to be extended. 50/d of JP from Gas Book to Power Book has 50/d recallable.
3. Demand Forecast = 2021 IRP Load Forecast (F2020 based).
4. Tacoma LNG available winter 2021/22 at 69/day.
5. PSE will supply gas and capacity to Tacoma LNG for Tote and PSE System (not an incremental peak load to gas book).
[5 empty] | Year | Sendout | LFG | LRB
[5 empty] | 2020 |  | 955.4046 | 955.4046
[5 empty] | 2021 |  | 957.0023 | 957.0023
[5 empty] | 2022 | 961.777 | 966.5605 | 966.5605
[5 empty] | 2023 | 966.2379 | 976.5104 | 976.5104
[5 empty] | 2024 | 971.9296 | 987.9495 | 987.9495
[5 empty] | 2025 | 973.4622 | 995.3392 | 995.3392
[5 empty] | 2026 | 975.3929 | 1003.3577 | 1003.3577
[5 empty] | 2027 | 976.9015 | 1011.2177 | 1011.2177
[5 empty] | 2028 | 979.8342 | 1020.7577 | 1020.7577
[5 empty] | 2029 | 979.5443 | 1027.3149 | 1027.3149
[5 empty] | 2030 | 980.8273 | 1035.6525 | 1035.6525
[5 empty] | 2031 | 982.4189 | 1044.5421 | 1044.5421
[5 empty] | 2032 | 988.1695 | 1054.7405 | 1054.7405
[5 empty] | 2033 | 990.3976 | 1061.589 | 1061.589
[5 empty] | 2034 | 994.1619 | 1070.0813 | 1070.0813
[5 empty] | 2035 | 998.004 | 1078.7247 | 1078.7247
[5 empty] | 2036 | 1003.4992 | 1088.931 | 1088.931
[5 empty] | 2037 | 1005.3254 | 1095.5159 | 1095.5159
[5 empty] | 2038 | 1008.8174 | 1103.7608 | 1103.7608
[5 empty] | 2039 | 1012.8325 | 1112.5186 | 1112.5186
[5 empty] | 2040 | 1018.5965 | 1122.974 | 1122.974
[5 empty] | 2041 | 1021.1788 | 1130.0832
Note on AI6: Singh, Gurvinder: Based on F2018
Note on D11: Bill Donahue, PSE: 10,000 Dth/d transferred to Puget LNG to serve TOTE, as originally planned
Note on G11: Bill Donahue, PSE: 50,000 capacity of Tacoma distribution system (before upgrade) plus 9,500 diversion of TOTE supply. Future adds= 9,500 added diversion and 16,000 for distribution expansion.

## L&R Bal - LOW No Carbon
| These columns are linked to graphs. | [15 empty] | These columns are linked to graphs.
LOAD RESOURCE BALANCE DRAFT: 08/23/2020
BASED ON F2020 Approved IRP Load Forecast
Peak Day demand is based on Design-Peak Planning Standard of 13 degree average temperature. December peak.
| EXISTING LOADS & RESOURCES - (FOR IRP) | [19 empty] | LOW - SCENARIO AS OPTIMIZED
Winter Period | NWP Firm Transportation | Jackson Prairie & Redelivery Service | Gig Harbor LNG (2.5 Mdth/day) | Tacoma LNG | Existing Supply Side Resources | 2021 IRP LOW Demand Before DSR | IRP Resource Surplus/ (Need) | DSR in 2019 IRP | Swarr | Tacoma LNG Distribution Upgrade | ShortTerm Firm Capacity from Market | Total DSR & Near-term Resource Alternatives | 2021 IRP LOW Demand Before DSR | 2021 IRP LOW Demand (No Carbon) After DSR | Resource Surplus/(Need) With DSR & Near-Term Alternatives | Winter Period | DSR (Incl Standard Bundle) in MDth/day | NWP Additions + Westcoast | Short Term NWP | KORP | NWP from AECO | Mist Storage | Ply LNG | LNG Tacoma Distr | Swarr | Total New Resources | Sendout Resource Surplus/(Need) | 2019 IRP BASE Demand before DSR | delta load forecast (F2018 minus F2016) | Resource Need | Resource Need - NO LNG
[16 empty] | Option | DSR | #1 | #1a | #2 | #3 | #4 | #5 | #6 | #7 | [6 empty] | Date | Sum
2015-16 | 532.872 | 432.057 | 2.5 |  | 967.429 | 1005.4161 | -37.9871 | 0 |  |  |  | 0 | 1005.4161 | 1005.4161 | -37.9871 | #REF! | [9 empty] | 0 | -37.9871 |  |  |  |  | Grand Max | 1229.76
2016-17 | 542.872 | 447.057 | 2.5 |  | 992.429 | 981.0565 | 11.3725 | 0 |  |  |  | 0 | 981.0565 | 981.0565 | 11.3725 | 2015-16 | [9 empty] | 0 | 11.3725 |  |  |  |  | 2018-12-26 | 978.2798
2018-19 | 542.9 | 447.057 | 2.5 |  | 992.457 | 1009.5327 | -17.0757 | 1.9416 |  |  | 15 | 16.9416 | 1009.5327 | 1007.6381 | -15.1811 | 2018-19 | 1.8946 | #1a: 15 | 15 | -2.0757 |  |  |  |  | 43825 | 1016.7286 | 1009.5099 | -0.022807 | 1007.5901 | 1.8946 | 1009.4847
2019-20 | 532.9 | 447.057 | 2.5 | 59.5 | 1041.957 | 1022.7919 | 19.1651 | 6.2037 |  |  |  | 6.2037 | 1022.7919 | 1016.7329 | 25.2241 | 2019-20 | 6.059 | [8 empty] | 0 | 19.1651 |  |  |  |  | 44191 | 1026.0346 | 1022.7665 | -0.025347 | 1016.6383 | 6.059 | 1022.6973
2020-21 | 542.9 | 447.057 | 2.5 | 0 | 992.457 | 957.0023 | 35.4547 | 0 |  | -43.0436 |  | -43.0436 | 957.0023 | 957.0023 | -7.5889 | 2020-21 | 0 | [8 empty] | 0 | 35.4547 | 1035.5006 | -78.4983 | 35.4547 | 35.4547 | 44556 | 1034.9512 | 1036.2975 | 79.2952 | 1025.8805 | 0 | 1025.8805
2021-22 | 523.9 | 447.057 | 2.5 | 69 | 1042.457 | 957.0023 | 85.4547 | 1.8423 |  | -3.1533 |  | -1.311 | 957.0023 | 957.0023 | 84.1437 | 2021-22 | 0 | [8 empty] | 0 | 85.4547 | 1045.6103 | -88.608 | 85.4547 | 16.4547 | 44921 | 1039.3835 | 1049.1849 | 92.1826 | 1034.7281 | 1.8423 | 1036.5705
2022-23 | 523.9 | 447.057 | 2.5 | 69 | 1042.457 | 949.6713 | 92.7857 | 1.8423 |  |  |  | 1.8423 | 949.6713 | 947.829 | 94.628 | 2022-23 | 1.8423 | [8 empty] | 1.8423 | 94.628 | 1053.5407 | -103.8694 | 92.7857 | 23.7857 | 45286 | 1051.6916 | 1057.5921 | 107.9208 | 1039.0851 | 3.9294 | 1043.0145 | bar: #1 to #7
2023-24 | 523.9 | 447.057 | 2.5 | 69 | 1042.457 | 952.6869 | 89.7701 | 3.9294 |  |  |  | 3.9294 | 952.6869 | 948.7575 | 93.6995 | 2023-24 | 3.9294 | [8 empty] | 3.9294 | 93.6995 | 1062.7095 | -110.0226 | 89.7701 | 20.7701 | 45652 | 1061.6941 | 1073.9487 | 121.2618 | 1051.3088 | 5.9776 | 1057.2865 | bar: #1 to #7
2024-25 | 523.9 | 447.057 | 2.5 | 69 | 1042.457 | 956.8087 | 85.6483 | 5.9776 |  |  |  | 5.9776 | 956.8087 | 950.831 | 91.626 | 2024-25 | 5.9776 | [8 empty] | 5.9776 | 91.626 | 1069.8754 | -113.0667 | 85.6483 | 16.6483 | 46017 | 1068.4566 | 1088.2765 | 131.4678 | 1061.2161 | 7.8632 | 1069.0794 | bar: #1 to #7
2025-26 | 523.9 | 447.057 | 2.5 | 69 | 1042.457 | 959.5395 | 82.9175 | 7.8632 |  |  |  | 7.8632 | 959.5395 | 951.6763 | 90.7807 | 2025-26 | 7.8632 | [8 empty] | 7.8632 | 90.7807 | 1074.0466 | -114.5071 | 82.9175 | 13.9175 | 46382 | 1077.6138 | 1099.4344 | 139.8949 | 1067.8715 | 9.7542 | 1077.6257 | bar: #1 to #7
2026-27 | 523.9 | 447.057 | 2.5 | 69 | 1042.457 | 966.0292 | 76.4278 | 9.7542 |  |  |  | 9.7542 | 966.0292 | 956.275 | 86.182 | 2026-27 | 9.7542 | [8 empty] | 9.7542 | 86.182 | 1081.3726 | -115.3434 | 76.4278 | 7.4278 | 46747 | 1083.9135 | 1112.8701 | 146.8408 | 1076.9089 | 11.7051 | 1088.6141 | bar: #1 to #7
2027-28 | 523.9 | 447.057 | 2.5 | 69 | 1042.457 | 974.3791 | 68.0779 | 11.7051 |  |  |  | 11.7051 | 974.3791 | 962.674 | 79.783 | 2027-28 | 11.7051 | [8 empty] | 11.7051 | 79.783 | 1088.9478 | -114.5687 | 68.0779 | -0.92211 | 47113 | 1092.7316 | 1123.4369 | 149.0578 | 1083.0757 | 13.7209 | 1096.7965 | bar: #1 to #7
2028-29 | 523.9 | 447.057 | 2.5 | 69 | 1042.457 | 979.875 | 62.582 | 13.7209 |  |  |  | 13.7209 | 979.875 | 966.1541 | 76.3029 | 2028-29 | 13.7209 | [8 empty] | 13.7209 | 76.3029 | 1096.2966 | -116.4216 | 62.582 | -6.418 | 47478 | 1106.8248 | 1136.3499 | 156.4749 | 1091.7492 | 15.8611 | 1107.6103 | bar: #1 to #7
2029-30 | 523.9 | 447.057 | 2.5 | 69 | 1042.457 | 982.9538 | 59.5032 | 15.8611 |  |  |  | 15.8611 | 982.9538 | 967.0927 | 75.3643 | 2029-30 | 15.8611 | [8 empty] | 15.8611 | 75.3643 | 1102.2936 | -119.3399 | 59.5032 | -9.4968 | 47843 | 1120.8217 | 1154.486 | 171.5322 | 1105.6904 | 18.1105 | 1123.801 | bar: #1 to #7
2030-31 | 523.9 | 447.057 | 2.5 | 69 | 1042.457 | 987.6727 | 54.7843 | 18.1105 |  |  |  | 18.1105 | 987.6727 | 969.5622 | 72.8948 | 2030-31 | 18.1105 | [8 empty] | 18.1105 | 72.8948 | 1110.8755 | -123.2028 | 54.7843 | -14.2157 | 48208 | 1135.1624 | 1172.7587 | 185.086 | 1119.5326 | 20.4843 | 1140.0169 | bar: #1 to #7
2031-32 | 523.9 | 447.057 | 2.5 | 69 | 1042.457 | 994.1174 | 48.3396 | 20.4843 |  |  |  | 20.4843 | 994.1174 | 973.6331 | 68.8239 | 2031-32 | 20.4843 | [8 empty] | 20.4843 | 68.8239 | 1118.795 | -124.6776 | 48.3396 | -20.6604 | 48574 | 1150.0301 | 1191.4596 | 197.3422 | 1133.7234 | 22.236 | 1155.9594 | bar: #1 to #7
2032-33 | 523.9 | 447.057 | 2.5 | 69 | 1042.457 | 1001.2316 | 41.2254 | 22.236 |  |  |  | 22.236 | 1001.2316 | 978.9956 | 63.4614 | 2032-33 | 22.236 | [8 empty] | 22.236 | 63.4614 | 1128.6245 | -127.3929 | 41.2254 | -27.7746 | 48939 | 1164.9265 | 1210.6685 | 209.4369 | 1148.4505 | 24.103 | 1172.5535 | bar: #1 to #7
2033-34 | 523.9 | 447.057 | 2.5 | 69 | 1042.457 | 1005.0364 | 37.4206 | 24.103 |  |  |  | 24.103 | 1005.0364 | 980.9334 | 61.5236 | 2033-34 | 24.103 | [8 empty] | 24.103 | 61.5236 | 1137.4394 | -132.4029 | 37.4206 | -31.5794 | 49304 | 1179.428 | 1229.8649 | 224.8285 | 1163.2177 | 26.0351 | 1189.2528 | bar: #1 to #7
2034-35 | 523.9 | 447.057 | 2.5 | 69 | 1042.457 | 1012.4313 | 30.0257 | 26.0351 |  |  |  | 26.0351 | 1012.4313 | 986.3961 | 56.0609 | 2034-35 | 26.0351 | [8 empty] | 26.0351 | 56.0609 | 1149.2167 | -136.7854 | 30.0257 | -38.9743 | 49669 | 1195.8483 | 1248.5481 | 236.1168 | 1177.6045 | 28.0306 | 1205.6351 | bar: #1 to #7
2035-36 | 523.9 | 447.057 | 2.5 | 69 | 1042.457 | 1016.6408 | 25.8162 | 28.0306 |  |  |  | 28.0306 | 1016.6408 | 988.6102 | 53.8468 | 2035-36 | 28.0306 | [8 empty] | 28.0306 | 53.8468 | 1160.2287 | -143.588 | 25.8162 | -43.1838 | 50035 | 1213.4272 | 1269.0469 | 252.4061 | 1193.925 | 29.9261 | 1223.8511 | bar: #1 to #7
2036-37 | 523.9 | 447.057 | 2.5 | 69 | 1042.457 | 1027.6175 | 14.8395 | 29.9261 |  |  |  | 29.9261 | 1027.6175 | 997.6914 | 44.7656 | 2036-37 | 29.9261 | [8 empty] | 29.9261 | 44.7656 | 1172.9808 | -145.3632 | 14.8395 | -54.1605 | 50400 | 1229.7567 | 1290.7052 | 263.0877 | 1211.4174 | 31.8487 | 1243.2661 | bar: #1 to #7
2037-38 | 523.9 | 447.057 | 2.5 | 69 | 1042.457 | 1031.5763 | 10.8807 | 31.8487 |  |  |  | 31.8487 | 1031.5763 | 999.7276 | 42.7294 | 2037-38 | 31.8487 | [8 empty] | 31.8487 | 42.7294 | 1184.6688 | -153.0925 | 10.8807 | -58.1193 | 49669 | 1195.8483 | 1311.1701 | 279.5938 | 1227.6711 | 33.758 | 1261.4291 | bar: #1 to #7
2038-39 | 523.9 | 447.057 | 2.5 | 69 | 1042.457 | 1037.7187 | 4.7383 | 33.758 |  |  |  | 33.758 | 1037.7187 | 1003.9607 | 38.4963 | 2038-39 | 33.758 | [8 empty] | 33.758 | 38.4963 | 1200.0978 |  | 4.7383 | -64.2617 | bar: #1 to #7
2039-40 | 523.9 | 447.057 | 2.5 | 69 | 1042.457 | 1042.5574 | -0.10039 | 35.667 |  |  |  | 35.667 | 1042.5574 | 1006.8904 | 35.5666 | 2039-40 | 35.667 | [8 empty] | 35.667 | 35.5666 | 1214.5414 |  | -0.10039 | -69.1004 | bar: #1 to #7
2040-41 | 523.9 | 447.057 | 2.5 | 69 | 1042.457 | 1050.5154 | -8.0584 | 37.5519 |  |  |  | 37.5519 | 1050.5154 | 1012.9635 | 29.4935 | 2040-41 | 37.5519 | [8 empty] | 37.5519 | 29.4935 |  |  | -8.0584 | -77.0584 | bar: #1 to #7
2041-42 | 523.9 | 447.057 | 2.5 | 69 | 1042.457 | 1056.1491 | -13.6921 | 39.4876 |  |  |  | 39.4876 | 1056.1491 | 1016.6615 | 25.7955 | 2041-42 | 39.4876 | [8 empty] | 39.4876 | 25.7955 |  |  |  |  | 2036-12-26 | 1213.4272 | bar: #1 to #7
Notes: | [31 empty] | 2037-12-26 | 1229.7567
1. Annual peak loads are in December of each year
2. Existing resources, assumed to be extended. 50/d of JP from Gas Book to Power Book has 50/d recallable.
3. Demand Forecast = 2021 IRP Load Forecast (F2020 based).
4. Tacoma LNG available winter 2021/22 at 69/day.
5. PSE will supply gas and capacity to Tacoma LNG for Tote and PSE System (not an incremental peak load to gas book).
[5 empty] | Year | Sendout | LFG | LRB
[5 empty] | 2020 |  | 955.4046 | 955.4046
[5 empty] | 2021 |  | 957.0023 | 957.0023
[5 empty] | 2022 | 961.777 | 966.5605 | 966.5605
[5 empty] | 2023 | 966.2379 | 976.5104 | 976.5104
[5 empty] | 2024 | 971.9296 | 987.9495 | 987.9495
[5 empty] | 2025 | 973.4622 | 995.3392 | 995.3392
[5 empty] | 2026 | 975.3929 | 1003.3577 | 1003.3577
[5 empty] | 2027 | 976.9015 | 1011.2177 | 1011.2177
[5 empty] | 2028 | 979.8342 | 1020.7577 | 1020.7577
[5 empty] | 2029 | 979.5443 | 1027.3149 | 1027.3149
[5 empty] | 2030 | 980.8273 | 1035.6525 | 1035.6525
[5 empty] | 2031 | 982.4189 | 1044.5421 | 1044.5421
[5 empty] | 2032 | 988.1695 | 1054.7405 | 1054.7405
[5 empty] | 2033 | 990.3976 | 1061.589 | 1061.589
[5 empty] | 2034 | 994.1619 | 1070.0813 | 1070.0813
[5 empty] | 2035 | 998.004 | 1078.7247 | 1078.7247
[5 empty] | 2036 | 1003.4992 | 1088.931 | 1088.931
[5 empty] | 2037 | 1005.3254 | 1095.5159 | 1095.5159
[5 empty] | 2038 | 1008.8174 | 1103.7608 | 1103.7608
[5 empty] | 2039 | 1012.8325 | 1112.5186 | 1112.5186
[5 empty] | 2040 | 1018.5965 | 1122.974 | 1122.974
[5 empty] | 2041 | 1021.1788 | 1130.0832
Note on AI6: Singh, Gurvinder: Based on F2018
Note on D11: Bill Donahue, PSE: 10,000 Dth/d transferred to Puget LNG to serve TOTE, as originally planned
Note on G11: Bill Donahue, PSE: 50,000 capacity of Tacoma distribution system (before upgrade) plus 9,500 diversion of TOTE supply. Future adds= 9,500 added diversion and 16,000 for distribution expansion.

## L&R Bal - AR5
| These columns are linked to graphs. | [15 empty] | These columns are linked to graphs.
LOAD RESOURCE BALANCE DRAFT: 08/23/2020
BASED ON F2020 Approved IRP Load Forecast
Peak Day demand is based on Design-Peak Planning Standard of 13 degree average temperature. December peak.
| EXISTING LOADS & RESOURCES - (FOR IRP) | [19 empty] | BASE - SCENARIO AS OPTIMIZED
Winter Period | NWP Firm Transportation | Jackson Prairie & Redelivery Service | Gig Harbor LNG (2.5 Mdth/day) | Tacoma LNG | Existing Supply Side Resources | 2021 IRP BASE Demand Before DSR | IRP Resource Surplus/ (Need) | DSR in 2019 IRP | Swarr | Tacoma LNG Distribution Upgrade | ShortTerm Firm Capacity from Market | Total DSR & Near-term Resource Alternatives | 2021 IRP BASE Demand Before DSR | 2021 IRP Mid with AR5 | Resource Surplus/(Need) With DSR & Near-Term Alternatives | Winter Period | DSR (Incl Standard Bundle) in MDth/day | NWP Additions + Westcoast | Short Term NWP | KORP | NWP from AECO | Mist Storage | Ply LNG | LNG Tacoma Distr | Swarr | Total New Resources | Sendout Resource Surplus/(Need) | 2019 IRP BASE Demand before DSR | delta load forecast (F2018 minus F2016) | Resource Need | Resource Need - NO LNG
[16 empty] | Option | DSR | #1 | #1a | #2 | #3 | #4 | #5 | #6 | #7 | [6 empty] | Date | Sum
2015-16 | 532.872 | 432.057 | 2.5 |  | 967.429 | 1005.4161 | -37.9871 | 0 |  |  |  | 0 | 1005.4161 | 1005.4161 | -37.9871 | #REF! | [9 empty] | 0 | -37.9871 |  |  |  |  | Grand Max | 1229.76
2016-17 | 542.872 | 447.057 | 2.5 |  | 992.429 | 981.0565 | 11.3725 | 0 |  |  |  | 0 | 981.0565 | 981.0565 | 11.3725 | 2015-16 | [9 empty] | 0 | 11.3725 |  |  |  |  | 2018-12-26 | 978.2798
2018-19 | 542.9 | 447.057 | 2.5 |  | 992.457 | 1009.5327 | -17.0757 | 1.9416 |  |  | 15 | 16.9416 | 1009.5327 | 1007.6381 | -15.1811 | 2018-19 | 1.8946 | #1a: 15 | 15 | -2.0757 |  |  |  |  | 43825 | 1016.7286 | 1009.5099 | -0.022807 | 1007.5901 | 1.8946 | 1009.4847
2019-20 | 532.9 | 447.057 | 2.5 | 59.5 | 1041.957 | 1022.7919 | 19.1651 | 6.2037 |  |  |  | 6.2037 | 1022.7919 | 1016.7329 | 25.2241 | 2019-20 | 6.059 | [8 empty] | 0 | 19.1651 |  |  |  |  | 44191 | 1026.0346 | 1022.7665 | -0.025347 | 1016.6383 | 6.059 | 1022.6973
2020-21 | 542.9 | 447.057 | 2.5 | 0 | 992.457 | 957.0023 | 35.4547 | 0 |  | -43.0436 |  | -43.0436 | 957.0023 | 957.0023 | -7.5889 | 2020-21 | 0 | [8 empty] | 0 | 35.4547 | 1035.5006 | -78.4983 | 35.4547 | 35.4547 | 44556 | 1034.9512 | 1036.2975 | 79.2952 | 1025.8805 | 0 | 1025.8805
2021-22 | 523.9 | 447.057 | 2.5 | 69 | 1042.457 | 957.0023 | 85.4547 | 4.611 |  | -3.1533 |  | 1.4577 | 957.0023 | 957.0023 | 86.9124 | 2021-22 | 0 | [8 empty] | 0 | 85.4547 | 1045.6103 | -88.608 | 85.4547 | 16.4547 | 44921 | 1039.3835 | 1049.1849 | 92.1826 | 1034.7281 | 4.611 | 1039.3391
2022-23 | 523.9 | 447.057 | 2.5 | 69 | 1042.457 | 966.5605 | 75.8965 | 4.611 |  |  |  | 4.611 | 966.5605 | 961.9495 | 80.5075 | 2022-23 | 4.611 | [8 empty] | 4.611 | 80.5075 | 1053.5407 | -86.9802 | 75.8965 | 6.8965 | 45286 | 1051.6916 | 1057.5921 | 91.0316 | 1039.0851 | 9.9162 | 1049.0013 | bar: #1 to #7
2023-24 | 523.9 | 447.057 | 2.5 | 69 | 1042.457 | 976.5104 | 65.9466 | 9.9162 |  |  |  | 9.9162 | 976.5104 | 966.5942 | 75.8628 | 2023-24 | 9.9162 | [8 empty] | 9.9162 | 75.8628 | 1062.7095 | -86.1991 | 65.9466 | -3.0534 | 45652 | 1061.6941 | 1073.9487 | 97.4382 | 1051.3088 | 15.476 | 1066.7849 | bar: #1 to #7
2024-25 | 523.9 | 447.057 | 2.5 | 69 | 1042.457 | 987.9495 | 54.5075 | 15.476 |  |  |  | 15.476 | 987.9495 | 972.4734 | 69.9836 | 2024-25 | 15.476 | [8 empty] | 15.476 | 69.9836 | 1069.8754 | -81.9259 | 54.5075 | -14.4925 | 46017 | 1068.4566 | 1088.2765 | 100.327 | 1061.2161 | 21.1393 | 1082.3554 | bar: #1 to #7
2025-26 | 523.9 | 447.057 | 2.5 | 69 | 1042.457 | 995.3392 | 47.1178 | 21.1393 |  |  |  | 21.1393 | 995.3392 | 974.1998 | 68.2572 | 2025-26 | 21.1393 | [8 empty] | 21.1393 | 68.2572 | 1074.0466 | -78.7074 | 47.1178 | -21.8822 | 46382 | 1077.6138 | 1099.4344 | 104.0953 | 1067.8715 | 27.0258 | 1094.8973 | bar: #1 to #7
2026-27 | 523.9 | 447.057 | 2.5 | 69 | 1042.457 | 1003.3577 | 39.0993 | 27.0258 |  |  |  | 27.0258 | 1003.3577 | 976.3319 | 66.1251 | 2026-27 | 27.0258 | [8 empty] | 27.0258 | 66.1251 | 1081.3726 | -78.0149 | 39.0993 | -29.9007 | 46747 | 1083.9135 | 1112.8701 | 109.5124 | 1076.9089 | 33.1659 | 1110.0748 | bar: #1 to #7
2027-28 | 523.9 | 447.057 | 2.5 | 69 | 1042.457 | 1011.2177 | 31.2393 | 33.1659 |  |  |  | 33.1659 | 1011.2177 | 978.0518 | 64.4052 | 2027-28 | 33.1659 | [8 empty] | 33.1659 | 64.4052 | 1088.9478 | -77.7302 | 31.2393 | -37.7607 | 47113 | 1092.7316 | 1123.4369 | 112.2192 | 1083.0757 | 39.5607 | 1122.6363 | bar: #1 to #7
2028-29 | 523.9 | 447.057 | 2.5 | 69 | 1042.457 | 1020.7577 | 21.6993 | 39.5607 |  |  |  | 39.5607 | 1020.7577 | 981.197 | 61.26 | 2028-29 | 39.5607 | [8 empty] | 39.5607 | 61.26 | 1096.2966 | -75.5389 | 21.6993 | -47.3007 | 47478 | 1106.8248 | 1136.3499 | 115.5921 | 1091.7492 | 46.1892 | 1137.9384 | bar: #1 to #7
2029-30 | 523.9 | 447.057 | 2.5 | 69 | 1042.457 | 1027.3149 | 15.1421 | 46.1892 |  |  |  | 46.1892 | 1027.3149 | 981.1257 | 61.3313 | 2029-30 | 46.1892 | [8 empty] | 46.1892 | 61.3313 | 1102.2936 | -74.9787 | 15.1421 | -53.8579 | 47843 | 1120.8217 | 1154.486 | 127.171 | 1105.6904 | 53.0203 | 1158.7107 | bar: #1 to #7
2030-31 | 523.9 | 447.057 | 2.5 | 69 | 1042.457 | 1035.6525 | 6.8045 | 53.0203 |  |  |  | 53.0203 | 1035.6525 | 982.6322 | 59.8248 | 2030-31 | 53.0203 | [8 empty] | 53.0203 | 59.8248 | 1110.8755 | -75.223 | 6.8045 | -62.1955 | 48208 | 1135.1624 | 1172.7587 | 137.1062 | 1119.5326 | 60.0961 | 1179.6286 | bar: #1 to #7
2031-32 | 523.9 | 447.057 | 2.5 | 69 | 1042.457 | 1044.5421 | -2.0851 | 60.0961 |  |  |  | 60.0961 | 1044.5421 | 984.4461 | 58.0109 | 2031-32 | 60.0961 | [8 empty] | 60.0961 | 58.0109 | 1118.795 | -74.2529 | -2.0851 | -71.0851 | 48574 | 1150.0301 | 1191.4596 | 146.9174 | 1133.7234 | 64.4935 | 1198.2169 | bar: #1 to #7
2032-33 | 523.9 | 447.057 | 2.5 | 69 | 1042.457 | 1054.7405 | -12.2835 | 64.4935 |  |  |  | 64.4935 | 1054.7405 | 990.247 | 52.21 | 2032-33 | 64.4935 | [8 empty] | 64.4935 | 52.21 | 1128.6245 | -73.884 | -12.2835 | -81.2835 | 48939 | 1164.9265 | 1210.6685 | 155.928 | 1148.4505 | 69.0669 | 1217.5174 | bar: #1 to #7
2033-34 | 523.9 | 447.057 | 2.5 | 69 | 1042.457 | 1061.589 | -19.132 | 69.0669 |  |  |  | 69.0669 | 1061.589 | 992.5221 | 49.9349 | 2033-34 | 69.0669 | [8 empty] | 69.0669 | 49.9349 | 1137.4394 | -75.8503 | -19.132 | -88.132 | 49304 | 1179.428 | 1229.8649 | 168.2759 | 1163.2177 | 73.759 | 1236.9767 | bar: #1 to #7
2034-35 | 523.9 | 447.057 | 2.5 | 69 | 1042.457 | 1070.0813 | -27.6243 | 73.759 |  |  |  | 73.759 | 1070.0813 | 996.3223 | 46.1347 | 2034-35 | 73.759 | [8 empty] | 73.759 | 46.1347 | 1149.2167 | -79.1354 | -27.6243 | -96.6243 | 49669 | 1195.8483 | 1248.5481 | 178.4668 | 1177.6045 | 78.5371 | 1256.1416 | bar: #1 to #7
2035-36 | 523.9 | 447.057 | 2.5 | 69 | 1042.457 | 1078.7247 | -36.2677 | 78.5371 |  |  |  | 78.5371 | 1078.7247 | 1000.1876 | 42.2694 | 2035-36 | 78.5371 | [8 empty] | 78.5371 | 42.2694 | 1160.2287 | -81.504 | -36.2677 | -105.2677 | 50035 | 1213.4272 | 1269.0469 | 190.3222 | 1193.925 | 83.2365 | 1277.1615 | bar: #1 to #7
2036-37 | 523.9 | 447.057 | 2.5 | 69 | 1042.457 | 1088.931 | -46.474 | 83.2365 |  |  |  | 83.2365 | 1088.931 | 1005.6945 | 36.7625 | 2036-37 | 83.2365 | [8 empty] | 83.2365 | 36.7625 | 1172.9808 | -84.0498 | -46.474 | -115.474 | 50400 | 1229.7567 | 1290.7052 | 201.7743 | 1211.4174 | 87.9836 | 1299.401 | bar: #1 to #7
2037-38 | 523.9 | 447.057 | 2.5 | 69 | 1042.457 | 1095.5159 | -53.059 | 87.9836 |  |  |  | 87.9836 | 1095.5159 | 1007.5323 | 34.9247 | 2037-38 | 87.9836 | [8 empty] | 87.9836 | 34.9247 | 1184.6688 | -89.1529 | -53.059 | -122.059 | 49669 | 1195.8483 | 1311.1701 | 215.6541 | 1227.6711 | 92.7324 | 1320.4035 | bar: #1 to #7
2038-39 | 523.9 | 447.057 | 2.5 | 69 | 1042.457 | 1103.7608 | -61.3038 | 92.7324 |  |  |  | 92.7324 | 1103.7608 | 1011.0284 | 31.4286 | 2038-39 | 92.7324 | [8 empty] | 92.7324 | 31.4286 | 1200.0978 |  | -61.3038 | -130.3038 | bar: #1 to #7
2039-40 | 523.9 | 447.057 | 2.5 | 69 | 1042.457 | 1112.5186 | -70.0616 | 97.4738 |  |  |  | 97.4738 | 1112.5186 | 1015.0448 | 27.4122 | 2039-40 | 97.4738 | [8 empty] | 97.4738 | 27.4122 | 1214.5414 |  | -70.0616 | -139.0616 | bar: #1 to #7
2040-41 | 523.9 | 447.057 | 2.5 | 69 | 1042.457 | 1122.974 | -80.517 | 102.1807 |  |  |  | 102.1807 | 1122.974 | 1020.7933 | 21.6637 | 2040-41 | 102.1807 | [8 empty] | 102.1807 | 21.6637 |  |  | -80.517 | -149.517 | bar: #1 to #7
2041-42 | 523.9 | 447.057 | 2.5 | 69 | 1042.457 | 1130.0832 | -87.6262 | 106.7644 |  |  |  | 106.7644 | 1130.0832 | 1023.3188 | 19.1382 | 2041-42 | 106.7644 | [8 empty] | 106.7644 | 19.1382 |  |  |  |  | 2036-12-26 | 1213.4272 | bar: #1 to #7
Notes: | [31 empty] | 2037-12-26 | 1229.7567
1. Annual peak loads are in December of each year
2. Existing resources, assumed to be extended. 50/d of JP from Gas Book to Power Book has 50/d recallable.
3. Demand Forecast = 2021 IRP Load Forecast (F2020 based).
4. Tacoma LNG available winter 2021/22 at 69/day.
5. PSE will supply gas and capacity to Tacoma LNG for Tote and PSE System (not an incremental peak load to gas book).
[5 empty] | Year | Sendout | LFG
[5 empty] | 2020 |  | 955.4046
[5 empty] | 2021 |  | 957.0023
[5 empty] | 2022 | 961.777 | 966.5605
[5 empty] | 2023 | 966.2379 | 976.5104
[5 empty] | 2024 | 971.9296 | 987.9495
[5 empty] | 2025 | 973.4622 | 995.3392
[5 empty] | 2026 | 975.3929 | 1003.3577
[5 empty] | 2027 | 976.9015 | 1011.2177
[5 empty] | 2028 | 979.8342 | 1020.7577
[5 empty] | 2029 | 979.5443 | 1027.3149
[5 empty] | 2030 | 980.8273 | 1035.6525
[5 empty] | 2031 | 982.4189 | 1044.5421
[5 empty] | 2032 | 988.1695 | 1054.7405
[5 empty] | 2033 | 990.3976 | 1061.589
[5 empty] | 2034 | 994.1619 | 1070.0813
[5 empty] | 2035 | 998.004 | 1078.7247
[5 empty] | 2036 | 1003.4992 | 1088.931
[5 empty] | 2037 | 1005.3254 | 1095.5159
[5 empty] | 2038 | 1008.8174 | 1103.7608
[5 empty] | 2039 | 1012.8325 | 1112.5186
[5 empty] | 2040 | 1018.5965 | 1122.974
[5 empty] | 2041 | 1021.1788 | 1130.0832
Note on AI6: Singh, Gurvinder: Based on F2018
Note on D11: Bill Donahue, PSE: 10,000 Dth/d transferred to Puget LNG to serve TOTE, as originally planned
Note on G11: Bill Donahue, PSE: 50,000 capacity of Tacoma distribution system (before upgrade) plus 9,500 diversion of TOTE supply. Future adds= 9,500 added diversion and 16,000 for distribution expansion.

## L&R Bal - 6 Yr Ramp
| These columns are linked to graphs. | [15 empty] | These columns are linked to graphs.
LOAD RESOURCE BALANCE DRAFT: 08/23/2020
BASED ON F2020 Approved IRP Load Forecast
Peak Day demand is based on Design-Peak Planning Standard of 13 degree average temperature. December peak.
| EXISTING LOADS & RESOURCES - (FOR IRP) | [19 empty] | BASE - SCENARIO AS OPTIMIZED
Winter Period | NWP Firm Transportation | Jackson Prairie & Redelivery Service | Gig Harbor LNG (2.5 Mdth/day) | Tacoma LNG | Existing Supply Side Resources | 2021 IRP BASE Demand Before DSR | IRP Resource Surplus/ (Need) | DSR in 2019 IRP | Swarr | Tacoma LNG Distribution Upgrade | ShortTerm Firm Capacity from Market | Total DSR & Near-term Resource Alternatives | 2021 IRP BASE Demand Before DSR | 2021 IRP Mid w 6 Year Ramp | Resource Surplus/(Need) With DSR & Near-Term Alternatives | Winter Period | DSR (Incl Standard Bundle) in MDth/day | NWP Additions + Westcoast | Short Term NWP | KORP | NWP from AECO | Mist Storage | Ply LNG | LNG Tacoma Distr | Swarr | Total New Resources | Sendout Resource Surplus/(Need) | 2019 IRP BASE Demand before DSR | delta load forecast (F2018 minus F2016) | Resource Need | Resource Need - NO LNG
[16 empty] | Option | DSR | #1 | #1a | #2 | #3 | #4 | #5 | #6 | #7 | [6 empty] | Date | Sum
2015-16 | 532.872 | 432.057 | 2.5 |  | 967.429 | 1005.4161 | -37.9871 | 0 |  |  |  | 0 | 1005.4161 | 1005.4161 | -37.9871 | #REF! | [9 empty] | 0 | -37.9871 |  |  |  |  | Grand Max | 1229.76
2016-17 | 542.872 | 447.057 | 2.5 |  | 992.429 | 981.0565 | 11.3725 | 0 |  |  |  | 0 | 981.0565 | 981.0565 | 11.3725 | 2015-16 | [9 empty] | 0 | 11.3725 |  |  |  |  | 2018-12-26 | 978.2798
2018-19 | 542.9 | 447.057 | 2.5 |  | 992.457 | 1009.5327 | -17.0757 | 1.9416 |  |  | 15 | 16.9416 | 1009.5327 | 1007.6381 | -15.1811 | 2018-19 | 1.8946 | #1a: 15 | 15 | -2.0757 |  |  |  |  | 43825 | 1016.7286 | 1009.5099 | -0.022807 | 1007.5901 | 1.8946 | 1009.4847
2019-20 | 532.9 | 447.057 | 2.5 | 59.5 | 1041.957 | 1022.7919 | 19.1651 | 6.2037 |  |  |  | 6.2037 | 1022.7919 | 1016.7329 | 25.2241 | 2019-20 | 6.059 | [8 empty] | 0 | 19.1651 |  |  |  |  | 44191 | 1026.0346 | 1022.7665 | -0.025347 | 1016.6383 | 6.059 | 1022.6973
2020-21 | 542.9 | 447.057 | 2.5 | 0 | 992.457 | 957.0023 | 35.4547 | 0 |  | -43.0436 |  | -43.0436 | 957.0023 | 957.0023 | -7.5889 | 2020-21 | 0 | [8 empty] | 0 | 35.4547 | 1035.5006 | -78.4983 | 35.4547 | 35.4547 | 44556 | 1034.9512 | 1036.2975 | 79.2952 | 1025.8805 | 0 | 1025.8805
2021-22 | 523.9 | 447.057 | 2.5 | 69 | 1042.457 | 957.0023 | 85.4547 | 6.5029 |  | -3.1533 |  | 3.3496 | 957.0023 | 957.0023 | 88.8043 | 2021-22 | 0 | [8 empty] | 0 | 85.4547 | 1045.6103 | -88.608 | 85.4547 | 16.4547 | 44921 | 1039.3835 | 1049.1849 | 92.1826 | 1034.7281 | 6.5029 | 1041.231
2022-23 | 523.9 | 447.057 | 2.5 | 69 | 1042.457 | 966.5605 | 75.8965 | 6.5029 |  |  |  | 6.5029 | 966.5605 | 960.0576 | 82.3994 | 2022-23 | 6.5029 | [8 empty] | 6.5029 | 82.3994 | 1053.5407 | -86.9802 | 75.8965 | 6.8965 | 45286 | 1051.6916 | 1057.5921 | 91.0316 | 1039.0851 | 13.6978 | 1052.7828 | bar: #1 to #7
2023-24 | 523.9 | 447.057 | 2.5 | 69 | 1042.457 | 976.5104 | 65.9466 | 13.6978 |  |  |  | 13.6978 | 976.5104 | 962.8127 | 79.6443 | 2023-24 | 13.6978 | [8 empty] | 13.6978 | 79.6443 | 1062.7095 | -86.1991 | 65.9466 | -3.0534 | 45652 | 1061.6941 | 1073.9487 | 97.4382 | 1051.3088 | 21.145 | 1072.4538 | bar: #1 to #7
2024-25 | 523.9 | 447.057 | 2.5 | 69 | 1042.457 | 987.9495 | 54.5075 | 21.145 |  |  |  | 21.145 | 987.9495 | 966.8045 | 75.6525 | 2024-25 | 21.145 | [8 empty] | 21.145 | 75.6525 | 1069.8754 | -81.9259 | 54.5075 | -14.4925 | 46017 | 1068.4566 | 1088.2765 | 100.327 | 1061.2161 | 28.6933 | 1089.9094 | bar: #1 to #7
2025-26 | 523.9 | 447.057 | 2.5 | 69 | 1042.457 | 995.3392 | 47.1178 | 28.6933 |  |  |  | 28.6933 | 995.3392 | 966.6459 | 75.8111 | 2025-26 | 28.6933 | [8 empty] | 28.6933 | 75.8111 | 1074.0466 | -78.7074 | 47.1178 | -21.8822 | 46382 | 1077.6138 | 1099.4344 | 104.0953 | 1067.8715 | 36.4618 | 1104.3333 | bar: #1 to #7
2026-27 | 523.9 | 447.057 | 2.5 | 69 | 1042.457 | 1003.3577 | 39.0993 | 36.4618 |  |  |  | 36.4618 | 1003.3577 | 966.8958 | 75.5612 | 2026-27 | 36.4618 | [8 empty] | 36.4618 | 75.5612 | 1081.3726 | -78.0149 | 39.0993 | -29.9007 | 46747 | 1083.9135 | 1112.8701 | 109.5124 | 1076.9089 | 44.481 | 1121.3899 | bar: #1 to #7
2027-28 | 523.9 | 447.057 | 2.5 | 69 | 1042.457 | 1011.2177 | 31.2393 | 44.481 |  |  |  | 44.481 | 1011.2177 | 966.7367 | 75.7203 | 2027-28 | 44.481 | [8 empty] | 44.481 | 75.7203 | 1088.9478 | -77.7302 | 31.2393 | -37.7607 | 47113 | 1092.7316 | 1123.4369 | 112.2192 | 1083.0757 | 48.0829 | 1131.1585 | bar: #1 to #7
2028-29 | 523.9 | 447.057 | 2.5 | 69 | 1042.457 | 1020.7577 | 21.6993 | 48.0829 |  |  |  | 48.0829 | 1020.7577 | 972.6749 | 69.7821 | 2028-29 | 48.0829 | [8 empty] | 48.0829 | 69.7821 | 1096.2966 | -75.5389 | 21.6993 | -47.3007 | 47478 | 1106.8248 | 1136.3499 | 115.5921 | 1091.7492 | 51.9224 | 1143.6716 | bar: #1 to #7
2029-30 | 523.9 | 447.057 | 2.5 | 69 | 1042.457 | 1027.3149 | 15.1421 | 51.9224 |  |  |  | 51.9224 | 1027.3149 | 975.3925 | 67.0645 | 2029-30 | 51.9224 | [8 empty] | 51.9224 | 67.0645 | 1102.2936 | -74.9787 | 15.1421 | -53.8579 | 47843 | 1120.8217 | 1154.486 | 127.171 | 1105.6904 | 55.968 | 1161.6585 | bar: #1 to #7
2030-31 | 523.9 | 447.057 | 2.5 | 69 | 1042.457 | 1035.6525 | 6.8045 | 55.968 |  |  |  | 55.968 | 1035.6525 | 979.6844 | 62.7726 | 2030-31 | 55.968 | [8 empty] | 55.968 | 62.7726 | 1110.8755 | -75.223 | 6.8045 | -62.1955 | 48208 | 1135.1624 | 1172.7587 | 137.1062 | 1119.5326 | 60.2623 | 1179.7949 | bar: #1 to #7
2031-32 | 523.9 | 447.057 | 2.5 | 69 | 1042.457 | 1044.5421 | -2.0851 | 60.2623 |  |  |  | 60.2623 | 1044.5421 | 984.2798 | 58.1772 | 2031-32 | 60.2623 | [8 empty] | 60.2623 | 58.1772 | 1118.795 | -74.2529 | -2.0851 | -71.0851 | 48574 | 1150.0301 | 1191.4596 | 146.9174 | 1133.7234 | 64.66 | 1198.3834 | bar: #1 to #7
2032-33 | 523.9 | 447.057 | 2.5 | 69 | 1042.457 | 1054.7405 | -12.2835 | 64.66 |  |  |  | 64.66 | 1054.7405 | 990.0805 | 52.3765 | 2032-33 | 64.66 | [8 empty] | 64.66 | 52.3765 | 1128.6245 | -73.884 | -12.2835 | -81.2835 | 48939 | 1164.9265 | 1210.6685 | 155.928 | 1148.4505 | 69.2336 | 1217.6841 | bar: #1 to #7
2033-34 | 523.9 | 447.057 | 2.5 | 69 | 1042.457 | 1061.589 | -19.132 | 69.2336 |  |  |  | 69.2336 | 1061.589 | 992.3554 | 50.1016 | 2033-34 | 69.2336 | [8 empty] | 69.2336 | 50.1016 | 1137.4394 | -75.8503 | -19.132 | -88.132 | 49304 | 1179.428 | 1229.8649 | 168.2759 | 1163.2177 | 73.9259 | 1237.1436 | bar: #1 to #7
2034-35 | 523.9 | 447.057 | 2.5 | 69 | 1042.457 | 1070.0813 | -27.6243 | 73.9259 |  |  |  | 73.9259 | 1070.0813 | 996.1554 | 46.3016 | 2034-35 | 73.9259 | [8 empty] | 73.9259 | 46.3016 | 1149.2167 | -79.1354 | -27.6243 | -96.6243 | 49669 | 1195.8483 | 1248.5481 | 178.4668 | 1177.6045 | 78.7042 | 1256.3087 | bar: #1 to #7
2035-36 | 523.9 | 447.057 | 2.5 | 69 | 1042.457 | 1078.7247 | -36.2677 | 78.7042 |  |  |  | 78.7042 | 1078.7247 | 1000.0205 | 42.4365 | 2035-36 | 78.7042 | [8 empty] | 78.7042 | 42.4365 | 1160.2287 | -81.504 | -36.2677 | -105.2677 | 50035 | 1213.4272 | 1269.0469 | 190.3222 | 1193.925 | 83.4038 | 1277.3287 | bar: #1 to #7
2036-37 | 523.9 | 447.057 | 2.5 | 69 | 1042.457 | 1088.931 | -46.474 | 83.4038 |  |  |  | 83.4038 | 1088.931 | 1005.5272 | 36.9298 | 2036-37 | 83.4038 | [8 empty] | 83.4038 | 36.9298 | 1172.9808 | -84.0498 | -46.474 | -115.474 | 50400 | 1229.7567 | 1290.7052 | 201.7743 | 1211.4174 | 88.1511 | 1299.5685 | bar: #1 to #7
2037-38 | 523.9 | 447.057 | 2.5 | 69 | 1042.457 | 1095.5159 | -53.059 | 88.1511 |  |  |  | 88.1511 | 1095.5159 | 1007.3648 | 35.0922 | 2037-38 | 88.1511 | [8 empty] | 88.1511 | 35.0922 | 1184.6688 | -89.1529 | -53.059 | -122.059 | 49669 | 1195.8483 | 1311.1701 | 215.6541 | 1227.6711 | 92.9 | 1320.5712 | bar: #1 to #7
2038-39 | 523.9 | 447.057 | 2.5 | 69 | 1042.457 | 1103.7608 | -61.3038 | 92.9 |  |  |  | 92.9 | 1103.7608 | 1010.8608 | 31.5962 | 2038-39 | 92.9 | [8 empty] | 92.9 | 31.5962 | 1200.0978 |  | -61.3038 | -130.3038 | bar: #1 to #7
2039-40 | 523.9 | 447.057 | 2.5 | 69 | 1042.457 | 1112.5186 | -70.0616 | 97.6416 |  |  |  | 97.6416 | 1112.5186 | 1014.877 | 27.58 | 2039-40 | 97.6416 | [8 empty] | 97.6416 | 27.58 | 1214.5414 |  | -70.0616 | -139.0616 | bar: #1 to #7
2040-41 | 523.9 | 447.057 | 2.5 | 69 | 1042.457 | 1122.974 | -80.517 | 102.3488 |  |  |  | 102.3488 | 1122.974 | 1020.6252 | 21.8318 | 2040-41 | 102.3488 | [8 empty] | 102.3488 | 21.8318 |  |  | -80.517 | -149.517 | bar: #1 to #7
2041-42 | 523.9 | 447.057 | 2.5 | 69 | 1042.457 | 1130.0832 | -87.6262 | 106.9326 |  |  |  | 106.9326 | 1130.0832 | 1023.1506 | 19.3064 | 2041-42 | 106.9326 | [8 empty] | 106.9326 | 19.3064 |  |  |  |  | 2036-12-26 | 1213.4272 | bar: #1 to #7
Notes: | [31 empty] | 2037-12-26 | 1229.7567
1. Annual peak loads are in December of each year
2. Existing resources, assumed to be extended. 50/d of JP from Gas Book to Power Book has 50/d recallable.
3. Demand Forecast = 2021 IRP Load Forecast (F2020 based).
4. Tacoma LNG available winter 2021/22 at 69/day.
5. PSE will supply gas and capacity to Tacoma LNG for Tote and PSE System (not an incremental peak load to gas book).
[5 empty] | Year | Sendout | LFG | LRB
[5 empty] | 2020 |  | 955.4046 | 955.4046
[5 empty] | 2021 |  | 957.0023 | 957.0023
[5 empty] | 2022 | 961.777 | 966.5605 | 966.5605
[5 empty] | 2023 | 966.2379 | 976.5104 | 976.5104
[5 empty] | 2024 | 971.9296 | 987.9495 | 987.9495
[5 empty] | 2025 | 973.4622 | 995.3392 | 995.3392
[5 empty] | 2026 | 975.3929 | 1003.3577 | 1003.3577
[5 empty] | 2027 | 976.9015 | 1011.2177 | 1011.2177
[5 empty] | 2028 | 979.8342 | 1020.7577 | 1020.7577
[5 empty] | 2029 | 979.5443 | 1027.3149 | 1027.3149
[5 empty] | 2030 | 980.8273 | 1035.6525 | 1035.6525
[5 empty] | 2031 | 982.4189 | 1044.5421 | 1044.5421
[5 empty] | 2032 | 988.1695 | 1054.7405 | 1054.7405
[5 empty] | 2033 | 990.3976 | 1061.589 | 1061.589
[5 empty] | 2034 | 994.1619 | 1070.0813 | 1070.0813
[5 empty] | 2035 | 998.004 | 1078.7247 | 1078.7247
[5 empty] | 2036 | 1003.4992 | 1088.931 | 1088.931
[5 empty] | 2037 | 1005.3254 | 1095.5159 | 1095.5159
[5 empty] | 2038 | 1008.8174 | 1103.7608 | 1103.7608
[5 empty] | 2039 | 1012.8325 | 1112.5186 | 1112.5186
[5 empty] | 2040 | 1018.5965 | 1122.974 | 1122.974
[5 empty] | 2041 | 1021.1788 | 1130.0832
Note on AI6: Singh, Gurvinder: Based on F2018
Note on D11: Bill Donahue, PSE: 10,000 Dth/d transferred to Puget LNG to serve TOTE, as originally planned
Note on G11: Bill Donahue, PSE: 50,000 capacity of Tacoma distribution system (before upgrade) plus 9,500 diversion of TOTE supply. Future adds= 9,500 added diversion and 16,000 for distribution expansion.

## L&R Bal - SDR
| These columns are linked to graphs. | [15 empty] | These columns are linked to graphs.
LOAD RESOURCE BALANCE DRAFT: 08/23/2020
BASED ON F2020 Approved IRP Load Forecast
Peak Day demand is based on Design-Peak Planning Standard of 13 degree average temperature. December peak.
| EXISTING LOADS & RESOURCES - (FOR IRP) | [19 empty] | BASE - SCENARIO AS OPTIMIZED
Winter Period | NWP Firm Transportation | Jackson Prairie & Redelivery Service | Gig Harbor LNG (2.5 Mdth/day) | Tacoma LNG | Existing Supply Side Resources | 2021 IRP BASE Demand Before DSR | IRP Resource Surplus/ (Need) | DSR in 2019 IRP | Swarr | Tacoma LNG Distribution Upgrade | ShortTerm Firm Capacity from Market | Total DSR & Near-term Resource Alternatives | 2021 IRP BASE Demand Before DSR | 2021 IRP Mid with SDR | Resource Surplus/(Need) With DSR & Near-Term Alternatives | Winter Period | DSR (Incl Standard Bundle) in MDth/day | NWP Additions + Westcoast | Short Term NWP | KORP | NWP from AECO | Mist Storage | Ply LNG | LNG Tacoma Distr | Swarr | Total New Resources | Sendout Resource Surplus/(Need) | 2019 IRP BASE Demand before DSR | delta load forecast (F2018 minus F2016) | Resource Need | Resource Need - NO LNG
[16 empty] | Option | DSR | #1 | #1a | #2 | #3 | #4 | #5 | #6 | #7 | [6 empty] | Date | Sum
2015-16 | 532.872 | 432.057 | 2.5 |  | 967.429 | 1005.4161 | -37.9871 | 0 |  |  |  | 0 | 1005.4161 | 1005.4161 | -37.9871 | #REF! | [9 empty] | 0 | -37.9871 |  |  |  |  | Grand Max | 1229.76
2016-17 | 542.872 | 447.057 | 2.5 |  | 992.429 | 981.0565 | 11.3725 | 0 |  |  |  | 0 | 981.0565 | 981.0565 | 11.3725 | 2015-16 | [9 empty] | 0 | 11.3725 |  |  |  |  | 2018-12-26 | 978.2798
2018-19 | 542.9 | 447.057 | 2.5 |  | 992.457 | 1009.5327 | -17.0757 | 1.9416 |  |  | 15 | 16.9416 | 1009.5327 | 1007.6381 | -15.1811 | 2018-19 | 1.8946 | #1a: 15 | 15 | -2.0757 |  |  |  |  | 43825 | 1016.7286 | 1009.5099 | -0.022807 | 1007.5901 | 1.8946 | 1009.4847
2019-20 | 532.9 | 447.057 | 2.5 | 59.5 | 1041.957 | 1022.7919 | 19.1651 | 6.2037 |  |  |  | 6.2037 | 1022.7919 | 1016.7329 | 25.2241 | 2019-20 | 6.059 | [8 empty] | 0 | 19.1651 |  |  |  |  | 44191 | 1026.0346 | 1022.7665 | -0.025347 | 1016.6383 | 6.059 | 1022.6973
2020-21 | 542.9 | 447.057 | 2.5 | 0 | 992.457 | 957.0023 | 35.4547 | 0 |  | -43.0436 |  | -43.0436 | 957.0023 | 957.0023 | -7.5889 | 2020-21 | 0 | [8 empty] | 0 | 35.4547 | 1035.5006 | -78.4983 | 35.4547 | 35.4547 | 44556 | 1034.9512 | 1036.2975 | 79.2952 | 1025.8805 | 0 | 1025.8805
2021-22 | 523.9 | 447.057 | 2.5 | 69 | 1042.457 | 957.0023 | 85.4547 | 5.5863 |  | -3.1533 |  | 2.433 | 957.0023 | 957.0023 | 87.8877 | 2021-22 | 0 | [8 empty] | 0 | 85.4547 | 1045.6103 | -88.608 | 85.4547 | 16.4547 | 44921 | 1039.3835 | 1049.1849 | 92.1826 | 1034.7281 | 5.5863 | 1040.3144
2022-23 | 523.9 | 447.057 | 2.5 | 69 | 1042.457 | 966.5605 | 75.8965 | 5.5863 |  |  |  | 5.5863 | 966.5605 | 960.9742 | 81.4828 | 2022-23 | 5.5863 | [8 empty] | 5.5863 | 81.4828 | 1053.5407 | -86.9802 | 75.8965 | 6.8965 | 45286 | 1051.6916 | 1057.5921 | 91.0316 | 1039.0851 | 11.8633 | 1050.9484 | bar: #1 to #7
2023-24 | 523.9 | 447.057 | 2.5 | 69 | 1042.457 | 976.5104 | 65.9466 | 11.8633 |  |  |  | 11.8633 | 976.5104 | 964.6471 | 77.8099 | 2023-24 | 11.8633 | [8 empty] | 11.8633 | 77.8099 | 1062.7095 | -86.1991 | 65.9466 | -3.0534 | 45652 | 1061.6941 | 1073.9487 | 97.4382 | 1051.3088 | 18.3972 | 1069.706 | bar: #1 to #7
2024-25 | 523.9 | 447.057 | 2.5 | 69 | 1042.457 | 987.9495 | 54.5075 | 18.3972 |  |  |  | 18.3972 | 987.9495 | 969.5523 | 72.9047 | 2024-25 | 18.3972 | [8 empty] | 18.3972 | 72.9047 | 1069.8754 | -81.9259 | 54.5075 | -14.4925 | 46017 | 1068.4566 | 1088.2765 | 100.327 | 1061.2161 | 25.0366 | 1086.2527 | bar: #1 to #7
2025-26 | 523.9 | 447.057 | 2.5 | 69 | 1042.457 | 995.3392 | 47.1178 | 25.0366 |  |  |  | 25.0366 | 995.3392 | 970.3026 | 72.1544 | 2025-26 | 25.0366 | [8 empty] | 25.0366 | 72.1544 | 1074.0466 | -78.7074 | 47.1178 | -21.8822 | 46382 | 1077.6138 | 1099.4344 | 104.0953 | 1067.8715 | 31.9073 | 1099.7788 | bar: #1 to #7
2026-27 | 523.9 | 447.057 | 2.5 | 69 | 1042.457 | 1003.3577 | 39.0993 | 31.9073 |  |  |  | 31.9073 | 1003.3577 | 971.4504 | 71.0066 | 2026-27 | 31.9073 | [8 empty] | 31.9073 | 71.0066 | 1081.3726 | -78.0149 | 39.0993 | -29.9007 | 46747 | 1083.9135 | 1112.8701 | 109.5124 | 1076.9089 | 39.052 | 1115.9609 | bar: #1 to #7
2027-28 | 523.9 | 447.057 | 2.5 | 69 | 1042.457 | 1011.2177 | 31.2393 | 39.052 |  |  |  | 39.052 | 1011.2177 | 972.1657 | 70.2913 | 2027-28 | 39.052 | [8 empty] | 39.052 | 70.2913 | 1088.9478 | -77.7302 | 31.2393 | -37.7607 | 47113 | 1092.7316 | 1123.4369 | 112.2192 | 1083.0757 | 46.4723 | 1129.548 | bar: #1 to #7
2028-29 | 523.9 | 447.057 | 2.5 | 69 | 1042.457 | 1020.7577 | 21.6993 | 46.4723 |  |  |  | 46.4723 | 1020.7577 | 974.2854 | 68.1716 | 2028-29 | 46.4723 | [8 empty] | 46.4723 | 68.1716 | 1096.2966 | -75.5389 | 21.6993 | -47.3007 | 47478 | 1106.8248 | 1136.3499 | 115.5921 | 1091.7492 | 54.1614 | 1145.9106 | bar: #1 to #7
2029-30 | 523.9 | 447.057 | 2.5 | 69 | 1042.457 | 1027.3149 | 15.1421 | 54.1614 |  |  |  | 54.1614 | 1027.3149 | 973.1535 | 69.3035 | 2029-30 | 54.1614 | [8 empty] | 54.1614 | 69.3035 | 1102.2936 | -74.9787 | 15.1421 | -53.8579 | 47843 | 1120.8217 | 1154.486 | 127.171 | 1105.6904 | 62.0954 | 1167.7858 | bar: #1 to #7
2030-31 | 523.9 | 447.057 | 2.5 | 69 | 1042.457 | 1035.6525 | 6.8045 | 62.0954 |  |  |  | 62.0954 | 1035.6525 | 973.5571 | 68.8999 | 2030-31 | 62.0954 | [8 empty] | 62.0954 | 68.8999 | 1110.8755 | -75.223 | 6.8045 | -62.1955 | 48208 | 1135.1624 | 1172.7587 | 137.1062 | 1119.5326 | 70.3196 | 1189.8522 | bar: #1 to #7
2031-32 | 523.9 | 447.057 | 2.5 | 69 | 1042.457 | 1044.5421 | -2.0851 | 70.3196 |  |  |  | 70.3196 | 1044.5421 | 974.2225 | 68.2345 | 2031-32 | 70.3196 | [8 empty] | 70.3196 | 68.2345 | 1118.795 | -74.2529 | -2.0851 | -71.0851 | 48574 | 1150.0301 | 1191.4596 | 146.9174 | 1133.7234 | 74.9681 | 1208.6915 | bar: #1 to #7
2032-33 | 523.9 | 447.057 | 2.5 | 69 | 1042.457 | 1054.7405 | -12.2835 | 74.9681 |  |  |  | 74.9681 | 1054.7405 | 979.7724 | 62.6846 | 2032-33 | 74.9681 | [8 empty] | 74.9681 | 62.6846 | 1128.6245 | -73.884 | -12.2835 | -81.2835 | 48939 | 1164.9265 | 1210.6685 | 155.928 | 1148.4505 | 79.851 | 1228.3015 | bar: #1 to #7
2033-34 | 523.9 | 447.057 | 2.5 | 69 | 1042.457 | 1061.589 | -19.132 | 79.851 |  |  |  | 79.851 | 1061.589 | 981.738 | 60.719 | 2033-34 | 79.851 | [8 empty] | 79.851 | 60.719 | 1137.4394 | -75.8503 | -19.132 | -88.132 | 49304 | 1179.428 | 1229.8649 | 168.2759 | 1163.2177 | 84.911 | 1248.1287 | bar: #1 to #7
2034-35 | 523.9 | 447.057 | 2.5 | 69 | 1042.457 | 1070.0813 | -27.6243 | 84.911 |  |  |  | 84.911 | 1070.0813 | 985.1703 | 57.2867 | 2034-35 | 84.911 | [8 empty] | 84.911 | 57.2867 | 1149.2167 | -79.1354 | -27.6243 | -96.6243 | 49669 | 1195.8483 | 1248.5481 | 178.4668 | 1177.6045 | 90.1084 | 1267.7129 | bar: #1 to #7
2035-36 | 523.9 | 447.057 | 2.5 | 69 | 1042.457 | 1078.7247 | -36.2677 | 90.1084 |  |  |  | 90.1084 | 1078.7247 | 988.6163 | 53.8407 | 2035-36 | 90.1084 | [8 empty] | 90.1084 | 53.8407 | 1160.2287 | -81.504 | -36.2677 | -105.2677 | 50035 | 1213.4272 | 1269.0469 | 190.3222 | 1193.925 | 95.278 | 1289.203 | bar: #1 to #7
2036-37 | 523.9 | 447.057 | 2.5 | 69 | 1042.457 | 1088.931 | -46.474 | 95.278 |  |  |  | 95.278 | 1088.931 | 993.653 | 48.804 | 2036-37 | 95.278 | [8 empty] | 95.278 | 48.804 | 1172.9808 | -84.0498 | -46.474 | -115.474 | 50400 | 1229.7567 | 1290.7052 | 201.7743 | 1211.4174 | 100.5279 | 1311.9452 | bar: #1 to #7
2037-38 | 523.9 | 447.057 | 2.5 | 69 | 1042.457 | 1095.5159 | -53.059 | 100.5279 |  |  |  | 100.5279 | 1095.5159 | 994.9881 | 47.4689 | 2037-38 | 100.5279 | [8 empty] | 100.5279 | 47.4689 | 1184.6688 | -89.1529 | -53.059 | -122.059 | 49669 | 1195.8483 | 1311.1701 | 215.6541 | 1227.6711 | 105.8064 | 1333.4775 | bar: #1 to #7
2038-39 | 523.9 | 447.057 | 2.5 | 69 | 1042.457 | 1103.7608 | -61.3038 | 105.8064 |  |  |  | 105.8064 | 1103.7608 | 997.9544 | 44.5026 | 2038-39 | 105.8064 | [8 empty] | 105.8064 | 44.5026 | 1200.0978 |  | -61.3038 | -130.3038 | bar: #1 to #7
2039-40 | 523.9 | 447.057 | 2.5 | 69 | 1042.457 | 1112.5186 | -70.0616 | 111.0989 |  |  |  | 111.0989 | 1112.5186 | 1001.4197 | 41.0373 | 2039-40 | 111.0989 | [8 empty] | 111.0989 | 41.0373 | 1214.5414 |  | -70.0616 | -139.0616 | bar: #1 to #7
2040-41 | 523.9 | 447.057 | 2.5 | 69 | 1042.457 | 1122.974 | -80.517 | 116.3667 |  |  |  | 116.3667 | 1122.974 | 1006.6072 | 35.8498 | 2040-41 | 116.3667 | [8 empty] | 116.3667 | 35.8498 |  |  | -80.517 | -149.517 | bar: #1 to #7
2041-42 | 523.9 | 447.057 | 2.5 | 69 | 1042.457 | 1130.0832 | -87.6262 | 121.5209 |  |  |  | 121.5209 | 1130.0832 | 1008.5623 | 33.8947 | 2041-42 | 121.5209 | [8 empty] | 121.5209 | 33.8947 |  |  |  |  | 2036-12-26 | 1213.4272 | bar: #1 to #7
Notes: | [31 empty] | 2037-12-26 | 1229.7567
1. Annual peak loads are in December of each year
2. Existing resources, assumed to be extended. 50/d of JP from Gas Book to Power Book has 50/d recallable.
3. Demand Forecast = 2021 IRP Load Forecast (F2020 based).
4. Tacoma LNG available winter 2021/22 at 69/day.
5. PSE will supply gas and capacity to Tacoma LNG for Tote and PSE System (not an incremental peak load to gas book).
[5 empty] | Year | Sendout | LFG | LRB
[5 empty] | 2020 |  | 955.4046 | 955.4046
[5 empty] | 2021 |  | 957.0023 | 957.0023
[5 empty] | 2022 | 961.777 | 966.5605 | 966.5605
[5 empty] | 2023 | 966.2379 | 976.5104 | 976.5104
[5 empty] | 2024 | 971.9296 | 987.9495 | 987.9495
[5 empty] | 2025 | 973.4622 | 995.3392 | 995.3392
[5 empty] | 2026 | 975.3929 | 1003.3577 | 1003.3577
[5 empty] | 2027 | 976.9015 | 1011.2177 | 1011.2177
[5 empty] | 2028 | 979.8342 | 1020.7577 | 1020.7577
[5 empty] | 2029 | 979.5443 | 1027.3149 | 1027.3149
[5 empty] | 2030 | 980.8273 | 1035.6525 | 1035.6525
[5 empty] | 2031 | 982.4189 | 1044.5421 | 1044.5421
[5 empty] | 2032 | 988.1695 | 1054.7405 | 1054.7405
[5 empty] | 2033 | 990.3976 | 1061.589 | 1061.589
[5 empty] | 2034 | 994.1619 | 1070.0813 | 1070.0813
[5 empty] | 2035 | 998.004 | 1078.7247 | 1078.7247
[5 empty] | 2036 | 1003.4992 | 1088.931 | 1088.931
[5 empty] | 2037 | 1005.3254 | 1095.5159 | 1095.5159
[5 empty] | 2038 | 1008.8174 | 1103.7608 | 1103.7608
[5 empty] | 2039 | 1012.8325 | 1112.5186 | 1112.5186
[5 empty] | 2040 | 1018.5965 | 1122.974 | 1122.974
[5 empty] | 2041 | 1021.1788 | 1130.0832
Note on AI6: Singh, Gurvinder: Based on F2018
Note on D11: Bill Donahue, PSE: 10,000 Dth/d transferred to Puget LNG to serve TOTE, as originally planned
Note on G11: Bill Donahue, PSE: 50,000 capacity of Tacoma distribution system (before upgrade) plus 9,500 diversion of TOTE supply. Future adds= 9,500 added diversion and 16,000 for distribution expansion.

## Total System Cost
Mid with DSR |  | Objective Function Value: -9608934924.217136 |  |  | #1368 |  | Mid with AR5 |  | Objective Function Value: -9608850499.292505 |  |  | #1370 |  | Mid with 6 Year Ramp |  | Objective Function Value: -9608966343.197094 |  |  | #1371
Year | Total System Cost w/ Unserved Cost | Total Cost w/o DSM | Total System Cost | Served Demand by Area/Class | $/Dth |  | Year | Total System Cost w/ Unserved Cost | Total Cost w/o DSM | Total System Cost |  |  |  | Year | Total System Cost w/ Unserved Cost | Total Cost w/o DSM | Total System Cost | Served Demand by Area/Class
2022 | 909386.3906 | 893748.0039 | 909386.3906 | 95508.0319 | 9.5216 | 9.3578 | 2022 | 915815.3906 | 900177.0078 | 915815.3906 | 95508.0319 |  |  | 2022 | 917361.918 | 892924.457 | 917361.918 | 95388.4009
2023 | 883241.0312 | 865653.7891 | 883241.0312 | 96638.2344 | 9.1397 | 8.9577 | 2023 | 889419.1758 | 871831.9336 | 889419.1758 | 96638.2344 |  |  | 2023 | 888479.082 | 862115.168 | 888479.082 | 96260.8172
2024 | 918157.9414 | 899203.1602 | 918157.9414 | 98067.4366 | 9.3625 | 9.1692 | 2024 | 925423.5859 | 906468.8203 | 925423.5859 | 98067.4366 |  |  | 2024 | 921601.5078 | 893891.0273 | 921601.5078 | 97432.9043
2025 | 945209.2734 | 924912.1953 | 945209.2734 | 97676.423 | 9.6769 | 9.4691 | 2025 | 952456.0078 | 932158.957 | 952456.0078 | 97676.423 |  |  | 2025 | 946335.9336 | 917304.8555 | 946335.9336 | 96785.468
2026 | 997890.6875 | 976393.6172 | 997890.6875 | 97201.7537 | 10.2662 | 10.045 | 2026 | 1006456.5078 | 984959.4492 | 1006456.5078 | 97201.7537 |  |  | 2026 | 998395.25 | 968186.0859 | 998395.25 | 96055.0789
2027 | 1023579.4258 | 1000868.9062 | 1023579.4258 | 97535.9944 | 10.4944 | 10.2615 | 2027 | 1031982.25 | 1009271.7266 | 1031982.25 | 97535.9944 |  |  | 2027 | 1019565.8359 | 988165.2266 | 1019565.8359 | 96134.3057
2028 | 1084622.8008 | 1060682.9727 | 1084622.8008 | 98186.9833 | 11.0465 | 10.8027 | 2028 | 1092825.5234 | 1068885.7227 | 1092825.5234 | 98186.9833 |  |  | 2028 | 1058531.2305 | 1047593.8008 | 1058531.2305 | 96825.0536
2029 | 1082890.9453 | 1057992.7188 | 1082890.9453 | 97337.4823 | 11.1251 | 10.8693 | 2029 | 1091558.8477 | 1066660.6133 | 1091558.8477 | 97337.4823 |  |  | 2029 | 1057954.4453 | 1046026.2734 | 1057954.4453 | 96355.1194
2030 | 1152260.3867 | 1126446.0234 | 1152260.3867 | 96832.9997 | 11.8995 | 11.6329 | 2030 | 1161479.9961 | 1135665.6641 | 1161479.9961 | 96832.9997 |  |  | 2030 | 1133525.7148 | 1120648.8594 | 1133525.7148 | 96229.1983
2031 | 1198106.9375 | 1171413.7109 | 1198106.9375 | 97463.3552 | 12.2929 | 12.019 | 2031 | 1207449.7383 | 1180756.5195 | 1207449.7383 | 97463.3552 |  |  | 2031 | 1183250.4219 | 1169462.3711 | 1183250.4219 | 97237.0886
2032 | 1288744.8516 | 1274384.1328 | 1288744.8516 | 98419.5536 | 13.0944 | 12.9485 | 2032 | 1285420.8438 | 1271060.1328 | 1285420.8438 | 98419.5536 |  |  | 2032 | 1288506.0312 | 1274145.3047 | 1288506.0312 | 98395.3158
2033 | 1284138.3242 | 1269303.0508 | 1284138.3242 | 97986.1118 | 13.1053 | 12.9539 | 2033 | 1307999.7852 | 1293164.5078 | 1307999.7852 | 97986.1118 |  |  | 2033 | 1283786.6562 | 1268951.3945 | 1283786.6562 | 97961.8643
2034 | 1370187.4688 | 1355021.25 | 1370187.4688 | 97850.7845 | 14.0028 | 13.8478 | 2034 | 1380599.4766 | 1365433.2422 | 1380599.4766 | 97850.7845 |  |  | 2034 | 1369872.5078 | 1354706.2656 | 1369872.5078 | 97826.5317
2035 | 1440415.5391 | 1425113.7812 | 1440415.5391 | 98747.7611 | 14.5868 | 14.4319 | 2035 | 1450950.1484 | 1435648.4062 | 1450950.1484 | 98747.7611 |  |  | 2035 | 1440084.9453 | 1424783.1953 | 1440084.9453 | 98723.4996
2036 | 1524277.5781 | 1508947.2578 | 1524277.5781 | 99898.2187 | 15.2583 | 15.1048 | 2036 | 1535916.5625 | 1520586.2422 | 1535916.5625 | 99898.2187 |  |  | 2036 | 1523930.5781 | 1508600.2578 | 1523930.5781 | 99873.9495
2037 | 1591707.7969 | 1576311.8828 | 1591707.7969 | 99370.3354 | 16.0179 | 15.863 | 2037 | 1604298.2188 | 1588902.3438 | 1604298.2188 | 99370.3354 |  |  | 2037 | 1591342.5312 | 1575946.6406 | 1591342.5312 | 99346.0586
2038 | 1619744.75 | 1604347.4375 | 1619744.75 | 99141.3596 | 16.3377 | 16.1824 | 2038 | 1632286.6797 | 1616889.3516 | 1632286.6797 | 99141.3596 |  |  | 2038 | 1619370.8281 | 1603973.5 | 1619370.8281 | 99117.0771
2039 | 1708572.75 | 1693229.4531 | 1708572.75 | 100135.8938 | 17.0625 | 16.9093 | 2039 | 1721429.7891 | 1706086.5312 | 1721429.7891 | 100135.8938 |  |  | 2039 | 1708181.1406 | 1692837.8203 | 1708181.1406 | 100111.6018
2040 | 1807616.4297 | 1792920.9609 | 1807616.4297 | 101421.3701 | 17.8228 | 17.6779 | 2040 | 1821416.0234 | 1806720.5703 | 1821416.0234 | 101421.3701 |  |  | 2040 | 1807254.4531 | 1792558.9531 | 1807254.4531 | 101397.0734
2041 | 1886669.3984 | 1876688.6484 | 1886669.3984 | 101217.6522 | 18.6397 | 18.5411 | 2041 | 1901598.0391 | 1891617.2891 | 1901598.0391 | 101217.6522 |  |  | 2041 | 1886237.7422 | 1876256.9922 | 1886237.7422 | 101193.3455
|  | 12.4563 | 12.6601 | billion | 129.0121 |  |  |  |  | 12.7577 | Billion |  |  |  |  | 12.4069 | 12.623 | Billion
[10 empty] | 0.097602 | Delta from Mid | [5 empty] | -0.037101 | Delta from Mid
Mid No DSR |  | Objective Function Value: -9608526147.529295 |  |  | #1368 |  | High |  | Objective Function Value: -11628820001.574104 |  |  | #1369 |  | Mid with SDR |  | Objective Function Value: -9608923876.395342 |  |  | #1372
Year | Total System Cost w/ Unserved Cost | Total Cost w/o DSM | Total System Cost | Served Demand by Area/Class |  |  | Year | Total System Cost w/ Unserved Cost |  | Total System Cost | Served Demand by Area/Class |  |  | Year | Total System Cost w/ Unserved Cost | Total Cost w/o DSM | Total System Cost | Served Demand by Area/Class
2022 | 896201.7344 | 896201.7344 | 896201.7344 | 95751.7227 | 9.3596 |  | 2022 | 1062047.0938 | 1046381.3125 | 1062047.0938 | 109445.7004 | 9.7039 | 9.5607 | 2022 | 917693.0625 | 893615.7422 | 917693.0625 | 95477.7175
2023 | 872569.9414 | 872569.9414 | 872569.9414 | 97432.3651 | 8.9556 |  | 2023 | 1023363.0391 | 1005749.3555 | 1023363.0391 | 111781.3731 | 9.155 | 8.9975 | 2023 | 890319.9492 | 864611.5195 | 890319.9492 | 96544.8393
2024 | 911011.7461 | 911011.7461 | 911011.7461 | 99453.999 | 9.1601 |  | 2024 | 1064351.043 | 1045370.832 | 1064351.043 | 115646.1257 | 9.2035 | 9.0394 | 2024 | 924640.3867 | 897873.7695 | 924640.3867 | 97915.1198
2025 | 942263.0547 | 942263.0547 | 942263.0547 | 99678.1216 | 9.4531 |  | 2025 | 1116587.8438 | 1096266.8281 | 1116587.8438 | 116626.5795 | 9.574 | 9.3998 | 2025 | 950754.1445 | 923075.7109 | 950754.1445 | 97470.0222
2026 | 995086.3008 | 995086.3008 | 995086.3008 | 99840.4986 | 9.9668 |  | 2026 | 1167254.4609 | 1145734.3594 | 1167254.4609 | 116849.9799 | 9.9893 | 9.8052 | 2026 | 1003179.5938 | 974705.6602 | 1003179.5938 | 96946.823
2027 | 1032674.1211 | 1032674.1211 | 1032674.1211 | 100841.218 | 10.2406 |  | 2027 | 1233985.0859 | 1211252.4297 | 1233985.0859 | 117773.5737 | 10.4776 | 10.2846 | 2027 | 1027295.4727 | 998092.793 | 1027295.4727 | 97238.4926
2028 | 1096882.5664 | 1096882.5664 | 1096882.5664 | 102191.3536 | 10.7336 |  | 2028 | 1320008.0469 | 1296047.0078 | 1320008.0469 | 119872.7499 | 11.0117 | 10.8119 | 2028 | 1087356.9219 | 1057469.6914 | 1087356.9219 | 97853.8335
2029 | 1119032.1367 | 1119032.1367 | 1119032.1367 | 102074.1825 | 10.9629 |  | 2029 | 1377914.3906 | 1352995.9375 | 1377914.3906 | 119558.8792 | 11.525 | 11.3166 | 2029 | 1083085.0703 | 1052752.7109 | 1083085.0703 | 96975.8371
2030 | 1187758.9375 | 1187758.9375 | 1187758.9375 | 102335.4494 | 11.6065 |  | 2030 | 1428913.6719 | 1403080 | 1428913.6719 | 119742.7122 | 11.9332 | 11.7175 | 2030 | 1152812.625 | 1122065.4727 | 1152812.625 | 96449.7764
2031 | 1244409.6484 | 1244409.6484 | 1244409.6484 | 103765.8487 | 11.9925 |  | 2031 | 1497198.7422 | 1470487.2188 | 1497198.7422 | 121337.3348 | 12.3391 | 12.119 | 2031 | 1197810.5234 | 1166555.8555 | 1197810.5234 | 97064.6582
2032 | 1341964.6016 | 1341964.6016 | 1341964.6016 | 105377.9342 | 12.7348 |  | 2032 | 1581273.8047 | 1566911.6484 | 1581273.8047 | 123502.2296 | 12.8036 | 12.6873 | 2032 | 1281396.7812 | 1271132.8359 | 1281396.7812 | 98040.6908
2033 | 1382315.3984 | 1382315.3984 | 1382315.3984 | 105426.0587 | 13.1117 |  | 2033 | 1658182.4141 | 1643345.7734 | 1658182.4141 | 123353.6568 | 13.4425 | 13.3222 | 2033 | 1274059.293 | 1263424.6523 | 1274059.293 | 97665.2218
2034 | 1463020.375 | 1463020.375 | 1463020.375 | 105798.6854 | 13.8283 |  | 2034 | 1731595.8672 | 1716428.3281 | 1731595.8672 | 122362.1506 | 14.1514 | 14.0274 | 2034 | 1362267.3672 | 1351303.3125 | 1362267.3672 | 97589.1625
2035 | 1547048.6797 | 1547048.6797 | 1547048.6797 | 107220.8148 | 14.4286 |  | 2035 | 1828956.7734 | 1813653.7891 | 1828956.7734 | 124080.737 | 14.7401 | 14.6167 | 2035 | 1433225.5547 | 1422029.2344 | 1433225.5547 | 98545.3538
2036 | 1648154.8359 | 1648154.8359 | 1648154.8359 | 108905.8196 | 15.1338 |  | 2036 | 1974921.5078 | 1959590.0391 | 1974921.5078 | 126697.3103 | 15.5877 | 15.4667 | 2036 | 1517946.1484 | 1506578.5703 | 1517946.1484 | 99753.9593
2037 | 1719495.3594 | 1719495.3594 | 1719495.3594 | 108921.5519 | 15.7865 |  | 2037 | 2052798.7422 | 2037401.7891 | 2052798.7422 | 126705.3165 | 16.2014 | 16.0798 | 2037 | 1586212.8984 | 1574674.7266 | 1586212.8984 | 99282.9863
2038 | 1763971.5156 | 1763971.5156 | 1763971.5156 | 109244.6248 | 16.147 |  | 2038 | 2150558.6094 | 2135160.3281 | 2150558.6094 | 127432.8308 | 16.876 | 16.7552 | 2038 | 1615132.5312 | 1603517.4688 | 1615132.5312 | 99109.9815
2039 | 1866576.1172 | 1866576.1172 | 1866576.1172 | 110795.4035 | 16.8471 |  | 2039 | 2303459.1094 | 2288115.2344 | 2303459.1094 | 128959.5221 | 17.8619 | 17.7429 | 2039 | 1704859.9375 | 1693228.8281 | 1704859.9375 | 100159.7025
2040 | 1984350.8438 | 1984350.8438 | 1984350.8438 | 112631.7604 | 17.618 |  | 2040 | 2482938.5078 | 2468242.9844 | 2482938.5078 | 131433.4382 | 18.8912 | 18.7794 | 2040 | 1806423.4062 | 1794741.6641 | 1806423.4062 | 101495.7717
2041 | 2098614.3125 | 2098614.3125 | 2098614.3125 | 112943.9833 | 18.581 |  | 2041 | 2584798.3125 | 2574817.5 | 2584798.3125 | 131773.1861 | 19.6155 | 19.5398 | 2041 | 1889595.3203 | 1877796.1016 | 1889595.3203 | 101308.7604
|  | 13.1532 | 13.1532 | billion | 126.7249 |  |  |  |  | 15.7574 | billion | [5 empty] | 12.6712 | Billion
|  | Value of DSR | 0.49306 | billion | [5 empty] | 3.0972 | delta from Mid | [5 empty] | 0.011021 | Delta from Mid
Mid No Carbon |  | Objective Function Value: -9615965267.847595 |  |  | #1368 |  | High w DSR |  | Objective Function Value: -11628822618.322269 |  |  | #1369 |  | Load Temp Sensitivity w DSR |  | Objective Function Value: -8662275406.596628 |  |  | #1378
Year | Total System Cost w/ Unserved Cost |  | Total System Cost | Served Demand by Area/Class |  |  | Year | Total System Cost w/ Unserved Cost | Total Cost w/o DSM | Total System Cost | Served Demand by Area/Class |  |  | Year | Total System Cost w/ Unserved Cost | Total Cost w/o DSM | Total System Cost | Served Demand by Area/Class | Unserved Demand by Area/Class
2022 | 342217.7754 | 340127.2441 | 342217.7754 | 95601.9149 |  |  | 2022 | 1060029.6133 | 1044363.8477 | 1060029.6133 | 109445.7004 | 9.6854 | 9.5423 | 2022 | 861790.4258 | 846152.0547 | 861790.4258 | 88851.7063
2023 | 315632.5508 | 313510.9883 | 315632.5508 | 96951.4915 |  |  | 2023 | 1025462.2227 | 1007848.5195 | 1025462.2227 | 111781.3731 | 9.1738 | 9.0162 | 2023 | 826998.9766 | 809411.7305 | 826998.9766 | 89298.1216
2024 | 319207.873 | 317065.6602 | 319207.873 | 98631.8125 |  |  | 2024 | 1064351.6445 | 1045371.4258 | 1064351.6445 | 115646.1257 | 9.2035 | 9.0394 | 2024 | 854628.2539 | 835673.4609 | 854628.2539 | 90074.2585
2025 | 314083.3809 | 311929.2939 | 314083.3809 | 98516.8803 |  |  | 2025 | 1116588.8281 | 1096267.8203 | 1116588.8281 | 116626.5795 | 9.5741 | 9.3998 | 2025 | 879010.7109 | 858713.6523 | 879010.7109 | 89466.4263
2026 | 315828.5547 | 313650.6797 | 315828.5547 | 98341.1337 |  |  | 2026 | 1167254.4492 | 1145734.3516 | 1167254.4492 | 116849.9799 | 9.9893 | 9.8052 | 2026 | 927062.5742 | 905565.5078 | 927062.5742 | 88822.1024
2027 | 341014.8145 | 338811.9766 | 341014.8145 | 98995.0415 |  |  | 2027 | 1233984.7891 | 1211252.1602 | 1233984.7891 | 117773.5737 | 10.4776 | 10.2846 | 2027 | 941038.6445 | 918328.1211 | 941038.6445 | 88449.9477
2028 | 379036.584 | 376821.707 | 379036.584 | 99986.173 |  |  | 2028 | 1320008.0156 | 1296046.9766 | 1320008.0156 | 119872.7499 | 11.0117 | 10.8119 | 2028 | 980583.7969 | 956643.9805 | 980583.7969 | 88424.828
2029 | 384046.3574 | 381830.3398 | 384046.3574 | 99494.7819 |  |  | 2029 | 1377914.5938 | 1352996.1406 | 1377914.5938 | 119558.8792 | 11.525 | 11.3166 | 2029 | 997006.8828 | 972108.6953 | 997006.8828 | 87362.5715
2030 | 392893.4805 | 390662.5254 | 392893.4805 | 99362.8656 |  |  | 2030 | 1428913.6406 | 1403079.9297 | 1428913.6406 | 119742.7122 | 11.9332 | 11.7175 | 2030 | 1043987.1367 | 1018172.7852 | 1043987.1367 | 86686.2348
2031 | 413902.3418 | 411659.1797 | 413902.3418 | 100379.7791 |  |  | 2031 | 1497199.4688 | 1470487.9453 | 1497199.4688 | 121337.3348 | 12.3391 | 12.119 | 2031 | 1076966.6797 | 1050273.457 | 1076966.6797 | 86580.2417
2032 | 439653.3008 | 439420.832 | 439653.3008 | 101664.5278 |  |  | 2032 | 1581274.4688 | 1566912.3281 | 1581274.4688 | 123502.2296 | 12.8036 | 12.6873 | 2032 | 1118807.0352 | 1104446.3242 | 1118807.0352 | 86827.4444
2033 | 480421.1309 | 480177.5449 | 480421.1309 | 101487.7176 |  |  | 2033 | 1658182.6953 | 1643346.0547 | 1658182.6953 | 123353.6568 | 13.4425 | 13.3222 | 2033 | 1171065.6602 | 1156230.3867 | 1171065.6602 | 86181.9761
2034 | 500151.4336 | 499902.6016 | 500151.4336 | 101615.6028 |  |  | 2034 | 1731229.5234 | 1716061.9922 | 1731229.5234 | 122362.1506 | 14.1484 | 14.0245 | 2034 | 1214107.7305 | 1198941.5039 | 1214107.7305 | 85875.3444
2035 | 530709.5098 | 530455.252 | 530709.5098 | 102779.8469 |  |  | 2035 | 1828714.9609 | 1813411.9766 | 1828714.9609 | 124080.737 | 14.7381 | 14.6148 | 2035 | 1266346.4844 | 1251044.7383 | 1266346.4844 | 86012.7279
2036 | 571566.1699 | 571337.7109 | 571566.1699 | 104199.408 |  |  | 2036 | 1974643.2188 | 1959311.7422 | 1974643.2188 | 126697.3103 | 15.5855 | 15.4645 | 2036 | 1330907.2656 | 1315576.9453 | 1330907.2656 | 86426.6001
2037 | 587560.0508 | 587335.207 | 587560.0508 | 103942.0013 |  |  | 2037 | 2052597.4531 | 2037200.5 | 2052597.4531 | 126705.3165 | 16.1998 | 16.0783 | 2037 | 1383676.9297 | 1368281.0234 | 1383676.9297 | 85690.2197
2038 | 605259.5527 | 605041.0996 | 605259.5527 | 103984.3466 |  |  | 2038 | 2150224.3438 | 2134826.0625 | 2150224.3438 | 127432.8308 | 16.8734 | 16.7526 | 2038 | 1410527.5039 | 1395130.1719 | 1410527.5039 | 85291.8814
2039 | 635372.1562 | 635160.6133 | 635372.1562 | 105249.793 |  |  | 2039 | 2303256.4375 | 2287912.5625 | 2303256.4375 | 128959.5221 | 17.8603 | 17.7413 | 2039 | 1470803.0625 | 1455459.7656 | 1470803.0625 | 85502.6094
2040 | 693628.5957 | 693418.4316 | 693628.5957 | 106801.9517 |  |  | 2040 | 2481943.9062 | 2467248.4297 | 2481943.9062 | 131433.4382 | 18.8837 | 18.7718 | 2040 | 1567147.8359 | 1552452.3672 | 1567147.8359 | 86026.0492
2041 | 733754.082 | 733539.9277 | 733754.082 | 106832.4457 |  |  | 2041 | 2583796.6719 | 2573815.8906 | 2583796.6719 | 131773.1861 | 19.6079 | 19.5322 | 2041 | 1582684.5547 | 1572703.8125 | 1582684.5547 | 85619.7228
|  |  | 4.5167 | billion | [5 empty] | 15.7562 | billion | [5 empty] | 11.4119 | billion
|  |  | -8.1434 | delta from Mid | [5 empty] | 3.096 | delta from Mid | [5 empty] | -1.2482 | delta from Mid
[7 empty] | Low w DSR |  | Objective Function Value: -7607016360.069260 |  |  | #1377
[7 empty] | Year | Total System Cost w/ Unserved Cost |  | Total System Cost | Served Demand by Area/Class
[7 empty] | 2022 | 814754.0078 | 799115.623 | 814754.0078 | 81198.3805 | 10.0341 | 9.8415
[7 empty] | 2023 | 766988.8125 | 749401.5645 | 766988.8125 | 80904.9463 | 9.4801 | 9.2627
[7 empty] | 2024 | 780860.1328 | 761905.3438 | 780860.1328 | 80075.5573 | 9.7515 | 9.5148
[7 empty] | 2025 | 789186.1562 | 768889.0918 | 789186.1562 | 78128.6975 | 10.1011 | 9.8413
[7 empty] | 2026 | 804121.7812 | 782624.7207 | 804121.7812 | 76835.8962 | 10.4654 | 10.1857
[7 empty] | 2027 | 822904.4102 | 800193.8906 | 822904.4102 | 76659.0624 | 10.7346 | 10.4383
[7 empty] | 2028 | 849418.9766 | 825479.1445 | 849418.9766 | 76824.7806 | 11.0566 | 10.745
[7 empty] | 2029 | 858630.2812 | 833732.0586 | 858630.2812 | 75116.4574 | 11.4307 | 11.0992
[7 empty] | 2030 | 875998.418 | 850184.0703 | 875998.418 | 74051.2221 | 11.8296 | 11.481
[7 empty] | 2031 | 911032.4141 | 884339.1836 | 911032.4141 | 74124.1135 | 12.2906 | 11.9305
[7 empty] | 2032 | 951986.3477 | 937625.6055 | 951986.3477 | 74847.5908 | 12.719 | 12.5271
[7 empty] | 2033 | 988396.1836 | 973560.9141 | 988396.1836 | 73654.8318 | 13.4193 | 13.2179
[7 empty] | 2034 | 1025375.4141 | 1010209.1719 | 1025375.4141 | 73156.6357 | 14.0162 | 13.8089
[7 empty] | 2035 | 1071259.8438 | 1055958.082 | 1071259.8438 | 73523.2789 | 14.5703 | 14.3622
[7 empty] | 2036 | 1129574.2461 | 1114243.918 | 1129574.2461 | 74518.75 | 15.1583 | 14.9525
[7 empty] | 2037 | 1164285.8047 | 1148889.8906 | 1164285.8047 | 73222.5976 | 15.9006 | 15.6904
[7 empty] | 2038 | 1176225.6211 | 1160828.293 | 1176225.6211 | 72568.5236 | 16.2085 | 15.9963
[7 empty] | 2039 | 1229806.75 | 1214463.4688 | 1229806.75 | 72879.9381 | 16.8744 | 16.6639
[7 empty] | 2040 | 1302263.9609 | 1287568.4688 | 1302263.9609 | 73637.017 | 17.6849 | 17.4853
[7 empty] | 2041 | 1301309.832 | 1291329.0664 | 1301309.832 | 72845.0685 | 17.8641 | 17.7271
[10 empty] | 9.8991 | billion
[10 empty] | -2.761 | delta from Mid
[7 empty] | Low No DSR |  | Objective Function Value: -7606658854.844871 |  |  | #1377
[7 empty] | Year | Total System Cost w/ Unserved Cost |  | Total System Cost | Served Demand by Area/Class
[7 empty] | 2022 | 800365.5195 | 800365.5195 | 800365.5195 | 81442.0728
[7 empty] | 2023 | 756657.9512 | 756657.9512 | 756657.9512 | 81699.0774
[7 empty] | 2024 | 771972.1328 | 771972.1328 | 771972.1328 | 81462.1201
[7 empty] | 2025 | 784257.3711 | 784257.3711 | 784257.3711 | 80130.3961
[7 empty] | 2026 | 803606.0137 | 803606.0137 | 803606.0137 | 79474.6414
[7 empty] | 2027 | 840722.0938 | 840722.0938 | 840722.0938 | 79964.2866
[7 empty] | 2028 | 857181.666 | 857181.666 | 857181.666 | 80829.1505
[7 empty] | 2029 | 869760.8242 | 869760.8242 | 869760.8242 | 79853.1589
[7 empty] | 2030 | 917068.9961 | 917068.9961 | 917068.9961 | 79553.6702
[7 empty] | 2031 | 936691.5938 | 936691.5938 | 936691.5938 | 80426.6054
[7 empty] | 2032 | 1030917.4219 | 1030917.4219 | 1030917.4219 | 81805.9704
[7 empty] | 2033 | 1041875.1914 | 1041875.1914 | 1041875.1914 | 81094.7797
[7 empty] | 2034 | 1106456.9492 | 1106456.9492 | 1106456.9492 | 81104.5367
[7 empty] | 2035 | 1163506.4023 | 1163506.4023 | 1163506.4023 | 81996.333
[7 empty] | 2036 | 1234592.3711 | 1234592.3711 | 1234592.3711 | 83526.3526
[7 empty] | 2037 | 1283069.1133 | 1283069.1133 | 1283069.1133 | 82773.8113
[7 empty] | 2038 | 1305980.7812 | 1305980.7812 | 1305980.7812 | 82671.7895
[7 empty] | 2039 | 1374947.7734 | 1374947.7734 | 1374947.7734 | 83539.4472
[7 empty] | 2040 | 1465331.0039 | 1465331.0039 | 1465331.0039 | 84847.4057
[7 empty] | 2041 | 1505884.6953 | 1505884.6953 | 1505884.6953 | 84571.4004
[10 empty] | 10.3274 | billion
[10 empty] | -2.3327 | delta from Mid
[7 empty] | Low No Carbon |  | Objective Function Value: -7612488024.022051 |  |  | #1377
[7 empty] | Year | Total System Cost w/ Unserved Cost |  | Total System Cost | Served Demand by Area/Class
[7 empty] | 2022 | 321313.4805 | 319974.8398 | 321313.4805 | 81304.9747
[7 empty] | 2023 | 292982.6777 | 291620.5342 | 292982.6777 | 81258.2359
[7 empty] | 2024 | 290739.5029 | 289363.5732 | 290739.5029 | 80707.662
[7 empty] | 2025 | 279886.8105 | 278504.9629 | 279886.8105 | 79064.902
[7 empty] | 2026 | 276325.5098 | 274927.0889 | 276325.5098 | 78099.349
[7 empty] | 2027 | 285231.6426 | 283816.1084 | 285231.6426 | 78270.8502
[7 empty] | 2028 | 291015.333 | 289584.3691 | 291015.333 | 78805.6022
[7 empty] | 2029 | 290658.9697 | 289217.1885 | 290658.9697 | 77484.2015
[7 empty] | 2030 | 292782.3906 | 291327.7305 | 292782.3906 | 76820.2706
[7 empty] | 2031 | 308528.0781 | 307062.3955 | 308528.0781 | 77308.642
[7 empty] | 2032 | 331383.2461 | 331194.833 | 331383.2461 | 78377.3079
[7 empty] | 2033 | 356495.6738 | 356298.5371 | 356495.6738 | 77443.8388
[7 empty] | 2034 | 373341.2988 | 373139.7266 | 373341.2988 | 77211.5672
[7 empty] | 2035 | 393451.7988 | 393246.1484 | 393451.7988 | 77848.1705
[7 empty] | 2036 | 419389.5645 | 419209.625 | 419389.5645 | 79115.5109
[7 empty] | 2037 | 431762.3359 | 431587.2109 | 431762.3359 | 78092.6174
[7 empty] | 2038 | 424564.582 | 424395.2969 | 424564.582 | 77712.6587
[7 empty] | 2039 | 448299.5059 | 448138.1953 | 448299.5059 | 78297.7875
[7 empty] | 2040 | 489350.5449 | 489190.2441 | 489350.5449 | 79324.3686
[7 empty] | 2041 | 496452.9512 | 496290.1816 | 496452.9512 | 78769.4669
[10 empty] | 3.574 | billion
[10 empty] | -9.0861 | delta from Mid
Note on J25: Puget Sound Energy: Partial SWARR and Ply LNG.Sendout opimized.
Note on J50: Puget Sound Energy: SWARR and PLY LNG are fixed at 30 in 2037 and 15 in 2023 respectively.

## Gas Sales - Base Build Summary
[18 empty] | #REF! | [7 empty] | #REF! | [8 empty] | #REF! | #REF! | #DIV/0! | #REF!
| 2022-23 |  |  | 2025-26 |  |  | 2029-30 |  |  | 2033-34 |  |  | 2037-38 |  |  | 2041-42 | [15 empty] | 2034-35
| BASE | LOW | HIGH | BASE | LOW | HIGH | BASE | LOW | HIGH | BASE | LOW | HIGH | BASE | LOW | HIGH | BASE | LOW | HIGH | [5 empty] | 2041-42 | 2041-42 | 2041-42 | #REF! | #REF! | #REF! | #REF! | #REF! | #REF! | #REF! | #REF!
| 2022-23 | 2022-23 | 2022-23 | 2025-26 | 2025-26 | 2025-26 | 2029-30 | 2029-30 | 2029-30 | 2033-34 | 2033-34 | 2033-34 | 2037-38 | 2037-38 | 2037-38 | 2041-42 | 2041-42 | 2041-42
NWP Additions + Westcoast | - | - | - | - | - | - | - | - | - | - | - | - | - | - | 21 | - | - | 30 | [5 empty] | - | - | 30 | #REF! |  | #REF! | #REF! | #REF! | #REF! | #REF! | #REF!
KORP | - | - | - | - | - | - | - | - | - | - | - | - | - | - | - | - | - | - | [9 empty] | #REF!
NWP from AECO | - | - | - | - | - | - | - | - | - | - | - | - | - | - | - | - | - | - | [5 empty] | - | - | - | #REF! | #REF! | #REF! | #REF! | #REF! | #REF! | #REF! | #REF!
Mist Storage | - | - | - | - | - | - | - | - | - | - | - | - | - | - | - | - | - | - | [5 empty] | - | - | - | #REF! | #REF! | #REF! | #REF! | #REF! | #REF! | #REF! | #REF!
Ply LNG | - | - | - | - | - | 15 | - | - | 15 | - | - | 15 | - | - | 15 | - | - | 15 | [5 empty] | - | - | 15 | #REF! | #REF! | #REF! | #REF! | #REF! | #REF! | #REF! | #REF!
LNG Tacoma Distr | - | - | - | - | - | - | - | - | - | - | - | - | - | - | - | - | - | - | [5 empty] | - | - | - | #REF! | #REF! | #REF! | #REF! | #REF! | #REF! | #REF! | #REF!
Swarr | - | - | - | - | - | 0 | - | - | 0 | - | - | 0 | - | - | 30 | - | - | 30 | [5 empty] | - | - | 30 | #REF! | #REF! | #REF! | #REF! | #REF! | #REF! | #REF! | #REF!
DSR | 4.611 | 4.611 | 4.6319 | 21.1393 | 21.1393 | 21.222 | 46.1892 | 46.1892 | 46.3539 | 69.0669 | 69.0669 | 69.2701 | 87.9836 | 87.9836 | 88.1822 | 106.7644 | 106.7644 | 106.9584 | [5 empty] | 106.7644 | 106.7644 | 106.9584 | #REF! | #REF! | #REF! | #REF! | #REF! | #REF! | #REF! | #REF!
Check Total | 4.611 | 4.611 | 4.6319 | 21.1393 | 21.1393 | 36.222 | 46.1892 | 46.1892 | 61.3539 | 69.0669 | 69.0669 | 84.2701 | 87.9836 | 87.9836 | 154.1822 | 106.7644 | 106.7644 | 181.9584 | [5 empty] | 106.7644 | 106.7644 | 181.9584 | #REF! | #REF! | #REF! | #REF! | #REF! | #REF! | #REF! | #REF!
BASE
Winter Period |  | 2014-15 | 2015-16 | 2022-23 | 2023-24 | 2024-25 | 2025-26 | 2026-27 | 2027-28 | 2028-29 | 2029-30 | 2030-31 | 2031-32 | 2032-33 | 2033-34 | 2034-35 | 2035-36 | 2036-37 | 2037-38 | 2038-39 | 2039-40 | 2040-41 | 2041-42
NWP Additions + Westcoast | bar: 2022-23 to 2041-42
KORP | bar: 2022-23 to 2041-42
NWP from AECO | bar: 2022-23 to 2041-42
Mist Storage | bar: 2022-23 to 2041-42
Ply LNG | bar: 2022-23 to 2041-42
LNG Tacoma Distr | bar: 2022-23 to 2041-42
Swarr | bar: 2022-23 to 2041-42
DSR in MDth/day |  |  |  | 4.611 | 9.9162 | 15.476 | 21.1393 | 27.0258 | 33.1659 | 39.5607 | 46.1892 | 53.0203 | 60.0961 | 64.4935 | 69.0669 | 73.759 | 78.5371 | 83.2365 | 87.9836 | 92.7324 | 97.4738 | 102.1807 | 106.7644
LOW | bar: 2024-25; 2028-29; 2036-37
Winter Period |  | 2014-15 | 2015-16 | 2022-23 | 2023-24 | 2024-25 | 2025-26 | 2026-27 | 2027-28 | 2028-29 | 2029-30 | 2030-31 | 2031-32 | 2032-33 | 2033-34 | 2034-35 | 2035-36 | 2036-37 | 2037-38 | 2038-39 | 2039-40 | 2040-41 | 2041-42
NWP Additions + Westcoast | bar: 2022-23 to 2041-42
KORP | bar: 2022-23 to 2041-42
NWP from AECO | bar: 2022-23 to 2041-42
Mist Storage | bar: 2022-23 to 2041-42
Ply LNG | bar: 2022-23 to 2041-42
LNG Tacoma Distr | bar: 2022-23 to 2041-42
Swarr | bar: 2022-23 to 2041-42
DSR in MDth/day |  |  |  | 4.611 | 9.9162 | 15.476 | 21.1393 | 27.0258 | 33.1659 | 39.5607 | 46.1892 | 53.0203 | 60.0961 | 64.4935 | 69.0669 | 73.759 | 78.5371 | 83.2365 | 87.9836 | 92.7324 | 97.4738 | 102.1807 | 106.7644
HIGH | bar: 2024-25; 2028-29; 2036-37
Winter Period |  | 2014-15 | 2015-16 | 2022-23 | 2023-24 | 2024-25 | 2025-26 | 2026-27 | 2027-28 | 2028-29 | 2029-30 | 2030-31 | 2031-32 | 2032-33 | 2033-34 | 2034-35 | 2035-36 | 2036-37 | 2037-38 | 2038-39 | 2039-40 | 2040-41 | 2041-42
NWP Additions + Westcoast |  |  |  | - | - | - | - | - | - | - | - | - | - | - | - | 21 | 21 | 21 | 21 | 21 | 30 | 30 | 30
KORP | bar: 2022-23 to 2041-42
NWP from AECO | bar: 2022-23 to 2041-42
Mist Storage | bar: 2022-23 to 2041-42
Ply LNG |  |  |  | - | 15 | 15 | 15 | 15 | 15 | 15 | 15 | 15 | 15 | 15 | 15 | 15 | 15 | 15 | 15 | 15 | 15 | 15 | 15
LNG Tacoma Distr | bar: 2022-23 to 2041-42
Swarr |  |  |  | - | - | 0 | 0 | 0 | 0 | 0 | 0 | 0 | 0 | 0 | 0 | 0 | 0 | 0 | 30 | 30 | 30 | 30 | 30
DSR in MDth/day |  |  |  | 4.6319 | 9.9578 | 15.5381 | 21.222 | 27.1291 | 33.2896 | 39.7049 | 46.3539 | 53.2054 | 60.3015 | 64.6978 | 69.2701 | 73.9611 | 78.7379 | 83.4362 | 88.1822 | 92.9298 | 97.6701 | 102.3759 | 106.9584

## G2E Data
| Combined Portfolio | [15 empty] | Chart Data
| Mid Scenario |  |  |  |  | Sensitivity D | [5 empty] | Change (D - Mid) |  |  |  |  | MID AND GAS COMBINED COSTS |  |  |  | MID AND GAS COMBINED EMISSIONS
Year | Total System Costs | Emissions (Metric Tons) |  |  | Year | Total System Costs | Emissions (Metric Tons) |  |  |  | Year | Total System Costs | Emissions (Metric Tons) |  |  |  | Year | Mid Portolio | Sensitivity Q |  | Year | Mid Portolio | Sensitivity Q
2022 | 2212867.3396 | 13626386.1999 |  |  | 2022 | 2457489.741 | 13666396.2962 |  |  |  | 2022 | 244622.4015 | 40010.0963 |  |  |  | 2022 | 2212867.3396 | 2457489.741 |  | 2022 | 13626386.1999 | 13666396.2962
2023 | 2219545.0339 | 13122048.5909 |  |  | 2023 | 2492698.6524 | 13168059.3169 |  |  |  | 2023 | 273153.6185 | 46010.726 |  |  |  | 2023 | 2219545.0339 | 2492698.6524 |  | 2023 | 13122048.5909 | 13168059.3169
2024 | 2282161.5905 | 13076690.8614 |  |  | 2024 | 2758636.5049 | 12512769.3715 |  |  |  | 2024 | 476474.9144 | -563921.4899 |  |  |  | 2024 | 2282161.5905 | 2758636.5049 |  | 2024 | 13076690.8614 | 12512769.3715
2025 | 2369845.4176 | 12625318.6758 |  |  | 2025 | 2969767.4944 | 11829766.4058 |  |  |  | 2025 | 599922.0768 | -795552.27 |  |  |  | 2025 | 2369845.4176 | 2969767.4944 |  | 2025 | 12625318.6758 | 11829766.4058
2026 | 2221020.586 | 10181791.847 |  |  | 2026 | 2807871.2599 | 9545164.7163 |  |  |  | 2026 | 586850.6739 | -636627.1308 |  |  |  | 2026 | 2221020.586 | 2807871.2599 |  | 2026 | 10181791.847 | 9545164.7163
2027 | 2432536.9229 | 9662221.038 |  |  | 2027 | 2986856.4503 | 9817177.1904 |  |  |  | 2027 | 554319.5275 | 154956.1524 |  |  |  | 2027 | 2432536.9229 | 2986856.4503 |  | 2027 | 9662221.038 | 9817177.1904
2028 | 2555763.5285 | 9300805.8833 |  |  | 2028 | 3205653.2703 | 9092712.9717 |  |  |  | 2028 | 649889.7418 | -208092.9116 |  |  |  | 2028 | 2555763.5285 | 3205653.2703 |  | 2028 | 9300805.8833 | 9092712.9717
2029 | 2644123.6126 | 8752564.912 |  |  | 2029 | 3369461.0162 | 8676354.5093 |  |  |  | 2029 | 725337.4037 | -76210.4027 |  |  |  | 2029 | 2644123.6126 | 3369461.0162 |  | 2029 | 8752564.912 | 8676354.5093
2030 | 2875975.0578 | 8387855.2412 |  |  | 2030 | 3651374.5961 | 7994747.4097 |  |  |  | 2030 | 775399.5382 | -393107.8315 |  |  |  | 2030 | 2875975.0578 | 3651374.5961 |  | 2030 | 8387855.2412 | 7994747.4097 | 0.95313
2031 | 2992610.0787 | 8304778.0206 |  |  | 2031 | 3791554.1003 | 7907246.8764 |  |  |  | 2031 | 798944.0216 | -397531.1442 |  |  |  | 2031 | 2992610.0787 | 3791554.1003 |  | 2031 | 8304778.0206 | 7907246.8764
2032 | 3097637.1685 | 8305766.9392 |  |  | 2032 | 3969194.9218 | 7845873.9451 |  |  |  | 2032 | 871557.7533 | -459892.9942 |  |  |  | 2032 | 3097637.1685 | 3969194.9218 |  | 2032 | 8305766.9392 | 7845873.9451
2033 | 3134655.2522 | 8190639.5307 |  |  | 2033 | 4212642.6224 | 7674697.5678 |  |  |  | 2033 | 1077987.3702 | -515941.963 |  |  |  | 2033 | 3134655.2522 | 4212642.6224 |  | 2033 | 8190639.5307 | 7674697.5678
2034 | 3289609.3456 | 8133354.1952 |  |  | 2034 | 4395145.8657 | 7501763.8947 |  |  |  | 2034 | 1105536.52 | -631590.3005 |  |  |  | 2034 | 3289609.3456 | 4395145.8657 |  | 2034 | 8133354.1952 | 7501763.8947
2035 | 3483534.5004 | 8053271.027 |  |  | 2035 | 4705898.4711 | 7317926.4348 |  |  |  | 2035 | 1222363.9707 | -735344.5922 |  |  |  | 2035 | 3483534.5004 | 4705898.4711 |  | 2035 | 8053271.027 | 7317926.4348
2036 | 3706965.6247 | 8088089.6384 |  |  | 2036 | 5013858.1834 | 7065418.0768 |  |  |  | 2036 | 1306892.5587 | -1022671.5615 |  |  |  | 2036 | 3706965.6247 | 5013858.1834 |  | 2036 | 8088089.6384 | 7065418.0768
2037 | 3881547.0395 | 8020174.1259 |  |  | 2037 | 5296794.3134 | 6946399.9301 |  |  |  | 2037 | 1415247.2739 | -1073774.1958 |  |  |  | 2037 | 3881547.0395 | 5296794.3134 |  | 2037 | 8020174.1259 | 6946399.9301
2038 | 3965375.3766 | 8022411.9079 |  |  | 2038 | 5529151.4753 | 6792878.3544 |  |  |  | 2038 | 1563776.0987 | -1229533.5534 |  |  |  | 2038 | 3965375.3766 | 5529151.4753 |  | 2038 | 8022411.9079 | 6792878.3544
2039 | 4153755.4778 | 7974903.3591 |  |  | 2039 | 5905269.9696 | 6731571.0113 |  |  |  | 2039 | 1751514.4918 | -1243332.3478 |  |  |  | 2039 | 4153755.4778 | 5905269.9696 |  | 2039 | 7974903.3591 | 6731571.0113
2040 | 4338479.7265 | 7870953.9422 |  |  | 2040 | 6280979.8456 | 6543783.3879 |  |  |  | 2040 | 1942500.119 | -1327170.5543 |  |  |  | 2040 | 4338479.7265 | 6280979.8456 |  | 2040 | 7870953.9422 | 6543783.3879
2041 | 4532563.4352 | 7741558.0577 |  |  | 2041 | 6572741.4915 | 6324842.7797 |  |  |  | 2041 | 2040178.0564 | -1416715.2781 |  |  |  | 2041 | 4532563.4352 | 6572741.4915 |  | 2041 | 7741558.0577 | 6324842.7797
2042 | 4831082.6488 | 7730040.08 |  |  | 2042 | 6979671.5279 | 6186164.2531 |  |  |  | 2042 | 2148588.8792 | -1543875.8269 |  |  |  | 2042 | 4831082.6488 | 6979671.5279 |  | 2042 | 7730040.08 | 6186164.2531
2043 | 5113933.3756 | 7665800.0326 |  |  | 2043 | 7363068.6158 | 5976114.8133 |  |  |  | 2043 | 2249135.2402 | -1689685.2193 |  |  |  | 2043 | 5113933.3756 | 7363068.6158 |  | 2043 | 7665800.0326 | 5976114.8133
2044 | 5390359.7843 | 7530158.8012 |  |  | 2044 | 7782288.472 | 5573441.7555 |  |  |  | 2044 | 2391928.6877 | -1956717.0457 |  |  |  | 2044 | 5390359.7843 | 7782288.472 |  | 2044 | 7530158.8012 | 5573441.7555
2045 | 5605787.8154 | 7475721.907 |  |  | 2045 | 8180525.8138 | 5272064.5512 |  |  |  | 2045 | 2574737.9984 | -2203657.3559 |  |  |  | 2045 | 5605787.8154 | 8180525.8138 |  | 2045 | 7475721.907 | 5272064.5512 | 0.70522
|  | 115978103.6004 |  |  |  |  | 108944525.3333 |  | 7.0336
|  | 9847198.9005 |  |  |  |  | 9250008.2065 |  | 6.32
1.1129
Electric Portfolio
| Mid Scenario |  |  | (Metric Tons) |  | Sensitivity Q |  |  |  | (Metric Tons) |  | Change (Q - Mid) |  |  |  | (Metric Tons)
Year | Revenue Requirement | SCGHG Costs | Total System Cost | Emissions with market |  | Year | Revenue Requirement | SCGHG Costs | Total System Cost | Emissions with market |  | Year | Revenue Requirement | SCGHG Costs | Total System Cost | Emissions with market
2022 | 687404.7162 | 616076.2327 | 1303480.949 | 8560751.3575 |  | 2022 | 703088.5328 | 637689.8567 | 1340778.3895 | 8743634.0562 |  | 2022 | 15683.8165 | 21613.624 | 37297.4405 | 182882.6987
2023 | 735499.56 | 600804.4426 | 1336304.0026 | 8017653.3302 |  | 2023 | 758250.5114 | 628629.0238 | 1386879.5352 | 8277774.7135 |  | 2023 | 22750.9514 | 27824.5811 | 50575.5326 | 260121.3833
2024 | 746251.6102 | 617752.0389 | 1364003.6491 | 7919013.4059 |  | 2024 | 978524.3731 | 604910.1943 | 1583434.5674 | 7651610.0614 |  | 2024 | 232272.7628 | -12841.8445 | 219430.9183 | -267403.3445
2025 | 818792.6477 | 605843.4964 | 1424636.1441 | 7462131.4758 |  | 2025 | 1147984.3665 | 580818.7841 | 1728803.1506 | 7059080.5084 |  | 2025 | 329191.7188 | -25024.7123 | 304167.0065 | -403050.9674
2026 | 792700.4148 | 430429.4837 | 1223129.8985 | 5020137.5408 |  | 2026 | 1101275.1961 | 423899.3606 | 1525174.5568 | 4878444.8605 |  | 2026 | 308574.7814 | -6530.1231 | 302044.6583 | -141692.6802
2027 | 1007027.7659 | 401929.7312 | 1408957.4971 | 4507125.9361 |  | 2027 | 1163887.8394 | 476231.1813 | 1640119.0207 | 5269536.5744 |  | 2027 | 156860.0735 | 74301.4501 | 231161.5235 | 762410.6384
2028 | 1087446.0212 | 383694.7065 | 1471140.7277 | 4137733.8612 |  | 2028 | 1348709.0585 | 437895.1023 | 1786604.1609 | 4659634.6797 |  | 2028 | 261263.0374 | 54200.3958 | 315463.4332 | 521900.8185
2029 | 1213182.9915 | 348049.6758 | 1561232.6673 | 3610221.1424 |  | 2029 | 1475502.157 | 429646.6717 | 1905148.8287 | 4397532.5103 |  | 2029 | 262319.1655 | 81596.9959 | 343916.1615 | 787311.3678
2030 | 1398071.7624 | 325642.9088 | 1723714.6711 | 3249646.9744 |  | 2030 | 1770650.9928 | 392236.111 | 2162887.1039 | 3862310.352 |  | 2030 | 372579.2305 | 66593.2023 | 439172.4327 | 612663.3776
2031 | 1465498.0543 | 329005.0869 | 1794503.1412 | 3159242.3487 |  | 2031 | 1864024.1682 | 413211.3696 | 2277235.5378 | 3915233.1348 |  | 2031 | 398526.1139 | 84206.2827 | 482732.3966 | 755990.7861
2032 | 1469613.5656 | 339278.7513 | 1808892.3169 | 3135481.6654 |  | 2032 | 1972412.7045 | 438165.7485 | 2410578.4531 | 3995683.3637 |  | 2032 | 502799.139 | 98886.9972 | 601686.1361 | 860201.6984
2033 | 1511742.828 | 338774.1 | 1850516.928 | 3013730.3772 |  | 2033 | 2173695.5302 | 456145.1782 | 2629840.7084 | 4004076.0649 |  | 2033 | 661952.7022 | 117371.0782 | 779323.7804 | 990345.6878
2034 | 1576670.6438 | 342751.2331 | 1919421.8769 | 2935601.0008 |  | 2034 | 2331117.6691 | 473527.2435 | 2804644.9125 | 4001916.3519 |  | 2034 | 754447.0253 | 130776.0103 | 885223.0357 | 1066315.3511
2035 | 1699887.3395 | 343231.6218 | 2043118.9613 | 2830768.1157 |  | 2035 | 2613734.8444 | 489704.6658 | 3103439.5101 | 3985256.5113 |  | 2035 | 913847.5049 | 146473.044 | 1060320.5488 | 1154488.3956
2036 | 1826481.8857 | 356206.1609 | 2182688.0466 | 2829376.1386 |  | 2036 | 2893481.8443 | 496818.6906 | 3390300.535 | 3893966.5913 |  | 2036 | 1066999.9586 | 140612.5298 | 1207612.4884 | 1064590.4527
2037 | 1929106.0221 | 360733.2205 | 2289839.2426 | 2760063.3164 |  | 2037 | 3183195.232 | 520609.2846 | 3703804.5165 | 3930518.5504 |  | 2037 | 1254089.2098 | 159876.0641 | 1413965.2739 | 1170455.234
2038 | 1968397.3958 | 377233.2308 | 2345630.6266 | 2746382.709 |  | 2038 | 3410708.6145 | 550593.0718 | 3961301.6862 | 3955367.9533 |  | 2038 | 1442311.2187 | 173359.8409 | 1615671.0596 | 1208985.2443
2039 | 2064667.145 | 380515.5828 | 2445182.7278 | 2669751.6325 |  | 2039 | 3729348.7885 | 583299.1967 | 4312647.9852 | 4038265.1188 |  | 2039 | 1664681.6436 | 202783.6139 | 1867465.2575 | 1368513.4863
2040 | 2157752.0065 | 373111.2903 | 2530863.2968 | 2523182.7078 |  | 2040 | 4108009.5638 | 600399.5708 | 4708409.1346 | 4006413.0065 |  | 2040 | 1950257.5573 | 227288.2805 | 2177545.8378 | 1483230.2987
2041 | 2281824.4247 | 364069.6121 | 2645894.0367 | 2373393.1286 |  | 2041 | 4404486.0249 | 617542.7167 | 5022028.7415 | 3972439.4748 |  | 2041 | 2122661.6002 | 253473.1046 | 2376134.7048 | 1599046.3462
2042 | 2490962.2774 | 370940.7597 | 2861903.0371 | 2331451.0503 |  | 2042 | 4801799.4125 | 648713.5114 | 5450512.924 | 4023275.0441 |  | 2042 | 2310837.1351 | 277772.7517 | 2588609.8868 | 1691823.9939
2043 | 2689227.2551 | 369407.8546 | 3058635.1097 | 2238847.3282 |  | 2043 | 5182892.1761 | 672272.3897 | 5855164.5658 | 4020394.4429 |  | 2043 | 2493664.921 | 302864.5351 | 2796529.4561 | 1781547.1147
2044 | 2892172.4732 | 353004.141 | 3245176.6142 | 2063257.7586 |  | 2044 | 5631266.3467 | 664077.2013 | 6295343.5481 | 3829986.9373 |  | 2044 | 2739093.8735 | 311073.0603 | 3050166.9338 | 1766729.1787
2045 | 3012769.166 | 354019.6148 | 3366788.7808 | 1995784.8759 |  | 2045 | 6033719.364 | 680529.3303 | 6714248.6944 | 3785631.0492 |  | 2045 | 3020950.198 | 326509.7155 | 3347459.9135 | 1789846.1733
NPV 20-YR | 13100624.4756 | 4704593.5731 | 17805218.0487 |  |  | NPV 20-YR | 18690897.5155 | 5486083.7207 | 24176981.2363 |  |  | NPV 20-YR | 5590273.04 | 781490.1477 | 6371763.1876
NPV 24-Yr | 15528538.0265 | 5023817.9115 | 20552355.938 |  |  | NPV 24-Yr | 23427674.3286 | 6072422.9943 | 29500097.3229 |  |  | NPV 24-Yr | 7899136.3021 | 1048605.0828 | 8947741.3849
Gas Portfolio
| Mid Scenario | (Metric Tons) |  |  |  | Sensitivity Q | (Metric Tons) |  |  |  |  | Change (Q - Mid) | (Metric Tons)
Year | Total System Cost | Emissions with market |  |  | Year | Total System Cost | Emissions with market |  |  |  | Year | Total System Cost | Emissions with market | [5 empty] | Mid | Senstivity D - Gas to Electric
2022 | 909386.3906 | 5065634.8424 |  |  | 2022 | 1116711.3516 | 4922762.24 |  |  |  | 2022 | 207324.9609 | -142872.6023 |  |  |  |  | 2022 | 5065634.8424 | 4922762.24
2023 | 883241.0312 | 5104395.2607 |  |  | 2023 | 1105819.1172 | 4890284.6034 |  |  |  | 2023 | 222578.0859 | -214110.6573 |  |  |  |  | 2023 | 5104395.2607 | 4890284.6034
2024 | 918157.9414 | 5157677.4555 |  |  | 2024 | 1175201.9375 | 4861159.3101 |  |  |  | 2024 | 257043.9961 | -296518.1454 |  |  |  |  | 2024 | 5157677.4555 | 4861159.3101
2025 | 945209.2734 | 5163187.2 |  |  | 2025 | 1240964.3438 | 4770685.8974 |  |  |  | 2025 | 295755.0703 | -392501.3026 |  |  |  |  | 2025 | 5163187.2 | 4770685.8974
2026 | 997890.6875 | 5161654.3062 |  |  | 2026 | 1282696.7031 | 4666719.8557 |  |  |  | 2026 | 284806.0156 | -494934.4505 |  |  |  |  | 2026 | 5161654.3062 | 4666719.8557
2027 | 1023579.4258 | 5155095.1019 |  |  | 2027 | 1346737.4297 | 4547640.6159 |  |  |  | 2027 | 323158.0039 | -607454.486 |  |  |  |  | 2027 | 5155095.1019 | 4547640.6159
2028 | 1084622.8008 | 5163072.0221 |  |  | 2028 | 1419049.1094 | 4433078.2919 |  |  |  | 2028 | 334426.3086 | -729993.7301 |  |  |  |  | 2028 | 5163072.0221 | 4433078.2919
2029 | 1082890.9453 | 5142343.7696 |  |  | 2029 | 1464312.1875 | 4278821.999 |  |  |  | 2029 | 381421.2422 | -863521.7705 |  |  |  |  | 2029 | 5142343.7696 | 4278821.999
2030 | 1152260.3867 | 5138208.2668 |  |  | 2030 | 1488487.4922 | 4132437.0577 |  |  |  | 2030 | 336227.1055 | -1005771.2091 |  |  |  |  | 2030 | 5138208.2668 | 4132437.0577 | 0.80426
2031 | 1198106.9375 | 5145535.6719 |  |  | 2031 | 1514318.5625 | 3992013.7416 |  |  |  | 2031 | 316211.625 | -1153521.9303 |  |  |  |  | 2031 | 5145535.6719 | 3992013.7416
2032 | 1288744.8516 | 5170285.2739 |  |  | 2032 | 1558616.4688 | 3850190.5814 |  |  |  | 2032 | 269871.6172 | -1320094.6925 |  |  |  |  | 2032 | 5170285.2739 | 3850190.5814
2033 | 1284138.3242 | 5176909.1536 |  |  | 2033 | 1582801.9141 | 3670621.5028 |  |  |  | 2033 | 298663.5898 | -1506287.6508 |  |  |  |  | 2033 | 5176909.1536 | 3670621.5028
2034 | 1370187.4688 | 5197753.1945 |  |  | 2034 | 1590500.9531 | 3499847.5428 |  |  |  | 2034 | 220313.4844 | -1697905.6517 |  |  |  |  | 2034 | 5197753.1945 | 3499847.5428
2035 | 1440415.5391 | 5222502.9113 |  |  | 2035 | 1602458.9609 | 3332669.9235 |  |  |  | 2035 | 162043.4219 | -1889832.9878 |  |  |  |  | 2035 | 5222502.9113 | 3332669.9235
2036 | 1524277.5781 | 5258713.4997 |  |  | 2036 | 1623557.6484 | 3171451.4855 |  |  |  | 2036 | 99280.0703 | -2087262.0142 |  |  |  |  | 2036 | 5258713.4997 | 3171451.4855
2037 | 1591707.7969 | 5260110.8095 |  |  | 2037 | 1592989.7969 | 3015881.3797 |  |  |  | 2037 | 1282 | -2244229.4298 |  |  |  |  | 2037 | 5260110.8095 | 3015881.3797
2038 | 1619744.75 | 5276029.1989 |  |  | 2038 | 1567849.7891 | 2837510.4011 |  |  |  | 2038 | -51894.9609 | -2438518.7978 |  |  |  |  | 2038 | 5276029.1989 | 2837510.4011
2039 | 1708572.75 | 5305151.7266 |  |  | 2039 | 1592621.9844 | 2693305.8925 |  |  |  | 2039 | -115950.7656 | -2611845.8341 |  |  |  |  | 2039 | 5305151.7266 | 2693305.8925
2040 | 1807616.4297 | 5347771.2343 |  |  | 2040 | 1572570.7109 | 2537370.3814 |  |  |  | 2040 | -235045.7188 | -2810400.8529 |  |  |  |  | 2040 | 5347771.2343 | 2537370.3814 | 0.47447
2041 | 1886669.3984 | 5368164.9291 |  |  | 2041 | 1550712.75 | 2352403.3049 |  |  |  | 2041 | -335956.6484 | -3015761.6243 |  |  |  |  | 2041 | 5368164.9291 | 2352403.3049 | 0.43821
2042 | 1969179.6116 | 5398589.0297 |  |  | 2042 | 1529158.604 | 2162889.209 |  |  |  | 2042 | -440021.0076 | -3235699.8207
2043 | 2055298.2659 | 5426952.7044 |  |  | 2043 | 1507904.05 | 1955720.3704 |  |  |  | 2043 | -547394.2158 | -3471232.334
2044 | 2145183.1701 | 5466901.0426 |  |  | 2044 | 1486944.9239 | 1743454.8182 |  |  |  | 2044 | -658238.2461 | -3723446.2244
2045 | 2238999.0346 | 5479937.0312 |  |  | 2045 | 1466277.1194 | 1486433.502 |  |  |  | 2045 | -772721.9152 | -3993503.5292
0
0
0