## Summary
Incremental Cost Calculation w/ 21% tax rates
WAC 480-109-210 (2a)
On-line Year | Resource | Levelized Cost $/MWh | Total Cost | Capacity Credit (MW) | Substitution Resource: Energy Cost $/MWh | Substitution Resource: Capacity Cost $/kW-Yr | Substitution Resource: Energy Value | Substitution Resource: Capacity Value | Renewable Energy Credit Sales | Net Revenue Requirement | REC MWh | $/MWh | Notes
2001 | Little Falls 4 | 45.1456 | 106904.6717 | 1 | 24.8867 | 141.7299 | 58931.6493 | 141729.8985 | 0 | -93756.8761 | 2368 | -39.5933 | Uses 2001 IRP assumptions, levelized upgrade uses first 30 yrs | 200661.5477
1999 | Long Lake 3 | 6.8908 | 87920.207 | 4.5 | 30.4707 | 149.4802 | 388775.04 | 672661.1093 | 0 | -973515.9423 | 12759 | -76.3003 | Uses 1997 IRP assumptions, levelized upgrade uses first 30 yrs | 1061436.1494
2004 | Cabinet Gorge 2 | 22.4003 | 635250.9251 | 17 | 35.4396 | 125.5804 | 1005032.4501 | 2134866.8558 | 0 | -2504648.3808 | 28359 | -88.3193 | Uses 2003 IRP assumptions, levelized upgrade uses first 30 yrs | 3139899.3059
2001 | Cabinet Gorge 3 | 33.45 | 821398.2452 | 17 | 24.8867 | 141.7299 | 611117.221 | 2409408.2737 | 0 | -2199127.2495 | 24556 | -89.5556 | Uses 2001 IRP assumptions, levelized upgrade uses first 30 yrs | 3020525.4947
2007 | Cabinet Gorge 4 | 60.7757 | 465906.6588 | 9 | 59.1745 | 127.9744 | 453631.92 | 1151769.269 | 0 | -1139494.5302 | 7666 | -148.6426 | Uses 2007 IRP assumptions, levelized upgrade uses first 30 yrs | 1605401.189
2009 | Noxon Rapids 1 | 59.9652 | 1678784.6332 | 7 | 62.9367 | 133.3017 | 1761975.5232 | 933111.9269 | 0 | -1016302.8168 | 27996 | -36.3017 | Uses 2007 IRP assumptions (decision made in 2008, adjusted for inflation), levelized upgrade uses first 30 yrs | 2695087.4501
2011 | Noxon Rapids 2 | 83.8805 | 834610.9484 | 7 | 68.6578 | 139.5614 | 683145.1682 | 976929.7213 | 0 | -825463.9411 | 9950 | -82.9612 | Uses 2007 IRP assumptions (decision made in 2008, adjusted for inflation), levelized upgrade uses first 30 yrs | 1660074.8895
2010 | Noxon Rapids 3 | 34.3094 | 818040.094 | 7 | 65.5364 | 136.2589 | 1562585.565 | 953812.6387 | 0 | -1698358.1097 | 23843 | -71.2309 | Uses 2007 IRP assumptions (decision made in 2008, adjusted for inflation), levelized upgrade uses first 30 yrs | 2516398.2037
2012 | Noxon Rapids 4 | 49.853 | 737375.6641 | 7 | 72.2516 | 143.1713 | 1068673.7705 | 1002199.0002 | 0 | -1333497.1066 | 14791 | -90.156 | Uses 2007 IRP assumptions (decision made in 2008, adjusted for inflation), levelized upgrade uses first 30 yrs | 2070872.7707
2012 | Palouse Wind | 64.4432 | 24887144.2143 | 0 | 57.2577 | 202.725 | 22112176.934 | 0 | 0 | 2774967.2803 | 386187 | 7.1856 | Uses 2011 IRP assumptions (decision made in 2011, adjusted for inflation), levelized upgrade uses first 30 yrs | 22112176.934
2016 | Nine Mile 1 | 264.6853 | 2828162.9331 | 0.53687 | 62.5039 | 205.9722 | 667853.6987 | 110579.3625 | 0 | 2049729.8718 | 10685 | 191.8325 | Uses 2011 IRP assumptions (decision made in 2012, adjusted for inflation to 2016), levelized upgrade uses first 30 yrs | 778433.0613
2016 | Nine Mile 2 | 264.6853 | 2414724.421 | 0.53687 | 62.5039 | 205.9722 | 570222.676 | 110579.3625 | 0 | 1733922.3824 | 9123 | 190.0605 | Uses 2011 IRP assumptions (decision made in 2012, adjusted for inflation to 2016), levelized upgrade uses first 30 yrs | 680802.0386
2020 | Rattlesnake Flat | 38.4886 | 21510425.3377 | 7.2 | 38.6448 | 170.635 | 21597705.8223 | 1228572.1571 | 0 | -1315852.6417 | 558877.2 | -2.3545 | Uses 2017 IRP Assumptions (decision made in 2018, adjusted for inflation to 2020) | 22826277.9795
2020 | Boulder Park Solar | 32.6976 | 34577.681 | 0.00846 | 42.4242 | 163.3743 | 44863.5453 | 1382.1467 | 0 | -11668.011 | 1057.5 | -11.0336 | Uses 2015 IRP Assumptions (decision made in 2016, adjusted for inflation to 2026), operating cost estimate in 2021 | 46245.692
| Kettle Falls | [8 empty] | 0 | 285784.346
| Total | [5 empty] | 52586690.9837 | 11827601.7225 | 0 | -6553066.0714 | 1404002.046 | -4.6674
Note on M4: jyl3501: Hydro is based on average MWhs for one-time calculation.

## Hydro Energy
MWh | Little Falls 4 | Long Lake 3 | CG3 Upgrade | CG2 Upgrade | CG4 Upgrade | NR1 Upgrade | NR3 Upgrade | NR2 Upgrade | NR4 Upgrade
Jan | 576.2223 | 1632.1182 | 1902.954 | 240.439 | 1336.9146 | 1321.8878 | 644.5375 | 492.3104 | -59.9739
Feb | 623.9453 | 1521.3558 | 1168.3116 | 122.6278 | 1792.8488 | 1439.316 | 505.4797 | 561.0816 | 232.4123
Mar | 708.8691 | 2173.2791 | 3239.2809 | -295.4105 | 1881.5907 | 1185.8938 | 772.6492 | 688.1285 | 72.7325
Apr | 1056.9342 | 2427.2867 | 423.4847 | 1229.7619 | 2073.4383 | 1882.3837 | 1338.2918 | 823.4885 | 844.64
May | 1025.4035 | 2687.4403 | -6081.0481 | 10135.1542 | 2236.6782 | 2538.8657 | 3457.9551 | 772.5879 | 2681.122
Jun | 697.6017 | 2017.2538 | 41993.7665 | 13446.7391 | 2020.2242 | 4520.3457 | 2537.4617 | 594.5964 | 6444.5376
Jul | -14.2918 | 518.4769 | -4813.1278 | 3311.0559 | 2244.6768 | 2414.501 | 1961.5505 | 1553.0045 | 724.8362
Aug | -12.2141 | -0.30108 | 1963.5811 | -228.1749 | 2208.4296 | 354.2195 | 744.8162 | 365.8418 | 1236.4692
Sep | -43.3903 | 104.5679 | 2150.0864 | 289.4411 | 1085.262 | 754.3976 | 444.645 | 604.1776 | 205.5577
Oct | -56.331 | 44.7115 | 1353.9557 | 53.6629 | 1216.1581 | 1299.9101 | 610.1024 | 273.3228 | 771.7249
Nov | 35.1098 | 374.675 | 1862.5321 | 401.4547 | 1683.0342 | 1234.6191 | 754.5677 | 400.5933 | -651.4462
Dec | 264.1848 | 696.5616 | 643.7407 | 301.5335 | 737.5035 | 2488.3752 | 756.5362 | 580.2007 | -478.6924
Annual | 2368 | 12759 | 24556 | 28359 | 7666 | 27996 | 23843 | 9950 | 14791

## Rattlesnake
[5 empty] | Interconnection |  |  | 2020 NPV | 197455716.9685
|  |  |  | Captial Cost | 6544000 |  |  | Levelized | 17925354.4481
|  |  |  | In service date | 2012-09-01 |  |  | $/MWh | 38.4886 | 32.0739
Year | Months | PPA Price $/MWh | PPA Energy Expection | PPA Cost | Interconnection Capital | Wheeling | Integration | Miscellanous Charges | Total Cost |  | Mid C Flat Price Forecast at time of study | Year | Transmission Capital Recovery Factor | Year | Wind Integration ($/kW-yr) |  | Assumptions | Transmission Capital Recovery Factor | Tax rate change factor
2020 PV |  |  |  | 158519719.806 | 8678625.0645 |  | 21069576.6056 | 7773881.8738 | 197455716.9685 |  |  |  |  | 2018 | 10.6034
[14 empty] | 2019 | 10.5918
[12 empty] | 1 | 7.08% | 2020 | 10.6276 | Imputed Debt Discount | 10% | 13.62% | 90.19%
2020 | 5 | 30.1 | 187546 | 5645134.6 | 463347.9 | 949766.7 | 637653.2159 | 271963.0362 | 7967865.4521 |  | 23.9817 | 2 | 12.39% | 2021 | 10.6693 | Debt Equivalence | 25% | 13.25% | 91.38%
2021 | 12 | 30.1 | 465731 | 14018503.1 | 810778.5184 | 494922.18 | 1536376.9298 | 673324.0918 | 17533904.82 |  | 24.2965 | 3 | 12.08% | 2022 | 10.8889 | Equity Rate | 10.2% | 12.83% | 91.98%
2022 | 12 | 30.1 | 465731 | 14018503.1 | 790684.7762 |  | 1567997.6748 | 674692.859 | 17051878.41 |  | 25.9532 | 4 | 11.79% | 2023 | 11.383 | Debt Rate | 5.93% | 12.43% | 92.55%
2023 | 12 | 30.1 | 465731 | 14018503.1 | 771241.0525 |  | 1639157.5106 | 677773.1549 | 17106674.8179 |  | 29.6814 | 5 | 11.5% | 2024 | 11.6931 | Tax Rate | 21% | 12.04% | 93.11%
2024 | 12 | 30.1 | 465731 | 14018503.1 | 752398.6427 |  | 1683812.6803 | 679706.1432 | 17134420.5662 |  | 32.021 | 6 | 11.22% | 2025 | 11.7679 | Capital as % of Price | 50% | 11.68% | 93.64%
2025 | 12 | 30.1 | 465731 | 14018503.1 | 734113.2132 |  | 1694570.9081 | 680171.8346 | 17127359.056 |  | 32.5846 | 7 | 10.95% | 2026 | 11.9906 | FWD Market Adjustment | 130% | 11.32% | 94.15%
2026 | 12 | 30.1 | 465731 | 14018503.1 | 716342.9281 |  | 1726651.6005 | 681560.5115 | 17143058.1402 |  | 34.2654 | 8 | 10.68% | 2027 | 12.4345 | Uncollectibles | 0.266% | 10.99% | 94.64%
2027 | 12 | 30.1 | 465731 | 14018503.1 | 699049.0735 |  | 1790562.9002 | 684327.0399 | 17192442.1136 |  | 37.6139 | 9 | 10.42% | 2028 | 12.7716 | Commission Fees | 0.2% | 10.66% | 95.12%
2028 | 12 | 30.1 | 465731 | 14018503.1 | 682023.0939 |  | 1839108.9294 | 686428.4519 | 17226063.5752 |  | 40.1573 | 10 | 10.16% | 2029 | 13.2886 | Washington excise tax | 3.863% | 10.33% | 95.64%
2029 | 12 | 30.1 | 465731 | 14018503.1 | 665035.8282 |  | 1913560.1835 | 689651.2234 | 17286750.335 |  | 44.058 | 11 | 9.903% | 2030 | 13.6601 | After Tax WACC | 6.631% | 9.999% | 96.18%
2030 | 12 | 30.1 | 465731 | 14018503.1 | 648048.5625 |  | 1967061.447 | 691967.1325 | 17325580.242 |  | 46.861 | 12 | 9.643% | 2031 | 13.8212 |  |  | 9.67% | 96.76%
2031 | 12 | 30.1 | 465731 | 14018503.1 | 631061.2968 |  | 1990259.0003 | 692971.285 | 17332794.6821 |  | 48.0764 | 13 | 9.384% | 2032 | 14.2201 |  |  | 9.342% | 97.39%
2032 | 12 | 30.1 | 465731 | 14018503.1 | 614074.0311 |  | 2047690.2438 | 695457.3113 | 17375724.6861 |  | 51.0853 | 14 | 9.124% | 2033 | 14.4489 |  |  | 9.013% | 98.06%
2033 | 12 | 30.1 | 465731 | 14018503.1 | 597086.7654 |  | 2080637.9445 | 696883.5184 | 17393111.3283 |  | 52.8115 | 15 | 8.865% | 2034 | 14.7503 |  |  | 8.685% | 98.77%
2034 | 12 | 30.1 | 465731 | 14018503.1 | 580099.4997 |  | 2124045.4262 | 698762.4981 | 17421410.5239 |  | 55.0857 | 16 | 8.605% | 2035 | 15.0702 |  |  | 8.356% | 99.55%
2035 | 12 | 30.1 | 465731 | 14018503.1 | 563112.234 |  | 2170104.6763 | 700756.2648 | 17452476.2751 |  | 57.4989 | 17 | 8.345% | 2036 | 15.4664 |  |  | 8.027% | 100.4%
2036 | 12 | 30.1 | 465731 | 14018503.1 | 546124.9683 |  | 2227160.7023 | 703226.049 | 17495014.8195 |  | 60.4882 | 18 | 8.086% | 2037 | 15.9998 |  |  | 7.699% | 101.3%
2037 | 12 | 30.1 | 465731 | 14018503.1 | 529137.7025 |  | 2303976.7972 | 706551.1873 | 17558168.7871 |  | 64.5127 | 19 | 7.826% | 2038 | 16.1619 |  |  | 7.37% | 102.3%
2038 | 12 | 30.1 | 465731 | 14018503.1 | 512150.4368 |  | 2327311.7873 | 707561.289 | 17565526.6131 |  | 65.7353 | 20 | 7.567% | 2039 | 16.4914 |  |  | 7.042% | 103.4%
2039 | 12 | 30.1 | 465731 | 14018503.1 | 495163.1711 |  | 2374757.4695 | 709615.0703 | 17598038.8109 |  | 68.2211 | 21 | 7.328% | 2040 | 16.8209 |  |  | 6.755% | 104.2%
2040 | 12 | 30.1 | 465731 | 14018503.1 | 479569.605 |  | 2422203.1517 | 711668.8515 | 17631944.7083 |  | 70.7069 | 22 | 7.133% | 2041 | 17.1503 |  |  | 6.553% | 104.5%
[5 empty] | 466761.5649 |  |  |  | 466761.5649 |  | 73.1926 | 23 | 6.958% | 2042 | 17.4798 |  |  | 6.393% | 104.5%
[5 empty] | 455345.3511 |  |  |  | 455345.3511 |  | 75.6784 | 24 | 6.784% | 2043 | 17.8093 |  |  | 6.233% | 104.4%
[5 empty] | 443929.1373 |  |  |  | 443929.1373 |  | 78.1642 | 25 | 6.609% | 2044 | 18.1388 |  |  | 6.073% | 104.4%
[5 empty] | 432512.9235 |  |  |  | 432512.9235 |  | 80.65 | 26 | 6.435% | 2045 | 18.4683 |  |  | 5.913% | 104.3%
[5 empty] | 421096.7097 |  |  |  | 421096.7097 |  | 83.1358 | 27 | 6.26% | 2046 | 18.7978 |  |  | 5.753% | 104.3%
[5 empty] | 409680.496 |  |  |  | 409680.496 |  | 85.6215 | 28 | 6.086% | 2047 | 19.1272 |  |  | 5.592% | 104.2%
[5 empty] | 398264.2822 |  |  |  | 398264.2822 |  | 88.1073 | 29 | 5.911% | 2048 | 19.4567 |  |  | 5.432% | 104.1%
[5 empty] | 386848.0684 |  |  |  | 386848.0684 |  | 90.5931 | 30 | 5.737% | 2049 | 19.7862 |  |  | 5.272% | 104.1%
[5 empty] | 375431.8546 |  |  |  | 375431.8546 |  | 93.0789 | 31 | 5.563% | 2050 | 20.1157 |  |  | 5.112% | 104%
[5 empty] | 364015.6408 |  |  |  | 364015.6408 |  | 95.5647 | 32 | 5.388% |  |  |  |  | 4.952% | 103.9%
[5 empty] | 352599.427 |  |  |  | 352599.427 |  |  | 33 | 5.214% |  |  |  |  | 4.792% | 103.9%
[5 empty] | 341183.2132 |  |  |  | 341183.2132 |  |  | 34 | 5.039% |  |  |  |  | 4.632% | 103.8%
[5 empty] | 329766.9994 |  |  |  | 329766.9994 |  |  | 35 | 4.865% |  |  |  |  | 4.472% | 103.7%
[5 empty] | 318350.7857 |  |  |  | 318350.7857 |  |  | 36 | 4.69% |  |  |  |  | 4.312% | 103.6%
[5 empty] | 306934.5719 |  |  |  | 306934.5719 |  |  | 37 | 4.516% |  |  |  |  | 4.152% | 103.5%
[5 empty] | 295518.3581 |  |  |  | 295518.3581 |  |  | 38 | 4.341% |  |  |  |  | 3.992% | 103.4%
[5 empty] | 284102.1443 |  |  |  | 284102.1443 |  |  | 39 | 4.167% |  |  |  |  | 3.831% | 103.3%
[5 empty] | 272685.9305 |  |  |  | 272685.9305 |  |  | 40 | 3.993% |  |  |  |  | 3.671% | 103.1%
[5 empty] | 261269.7167 |  |  |  | 261269.7167 |  |  | 41 | 3.818% |  |  |  |  | 3.511% | 103%
[5 empty] | 249853.5029 |  |  |  | 249853.5029 |  |  | 42 | 3.644% |  |  |  |  | 3.351% | 102.9%
[5 empty] | 238437.2891 |  |  |  | 238437.2891 |  |  | 43 | 3.469% |  |  |  |  | 3.191% | 102.7%
[5 empty] | 227021.0754 |  |  |  | 227021.0754 |  |  | 44 | 3.295% |  |  |  |  | 3.031% | 102.5%
[5 empty] | 215604.8616 |  |  |  | 215604.8616 |  |  | 45 | 3.12% |  |  |  |  | 2.871% | 102.3%
[5 empty] | 204188.6478 |  |  |  | 204188.6478 |  |  | 46 | 2.946% |  |  |  |  | 2.711% | 102.1%
[5 empty] | 192772.434 |  |  |  | 192772.434 |  |  | 47 | 2.771% |  |  |  |  | 2.551% | 101.8%
[5 empty] | 181356.2202 |  |  |  | 181356.2202 |  |  | 48 | 2.597% |  |  |  |  | 2.391% | 101.5%
[5 empty] | 169940.0064 |  |  |  | 169940.0064 |  |  | 49 | 2.422% |  |  |  |  | 2.231% | 101.2%
[5 empty] | 158523.7926 |  |  |  | 158523.7926 |  |  | 50 | 1.255% |  |  |  |  | 2.07% | 100.8%
[5 empty] | 82115.9498 |  |  |  | 82115.9498 |  |  | 51 | 0.1745% |  |  |  |  | 1.066% | 100.6%
Note on D5: This is the quanty of energy expected from the RFP analysis, not the final design
Note on Q5: Excludes miscellanous charges
Note on AD5: Excludes miscellanous charges

## Palouse LC
[5 empty] | Land | Station | Station | Interconnection |  |  | 2012 NPV | 335404452.281
|  |  |  | Captial Cost | 73571.17 | 2497866.87 | 13380.95 | 390379.31 |  |  | Levelized | 26009148.0586 |  |  |  |  | Imputted Debt Calculation
|  |  |  | In service date | 2011-12-01 | 2012-09-01 | 2013-06-01 | 2012-09-01 |  |  | $/MWh | 77.3319 | 64.4432
Year | Months | PPA Price $/MWh | PPA Energy Expection | PPA Cost | Interconnection Capital | Interconnection Capital | Interconnection Capital | Interconnection Capital | Integration | Imputted Debt | Miscellanous Charges | Total Cost |  | Mid C Flat Price Forecast at time of study | Year | Transmission Capital Recovery Factor | NPV of PPA Payments | Discount By Risk Factor | Incremental Equity (50/50) | Pre-Tax Equity Return | Offset of Debt Reduction | Additioanl Pre-Tax Rev Req |  | Assumptions | Transmission Capital Recovery Factor | Tax rate change factor
2012 NPV |  |  |  | 291695486.8375 | 98156.9398 | 3125368.2043 | 16742.4438 | 488448.4028 | 7632498.7869 | 19390740.1521 | 12957010.5137 | 335404452.281
2011 | [14 empty] | 1 | 12.28% | [6 empty] | Imputed Debt Discount | 10% | 13.62% | 90.19%
2012 | 1 | 53.95 | 14013.81 | 756045.0495 | 9038.1026 | 0 | 0 | 0 | 0 | 118553.8555 | 32726.9221 | 916363.9297 |  | 41.0415 | 2 | 12.11% | 187409968.0152 | 46852492.0038 | 23426246.0019 | 3024654.5471 | -179362.0146 | 118553.8555 | Debt Equivalence | 25% | 13.25% | 91.38%
2013 | 12 | 54.99 | 336331.44 | 18494865.8856 | 8910.5026 | 306859.0183 | 1643.8287 | 47957.4846 | 268800.9784 | 1559171.6855 | 812222.8475 | 21500432.2312 |  | 45.9999 | 3 | 11.8% | 205394919.7672 | 51348729.9418 | 25674364.9709 | 3314918.0089 | -196574.6379 | 1559171.6855 | Equity Rate | 10.2% | 12.83% | 91.98%
2014 | 12 | 56.03 | 336331.44 | 18844650.5832 | 8682.907 | 302526.7794 | 1620.6211 | 47280.4203 | 284300.1581 | 1574692.6298 | 828034.8907 | 21891788.9895 |  | 48.6442 | 4 | 11.5% | 207439545.8584 | 51859886.4646 | 25929943.2323 | 3347916.7211 | -198531.4616 | 1574692.6298 | Debt Rate | 5.93% | 12.43% | 92.55%
2015 | 12 | 57.09 | 336331.44 | 19201161.9096 | 8462.971 | 294799.5216 | 1579.2265 | 46072.7652 | 351851.1443 | 1589110.4208 | 846391.2761 | 22339429.2351 |  | 59.1402 | 5 | 11.21% | 209338849.861 | 52334712.4653 | 26167356.2326 | 3378570.0452 | -200349.2037 | 1589110.4208 | Tax Rate | 21% | 12.04% | 93.11%
2016 | 12 | 58.17 | 336331.44 | 19564399.8648 | 8250.1215 | 287332.3178 | 1539.2251 | 44905.7527 | 374340.1088 | 1602263.6807 | 863088.2372 | 22746119.3086 |  | 62.3372 | 6 | 10.93% | 211071572.9375 | 52767893.2344 | 26383946.6172 | 3406534.8797 | -202007.5184 | 1602263.6807 | Capital as % of Price | 50% | 11.68% | 93.64%
2017 | 12 | 59.28 | 336331.44 | 19937727.7632 | 8043.837 | 280105.7153 | 1500.5125 | 43776.3426 | 378889.2878 | 1613974.8939 | 879445.4023 | 23143463.7547 |  | 62.9688 | 7 | 10.66% | 212614330.3665 | 53153582.5916 | 26576791.2958 | 3431433.8129 | -203484.0251 | 1613974.8939 | FWD Market Adjustment | 130% | 11.32% | 94.15%
2018 | 12 | 60.4 | 336331.44 | 20314418.976 | 7843.6251 | 273102.0055 | 1462.994 | 42681.7673 | 387805.0192 | 1624023.2621 | 896137.1701 | 23547474.8193 |  | 64.193 | 8 | 10.4% | 213938035.6399 | 53484508.91 | 26742254.455 | 3452797.4106 | -204750.8865 | 1624023.2621 | Uncollectibles | 0.266% | 10.99% | 94.64%
2019 | 12 | 61.55 | 336331.44 | 20701200.132 | 7649.0302 | 266304.468 | 1426.5799 | 41619.4136 | 403432.6881 | 1632216.9696 | 913556.2409 | 23967405.5224 |  | 66.2967 | 9 | 10.14% | 215017420.2279 | 53754355.057 | 26877177.5285 | 3470217.8581 | -205783.919 | 1632216.9696 | Commission Fees | 0.2% | 10.66% | 95.12%
2020 | 12 | 62.72 | 336331.44 | 21094707.9168 | 7457.5555 | 259697.6401 | 1391.1875 | 40586.865 | 434816.6506 | 1638293.9565 | 931948.5299 | 24408900.3019 |  | 70.3732 | 10 | 9.877% | 215817962.1187 | 53954490.5297 | 26977245.2648 | 3483137.9962 | -206550.0832 | 1638293.9565 | Washington excise tax | 3.863% | 10.33% | 95.64%
2021 | 12 | 63.91 | 336331.44 | 21494942.3304 | 7266.514 | 253196.7453 | 1356.3625 | 39570.8722 | 465652.9837 | 1641991.4885 | 950608.2894 | 24854585.5859 |  | 74.2064 | 11 | 9.617% | 216305050.4138 | 54076262.6034 | 27038131.3017 | 3490999.2314 | -207016.2544 | 1641991.4885 | After Tax WACC | 6.631% | 9.999% | 96.18%
2022 | 12 | 65.13 | 336331.44 | 21905266.6872 | 7075.4527 | 246710.5615 | 1321.6163 | 38557.1785 | 512761.7438 | 1643020.5575 | 970409.1967 | 25325122.9942 |  | 79.7775 | 12 | 9.357% | 216440613.1247 | 54110153.2812 | 27055076.6406 | 3493187.1106 | -207145.9957 | 1643020.5575 |  |  | 9.67% | 96.76%
2023 | 12 | 66.38 | 336331.44 | 22325680.9872 | 6884.3695 | 240223.7026 | 1286.8666 | 37543.3793 | 558927.0271 | 1641037.7235 | 990606.0271 | 25802190.0828 |  | 84.9498 | 13 | 9.098% | 216179407.75 | 54044851.9375 | 27022425.9688 | 3488971.4542 | -206896.0072 | 1641037.7235 |  |  | 9.342% | 97.39%
2024 | 12 | 67.64 | 336331.44 | 22749458.6016 | 6693.262 | 233736.1003 | 1252.1128 | 36529.4639 | 607154.4422 | 1635665.2026 | 1011037.7088 | 26281526.8942 |  | 90.0932 | 14 | 8.838% | 215471667.5378 | 53867916.8845 | 26933958.4422 | 3477549.0647 | -206218.6595 | 1635665.2026 |  |  | 9.013% | 98.06%
2025 | 12 | 68.94 | 336331.44 | 23186689.4736 | 6502.1278 | 227247.6768 | 1217.3546 | 35515.4201 | 632566.4987 | 1626538.4948 | 1031064.1333 | 26747341.1797 |  | 92.7087 | 15 | 8.578% | 214269375.69 | 53567343.9225 | 26783671.9612 | 3458144.9874 | -205067.9978 | 1626538.4948 |  |  | 8.685% | 98.77%
2026 | 12 | 70.25 | 336331.44 | 23627283.66 | 6310.9637 | 220758.3431 | 1182.5916 | 34501.2341 | 612794.2666 | 1613180.0566 | 1049280.2532 | 27165291.3689 |  | 90.679 | 16 | 8.318% | 212509623.7854 | 53127405.9463 | 26563702.9732 | 3429743.9282 | -203383.8149 | 1613180.0566 |  |  | 8.356% | 99.55%
2027 | 12 | 71.6 | 336331.44 | 24081331.104 | 6119.7664 | 214267.9967 | 1147.8231 | 33486.8898 | 610385.8893 | 1595141.1837 | 1068830.3535 | 27610711.0066 |  | 90.4292 | 17 | 8.058% | 210133302.5039 | 52533325.626 | 26266662.813 | 3391391.9075 | -201109.5401 | 1595141.1837 |  |  | 8.027% | 100.4%
2028 | 12 | 72.97 | 336331.44 | 24542105.1768 | 5928.5316 | 207776.5196 | 1113.0486 | 32472.3689 | 675362.3968 | 1571851.7077 | 1091588.5189 | 28128198.2687 |  | 96.9811 | 18 | 7.798% | 207065301.6503 | 51766325.4126 | 25883162.7063 | 3341876.7039 | -198173.2885 | 1571851.7077 |  |  | 7.699% | 101.3%
2029 | 12 | 74.37 | 336331.44 | 25012969.1928 | 5737.2548 | 201283.774 | 1078.2673 | 31457.6496 | 719377.9353 | 1542735.5057 | 1113876.1101 | 28628515.6897 |  | 101.2178 | 19 | 7.538% | 203229726.6385 | 50807431.6596 | 25403715.8298 | 3279973.4363 | -194502.4248 | 1542735.5057 |  |  | 7.37% | 102.3%
2030 | 12 | 75.8 | 336331.44 | 25493923.152 | 5545.9303 | 194789.5994 | 1043.4783 | 30442.7071 | 776576.8092 | 1507133.3117 | 1137171.1318 | 29146626.1199 |  | 106.5112 | 20 | 7.278% | 198539730.1096 | 49634932.5274 | 24817466.2637 | 3204280.4543 | -190013.8309 | 1507133.3117 |  |  | 7.042% | 103.4%
2031 | 12 | 77.25 | 336331.44 | 25981603.74 | 5354.5516 | 188293.8067 | 1008.6807 | 29427.5116 | 825354.427 | 1464319.9326 | 1160392.7982 | 29655755.4483 |  | 110.8559 | 21 | 7.041% | 192899779.9686 | 48224944.9921 | 24112472.4961 | 3113255.9425 | -184616.0774 | 1464319.9326 |  |  | 6.755% | 104.2%
2032 | 12 | 78.74 | 336331.44 | 26482737.5856 | 5180.0082 | 181796.1719 | 973.8732 | 28412.0283 | 877874.6739 | 1413523.1874 | 1184358.8229 | 30174856.3513 |  | 115.3778 | 22 | 6.849% | 186208154.2254 | 46552038.5564 | 23276019.2782 | 3005258.1853 | -178211.8104 | 1413523.1874 |  |  | 6.553% | 104.5%
2033 | 12 | 80.25 | 336331.44 | 26990598.06 | 5038.5936 | 175870.1242 | 942.1276 | 27485.8755 | 934436.1389 | 1353842.6148 | 1208790.9554 | 30697004.4899 |  | 120.0841 | 23 | 6.678% | 178346232.0624 | 44586558.0156 | 22293279.0078 | 2878372.7327 | -170687.503 | 1353842.6148 |  |  | 6.393% | 104.5%
2034 | 12 | 81.8 | 336331.44 | 27511911.792 | 4913.4332 | 171068.8592 | 916.4075 | 26735.5094 | 995361.7381 | 1284338.7694 | 1233994.3493 | 31229240.8581 |  | 124.9823 | 24 | 6.508% | 169190257.2086 | 42297564.3021 | 21148782.1511 | 2730602.2524 | -161924.7136 | 1284338.7694 |  |  | 6.233% | 104.4%
2035 | 12 | 83.38 | 336331.44 | 28043315.4672 | 4788.274 | 166819.4473 | 893.6436 | 26071.3898 | 1061000.7182 | 1203927.1991 | 1259838.5347 | 31766654.6739 |  | 130.0804 | 25 | 6.338% | 158597371.1375 | 39649342.7844 | 19824671.3922 | 2559641.1165 | -151786.7182 | 1203927.1991 |  |  | 6.073% | 104.4%
2036 | 12 | 84.98 | 336331.44 | 28581445.7712 | 4663.1162 | 162570.0797 | 870.8799 | 25407.277 | 1131730.8261 | 1111440.5377 | 1286194.2754 | 32304322.7632 |  | 135.3865 | 26 | 6.168% | 146413792.784 | 36603448.196 | 18301724.098 | 2363007.4152 | -140126.3397 | 1111440.5377 |  |  | 5.913% | 104.3%
2037 | 12 | 86.62 | 336331.44 | 29133029.3328 | 4537.96 | 158320.7598 | 848.1165 | 24743.1717 | 1207960.6577 | 1005620.2137 | 1313370.4337 | 32848430.6459 |  | 140.909 | 27 | 5.998% | 132473726.2912 | 33118431.5728 | 16559215.7864 | 2138025.3294 | -126784.902 | 1005620.2137 |  |  | 5.753% | 104.3%
2038 | 12 | 88.3 | 336331.44 | 29698066.152 | 4412.8054 | 154071.4914 | 825.3534 | 24079.0745 | 1290132.2019 | 885030.7358 | 1341386.1421 | 33398003.9566 |  | 146.6567 | 28 | 5.828% | 116588069.5875 | 29147017.3969 | 14573508.6984 | 1881642.8952 | -111581.4237 | 885030.7358 |  |  | 5.592% | 104.2%
2039 | 12 | 90 | 336331.44 | 30269829.6 | 4287.6526 | 149822.2789 | 802.5906 | 23414.986 | 1378723.595 | 748093.0637 | 1369970.9222 | 33944944.689 |  | 152.6389 | 29 | 5.658% | 98548810.3943 | 24637202.5986 | 12318601.2993 | 1590502.9526 | -94316.8251 | 748093.0637 |  |  | 5.432% | 104.1%
2040 | 12 | 91.74 | 336331.44 | 30855046.3056 | 4162.5017 | 145573.1269 | 779.8281 | 22750.907 | 1474252.1034 | 593121.3157 | 1399438.3402 | 34495124.4286 |  | 158.8651 | 30 | 5.488% | 78133861.8337 | 19533465.4584 | 9766732.7292 | 1261021.1878 | -74778.5564 | 593121.3157 |  |  | 5.272% | 104.1%
2041 | 12 | 93.52 | 336331.44 | 31453716.2688 | 4037.3529 | 141324.0407 | 757.0659 | 22086.8382 | 1577277.3536 | 418209.9591 | 1429812.6209 | 35047221.5002 |  | 165.3453 | 31 | 5.318% | 55092201.7115 | 13773050.4279 | 6886525.2139 | 889146.2934 | -52726.3752 | 418209.9591 |  |  | 5.112% | 104%
2042 | 12 | 95.33 | 336331.44 | 32062476.1752 |  | 137075.0262 | 734.3042 | 21422.7807 | 1688404.8298 | 221262.9083 | 1460974.3861 | 35592350.4103 |  | 172.0898 | 32 | 5.147% | 29147705.6138 | 7286926.4035 | 3643463.2017 | 470421.8311 | -27896.0146 | 221262.9083 |  |  | 4.952% | 103.9%
[15 empty] | 33 | 4.977% | [8 empty] | 4.792% | 103.9%
[15 empty] | 34 | 4.807% | [8 empty] | 4.632% | 103.8%
[15 empty] | 35 | 4.637% | [8 empty] | 4.472% | 103.7%
[15 empty] | 36 | 4.467% | [8 empty] | 4.312% | 103.6%
[15 empty] | 37 | 4.297% | [8 empty] | 4.152% | 103.5%
[15 empty] | 38 | 4.127% | [8 empty] | 3.992% | 103.4%
[15 empty] | 39 | 3.957% | [8 empty] | 3.831% | 103.3%
[15 empty] | 40 | 3.787% | [8 empty] | 3.671% | 103.1%
[15 empty] | 41 | 3.617% | [8 empty] | 3.511% | 103%
[15 empty] | 42 | 3.447% | [8 empty] | 3.351% | 102.9%
[15 empty] | 43 | 3.277% | [8 empty] | 3.191% | 102.7%
[15 empty] | 44 | 3.107% | [8 empty] | 3.031% | 102.5%
[15 empty] | 45 | 2.937% | [8 empty] | 2.871% | 102.3%
[15 empty] | 46 | 2.767% | [8 empty] | 2.711% | 102.1%
[15 empty] | 47 | 2.597% | [8 empty] | 2.551% | 101.8%
[15 empty] | 48 | 2.427% | [8 empty] | 2.391% | 101.5%
[15 empty] | 49 | 2.257% | [8 empty] | 2.231% | 101.2%
[15 empty] | 50 | 2.087% | [8 empty] | 2.07% | 100.8%
[15 empty] | 51 | 1.072% | [8 empty] | 1.066% | 100.6%
Note on D5: This is the quanty of energy expected from the RFP analysis, not the final design
Note on T5: Excludes miscellanous charges
Note on AG5: Excludes miscellanous charges

## Boulder Park Solar
[5 empty] | MWh | 528.75
[5 empty] | 2020 NPV | 186182.7829
[5 empty] | Levelized | 17288.8405
[5 empty] | $/MWh | 32.6976 | 16.3488
Year | Months | Maintenance Cost | Property Taxes | Integration | Miscellanous Charges | Total Cost |  | Year | Wind Integration ($/kW-yr) |  | Assumptions
2020 PV |  |  |  | 31133.2513 | 7724.9061 | 186182.7829 |  | 2018 | 10.6034
[8 empty] | 2019 | 10.5918
[8 empty] | 2020 | 10.6276 | Imputed Debt Discount | 10%
2020 | 6 | 5219.5122 | 0 | 1123.8638 | 274.5857 | 6617.9617 |  | 2021 | 10.6693 | Debt Equivalence | 25%
2021 | 12 | 10700 | 0 | 2256.5536 | 560.8503 | 13517.404 |  | 2022 | 10.8889 | Equity Rate | 10.2%
2022 | 12 | 10972.5 | 0 | 2302.9966 | 574.6564 | 13850.153 |  | 2023 | 11.383 | Debt Rate | 5.93%
2023 | 12 | 11252.0625 | 0 | 2407.5126 | 591.282 | 14250.8571 |  | 2024 | 11.6931 | Tax Rate | 21%
2024 | 12 | 11538.8766 | 0 | 2473.0999 | 606.5364 | 14618.5129 |  | 2025 | 11.7679 | Capital as % of Price | 50%
2025 | 12 | 11833.1366 | 0 | 2488.901 | 619.958 | 14941.9957 |  | 2026 | 11.9906 | FWD Market Adjustment | 130%
2026 | 12 | 12135.0425 | 0 | 2536.0195 | 635.0663 | 15306.1284 |  | 2027 | 12.4345 | Uncollectibles | 0.266%
2027 | 12 | 12444.8 | 0 | 2629.8893 | 652.5381 | 15727.2274 |  | 2028 | 12.7716 | Commission Fees | 0.2%
2028 | 12 | 12762.6205 | 0 | 2701.1912 | 669.382 | 16133.1938 |  | 2029 | 13.2886 | Washington excise tax | 3.863%
2029 | 12 | 13088.7215 | 0 | 2810.5415 | 688.2314 | 16587.4944 |  | 2030 | 13.6601 | After Tax WACC | 6.631%
2030 | 12 | 13423.3268 | 0 | 2889.1215 | 706.117 | 17018.5653 |  | 2031 | 13.8212
2031 | 12 | 13766.6666 | 0 | 2923.1929 | 722.454 | 17412.3135 |  | 2032 | 14.2201
2032 | 12 | 14118.9778 | 0 | 3007.545 | 741.3558 | 17867.8786 |  | 2033 | 14.4489
2033 | 12 | 14480.5039 | 0 | 3055.937 | 759.0999 | 18295.5408 |  | 2034 | 14.7503
2034 | 12 | 14851.4958 | 0 | 3119.6917 | 777.9188 | 18749.1063 |  | 2035 | 15.0702
2035 | 12 | 15232.2114 | 0 | 3187.3412 | 797.3272 | 19216.8799 |  | 2036 | 15.4664
2036 | 12 | 15622.9164 | 0 | 3271.1423 | 817.8671 | 19711.9258 |  | 2037 | 15.9998
2037 | 12 | 16023.8839 | 0 | 3383.9659 | 840.1076 | 20247.9575 |  | 2038 | 16.1619
2038 | 12 | 16435.3954 | 0 | 3418.2392 | 859.4043 | 20713.0389 |  | 2039 | 16.4914
2039 | 12 | 16857.7404 | 0 | 3487.925 | 880.7028 | 21226.3682 |  | 2040 | 16.8209
2040 | 12 | 17291.217 | 0 | 3557.6109 | 902.4832 | 21751.3111 |  | 2041 | 17.1503
[8 empty] | 2042 | 17.4798
[8 empty] | 2043 | 17.8093
[8 empty] | 2044 | 18.1388
[8 empty] | 2045 | 18.4683
[8 empty] | 2046 | 18.7978
[8 empty] | 2047 | 19.1272
[8 empty] | 2048 | 19.4567
[8 empty] | 2049 | 19.7862
[8 empty] | 2050 | 20.1157
Note on D5: TBD
Note on L5: Solar is assumed to be half of wind charge

## 2020 CCCT LC
GE 7F.04 CCCT from 2017 IRP
[7 empty] | 2020 |  |  |  | 2020
[6 empty] | 2020 PV | 521258697.4611 |  | 2020 PV |  | 967390928.4666
[6 empty] | Levelized | 48630981.2204 |  | Levelized |  | 90253016.9841
[6 empty] | $/kW-Yr | 170.635 |  | $/MWh |  | 38.6448
Updated to new tax law
Year | Baseload MWh | Duct Fire MWh | Gen. Capital Recovery | Trans. Capital Recovery | Fixed O&M | Miscellanous Charges | Total Fixed Costs | Variable O&M | Fuel Cost | Miscellanous Charges | Total Variable Costs | Total Cost |  | 50/50 GDP/CPI Inflator | Stanfield Prices |  |  | Yr | 30 Yrs | 50 Yrs
2020 NPV |  |  | 370011799.867 | 125054871.8339 | 79462032.2845 | 3439672.9915 | 577968376.9769 | 130656870.668 | 1087087442.5684 | 52712498.0871 | 1270456811.3235 | 1848425188.3004
2020 | 2130585.6 | 204864 | 37635164.1376 | 11759694.0563 | 4748303.5383 | 205539.8153 | 54348701.5474 | 7807483.1899 | 45219272.6637 | 2295369.1806 | 55322125.0342 | 109670826.5816 | 2017 | 102.0681 | 2.7679 | Baseload Size (MW) | 260 | 1 | 13.38% | 12.06%
2021 | 2130585.6 | 204864 | 36571966.5489 | 11497695.8377 | 4852911.4983 | 210067.98 | 53132641.865 | 7979486.7028 | 47108522.5248 | 2384594.6554 | 57472603.883 | 110605245.748 | 2018 | 104.2723 | 2.8836 | Ductfire Size (MW) | 25 | 2 | 13% | 11.79%
2022 | 2130585.6 | 204864 | 35430239.7969 | 11208468.058 | 4956654.3249 | 214558.6958 | 51809920.8756 | 8150067.7048 | 52527104.7419 | 2626532.7637 | 63303705.2104 | 115113626.086 | 2019 | 106.5434 | 3.2152 | Capital Cost w/AFUDC ($2020/kW) | 987 | 3 | 12.6% | 11.49%
2023 | 2130585.6 | 204864 | 34316432.7371 | 10928921.2801 | 5059265.1612 | 219000.411 | 50523619.5895 | 8318787.4113 | 60608444.5079 | 2983653.0881 | 71910885.0073 | 122434504.5968 | 2020 | 108.8936 | 3.7099 | Transmission Capital Cost w/AFUDC ($2016/kW) | 89.5714 | 4 | 12.2% | 11.2%
2024 | 2130585.6 | 204864 | 33228453.4043 | 10658330.1263 | 5162104.1173 | 223452.0009 | 49272339.6488 | 8487882.2079 | 65610731.7184 | 3207506.701 | 77306120.6273 | 126578460.2761 | 2021 | 111.2925 | 4.0161 | Fixed O&M (2016$/kW/Yr) | 15.3 | 5 | 11.81% | 10.93%
2025 | 2130585.6 | 204864 | 32164397.5735 | 10396034.3169 | 5267396.4365 | 228009.7895 | 48055838.1163 | 8661010.9907 | 68190001.0051 | 3326649.7563 | 80177661.752 | 128233499.8683 | 2022 | 113.6717 | 4.174 | Variable Costs (2016$/MWh) | 3.07 | 6 | 11.43% | 10.66%
2026 | 2130585.6 | 204864 | 31122468.2999 | 10141410.7712 | 5375865.2152 | 232705.0776 | 46872449.3639 | 8839362.7241 | 69707266.9228 | 3400047.9575 | 81946677.6045 | 128819126.9683 | 2023 | 116.0249 | 4.2669 | Fuel Transport (2016$/Dth/D) | 6.5 | 7 | 11.06% | 10.4%
2027 | 2130585.6 | 204864 | 30101002.7394 | 9893882.9068 | 5486976.7395 | 237514.7621 | 45719377.1479 | 9022059.8392 | 73672936.914 | 3579618.3245 | 86274615.0777 | 131993992.2256 | 2024 | 118.3833 | 4.5096 | Fuel Charge (%) | 2.5 | 8 | 10.7% | 10.14%
2028 | 2130585.6 | 204864 | 29091042.9887 | 9650344.6196 | 5596874.4947 | 242271.9063 | 44580534.0092 | 9202761.1927 | 75180613.0834 | 3652703.1223 | 88036077.3985 | 132616611.4077 | 2025 | 120.798 | 4.6019 | Heat Rate (Baseload) | 6720 | 9 | 10.34% | 9.894%
2029 | 2130585.6 | 204864 | 28082746.0823 | 9407382.9146 | 5709479.5577 | 247146.2416 | 43446754.7961 | 9387914.0855 | 77199542.3726 | 3748111.2277 | 90335567.6858 | 133782322.4819 | 2026 | 123.2855 | 4.7255 | Heat Rate (Duct Fire) | 7912 | 10 | 9.983% | 9.645%
2030 | 2130585.6 | 204864 | 27074449.1758 | 9164421.2096 | 5826393.0705 | 252207.0768 | 42317470.5328 | 9580151.2243 | 81704187.8069 | 3951425.1836 | 95235764.2149 | 137553234.7477 | 2027 | 125.8337 | 5.0012 | Forced Outage Rate | 3% | 11 | 9.625% | 9.396%
2031 | 2130585.6 | 204864 | 26066152.2694 | 8921459.5046 | 5948019.6231 | 257471.9254 | 41193103.3225 | 9780137.8631 | 83862766.105 | 4053520.3841 | 97696424.3521 | 138889527.6746 | 2028 | 128.354 | 5.1333 | Maintenance Days | 13 | 12 | 9.266% | 9.147%
2032 | 2130585.6 | 204864 | 25057855.363 | 8678497.7996 | 6072947.4555 | 262879.6765 | 40072180.2946 | 9985552.6904 | 86056648.4 | 4157378.7586 | 100199579.849 | 140271760.1436 | 2029 | 130.9364 | 5.2676 | After Tax WACC | 6.85% | 13 | 8.908% | 8.898%
2033 | 2130585.6 | 204864 | 24049558.4566 | 8435536.0946 | 6201697.3693 | 268452.874 | 38955244.7945 | 10197252.0437 | 88992012.6531 | 4293605.7009 | 103482870.3977 | 142438115.1923 | 2030 | 133.6175 | 5.4473 | Uncollectibles | 0.266% | 14 | 8.55% | 8.649%
2034 | 2130585.6 | 204864 | 23041261.5502 | 8192574.3896 | 6333529.0516 | 274159.4721 | 37841524.4634 | 10414018.6499 | 91474046.1933 | 4410428.6629 | 106298493.5061 | 144140017.9696 | 2031 | 136.4068 | 5.5992 | Commission Fees | 0.2% | 15 | 8.191% | 8.399%
2035 | 2130585.6 | 204864 | 22032964.6438 | 7949612.6846 | 6467783.968 | 279970.9646 | 36730332.261 | 10634769.7022 | 93608400.983 | 4512374.1295 | 108755544.8147 | 145485877.0757 | 2032 | 139.2718 | 5.7299 | Washington excise tax | 3.863% | 16 | 7.833% | 8.15%
2036 | 2130585.6 | 204864 | 21024667.7374 | 7706650.9796 | 6605546.7632 | 285934.3027 | 35622799.7829 | 10861288.6472 | 97211878.2675 | 4678163.1762 | 112751330.0909 | 148374129.8738 | 2033 | 142.2245 | 5.9505 |  |  | 17 | 7.474% | 7.901%
2037 | 2130585.6 | 204864 | 20016370.8309 | 7463689.2746 | 6746003.9537 | 292014.2731 | 34518078.3324 | 11092237.8999 | 99702310.3253 | 4795963.609 | 115590511.8342 | 150108590.1666 | 2034 | 145.2478 | 6.1029 |  |  | 18 | 7.116% | 7.652%
2038 | 2130585.6 | 204864 | 19008073.9245 | 7220727.5696 | 6890425.2625 | 298265.8383 | 33417492.595 | 11329705.2252 | 104547721.2873 | 5015986.1614 | 120893412.6739 | 154310905.2689 | 2035 | 148.3267 | 6.3995 |  |  | 19 | 6.757% | 7.403%
2039 | 2130585.6 | 204864 | 17999777.0181 | 6977765.8646 | 7038492.1828 | 304675.2111 | 32320710.2767 | 11573166.9125 | 107846458.5866 | 5169317.329 | 124588942.8281 | 156909653.1047 | 2036 | 151.486 | 6.6014 |  |  | 20 | 6.399% | 7.154%
2040 | 2130585.6 | 204864 | 17051342.5068 | 6755561.1201 | 7189851.7747 | 311227.1138 | 31307982.5154 | 11822042.634 | 112417782.9954 | 5377969.332 | 129617794.9614 | 160925777.4768 | 2037 | 154.7071 | 6.8812 |  |  | 21 | 6.062% | 6.926%
2041 | 2130585.6 | 204864 | 16222552.3254 | 6574842.3976 | 7344466.2862 | 317919.9121 | 30459780.9213 | 12076270.3154 | 116837964.039 | 5580310.4625 | 134494544.8169 | 164954325.7382 | 2038 | 158.0192 | 7.1518 |  |  | 22 | 5.767% | 6.741%
2042 | 2130585.6 | 204864 | 15453544.0789 | 6414852.7365 | 7502405.7128 | 324756.6361 | 29695559.1642 | 12335965.0481 | 121433495.6192 | 5790478.6439 | 139559939.3112 | 169255498.4754 | 2039 | 161.4148 | 7.4331 |  |  | 23 | 5.494% | 6.577%
2043 | 2130585.6 | 204864 | 14684535.8323 | 6254863.0754 | 7663741.5553 | 331740.3807 | 28934880.8438 | 12601244.3986 | 126210030.2964 | 6008723.6477 | 144819998.3428 | 173754879.1866 | 2040 | 164.8859 | 7.7255 |  |  | 24 | 5.22% | 6.413%
2044 | 2130585.6 | 204864 | 13915527.5858 | 6094873.4143 | 7828546.8522 | 338874.3076 | 28177822.16 | 12872228.4616 | 131174100.0997 | 6235333.4244 | 150281661.9858 | 178459484.1458 | 2041 | 168.4317 | 8.0293 |  |  | 25 | 4.947% | 6.249%
2045 | 2130585.6 | 204864 | 13146519.3393 | 5934883.7532 | 7996896.2125 | 346161.6464 | 27424460.9514 | 13149039.9144 | 136330004.3513 | 6470499.3891 | 155949543.6548 | 183374004.6062 | 2042 | 172.0538 | 8.3449 |  |  | 26 | 4.674% | 6.085%
2046 | 2130585.6 | 204864 | 12377511.0927 | 5774894.0922 | 8168865.8497 | 353605.696 | 26674876.7306 | 13431804.0723 | 141691153.2242 | 6714807.4525 | 161837764.749 | 188512641.4796 | 2043 | 175.7537 | 8.6731 |  |  | 27 | 4.4% | 5.921%
2047 | 2130585.6 | 204864 | 11608502.8462 | 5614904.4311 | 8344533.6162 | 361209.8266 | 25929150.7201 | 13720648.9455 | 147263128.1539 | 6968504.7593 | 167952281.8587 | 193881432.5788 | 2044 | 179.5332 | 9.0142 |  |  | 28 | 4.127% | 5.757%
2048 | 2130585.6 | 204864 | 10839494.5997 | 5454914.77 | 8523979.0385 | 368977.4806 | 25187365.8888 | 14015705.2971 | 153054219.8309 | 7231955.849 | 174301880.9771 | 199489246.8659 | 2045 | 183.394 | 9.3686 |  |  | 29 | 3.853% | 5.593%
2049 | 2130585.6 | 204864 | 10070486.3532 | 5294925.1089 | 8707283.3535 | 376912.1745 | 24449606.9901 | 14317106.7022 | 159073044.9755 | 7505539.4957 | 180895691.1734 | 205345298.1634 | 2046 | 187.3378 | 9.7371 |  |  | 30 | 3.58% | 5.429%
[13 empty] | 2047 | 191.3664 | 10.12 |  |  | 31 | 0% | 5.265%
[13 empty] | 2048 | 195.4817 | 10.5179 |  |  | 32 | -8.122e-15% | 5.101%
[13 empty] | 2049 | 199.6854 | 10.9315 |  |  | 33 | -8.122e-15% | 4.937%
[18 empty] | 34 | -8.122e-15% | 4.772%
[18 empty] | 35 | -8.122e-15% | 4.608%
[18 empty] | 36 | -8.122e-15% | 4.444%
[18 empty] | 37 | -8.122e-15% | 4.28%
[18 empty] | 38 | -8.122e-15% | 4.116%
[18 empty] | 39 | -8.122e-15% | 3.952%
[18 empty] | 40 | -8.122e-15% | 3.788%
[18 empty] | 41 | -8.122e-15% | 3.624%
[18 empty] | 42 | -8.122e-15% | 3.46%
[18 empty] | 43 | -8.122e-15% | 3.296%
[18 empty] | 44 | -8.122e-15% | 3.132%
[18 empty] | 45 | -8.122e-15% | 2.968%
[18 empty] | 46 | -8.122e-15% | 2.804%
[18 empty] | 47 | -8.122e-15% | 2.64%
[18 empty] | 48 | -8.122e-15% | 2.476%
[18 empty] | 49 | -8.122e-15% | 2.312%
[18 empty] | 50 | -8.122e-15% | 2.148%
[18 empty] | 51 | 0 | 0%
Note on Z11: Excludes miscellanous charges

## 2015 CCCT LC
GE 7F.04 CCCT from 2015 IRP
[7 empty] | 2016 |  |  |  | 2016
[6 empty] | 2016 PV | 509796014.2099 |  | 2016 PV |  | 1084804566.4847
[6 empty] | Levelized | 46561680.2876 |  | Levelized |  | 99079478.8333
[6 empty] | $/kW-Yr | 163.3743 |  | $/MWh |  | 42.4242
Updated to new tax law
Year | Baseload MWh | Duct Fire MWh | Gen. Capital Recovery | Trans. Capital Recovery | Fixed O&M | Miscellanous Charges | Total Fixed Costs | Variable O&M | Fuel Cost | Miscellanous Charges | Total Variable Costs | Total Cost |  | 50/50 GDP/CPI Inflator | Stanfield Prices |  |  | Yr | 30 Yrs | 50 Yrs
2016 NPV |  |  | 432195714.4003 | 53991014.6525 | 75352294.3397 | 3261774.7651 | 564800798.1576 | 123891599.2268 | 1239383613.1931 | 59012094.12 | 1422287306.5399 | 1987088104.6975
2016 | 2130585.6 | 204864 | 43129357.8659 | 4972069.8935 | 4446000 | 192454.002 | 52739881.7615 | 7309957.248 | 56177816.0297 | 2748195.2419 | 66235968.5196 | 118975850.2811 | 2016 | 100 | 3.4387 | Baseload Size (MW) | 260 | 1 | 13.05% | 11.76%
2017 | 2130585.6 | 204864 | 41909910.3011 | 4861225.6339 | 4542675.1811 | 196638.7806 | 51510449.8967 | 7468907.1897 | 60588958.6946 | 2946020.8405 | 71003886.7249 | 122514336.6216 | 2017 | 102.1744 | 3.7087 | Ductfire Size (MW) | 25 | 2 | 12.68% | 11.5%
2018 | 2130585.6 | 204864 | 40600364.0471 | 4738858.1951 | 4641095.6198 | 200899.1061 | 50181216.9681 | 7630726.6227 | 64068678.6699 | 3103652.1569 | 74803057.4495 | 124984274.4177 | 2018 | 104.3881 | 3.9217 | Capital Cost w/AFUDC ($2016/kW) | 1159.8793 | 3 | 12.28% | 11.21%
2019 | 2130585.6 | 204864 | 39322850.8311 | 4620587.6243 | 4739704.5806 | 205167.5922 | 48888310.6282 | 7792856.0171 | 67696433.919 | 3267704.8935 | 78756994.8296 | 127645305.4578 | 2019 | 106.606 | 4.1438 | Transmission Capital Cost w/AFUDC ($2016) | 42.2777 | 4 | 11.9% | 10.93%
2020 | 2130585.6 | 204864 | 38074970.4833 | 4506106.9516 | 4837997.4411 | 209422.3952 | 47628497.2713 | 7954465.6907 | 71346791.2411 | 3432713.5088 | 82733970.4406 | 130362467.7119 | 2020 | 108.8169 | 4.3672 | Fixed O&M (2016$/kW/Yr) | 15.6 | 5 | 11.52% | 10.66%
2021 | 2130585.6 | 204864 | 36854538.2334 | 4395136.7556 | 4936155.6631 | 213671.3702 | 46399502.0223 | 8115853.9962 | 72378854.5552 | 3484374.4491 | 83979083.0004 | 130378585.0227 | 2021 | 111.0246 | 4.4304 | Variable Costs (2016$/MWh) | 3.13 | 6 | 11.15% | 10.4%
2022 | 2130585.6 | 204864 | 35659492.3969 | 4287413.357 | 5034610.8817 | 217933.2012 | 45199449.8369 | 8277730.6131 | 73291239.3344 | 3530876.0021 | 85099845.9496 | 130299295.7865 | 2022 | 113.2391 | 4.4862 | Fuel Transport (2016$/Dth/D) | 6.5 | 7 | 10.79% | 10.14%
2023 | 2130585.6 | 204864 | 34487925.1465 | 4182692.7541 | 5133724.4214 | 222223.529 | 44026565.8511 | 8440689.6185 | 76116676.8083 | 3660234.7205 | 88217601.1473 | 132244166.9984 | 2023 | 115.4684 | 4.6592 | Fuel Charge (%) | 2.5 | 8 | 10.43% | 9.893%
2024 | 2130585.6 | 204864 | 33329558.8311 | 4079660.4858 | 5233695.9364 | 226550.996 | 42869466.2493 | 8605059.2767 | 78869856.2634 | 3786526.669 | 91261442.2091 | 134130908.4584 | 2024 | 117.717 | 4.8277 | Heat Rate (Baseload) | 6720 | 9 | 10.08% | 9.65%
2025 | 2130585.6 | 204864 | 32173100.3431 | 3976872.2193 | 5334564.1928 | 230917.2802 | 41715454.0354 | 8770903.3257 | 83509640.3665 | 3994547.8948 | 96275091.587 | 137990545.6224 | 2025 | 119.9857 | 5.1117 | Heat Rate (Duct Fire) | 7912 | 10 | 9.733% | 9.407%
2026 | 2130585.6 | 204864 | 31016641.8552 | 3874083.9527 | 5436282.0375 | 235320.3406 | 40562328.1859 | 8938144.238 | 90971632.6869 | 4324794.5137 | 104234571.4387 | 144796899.6246 | 2026 | 122.2736 | 5.5685 | Forced Outage Rate | 3% | 11 | 9.383% | 9.163%
2027 | 2130585.6 | 204864 | 29860183.3672 | 3771295.6862 | 5538784.9514 | 239757.3842 | 39410021.3889 | 9106675.9335 | 92919887.2731 | 4416423.8415 | 106442987.0482 | 145853008.4371 | 2027 | 124.5791 | 5.6877 | Maintenance Days | 13 | 12 | 9.033% | 8.92%
2028 | 2130585.6 | 204864 | 28703724.8792 | 3668507.4197 | 5642028.0714 | 244226.4691 | 38258486.8394 | 9276424.65 | 95217025.4548 | 4523207.9747 | 109016658.0795 | 147275144.919 | 2028 | 126.9012 | 5.8283 | After Tax WACC | 6.58% | 13 | 8.683% | 8.677%
2029 | 2130585.6 | 204864 | 27547266.3913 | 3565719.1531 | 5745994.9352 | 248726.8828 | 37107707.3624 | 9447363.3207 | 98781957.2331 | 4684922.5988 | 112914243.1525 | 150021950.5149 | 2029 | 129.2397 | 6.0466 | Uncollectibles | 0.266% | 14 | 8.333% | 8.434%
2030 | 2130585.6 | 204864 | 26390807.9033 | 3462930.8866 | 5850685.5065 | 253258.6235 | 35957682.9199 | 9619491.8857 | 99604873.0907 | 4727995.0867 | 113952360.0631 | 149910042.9829 | 2030 | 131.5944 | 6.0969 | Commission Fees | 0.2% | 15 | 7.984% | 8.191%
2031 | 2130585.6 | 204864 | 25234349.4153 | 3360142.6201 | 5956124.9144 | 257822.7792 | 34808439.7289 | 9792851.6616 | 105390819.9983 | 4985955.5951 | 120169627.2551 | 154978066.984 | 2031 | 133.9659 | 6.4511 | Washington excise tax | 3.863% | 16 | 7.634% | 7.948%
2032 | 2130585.6 | 204864 | 24077890.9273 | 3257354.3535 | 6062317.5516 | 262419.5399 | 33659982.3723 | 9967449.8709 | 109672190.6595 | 5178841.1196 | 124818481.65 | 158478464.0224 | 2032 | 136.3544 | 6.7132 |  |  | 17 | 7.284% | 7.705%
2033 | 2130585.6 | 204864 | 22921432.4394 | 3154566.087 | 6169276.3054 | 267049.4634 | 32512324.2952 | 10143307.7021 | 112555335.4381 | 5311256.1656 | 128009899.3058 | 160522223.6011 | 2033 | 138.7602 | 6.8896 |  |  | 18 | 6.934% | 7.462%
2034 | 2130585.6 | 204864 | 21764973.9514 | 3051777.8205 | 6277014.2222 | 271713.1146 | 31365479.1088 | 10320446.6059 | 116437871.1328 | 5486987.3 | 132245305.0386 | 163610784.1474 | 2034 | 141.1834 | 7.1273 |  |  | 19 | 6.584% | 7.218%
2035 | 2130585.6 | 204864 | 20608515.4634 | 2948989.5539 | 6385531.6975 | 276410.5106 | 30219447.2254 | 10498867.2322 | 121525092.4194 | 5714921.1414 | 137738880.793 | 167958328.0184 | 2035 | 143.6242 | 7.4387 |  |  | 20 | 6.234% | 6.975%
2036 | 2130585.6 | 204864 | 19520738.7632 | 2854985.3502 | 6494829.0816 | 281141.6665 | 29151694.8614 | 10678570.1573 | 124829687.8515 | 5865745.9644 | 141374003.9732 | 170525698.8346 | 2036 | 146.0825 | 7.641 |  |  | 21 | 5.905% | 6.753%
2037 | 2130585.6 | 204864 | 18570233.3241 | 2778537.4656 | 6604910.9847 | 285906.7818 | 28239588.5562 | 10859562.961 | 128673454.7693 | 6039965.7385 | 145572983.4689 | 173812572.025 | 2037 | 148.5585 | 7.8763 |  |  | 22 | 5.618% | 6.572%
2038 | 2130585.6 | 204864 | 17688317.3586 | 2710861.8372 | 6715782.0407 | 290706.0572 | 27405667.2936 | 11041853.2623 | 132642912.1938 | 6219682.4423 | 149904447.8984 | 177310115.192 | 2038 | 151.0522 | 8.1192 |  |  | 23 | 5.351% | 6.412%
2039 | 2130585.6 | 204864 | 16806401.393 | 2643186.2088 | 6827446.9071 | 295539.6943 | 26572574.2032 | 11225448.7188 | 135939623.7201 | 6370334.4907 | 153535406.9296 | 180107981.1328 | 2039 | 153.5638 | 8.321 |  |  | 24 | 5.084% | 6.252%
2040 | 2130585.6 | 204864 | 15924485.4274 | 2575510.5805 | 6939910.2656 | 300407.8957 | 25740314.1691 | 11410357.0279 | 140272176.4639 | 6565881.8273 | 158248415.3191 | 183988729.4882 | 2040 | 156.0933 | 8.5862 |  |  | 25 | 4.817% | 6.092%
2041 | 2130585.6 | 204864 | 15042569.4618 | 2507834.9521 | 7054226.1477 | 305356.2873 | 24909986.8489 | 11598311.1915 | 144013208.9138 | 6735955.8708 | 162347475.9761 | 187257462.825 | 2041 | 158.6646 | 8.8152 |  |  | 26 | 4.551% | 5.932%
2042 | 2130585.6 | 204864 | 14160653.4963 | 2440159.3237 | 7170425.0687 | 310386.1899 | 24081624.0787 | 11789361.3815 | 147861608.6985 | 6910811.5419 | 166561781.6218 | 190643405.7005 | 2042 | 161.2781 | 9.0508 |  |  | 27 | 4.284% | 5.772%
2043 | 2130585.6 | 204864 | 13278737.5307 | 2372483.6954 | 7288538.0465 | 315498.9464 | 23255258.219 | 11983558.5965 | 151817396.2389 | 7090451.932 | 170891406.7674 | 194146664.9863 | 2043 | 163.9347 | 9.2929 |  |  | 28 | 4.017% | 5.612%
2044 | 2130585.6 | 204864 | 12396821.5651 | 2304808.067 | 7408596.6098 | 320695.9214 | 22430922.1634 | 12180954.6751 | 155883336.5519 | 7274998.9743 | 175339290.2013 | 197770212.3647 | 2044 | 166.6351 | 9.5418 |  |  | 29 | 3.75% | 5.452%
2045 | 2130585.6 | 204864 | 11514905.5995 | 2237132.4386 | 7530632.8069 | 325978.5023 | 21608649.3474 | 12381602.3097 | 160065135.2928 | 7464701.9306 | 179911439.5331 | 201520088.8804 | 2045 | 169.38 | 9.7978 |  |  | 30 | 3.483% | 5.292%
[18 empty] | 31 | 0% | 5.131%
[18 empty] | 32 | -8.122e-15% | 4.971%
[18 empty] | 33 | -8.122e-15% | 4.811%
[18 empty] | 34 | -8.122e-15% | 4.651%
[18 empty] | 35 | -8.122e-15% | 4.491%
[18 empty] | 36 | -8.122e-15% | 4.331%
[18 empty] | 37 | -8.122e-15% | 4.171%
[18 empty] | 38 | -8.122e-15% | 4.011%
[18 empty] | 39 | -8.122e-15% | 3.851%
[18 empty] | 40 | -8.122e-15% | 3.691%
[18 empty] | 41 | -8.122e-15% | 3.531%
[18 empty] | 42 | -8.122e-15% | 3.371%
[18 empty] | 43 | -8.122e-15% | 3.211%
[18 empty] | 44 | -8.122e-15% | 3.05%
[18 empty] | 45 | -8.122e-15% | 2.89%
[18 empty] | 46 | -8.122e-15% | 2.73%
[18 empty] | 47 | -8.122e-15% | 2.57%
[18 empty] | 48 | -8.122e-15% | 2.41%
[18 empty] | 49 | -8.122e-15% | 2.25%
[18 empty] | 50 | -8.122e-15% | 2.09%
[18 empty] | 51 | 0 | 0%
Note on Z11: Excludes miscellanous charges

## 2012 CCCT LC
Water-Cooled Combined Cycle from 2011 IRP
[8 empty] | 2012 | 2016 |  |  |  | 2012 | 2016
[6 empty] | 2012 NPV |  | 675152299.9322 | 685966730.3442 |  | 2012 NPV |  | 1479877379.2098 | 1615469229.7607 | 2155029679.142
[6 empty] | Levelized |  | 55749387.7022 | 56642368.2547 |  | Levelized |  | 122197995.5835 | 133394228.8576 | 177947383.2857
[6 empty] | $/kW-Yr |  | 202.725 | 205.9722 |  | $/MWh |  | 57.2577 | 62.5039 | 83.3799
Updated to new tax law
Year | Baseload MWh | Duct Fire MWH | Gen. Capital Recovery | Trans. Capital Recovery | Fixed O&M | Fuel Transport | Miscellanous Charges | Total Fixed Costs |  | Variable O&M | Fuel Cost | Miscellanous Charges | Total Variable Costs |  | Total Cost | 50/50 GDP/CPI Inflator | Fuel Transport Inflator | AECO Prices |  |  | Yr | 30 Yrs | 50 Yrs
2012 NPV |  |  | 448763595.2588 | 23744046.0383 | 68049638.9368 | 126187094.2297 | 8407925.4686 | 675152299.9322 |  | 69539785.7036 | 1348936030.8357 | 61401562.6705 | 1479877379.2098 |  | 2155029679.142
2016 NPV |  |  | 448763595.2588 | 23744046.0383 | 72406732.5025 | 132195729.7607 | 8856626.784 | 685966730.3442 |  | 73992290.6335 | 1474449537.7039 | 67027401.4232 | 1615469229.7607 |  | 2251261538.3481
2013 | 1940160 | 194016 | 44720741.4292 | 2284108.0486 | 4526916.2304 | 9068571 | 588507.8557 | 61188844.564 |  | 4626046.3609 | 80735022.9533 | 3695024.6074 | 89056093.9216 |  | 150244938.4856 | 102.2454 | 125 | 5.2452 | Baseload Size (MW) | 250 | 1 | 12.61% | 11.95%
2014 | 1940160 | 194016 | 49699686.5523 | 2436510.1305 | 4633357.5633 | 9068571 | 593115.3817 | 66431240.6279 |  | 4734818.5395 | 86743100.527 | 3959804.6826 | 95437723.7491 |  | 161868964.377 | 104.6495 | 125 | 5.6355 | Ductfire Size (MW) | 25 | 2 | 14.02% | 12.74%
2015 | 1940160 | 194016 | 48133129.1422 | 2374713.2223 | 4737744.0241 | 9068571 | 597633.9584 | 64911791.3471 |  | 4841490.8484 | 94185302.642 | 4286572.8098 | 103313366.3003 |  | 168225157.6473 | 107.0072 | 125 | 6.119 | Capital Cost w/AFUDC ($2012/kW) | 1261.029 | 3 | 13.58% | 12.42%
2016 | 1940160 | 194016 | 46605161.3732 | 2314997.2302 | 4842592.8014 | 9068571 | 602172.5475 | 63433494.9523 |  | 4948635.5978 | 95691086.5088 | 4356391.6508 | 104996113.7574 |  | 168429608.7097 | 109.3753 | 125 | 6.2168 | Transmission Capital Cost w/AFUDC ($2012/kW) | 18700 | 4 | 13.14% | 12.11%
2017 | 1940160 | 194016 | 45112890.9058 | 2257206.1872 | 4956077.6386 | 9068571 | 607084.9656 | 62001830.6972 |  | 5064605.5189 | 93388719.8343 | 4261749.0946 | 102715074.4478 |  | 164716905.145 | 111.9385 | 125 | 6.0673 | Fixed O&M (2012$/kW/Yr) | 16.1 | 5 | 12.72% | 11.81%
2018 | 1940160 | 194016 | 43653685.5889 | 2201198.1564 | 5072746.9498 | 9975428.1 | 651390.3534 | 61554449.1485 |  | 5183829.6474 | 94077410.8771 | 4296721.3186 | 103557961.8431 |  | 165112410.9917 | 114.5736 | 137.5 | 6.112 | Variable Costs (2012$/MWh) | 2.12 | 6 | 12.31% | 11.51%
2019 | 1940160 | 194016 | 42225063.3306 | 2146839.2931 | 5186328.053 | 9975428.1 | 656306.9386 | 60189965.7153 |  | 5299897.9426 | 97275315.2244 | 4440173.2524 | 107015386.4194 |  | 167205352.1347 | 117.139 | 137.5 | 6.3198 | Fuel Transport (2012$/Dth/D) | 0.428 | 7 | 11.91% | 11.23%
2020 | 1940160 | 194016 | 40824724.2991 | 2094005.5806 | 5293055.2292 | 9975428.1 | 660926.8379 | 58848140.0469 |  | 5408962.2239 | 99274897.5326 | 4531450.2373 | 109215309.9938 |  | 168063450.0407 | 119.5495 | 137.5 | 6.4497 | Fuel Charge (%) | 2.5 | 8 | 11.51% | 10.95%
2021 | 1940160 | 194016 | 39440566.5247 | 2042044.4297 | 5395658.5676 | 9975428.1 | 665368.2286 | 57519065.8506 |  | 5513812.3638 | 101450319.9959 | 4630156.3975 | 111594288.7571 |  | 169113354.6077 | 121.8669 | 137.5 | 6.591 | Heat Rate (Baseload) | 6790 | 9 | 11.12% | 10.68%
2022 | 1940160 | 194016 | 38058764.6125 | 1990210.3169 | 5497572.2053 | 9975428.1 | 669779.7642 | 56191754.9988 |  | 5617957.7 | 105966749.9846 | 4830167.2415 | 116414874.9261 |  | 172606629.9248 | 124.1688 | 137.5 | 6.8844 | Heat Rate (Duct Fire) | 9500 | 10 | 10.73% | 10.41%
2023 | 1940160 | 194016 | 36676962.7002 | 1938376.204 | 5600778.4723 | 9975428.1 | 674247.2539 | 54865792.7304 |  | 5723423.9714 | 112028796.8985 | 5097140.3848 | 122849361.2546 |  | 177715153.985 | 126.4998 | 137.5 | 7.2783 | Forced Outage Rate | 6% | 11 | 10.34% | 10.14%
2024 | 1940160 | 194016 | 35295160.788 | 1886542.0911 | 5708078.4034 | 10972970.91 | 722072.5816 | 54584824.7741 |  | 5833073.5497 | 117857219.6534 | 5354181.7219 | 129044474.925 |  | 183629299.6992 | 128.9233 | 151.25 | 7.6569 | Maintenance Days | 21 | 12 | 9.954% | 9.867%
2025 | 1940160 | 194016 | 33913358.8758 | 1834707.9783 | 5819707.2224 | 10972970.91 | 726904.6583 | 53267649.6447 |  | 5947146.8097 | 118670464.7204 | 5394322.5503 | 130011934.0804 |  | 183279583.7251 | 131.4445 | 151.25 | 7.7097 | After Tax WACC | 7.244% | 13 | 9.565% | 9.596%
2026 | 1940160 | 194016 | 32531556.9636 | 1782873.8654 | 5935069.7328 | 10972970.91 | 731898.3553 | 51954369.8271 |  | 6065035.5212 | 112770139.0422 | 5144018.2013 | 123979192.7647 |  | 175933562.5918 | 134.0501 | 151.25 | 7.3264 | Uncollectibles | 0.266% | 14 | 9.175% | 9.325%
2027 | 1940160 | 194016 | 31149755.0513 | 1731039.7525 | 6055631.4284 | 10972970.91 | 737117.1094 | 50646514.2517 |  | 6188237.2693 | 106897980.2597 | 4895163.0982 | 117981380.6273 |  | 168627894.879 | 136.7732 | 151.25 | 6.9449 | Commission Fees | 0.2% | 15 | 8.785% | 9.054%
2028 | 1940160 | 194016 | 29767953.1391 | 1679205.6397 | 6179818.5734 | 10972970.91 | 742492.7984 | 49342441.0605 |  | 6315143.8567 | 114152856.3773 | 5214698.3261 | 125682698.5601 |  | 175025139.6206 | 139.5781 | 151.25 | 7.4163 | Washington excise tax | 3.863% | 16 | 8.396% | 8.783%
2029 | 1940160 | 194016 | 28386151.2269 | 1627371.5268 | 6308139.2855 | 10972970.91 | 748047.417 | 48042680.3663 |  | 6446274.5278 | 119270898.4105 | 5441919.265 | 131159092.2033 |  | 179201772.5695 | 142.4763 | 151.25 | 7.7488 |  |  | 17 | 8.006% | 8.511%
2030 | 1940160 | 194016 | 27004349.3147 | 1575537.414 | 6438484.441 | 12070268.001 | 801188.367 | 47889827.5376 |  | 6579473.9734 | 124580860.5688 | 5677537.4013 | 136837871.9435 |  | 184727699.481 | 145.4203 | 166.375 | 8.0937 |  |  | 18 | 7.616% | 8.24%
2031 | 1940160 | 194016 | 25622547.4024 | 1523703.3011 | 6572802.6879 | 12070268.001 | 807002.6009 | 46596323.9934 |  | 6716733.513 | 130146680.3428 | 5924406.5956 | 142787820.4514 |  | 189384144.4448 | 148.454 | 166.375 | 8.4553 |  |  | 19 | 7.226% | 7.969%
2032 | 1940160 | 194016 | 24240745.4902 | 1471869.1882 | 6709356.0854 | 12070268.001 | 812913.5878 | 45305152.3527 |  | 6856277.1482 | 135953336.5037 | 6181799.7461 | 148991413.398 |  | 194296565.7507 | 151.5383 | 166.375 | 8.8326 |  |  | 20 | 6.837% | 7.698%
2033 | 1940160 | 194016 | 22939442.19 | 1424375.8999 | 6846749.3307 | 12070268.001 | 818860.9292 | 44099696.3508 |  | 6996679.0223 | 142024247.0193 | 6450668.8256 | 155471594.8672 |  | 199571291.218 | 154.6414 | 166.375 | 9.227 |  |  | 21 | 6.47% | 7.45%
2034 | 1940160 | 194016 | 21803340.3447 | 1385790.9705 | 6987781.4859 | 12070268.001 | 824965.7881 | 43072146.5902 |  | 7140799.4908 | 148364611.8723 | 6731362.7417 | 162236774.1048 |  | 205308920.695 | 157.8268 | 166.375 | 9.6389 |  |  | 22 | 6.149% | 7.248%
2035 | 1940160 | 194016 | 20751935.5462 | 1351773.2629 | 7131549.7441 | 12070268.001 | 831189.0847 | 42136715.6389 |  | 7287715.9775 | 154990867.6558 | 7024553.0497 | 169303136.683 |  | 211439852.3219 | 161.074 | 166.375 | 10.0694 |  |  | 23 | 5.853% | 7.07%
2036 | 1940160 | 194016 | 19700530.7476 | 1317755.5553 | 7277689.3176 | 13277294.8011 | 889763.5975 | 42463034.0192 |  | 7437055.7063 | 161913065.0736 | 7330658.6782 | 176680779.4581 |  | 219143813.4773 | 164.3747 | 183.0125 | 10.5191 |  |  | 24 | 5.556% | 6.892%
2037 | 1940160 | 194016 | 18649125.949 | 1283737.8477 | 7427368.0892 | 13277294.8011 | 896242.7425 | 41533769.4295 |  | 7590012.1343 | 169144421.462 | 7650303.4271 | 184384737.0234 |  | 225918506.4529 | 167.7553 | 183.0125 | 10.9889 |  |  | 25 | 5.26% | 6.714%
2038 | 1940160 | 194016 | 17597721.1504 | 1249720.1401 | 7580538.2593 | 13277294.8011 | 902873.0197 | 40608147.3706 |  | 7746536.4152 | 176698744.4695 | 7984082.8737 | 192429363.7584 |  | 233037511.129 | 171.2149 | 183.0125 | 11.4797 |  |  | 26 | 4.963% | 6.536%
2039 | 1940160 | 194016 | 16546316.3518 | 1215702.4325 | 7737679.5045 | 13277294.8011 | 909675.1928 | 39686668.2828 |  | 7907118.7297 | 184590458.4215 | 8332642.6221 | 200830219.7734 |  | 240516888.0561 | 174.7641 | 183.0125 | 11.9924 |  |  | 27 | 4.667% | 6.358%
2040 | 1940160 | 194016 | 15494911.5532 | 1181684.7249 | 7896777.4034 | 13277294.8011 | 916562.0635 | 38767230.5462 |  | 8069700.5445 | 192834631.8619 | 8696545.8369 | 209600878.2433 |  | 248368108.7895 | 178.3575 | 183.0125 | 12.528 |  |  | 28 | 4.37% | 6.18%
2041 | 1940160 | 194016 | 14443506.7547 | 1147667.0174 | 8059146.5855 | 14605024.2812 | 981063.9643 | 39236408.603 |  | 8235625.2768 | 201447006.3259 | 9076532.0742 | 218759163.6769 |  | 257995572.2799 | 182.0248 | 201.3138 | 13.0876 |  |  | 29 | 4.074% | 6.002%
2042 | 1940160 | 194016 | 13392101.9561 | 1113649.3098 | 8224854.3132 | 14605024.2812 | 988236.9547 | 38323866.8149 |  | 8404961.662 | 210444026.3962 | 9473316.1461 | 228322304.2043 |  | 266646171.0193 | 185.7675 | 201.3138 | 13.6721 |  |  | 30 | 3.777% | 5.825%
2043 | 1940160 | 194016 |  |  | 8393969.2317 | 14605024.2812 | 995557.4322 | 23994550.9451 |  | 8577779.8486 | 219842871.1033 | 9887644.7178 | 238308295.6697 |  | 262302846.6149 | 189.5871 | 201.3138 | 14.2827 |  |  | 31 | 1.814% | 5.647%
2044 | 1940160 | 194016 |  |  | 8566561.398 | 14605024.2812 | 1003028.4293 | 24174614.1085 |  | 8754151.4274 | 229661486.7269 | 10320297.7288 | 248735935.8832 |  | 272910549.9917 | 193.4853 | 201.3138 | 14.9206 |  |  | 32 | -8.122e-15% | 5.469%
2045 | 1940160 | 194016 |  |  | 8742702.3092 | 14605024.2812 | 1010653.0409 | 24358379.6314 |  | 8934149.4614 | 239918621.0629 | 10772089.8777 | 259624860.402 |  | 283983240.0334 | 197.4636 | 201.3138 | 15.587 |  |  | 33 | -8.122e-15% | 5.291%
[21 empty] | 34 | -8.122e-15% | 5.113%
[21 empty] | 35 | -8.122e-15% | 4.935%
[21 empty] | 36 | -8.122e-15% | 4.757%
[21 empty] | 37 | -8.122e-15% | 4.579%
[21 empty] | 38 | -8.122e-15% | 4.401%
[21 empty] | 39 | -8.122e-15% | 4.223%
[21 empty] | 40 | -8.122e-15% | 4.045%
[21 empty] | 41 | -8.122e-15% | 3.867%
[21 empty] | 42 | -8.122e-15% | 3.69%
[21 empty] | 43 | -8.122e-15% | 3.512%
[21 empty] | 44 | -8.122e-15% | 3.334%
[21 empty] | 45 | -8.122e-15% | 3.156%
[21 empty] | 46 | -8.122e-15% | 2.978%
[21 empty] | 47 | -8.122e-15% | 2.8%
[21 empty] | 48 | -8.122e-15% | 2.622%
[21 empty] | 49 | -8.122e-15% | 2.444%
[21 empty] | 50 | -8.122e-15% | 2.266%
[21 empty] | 51 | 0 | 1.089%
Note on AA11: Excludes miscellanous charges
Note on E13: Capital Cost to Remain the same for this calculation for a 2016 plant
Note on F13: Capital Cost to Remain the same for this calculation for a 2016 plant

## 2007 CCCT LC
CCCT from 2007 IRP
[6 empty] | 2007 NPV |  | 405319884.0033 |  | 2007 NPV |  | 1499863329.8905 | 1876659726.6585
[6 empty] | Levelized |  | 34553078.0713 |  | Levelized |  | 127861713.1291 | 159983195.0211
[6 empty] | $/kW-Yr |  | 127.9744 |  | $/MWh |  | 59.1745 | 74.0404
Updated to new tax law
Year | Baseload MWh | Duct Fire MWH | Gen. Capital Recovery | Trans. Wheeling | Fixed O&M | Fuel Transport | Miscellanous Charges | Total Fixed Costs | Variable O&M | Fuel Cost | Miscellanous Charges | Total Variable Costs | Total Cost | 50/50 GDP/CPI Inflator | Fuel Transport Inflator | Stanfield Prices |  |  |  | Yr | 30 Yrs | 50 Yrs
2007 NPV |  |  | 288135906.4892 | 73991745.9388 | 41400143.561 | 0 | 1792088.0143 | 405319884.0033 | 59919044.3737 | 1486542268.7292 | 66941670.8603 | 1613402983.9632 | 2018722867.9665
2003$
2007 | 2000700 | 160056 | 27501784.617 | 4536000 | 2538000 | 0 | 109862.406 | 34685647.023 | 3673285.2 | 101044899.1142 | 4532936.0444 | 109251120.3586 | 143936767.3816 | 100 | 125 | 6.8379 | Baseload Size (MW) | 250 |  | 1 | 12.96% | 14.72%
2008 | 2000700 | 160056 | 30485570.5153 | 4626129.1156 | 2588429.3861 | 0 | 112045.3428 | 37812174.3598 | 3746272.4016 | 95166920.7374 | 4281655.3914 | 103194848.5304 | 141007022.8902 | 101.987 | 125 | 6.4401 | Ductfire Size (MW) | 20 |  | 2 | 14.37% | 14.35%
2009 | 2000700 | 160056 | 29518730.1286 | 4724825.4525 | 2643652.3365 | 0 | 114435.7787 | 37001643.6963 | 3826197.4002 | 89204952.5395 | 4027039.3874 | 97058189.3271 | 134059833.0234 | 104.1628 | 125 | 6.0367 | Capital Cost w/AFUDC ($2007/kW) | 786 |  | 3 | 13.91% | 13.92%
2010 | 2000700 | 160056 | 28575753.2084 | 4829643.7998 | 2702300.6975 | 0 | 116974.4903 | 36224672.196 | 3911080.0466 | 83587134.8697 | 3787535.2291 | 91285750.1453 | 127510422.3414 | 106.4736 | 125 | 5.6565 | Transmission Capital Cost w/AFUDC ($2007/kW) |  |  | 4 | 13.47% | 13.5%
2011 | 2000700 | 160056 | 27654851.1736 | 4946697.4746 | 2767795.0155 | 0 | 119809.5428 | 35489153.2065 | 4005870.9485 | 80250726.2789 | 3647215.3242 | 87903812.5515 | 123392965.758 | 109.0542 | 125 | 5.4307 | Fixed O&M (2007$/kW/Yr) | 9.4 |  | 5 | 13.03% | 13.11%
2012 | 2000700 | 160056 | 26754396.33 | 5074648.8264 | 2839386.8433 | 0 | 122908.5383 | 34791340.538 | 4109486.8671 | 80538933.5157 | 3664176.1731 | 88312596.5559 | 123103937.0939 | 111.875 | 137.5 | 5.4502 | Variable Costs (2007$/MWh) | 1.7 | 3.02 | 6 | 12.61% | 12.74%
2013 | 2000700 | 160056 | 25872853.751 | 5211680.32 | 2916059.2267 | 0 | 126227.4557 | 34126820.7534 | 4220455.9494 | 81655681.5229 | 3717320.3628 | 89593457.835 | 123720278.5884 | 114.896 | 137.5 | 5.5258 | Fuel Transport (2007$/Dth/D) | 0 |  | 7 | 12.19% | 12.38%
2014 | 2000700 | 160056 | 25008801.2659 | 5351727.3225 | 2994418.859 | 0 | 129619.4092 | 33484566.8566 | 4333867.0124 | 84021398.9309 | 3824634.3969 | 92179900.3402 | 125664467.1968 | 117.9834 | 137.5 | 5.6859 | Fuel Charge (%) | 0 |  | 8 | 11.78% | 12.04%
2015 | 2000700 | 160056 | 24154750.7627 | 5494479.1837 | 3074291.9242 | 0 | 133076.8745 | 32856598.7452 | 4449468.4893 | 89457387.7461 | 4064946.0859 | 97971802.3213 | 130828401.0664 | 121.1305 | 137.5 | 6.0538 | Heat Rate (Baseload) | 6722 |  | 9 | 11.38% | 11.71%
2016 | 2000700 | 160056 | 23302156.2022 | 5641148.3666 | 3156356.8242 | 0 | 136629.2178 | 32236290.6109 | 4568242.2412 | 94378537.8633 | 4283109.2704 | 103229889.3749 | 135466179.9858 | 124.3639 | 137.5 | 6.3868 | Heat Rate (Duct Fire) | 8300 |  | 10 | 10.98% | 11.38%
2017 | 2000700 | 160056 | 22449561.6417 | 5793066.7258 | 3241358.7633 | 0 | 140308.6968 | 31624295.8276 | 4691266.8136 | 100659964.5786 | 4560338.7533 | 109911570.1455 | 141535865.973 | 127.7131 | 137.5 | 6.8119 | Forced Outage Rate | 5% |  | 11 | 10.58% | 11.05%
2018 | 2000700 | 160056 | 21596967.0813 | 5951072.9008 | 3329766.9802 | 0 | 144135.6233 | 31021942.5855 | 4819221.3427 | 106854591.0477 | 4834024.3169 | 116507836.7073 | 147529779.2928 | 131.1965 | 151.25 | 7.2311 | Maintenance Days | 14 |  | 12 | 10.18% | 10.72%
2019 | 2000700 | 160056 | 20744372.5208 | 6115912.22 | 3421998.5041 | 0 | 148128.0492 | 30430411.2941 | 4952709.4008 | 112975932.3565 | 5104777.1158 | 123033418.8731 | 153463830.1672 | 134.8305 | 151.25 | 7.6453 | After Tax WACC | 7.57% |  | 13 | 9.775% | 10.39%
2020 | 2000700 | 160056 | 19891777.9603 | 6285618.7781 | 3516953.3639 | 0 | 152238.3603 | 29846588.4626 | 5090138.9838 | 119004123.8903 | 5371668.357 | 129465931.2311 | 159312519.6937 | 138.5718 | 151.25 | 8.0532 | Uncollectibles | 0.266% |  | 14 | 9.373% | 10.05%
2021 | 2000700 | 160056 | 19039183.3998 | 6458372.1419 | 3613612.9842 | 0 | 156422.4652 | 29267590.9912 | 5230035.8918 | 125914743.0297 | 5676864.0452 | 136821642.9666 | 166089233.9579 | 142.3803 | 151.25 | 8.5209 | Commission Fees | 0.2% |  | 15 | 8.971% | 9.723%
2022 | 2000700 | 160056 | 18186588.8394 | 6635777.1441 | 3712875.3068 | 0 | 160719.2334 | 28695960.5238 | 5373699.7297 | 133275865.1139 | 6001723.7134 | 144651288.5571 | 173347249.0808 | 146.2914 | 151.25 | 9.019 | Washington excise tax | 3.863% |  | 16 | 8.57% | 9.392%
2023 | 2000700 | 160056 | 17333994.2789 | 6817555.011 | 3814584.3514 | 0 | 165121.9128 | 28131255.5541 | 5520904.7447 | 141078896.9865 | 6345865.6175 | 152945667.3487 | 181076922.9028 | 150.2988 | 151.25 | 9.5471 |  |  |  | 17 | 8.168% | 9.061%
2024 | 2000700 | 160056 | 16481399.7184 | 7004660.2962 | 3919274.2133 | 0 | 169653.6229 | 27574987.8508 | 5672423.9411 | 149341593.6401 | 6710091.779 | 161724109.3603 | 189299097.2111 | 154.4237 | 166.375 | 10.1062 |  |  |  | 18 | 7.766% | 8.73%
2025 | 2000700 | 160056 | 15628805.158 | 7197160.23 | 4026982.5096 | 0 | 174315.9919 | 27027263.8895 | 5828311.7625 | 158112383.3309 | 7096500.8685 | 171037195.9619 | 198064459.8514 | 158.6676 | 166.375 | 10.6998 |  |  |  | 19 | 7.364% | 8.398%
2026 | 2000700 | 160056 | 14776210.5975 | 7394206.8998 | 4137234.813 | 0 | 179088.4833 | 26486740.7936 | 5987881.5632 | 167362975.36 | 7503838.5436 | 180854695.4668 | 207341436.2604 | 163.0116 | 166.375 | 11.3258 |  |  |  | 20 | 6.963% | 8.067%
2027 | 2000700 | 160056 | 13973430.6674 | 7596676.0376 | 4250521.1163 | 0 | 183992.3076 | 26004620.1289 | 6151842.5172 | 177172588.2923 | 7935564.6365 | 191259995.446 | 217264615.5749 | 167.4752 | 166.375 | 11.9896 |  |  |  | 21 | 6.584% | 7.781%
2028 | 2000700 | 160056 | 13272812.3533 | 7804873.6571 | 4367012.6414 | 0 | 189034.8762 | 25633733.5281 | 6320442.4366 | 187595076.6188 | 8394021.0734 | 202309540.1287 | 227943273.6568 | 172.0651 | 166.375 | 12.6949 |  |  |  | 22 | 6.254% | 7.586%
2029 | 2000700 | 160056 | 12624537.5311 | 8018616.0341 | 4486606.5905 | 0 | 194211.7395 | 25323971.8952 | 6493532.5402 | 198648768.4078 | 8879994.7811 | 214022295.7292 | 239346267.6244 | 176.7772 | 166.375 | 13.443 |  |  |  | 23 | 5.949% | 7.435%
2030 | 2000700 | 160056 | 11976262.7089 | 8238599.2337 | 4609692.4284 | 0 | 199539.7561 | 25024094.1271 | 6671676.5066 | 210375713.3529 | 9395330.3648 | 226442720.2243 | 251466814.3514 | 181.627 | 183.0125 | 14.2365 |  |  |  | 24 | 5.643% | 7.285%
2031 | 2000700 | 160056 | 11327987.8866 | 8465164.6233 | 4736461.1583 | 0 | 205027.1942 | 24734640.8623 | 6855150.7774 | 222794941.6625 | 9940863.5514 | 239590955.9913 | 264325596.8536 | 186.6218 | 183.0125 | 15.077 |  |  |  | 25 | 5.338% | 7.134%
2032 | 2000700 | 160056 | 10679713.0644 | 8700471.1055 | 4868120.7376 | 0 | 210726.3424 | 24459031.2499 | 7045703.6475 | 235947321.2914 | 10518439.0705 | 253511464.0094 | 277970495.2593 | 191.8093 | 183.0125 | 15.967 |  |  |  | 26 | 5.032% | 6.984%
2033 | 2000700 | 160056 | 10031438.2422 | 8944093.8548 | 5004433.4664 | 0 | 216626.9115 | 24196592.4748 | 7242991.09 | 249876132.7756 | 11129915.5148 | 268249039.3804 | 292445631.8551 | 197.1802 | 183.0125 | 16.9096 |  |  |  | 27 | 4.727% | 6.834%
2034 | 2000700 | 160056 | 9383163.42 | 9194175.9249 | 5144360.3389 | 0 | 222683.926 | 23944383.6098 | 7445509.3367 | 264627211.6554 | 11777211.8736 | 283849932.8656 | 307794316.4754 | 202.6935 | 183.0125 | 17.9078 |  |  |  | 28 | 4.421% | 6.683%
2035 | 2000700 | 160056 | 8734888.5977 | 9451706.644 | 5288454.9079 | 0 | 228921.3476 | 23703971.4972 | 7654059.5525 | 280249099.3063 | 12462464.0375 | 300365622.8963 | 324069594.3935 | 208.371 | 221.4451 | 18.965 |  |  |  | 29 | 4.116% | 6.533%
2036 | 2000700 | 160056 | 8086613.7755 | 9716450.8503 | 5436585.5948 | 0 | 235333.4806 | 23474983.7013 | 7868451.3018 | 296793202.6743 | 13187889.0157 | 317849542.9918 | 341324526.6931 | 214.2075 | 201.3138 | 20.0846 |  |  |  | 30 | 3.81% | 6.382%
| 2000700 | 160056 | [6 empty] | 8088848.2072 | 314313963.4408 | 13955850.5078 | 336358662.1559 |  | 220.2075 | 201.3138 | 21.2702 |  |  |  | 31 | 1.829% | 4.963%
| 2000700 | 160056 | [6 empty] | 8315418.4743 | 332869037.1736 | 14768851.5316 | 355953307.1796 |  | 226.3755 | 201.3138 | 22.5259 |  |  |  | 32 | 3.54e-15% | 4.813%
| 2000700 | 160056 | [6 empty] | 8548335.0203 | 352519483.0543 | 15629542.641 | 376697360.7156 |  | 232.7163 | 201.3138 | 23.8557 |  |  |  | 33 | 3.54e-15% | 4.662%
| 2000700 | 160056 | [6 empty] | 8787775.6055 | 373329964.8055 | 16540730.6292 | 398658471.0402 |  | 239.2348 | 294.7435 | 25.264 |  |  |  | 34 | 3.54e-15% | 4.512%
| 2000700 | 160056 | [6 empty] | 9033922.9698 | 395368963.48 | 17505387.7458 | 421908274.1955 |  | 245.9358 | 294.7435 | 26.7554 |  |  |  | 35 | 3.54e-15% | 4.361%
[20 empty] | 36 | 3.54e-15% | 4.211%
[20 empty] | 37 | 3.54e-15% | 4.061%
[20 empty] | 38 | 3.54e-15% | 3.91%
[10 empty] | 2009 NPV |  | 1595220720.3974 | [7 empty] | 39 | 3.54e-15% | 3.76%
[10 empty] | Levelized |  | 135990826.6735 | [7 empty] | 40 | 3.54e-15% | 3.609%
[10 empty] | $/MWh |  | 62.9367 | [7 empty] | 41 | 3.54e-15% | 3.459%
[20 empty] | 42 | 3.54e-15% | 3.308%
[10 empty] | 2010 NPV |  | 1661115402.217 | [7 empty] | 43 | 3.54e-15% | 3.158%
[10 empty] | Levelized |  | 141608276.4342 | [7 empty] | 44 | 3.54e-15% | 3.007%
[10 empty] | $/MWh |  | 65.5364 | [7 empty] | 45 | 3.54e-15% | 2.857%
[20 empty] | 46 | 3.54e-15% | 2.707%
[10 empty] | 2011 NPV |  | 1740230660.7281 | [7 empty] | 47 | 3.54e-15% | 2.556%
[10 empty] | Levelized |  | 148352765.9395 | [7 empty] | 48 | 3.54e-15% | 2.406%
[10 empty] | $/MWh |  | 68.6578 | [7 empty] | 49 | 3.54e-15% | 2.255%
[20 empty] | 50 | 3.54e-15% | 2.105%
[10 empty] | 2012 NPV |  | 1831321141.189
[10 empty] | Levelized |  | 156118130.0559
[10 empty] | $/MWh |  | 72.2516
Note on H11: James Gall: Assumed cost was embedded in to the fuel price at Stanfied
Note on AA11: Excludes miscellanous charges

## 2004 CCCT LC
CCCT from 2003 IRP
[6 empty] | 2004 NPV |  | 442989264.0487 |  | 2004 NPV |  | 989064971.401 | 1432054235.4497
[6 empty] | Levelized |  | 35162512.9196 |  | Levelized |  | 78507568.1459 | 113670081.0655
[6 empty] | $/kW-Yr |  | 125.5804 |  | $/MWh |  | 35.4396 | 51.3126
Updated to new tax law
Year | Baseload MWh | Duct Fire MWH | Gen. Capital Recovery | Trans. Capital Recovery | Fixed O&M | Fuel Transport | Miscellanous Charges | Total Fixed Costs | Variable O&M | Fuel Cost | Miscellanous Charges | Total Variable Costs | Total Cost | 50/50 GDP/CPI Inflator | Fuel Transport Inflator | AECO Prices | HH Prices (2003 $) |  |  |  | Yr | 30 Yrs | 50 Yrs
2004 NPV |  |  | 292575267.655 | 0 | 144173172.285 | 0 | 6240824.1087 | 442989264.0487 | 122838204.4454 | 825189492.0571 | 41037274.8985 | 989064971.401 | 1432054235.4497
2000$
2004 | 2057016 | 158232 | 29781865.6465 | 0 | 8236651.7898 | 0 | 356539.946 | 38375057.3824 | 7017779.3862 | 49133172.132 | 2430606.2384 | 58581557.7566 | 96956615.139 | 102.5 | 0 | 3.1946 | 3.6446 | Baseload Size (MW) | 260 |  | 1 | 13.7% | 13.8%
2005 | 2057016 | 158232 | 28940768.0081 | 0 | 8442568.0846 | 0 | 365453.4447 | 37748789.5374 | 7193223.8709 | 50876480.1379 | 2513663.2774 | 60583367.2862 | 98332156.8235 | 105.0625 | 0 | 3.3079 | 3.6773 | Ductfire Size (MW) | 20 |  | 2 | 13.32% | 13.43%
2006 | 2057016 | 158232 | 28034943.9163 | 0 | 8653632.2867 | 0 | 374589.7808 | 37063165.9838 | 7373054.4676 | 51426633.725 | 2545262.1028 | 61344950.2954 | 98408116.2793 | 107.6891 | 0 | 3.3437 | 3.6326 | Capital Cost w/AFUDC ($2012/kW) | 757.2156 | 686 | 3 | 12.9% | 13%
2007 | 2057016 | 158232 | 27151306.5422 | 0 | 8869973.0939 | 0 | 383954.5253 | 36405234.1614 | 7557380.8293 | 51852417.3281 | 2571671.9328 | 61981470.0902 | 98386704.2517 | 110.3813 | 0 | 3.3714 | 3.5807 | Transmission Capital Cost w/AFUDC ($2012/kW) |  |  | 4 | 12.49% | 12.59%
2008 | 2057016 | 158232 | 26288192.9271 | 0 | 9091722.4212 | 0 | 393553.3884 | 35773468.7368 | 7746315.3501 | 53285956.9615 | 2641903.9715 | 63674176.2831 | 99447645.0199 | 113.1408 | 0 | 3.4646 | 3.5887 | Fixed O&M (2004$/kW/Yr) | 28.6991 | 26 | 5 | 12.1% | 12.2%
2009 | 2057016 | 158232 | 25444089.7344 | 0 | 9319015.4817 | 0 | 403392.2232 | 35166497.4393 | 7939973.2338 | 54829820.832 | 2717116.0757 | 65486910.1415 | 100653407.5808 | 115.9693 | 0 | 3.565 | 3.6009 | Variable Costs (2004$/MWh) | 3.0907 | 2.8 | 6 | 11.71% | 11.83%
2010 | 2057016 | 158232 | 24617569.9777 | 0 | 9551990.8688 | 0 | 413477.0287 | 34583037.8753 | 8138472.5647 | 56054903.5694 | 2778738.6727 | 66972114.8068 | 101555152.682 | 118.8686 | 0 | 3.6446 | 3.5928 | Fuel Transport (2004$/Dth/D) |  |  | 7 | 11.33% | 11.47%
2011 | 2057016 | 158232 | 23807311.3289 | 0 | 9790790.6405 | 0 | 423813.9545 | 34021915.9238 | 8341934.3788 | 57092156.359 | 2832445.4858 | 68266536.2236 | 102288452.1474 | 121.8403 | 0 | 3.7121 | 3.5728 | Fuel Charge (%) |  |  | 8 | 10.95% | 11.13%
2012 | 2057016 | 158232 | 23006367.6995 | 0 | 10035560.4065 | 0 | 434409.3033 | 33476337.4094 | 8550482.7382 | 57868272.3796 | 2875068.6528 | 69293823.7706 | 102770161.18 | 124.8863 | 0 | 3.7625 | 3.5381 | Heat Rate (Baseload) | 6800 |  | 9 | 10.59% | 10.79%
2013 | 2057016 | 158232 | 22206780.9826 | 0 | 10286449.4167 | 0 | 445269.5359 | 32938499.9351 | 8764244.8067 | 58698732.1375 | 2920269.883 | 70383246.8272 | 103321746.7624 | 128.0085 | 0 | 3.8165 | 3.506 | Heat Rate (Duct Fire) | 8800 |  | 10 | 10.22% | 10.46%
2014 | 2057016 | 158232 | 21407194.2656 | 0 | 10543610.6521 | 0 | 456401.2743 | 32407206.192 | 8983350.9269 | 59634627.335 | 2970266.425 | 71588244.6869 | 103995450.8788 | 131.2087 | 0 | 3.8774 | 3.479 | Forced Outage Rate | 5% |  | 11 | 9.851% | 10.12%
2015 | 2057016 | 158232 | 20607607.5486 | 0 | 10807200.9184 | 0 | 467811.3062 | 31882619.7731 | 9207934.7 | 60604174.0232 | 3021956.7503 | 72834065.4736 | 104716685.2467 | 134.4889 | 0 | 3.9404 | 3.4532 | Maintenance Days | 18 |  | 12 | 9.483% | 9.789%
2016 | 2057016 | 158232 | 19808020.8316 | 0 | 11077380.9414 | 0 | 479506.5888 | 31364908.3618 | 9438133.0675 | 61645256.4649 | 3076986.6827 | 74160376.2151 | 105525284.5769 | 137.8511 | 0 | 4.0081 | 3.4303 | After Tax WACC | 6.85% |  | 13 | 9.115% | 9.456%
2017 | 2057016 | 158232 | 19008434.1146 | 0 | 11354315.4649 | 0 | 491494.2535 | 30854243.833 | 9674086.3942 | 62764120.5415 | 3135632.6636 | 75573839.5993 | 106428083.4324 | 141.2974 | 0 | 4.0809 | 3.4103 | Uncollectibles | 0.266% |  | 14 | 8.747% | 9.122%
2018 | 2057016 | 158232 | 18208847.3976 | 0 | 11638173.3515 | 0 | 503781.6099 | 30350802.359 | 9915938.5541 | 63900399.5366 | 3195287.8269 | 77011625.9176 | 107362428.2767 | 144.8298 | 0 | 4.1547 | 3.3904 | Commission Fees | 0.2% |  | 15 | 8.379% | 8.788%
2019 | 2057016 | 158232 | 17409260.6806 | 0 | 11929127.6853 | 0 | 516376.1501 | 29854764.5161 | 10163837.0179 | 65141508.827 | 3259742.5056 | 78565088.3506 | 108419852.8666 | 148.4506 | 0 | 4.2354 | 3.3744 | Washington excise tax | 3.863% |  | 16 | 8.011% | 8.454%
2020 | 2057016 | 158232 | 16609673.9637 | 0 | 12227355.8774 | 0 | 529285.5539 | 29366315.395 | 10417932.9434 | 66545532.6705 | 3331517.536 | 80294983.1499 | 109661298.5449 | 152.1618 | 0 | 4.3267 | 3.3646 |  |  |  | 17 | 7.643% | 8.12%
2021 | 2057016 | 158232 | 15810087.2467 | 0 | 12533039.7744 | 0 | 542517.6927 | 28885644.7138 | 10678381.267 | 68090207.1723 | 3409655.8878 | 82178244.327 | 111063889.0408 | 155.9659 | 0 | 4.4271 | 3.3595 |  |  |  | 18 | 7.275% | 7.786%
2022 | 2057016 | 158232 | 15010500.5297 | 0 | 12846365.7687 | 0 | 556080.635 | 28412946.9335 | 10945340.7986 | 69866424.6907 | 3498098.8927 | 84309864.382 | 112722811.3155 | 159.865 | 0 | 4.5426 | 3.3626 |  |  |  | 19 | 6.907% | 7.452%
2023 | 2057016 | 158232 | 14210913.8127 | 0 | 13167524.913 | 0 | 569982.6509 | 27948421.3766 | 11218974.3186 | 71783148.7133 | 3592912.8997 | 86595035.9316 | 114543457.3081 | 163.8616 | 0 | 4.6673 | 3.3695 |  |  |  | 20 | 6.539% | 7.118%
2024 | 2057016 | 158232 | 13457514.1534 | 0 | 13496713.0358 | 0 | 584232.2172 | 27538459.4064 | 11499448.6766 | 73903255.4254 | 3696826.8525 | 89099530.9544 | 116637990.3608 | 167.9582 | 0 | 4.8051 | 3.3824 |  |  |  | 21 | 6.192% | 6.827%
2025 | 2057016 | 158232 | 12799088.3171 | 0 | 13834130.8617 | 0 | 598838.0226 | 27232057.2014 | 11786934.8935 | 76140472.8184 | 3806113.6976 | 91733521.4095 | 118965578.6109 | 172.1571 | 0 | 4.9506 | 3.3975 |  |  |  | 22 | 5.889% | 6.622%
2026 | 2057016 | 158232 | 12189445.6684 | 0 | 14179984.1332 | 0 | 613808.9732 | 26983238.7748 | 12081608.2658 | 78566925.6725 | 3923903.0886 | 94572437.0269 | 121555675.8017 | 176.4611 | 0 | 5.1083 | 3.4172 |  |  |  | 23 | 5.609% | 6.459%
2027 | 2057016 | 158232 | 11579803.0197 | 0 | 14534483.7366 | 0 | 629154.1975 | 26743440.9538 | 12383648.4725 | 81132701.6532 | 4048042.2479 | 97564392.3736 | 124307833.3273 | 180.8726 | 0 | 5.2752 | 3.4394 |  |  |  | 24 | 5.328% | 6.297%
2028 | 2057016 | 158232 | 10970160.371 | 0 | 14897845.83 | 0 | 644883.0524 | 26512889.2534 | 12693239.6843 | 84148575.1329 | 4191991.638 | 101033806.4552 | 127546695.7086 | 185.3944 | 0 | 5.4712 | 3.4749 |  |  |  | 25 | 5.048% | 6.134%
2029 | 2057016 | 158232 | 10360517.7224 | 0 | 15270291.9757 | 0 | 661005.1288 | 26291814.8268 | 13010570.6764 | 87276554.9847 | 4341128.8085 | 104628254.4696 | 130920069.2964 | 190.0293 | 0 | 5.6746 |  |  |  |  | 26 | 4.767% | 5.972%
2030 | 2057016 | 158232 | 9750875.0737 | 0 | 15652049.2751 | 0 | 677530.257 | 26080454.6057 | 13335834.9433 | 90520808.4388 | 4495642.5221 | 108352285.9042 | 134432740.5099 | 194.78 | 0 | 5.8856 |  |  |  |  | 27 | 4.487% | 5.809%
2031 | 2057016 | 158232 | 9141232.425 | 0 | 16043350.507 | 0 | 694468.5134 | 25879051.4454 | 13669230.8169 | 93885657.6299 | 4655728.4562 | 112210616.903 | 138089668.3484 | 199.6495 | 0 | 6.1043 |  |  |  |  | 28 | 4.206% | 5.647%
2032 | 2057016 | 158232 | 8531589.7763 | 0 | 16444434.2697 | 0 | 711830.2262 | 25687854.2722 | 14010961.5873 | 97375585.3557 | 4821589.4575 | 116208136.4006 | 141895990.6727 | 204.6407 | 0 | 6.3313 |  |  |  |  | 29 | 3.926% | 5.484%
2033 | 2057016 | 158232 | 7921947.1276 | 0 | 16855545.1264 | 0 | 729625.9819 | 25507118.2359 | 14361235.627 | 100995241.0489 | 4993435.8059 | 120349912.4818 | 145857030.7177 | 209.7568 | 0 | 6.5666 |  |  |  |  | 30 | 3.645% | 5.322%
[21 empty] | 31 | -8.122e-15% | 5.159%
[21 empty] | 32 | -8.122e-15% | 4.997%
[21 empty] | 33 | -8.122e-15% | 4.834%
[21 empty] | 34 | -8.122e-15% | 4.672%
[21 empty] | 35 | -8.122e-15% | 4.509%
[21 empty] | 36 | -8.122e-15% | 4.347%
[21 empty] | 37 | -8.122e-15% | 4.184%
[21 empty] | 38 | -8.122e-15% | 4.022%
[21 empty] | 39 | -8.122e-15% | 3.859%
[21 empty] | 40 | -8.122e-15% | 3.697%
[21 empty] | 41 | -8.122e-15% | 3.534%
[21 empty] | 42 | -8.122e-15% | 3.372%
[21 empty] | 43 | -8.122e-15% | 3.209%
[21 empty] | 44 | -8.122e-15% | 3.047%
[21 empty] | 45 | -8.122e-15% | 2.884%
[21 empty] | 46 | -8.122e-15% | 2.722%
[21 empty] | 47 | -8.122e-15% | 2.559%
[21 empty] | 48 | -8.122e-15% | 2.397%
[21 empty] | 49 | -8.122e-15% | 2.234%
[21 empty] | 50 | -8.122e-15% | 2.072%
Note on F11: James Gall: Assumes built into capital charge
Note on H11: James Gall: Assumed in fixed o&m
Note on AA11: Excludes miscellanous charges
Note on X21: James Gall: Assumed in fixed O&M
Note on X23: James Gall: estimated- average heat rate is 6,946

## 2001 CCCT LC
2001 IRP
Page 33 | [7 empty] | 36 | -8.367e-15% | 4.442%
Table D-1 | [7 empty] | 37 | -8.367e-15% | 4.277%
[8 empty] | 38 | -8.367e-15% | 4.112%
[8 empty] | 39 | -8.367e-15% | 3.947%
250 MW CC - West & A2-15 Block 2 Base | [7 empty] | 40 | -8.367e-15% | 3.782%
Levelized | 1999$ Nominal | 2011$ Nominal | VC Share |  | Fixed Cost $/MWh | Variable Cost $/MWh | Total $/MWh | 41 | -8.367e-15% | 3.617%
Capital | 13.23 | 13.8998 | 0% |  | 13.0658 | 0 | 13.0658 | 42 | -8.367e-15% | 3.452%
O&M | 3.75 | 3.9398 | 50.54% |  | 1.9486 | 1.9913 | 3.9398 | 43 | -8.367e-15% | 3.287%
Fuel | 24.24 | 25.4671 | 89.9% |  | 2.5717 | 22.8954 | 25.4671 | 44 | -8.367e-15% | 3.122%
Total | 41.22 | 43.3068 |  |  | 17.5861 | 24.8867 | 42.4728 | 45 | -8.367e-15% | 2.958%
|  |  |  | $/kW-yr | 141.7299 |  |  | 46 | -8.367e-15% | 2.793%
[8 empty] | 47 | -8.367e-15% | 2.628%
Inflation | 2.5% | [6 empty] | 48 | -8.367e-15% | 2.463%
Availability | 92%
Note on D7: James Gall: Uses 2011 IRP Spit as split was not identified in 2001 IRP
Note on F8: Gall, James: Discounted by 6% as an estimate for tax savings from the change from 35% to 21%, this is estimated by using the levelized change in capital revenue requirements from other project years
Note on A14: James Gall: From CS2 Analysis

## 1999 CCCT LC
1997 IRP
Page 131 | [7 empty] | 36 | -8.367e-15% | 4.442%
Table ES-1 | [7 empty] | 37 | -8.367e-15% | 4.277%
[8 empty] | 38 | -8.367e-15% | 4.112%
[8 empty] | 39 | -8.367e-15% | 3.947%
Capital '95 | 754
Fixed & Variable O&M | 25.49 |  |  |  |  | Total Variable ($/MWh) | 30.4707
First Year Fuel Cost ($/MWh) | 16.78 |  |  |  |  | Total Fixed ($/kW-yr) | 149.4802
$/MWh (Real '95) | 31
$/MWh Nominal $ | 44.7
Discount Rate | 8.51%
Inflation | 2.5%
Availability | 88%
| 1995$ | Adjusted to 1999
Non Fuel $/MWH | 20.5282 | 22.6593
Estimated Variable O&M from 2001 plant | 2.0508 | 2.2637
Estimated Fixed Costs (capital/O&M) $/kW-Yr | 135.4217 | 149.4802
[8 empty] | 47 | -8.367e-15% | 2.628%
|  |  |  | Fuel Costs |  |  |  | 48 | -8.367e-15% | 2.463%
|  |  |  | 1999$ | 1995$
|  |  | NPV | 336.8777 | 288.6855
|  |  | Levelized Fuel | 31.3753 | 26.8869
|  |  | Adjustment for transport | 28.207 | 24.1718
| 1995$ | Nominal | Inflation Index | Fuel Cost/ MWh
1995 | 2.16 | 2.16 | 100 | 16.78
1996 | 2.1902 | 2.245 | 102.5 | 17.4403
1997 | 2.2209 | 2.3333 | 105.0625 | 18.1266
1998 | 2.252 | 2.4252 | 107.6891 | 18.8398
1999 | 2.2835 | 2.5206 | 110.3813 | 19.5812
2000 | 2.3155 | 2.6198 | 113.1408 | 20.3517
2001 | 2.3479 | 2.7229 | 115.9693 | 21.1526
2002 | 2.3808 | 2.83 | 118.8686 | 21.9849
2003 | 2.4141 | 2.9414 | 121.8403 | 22.85
2004 | 2.4479 | 3.0571 | 124.8863 | 23.7492
2005 | 2.4822 | 3.1774 | 128.0085 | 24.6837
2006 | 2.5169 | 3.3024 | 131.2087 | 25.655
2007 | 2.5522 | 3.4324 | 134.4889 | 26.6645
2008 | 2.5879 | 3.5674 | 137.8511 | 27.7138
2009 | 2.6241 | 3.7078 | 141.2974 | 28.8043
2010 | 2.6609 | 3.8537 | 144.8298 | 29.9378
2011 | 2.6981 | 4.0054 | 148.4506 | 31.1158
2012 | 2.7359 | 4.163 | 152.1618 | 32.3402
2013 | 2.7742 | 4.3268 | 155.9659 | 33.6128
2014 | 2.813 | 4.4971 | 159.865 | 34.9355
2015 | 2.8524 | 4.674 | 163.8616 | 36.3102
2016 | 2.8923 | 4.8579 | 167.9582 | 37.739
2017 | 2.9328 | 5.0491 | 172.1571 | 39.224
2018 | 2.9739 | 5.2478 | 176.4611 | 40.7675
2019 | 3.0155 | 5.4543 | 180.8726 | 42.3717
2020 | 3.0578 | 5.6689 | 185.3944 | 44.039
2021 | 3.1006 | 5.892 | 190.0293 | 45.7719
2022 | 3.144 | 6.1238 | 194.78 | 47.5731
2023 | 3.188 | 6.3648 | 199.6495 | 49.4451
2024 | 3.2326 | 6.6153 | 204.6407 | 51.3907
2025 | 3.2779 | 6.8756 | 209.7568 | 53.413
2026 | 3.3238 | 7.1461 | 215.0007 | 55.5148
2027 | 3.3703 | 7.4273 | 220.3757 | 57.6993
2028 | 3.4175 | 7.7196 | 225.8851 | 59.9697
Note on A12: James Gall: From CS2 Analysis
Note on A19: James Gall: IRP indicates no transmission cost are estimated, using bpa rate as what happens later with CS2
Note on B19: Adjustment was made to reduce capital portion of this cost by 6% as the estimate of savings from the tax law change from 35% to 21%
Note on D26: James Gall: uses same factor as 2001 plant

## Palouse Wind Integration Costs
2007 Wind Integration Study Costs (100MW)
Integration Study | Mid-C | Cost
Low | 30.67 | 181.9
Mid | 61.35 | 349.8077
High | 122.69 | 920.56
Quadratic Fit: y=a+bx+cx^2
Coefficient Data:
a = | 92.3955
b = | 1.6412
c = | 0.04164
2014 Avg Mid C Hourly Price | 28.8348 | 174.3407
105 MW Adjustment |  | 183.0578
| Mid-C | Integration Cost
Quadratic Fit | 5 | 101.6425
| 15 | 126.3825
| 25 | 159.4507
| 35 | 200.8469
| 45 | 250.5712
| 55 | 308.6235
| 65 | 375.004
| 75 | 449.7125
| 85 | 532.7491
| 95 | 624.1138
| 105 | 723.8065
| 115 | 831.8274
| 125 | 948.1763
| 135 | 1072.8533

## LF_4
Little Falls 4
Capital Investment | 990272
After Tax WACC | 8.272%
|  |  | 30 Yr Levelized | 106904.6717
|  |  | Annual Energy | 2368
|  |  | $/MWh | 45.1456
Year | Recovery Factor | Annual Revenue Requirement | Change in O&M | Total Cost
1 | 13.81% | 136768.7792 |  | 136768.7792
2 | 13.47% | 133353.3694 |  | 133353.3694
3 | 13.09% | 129615.4779 |  | 129615.4779
4 | 12.72% | 125992.2392 |  | 125992.2392
5 | 12.37% | 122475.0626 |  | 122475.0626
6 | 12.02% | 119056.1284 |  | 119056.1284
7 | 11.69% | 115728.0574 |  | 115728.0574
8 | 11.36% | 112484.021 |  | 112484.021
9 | 11.04% | 109287.2335 |  | 109287.2335
10 | 10.71% | 106097.2745 |  | 106097.2745
11 | 10.39% | 102907.3155 |  | 102907.3155
12 | 10.07% | 99717.3565 |  | 99717.3565
13 | 9.748% | 96527.3975 |  | 96527.3975
14 | 9.425% | 93337.4385 |  | 93337.4385
15 | 9.103% | 90147.4794 |  | 90147.4794
16 | 8.781% | 86957.5204 |  | 86957.5204
17 | 8.459% | 83767.5614 |  | 83767.5614
18 | 8.137% | 80577.6024 |  | 80577.6024
19 | 7.815% | 77387.6434 |  | 77387.6434
20 | 7.493% | 74197.6844 |  | 74197.6844
21 | 7.195% | 71253.5516 |  | 71253.5516
22 | 6.948% | 68800.7407 |  | 68800.7407
23 | 6.725% | 66593.4256 |  | 66593.4256
24 | 6.502% | 64386.1105 |  | 64386.1105
25 | 6.279% | 62178.7954 |  | 62178.7954
26 | 6.056% | 59971.4803 |  | 59971.4803
27 | 5.833% | 57764.1652 |  | 57764.1652
28 | 5.61% | 55556.8501 |  | 55556.8501
29 | 5.387% | 53349.535 |  | 53349.535
30 | 5.164% | 51142.22 |  | 51142.22
31 | 4.942% | 48934.9049 |  | 48934.9049
32 | 4.719% | 46727.5898 |  | 46727.5898
33 | 4.496% | 44520.2747 |  | 44520.2747
34 | 4.273% | 42312.9596 |  | 42312.9596
35 | 4.05% | 40105.6445 |  | 40105.6445
36 | 3.827% | 37898.3294 |  | 37898.3294
37 | 3.604% | 35691.0143 |  | 35691.0143
38 | 3.381% | 33483.6992 |  | 33483.6992
39 | 3.158% | 31276.3841 |  | 31276.3841
40 | 2.935% | 29069.069 |  | 29069.069
41 | 2.713% | 26861.7539 |  | 26861.7539
42 | 2.49% | 24654.4388 |  | 24654.4388
6.1855e-17
6.1855e-17
6.1855e-17
6.1855e-17
6.1855e-17
6.1855e-17
6.1855e-17
6.1855e-17
6.1855e-17
6.1855e-17
6.1855e-17
6.1855e-17
6.1855e-17
6.1855e-17
6.1855e-17
6.1855e-17
6.1855e-17
6.1855e-17
6.1855e-17
6.1855e-17
6.1855e-17
6.1855e-17
6.1855e-17
6.1855e-17
6.1855e-17
6.1855e-17
6.1855e-17
6.1855e-17
6.1855e-17
6.1855e-17
6.1855e-17
6.1855e-17
6.1855e-17
6.1855e-17

## LL_3
Long Lake 3
Capital Investment | 813955
After Tax WACC | 8.272%
|  |  | 30 Yr Levelized | 87920.207
|  |  | Annual Energy | 12759
|  |  | $/MWh | 6.8908
Year | Recovery Factor | Annual Revenue Requirement | Change in O&M | Total Cost
1 | 13.87% | 112867.237 |  | 112867.237
2 | 13.52% | 110015.6864 |  | 110015.6864
3 | 13.13% | 106899.0717 |  | 106899.0717
4 | 12.76% | 103876.6959 |  | 103876.6959
5 | 12.4% | 100941.498 |  | 100941.498
6 | 12.05% | 98087.0504 |  | 98087.0504
7 | 11.71% | 95307.288 |  | 95307.288
8 | 11.38% | 92596.5979 |  | 92596.5979
9 | 11.05% | 89924.7441 |  | 89924.7441
10 | 10.72% | 87258.503 |  | 87258.503
11 | 10.39% | 84592.2618 |  | 84592.2618
12 | 10.07% | 81926.0207 |  | 81926.0207
13 | 9.738% | 79259.7795 |  | 79259.7795
14 | 9.41% | 76593.5384 |  | 76593.5384
15 | 9.082% | 73927.2973 |  | 73927.2973
16 | 8.755% | 71261.0561 |  | 71261.0561
17 | 8.427% | 68594.815 |  | 68594.815
18 | 8.1% | 65928.5738 |  | 65928.5738
19 | 7.772% | 63262.3327 |  | 63262.3327
20 | 7.445% | 60596.0916 |  | 60596.0916
21 | 7.142% | 58131.9075 |  | 58131.9075
22 | 6.889% | 56071.566 |  | 56071.566
23 | 6.66% | 54213.0099 |  | 54213.0099
24 | 6.432% | 52354.4539 |  | 52354.4539
25 | 6.204% | 50495.8978 |  | 50495.8978
26 | 5.975% | 48637.3418 |  | 48637.3418
27 | 5.747% | 46778.7857 |  | 46778.7857
28 | 5.519% | 44920.2297 |  | 44920.2297
29 | 5.29% | 43061.6736 |  | 43061.6736
30 | 5.062% | 41203.1176 |  | 41203.1176
31 | 4.834% | 39344.5615 |  | 39344.5615
32 | 4.605% | 37486.0055 |  | 37486.0055
33 | 4.377% | 35627.4495 |  | 35627.4495
34 | 4.149% | 33768.8934 |  | 33768.8934
35 | 3.92% | 31910.3374 |  | 31910.3374
36 | 3.692% | 30051.7813 |  | 30051.7813
37 | 3.464% | 28193.2253 |  | 28193.2253
38 | 3.235% | 26334.6692 |  | 26334.6692
39 | 3.007% | 24476.1132 |  | 24476.1132
40 | 2.779% | 22617.5571 |  | 22617.5571
41 | 2.55% | 20759.0011 |  | 20759.0011
42 | -1.102e-14% | -8.9672e-11 |  | -8.9672e-11
-1.1017e-16
-1.1017e-16
-1.1017e-16
-1.1017e-16
-1.1017e-16
-1.1017e-16
-1.1017e-16
-1.1017e-16
-1.1017e-16
-1.1017e-16
-1.1017e-16
-1.1017e-16
-1.1017e-16
-1.1017e-16
-1.1017e-16
-1.1017e-16
-1.1017e-16
-1.1017e-16
-1.1017e-16
-1.1017e-16
-1.1017e-16
-1.1017e-16
-1.1017e-16
-1.1017e-16
-1.1017e-16
-1.1017e-16
-1.1017e-16
-1.1017e-16
-1.1017e-16
-1.1017e-16
-1.1017e-16
-1.1017e-16
-1.1017e-16
-1.1017e-16

## CG_3
Cabinet Gorge 3
Capital Investment | 7634067
After Tax WACC | 8.272%
|  |  | 30 Yr Levelized | 821398.2452
|  |  | Annual Energy | 24556
|  |  | $/MWh | 33.45
Year | Recovery Factor | Annual Revenue Requirement | Change in O&M | Total Cost
1 | 13.49% | 1029637.935 |  | 1029637.935
2 | 13.17% | 1005739.237 |  | 1005739.237
3 | 12.83% | 979354.5082 |  | 979354.5082
4 | 12.49% | 953853.6449 |  | 953853.6449
5 | 12.17% | 929170.4208 |  | 929170.4208
6 | 11.86% | 905244.553 |  | 905244.553
7 | 11.55% | 882019.155 |  | 882019.155
8 | 11.26% | 859441.5853 |  | 859441.5853
9 | 10.97% | 837228.2599 |  | 837228.2599
10 | 10.68% | 815067.5759 |  | 815067.5759
11 | 10.39% | 792906.8918 |  | 792906.8918
12 | 10.1% | 770746.2078 |  | 770746.2078
13 | 9.806% | 748585.5237 |  | 748585.5237
14 | 9.516% | 726424.8396 |  | 726424.8396
15 | 9.225% | 704264.1556 |  | 704264.1556
16 | 8.935% | 682103.4715 |  | 682103.4715
17 | 8.645% | 659942.7875 |  | 659942.7875
18 | 8.354% | 637782.1034 |  | 637782.1034
19 | 8.064% | 615621.4194 |  | 615621.4194
20 | 7.774% | 593460.7353 |  | 593460.7353
21 | 7.508% | 573195.1402 |  | 573195.1402
22 | 7.293% | 556717.176 |  | 556717.176
23 | 7.101% | 542131.7536 |  | 542131.7536
24 | 6.91% | 527546.3312 |  | 527546.3312
25 | 6.719% | 512960.9088 |  | 512960.9088
26 | 6.528% | 498375.4864 |  | 498375.4864
27 | 6.337% | 483790.0641 |  | 483790.0641
28 | 6.146% | 469204.6417 |  | 469204.6417
29 | 5.955% | 454619.2193 |  | 454619.2193
30 | 5.764% | 440033.7969 |  | 440033.7969
31 | 5.573% | 425448.3745 |  | 425448.3745
32 | 5.382% | 410862.9521 |  | 410862.9521
33 | 5.191% | 396277.5297 |  | 396277.5297
34 | 5% | 381692.1073 |  | 381692.1073
35 | 4.809% | 367106.6849 |  | 367106.6849
36 | 4.618% | 352521.2625 |  | 352521.2625
37 | 4.427% | 337935.8401 |  | 337935.8401
38 | 4.236% | 323350.4177 |  | 323350.4177
39 | 4.045% | 308764.9953 |  | 308764.9953
40 | 3.854% | 294179.5729 |  | 294179.5729
41 | 3.662% | 279594.1505 |  | 279594.1505
42 | 3.471% | 265008.7281 |  | 265008.7281
43 | 3.28% | 250423.3058 |  | 250423.3058
44 | 3.089% | 235837.8834 |  | 235837.8834
45 | 2.898% | 221252.461 |  | 221252.461
46 | 2.707% | 206667.0386 |  | 206667.0386
47 | 2.516% | 192081.6162 |  | 192081.6162
48 | 2.325% | 177496.1938 |  | 177496.1938
49 | 2.134% | 162910.7714 |  | 162910.7714
6.8437e-18
6.8437e-18
6.8437e-18
6.8437e-18
6.8437e-18
6.8437e-18
6.8437e-18
6.8437e-18
6.8437e-18
6.8437e-18
6.8437e-18
6.8437e-18
6.8437e-18
6.8437e-18
6.8437e-18
6.8437e-18
6.8437e-18
6.8437e-18
6.8437e-18
6.8437e-18
6.8437e-18
6.8437e-18
6.8437e-18
6.8437e-18
6.8437e-18
6.8437e-18
6.8437e-18

## CG_2
Cabinet Gorge 2
Capital Investment | 5705640
After Tax WACC | 8.811%
|  |  | 30 Yr Levelized | 635250.9251
|  |  | Annual Energy | 28359
|  |  | $/MWh | 22.4003
Year | Recovery Factor | Annual Revenue Requirement | Change in O&M | Total Cost
1 | 14.16% | 807809.5445 | 0 | 807809.5445
2 | 13.83% | 788877.3244 | -65600 | 723277.3244
3 | 13.46% | 767967.9898 | 0 | 767967.9898
4 | 13.11% | 747761.5841 | 0 | 747761.5841
5 | 12.76% | 728205.4385 | 0 | 728205.4385
6 | 12.43% | 709251.6106 | 0 | 709251.6106
7 | 12.11% | 690854.8589 | 0 | 690854.8589
8 | 11.79% | 672973.3185 | 0 | 672973.3185
9 | 11.49% | 655381.4577 | 0 | 655381.4577
10 | 11.18% | 637831.462 | -65600 | 572231.462
11 | 10.87% | 620281.4664 | 0 | 620281.4664
12 | 10.56% | 602731.4707 | 0 | 602731.4707
13 | 10.26% | 585181.475 | 0 | 585181.475
14 | 9.949% | 567631.4794 | -60000 | 507631.4794
15 | 9.641% | 550081.4837 | 0 | 550081.4837
16 | 9.333% | 532531.4881 | 0 | 532531.4881
17 | 9.026% | 514981.4924 | 0 | 514981.4924
18 | 8.718% | 497431.4968 | -55000 | 442431.4968
19 | 8.411% | 479881.5011 | 0 | 479881.5011
20 | 8.103% | 462331.5054 | 0 | 462331.5054
21 | 7.822% | 446288.6544 | 0 | 446288.6544
22 | 7.594% | 433258.0669 | -50000 | 383258.0669
23 | 7.392% | 421732.5983 | 0 | 421732.5983
24 | 7.19% | 410207.1298 | 0 | 410207.1298
25 | 6.988% | 398681.6612 | 0 | 398681.6612
26 | 6.785% | 387156.1926 | -45000 | 342156.1926
27 | 6.583% | 375630.724 | 0 | 375630.724
28 | 6.381% | 364105.2554 | 0 | 364105.2554
29 | 6.179% | 352579.7869 | 0 | 352579.7869
30 | 5.977% | 341054.3183 | -40000 | 301054.3183
31 | 5.775% | 329528.8497 | 0 | 329528.8497
32 | 5.573% | 318003.3811 | 0 | 318003.3811
33 | 5.371% | 306477.9125 | 0 | 306477.9125
34 | 5.169% | 294952.444 | -35000 | 259952.444
35 | 4.967% | 283426.9754 | 0 | 283426.9754
36 | 4.765% | 271901.5068 | 0 | 271901.5068
37 | 4.563% | 260376.0382 | 0 | 260376.0382
38 | 4.361% | 248850.5696 | 0 | 248850.5696
39 | 4.159% | 237325.1011 | 0 | 237325.1011
40 | 3.957% | 225799.6325 | 0 | 225799.6325
41 | 3.755% | 214274.1639 | 0 | 214274.1639
42 | 3.553% | 202748.6953 | 0 | 202748.6953
43 | 3.351% | 191223.2267 | 0 | 191223.2267
44 | 3.149% | 179697.7581 | 0 | 179697.7581
45 | 2.947% | 168172.2896 | 0 | 168172.2896
46 | 2.745% | 156646.821 | 0 | 156646.821
47 | 2.543% | 145121.3524 | 0 | 145121.3524
48 | 2.341% | 133595.8838 | 0 | 133595.8838
49 | 2.139% | 122070.4152 | 0 | 122070.4152
-4.0115e-17
-4.0115e-17
-4.0115e-17
-4.0115e-17
-4.0115e-17
-4.0115e-17
-4.0115e-17
-4.0115e-17
-4.0115e-17
-4.0115e-17
-4.0115e-17
-4.0115e-17
-4.0115e-17
-4.0115e-17
-4.0115e-17
-4.0115e-17
-4.0115e-17
-4.0115e-17
-4.0115e-17
-4.0115e-17
-4.0115e-17
-4.0115e-17
-4.0115e-17
-4.0115e-17
-4.0115e-17
-4.0115e-17
-4.0115e-17

## CG_4
Cabinet Gorge 4
Capital Investment | 5911894
After Tax WACC | 8.473%
|  |  | 30 Yr Levelized | 465906.6588
|  |  | Annual Energy | 7666
|  |  | $/MWh | 60.7757
Year | Recovery Factor | Annual Revenue Requirement | Change in O&M | Total Cost
1 | 9.357% | 553160.393 | 0 | 553160.393
2 | 8.95% | 529109.3272 | -65600 | 463509.3272
3 | 8.508% | 502987.0886 | 0 | 502987.0886
4 | 8.076% | 477459.2918 | 0 | 477459.2918
5 | 7.654% | 452471.4058 | 0 | 452471.4058
6 | 7.239% | 427973.5626 | 0 | 427973.5626
7 | 6.832% | 403918.5397 | 0 | 403918.5397
8 | 6.432% | 380262.4313 | 0 | 380262.4313
9 | 6.035% | 356778.4681 | 0 | 356778.4681
10 | 5.636% | 333217.655 | -65600 | 267617.655
11 | 10.55% | 623976.8574 | 0 | 623976.8574
12 | 10.26% | 606460.66 | 0 | 606460.66
13 | 9.962% | 588944.4626 | 0 | 588944.4626
14 | 9.666% | 571428.2652 | -60000 | 511428.2652
15 | 9.369% | 553912.0678 | 0 | 553912.0678
16 | 9.073% | 536395.8704 | 0 | 536395.8704
17 | 8.777% | 518879.673 | 0 | 518879.673
18 | 8.481% | 501363.4756 | -55000 | 446363.4756
19 | 8.184% | 483847.2783 | 0 | 483847.2783
20 | 7.888% | 466331.0809 | 0 | 466331.0809
21 | 7.617% | 450315.0744 | 0 | 450315.0744
22 | 7.397% | 437297.4333 | -50000 | 387297.4333
23 | 7.202% | 425777.9668 | 0 | 425777.9668
24 | 7.007% | 414258.5003 | 0 | 414258.5003
25 | 6.812% | 402739.0338 | 0 | 402739.0338
26 | 6.617% | 391219.5673 | -45000 | 346219.5673
27 | 6.423% | 379700.1007 | 0 | 379700.1007
28 | 6.228% | 368180.6342 | 0 | 368180.6342
29 | 6.033% | 356661.1677 | 0 | 356661.1677
30 | 5.838% | 345141.7012 | -40000 | 305141.7012
31 | 5.643% | 333622.2346 | 0 | 333622.2346
32 | 5.448% | 322102.7681 | 0 | 322102.7681
33 | 5.254% | 310583.3016 | 0 | 310583.3016
34 | 5.059% | 299063.8351 | -35000 | 264063.8351
35 | 4.864% | 287544.3686 | 0 | 287544.3686
36 | 4.669% | 276024.902 | 0 | 276024.902
37 | 4.474% | 264505.4355 | 0 | 264505.4355
38 | 4.279% | 252985.969 | 0 | 252985.969
39 | 4.084% | 241466.5025 | 0 | 241466.5025
40 | 3.89% | 229947.036 | 0 | 229947.036
41 | 3.695% | 218427.5694 | 0 | 218427.5694
42 | 3.5% | 206908.1029 | 0 | 206908.1029
43 | 3.305% | 195388.6364 | 0 | 195388.6364
44 | 3.11% | 183869.1699 | 0 | 183869.1699
45 | 2.915% | 172349.7034 | 0 | 172349.7034
46 | 2.72% | 160830.2368 | 0 | 160830.2368
47 | 2.526% | 149310.7703 | 0 | 149310.7703
48 | 2.331% | 137791.3038 | 0 | 137791.3038
49 | 2.136% | 126271.8373 | 0 | 126271.8373
3.1515e-17
3.1515e-17
3.1515e-17
3.1515e-17
3.1515e-17
3.1515e-17
3.1515e-17
3.1515e-17
3.1515e-17
3.1515e-17
3.1515e-17
3.1515e-17
3.1515e-17
3.1515e-17
3.1515e-17
3.1515e-17
3.1515e-17
3.1515e-17
3.1515e-17
3.1515e-17
3.1515e-17
3.1515e-17
3.1515e-17
3.1515e-17
3.1515e-17
3.1515e-17
3.1515e-17

## NR_1
Noxon Rapids 1
Capital Investment | 17733991
After Tax WACC | 7.485%
|  |  | 30 Yr Levelized | 1678784.6332
|  |  | Annual Energy | 27996
|  |  | $/MWh | 59.9652
Year | Recovery Factor | Annual Revenue Requirement | Change in O&M | Total Cost
1 | 11.91% | 2112357.8204 |  | 2112357.8204
2 | 11.64% | 2064911.4671 |  | 2064911.4671
3 | 11.35% | 2013026.2049 |  | 2013026.2049
4 | 11.07% | 1962719.1203 |  | 1962719.1203
5 | 10.79% | 1913871.9637 |  | 1913871.9637
6 | 10.52% | 1866377.0977 |  | 1866377.0977
7 | 10.26% | 1820132.9488 |  | 1820132.9488
8 | 10.01% | 1775045.5238 |  | 1775045.5238
9 | 9.759% | 1730608.4717 |  | 1730608.4717
10 | 9.509% | 1686265.4129 |  | 1686265.4129
11 | 9.259% | 1641922.354 |  | 1641922.354
12 | 9.009% | 1597579.2952 |  | 1597579.2952
13 | 8.759% | 1553236.2364 |  | 1553236.2364
14 | 8.508% | 1508893.1776 |  | 1508893.1776
15 | 8.258% | 1464550.1187 |  | 1464550.1187
16 | 8.008% | 1420207.0599 |  | 1420207.0599
17 | 7.758% | 1375864.0011 |  | 1375864.0011
18 | 7.508% | 1331520.9422 |  | 1331520.9422
19 | 7.258% | 1287177.8834 |  | 1287177.8834
20 | 7.008% | 1242834.8246 |  | 1242834.8246
21 | 6.777% | 1201875.5241 |  | 1201875.5241
22 | 6.584% | 1167679.1924 |  | 1167679.1924
23 | 6.411% | 1136862.0709 |  | 1136862.0709
24 | 6.237% | 1106044.9495 |  | 1106044.9495
25 | 6.063% | 1075227.828 |  | 1075227.828
26 | 5.889% | 1044410.7066 |  | 1044410.7066
27 | 5.716% | 1013593.5851 |  | 1013593.5851
28 | 5.542% | 982776.4637 |  | 982776.4637
29 | 5.368% | 951959.3422 |  | 951959.3422
30 | 5.194% | 921142.2208 |  | 921142.2208
31 | 5.02% | 890325.0993 |  | 890325.0993
32 | 4.847% | 859507.9779 |  | 859507.9779
33 | 4.673% | 828690.8564 |  | 828690.8564
34 | 4.499% | 797873.735 |  | 797873.735
35 | 4.325% | 767056.6136 |  | 767056.6136
36 | 4.152% | 736239.4921 |  | 736239.4921
37 | 3.978% | 705422.3707 |  | 705422.3707
38 | 3.804% | 674605.2492 |  | 674605.2492
39 | 3.63% | 643788.1278 |  | 643788.1278
40 | 3.456% | 612971.0063 |  | 612971.0063
41 | 3.283% | 582153.8849 |  | 582153.8849
42 | 3.109% | 551336.7634 |  | 551336.7634
43 | 2.935% | 520519.642 |  | 520519.642
44 | 2.761% | 489702.5205 |  | 489702.5205
45 | 2.588% | 458885.3991 |  | 458885.3991
46 | 2.414% | 428068.2776 |  | 428068.2776
47 | 2.24% | 397251.1562 |  | 397251.1562
48 | 2.066% | 366434.0347 |  | 366434.0347
49 | 1.893% | 335616.9133 |  | 335616.9133
50 | 1.719% | 304799.7918 |  | 304799.7918
51 | 1.545% | 273982.6704 |  | 273982.6704
5.2543e-17
5.2543e-17
5.2543e-17
5.2543e-17
5.2543e-17
5.2543e-17
5.2543e-17
5.2543e-17
5.2543e-17
5.2543e-17
5.2543e-17
5.2543e-17
5.2543e-17
5.2543e-17
5.2543e-17
5.2543e-17
5.2543e-17
5.2543e-17
5.2543e-17
5.2543e-17
5.2543e-17
5.2543e-17
5.2543e-17
5.2543e-17
5.2543e-17

## NR_2
Noxon Rapids 2
Capital Investment | 9064936
After Tax WACC | 7.244%
|  |  | 30 Yr Levelized | 834610.9484
|  |  | Annual Energy | 9950
|  |  | $/MWh | 83.8805
Year | Recovery Factor | Annual Revenue Requirement | Change in O&M | Total Cost
1 | 11.61% | 1052680.2895 |  | 1052680.2895
2 | 11.35% | 1029136.8256 |  | 1029136.8256
3 | 11.07% | 1003395.9339 |  | 1003395.9339
4 | 10.79% | 978436.2999 |  | 978436.2999
5 | 10.53% | 954199.3854 |  | 954199.3854
6 | 10.27% | 930631.906 |  | 930631.906
7 | 10.01% | 907683.5788 |  | 907683.5788
8 | 9.766% | 885307.8738 |  | 885307.8738
9 | 9.523% | 863254.1279 |  | 863254.1279
10 | 9.28% | 841246.9123 |  | 841246.9123
11 | 9.037% | 819239.6967 |  | 819239.6967
12 | 8.795% | 797232.4811 |  | 797232.4811
13 | 8.552% | 775225.2655 |  | 775225.2655
14 | 8.309% | 753218.0499 |  | 753218.0499
15 | 8.066% | 731210.8342 |  | 731210.8342
16 | 7.824% | 709203.6186 |  | 709203.6186
17 | 7.581% | 687196.403 |  | 687196.403
18 | 7.338% | 665189.1874 |  | 665189.1874
19 | 7.095% | 643181.9718 |  | 643181.9718
20 | 6.853% | 621174.7562 |  | 621174.7562
21 | 6.628% | 600842.629 |  | 600842.629
22 | 6.441% | 583858.4273 |  | 583858.4273
23 | 6.272% | 568547.0625 |  | 568547.0625
24 | 6.103% | 553235.6978 |  | 553235.6978
25 | 5.934% | 537924.333 |  | 537924.333
26 | 5.765% | 522612.9682 |  | 522612.9682
27 | 5.596% | 507301.6035 |  | 507301.6035
28 | 5.427% | 491990.2387 |  | 491990.2387
29 | 5.258% | 476678.874 |  | 476678.874
30 | 5.09% | 461367.5092 |  | 461367.5092
31 | 4.921% | 446056.1445 |  | 446056.1445
32 | 4.752% | 430744.7797 |  | 430744.7797
33 | 4.583% | 415433.415 |  | 415433.415
34 | 4.414% | 400122.0502 |  | 400122.0502
35 | 4.245% | 384810.6855 |  | 384810.6855
36 | 4.076% | 369499.3207 |  | 369499.3207
37 | 3.907% | 354187.956 |  | 354187.956
38 | 3.738% | 338876.5912 |  | 338876.5912
39 | 3.569% | 323565.2265 |  | 323565.2265
40 | 3.401% | 308253.8617 |  | 308253.8617
41 | 3.232% | 292942.497 |  | 292942.497
42 | 3.063% | 277631.1322 |  | 277631.1322
43 | 2.894% | 262319.7675 |  | 262319.7675
44 | 2.725% | 247008.4027 |  | 247008.4027
45 | 2.556% | 231697.038 |  | 231697.038
46 | 2.387% | 216385.6732 |  | 216385.6732
47 | 2.218% | 201074.3085 |  | 201074.3085
48 | 2.049% | 185762.9437 |  | 185762.9437
49 | 1.88% | 170451.579 |  | 170451.579
50 | 1.711% | 155140.2142 |  | 155140.2142
51 | 1.543% | 139828.8494 |  | 139828.8494
5.3182e-18
5.3182e-18
5.3182e-18
5.3182e-18
5.3182e-18
5.3182e-18
5.3182e-18
5.3182e-18
5.3182e-18
5.3182e-18
5.3182e-18
5.3182e-18
5.3182e-18
5.3182e-18
5.3182e-18
5.3182e-18
5.3182e-18
5.3182e-18
5.3182e-18
5.3182e-18
5.3182e-18
5.3182e-18
5.3182e-18
5.3182e-18
5.3182e-18

## NR_3
Noxon Rapids 3
Capital Investment | 8613466
After Tax WACC | 7.513%
|  |  | 30 Yr Levelized | 818040.094
|  |  | Annual Energy | 23843
|  |  | $/MWh | 34.3094
Year | Recovery Factor | Annual Revenue Requirement | Change in O&M | Total Cost
1 | 11.95% | 1029027.3327 |  | 1029027.3327
2 | 11.68% | 1005902.635 |  | 1005902.635
3 | 11.38% | 980613.8878 |  | 980613.8878
4 | 11.1% | 956094.5311 |  | 956094.5311
5 | 10.82% | 932286.9161 |  | 932286.9161
6 | 10.55% | 909138.5676 |  | 909138.5676
7 | 10.29% | 886599.9667 |  | 886599.9667
8 | 10.04% | 864625.29 |  | 864625.29
9 | 9.787% | 842967.682 |  | 842967.682
10 | 9.536% | 821355.8974 |  | 821355.8974
11 | 9.285% | 799744.1128 |  | 799744.1128
12 | 9.034% | 778132.3283 |  | 778132.3283
13 | 8.783% | 756520.5437 |  | 756520.5437
14 | 8.532% | 734908.7591 |  | 734908.7591
15 | 8.281% | 713296.9746 |  | 713296.9746
16 | 8.03% | 691685.19 |  | 691685.19
17 | 7.779% | 670073.4054 |  | 670073.4054
18 | 7.528% | 648461.6209 |  | 648461.6209
19 | 7.278% | 626849.8363 |  | 626849.8363
20 | 7.027% | 605238.0518 |  | 605238.0518
21 | 6.795% | 585275.9116 |  | 585275.9116
22 | 6.601% | 568610.8429 |  | 568610.8429
23 | 6.427% | 553593.2013 |  | 553593.2013
24 | 6.253% | 538575.5597 |  | 538575.5597
25 | 6.078% | 523557.9181 |  | 523557.9181
26 | 5.904% | 508540.2765 |  | 508540.2765
27 | 5.73% | 493522.6349 |  | 493522.6349
28 | 5.555% | 478504.9933 |  | 478504.9933
29 | 5.381% | 463487.3517 |  | 463487.3517
30 | 5.207% | 448469.7101 |  | 448469.7101
31 | 5.032% | 433452.0685 |  | 433452.0685
32 | 4.858% | 418434.4269 |  | 418434.4269
33 | 4.684% | 403416.7853 |  | 403416.7853
34 | 4.509% | 388399.1437 |  | 388399.1437
35 | 4.335% | 373381.5021 |  | 373381.5021
36 | 4.161% | 358363.8605 |  | 358363.8605
37 | 3.986% | 343346.2189 |  | 343346.2189
38 | 3.812% | 328328.5773 |  | 328328.5773
39 | 3.637% | 313310.9357 |  | 313310.9357
40 | 3.463% | 298293.2941 |  | 298293.2941
41 | 3.289% | 283275.6525 |  | 283275.6525
42 | 3.114% | 268258.0109 |  | 268258.0109
43 | 2.94% | 253240.3693 |  | 253240.3693
44 | 2.766% | 238222.7277 |  | 238222.7277
45 | 2.591% | 223205.0861 |  | 223205.0861
46 | 2.417% | 208187.4445 |  | 208187.4445
47 | 2.243% | 193169.8029 |  | 193169.8029
48 | 2.068% | 178152.1613 |  | 178152.1613
49 | 1.894% | 163134.5197 |  | 163134.5197
50 | 1.72% | 148116.8781 |  | 148116.8781
51 | 1.545% | 133099.2365 |  | 133099.2365
1.1344e-16
1.1344e-16
1.1344e-16
1.1344e-16
1.1344e-16
1.1344e-16
1.1344e-16
1.1344e-16
1.1344e-16
1.1344e-16
1.1344e-16
1.1344e-16
1.1344e-16
1.1344e-16
1.1344e-16
1.1344e-16
1.1344e-16
1.1344e-16
1.1344e-16
1.1344e-16
1.1344e-16
1.1344e-16
1.1344e-16
1.1344e-16
1.1344e-16

## NR_4
Noxon Rapids 4
Capital Investment | 7810681
After Tax WACC | 7.244%
|  |  | 30 Yr Levelized | 737375.6641
|  |  | Annual Energy | 14791
|  |  | $/MWh | 49.853
Year | Recovery Factor | Annual Revenue Requirement | Change in O&M | Total Cost
1 | 11.2% | 875166.2444 |  | 875166.2444
2 | 11.01% | 860072.88 |  | 860072.88
3 | 10.79% | 843029.2319 |  | 843029.2319
4 | 10.58% | 826678.9736 |  | 826678.9736
5 | 10.38% | 810970.1508 |  | 810970.1508
6 | 10.19% | 795855.4719 |  | 795855.4719
7 | 10% | 781290.3094 |  | 781290.3094
8 | 9.823% | 767233.3663 |  | 767233.3663
9 | 9.647% | 753462.1718 |  | 753462.1718
10 | 9.471% | 739732.2743 |  | 739732.2743
11 | 9.295% | 726002.3768 |  | 726002.3768
12 | 9.119% | 712272.4793 |  | 712272.4793
13 | 8.943% | 698542.5818 |  | 698542.5818
14 | 8.768% | 684812.6842 |  | 684812.6842
15 | 8.592% | 671082.7867 |  | 671082.7867
16 | 8.416% | 657352.8892 |  | 657352.8892
17 | 8.24% | 643622.9917 |  | 643622.9917
18 | 8.065% | 629893.0942 |  | 629893.0942
19 | 7.889% | 616163.1967 |  | 616163.1967
20 | 7.713% | 602433.2992 |  | 602433.2992
21 | 7.556% | 590190.0934 |  | 590190.0934
22 | 7.437% | 580918.2729 |  | 580918.2729
23 | 7.338% | 573131.1459 |  | 573131.1459
24 | 7.238% | 565344.0189 |  | 565344.0189
25 | 7.138% | 557556.8918 |  | 557556.8918
26 | 7.039% | 549769.7648 |  | 549769.7648
27 | 6.939% | 541982.6378 |  | 541982.6378
28 | 6.839% | 534195.5108 |  | 534195.5108
29 | 6.74% | 526408.3838 |  | 526408.3838
30 | 6.64% | 518621.2568 |  | 518621.2568
31 | 6.54% | 510834.1298 |  | 510834.1298
32 | 6.441% | 503047.0027 |  | 503047.0027
33 | 6.341% | 495259.8757 |  | 495259.8757
34 | 6.241% | 487472.7487 |  | 487472.7487
35 | 6.141% | 479685.6217 |  | 479685.6217
36 | 6.042% | 471898.4947 |  | 471898.4947
37 | 5.942% | 464111.3677 |  | 464111.3677
38 | 5.842% | 456324.2407 |  | 456324.2407
39 | 5.743% | 448537.1136 |  | 448537.1136
40 | 5.643% | 440749.9866 |  | 440749.9866
41 | 5.543% | 432962.8596 |  | 432962.8596
42 | 5.444% | 425175.7326 |  | 425175.7326
43 | 5.344% | 417388.6056 |  | 417388.6056
44 | 5.244% | 409601.4786 |  | 409601.4786
45 | 5.144% | 401814.3516 |  | 401814.3516
46 | 5.045% | 394027.2245 |  | 394027.2245
47 | 4.945% | 386240.0975 |  | 386240.0975
48 | 4.845% | 378452.9705 |  | 378452.9705
49 | 4.746% | 370665.8435 |  | 370665.8435
50 | 4.646% | 362878.7165 |  | 362878.7165
51 | 4.546% | 355091.5895 |  | 355091.5895
52 | 4.447% | 347304.4624 |  | 347304.4624
53 | 4.347% | 339517.3354 |  | 339517.3354
54 | 4.247% | 331730.2084 |  | 331730.2084
55 | 4.147% | 323943.0814 |  | 323943.0814
56 | 4.048% | 316155.9544 |  | 316155.9544
57 | 3.948% | 308368.8274 |  | 308368.8274
58 | 3.848% | 300581.7004 |  | 300581.7004
59 | 3.749% | 292794.5733 |  | 292794.5733
60 | 3.649% | 285007.4463 |  | 285007.4463
61 | 3.549% | 277220.3193 |  | 277220.3193
62 | 3.45% | 269433.1923 |  | 269433.1923
63 | 3.35% | 261646.0653 |  | 261646.0653
64 | 3.25% | 253858.9383 |  | 253858.9383
65 | 3.15% | 246071.8113 |  | 246071.8113
66 | 3.051% | 238284.6842 |  | 238284.6842
67 | 2.951% | 230497.5572 |  | 230497.5572
68 | 2.851% | 222710.4302 |  | 222710.4302
69 | 2.752% | 214923.3032 |  | 214923.3032
70 | 2.652% | 207136.1762 |  | 207136.1762
71 | 2.552% | 199349.0492 |  | 199349.0492
72 | 2.453% | 191561.9222 |  | 191561.9222
73 | 2.353% | 183774.7951 |  | 183774.7951
74 | 2.253% | 175987.6681 |  | 175987.6681
75 | 2.153% | 168200.5411 |  | 168200.5411
76 | 2.054% | 160413.4141 |  | 160413.4141

## NM1&2
Nine Mile 1 & 2
Capital Investment | 62150000
After Tax WACC | 7.046%
|  |  | 30 Yr Levelized | 5809809.0293
|  |  | Annual Energy | 21949.8703
|  |  | $/MWh | 264.6853
Year | Recovery Factor | Annual Revenue Requirement | Change in O&M | Total Cost
1 | 11.6% | 7209496.1784 | -770059.9265 | 6439436.2519
2 | 11.38% | 7073601.678 | -166189.7498 | 6907411.9283
3 | 11.13% | 6919943.0692 | -259830.8784 | 6660112.1908
4 | 10.9% | 6772600.1834 | 353129.7447 | 7125729.9281
5 | 10.67% | 6631099.7964 | 486410.4679 | 7117510.2643
6 | 10.45% | 6495011.1527 | -357368.8227 | 6137642.3301
7 | 10.24% | 6363927.7651 | 241144.4173 | 6605072.1824
8 | 10.04% | 6237473.4808 | -242789.7424 | 5994683.7384
9 | 9.837% | 6113621.9297 | -272316.5896 | 5841305.3401
10 | 9.638% | 5990146.5311 | -250490.2509 | 5739656.2802
11 | 9.44% | 5866671.1325 | -182285.8693 | 5684385.2632
12 | 9.241% | 5743195.734 | -147517.5855 | 5595678.1485
13 | 9.042% | 5619720.3354 | -181603.0291 | 5438117.3063
14 | 8.844% | 5496244.9368 | -139417.0974 | 5356827.8394
15 | 8.645% | 5372769.5382 | -92878.2651 | 5279891.2731
16 | 8.446% | 5249294.1397 | -241384.2669 | 5007909.8728
17 | 8.247% | 5125818.7411 | -271026.4219 | 4854792.3192
18 | 8.049% | 5002343.3425 | -267111.3202 | 4735232.0223
19 | 7.85% | 4878867.9439 | -166537.2094 | 4712330.7345
20 | 7.651% | 4755392.5454 | -248360.0104 | 4507032.535
21 | 7.475% | 4645458.6393 | -56666.7835 | 4588791.8558
22 | 7.341% | 4562589.5173 | -238324.0496 | 4324265.4677
23 | 7.23% | 4493243.6869 | -190006.4024 | 4303237.2845
24 | 7.118% | 4423897.8566 | -147082.6435 | 4276815.2131
25 | 7.007% | 4354552.0262 | 30733.6351 | 4385285.6613
26 | 6.895% | 4285206.1958 | -4487.6838 | 4280718.512
27 | 6.783% | 4215860.3654 | 86177.241 | 4302037.6064
28 | 6.672% | 4146514.535 | -146255.3634 | 4000259.1716
29 | 6.56% | 4077168.7046 | -152692.7522 | 3924475.9525
30 | 6.449% | 4007822.8742 | -132728.2456 | 3875094.6287
31 | 6.337% | 3938477.0438 | -311406.3755 | 3627070.6684
32 | 6.225% | 3869131.2135 | -510252.6282 | 3358878.5852
33 | 6.114% | 3799785.3831 | -150208.3585 | 3649577.0246
34 | 6.002% | 3730439.5527 | -424932.4367 | 3305507.116
35 | 5.891% | 3661093.7223 | -108608.0892 | 3552485.6331
36 | 5.779% | 3591747.8919 | -218409.629 | 3373338.2629
37 | 5.668% | 3522402.0615 | -368866.6437 | 3153535.4178
38 | 5.556% | 3453056.2311 | 12253.9776 | 3465310.2088
39 | 5.444% | 3383710.4007 | -271332.2095 | 3112378.1912
40 | 5.333% | 3314364.5704 | -408386.2645 | 2905978.3059
41 | 5.221% | 3245018.74 | -487758.9638 | 2757259.7762
42 | 5.11% | 3175672.9096 | -272894.9464 | 2902777.9632
43 | 4.998% | 3106327.0792 | 86549.6853 | 3192876.7645
44 | 4.887% | 3036981.2488 | -1799.701 | 3035181.5478
45 | 4.775% | 2967635.4184 | 231748.7992 | 3199384.2176
46 | 4.663% | 2898289.588 | 51438.6225 | 2949728.2105
47 | 4.552% | 2828943.7576 | -103570.1038 | 2725373.6539
48 | 4.44% | 2759597.9273 | 177285.3448 | 2936883.2721
49 | 4.329% | 2690252.0969 | 644434.2681 | 3334686.365
50 | 4.217% | 2620906.2665 | 66878.398 | 2687784.6645
51 | 4.105% | 2551560.4361 | 316373.792 | 2867934.2281
52 | 3.994% | 2482214.6057 | 446235.3369 | 2928449.9426
53 | 3.882% | 2412868.7753 | 213087.8102 | 2625956.5855
54 | 3.771% | 2343522.9449 | -21376.0753 | 2322146.8696
55 | 3.659% | 2274177.1145 | 210464.4459 | 2484641.5605
56 | 3.548% | 2204831.2842 | 432537.5268 | 2637368.8109
57 | 3.436% | 2135485.4538 | 551277.99 | 2686763.4438
58 | 3.324% | 2066139.6234 | 221444.1631 | 2287583.7865
59 | 3.213% | 1996793.793 | 68679.6047 | 2065473.3977
60 | 3.101% | 1927447.9626 | 248345.982 | 2175793.9446
61 | 2.99% | 1858102.1322 | 588330.8856 | 2446433.0178
62 | 2.878% | 1788756.3018 | 819464.1467 | 2608220.4485
63 | 2.767% | 1719410.4714 | 828192.9067 | 2547603.3782
64 | 2.655% | 1650064.6411 | 652315.3288 | 2302379.9698
65 | 2.543% | 1580718.8107 | 810440.5171 | 2391159.3278
66 | 2.432% | 1511372.9803 |  | 1511372.9803
67 | 2.32% | 1442027.1499 |  | 1442027.1499
68 | 2.209% | 1372681.3195 |  | 1372681.3195
69 | 2.097% | 1303335.4891 |  | 1303335.4891
70 | 1.986% | 1233989.6587 |  | 1233989.6587
71 | 1.874% | 1164643.8284 |  | 1164643.8284
72 | 1.762% | 1095297.998 |  | 1095297.998
73 | 1.651% | 1025952.1676 |  | 1025952.1676
74 | 1.539% | 956606.3372 |  | 956606.3372
75 | 1.428% | 887260.5068 |  | 887260.5068
76 | 6.333e-15% | 3.9362e-09 | 0 | 3.9362e-09