## Summary
Exhibit 2: 2017-2016 Cost-Effectiveness Results
Summary
Electric Programs: Benefit Cost Summary
Program Name | Energy Savings | Utility Costs | Present Value of Non-Energy Benefits | UCT | TRC
Low Income Weatherization | 3814551.58 | 7619631.74 | 167190.4291 | 0.82457 | 0.93422
Home Energy Assessments | 9268603.29 | 4569821.99 | 894971.5242 | 1.5636 | 1.8519
SF Existing Water Heat | 1962436 | 1260433.37 | 0 | 1.2962 | 1.3963
SF Existing Weatherization | 4203450.1514 | 2166942.99 | 529273.6846 | 4.3211 | 1.5676
SF Existing Space Heat | 15831783 | 8780716.22 | 0 | 2.7801 | 1.3434
Home Appliances | 11548312.68 | 9330980.21 | 4695210.9223 | 0.73831 | 1.4159
Residential Showerheads | 11422097.9324 | 1154617.14 | 14631658.4698 | 6.5933 | 10.8892
Energy Efficient Lighting Services | 157925662.7256 | 27228755.25 | 0 | 4.374 | 2.6413
Home Energy Reports | 6221378 | 168828.08 | 0 | 5.6596 | 4.3204
Web-Enabled Thermostat | 2192644 | 605140.02 | 0 | 6.419 | 8.6858
Mnufactured Home Duct Sealing | 190222 | 65272.33 | 0 | 4.7273 | 4.7707
Single Family New Construction | 0 | 91883.61 | 0 | 0 | 0
Fuel Conversion | 3676087 | 1631093.25 | 0 | 4.2109 | 2.17
Multifamily Retrofit | 37599747.9 | 23087830.33 | 1643387.2463 | 1.7488 | 1.5087
Multi-Family New Construction | 2759205.776 | 1224778.48 | 210635.7619 | 2.2192 | 2.9034
Total Residential Energy Management | 268616182.0354 | 88986725.01 | 22772328.0384 | 2.6695 | 2.0803
Commercial/Industrial Retrofit | 166771451.55 | 43453402.91 | 0 | 3.8678 | 1.9336
Commercial/Industrial New Construction | 43792216.8 | 8962159.51 | 0 | 4.6862 | 3.2179
SEM | 28315773 | 3501898.61 | 0 | 1.8126 | 2.036
High Voltage, Self-Directed 449 | 2621429 | 1954436.65 | 0 | 1.3446 | 1.2303
High Voltage, Self Directed non-449 | 18678288 | 9228261.82 | 0 | 1.567 | 1.3447
Technology Evaluation | 0 | 16732.68 | 0 | 0 | 0
Lighting to Go--also referred to as Business Lighting Markdowns | 27402809 | 3258196.86 | 0 | 4.9585 | 3.2422
Commercial kitchen and laundry | 955169 | 264015.23 | 538064.411 | 2.6803 | 4.5685
Commercial HVAC | 2946106.784 | 1524374.32 | 0 | 1.4693 | 0.78144
Small Business Direct Install | 16954926.1 | 5805788.04 | 322892.8799 | 1.9667 | 2.1458
Small Agriculture Direct Install | 610982 | 179403.21 | 1799.3436 | 2.5249 | 2.3253
Lodging Direct Install | 5484210.3 | 1187515.87 | 190730.4214 | 2.6789 | 2.6893
Business Lighting - Rebates | 545653 | 100558.37 | 0 | 2.6641 | 1.1662
Total Business Energy Management | 315079014.534 | 79436744.08 | 1053487.056 | 3.3728 | 2.0491
Residential Pilots | 20015895 | 3093251.71 | 0 | 1.0459 | 1.4883
Business Pilots |  | 10027.91
Total Pilots | 20015895 | 3103279.62 | 0 | 1.0459 | 1.4883
Northwest Energy Efficiency Alliance | 26078000 | 8061209.21 | 0 | 1.4316 | 2.3291
Transmission & Distribution | 3365806 | 0 | 0 | 0 | 1.359
Total Regional Programs | 29443806 | 8061209.21 | 0 | 1.4316 | 1.4913
Total Portfolio Support | 0 | 12131659.95
Total Research & Compliance | 0 | 6608521.67
Total All Programs used in CE Calculations | 633154897.5694 | 198328139.54 | 23825815.0944 | 2.6233 | 1.92
Total Other Electric Programs | 0 | 3611306.57 |  | n/a | n/a
Total Electric Portfolio | 633154897.5694 | 201939446.11 | 23825815.0944

## Electric CE
2017-16 Program Planning Electric Cost-Effectiveness Tests:
WACC | 7.8% |  | link | fill in | link | link | link | link | link | link | link | link | link | formula | formula | link | Link | formula | formula
Program Number | Program Name | Weighted Life | Weighted Measure Life by Program | Load Shape | kWh Savings | Program Overhead Costs | Total Incentive Payments | Customer Costs | Incremental Measure Costs | Other Contributions | Total Utility Costs | Total Resource Costs | Value of Non Energy Benefits | Present Value of Total Utility Program Costs in Time Zero* | Present Value of Total Resource Costs in Time Zero* | Utility Cost Test: Present Value Electric Savings In Time Zero | Present Value of Non Energy Benefits in time Zero | Utility Cost Test: Benefit Cost Ratio | Total Resource Cost Test: Benefit Cost Ratio
Source/calculation:
Go to Gas Portfolio page | Follow Below Hyperlinks for Program Details
E201 | Low Income Weatherization | 0.1156 | 19.1885 | Varies by Measure | 3814551.58 | 431933.5 | 7187698.24 | 0 | 7158795.31 |  | 7619631.74 | 7590728.81 |  | 7070271.634 | 7043452.5471 | 5829930.3974 | 167190.4291 | 0.82457 | 0.93422
E214 | Home Energy Assessments | 0.093529 | 6.3892 | Varies by Measure | 9268603.29 | 742122.98 | 3827699.01 | 195186.61 | 4022885.62 |  | 4569821.99 | 4765008.6 |  | 4240347.0261 | 4421461.0745 | 6630032.938 | 894971.5242 | 1.5636 | 1.8519
E214 | SF Existing Water Heat | 0.041087 | 13.2561 | Varies by Measure | 1962436 | 171301.69 | 1089131.68 | 1115784 | 1115784 |  | 1260433.37 | 1287085.69 |  | 1169558.662 | 1194289.4034 | 1516003.5715 | 0 | 1.2962 | 1.3963
E214 | SF Existing Weatherization | 0.17885 | 26.9393 | Varies by Measure | 4203450.1514 | 842952.56 | 1323990.43 | 5559422.6908 | 6091477.6908 |  | 2166942.99 | 6934430.2508 |  | 2010710.7637 | 6434471.7925 | 8688430.0937 | 529273.6846 | 4.3211 | 1.5676
E214 | SF Existing Space Heat | 0.25134 | 10.0517 | Varies by Measure | 15831783 | 618775.24 | 8161940.98 | 11207630.02 | 19369571 |  | 8780716.22 | 19988346.24 |  | 8147644.2609 | 18547226.7236 | 22651547.367 | 0 | 2.7801 | 1.3434
E214 | Home Appliances | 0.13984 | 7.6668 | Varies by Measure | 11548312.68 | 2232813.43 | 7098166.78 | -405293.79 | 6692872.99 |  | 9330980.21 | 8925686.42 |  | 8658235.3252 | 8282162.4014 | 6392492.7198 | 4695210.9223 | 0.73831 | 1.4159
E214 | Residential Showerheads | 0.1804 | 10 | Varies by Measure | 11422097.9324 | 261178.98 | 893438.16 | 1062489.87 | 1955928.03 |  | 1154617.14 | 2217107.01 |  | 1071371.5691 | 2057258.0588 | 7063879.6113 | 14631658.4698 | 6.5933 | 10.8892
E214 | Energy Efficient Lighting Services |  | 4.9302 | Lighting | 157925662.7256 | 6197776.65 | 21030978.6 | 18484855.3321 | 43402009.7196 |  | 27228755.25 | 49599786.3696 |  | 25265616.8229 | 46023741.6439 | 110512702.7388 | 0 | 4.374 | 2.6413
E214 | Home Energy Reports | 0.018075 | 1.8396 | Varies by Measure | 6221378 | 93284.69 | 75543.39 | 74448.98 | 149992.37 |  | 168828.08 | 243277.06 |  | 156655.9154 | 225737.2738 | 886607.5926 | 0 | 5.6596 | 4.3204
E214 | Web-Enabled Thermostat | 0.069261 | 20 | Varies by Measure | 2192644 | 130911.6 | 474228.42 | 361023.45 | 361023.45 |  | 605140.02 | 491935.05 |  | 561510.643 | 456467.5234 | 3604334.2787 | 0 | 6.419 | 8.6858
E214 | Manufactured Home Duct Sealing |  | 17.9054 | Varies by Measure | 190222 | 11248.33 | 54024 | 59899.06 | 59899.06 |  | 65272.33 | 71147.39 |  | 60566.3264 | 66017.8064 | 286317.9451 | 0 | 4.7273 | 4.7707
E215 | Single Family New Construction |  |  |  |  | 91883.61 |  |  |  |  | 91883.61 | 91883.61 |  | 85258.9867 | 85258.9867
E216 | Fuel Conversion |  | 30 | Flat | 3676087 | 310614.61 | 1320478.64 | 3171049 | 3171049 |  | 1631093.25 | 3481663.61 |  | 1513494.711 | 3230642.6742 | 6373147.8646 | 0 | 4.2109 | 2.17
E217 | Multifamily Retrofit |  | 18.6754 | Varies by Measure | 37599747.9 | 4212796.04 | 18875034.29 | 26398781.75 | 26398781.75 |  | 23087830.33 | 30611577.79 |  | 21423244.2516 | 28404544.6692 | 37464154.3069 | 1643387.2463 | 1.7488 | 1.5087
E218 | Multi-Family New Construction |  | 15.4551 | Varies by Measure | 2759205.776 | 466693.64 | 758084.84 | -116842.24 | 641242.6 |  | 1224778.48 | 1107936.24 |  | 1136474.4177 | 1028056.268 | 2522036.6557 | 210635.7619 | 2.2192 | 2.9034
| Total Residential Energy Management |  |  |  | 268616182.0354 | 16816287.55 | 72170437.46 | 67168434.7329 | 120591312.5904 | 0 | 88986725.01 | 137407600.1404 | 0 | 82570961.3158 | 127500788.847 | 220421618.081 | 22772328.0384 | 2.6695 | 2.0803
E250 | Commercial/Industrial Retrofit | 2.3563 | 8.946 | Varies by Measure | 166771451.55 | 9025997.88 | 34427405.03 | 52158661.2 | 86586066.23 | 0 | 43453402.91 | 95612064.11 |  | 40320500.0557 | 88718626.8071 | 155951555.7968 | 0 | 3.8678 | 1.9336
E251 | Commercial/Industrial New Construction | 1.0676 | 15.4353 | Varies by Measure | 43792216.8 | 457389.77 | 8504769.74 | 5394379.44 | 13899149.18 | 0 | 8962159.51 | 14356538.95 |  | 8316005.8551 | 13321461.3993 | 38970186.8502 | 0 | 4.6862 | 3.2179
E253 | SEM |  | 2.994 | Varies by Measure | 28315773 | 2051295.84 | 1450602.77 | -72486.59 | 1378116.18 | 0 | 3501898.61 | 3429412.02 |  | 3249418.7715 | 3182158.3186 | 5889990.2343 | 0 | 1.8126 | 2.036
E258 | High Voltage, Self-Directed 449 | 0.071463 | 17.2605 | Varies by Measure | 2621429 | 326313.04 | 1628123.61 | 2023428 | 2023428 | 0 | 1954436.65 | 2349741.04 |  | 1813525.7029 | 2180329.4423 | 2438540.7445 | 0 | 1.3446 | 1.2303
E258 | High Voltage, Self Directed non-449 |  | 8.0846 | Varies by Measure | 18678288 | 828953.37 | 8399308.45 | 5905778.14 | 11000721.4 | 0 | 9228261.82 | 11829674.77 |  | 8562922.7243 | 10976779.0387 | 13418313.2281 | 0 | 1.567 | 1.3447
E261 | Technology Evaluation |  | na | Flat |  | 16732.68 |  |  |  |  | 16732.68 | 16732.68 |  | 15526.2875 | 15526.2875
E262 | Business Rebates Programs SUBTOTAL | 0 |  |  | 54899856.184 | 2471447.9 | 9848404 | 9172883.7 | 14320844.21 | 0 | 12319851.9 | 16792292.11 | 0 | 11431615.3846 | 15581601.6609 | 31941858.5867 | 1053487.056 | 2.7942 | 2.3226
E262 | Lighting to Go--also referred to as Business Lighting Markdowns |  | 8.6051 | Lighting | 27402809 | 368262.17 | 2889934.69 | 3506588.56 | 5112933.56 |  | 3258196.86 | 5481195.73 |  | 3023287.4269 | 5086012.5545 | 14990978.8135 | 0 | 4.9585 | 3.2422
E262 | Commercial kitchen and laundry |  | 12.137 | Varies by Measure | 955169 | 100145.23 | 163870 | 197171 | 197171 | 0 | 264015.23 | 297316.23 |  | 244980.2635 | 275880.3285 | 656620.4788 | 538064.411 | 2.6803 | 4.5685
E262 | Commercial HVAC |  | 11.0059 | Varies by Measure | 2946106.784 | 560358.25 | 964016.07 | 2017534.91 | 2592511.91 | 0 | 1524374.32 | 3152870.16 |  | 1414470.0009 | 2925554.5699 | 2078304.0699 | 0 | 1.4693 | 0.78144
E262 | Small Business Direct Install |  | 10.0561 | Varies by Measure | 16954926.1 | 879952.45 | 4925835.59 | 2874507.93 | 5135514.93 |  | 5805788.04 | 6015467.38 |  | 5387202.4125 | 5581764.2943 | 10595150.6693 | 322892.8799 | 1.9667 | 2.1458
E262 | Small Agriculture Direct Install |  | 11.2001 | Varies by Measure | 610982 | 39912.97 | 139490.24 | 43119.92 | 175197.92 |  | 179403.21 | 215110.89 |  | 166468.5998 | 199601.828 | 420309.0792 | 1799.3436 | 2.5249 | 2.3253
E262 | Lodging Direct Install |  | 8.4613 | Varies by Measure | 5484210.3 | 511879.97 | 675635.9 | 381828.64 | 865760.64 |  | 1187515.87 | 1377640.61 |  | 1101898.3669 | 1278315.496 | 2951909.217 | 190730.4214 | 2.6789 | 2.6893
E262 | Business Lighting Rebates |  | 6.756 | Lighting | 545653 | 10936.86 | 89621.51 | 152132.74 | 241754.25 |  | 100558.37 | 252691.11 |  | 93308.314 | 234472.5898 | 248586.259 | 0 | 2.6641 | 1.1662
| Total Business Energy Management |  |  |  | 315079014.534 | 15178130.48 | 64258613.6 | 74582643.89 | 129208325.2 | 0 | 79436744.08 | 144386455.68 |  | 73709514.7815 | 133976482.9544 | 248610445.4406 | 1053487.056 | 3.3728 | 2.0491
E249 | Residential Pilots | 0.063226 | 2 | Varies by Measure | 20015895 | 1968716.64 | 1124535.07 | 0 | 422521 |  | 3093251.71 | 2391237.64 |  | 2870234.4901 | 2218834.221 | 3002000.3923 | 0 | 1.0459 | 1.4883
E249 | Business Pilots |  | NA | Varies by Measure | 0 | 10027.91 |  |  |  |  | 10027.91 | 10027.91 |  | 9304.9179 | 9304.9179
| Total Pilots |  |  |  | 20015895 | 1968716.64 | 1124535.07 | 0 | 422521 | 0 | 3103279.62 | 2391237.64 |  | 2870234.4901 | 2218834.221 | 3002000.3923 | 0 | 1.0459 | 1.4883
E245 | Northwest Energy Efficiency Alliance | 0.26924 | 6.5369 | Flat | 26078000 | 5450444.38 | 2610764.83 | 0 | 0 | 0 | 8061209.21 | 5450444.38 |  | 7480012.2576 | 5057478.3149 | 10708546.7822 | 0 | 1.4316 | 2.3291
| Transmission & Distribution | 0.10632 | 20 | Flat | 3365806 | 0 | 0 | 0 | 3062159.208 |  | 0 | 3062159.208 |  | 0 | 2841383.6949 | 0 | 0 |  | 1.359
| Total Regional Programs |  |  |  | 29443806 | 5450444.38 | 2610764.83 | 0 | 3062159.208 | 0 | 8061209.21 | 8512603.588 |  | 7480012.2576 | 7898862.0098 | 10708546.7822 | 0 | 1.4316 | 1.4913
Energy Efficiency Portfolio Support
| Energy Advisors |  |  |  |  | 1957675.46 |  |  |  |  | 1957675.46 | 1957675.46 |  | 1816531.0012 | 1816531.0012
| Events |  |  |  |  | 961711.94 |  |  |  |  | 961711.94 | 961711.94 |  | 892374.4456 | 892374.4456
| Brochures, non program-specific |  |  |  |  | 95871.85 |  |  |  |  | 95871.85 | 95871.85 |  | 88959.6827 | 88959.6827
| Education |  |  |  |  | 0 |  |  |  |  | 0 | 0 |  | 0 | 0
| Customer Digital Experience |  |  |  |  | 860051.82 |  |  |  |  | 860051.82 | 860051.82 |  | 798043.8155 | 798043.8155
| Web content, maintenance + analytics |  |  |  |  | 0 |  |  |  |  | 0 | 0 |  | 0 | 0
| Online customer tools |  |  |  |  | 0 |  |  |  |  | 0 | 0 |  | 0 | 0
| E-news |  |  |  |  | 0 |  |  |  |  | 0 | 0 |  | 0 | 0
| Customer Awareness Tools |  |  |  |  | 665935.4 |  |  |  |  | 665935.4 | 665935.4 |  | 617922.7986 | 617922.7986
| ShopPSE |  |  |  |  | -81820.6 |  |  |  |  | -81820.6 | -81820.6 |  | -75921.4995 | -75921.4995
| Market Integration |  |  |  |  | 463566.1 |  |  |  |  | 463566.1 | 463566.1 |  | 430143.9176 | 430143.9176
| MyData (Automated Benchmarking System) |  |  |  |  | 313316.82 |  |  |  |  | 313316.82 | 313316.82 |  | 290727.3082 | 290727.3082
| Rebate Processing |  |  |  |  | 1050923.23 |  |  |  |  | 1050923.23 | 1050923.23 |  | 975153.7812 | 975153.7812
| Programs Support |  |  |  |  | 617990.09 |  |  |  |  | 617990.09 | 617990.09 |  | 573434.2489 | 573434.2489
| Data and Systems Services |  |  |  |  | 1693565.88 |  |  |  |  | 1693565.88 | 1693565.88 |  | 1571463.1901 | 1571463.1901
| Energy Efficiency Software System (DSMC) |  |  |  |  | 1819363.3 |  |  |  |  | 1819363.3 | 1819363.3 |  | 1688190.8694 | 1688190.8694
| Energy Efficient Communities |  |  |  |  | 1512800.67 |  |  |  |  | 1512800.67 | 1512800.67 |  | 1403730.7878 | 1403730.7878
| Trade Ally Support |  |  |  |  | 289030.36 |  |  |  |  | 289030.36 | 289030.36 |  | 268191.853 | 268191.853
| Contractor Alliance Network [net of (revenue) + cost] |  |  |  |  | -88322.37 |  |  |  |  | -88322.37 | -88322.37 |  | -81954.505 | -81954.505
| Total Portfolio Support |  |  |  | 0 | 12131659.95 | 0 | 0 | 0 | 0 | 12131659.95 | 12131659.95 | 0 | 11256991.6953 | 11256991.6953 | 0 | 0
| Conservation Supply Curves |  |  |  |  | 739174.79 |  |  |  |  | 739174.79 | 739174.79 |  | 685881.776 | 685881.776
| Strategic Planning |  |  |  |  | 809987.04 |  |  |  |  | 809987.04 | 809987.04 |  | 751588.6054 | 751588.6054
| Market Research |  |  |  |  | 394079.52 |  |  |  |  | 394079.52 | 394079.52 |  | 365667.1801 | 365667.1801
| Program Evaluation |  |  |  |  | 3625259.59 |  |  |  |  | 3625259.59 | 3625259.59 |  | 3363885.6732 | 3363885.6732
| Biennial Electric Conservation Acquisition Review |  |  |  |  | 188242.5 |  |  |  |  | 188242.5 | 188242.5 |  | 174670.5948 | 174670.5948
| Verification Team |  |  |  |  | 851778.23 |  |  |  |  | 851778.23 | 851778.23 |  | 790366.7347 | 790366.7347
| Total Research and Compliance |  |  |  | 0 | 6608521.67 | 0 | 0 | 0 | 0 | 6608521.67 | 6608521.67 | 0 | 6132060.5642 | 6132060.5642 | 0 | 0 |  | 0
| Total In CE Calculations |  |  |  | 633154897.5694 | 58153760.67 | 140164350.96 | 141751078.6229 | 253284317.9984 | 0 | 198328139.54 | 311438078.6684 |  | 184019775.1044 | 288984020.2917 | 482742610.6961 | 23825815.0944 | 2.6233 | 1.92
| Net Metering |  |  |  |  | 2218299.24 |  |  |  |  | 2218299.24 | 2218299.24 | 0 | 2058364.3314 | 2058364.3314
| Electric Vehicle Charger Incentive |  |  |  |  | 901911.85 |  |  |  |  | 901911.85 | 901911.85 |  | 836885.8217 | 836885.8217
| Demand Response |  |  |  |  | 491095.48 |  |  |  |  | 491095.48 | 491095.48 |  | 455688.4847 | 455688.4847
| Total Other Programs |  |  |  | 0 | 3611306.57 | 0 | 0 | 0 | 0 | 3611306.57 | 3611306.57 | 0 | 3350938.6378 | 3350938.6378 | 0 | 0
Grand Total of All EES Programs |  |  |  |  | 72.278 | 61765067.24 |  |  |  |  | 201939446.11 | 315049385.2384 |  | 187370713.7422 | 292334958.9296

## E214 SF Wx Elect
Rtn to Summary | [27 empty] | Final Costs |  |  |  | Math Check Only - Columns can be deleted or hidden |  |  |  |  | Final Benefits
| paste | paste |  | paste | paste | paste | paste | paste | paste | paste | paste | paste | paste total DBtC | paste | paste | paste | Formula: G + H | formula | formula: N/L | formula: O/L | formula: M/L | Total only derived from Actual Spending | formula: O-N | Formula total only W+N | Formula total only W+O | Formula | Formula | Formula Total Only | Formula Total Only | Formula | Formula | Formula | Formula | Formula | Formula | Formula | Formula | Formula | Formula Total Only: AL/AC | Formula Total Only: AM/AD
| Sch. No. | Program | Year | Measure ID - Version | Measure Name | Measure Life Period 1 | Measure Life Period 2 | Unit Savings period 1 | Unit Savings Period 2 | End Use | Measure Quantity | kWh Savings - Total | kWh Incentive - Total | kWh Measure Cost - Total | Year 1 NEBs | Unit Annual O&M | Total Measure Life | Weighted Life | Incentives Per Unit | Incremental Measure Cost per Unit | Savings per unit | Program Overhead | Total Customer Cost | Total Utility Program Costs | Total Resource Cost | PV Total Non-Energy Benefits | PV Total Net Euipment O&M | PV Total Utility Program Costs | PV Total Resource Costs | Unit PV First period Savings for 1 kWh | Total First Period Savings | Unit PV Savings for Second Period for 1 kWh | Total Second period Savings | Unadjusted Total | Decrement | Final UC Total Savings | PV Total Savings UC | PV Total Savings TRC | UC B/C Ratio | TRC B/C Ratio
| E214 | SF Existing Weatherization | 2017 | 10702 - 1 | SFWIN: Windows - Double Pane - Metal Framed - Low E Storm - FAF | 20 |  | 4.57 |  | SF Space Heat | 133 | 607.81 | 250 | 1189.02 | 0.07 |  | 20 | 0.002892 | 1.8797 | 8.94 | 4.57 |  | 939.02 |  |  | 92.9929 | 0 |  |  | 1.7467 | 1061.6379 | 1.7467 | 0 | 1061.6379 | 0 | 1061.6379 | 1061.6379 | 1260.7946
| E214 | SF Existing Weatherization | 2017 | 10705 - 1 | SFWIN: Windows - Single Pane - to U30 - FAF | 30 |  | 18.52 |  | SF Space Heat | 409.96 | 7592.46 | 71 | 7588.36 | 0.23 |  | 30 | 0.054187 | 0.17319 | 18.51 | 18.52 |  | 7517.36 |  |  | 1084.962 | 0 |  |  | 2.2068 | 16754.6775 | 2.2068 | 0 | 16754.6775 | 0 | 16754.6775 | 16754.6775 | 19515.1073
| E214 | SF Existing Weatherization | 2017 | 10705 - 3 | SFWIN: Windows - Single Pane - to U30 - FAF | 30 |  | 15.8 |  | SF Space Heat | 12047.06 | 190343.55 | 32000 | 246964.73 | 0.235 |  | 30 | 1.3585 | 2.6562 | 20.5 | 15.8 |  | 214964.73 |  |  | 32575.7304 | 0 |  |  | 2.2068 | 420041.0792 | 2.2068 | 0 | 420041.0792 | 0 | 420041.0792 | 420041.0792 | 494620.9175
| E214 | SF Existing Weatherization | 2017 | 10705 - 2 | SFWIN: Windows - Single Pane - to U30 - FAF | 30 |  | 15.8 |  | SF Space Heat | 4451.04 | 70326.43 | 12179 | 82388.75 | 0.23 |  | 30 | 0.50192 | 2.7362 | 18.51 | 15.8 |  | 70209.75 |  |  | 11779.7089 | 0 |  |  | 2.2068 | 155193.0218 | 2.2068 | 0 | 155193.0218 | 0 | 155193.0218 | 155193.0218 | 182492.0329
| E214 | SF Existing Weatherization | 2017 | 10706 - 2 | SFWIN: Windows - Single Pane - to U30 - HP | 30 |  | 6.99 |  | SF Space Heat | 5082.9 | 35529.47 | 14400 | 94084.48 | 0.1 |  | 30 | 0.25357 | 2.833 | 18.51 | 6.99 |  | 79684.48 |  |  | 5848.6656 | 0 |  |  | 2.2068 | 78404.745 | 2.2068 | 0 | 78404.745 | 0 | 78404.745 | 78404.745 | 92093.8851
| E214 | SF Existing Weatherization | 2017 | 10706 - 3 | SFWIN: Windows - Single Pane - to U30 - HP | 30 |  | 6.99 |  | SF Space Heat | 9383.11 | 65587.97 | 24550 | 192353.85 | 0.095 |  | 30 | 0.4681 | 2.6164 | 20.5 | 6.99 |  | 167803.85 |  |  | 10256.8886 | 0 |  |  | 2.2068 | 144736.3408 | 2.2068 | 0 | 144736.3408 | 0 | 144736.3408 | 144736.3408 | 169466.8635
| E214 | SF Existing Weatherization | 2017 | 10707 - 2 | SFWIN: Windows - Single Pane - to U30 - Zonal | 25 |  | 8.92 |  | SF Space Heat | 7989.63 | 71267.5 | 23200 | 147888.05 | 0.13 |  | 25 | 0.42386 | 2.9038 | 18.51 | 8.92 |  | 124688.05 |  |  | 11308.7213 | 0 |  |  | 1.9837 | 141371.7866 | 1.9837 | 0 | 141371.7866 | 0 | 141371.7866 | 141371.7866 | 166817.6866
| E214 | SF Existing Weatherization | 2017 | 10707 - 3 | SFWIN: Windows - Single Pane - to U30 - Zonal | 25 |  | 8.92 |  | SF Space Heat | 38102.37 | 339873.14 | 100350 | 781098.59 | 0.133 |  | 25 | 2.0214 | 2.6337 | 20.5 | 8.92 |  | 680748.59 |  |  | 55175.606 | 0 |  |  | 1.9837 | 674198.9455 | 1.9837 | 0 | 674198.9455 | 0 | 674198.9455 | 674198.9455 | 796794.4461
| E214 | SF Existing Weatherization | 2017 | 10718 - 2 | SFWIN: Windows - Single Pane - to U30 - MH | 25 |  | 9.98 |  | SF Space Heat | 1515.03 | 15120 | 5100 | 26982.68 | 0.067 |  | 25 | 0.089926 | 3.3663 | 17.81 | 9.98 |  | 21882.68 |  |  | 1105.1965 | 0 |  |  | 1.9837 | 29993.2135 | 1.9837 | 0 | 29993.2135 | 0 | 29993.2135 | 29993.2135 | 34097.7314
| E214 | SF Existing Weatherization | 2017 | 10718 - 1 | SFWIN: Windows - Single Pane - to U30 - MH | 30 |  | 10 |  | SF Space Heat | 380.74 | 3807.4 | 1700 | 6122.3 | 0.06 |  | 30 | 0.027173 | 4.465 | 16.08 | 10 |  | 4422.3 |  |  | 262.8603 | 0 |  |  | 2.2068 | 8401.989 | 2.2068 | 0 | 8401.989 | 0 | 8401.989 | 8401.989 | 9505.0482
| E214 | SF Existing Weatherization | 2017 | 10719 - 1 | SFWIN: Windows - Single Pane - to U30 - Resistance - MH | 30 |  | 10.2 |  | SF Space Heat | 155.22 | 1583.24 | 1150 | 2495.94 | 0.06 |  | 30 | 0.0113 | 7.4088 | 16.08 | 10.2 |  | 1345.94 |  |  | 107.1628 | 0 |  |  | 2.2068 | 3493.8275 | 2.2068 | 0 | 3493.8275 | 0 | 3493.8275 | 3493.8275 | 3950.3731
| E214 | SF Existing Weatherization | 2017 | 10719 - 2 | SFWIN: Windows - Single Pane - to U30 - Resistance - MH | 25 |  | 9.98 |  | SF Space Heat | 2383.81 | 23790.42 | 8200 | 42455.66 | 0.067 |  | 25 | 0.14149 | 3.4399 | 17.81 | 9.98 |  | 34255.66 |  |  | 1738.9613 | 0 |  |  | 1.9837 | 47192.5455 | 1.9837 | 0 | 47192.5455 | 0 | 47192.5455 | 47192.5455 | 53650.7614
| E214 | SF Existing Weatherization | 2017 | 10909 - 5 | SFWX: Sealing - Air - FAF | 15 |  | 0.53 |  | SF Space Heat | 1800 | 954 | 350 | 1314 | 0 |  | 15 | 0.0034043 | 0.19444 | 0.73 | 0.53 |  | 964 |  |  | 0 | 0 |  |  | 1.4659 | 1398.4561 | 1.4659 | 0 | 1398.4561 | 0 | 1398.4561 | 1398.4561 | 1538.3017
| E214 | SF Existing Weatherization | 2017 | 10910 - 5 | SFWX: Sealing - Air - HP | 15 |  | 0.24 |  | SF Space Heat | 8613 | 2067.12 | 1750 | 6287.49 |  |  | 15 | 0.0073765 | 0.20318 | 0.73 | 0.24 |  | 4537.49 |  |  | 0 | 0 |  |  | 1.4659 | 3030.164 | 1.4659 | 0 | 3030.164 | 0 | 3030.164 | 3030.164 | 3333.1804
| E214 | SF Existing Weatherization | 2017 | 10911 - 1 | SFWX: Sealing - Air - Zonal | 15 |  | 0.44 |  | SF Space Heat | 2563 | 1127.72 | 700 | 1691.58 | 0.01 |  | 15 | 0.0040243 | 0.27312 | 0.66 | 0.44 |  | 991.58 |  |  | 222.4943 | 0 |  |  | 1.4659 | 1653.1099 | 1.4659 | 0 | 1653.1099 | 0 | 1653.1099 | 1653.1099 | 2040.9152
| E214 | SF Existing Weatherization | 2017 | 10911 - 5 | SFWX: Sealing - Air - Zonal | 15 |  | 0.44 |  | SF Space Heat | 14607 | 6427.08 | 4823 | 9640.62 |  |  | 15 | 0.022935 | 0.33018 | 0.66 | 0.44 |  | 4817.62 |  |  | 0 | 0 |  |  | 1.4659 | 9421.3721 | 1.4659 | 0 | 9421.3721 | 0 | 9421.3721 | 9421.3721 | 10363.5093
| E214 | SF Existing Weatherization | 2017 | 10912 - 1 | SFWX: Insulation - Attic - R0 to R49 - FAF | 30 |  | 2.35 |  | SF Space Heat | 6410 | 15063.5 | 3993 | 7179.2 | 0.03 |  | 30 | 0.10751 | 0.62293 | 1.12 | 2.35 |  | 3186.2 |  |  | 2212.7101 | 0 |  |  | 2.2068 | 33241.4146 | 2.2068 | 0 | 33241.4146 | 0 | 33241.4146 | 33241.4146 | 38778.2661
| E214 | SF Existing Weatherization | 2017 | 10912 - 3 | SFWX: Insulation - Attic - R0 to R49 - FAF | 30 |  | 2.35 |  | SF Space Heat | 28439 | 66831.65 | 13736 | 35264.36 |  |  | 30 | 0.47698 | 0.483 | 1.24 | 2.35 |  | 21528.36 |  |  | 0 | 0 |  |  | 2.2068 | 147480.9033 | 2.2068 | 0 | 147480.9033 | 0 | 147480.9033 | 147480.9033 | 162228.9936
| E214 | SF Existing Weatherization | 2017 | 10914 - 3 | SFWX: Insulation - Attic - R0 to R49 - HP | 30 |  | 1.33 |  | SF Space Heat | 24965 | 33203.45 | 11050 | 30956.6 |  |  | 30 | 0.23697 | 0.44262 | 1.24 | 1.33 |  | 19906.6 |  |  | 0 | 0 |  |  | 2.2068 | 73271.7926 | 2.2068 | 0 | 73271.7926 | 0 | 73271.7926 | 73271.7926 | 80598.9719
| E214 | SF Existing Weatherization | 2017 | 10914 - 1 | SFWX: Insulation - Attic - R0 to R49 - HP | 30 |  | 1.33 |  | SF Space Heat | 3900 | 5187 | 1800 | 4368 | 0.02 |  | 30 | 0.03702 | 0.46154 | 1.12 | 1.33 |  | 2568 |  |  | 897.5111 | 0 |  |  | 2.2068 | 11446.4246 | 2.2068 | 0 | 11446.4246 | 0 | 11446.4246 | 11446.4246 | 13488.5782
| E214 | SF Existing Weatherization | 2017 | 10915 - 3 | SFWX: Insulation - Attic - R0 to R49 - Zonal | 30 |  | 2.16 |  | SF Space Heat | 53828 | 116268.48 | 32578 | 66746.72 |  |  | 30 | 0.82981 | 0.60522 | 1.24 | 2.16 |  | 34168.72 |  |  | 0 | 0 |  |  | 2.2068 | 256575.7459 | 2.2068 | 0 | 256575.7459 | 0 | 256575.7459 | 256575.7459 | 282233.3205
| E214 | SF Existing Weatherization | 2017 | 10915 - 1 | SFWX: Insulation - Attic - R0 to R49 - Zonal | 30 |  | 2.16 |  | SF Space Heat | 13559 | 29287.44 | 6011 | 15186.08 | 0.03 |  | 30 | 0.20902 | 0.44332 | 1.12 | 2.16 |  | 9175.08 |  |  | 4680.5204 | 0 |  |  | 2.2068 | 64630.1282 | 2.2068 | 0 | 64630.1282 | 0 | 64630.1282 | 64630.1282 | 75773.6614
| E214 | SF Existing Weatherization | 2017 | 10915 - 2 | SFWX: Insulation - Attic - R0 to R49 - Zonal | 30 |  | 2.04 |  | SF Space Heat | 1150 | 2346 | 600 | 1288 | 0.03 |  | 30 | 0.016743 | 0.52174 | 1.12 | 2.04 |  | 688 |  |  | 396.9761 | 0 |  |  | 2.2068 | 5177.0411 | 2.2068 | 0 | 5177.0411 | 0 | 5177.0411 | 5177.0411 | 6091.7213
| E214 | SF Existing Weatherization | 2017 | 10916 - 3 | SFWX: Insulation - Attic - R11 to R49 - FAF | 30 |  | 0.62 |  | SF Space Heat | 35630 | 22090.6 | 18344 | 38836.7 |  |  | 30 | 0.15766 | 0.51485 | 1.09 | 0.62 |  | 20492.7 |  |  | 0 | 0 |  |  | 2.2068 | 48748.4843 | 2.2068 | 0 | 48748.4843 | 0 | 48748.4843 | 48748.4843 | 53623.3327
| E214 | SF Existing Weatherization | 2017 | 10916 - 1 | SFWX: Insulation - Attic - R11 to R49 - FAF | 30 |  | 0.62 |  | SF Space Heat | 7231 | 4483.22 | 3578 | 7086.38 | 0.01 |  | 30 | 0.031997 | 0.49481 | 0.98 | 0.62 |  | 3508.38 |  |  | 832.0388 | 0 |  |  | 2.2068 | 9893.3564 | 2.2068 | 0 | 9893.3564 | 0 | 9893.3564 | 9893.3564 | 11714.7309
| E214 | SF Existing Weatherization | 2017 | 10918 - 3 | SFWX: Insulation - Attic - R11 to R49 - HP | 30 |  | 0.26 |  | SF Space Heat | 24606 | 6397.56 | 10750 | 26820.54 |  |  | 30 | 0.045659 | 0.43689 | 1.09 | 0.26 |  | 16070.54 |  |  | 0 | 0 |  |  | 2.2068 | 14117.8308 | 2.2068 | 0 | 14117.8308 | 0 | 14117.8308 | 14117.8308 | 15529.6139
| E214 | SF Existing Weatherization | 2017 | 10918 - 1 | SFWX: Insulation - Attic - R11 to R49 - HP | 30 |  | 0.26 |  | SF Space Heat | 896 | 232.96 | 600 | 878.08 | 0 |  | 30 | 0.0016626 | 0.66964 | 0.98 | 0.26 |  | 278.08 |  |  | 0 | 0 |  |  | 2.2068 | 514.085 | 2.2068 | 0 | 514.085 | 0 | 514.085 | 514.085 | 565.4935
| E214 | SF Existing Weatherization | 2017 | 10919 - 2 | SFWX: Insulation - Attic - R11 to R49 - Zonal | 30 |  | 0.44 |  | SF Space Heat | 36367 | 16001.48 | 18378 | 39640.03 |  |  | 30 | 0.1142 | 0.50535 | 1.09 | 0.44 |  | 21262.03 |  |  | 0 | 0 |  |  | 2.2068 | 35311.3042 | 2.2068 | 0 | 35311.3042 | 0 | 35311.3042 | 35311.3042 | 38842.4346
| E214 | SF Existing Weatherization | 2017 | 10919 - 1 | SFWX: Insulation - Attic - R11 to R49 - Zonal | 30 |  | 0.44 |  | SF Space Heat | 6315 | 2778.6 | 3000 | 6188.7 | 0.03 |  | 30 | 0.019831 | 0.47506 | 0.98 | 0.44 |  | 3188.7 |  |  | 2179.9164 | 0 |  |  | 2.2068 | 6131.6822 | 2.2068 | 0 | 6131.6822 | 0 | 6131.6822 | 6131.6822 | 8924.7668
| E214 | SF Existing Weatherization | 2017 | 10921 - 1 | SFWX: Ventilation - Whole House - Energy Star | 10 |  | 81 |  | Res Plug Load | 11 | 891 | 550 | 550 | 0 |  | 10 | 0.0021197 | 50 | 50 | 81 |  | 0 |  |  | 0 | 0 |  |  | 0.63739 | 567.9162 | 0.63739 | 0 | 567.9162 | 0 | 567.9162 | 567.9162 | 624.7078
| E214 | SF Existing Weatherization | 2017 | 10922 - 1 | SFWX: Ventilation - Whole House - Energy Star - with AS | 10 |  | 81 |  | Res Plug Load | 2 | 162 | 300 | 500 | 0 |  | 10 | 0.0003854 | 150 | 250 | 81 |  | 200 |  |  | 0 | 0 |  |  | 0.63739 | 103.2575 | 0.63739 | 0 | 103.2575 | 0 | 103.2575 | 103.2575 | 113.5832
| E214 | SF Existing Weatherization | 2017 | 10923 - 2 | SFWX: Insulation - Floor - R0 to R22 - HP - MH | 25 |  | 0.46 |  | SF Space Heat | 7290 | 3353.4 | 3000 | 10133.1 |  |  | 25 | 0.019944 | 0.41152 | 1.39 | 0.46 |  | 7133.1 |  |  | 0 | 0 |  |  | 1.9837 | 6652.0665 | 1.9837 | 0 | 6652.0665 | 0 | 6652.0665 | 6652.0665 | 7317.2732
| E214 | SF Existing Weatherization | 2017 | 10924 - 2 | SFWX: Insulation - Floor - R0 to R22 - Zonal - MH | 25 |  | 0.46 |  | SF Space Heat | 11528 | 5302.88 | 5400 | 16023.92 |  |  | 25 | 0.031539 | 0.46842 | 1.39 | 0.46 |  | 10623.92 |  |  | 0 | 0 |  |  | 1.9837 | 10519.2075 | 1.9837 | 0 | 10519.2075 | 0 | 10519.2075 | 10519.2075 | 11571.1283
| E214 | SF Existing Weatherization | 2017 | 10924 - 1 | SFWX: Insulation - Floor - R0 to R22 - Zonal - MH | 25 |  | 0.5 |  | SF Space Heat | 2112 | 1056 | 1200 | 2640 | 0 |  | 25 | 0.0062806 | 0.56818 | 1.25 | 0.5 |  | 1440 |  |  | 0 | 0 |  |  | 1.9837 | 2094.7642 | 1.9837 | 0 | 2094.7642 | 0 | 2094.7642 | 2094.7642 | 2304.2406
| E214 | SF Existing Weatherization | 2017 | 10926 - 1 | SFWX: Insulation - Floor - R0 to R30 - FAF | 30 |  | 1 |  | SF Space Heat | 14066 | 14066 | 2725 | 18567.12 | 0.1 |  | 30 | 0.10039 | 0.19373 | 1.32 | 1 |  | 15842.12 |  |  | 16185.1169 | 0 |  |  | 2.2068 | 31040.1791 | 2.2068 | 0 | 31040.1791 | 0 | 31040.1791 | 31040.1791 | 50329.3139
| E214 | SF Existing Weatherization | 2017 | 10926 - 3 | SFWX: Insulation - Floor - R0 to R30 - FAF | 30 |  | 1.22 |  | SF Space Heat | 2039 | 2487.58 | 400 | 2691.48 | 0.1 |  | 30 | 0.017754 | 0.19617 | 1.32 | 1.22 |  | 2291.48 |  |  | 2346.1861 | 0 |  |  | 2.2068 | 5489.4731 | 2.2068 | 0 | 5489.4731 | 0 | 5489.4731 | 5489.4731 | 8384.6065
| E214 | SF Existing Weatherization | 2017 | 10926 - 4 | SFWX: Insulation - Floor - R0 to R30 - FAF | 30 |  | 1 |  | SF Space Heat | 72906 | 72906 | 12000 | 106442.76 |  |  | 30 | 0.52033 | 0.1646 | 1.46 | 1 |  | 94442.76 |  |  | 0 | 0 |  |  | 2.2068 | 160885.4896 | 2.2068 | 0 | 160885.4896 | 0 | 160885.4896 | 160885.4896 | 176974.0386
| E214 | SF Existing Weatherization | 2017 | 10928 - 1 | SFWX: Insulation - Floor - R0 to R30 - HP | 30 |  | 0.18 |  | SF Space Heat | 3626 | 652.68 | 781 | 4786.32 | 0 |  | 30 | 0.0046582 | 0.21539 | 1.32 | 0.18 |  | 4005.32 |  |  | 0 | 0 |  |  | 2.2068 | 1440.3031 | 2.2068 | 0 | 1440.3031 | 0 | 1440.3031 | 1440.3031 | 1584.3335
| E214 | SF Existing Weatherization | 2017 | 10928 - 4 | SFWX: Insulation - Floor - R0 to R30 - HP | 30 |  | 0.18 |  | SF Space Heat | 43355 | 7803.9 | 5800 | 63298.3 |  |  | 30 | 0.055696 | 0.13378 | 1.46 | 0.18 |  | 57498.3 |  |  | 0 | 0 |  |  | 2.2068 | 17221.275 | 2.2068 | 0 | 17221.275 | 0 | 17221.275 | 17221.275 | 18943.4025
| E214 | SF Existing Weatherization | 2017 | 10929 - 3 | SFWX: Insulation - Floor - R0 to R30 - Zonal | 30 |  | 1.02 |  | SF Space Heat | 1025 | 1045.5 | 304 | 1353 | 0.02 |  | 30 | 0.0074617 | 0.29659 | 1.32 | 1.02 |  | 1049 |  |  | 235.8843 | 0 |  |  | 2.2068 | 2307.1596 | 2.2068 | 0 | 2307.1596 | 0 | 2307.1596 | 2307.1596 | 2773.7599
| E214 | SF Existing Weatherization | 2017 | 10929 - 2 | SFWX: Insulation - Floor - R0 to R30 - Zonal | 30 |  | 1.38 |  | SF Space Heat | 784 | 1081.92 | 200 | 1034.88 | 0.02 |  | 30 | 0.0077217 | 0.2551 | 1.32 | 1.38 |  | 834.88 |  |  | 180.4227 | 0 |  |  | 2.2068 | 2387.5295 | 2.2068 | 0 | 2387.5295 | 0 | 2387.5295 | 2387.5295 | 2806.7052
| E214 | SF Existing Weatherization | 2017 | 10929 - 4 | SFWX: Insulation - Floor - R0 to R30 - Zonal | 30 |  | 1.03 |  | SF Space Heat | 102005 | 105065.15 | 20137 | 148927.3 |  |  | 30 | 0.74985 | 0.19741 | 1.46 | 1.03 |  | 128790.3 |  |  | 0 | 0 |  |  | 2.2068 | 231852.7707 | 2.2068 | 0 | 231852.7707 | 0 | 231852.7707 | 231852.7707 | 255038.0478
| E214 | SF Existing Weatherization | 2017 | 10929 - 1 | SFWX: Insulation - Floor - R0 to R30 - Zonal | 30 |  | 1.03 |  | SF Space Heat | 17619 | 18147.57 | 3000 | 23257.08 | 0.02 |  | 30 | 0.12952 | 0.17027 | 1.32 | 1.03 |  | 20257.08 |  |  | 4054.679 | 0 |  |  | 2.2068 | 40047.1934 | 2.2068 | 0 | 40047.1934 | 0 | 40047.1934 | 40047.1934 | 48106.5918
| E214 | SF Existing Weatherization | 2017 | 10930 - 2 | SFWX: Sealing - Air - Attic | 30 |  | 0.14 |  | SF Space Heat | 77106 | 10794.84 | 6684 | 15421.2 |  |  | 30 | 0.077043 | 0.086686 | 0.2 | 0.14 |  | 8737.2 |  |  | 0 | 0 |  |  | 2.2068 | 23821.539 | 2.2068 | 0 | 23821.539 | 0 | 23821.539 | 23821.539 | 26203.6928
| E214 | SF Existing Weatherization | 2017 | 10930 - 1 | SFWX: Sealing - Air - Attic | 30 |  | 0.14 |  | SF Space Heat | 8036 | 1125.04 | 780 | 1607.2 | 0 |  | 30 | 0.0080294 | 0.097063 | 0.2 | 0.14 |  | 827.2 |  |  | 0 | 0 |  |  | 2.2068 | 2482.6847 | 2.2068 | 0 | 2482.6847 | 0 | 2482.6847 | 2482.6847 | 2730.9532
| E214 | SF Existing Weatherization | 2017 | 10932 - 2 | SFWX: Sealing - Air - Floor | 30 |  | 0.14 |  | SF Space Heat | 151669 | 21233.66 | 11558 | 30333.8 |  |  | 30 | 0.15154 | 0.076205 | 0.2 | 0.14 |  | 18775.8 |  |  | 0 | 0 |  |  | 2.2068 | 46857.4299 | 2.2068 | 0 | 46857.4299 | 0 | 46857.4299 | 46857.4299 | 51543.1729
| E214 | SF Existing Weatherization | 2017 | 10932 - 1 | SFWX: Sealing - Air - Floor | 30 |  | 0.14 |  | SF Space Heat | 10644 | 1490.16 | 886 | 2128.8 | 0 |  | 30 | 0.010635 | 0.083239 | 0.2 | 0.14 |  | 1242.8 |  |  | 0 | 0 |  |  | 2.2068 | 3288.4141 | 2.2068 | 0 | 3288.4141 | 0 | 3288.4141 | 3288.4141 | 3617.2556
| E214 | SF Existing Weatherization | 2017 | 10935 - 2 | SFWX: Sealing - Duct - Double Triple - MH - Zonal | 18 |  | 973 |  | SF Space Heat | 6 | 5838 | 2400 | 2775.96 | 0 |  | 18 | 0.024999 | 400 | 462.66 | 973 |  | 375.96 |  |  | 0 | 0 |  |  | 1.6434 | 9594.0602 | 1.6434 | 0 | 9594.0602 | 0 | 9594.0602 | 9594.0602 | 10553.4662
| E214 | SF Existing Weatherization | 2017 | 10935 - 1 | SFWX: Sealing - Duct - Double Triple - MH - Zonal | 18 |  | 973 |  | SF Space Heat | 2 | 1946 | 800 | 836 | 0 |  | 18 | 0.0083332 | 400 | 418 | 973 |  | 36 |  |  | 0 | 0 |  |  | 1.6434 | 3198.0201 | 1.6434 | 0 | 3198.0201 | 0 | 3198.0201 | 3198.0201 | 3517.8221
| E214 | SF Existing Weatherization | 2017 | 10936 - 1 | SFWX: Sealing - Duct - Double Triple - MH - HP | 18 |  | 615 |  | SF Space Heat | 1 | 615 | 400 | 418 | 0 |  | 18 | 0.0026336 | 400 | 418 | 615 |  | 18 |  |  | 0 | 0 |  |  | 1.6434 | 1010.6795 | 1.6434 | 0 | 1010.6795 | 0 | 1010.6795 | 1010.6795 | 1111.7475
| E214 | SF Existing Weatherization | 2017 | 10936 - 2 | SFWX: Sealing - Duct - Double Triple - MH - HP | 18 |  | 615 |  | SF Space Heat | 3 | 1845 | 1200 | 1387.98 | 0 |  | 18 | 0.0079007 | 400 | 462.66 | 615 |  | 187.98 |  |  | 0 | 0 |  |  | 1.6434 | 3032.0386 | 1.6434 | 0 | 3032.0386 | 0 | 3032.0386 | 3032.0386 | 3335.2424
| E214 | SF Existing Weatherization | 2017 | 10939 - 2 | SFWX: Sealing - Duct - Single - MH - Zonal | 18 |  | 973 |  | SF Space Heat | 4 | 3892 | 800 | 1850.64 | 0 |  | 18 | 0.016666 | 200 | 462.66 | 973 |  | 1050.64 |  |  | 0 | 0 |  |  | 1.6434 | 6396.0401 | 1.6434 | 0 | 6396.0401 | 0 | 6396.0401 | 6396.0401 | 7035.6441
| E214 | SF Existing Weatherization | 2017 | 10939 - 1 | SFWX: Sealing - Duct - Single - MH - Zonal | 18 |  | 973 |  | SF Space Heat | 3 | 2919 | 600 | 1254 | 0 |  | 18 | 0.0125 | 200 | 418 | 973 |  | 654 |  |  | 0 | 0 |  |  | 1.6434 | 4797.0301 | 1.6434 | 0 | 4797.0301 | 0 | 4797.0301 | 4797.0301 | 5276.7331
| E214 | SF Existing Weatherization | 2017 | 10940 - 1 | SFWX: Sealing - Duct and Insulation - E | 20 |  | 1859 |  | SF Space Heat | 18 | 33462 | 6948 | 18000 | 11 |  | 20 | 0.15921 | 386 | 1000 | 1859 |  | 11052 |  |  | 1977.722 | 0 |  |  | 1.7467 | 58446.765 | 1.7467 | 0 | 58446.765 | 0 | 58446.765 | 58446.765 | 66269.1635
| E214 | SF Existing Weatherization | 2017 | 10940 - 2 | SFWX: Sealing - Duct and Insulation - E | 20 |  | 1859 |  | SF Space Heat | 160 | 297440 | 62811 | 160000 | 0 |  | 20 | 1.4152 | 392.5688 | 1000 | 1859 |  | 97189 |  |  | 0 | 0 |  |  | 1.7467 | 519526.8 | 1.7467 | 0 | 519526.8 | 0 | 519526.8 | 519526.8 | 571479.48
| E214 | SF Existing Weatherization | 2017 | 10942 - 2 | SFWX: Sealing - Duct - FAF | 20 |  | 1049 |  | SF Space Heat | 6 | 6294 | 1775 | 3300 | 0 |  | 20 | 0.029947 | 295.8333 | 550 | 1049 |  | 1525 |  |  | 0 | 0 |  |  | 1.7467 | 10993.4833 | 1.7467 | 0 | 10993.4833 | 0 | 10993.4833 | 10993.4833 | 12092.8317
| E214 | SF Existing Weatherization | 2017 | 10944 - 2 | SFWX: Sealing - Duct - HP | 20 |  | 752 |  | SF Space Heat | 5 | 3760 | 1500 | 3042.9 | 0 |  | 20 | 0.01789 | 300 | 608.58 | 752 |  | 1542.9 |  |  | 0 | 0 |  |  | 1.7467 | 6567.4448 | 1.7467 | 0 | 6567.4448 | 0 | 6567.4448 | 6567.4448 | 7224.1892
| E214 | SF Existing Weatherization | 2017 | 10945 - 4 | SFWX: Insulation - Wall - R0 to R13 - FAF | 30 |  | 2.1 |  | SF Space Heat | 1300 | 2730 | 400 | 1807 | 0.03 |  | 30 | 0.019484 | 0.30769 | 1.39 | 2.1 |  | 1407 |  |  | 448.7556 | 0 |  |  | 2.2068 | 6024.434 | 2.2068 | 0 | 6024.434 | 0 | 6024.434 | 6024.434 | 7075.633
| E214 | SF Existing Weatherization | 2017 | 10945 - 1 | SFWX: Insulation - Wall - R0 to R13 - FAF | 30 |  | 2.23 |  | SF Space Heat | 2580 | 5753.4 | 671 | 3586.2 | 0.03 |  | 30 | 0.041062 | 0.26008 | 1.39 | 2.23 |  | 2915.2 |  |  | 890.6072 | 0 |  |  | 2.2068 | 12696.3292 | 2.2068 | 0 | 12696.3292 | 0 | 12696.3292 | 12696.3292 | 14856.5693
| E214 | SF Existing Weatherization | 2017 | 10945 - 5 | SFWX: Insulation - Wall - R0 to R13 - FAF | 30 |  | 2.23 |  | SF Space Heat | 7458 | 16631.34 | 2400 | 11485.32 |  |  | 30 | 0.1187 | 0.3218 | 1.54 | 2.23 |  | 9085.32 |  |  | 0 | 0 |  |  | 2.2068 | 36701.2493 | 2.2068 | 0 | 36701.2493 | 0 | 36701.2493 | 36701.2493 | 40371.3742
| E214 | SF Existing Weatherization | 2017 | 10947 - 4 | SFWX: Insulation - Wall - R0 to R13 - HP | 30 |  | 0.96 |  | SF Space Heat | 6061 | 5818.56 | 1827 | 9333.94 |  |  | 30 | 0.041527 | 0.30144 | 1.54 | 0.96 |  | 7506.94 |  |  | 0 | 0 |  |  | 2.2068 | 12840.1212 | 2.2068 | 0 | 12840.1212 | 0 | 12840.1212 | 12840.1212 | 14124.1333
| E214 | SF Existing Weatherization | 2017 | 10947 - 1 | SFWX: Insulation - Wall - R0 to R13 - HP | 30 |  | 0.96 |  | SF Space Heat | 2060 | 1977.6 | 658 | 2863.4 | 0.01 |  | 30 | 0.014114 | 0.31942 | 1.39 | 0.96 |  | 2205.4 |  |  | 237.035 | 0 |  |  | 2.2068 | 4364.0735 | 2.2068 | 0 | 4364.0735 | 0 | 4364.0735 | 4364.0735 | 5037.5159
| E214 | SF Existing Weatherization | 2017 | 10948 - 1 | SFWX: Insulation - Wall - R0 to R13 - Zonal | 30 |  | 1.53 |  | SF Space Heat | 4760 | 7282.8 | 1720 | 6616.4 | 0.01 |  | 30 | 0.051977 | 0.36134 | 1.39 | 1.53 |  | 4896.4 |  |  | 547.7119 | 0 |  |  | 2.2068 | 16071.3363 | 2.2068 | 0 | 16071.3363 | 0 | 16071.3363 | 16071.3363 | 18226.1818
| E214 | SF Existing Weatherization | 2017 | 10948 - 5 | SFWX: Insulation - Wall - R0 to R13 - Zonal | 30 |  | 1.53 |  | SF Space Heat | 17850 | 27310.5 | 8026 | 24811.5 |  |  | 30 | 0.19491 | 0.44964 | 1.39 | 1.53 |  | 16785.5 |  |  | 0 | 0 |  |  | 2.2068 | 60267.5111 | 2.2068 | 0 | 60267.5111 | 0 | 60267.5111 | 60267.5111 | 66294.2622
| E214 | SF Existing Weatherization | 2017 | 10948 - 4 | SFWX: Insulation - Wall - R0 to R13 - Zonal | 30 |  | 1.14 |  | SF Space Heat | 1200 | 1368 | 400 | 1668 | 0.01 |  | 30 | 0.0097634 | 0.33333 | 1.39 | 1.14 |  | 1268 |  |  | 138.0786 | 0 |  |  | 2.2068 | 3018.8373 | 2.2068 | 0 | 3018.8373 | 0 | 3018.8373 | 3018.8373 | 3458.7996
| E214 | SF Existing Weatherization | 2017 | 11241 - 1 | HPWES: Home Performance with Energy Star - E | 30 |  | 0 |  | SF Space Heat | 14 | 0 | 5600 | 8400 | 0 |  | 30 | 0 | 400 | 600 | 0 |  | 2800 |  |  | 0 | 0 |  |  | 2.2068 | 0 | 2.2068 | 0 | 0 | 0 | 0 | 0 | 0
| E214 | SF Existing Weatherization | 2017 | 12016 - 1 | SFWX: Insulation - Attic - Electric - Zonal | 30 |  | 2.14 |  | SF Space Heat | 248 | 530.72 | 223 | 277.76 | 0 |  | 30 | 0.0037877 | 0.89919 | 1.12 | 2.14 |  | 54.76 |  |  | 0 | 0 |  |  | 2.2068 | 1171.1676 | 2.2068 | 0 | 1171.1676 | 0 | 1171.1676 | 1171.1676 | 1288.2844
| E214 | SF Wx | 2016 |  | Mobile Home Floor Insulation R-0 to R-30 | 25 |  | 1.47 |  | SF Space Heat | 43550 | 64018.5 |  | 58792.5 |  |  | 25 | 0.38075 | 0 | 1.35 | 1.47 |  | 58792.5 |  |  | 0 | 0 |  |  | 1.9837 | 126992.104 | 1.9837 | 0 | 126992.104 | 0 | 126992.104 | 126992.104 | 139691.3144
| E214 | SF Wx | 2016 |  | Prescriptive Duct Sealing and Insulation - Electric | 20 |  | 1859 |  | SF Space Heat | 8 | 14872 |  | 8000 |  |  | 20 | 0.070761 | 0 | 1000 | 1859 |  | 8000 |  |  | 0 | 0 |  |  | 1.7467 | 25976.34 | 1.7467 | 0 | 25976.34 | 0 | 25976.34 | 25976.34 | 28573.974
| E214 | SF Wx | 2016 |  | Air Sealing CFM50 - FAF | 15 |  | 0.54 |  | SF Space Heat | 6638 | 3584.52 |  | 4381.08 | 0.01 |  | 15 | 0.012791 | 0 | 0.66 | 0.54 |  | 4381.08 |  |  | 576.2454 | 0 |  |  | 1.4659 | 5254.5008 | 1.4659 | 0 | 5254.5008 | 0 | 5254.5008 | 5254.5008 | 6356.1962
| E214 | SF Wx | 2016 |  | Home Performance with Energy Star - E | 30 |  | 0 |  | SF Space Heat | 11 | 0 |  | 6600 | 0 |  | 30 | 0 | 0 | 600 | 0 |  | 6600 |  |  | 0 | 0 |  |  | 2.2068 | 0 | 2.2068 | 0 | 0 | 0 | 0 | 0 | 0
| E214 | SF Wx | 2016 |  | PTCS Duct Sealing - HP | 20 |  | 1049 |  | SF Space Heat | 1 | 1049 |  | 538 |  |  | 20 | 0.0049911 | 0 | 538 | 1049 |  | 538 |  |  | 0 | 0 |  |  | 1.7467 | 1832.2472 | 1.7467 | 0 | 1832.2472 | 0 | 1832.2472 | 1832.2472 | 2015.4719
| E214 | SF Wx | 2016 |  | Ventilation - Whole House - Energy Star | 10 |  | 81 |  | Res Plug Load | 5 | 405 |  | 250 | 0 |  | 10 | 0.00096349 | 0 | 50 | 81 |  | 250 |  |  | 0 | 0 |  |  | 0.63739 | 258.1437 | 0.63739 | 0 | 258.1437 | 0 | 258.1437 | 258.1437 | 283.9581
| E214 | SF Wx | 2016 |  | Windows - Double Pane to U.30 - Zonal | 25 |  | 5.32 |  | SF Space Heat | 17370.14 | 92409.1448 |  | 321521.2914 |  |  | 25 | 0.5496 | 0 | 18.51 | 5.32 |  | 321521.2914 |  |  | 0 | 0 |  |  | 1.9837 | 183310.0077 | 1.9837 | 0 | 183310.0077 | 0 | 183310.0077 | 183310.0077 | 201641.0084
| E214 | SF Wx | 2016 |  | Windows - Double Pane to U.30 - HP | 25 |  | 4.51 |  | SF Space Heat | 9832.25 | 44343.4475 |  | 181994.9475 |  |  | 25 | 0.26373 | 0 | 18.51 | 4.51 |  | 181994.9475 |  |  | 0 | 0 |  |  | 1.9837 | 87963.1309 | 1.9837 | 0 | 87963.1309 | 0 | 87963.1309 | 87963.1309 | 96759.444
| E214 | SF Wx | 2016 |  | Windows - Single Pane to U.30 - FAF | 25 |  | 18.52 |  | SF Space Heat | 8500.31 | 157425.7412 |  | 157340.7381 | 0.23 |  | 25 | 0.93629 | 0 | 18.51 | 18.52 |  | 157340.7381 |  |  | 21286.5893 | 0 |  |  | 1.9837 | 312282.0138 | 1.9837 | 0 | 312282.0138 | 0 | 312282.0138 | 312282.0138 | 364796.8045
| E214 | SF Wx | 2016 |  | Windows - Single Pane to U.30 - Zonal | 25 |  | 9.2 |  | SF Space Heat | 6551.9 | 60277.48 |  | 121275.669 | 0.13 |  | 25 | 0.3585 | 0 | 18.51 | 9.2 |  | 121275.669 |  |  | 9273.7224 | 0 |  |  | 1.9837 | 119571.1241 | 1.9837 | 0 | 119571.1241 | 0 | 119571.1241 | 119571.1241 | 140801.959
| E214 | SF Wx | 2016 |  | Windows - Single Pane to U.30 - HP | 25 |  | 8.48 |  | SF Space Heat | 3225.8 | 27354.784 |  | 59709.558 | 0.1 |  | 25 | 0.16269 | 0 | 18.51 | 8.48 |  | 59709.558 |  |  | 3512.2136 | 0 |  |  | 1.9837 | 54263.0892 | 1.9837 | 0 | 54263.0892 | 0 | 54263.0892 | 54263.0892 | 63201.6117
| E214 | SF Wx | 2016 |  | Attic Insulation R-11 to R-49 - FAF | 30 |  | 0.78 |  | SF Space Heat | 3952 | 3082.56 |  | 3872.96 |  |  | 30 | 0.022 | 0 | 0.98 | 0.78 |  | 3872.96 |  |  | 0 | 0 |  |  | 2.2068 | 6802.4466 | 2.2068 | 0 | 6802.4466 | 0 | 6802.4466 | 6802.4466 | 7482.6913
| E214 | SF Wx | 2016 |  | Attic Insulation R-11 to R-49 - Zonal | 30 |  | 0.44 |  | SF Space Heat | 43785 | 19265.4 |  | 42909.3 | 0.03 |  | 30 | 0.1375 | 0 | 0.98 | 0.44 |  | 42909.3 |  |  | 15114.4321 | 0 |  |  | 2.2068 | 42513.9675 | 2.2068 | 0 | 42513.9675 | 0 | 42513.9675 | 42513.9675 | 61879.7963
| E214 | SF Wx | 2016 |  | Attic Insulation R-11 to R-49 - HP | 30 |  | 0.32 |  | SF Space Heat | 4840 | 1548.8 |  | 4743.2 |  |  | 30 | 0.011054 | 0 | 0.98 | 0.32 |  | 4743.2 |  |  | 0 | 0 |  |  | 2.2068 | 3417.8181 | 2.2068 | 0 | 3417.8181 | 0 | 3417.8181 | 3417.8181 | 3759.5999
| E214 | SF Wx | 2016 |  | Air Sealing CFM50 - HP | 15 |  | 0.3 |  | SF Space Heat | 1892 | 567.6 |  | 1248.72 |  |  | 15 | 0.0020255 | 0 | 0.66 | 0.3 |  | 1248.72 |  |  | 0 | 0 |  |  | 1.4659 | 832.0374 | 1.4659 | 0 | 832.0374 | 0 | 832.0374 | 832.0374 | 915.2411
| E214 | SF Wx | 2016 |  | Air Sealing CFM50 - Zonal | 15 |  | 0.49 |  | SF Space Heat | 5625 | 2756.25 |  | 3712.5 |  |  | 15 | 0.0098357 | 0 | 0.66 | 0.49 |  | 3712.5 |  |  | 0 | 0 |  |  | 1.4659 | 4040.3507 | 1.4659 | 0 | 4040.3507 | 0 | 4040.3507 | 4040.3507 | 4444.3857
| E214 | SF Wx | 2016 |  | Attic Insulation R-0 to R-49 FAF | 30 |  | 3.06 |  | SF Space Heat | 6250 | 19125 |  | 7000 |  |  | 30 | 0.1365 | 0 | 1.12 | 3.06 |  | 7000 |  |  | 0 | 0 |  |  | 2.2068 | 42204.1394 | 2.2068 | 0 | 42204.1394 | 0 | 42204.1394 | 42204.1394 | 46424.5534
| E214 | SF Wx | 2016 |  | Attic Insulation R-0 to R-49 HP | 30 |  | 1.51 |  | SF Space Heat | 2000 | 3020 |  | 2240 |  |  | 30 | 0.021554 | 0 | 1.12 | 1.51 |  | 2240 |  |  | 0 | 0 |  |  | 2.2068 | 6664.3922 | 2.2068 | 0 | 6664.3922 | 0 | 6664.3922 | 6664.3922 | 7330.8314
| E214 | SF Wx | 2016 |  | Attic Insulation R-0 to R-49 Zonal | 30 |  | 2.04 |  | SF Space Heat | 10158 | 20722.32 |  | 11376.96 |  |  | 30 | 0.1479 | 0 | 1.12 | 2.04 |  | 11376.96 |  |  | 0 | 0 |  |  | 2.2068 | 45729.0292 | 2.2068 | 0 | 45729.0292 | 0 | 45729.0292 | 45729.0292 | 50301.9321
| E214 | SF Wx | 2016 |  | Floor Insulation R-0 to R-30 FAF | 30 |  | 1.22 |  | SF Space Heat | 1500 | 1830 |  | 1980 |  |  | 30 | 0.013061 | 0 | 1.32 | 1.22 |  | 1980 |  |  | 0 | 0 |  |  | 2.2068 | 4038.3569 | 2.2068 | 0 | 4038.3569 | 0 | 4038.3569 | 4038.3569 | 4442.1926
| E214 | SF Wx | 2016 |  | Floor Insulation R-0 to R-30 HP | 30 |  | 0.24 |  | SF Space Heat | 4037 | 968.88 |  | 5328.84 |  |  | 30 | 0.0069149 | 0 | 1.32 | 0.24 |  | 5328.84 |  |  | 0 | 0 |  |  | 2.2068 | 2138.0783 | 2.2068 | 0 | 2138.0783 | 0 | 2138.0783 | 2138.0783 | 2351.8861
| E214 | SF Wx | 2016 |  | Floor Insulation R-0 to R-30 Zonal | 30 |  | 1.02 |  | SF Space Heat | 15345 | 15651.9 |  | 20255.4 |  |  | 30 | 0.11171 | 0 | 1.32 | 1.02 |  | 20255.4 |  |  | 0 | 0 |  |  | 2.2068 | 34539.8677 | 2.2068 | 0 | 34539.8677 | 0 | 34539.8677 | 34539.8677 | 37993.8545
| E214 | SF Wx | 2016 |  | Wall Insulation R-0 to R-13 FAF | 30 |  | 2.1 |  | SF Space Heat | 1860 | 3906 |  | 2585.4 |  |  | 30 | 0.027877 | 0 | 1.39 | 2.1 |  | 2585.4 |  |  | 0 | 0 |  |  | 2.2068 | 8619.5748 | 2.2068 | 0 | 8619.5748 | 0 | 8619.5748 | 8619.5748 | 9481.5323
| E214 | SF Wx | 2016 |  | Wall Insulation R-0 to R-13 HP | 30 |  | 0.85 |  | SF Space Heat | 1600 | 1360 |  | 2224 |  |  | 30 | 0.0097063 | 0 | 1.39 | 0.85 |  | 2224 |  |  | 0 | 0 |  |  | 2.2068 | 3001.1832 | 2.2068 | 0 | 3001.1832 | 0 | 3001.1832 | 3001.1832 | 3301.3016
| E214 | SF Wx | 2016 |  | Wall Insulation R-0 to R-13 Zonal | 30 |  | 1.14 |  | SF Space Heat | 2987 | 3405.18 |  | 4151.93 |  |  | 30 | 0.024303 | 0 | 1.39 | 1.14 |  | 4151.93 |  |  | 0 | 0 |  |  | 2.2068 | 7514.3891 | 2.2068 | 0 | 7514.3891 | 0 | 7514.3891 | 7514.3891 | 8265.828
| E214 | SF Wx | 2016 |  | Windows - Double Pane to U.30 - FAF | 25 |  | 7.9 |  | SF Space Heat | 22618.12 | 178683.148 |  | 418661.4012 |  |  | 25 | 1.0627 | 0 | 18.51 | 7.9 |  | 418661.4012 |  |  | 0 | 0 |  |  | 1.9837 | 354449.8686 | 1.9837 | 0 | 354449.8686 | 0 | 354449.8686 | 354449.8686 | 389894.8555
| E214 | SF Wx | 2016 |  | Air Sealing CFM50 - HP | 15 |  | 0.24 |  | SF Space Heat | 5746 | 1379.04 |  | 3792.36 | 0 |  | 15 | 0.0049211 | 0 | 0.66 | 0.24 |  | 3792.36 |  |  | 0 | 0 |  |  | 1.4659 | 2021.5166 | 1.4659 | 0 | 2021.5166 | 0 | 2021.5166 | 2021.5166 | 2223.6683
| E214 | SF Wx | 2016 |  | Air Sealing CFM50 - Zonal | 15 |  | 0.44 |  | SF Space Heat | 12590 | 5539.6 |  | 8309.4 | 0.01 |  | 15 | 0.019768 | 0 | 0.66 | 0.44 |  | 8309.4 |  |  | 1092.9391 | 0 |  |  | 1.4659 | 8120.4268 | 1.4659 | 0 | 8120.4268 | 0 | 8120.4268 | 8120.4268 | 10025.4086
| E214 | SF Wx | 2016 |  | Attic Insulation R-0 to R-49 - FAF | 30 |  | 2.35 |  | SF Space Heat | 51795 | 121718.25 |  | 58010.4 | 0.03 |  | 30 | 0.8687 | 0 | 1.12 | 2.35 |  | 58010.4 |  |  | 17879.4567 | 0 |  |  | 2.2068 | 268602.0389 | 2.2068 | 0 | 268602.0389 | 0 | 268602.0389 | 268602.0389 | 313341.6995
| E214 | SF Wx | 2016 |  | Attic Insulation R-0 to R-49 - HP | 30 |  | 1.33 |  | SF Space Heat | 28538 | 37955.54 |  | 31962.56 | 0.02 |  | 30 | 0.27089 | 0 | 1.12 | 1.33 |  | 31962.56 |  |  | 6567.4799 | 0 |  |  | 2.2068 | 83758.4785 | 2.2068 | 0 | 83758.4785 | 0 | 83758.4785 | 83758.4785 | 98701.8064
| E214 | SF Wx | 2016 |  | Attic Insulation R-0 to R-49 - Zonal | 30 |  | 2.16 |  | SF Space Heat | 52167 | 112680.72 |  | 58427.04 | 0.03 |  | 30 | 0.8042 | 0 | 1.12 | 2.16 |  | 58427.04 |  |  | 18007.8698 | 0 |  |  | 2.2068 | 248658.448 | 2.2068 | 0 | 248658.448 | 0 | 248658.448 | 248658.448 | 291532.1626
| E214 | SF Wx | 2016 |  | Attic Insulation R-11 to R-49 - FAF | 30 |  | 0.62 |  | SF Space Heat | 31936 | 19800.32 |  | 31297.28 | 0.01 |  | 30 | 0.14131 | 0 | 0.98 | 0.62 |  | 31297.28 |  |  | 3674.7326 | 0 |  |  | 2.2068 | 43694.4035 | 2.2068 | 0 | 43694.4035 | 0 | 43694.4035 | 43694.4035 | 51738.5764
| E214 | SF Wx | 2016 |  | Attic Insulation R-11 to R-49 - HP | 30 |  | 0.26 |  | SF Space Heat | 23684 | 6157.84 |  | 23210.32 | 0 |  | 30 | 0.043948 | 0 | 0.98 | 0.26 |  | 23210.32 |  |  | 0 | 0 |  |  | 2.2068 | 13588.8281 | 2.2068 | 0 | 13588.8281 | 0 | 13588.8281 | 13588.8281 | 14947.7109
| E214 | SF Wx | 2016 |  | Floor Insulation R-0 to R-30 - FAF | 30 |  | 1 |  | SF Space Heat | 86582 | 86582 |  | 114288.24 | 0.1 |  | 30 | 0.61794 | 0 | 1.32 | 1 |  | 114288.24 |  |  | 99626.0335 | 0 |  |  | 2.2068 | 191065.0353 | 2.2068 | 0 | 191065.0353 | 0 | 191065.0353 | 191065.0353 | 309797.5723
| E214 | SF Wx | 2016 |  | Floor Insulation R-0 to R-30 - HP | 30 |  | 0.18 |  | SF Space Heat | 43058 | 7750.44 |  | 56836.56 | 0 |  | 30 | 0.055315 | 0 | 1.32 | 0.18 |  | 56836.56 |  |  | 0 | 0 |  |  | 2.2068 | 17103.302 | 2.2068 | 0 | 17103.302 | 0 | 17103.302 | 17103.302 | 18813.6322
| E214 | SF Wx | 2016 |  | Floor Insulation R-0 to R-30 - Zonal | 30 |  | 1.03 |  | SF Space Heat | 87805 | 90439.15 |  | 115902.6 | 0.02 |  | 30 | 0.64546 | 0 | 1.32 | 1.03 |  | 115902.6 |  |  | 20206.657 | 0 |  |  | 2.2068 | 199576.8103 | 2.2068 | 0 | 199576.8103 | 0 | 199576.8103 | 199576.8103 | 239741.1483
| E214 | SF Wx | 2016 |  | Prescriptive Duct Sealing and Insulation - Electric | 20 |  | 1859 |  | SF Space Heat | 142 | 263978 |  | 142000 | 11 |  | 20 | 1.256 | 0 | 1000 | 1859 |  | 142000 |  |  | 15602.0291 | 0 |  |  | 1.7467 | 461080.035 | 1.7467 | 0 | 461080.035 | 0 | 461080.035 | 461080.035 | 522790.0677
| E214 | SF Wx | 2016 |  | Wall Insulation R-0 to R-13 - FAF | 30 |  | 2.23 |  | SF Space Heat | 15228 | 33958.44 |  | 21166.92 | 0.03 |  | 30 | 0.24236 | 0 | 1.39 | 2.23 |  | 21166.92 |  |  | 5256.6535 | 0 |  |  | 2.2068 | 74937.8686 | 2.2068 | 0 | 74937.8686 | 0 | 74937.8686 | 74937.8686 | 87688.3089
| E214 | SF Wx | 2016 |  | Wall Insulation R-0 to R-13 - HP | 30 |  | 0.96 |  | SF Space Heat | 7624 | 7319.04 |  | 10597.36 | 0.01 |  | 30 | 0.052236 | 0 | 1.39 | 0.96 |  | 10597.36 |  |  | 877.2596 | 0 |  |  | 2.2068 | 16151.309 | 2.2068 | 0 | 16151.309 | 0 | 16151.309 | 16151.309 | 18643.6995
| E214 | SF Wx | 2016 |  | Wall Insulation R-0 to R-13 - Zonal | 30 |  | 1.53 |  | SF Space Heat | 19298 | 29525.94 |  | 26824.22 | 0.01 |  | 30 | 0.21073 | 0 | 1.39 | 1.53 |  | 26824.22 |  |  | 2220.5345 | 0 |  |  | 2.2068 | 65156.4386 | 2.2068 | 0 | 65156.4386 | 0 | 65156.4386 | 65156.4386 | 73892.617
| E214 | SF Wx | 2016 |  | Windows - Single Pane to U.30 - FAF | 30 |  | 15.8 |  | SF Space Heat | 20698.14 | 327030.612 |  | 383122.5714 | 0.23 |  | 30 | 2.334 | 0 | 18.51 | 15.8 |  | 383122.5714 |  |  | 54777.7743 | 0 |  |  | 2.2068 | 721675.5841 | 2.2068 | 0 | 721675.5841 | 0 | 721675.5841 | 721675.5841 | 848620.9168
| E214 | SF Wx | 2016 |  | Windows - Single Pane to U.30 - HP | 30 |  | 6.99 |  | SF Space Heat | 13905.05 | 97196.2995 |  | 257382.4755 | 0.1 |  | 30 | 0.69369 | 0 | 18.51 | 6.99 |  | 257382.4755 |  |  | 15999.9189 | 0 |  |  | 2.2068 | 214488.1661 | 2.2068 | 0 | 214488.1661 | 0 | 214488.1661 | 214488.1661 | 251936.9016
| E214 | SF Wx | 2016 |  | Windows - Single Pane to U.30 - Zonal | 30 |  | 8.92 |  | SF Space Heat | 30774.37 | 274507.3804 |  | 569633.5887 | 0.13 |  | 30 | 1.9592 | 0 | 18.51 | 8.92 |  | 569633.5887 |  |  | 46033.8978 | 0 |  |  | 2.2068 | 605769.8173 | 2.2068 | 0 | 605769.8173 | 0 | 605769.8173 | 605769.8173 | 712380.6969
| E214 | SF Wx | 2016 |  | Ventilation - Whole House - Energy Star - with AS | 10 |  | 81 |  | Res Plug Load | 5 | 405 |  | 1250 | 0 |  | 10 | 0.00096349 | 0 | 250 | 81 |  | 1250 |  |  | 0 | 0 |  |  | 0.63739 | 258.1437 | 0.63739 | 0 | 258.1437 | 0 | 258.1437 | 258.1437 | 283.9581
| E214 | SF Wx | 2016 |  | Prescriptive Air Sealing - Attic | 30 |  | 0.14 |  | SF Space Heat | 23967 | 3355.38 |  | 4793.4 | 0 |  | 30 | 0.023947 | 0 | 0.2 | 0.14 |  | 4793.4 |  |  | 0 | 0 |  |  | 2.2068 | 7404.4928 | 2.2068 | 0 | 7404.4928 | 0 | 7404.4928 | 7404.4928 | 8144.9421
| E214 | SF Wx | 2016 |  | Prescriptive Air Sealing - Floor | 30 |  | 0.14 |  | SF Space Heat | 26671 | 3733.94 |  | 5334.2 | 0 |  | 30 | 0.026649 | 0 | 0.2 | 0.14 |  | 5334.2 |  |  | 0 | 0 |  |  | 2.2068 | 8239.881 | 2.2068 | 0 | 8239.881 | 0 | 8239.881 | 8239.881 | 9063.8691
| E214 | SF Wx | 2016 |  | Windows - Double Pane - Metal Framed - Low-e Storm - FAF | 20 |  | 4.57 |  | SF Space Heat | 0 | 0 |  | 0 | 0.07 |  | 20 | 0 | 0 | 0 | 0 |  | 0 |  |  | 0 | 0 |  |  | 1.7467 | 0 | 1.7467 | 0 | 0 | 0 | 0 | 0 | 0
| E214 | SF Wx | 2016 |  | Windows - Double Pane - Metal Framed - Low-e Storm - HP | 20 |  | 2.43 |  | SF Space Heat | 0 | 0 |  | 0 | 0.04 |  | 20 | 0 | 0 | 0 | 0 |  | 0 |  |  | 0 | 0 |  |  | 1.7467 | 0 | 1.7467 | 0 | 0 | 0 | 0 | 0 | 0
| E214 | SF Wx | 2016 |  | Windows - Double Pane - Metal Framed - Low-e Storm - Zonal | 20 |  | 4.4 |  | SF Space Heat | 0 | 0 |  | 0 | 0.07 |  | 20 | 0 | 0 | 0 | 0 |  | 0 |  |  | 0 | 0 |  |  | 1.7467 | 0 | 1.7467 | 0 | 0 | 0 | 0 | 0 | 0
| E214 | SF Wx | 2016 |  | Performance HVAC Program | 20 |  | 1859 |  | SF Space Heat | 0 | 0 |  | 0 |  |  | 20 | 0 | 0 | 0 | 0 |  | 0 |  |  | 0 | 0 |  |  | 1.7467 | 0 | 1.7467 | 0 | 0 | 0 | 0 | 0 | 0
| E214 | SF Wx | 2016 |  | Windows - Double Pane - Metal Framed - Low-e Storm - Resistance - MH | 20 |  | 2.9 |  | SF Space Heat | 0 | 0 |  | 0 | 0.02 |  | 20 | 0 | 0 | 0 | 0 |  | 0 |  |  | 0 | 0 |  |  | 1.7467 | 0 | 1.7467 | 0 | 0 | 0 | 0 | 0 | 0
| E214 | SF Wx | 2016 |  | Windows - Double Pane - Metal Framed - Low-e Storm - HP - MH | 20 |  | 2.9 |  | SF Space Heat | 0 | 0 |  | 0 | 0.02 |  | 20 | 0 | 0 | 0 | 0 |  | 0 |  |  | 0 | 0 |  |  | 1.7467 | 0 | 1.7467 | 0 | 0 | 0 | 0 | 0 | 0
| E214 | SF Wx | 2016 |  | Windows - Single Pane to U.30 - Resistance - MH | 30 |  | 10.2 |  | SF Space Heat | 1087.57 | 11093.214 |  | 17488.1256 | 0.06 |  | 30 | 0.079172 | 0 | 16.08 | 10.2 |  | 17488.1256 |  |  | 750.8509 | 0 |  |  | 2.2068 | 24479.9765 | 2.2068 | 0 | 24479.9765 | 0 | 24479.9765 | 24479.9765 | 27678.825
| E214 | SF Wx | 2016 |  | Windows - Single Pane to U.30 - MH | 30 |  | 10 |  | SF Space Heat | 1353.68 | 13536.8 |  | 21767.1744 | 0.06 |  | 30 | 0.096612 | 0 | 16.08 | 10 |  | 21767.1744 |  |  | 934.5714 | 0 |  |  | 2.2068 | 29872.3657 | 2.2068 | 0 | 29872.3657 | 0 | 29872.3657 | 29872.3657 | 33794.1737
| E214 | SF Wx | 2016 |  | Floor Insulation - R-0 to R-22 - Resistance - MH | 25 |  | 0.5 |  | SF Space Heat | 5619 | 2809.5 |  | 7023.75 | 0 |  | 25 | 0.016709 | 0 | 1.25 | 0.5 |  | 7023.75 |  |  | 0 | 0 |  |  | 1.9837 | 5573.144 | 1.9837 | 0 | 5573.144 | 0 | 5573.144 | 5573.144 | 6130.4583
| E214 | SF Wx | 2016 |  | Floor Insulation - R-0 to R-22 - HP - MH | 25 |  | 0.4 |  | SF Space Heat | 1344 | 537.6 |  | 1680 | 0 |  | 25 | 0.0031974 | 0 | 1.25 | 0.4 |  | 1680 |  |  | 0 | 0 |  |  | 1.9837 | 1066.4254 | 1.9837 | 0 | 1066.4254 | 0 | 1066.4254 | 1066.4254 | 1173.068
| E214 | SF Wx | 2016 |  | Prescriptive Duct Sealing - Single - Resistance - MH | 18 |  | 973 |  | SF Space Heat | 2 | 1946 |  | 836 | 0 |  | 18 | 0.0083332 | 0 | 418 | 973 |  | 836 |  |  | 0 | 0 |  |  | 1.6434 | 3198.0201 | 1.6434 | 0 | 3198.0201 | 0 | 3198.0201 | 3198.0201 | 3517.8221
| E214 | SF Wx | 2016 |  | Prescriptive Duct Sealing - Single - HP - MH | 18 |  | 615 |  | SF Space Heat | 0 | 0 |  | 0 | 0 |  | 18 | 0 | 0 | 0 | 0 |  | 0 |  |  | 0 | 0 |  |  | 1.6434 | 0 | 1.6434 | 0 | 0 | 0 | 0 | 0 | 0
| E214 | SF Wx | 2016 |  | Prescriptive Duct Sealing - Double Triple - Resistance - MH | 18 |  | 973 |  | SF Space Heat | 47 | 45731 |  | 19646 | 0 |  | 18 | 0.19583 | 0 | 418 | 973 |  | 19646 |  |  | 0 | 0 |  |  | 1.6434 | 75153.4716 | 1.6434 | 0 | 75153.4716 | 0 | 75153.4716 | 75153.4716 | 82668.8187
| E214 | SF Wx | 2016 |  | Prescriptive Duct Sealing - Double/Triple - HP - MH | 18 |  | 615 |  | SF Space Heat | 3 | 1845 |  | 1254 | 0 |  | 18 | 0.0079007 | 0 | 418 | 615 |  | 1254 |  |  | 0 | 0 |  |  | 1.6434 | 3032.0386 | 1.6434 | 0 | 3032.0386 | 0 | 3032.0386 | 3032.0386 | 3335.2424
| E214 | SF Wx | 2016 |  | Prescriptive Duct Sealing Only - FAF | 20 |  | 1049 |  | SF Space Heat | 1 | 1049 |  | 550 | 0 |  | 20 | 0.0049911 | 0 | 550 | 1049 |  | 550 |  |  | 0 | 0 |  |  | 1.7467 | 1832.2472 | 1.7467 | 0 | 1832.2472 | 0 | 1832.2472 | 1832.2472 | 2015.4719
| E214 | SF Wx | 2016 |  | Prescriptive Duct Sealing Only - HP | 20 |  | 752 |  | SF Space Heat | 0 | 0 |  | 0 | 0 |  | 20 | 0 | 0 | 0 | 0 |  | 0 |  |  | 0 | 0 |  |  | 1.7467 | 0 | 1.7467 | 0 | 0 | 0 | 0 | 0 | 0
[12 empty] | 4203450.1514 | 1323990.43 | 6091477.6908 |  |  |  | 26.9393 |  |  |  | 842952.56 | 5559422.6908 | 2166942.99 | 6934430.2508 | 529273.6846 | 0 | 2010710.7637 | 6434471.7925 | [7 empty] | 8688430.0937 | 10086546.7877 | 4.3211 | 1.5676
[18 empty] | EES Tracking (corrected) |  | Year | DBtC | OH | Total Budget
[20 empty] | 2016 | 791029.58 | 438823.16 | 1229852.74
[20 empty] | 2017 | 532960.85 | 404129.4 | 937090.25
[20 empty] | Total | 1323990.43 | 842952.56 | 2166942.99
[21 empty] | Budget | Savings
[18 empty] | Exhibit 1 |  |  | 2166942.99 | 4203.451

## E262 LodgingDI Elect
Rtn to Summary | [27 empty] | Final Costs |  |  |  | Math Check Only - Columns can be deleted or hidden |  |  |  |  | Final Benefits
| paste | paste |  | paste | paste | paste | paste | paste | paste | paste | paste | paste | paste total DBtC | paste | paste | paste | Formula: G + H | formula | formula: N/L | formula: O/L | formula: M/L | Total only derived from Actual Spending | formula: O-N | Formula total only W+N | Formula total only W+O | Formula | Formula | Formula Total Only | Formula Total Only | Formula | Formula | Formula | Formula | Formula | Formula | Formula | Formula | Formula | Formula Total Only: AL/AC | Formula Total Only: AM/AD
| Sch. No. | Program | Year | Measure ID - Version | Measure Name | Measure Life Period 1 | Measure Life Period 2 | Unit Savings period 1 | Unit Savings Period 2 | End Use | Measure Quantity | kWh Savings - Total | kWh Incentive - Total | kWh Measure Cost - Total | Year 1 NEBs | Unit Annual O&M | Total Measure Life | Weighted Life | Incentives Per Unit | Incremental Measure Cost per Unit | Savings per unit | Program Overhead | Total Customer Cost | Total Utility Program Costs | Total Resource Cost | PV Total Non-Energy Benefits | PV Total Net Euipment O&M | PV Total Utility Program Costs | PV Total Resource Costs | Unit PV First period Savings for 1 kWh | Total First Period Savings | Unit PV Savings for Second Period for 1 kWh | Total Second period Savings | Unadjusted Total | Decrement | Final UC Total Savings | PV Total Savings UC | PV Total Savings TRC | UC B/C Ratio | TRC B/C Ratio
| E214 | Lodging Direct Install | 2017 | 11326 - 1 | LGDI: Aerator - EWH - All Others | 10 |  | 152.6 |  | Comm Water Heat | -6 | -915.6 | 1021 | -78.54 | 132.69 |  | 10 | -0.0016695 | -170.1667 | 13.09 | 152.6 |  | -1099.54 |  |  | -5398.0308 | 0 |  |  | 0.59096 | -541.0838 | 0.59096 | 0 | -541.0838 | 0 | -541.0838 | -541.0838 | -5993.2229
| E214 | Lodging Direct Install | 2017 | 11326 - 2 | LGDI: Aerator - EWH - All Others | 10 |  | 151.6 |  | Comm Water Heat | 212 | 32139.2 | 1676 | 2775.08 | 132.69 |  | 10 | 0.058603 | 7.9057 | 13.09 | 151.6 |  | 1099.08 |  |  | 190730.4214 | 0 |  |  | 0.59096 | 18993.0094 | 0.59096 | 0 | 18993.0094 | 0 | 18993.0094 | 18993.0094 | 211622.7317
|  | Lodging Direct Install | 2017 | 11337 - 1 | LGDI: Controls - ASH - Compressor - Low Temp | 8 |  | 369 |  | Comm Refrigeration | 1 | 369 | 42 | 42.4 |  |  | 8 | 0.00053827 | 42 | 42.4 | 369 |  | 0.4 |  |  | 0 | 0 |  |  | 0.48427 | 178.6947 | 0.48427 | 0 | 178.6947 | 0 | 178.6947 | 178.6947 | 196.5641
|  | Lodging Direct Install | 2017 | 11344 - 2 | LGDI: Fixture - LED - Recessed Can - Exterior | 12 |  | 138 |  | Comm Lighting | 42 | 5796 | 2940 | 4480.56 | 0 |  | 12 | 0.012682 | 70 | 106.68 | 138 |  | 1540.56 |  |  | 0 | 0 |  |  | 0.73138 | 4239.0837 | 0.73138 | 0 | 4239.0837 | 0 | 4239.0837 | 4239.0837 | 4662.9921
|  | Lodging Direct Install | 2017 | 11346 - 2 | LGDI: Fixture - LED - Recessed Can - Lodging Common Areas | 12 |  | 280 |  | Comm Lighting | 1020 | 285600 | 71400 | 108813.6 | 0 |  | 12 | 0.62492 | 70 | 106.68 | 280 |  | 37413.6 |  |  | 0 | 0 |  |  | 0.73138 | 208882.3868 | 0.73138 | 0 | 208882.3868 | 0 | 208882.3868 | 208882.3868 | 229770.6255
|  | Lodging Direct Install | 2017 | 11354 - 2 | LGDI: Fixture - LED - Wall Pack - Photocell - 60w | 12 |  | 970 |  | Comm Lighting | 4 | 3880 | 0 | 1194.48 |  |  | 12 | 0.0084898 | 0 | 298.62 | 970 |  | 1194.48 |  |  | 0 | 0 |  |  | 0.73138 | 2837.7579 | 0.73138 | 0 | 2837.7579 | 0 | 2837.7579 | 2837.7579 | 3121.5337
|  | Lodging Direct Install | 2017 | 11354 - 1 | LGDI: Fixture - LED - Wall Pack - Photocell - 60w | 12 |  | 937 |  | Comm Lighting | -4 | -3748 | 0 | -1194.48 |  |  | 12 | -0.008201 | 0 | 298.62 | 937 |  | -1194.48 |  |  | 0 | 0 |  |  | 0.73138 | -2741.2156 | 0.73138 | 0 | -2741.2156 | 0 | -2741.2156 | -2741.2156 | -3015.3372
|  | Lodging Direct Install | 2017 | 11362 - 1 | LGDI: Fixture - T8 - 4 ft - 2x - 28w - from 8 ft T8 F96 1x - LCA | 12 |  | 102 |  | Comm Lighting | 20 | 2040 | 2544 | 2544 |  |  | 12 | 0.0044637 | 127.2 | 127.2 | 102 |  | 0 |  |  | 0 | 0 |  |  | 0.73138 | 1492.017 | 0.73138 | 0 | 1492.017 | 0 | 1492.017 | 1492.017 | 1641.2188
|  | Lodging Direct Install | 2017 | 11364 - 1 | LGDI: Fixture - T8 - 4 ft - 2x - from 8 ft T12 HO F96 1x - LCA | 12 |  | 537 |  | Comm Lighting | 38 | 20406 | 4834 | 4833.6 |  |  | 12 | 0.04465 | 127.2105 | 127.2 | 537 |  | -0.4 |  |  | 0 | 0 |  |  | 0.73138 | 14924.5588 | 0.73138 | 0 | 14924.5588 | 0 | 14924.5588 | 14924.5588 | 16417.0146
|  | Lodging Direct Install | 2017 | 11365 - 1 | LGDI: Fixture - T8 - 4 ft - 4x - from 8 ft T12 F96 2x | 12 |  | 40 |  | Comm Lighting | 10 | 400 | 748 | 747.9 |  |  | 12 | 0.00087524 | 74.8 | 74.79 | 40 |  | -0.1 |  |  | 0 | 0 |  |  | 0.73138 | 292.5524 | 0.73138 | 0 | 292.5524 | 0 | 292.5524 | 292.5524 | 321.8076
|  | Lodging Direct Install | 2017 | 11374 - 1 | LGDI: Fixture - T8 - DLR - 4 ft - 2x - from 8 ft T12 delamp 2x - LCA | 12 |  | 818 |  | Comm Lighting | 4 | 3272 | 248 | 248.04 |  |  | 12 | 0.0071595 | 62 | 62.01 | 818 |  | 0.04 |  |  | 0 | 0 |  |  | 0.73138 | 2393.0783 | 0.73138 | 0 | 2393.0783 | 0 | 2393.0783 | 2393.0783 | 2632.3862
|  | Lodging Direct Install | 2017 | 11376 - 1 | LGDI: Fixture - T8 - DLR - 4 ft - 3x - from 4 ft T12 4x - LCA | 12 |  | 724 |  | Comm Lighting | 2 | 1448 | 97 | 97.1 |  |  | 12 | 0.0031684 | 48.5 | 48.55 | 724 |  | 0.1 |  |  | 0 | 0 |  |  | 0.73138 | 1059.0396 | 0.73138 | 0 | 1059.0396 | 0 | 1059.0396 | 1059.0396 | 1164.9435
|  | Lodging Direct Install | 2017 | 11380 - 2 | LGDI: Fixture - T8 Retro Kit - 2 ft - 1x - from 2 ft T12 HO 1x | 12 |  | 158 |  | Comm Lighting | 4 | 632 | 153 | 152.56 | 0 |  | 12 | 0.0013829 | 38.25 | 38.14 | 158 |  | -0.44 |  |  | 0 | 0 |  |  | 0.73138 | 462.2327 | 0.73138 | 0 | 462.2327 | 0 | 462.2327 | 462.2327 | 508.456
|  | Lodging Direct Install | 2017 | 11382 - 1 | LGDI: Fixture - T8 Retro Kit - 2 ft - 1x - from 2ft T12 1x - LCA | 12 |  | 85 |  | Comm Lighting | 2 | 170 | 76 | 76.28 |  |  | 12 | 0.00037198 | 38 | 38.14 | 85 |  | 0.28 |  |  | 0 | 0 |  |  | 0.73138 | 124.3348 | 0.73138 | 0 | 124.3348 | 0 | 124.3348 | 124.3348 | 136.7682
|  | Lodging Direct Install | 2017 | 11383 - 2 | LGDI: Fixture - T8 Retro Kit - 3 ft - 1x - from 3 ft T12 1x | 12 |  | 79 |  | Comm Lighting | 1 | 79 | 38 | 38.14 | 0 |  | 12 | 0.00017286 | 38 | 38.14 | 79 |  | 0.14 |  |  | 0 | 0 |  |  | 0.73138 | 57.7791 | 0.73138 | 0 | 57.7791 | 0 | 57.7791 | 57.7791 | 63.557
|  | Lodging Direct Install | 2017 | 11386 - 1 | LGDI: Fixture - T8 Retro Kit - 4 ft - 1x - from 4 ft T12 1x - LCA | 12 |  | 136 |  | Comm Lighting | 3 | 408 | 114 | 114.42 |  |  | 12 | 0.00089274 | 38 | 38.14 | 136 |  | 0.42 |  |  | 0 | 0 |  |  | 0.73138 | 298.4034 | 0.73138 | 0 | 298.4034 | 0 | 298.4034 | 298.4034 | 328.2438
|  | Lodging Direct Install | 2017 | 11388 - 1 | LGDI: Fixture - T8 Retro Kit - 4 ft - 2x - from 4 ft T12 2x - LCA | 12 |  | 273 |  | Comm Lighting | 38 | 10374 | 1495 | 1494.54 |  |  | 12 | 0.022699 | 39.3421 | 39.33 | 273 |  | -0.46 |  |  | 0 | 0 |  |  | 0.73138 | 7587.3455 | 0.73138 | 0 | 7587.3455 | 0 | 7587.3455 | 7587.3455 | 8346.0801
|  | Lodging Direct Install | 2017 | 11389 - 2 | LGDI: Fixture - T8 Retro Kit - 4 ft - 2x - from 4 ft T12 HO 2x | 12 |  | 317 |  | Comm Lighting | 97 | 30749 | 3815 | 3815.01 | 0 |  | 12 | 0.067282 | 39.3299 | 39.33 | 317 |  | 0.01 |  |  | 0 | 0 |  |  | 0.73138 | 22489.2315 | 0.73138 | 0 | 22489.2315 | 0 | 22489.2315 | 22489.2315 | 24738.1546
|  | Lodging Direct Install | 2017 | 11390 - 1 | LGDI: Fixture - T8 Retro Kit - 4 ft - 2x - from 4 ft T12 HO 2x - LCA | 12 |  | 869 |  | Comm Lighting | 185 | 160765 | 7276 | 7276.05 |  |  | 12 | 0.35177 | 39.3297 | 39.33 | 869 |  | 0.05 |  |  | 0 | 0 |  |  | 0.73138 | 117580.4514 | 0.73138 | 0 | 117580.4514 | 0 | 117580.4514 | 117580.4514 | 129338.4965
|  | Lodging Direct Install | 2017 | 11392 - 1 | LGDI: Fixture - T8 Retro Kit - 4 ft - 3x - from 4 ft T12 HO 3x - LCA | 12 |  | 1303 |  | Comm Lighting | 24 | 31272 | 1062 | 1062 |  |  | 12 | 0.068426 | 44.25 | 44.25 | 1303 |  | 0 |  |  | 0 | 0 |  |  | 0.73138 | 22871.7437 | 0.73138 | 0 | 22871.7437 | 0 | 22871.7437 | 22871.7437 | 25158.9181
|  | Lodging Direct Install | 2017 | 11400 - 1 | LGDI: Fixture - TLED - 4 ft - 2x - from 8 ft T12 HO F96 1x - LCA | 12 |  | 1073 |  | Comm Lighting | -4 | -4292 | 0 | -299.16 |  |  | 12 | -0.0093913 | 0 | 74.79 | 1073 |  | -299.16 |  |  | 0 | 0 |  |  | 0.73138 | -3139.0868 | 0.73138 | 0 | -3139.0868 | 0 | -3139.0868 | -3139.0868 | -3452.9955
|  | Lodging Direct Install | 2017 | 11400 - 2 | LGDI: Fixture - TLED - 4 ft - 2x - from 8 ft T12 HO F96 1x - LCA | 12 |  | 673 |  | Comm Lighting | 4 | 2692 | 0 | 299.16 |  |  | 12 | 0.0058904 | 0 | 74.79 | 673 |  | 299.16 |  |  | 0 | 0 |  |  | 0.73138 | 1968.8774 | 0.73138 | 0 | 1968.8774 | 0 | 1968.8774 | 1968.8774 | 2165.7651
|  | Lodging Direct Install | 2017 | 11402 - 2 | LGDI: Fixture - TLED - 4 ft - 4x - from 8 ft T12 F96 2x | 12 |  | 284 |  | Comm Lighting | 5 | 1420 | 421 | 602.15 | 0 |  | 12 | 0.0031071 | 84.2 | 120.43 | 284 |  | 181.15 |  |  | 0 | 0 |  |  | 0.73138 | 1038.5609 | 0.73138 | 0 | 1038.5609 | 0 | 1038.5609 | 1038.5609 | 1142.417
|  | Lodging Direct Install | 2017 | 11405 - 1 | LGDI: Fixture - TLED - 4 ft - 4x - from 8 ft T12 HO F96 2x - LCA | 12 |  | 1346 |  | Comm Lighting | 8 | 10768 | 792 | 1131.36 |  |  | 12 | 0.023561 | 99 | 141.42 | 1346 |  | 339.36 |  |  | 0 | 0 |  |  | 0.73138 | 7875.5096 | 0.73138 | 0 | 7875.5096 | 0 | 7875.5096 | 7875.5096 | 8663.0606
|  | Lodging Direct Install | 2017 | 11409 - 1 | LGDI: Fixture - TLED - DLR - 4 ft - 2x - from 4 ft T12 4x - LCA | 12 |  | 1039 |  | Comm Lighting | 30 | 31170 | 2119 | 3027.6 |  |  | 12 | 0.068203 | 70.6333 | 100.92 | 1039 |  | 908.6 |  |  | 0 | 0 |  |  | 0.73138 | 22797.1428 | 0.73138 | 0 | 22797.1428 | 0 | 22797.1428 | 22797.1428 | 25076.8571
|  | Lodging Direct Install | 2017 | 11412 - 2 | LGDI: Fixture - TLED - DLR - 4 ft - 2x - from 4 ft T12 HO 4x | 12 |  | 865 |  | Comm Lighting | 30 | 25950 | 1312 | 2623.8 | 0 |  | 12 | 0.056781 | 43.7333 | 87.46 | 865 |  | 1311.8 |  |  | 0 | 0 |  |  | 0.73138 | 18979.3345 | 0.73138 | 0 | 18979.3345 | 0 | 18979.3345 | 18979.3345 | 20877.268
|  | Lodging Direct Install | 2017 | 11418 - 1 | LGDI: Fixture - TLED - DLR - 4 ft - 2x - from 4 ft T8 32w HLO 4x - LCA | 12 |  | 1005 |  | Comm Lighting | 4 | 4020 | 295 | 421.68 |  |  | 12 | 0.0087962 | 73.75 | 105.42 | 1005 |  | 126.68 |  |  | 0 | 0 |  |  | 0.73138 | 2940.1512 | 0.73138 | 0 | 2940.1512 | 0 | 2940.1512 | 2940.1512 | 3234.1664
|  | Lodging Direct Install | 2017 | 11420 - 1 | LGDI: Fixture - TLED - DLR - 4 ft - 2x - from 4 ft T8 32w NLO 3x - LCA | 12 |  | 468 |  | Comm Lighting | 113 | 52884 | 6885 | 9836.65 |  |  | 12 | 0.11572 | 60.9292 | 87.05 | 468 |  | 2951.65 |  |  | 0 | 0 |  |  | 0.73138 | 38678.3478 | 0.73138 | 0 | 38678.3478 | 0 | 38678.3478 | 38678.3478 | 42546.1826
|  | Lodging Direct Install | 2017 | 11422 - 1 | LGDI: Fixture - TLED - DLR - 4 ft - 2x - from 4 ft T8 32w NLO 4x - LCA | 12 |  | 698 |  | Comm Lighting | 100 | 69800 | 6122 | 8746 |  |  | 12 | 0.15273 | 61.22 | 87.46 | 698 |  | 2624 |  |  | 0 | 0 |  |  | 0.73138 | 51050.3873 | 0.73138 | 0 | 51050.3873 | 0 | 51050.3873 | 51050.3873 | 56155.426
|  | Lodging Direct Install | 2017 | 11424 - 1 | LGDI: Fixture - TLED - DLR - 4 ft - 2x - from 8 ft T12 F96 2x - LCA | 12 |  | 954 |  | Comm Lighting | 26 | 24804 | 1837 | 2623.92 |  |  | 12 | 0.054274 | 70.6538 | 100.92 | 954 |  | 786.92 |  |  | 0 | 0 |  |  | 0.73138 | 18141.172 | 0.73138 | 0 | 18141.172 | 0 | 18141.172 | 18141.172 | 19955.2892
|  | Lodging Direct Install | 2017 | 11433 - 1 | LGDI: Lamp - LED - 20w - from 100w HID | 12 |  | 458 |  | Comm Lighting | 50 | 22900 | 4582 | 8841 |  |  | 12 | 0.050107 | 91.64 | 176.82 | 458 |  | 4259 |  |  | 0 | 0 |  |  | 0.73138 | 16748.6228 | 0.73138 | 0 | 16748.6228 | 0 | 16748.6228 | 16748.6228 | 18423.485
|  | Lodging Direct Install | 2017 | 11434 - 1 | LGDI: Lamp - LED - 35w - from 175w HID | 12 |  | 735 |  | Comm Lighting | 71 | 52185 | 10875 | 15536.22 |  |  | 12 | 0.11419 | 153.169 | 218.82 | 735 |  | 4661.22 |  |  | 0 | 0 |  |  | 0.73138 | 38167.1126 | 0.73138 | 0 | 38167.1126 | 0 | 38167.1126 | 38167.1126 | 41983.8238
|  | Lodging Direct Install | 2017 | 11435 - 1 | LGDI: Lamp - LED - 35w - from 250w HID | 12 |  | 1075 |  | Comm Lighting | 164 | 176300 | 25120 | 35886.48 |  |  | 12 | 0.38576 | 153.1707 | 218.82 | 1075 |  | 10766.48 |  |  | 0 | 0 |  |  | 0.73138 | 128942.4538 | 0.73138 | 0 | 128942.4538 | 0 | 128942.4538 | 128942.4538 | 141836.6991
|  | Lodging Direct Install | 2017 | 11436 - 1 | LGDI: Lamp - LED - 60w - from 250w HID | 12 |  | 970 |  | Comm Lighting | 20 | 19400 | 3881 | 5972.4 |  |  | 12 | 0.042449 | 194.05 | 298.62 | 970 |  | 2091.4 |  |  | 0 | 0 |  |  | 0.73138 | 14188.7896 | 0.73138 | 0 | 14188.7896 | 0 | 14188.7896 | 14188.7896 | 15607.6685
|  | Lodging Direct Install | 2017 | 11438 - 1 | LGDI: Lamp - LED - 80w - from 400w HID | 12 |  | 1588 |  | Comm Lighting | 11 | 17468 | 3493 | 5181.77 |  |  | 12 | 0.038222 | 317.5455 | 471.07 | 1588 |  | 1688.77 |  |  | 0 | 0 |  |  | 0.73138 | 12775.7617 | 0.73138 | 0 | 12775.7617 | 0 | 12775.7617 | 12775.7617 | 14053.3378
|  | Lodging Direct Install | 2017 | 11442 - 1 | LGDI: Lamp - LED - Decorative - Lodging Common Areas | 3 |  | 159 |  | Comm Lighting | 66 | 10494 | 1828 | 1827.54 |  |  | 3 | 0.0057405 | 27.697 | 27.69 | 159 |  | -0.46 |  |  | 0 | 0 |  |  | 0.22248 | 2334.6972 | 0.22248 | 0 | 2334.6972 | 0 | 2334.6972 | 2334.6972 | 2568.1669
|  | Lodging Direct Install | 2017 | 11442 - 2 | LGDI: Lamp - LED - Decorative - Lodging Common Areas | 3 |  | 159 |  | Comm Lighting | 226 | 35934 | 2445 | 2445.32 | 0 |  | 3 | 0.019657 | 10.8186 | 10.82 | 159 |  | 0.32 |  |  | 0 | 0 |  |  | 0.22248 | 7994.5691 | 0.22248 | 0 | 7994.5691 | 0 | 7994.5691 | 7994.5691 | 8794.026
|  | Lodging Direct Install | 2017 | 11447 - 2 | LGDI: Lamp - LED - Decorative - Restaurant | 3 |  | 70 |  | Comm Lighting | 30 | 2100 | 325 | 324.6 | 0 |  | 3 | 0.0011488 | 10.8333 | 10.82 | 70 |  | -0.4 |  |  | 0 | 0 |  |  | 0.22248 | 467.2064 | 0.22248 | 0 | 467.2064 | 0 | 467.2064 | 467.2064 | 513.927
|  | Lodging Direct Install | 2017 | 11452 - 2 | LGDI: Lamp - LED - Globe - 5w - Exterior | 5 |  | 56 |  | Comm Lighting | 8 | 448 | 119 | 119.12 | 0 |  | 5 | 0.00040845 | 14.875 | 14.89 | 56 |  | 0.12 |  |  | 0 | 0 |  |  | 0.35238 | 157.8681 | 0.35238 | 0 | 157.8681 | 0 | 157.8681 | 157.8681 | 173.655
|  | Lodging Direct Install | 2017 | 11454 - 2 | LGDI: Lamp - LED - Globe - 5w - Lodging Common Areas | 5 |  | 113 |  | Comm Lighting | 42 | 4746 | 625 | 625.38 | 0 |  | 5 | 0.004327 | 14.881 | 14.89 | 113 |  | 0.38 |  |  | 0 | 0 |  |  | 0.35238 | 1672.4156 | 0.35238 | 0 | 1672.4156 | 0 | 1672.4156 | 1672.4156 | 1839.6572
|  | Lodging Direct Install | 2017 | 11456 - 2 | LGDI: Lamp - LED - Globe - 5w - Office | 5 |  | 41 |  | Comm Lighting | 3 | 123 | 45 | 44.67 | 0 |  | 5 | 0.00011214 | 15 | 14.89 | 41 |  | -0.33 |  |  | 0 | 0 |  |  | 0.35238 | 43.3433 | 0.35238 | 0 | 43.3433 | 0 | 43.3433 | 43.3433 | 47.6776
|  | Lodging Direct Install | 2017 | 11465 - 1 | LGDI: Lamp - LED - Low to Med Output - from 320w HID | 12 |  | 1298 |  | Comm Lighting | 6 | 7788 | 1978 | 2502.42 |  |  | 12 | 0.017041 | 329.6667 | 417.07 | 1298 |  | 524.42 |  |  | 0 | 0 |  |  | 0.73138 | 5695.9945 | 0.73138 | 0 | 5695.9945 | 0 | 5695.9945 | 5695.9945 | 6265.5939
|  | Lodging Direct Install | 2017 | 11466 - 1 | LGDI: Lamp - LED - Low to Med Output - from 400w HID | 12 |  | 1676 |  | Comm Lighting | 198 | 331848 | 65290 | 82579.86 |  |  | 12 | 0.72612 | 329.7475 | 417.07 | 1676 |  | 17289.86 |  |  | 0 | 0 |  |  | 0.73138 | 242707.291 | 0.73138 | 0 | 242707.291 | 0 | 242707.291 | 242707.291 | 266978.0201
|  | Lodging Direct Install | 2017 | 11470 - 2 | LGDI: Lamp - LED - MR 16 - Lodging Common Areas | 5 |  | 210 |  | Comm Lighting | 57 | 11970 | 1083 | 1083 | 0 |  | 5 | 0.010913 | 19 | 19 | 210 |  | 0 |  |  | 0 | 0 |  |  | 0.35238 | 4218.0394 | 0.35238 | 0 | 4218.0394 | 0 | 4218.0394 | 4218.0394 | 4639.8433
|  | Lodging Direct Install | 2017 | 11475 - 2 | LGDI: Lamp - LED - MR 16 - Restaurant | 5 |  | 92 |  | Comm Lighting | 52 | 4784 | 988 | 988 | 0 |  | 5 | 0.0043616 | 19 | 19 | 92 |  | 0 |  |  | 0 | 0 |  |  | 0.35238 | 1685.8062 | 0.35238 | 0 | 1685.8062 | 0 | 1685.8062 | 1685.8062 | 1854.3868
|  | Lodging Direct Install | 2017 | 11480 - 2 | LGDI: Lamp - LED - Omni - 11w - Exterior | 5 |  | 123 |  | Comm Lighting | 618 | 76014 | 8516 | 8516.04 | 0 |  | 5 | 0.069303 | 13.7799 | 13.78 | 123 |  | 0.04 |  |  | 0 | 0 |  |  | 0.35238 | 26786.1359 | 0.35238 | 0 | 26786.1359 | 0 | 26786.1359 | 26786.1359 | 29464.7495
|  | Lodging Direct Install | 2017 | 11482 - 2 | LGDI: Lamp - LED - Omni - 11w - Lodging Common Areas | 5 |  | 249 |  | Comm Lighting | 4692 | 1168308 | 64656 | 64655.76 | 0 |  | 5 | 1.0652 | 13.7801 | 13.78 | 249 |  | -0.24 |  |  | 0 | 0 |  |  | 0.35238 | 411693.331 | 0.35238 | 0 | 411693.331 | 0 | 411693.331 | 411693.331 | 452862.6641
|  | Lodging Direct Install | 2017 | 11482 - 1 | LGDI: Lamp - LED - Omni - 11w - Lodging Common Areas | 5 |  | 249 |  | Comm Lighting | 110 | 27390 | 2165 | 2164.8 |  |  | 5 | 0.024972 | 19.6818 | 19.68 | 249 |  | -0.2 |  |  | 0 | 0 |  |  | 0.35238 | 9651.8044 | 0.35238 | 0 | 9651.8044 | 0 | 9651.8044 | 9651.8044 | 10616.9849
|  | Lodging Direct Install | 2017 | 11483 - 2 | LGDI: Lamp - LED - Omni - 11w - Lodging Guest Rooms | 5 |  | 40 |  | Comm Lighting | 5496 | 219840 | 23908 | 45891.6 | 0 |  | 5 | 0.20043 | 4.3501 | 8.35 | 40 |  | 21983.6 |  |  | 0 | 0 |  |  | 0.35238 | 77468.1521 | 0.35238 | 0 | 77468.1521 | 0 | 77468.1521 | 77468.1521 | 85214.9673
|  | Lodging Direct Install | 2017 | 11485 - 2 | LGDI: Lamp - LED - Omni - 11w - Other | 5 |  | 68 |  | Comm Lighting | 8 | 544 | 110 | 110.24 | 0 |  | 5 | 0.00049597 | 13.75 | 13.78 | 68 |  | 0.24 |  |  | 0 | 0 |  |  | 0.35238 | 191.697 | 0.35238 | 0 | 191.697 | 0 | 191.697 | 191.697 | 210.8667
|  | Lodging Direct Install | 2017 | 11487 - 2 | LGDI: Lamp - LED - Omni - 11w - Restaurant | 5 |  | 109 |  | Comm Lighting | 4 | 436 | 55 | 55.12 | 0 |  | 5 | 0.0003975 | 13.75 | 13.78 | 109 |  | 0.12 |  |  | 0 | 0 |  |  | 0.35238 | 153.6395 | 0.35238 | 0 | 153.6395 | 0 | 153.6395 | 153.6395 | 169.0035
|  | Lodging Direct Install | 2017 | 11494 - 1 | LGDI: Lamp - LED - Omni - 7w - Lodging Common Areas | 5 |  | 158 |  | Comm Lighting | 34 | 5372 | 636 | 635.8 |  |  | 5 | 0.0048977 | 18.7059 | 18.7 | 158 |  | -0.2 |  |  | 0 | 0 |  |  | 0.35238 | 1893.0082 | 0.35238 | 0 | 1893.0082 | 0 | 1893.0082 | 1893.0082 | 2082.309
|  | Lodging Direct Install | 2017 | 11494 - 2 | LGDI: Lamp - LED - Omni - 7w - Lodging Common Areas | 5 |  | 158 |  | Comm Lighting | 36 | 5688 | 496 | 496.08 | 0 |  | 5 | 0.0051858 | 13.7778 | 13.78 | 158 |  | 0.08 |  |  | 0 | 0 |  |  | 0.35238 | 2004.3616 | 0.35238 | 0 | 2004.3616 | 0 | 2004.3616 | 2004.3616 | 2204.7977
|  | Lodging Direct Install | 2017 | 11496 - 2 | LGDI: Lamp - LED - Omni - 7w - Office | 5 |  | 58 |  | Comm Lighting | 3 | 174 | 41 | 41.34 | 0 |  | 5 | 0.00015864 | 13.6667 | 13.78 | 58 |  | 0.34 |  |  | 0 | 0 |  |  | 0.35238 | 61.3149 | 0.35238 | 0 | 61.3149 | 0 | 61.3149 | 61.3149 | 67.4463
|  | Lodging Direct Install | 2017 | 11499 - 2 | LGDI: Lamp - LED - Omni - 7w - Restaurant | 5 |  | 70 |  | Comm Lighting | 39 | 2730 | 537 | 537.42 | 0 |  | 5 | 0.002489 | 13.7692 | 13.78 | 70 |  | 0.42 |  |  | 0 | 0 |  |  | 0.35238 | 962.009 | 0.35238 | 0 | 962.009 | 0 | 962.009 | 962.009 | 1058.2099
|  | Lodging Direct Install | 2017 | 11506 - 2 | LGDI: Lamp - LED - Par 20 - Lodging Common Areas | 5 |  | 299 |  | Comm Lighting | 130 | 38870 | 2609 | 2609.1 | 0 |  | 5 | 0.035438 | 20.0692 | 20.07 | 299 |  | 0.1 |  |  | 0 | 0 |  |  | 0.35238 | 13697.1756 | 0.35238 | 0 | 13697.1756 | 0 | 13697.1756 | 13697.1756 | 15066.8931
|  | Lodging Direct Install | 2017 | 11516 - 2 | LGDI: Lamp - LED - Par 30 - Exterior | 5 |  | 126 |  | Comm Lighting | 185 | 23310 | 4146 | 4145.85 | 0 |  | 5 | 0.021252 | 22.4108 | 22.41 | 126 |  | -0.15 |  |  | 0 | 0 |  |  | 0.35238 | 8214.0767 | 0.35238 | 0 | 8214.0767 | 0 | 8214.0767 | 8214.0767 | 9035.4844
|  | Lodging Direct Install | 2017 | 11518 - 2 | LGDI: Lamp - LED - Par 30 - Lodging Common Areas | 5 |  | 255 |  | Comm Lighting | 704 | 179520 | 15777 | 15776.64 | 0 |  | 5 | 0.16367 | 22.4105 | 22.41 | 255 |  | -0.36 |  |  | 0 | 0 |  |  | 0.35238 | 63260.0194 | 0.35238 | 0 | 63260.0194 | 0 | 63260.0194 | 63260.0194 | 69586.0214
|  | Lodging Direct Install | 2017 | 11518 - 1 | LGDI: Lamp - LED - Par 30 - Lodging Common Areas | 5 |  | 255 |  | Comm Lighting | 306 | 78030 | 15496 | 15495.84 |  |  | 5 | 0.071141 | 50.6405 | 50.64 | 255 |  | -0.16 |  |  | 0 | 0 |  |  | 0.35238 | 27496.5425 | 0.35238 | 0 | 27496.5425 | 0 | 27496.5425 | 27496.5425 | 30246.1968
|  | Lodging Direct Install | 2017 | 11519 - 2 | LGDI: Lamp - LED - Par 30 - Lodging Guest Rooms | 5 |  | 41 |  | Comm Lighting | 251 | 10291 | 1807 | 3313.2 | 0 |  | 5 | 0.0093824 | 7.1992 | 13.2 | 41 |  | 1506.2 |  |  | 0 | 0 |  |  | 0.35238 | 3626.3863 | 0.35238 | 0 | 3626.3863 | 0 | 3626.3863 | 3626.3863 | 3989.0249
|  | Lodging Direct Install | 2017 | 11520 - 2 | LGDI: Lamp - LED - Par 30 - Office | 5 |  | 93 |  | Comm Lighting | 2 | 186 | 45 | 44.82 | 0 |  | 5 | 0.00016958 | 22.5 | 22.41 | 93 |  | -0.18 |  |  | 0 | 0 |  |  | 0.35238 | 65.5435 | 0.35238 | 0 | 65.5435 | 0 | 65.5435 | 65.5435 | 72.0978
|  | Lodging Direct Install | 2017 | 11523 - 2 | LGDI: Lamp - LED - Par 30 - Restaurant | 5 |  | 112 |  | Comm Lighting | 76 | 8512 | 1703 | 1703.16 | 0 |  | 5 | 0.0077605 | 22.4079 | 22.41 | 112 |  | 0.16 |  |  | 0 | 0 |  |  | 0.35238 | 2999.4947 | 0.35238 | 0 | 2999.4947 | 0 | 2999.4947 | 2999.4947 | 3299.4442
|  | Lodging Direct Install | 2017 | 11528 - 2 | LGDI: Lamp - LED - Par 38 or 40 - Exterior | 5 |  | 170 |  | Comm Lighting | 206 | 35020 | 6341 | 6340.68 | 0 |  | 5 | 0.031928 | 30.7816 | 30.78 | 170 |  | -0.32 |  |  | 0 | 0 |  |  | 0.35238 | 12340.4962 | 0.35238 | 0 | 12340.4962 | 0 | 12340.4962 | 12340.4962 | 13574.5458
|  | Lodging Direct Install | 2017 | 11528 - 1 | LGDI: Lamp - LED - Par 38 or 40 - Exterior | 5 |  | 170 |  | Comm Lighting | 8 | 1360 | 419 | 418.8 |  |  | 5 | 0.0012399 | 52.375 | 52.35 | 170 |  | -0.2 |  |  | 0 | 0 |  |  | 0.35238 | 479.2426 | 0.35238 | 0 | 479.2426 | 0 | 479.2426 | 479.2426 | 527.1668
|  | Lodging Direct Install | 2017 | 11530 - 2 | LGDI: Lamp - LED - Par 38 or 40 - Lodging Common Areas | 5 |  | 344 |  | Comm Lighting | 231 | 79464 | 7110 | 7110.18 | 0 |  | 5 | 0.072448 | 30.7792 | 30.78 | 344 |  | 0.18 |  |  | 0 | 0 |  |  | 0.35238 | 28001.8615 | 0.35238 | 0 | 28001.8615 | 0 | 28001.8615 | 28001.8615 | 30802.0477
|  | Lodging Direct Install | 2017 | 11530 - 1 | LGDI: Lamp - LED - Par 38 or 40 - Lodging Common Areas | 5 |  | 344 |  | Comm Lighting | 137 | 47128 | 7172 | 7171.95 |  |  | 5 | 0.042967 | 52.3504 | 52.35 | 344 |  | -0.05 |  |  | 0 | 0 |  |  | 0.35238 | 16607.1646 | 0.35238 | 0 | 16607.1646 | 0 | 16607.1646 | 16607.1646 | 18267.8811
|  | Lodging Direct Install | 2017 | 11531 - 2 | LGDI: Lamp - LED - Par 38 or 40 - Lodging Guest Rooms | 5 |  | 56 |  | Comm Lighting | 227 | 12712 | 2052 | 4776.08 | 0 |  | 5 | 0.01159 | 9.0396 | 21.04 | 56 |  | 2724.08 |  |  | 0 | 0 |  |  | 0.35238 | 4479.5085 | 0.35238 | 0 | 4479.5085 | 0 | 4479.5085 | 4479.5085 | 4927.4594
|  | Lodging Direct Install | 2017 | 11541 - 1 | LGDI: Lamp - T8 - 4 ft - 4x - from 4 ft T12 4x | 12 |  | 172 |  | Comm Lighting | 2 | 344 | 106 | 105.64 |  |  | 12 | 0.00075271 | 53 | 52.82 | 172 |  | -0.36 |  |  | 0 | 0 |  |  | 0.73138 | 251.595 | 0.73138 | 0 | 251.595 | 0 | 251.595 | 251.595 | 276.7545
|  | Lodging Direct Install | 2017 | 11543 - 2 | LGDI: Lamp - T8 - 4 ft - 4x - from 4 ft T12 HO 4x | 12 |  | 634 |  | Comm Lighting | 81 | 51354 | 4278 | 4278.42 | 0 |  | 12 | 0.11237 | 52.8148 | 52.82 | 634 |  | 0.42 |  |  | 0 | 0 |  |  | 0.73138 | 37559.3351 | 0.73138 | 0 | 37559.3351 | 0 | 37559.3351 | 37559.3351 | 41315.2686
|  | Lodging Direct Install | 2017 | 11544 - 1 | LGDI: Lamp - T8 - 4 ft - 4x - from 4 ft T12 HO 4x - LCA | 12 |  | 1738 |  | Comm Lighting | 87 | 151206 | 4595 | 4595.34 |  |  | 12 | 0.33085 | 52.8161 | 52.82 | 1738 |  | 0.34 |  |  | 0 | 0 |  |  | 0.73138 | 110589.1813 | 0.73138 | 0 | 110589.1813 | 0 | 110589.1813 | 110589.1813 | 121648.0994
|  | Lodging Direct Install | 2017 | 11546 - 1 | LGDI: Lamp - T8 - DLR - 4 ft - 2x - from 4 ft T12 HO 4x - LCA | 12 |  | 2095 |  | Comm Lighting | 39 | 81705 | 2418 | 2418.39 |  |  | 12 | 0.17878 | 62 | 62.01 | 2095 |  | 0.39 |  |  | 0 | 0 |  |  | 0.73138 | 59757.4769 | 0.73138 | 0 | 59757.4769 | 0 | 59757.4769 | 59757.4769 | 65733.2246
|  | Lodging Direct Install | 2017 | 11548 - 1 | LGDI: Lamp - TLED - 3 ft - 1x - from 3 ft 1x T8 25w | 12 |  | 43 |  | Comm Lighting | 40 | 1720 | 763 | 1754 |  |  | 12 | 0.0037635 | 19.075 | 43.85 | 43 |  | 991 |  |  | 0 | 0 |  |  | 0.73138 | 1257.9752 | 0.73138 | 0 | 1257.9752 | 0 | 1257.9752 | 1257.9752 | 1383.7727
|  | Lodging Direct Install | 2017 | 11549 - 1 | LGDI: Lamp - TLED - 3 ft - 1x - from 3 ft 1x T8 25w - LCA | 12 |  | 111 |  | Comm Lighting | 3 | 333 | 66 | 131.55 |  |  | 12 | 0.00072864 | 22 | 43.85 | 111 |  | 65.55 |  |  | 0 | 0 |  |  | 0.73138 | 243.5498 | 0.73138 | 0 | 243.5498 | 0 | 243.5498 | 243.5498 | 267.9048
|  | Lodging Direct Install | 2017 | 11551 - 1 | LGDI: Lamp - TLED - 3 ft - 1x - from 3 ft T12 1x - LCA | 12 |  | 239 |  | Comm Lighting | 1 | 239 | 19 | 43.85 |  |  | 12 | 0.00052296 | 19 | 43.85 | 239 |  | 24.85 |  |  | 0 | 0 |  |  | 0.73138 | 174.8 | 0.73138 | 0 | 174.8 | 0 | 174.8 | 174.8 | 192.28
|  | Lodging Direct Install | 2017 | 11553 - 1 | LGDI: Lamp - TLED - 4 ft - 1x - from 4 ft T12 1x - LCA | 12 |  | 204 |  | Comm Lighting | 80 | 16320 | 2344 | 4687.2 |  |  | 12 | 0.03571 | 29.3 | 58.59 | 204 |  | 2343.2 |  |  | 0 | 0 |  |  | 0.73138 | 11936.1364 | 0.73138 | 0 | 11936.1364 | 0 | 11936.1364 | 11936.1364 | 13129.75
|  | Lodging Direct Install | 2017 | 11556 - 1 | LGDI: Lamp - TLED - 4 ft - 1x - from 4 ft T8 28w NLO 1x | 12 |  | 36 |  | Comm Lighting | 6 | 216 | 176 | 351.54 |  |  | 12 | 0.00047263 | 29.3333 | 58.59 | 36 |  | 175.54 |  |  | 0 | 0 |  |  | 0.73138 | 157.9783 | 0.73138 | 0 | 157.9783 | 0 | 157.9783 | 157.9783 | 173.7761
|  | Lodging Direct Install | 2017 | 11557 - 1 | LGDI: Lamp - TLED - 4 ft - 1x - from 4 ft T8 28w NLO 1x - LCA | 12 |  | 94 |  | Comm Lighting | 112 | 10528 | 3282 | 6562.08 |  |  | 12 | 0.023036 | 29.3036 | 58.59 | 94 |  | 3280.08 |  |  | 0 | 0 |  |  | 0.73138 | 7699.9782 | 0.73138 | 0 | 7699.9782 | 0 | 7699.9782 | 7699.9782 | 8469.976
|  | Lodging Direct Install | 2017 | 11564 - 2 | LGDI: Lamp - TLED - 4 ft - 2x - from 4 ft T12 2x | 12 |  | 158 |  | Comm Lighting | 4 | 632 | 165 | 236.04 | 0 |  | 12 | 0.0013829 | 41.25 | 59.01 | 158 |  | 71.04 |  |  | 0 | 0 |  |  | 0.73138 | 462.2327 | 0.73138 | 0 | 462.2327 | 0 | 462.2327 | 462.2327 | 508.456
|  | Lodging Direct Install | 2017 | 11565 - 1 | LGDI: Lamp - TLED - 4 ft - 2x - from 4 ft T12 2x - LCA | 12 |  | 409 |  | Comm Lighting | 105 | 42945 | 4336 | 6196.05 |  |  | 12 | 0.093968 | 41.2952 | 59.01 | 409 |  | 1860.05 |  |  | 0 | 0 |  |  | 0.73138 | 31409.153 | 0.73138 | 0 | 31409.153 | 0 | 31409.153 | 31409.153 | 34550.0683
|  | Lodging Direct Install | 2017 | 11567 - 1 | LGDI: Lamp - TLED - 4 ft - 2x - from 4 ft T12 HO 2x - LCA | 12 |  | 1005 |  | Comm Lighting | 10 | 10050 | 498 | 710.9 |  |  | 12 | 0.02199 | 49.8 | 71.09 | 1005 |  | 212.9 |  |  | 0 | 0 |  |  | 0.73138 | 7350.3781 | 0.73138 | 0 | 7350.3781 | 0 | 7350.3781 | 7350.3781 | 8085.4159
|  | Lodging Direct Install | 2017 | 11570 - 1 | LGDI: Lamp - TLED - 4 ft - 2x - from 4 ft T8 28w NLO 2x | 12 |  | 73 |  | Comm Lighting | 43 | 3139 | 1260 | 2519.37 |  |  | 12 | 0.0068684 | 29.3023 | 58.59 | 73 |  | 1259.37 |  |  | 0 | 0 |  |  | 0.73138 | 2295.8047 | 0.73138 | 0 | 2295.8047 | 0 | 2295.8047 | 2295.8047 | 2525.3851
|  | Lodging Direct Install | 2017 | 11571 - 1 | LGDI: Lamp - TLED - 4 ft - 2x - from 4 ft T8 28w NLO 2x - LCA | 12 |  | 187 |  | Comm Lighting | 840 | 157080 | 25704 | 51399.6 |  |  | 12 | 0.34371 | 30.6 | 61.19 | 187 |  | 25695.6 |  |  | 0 | 0 |  |  | 0.73138 | 114885.3127 | 0.73138 | 0 | 114885.3127 | 0 | 114885.3127 | 114885.3127 | 126373.844
|  | Lodging Direct Install | 2017 | 11573 - 1 | LGDI: Lamp - TLED - 4 ft - 2x - from 4 ft T8 32w HLO 2x - LCA | 12 |  | 392 |  | Comm Lighting | 139 | 54488 | 4253 | 8505.41 |  |  | 12 | 0.11923 | 30.5971 | 61.19 | 392 |  | 4252.41 |  |  | 0 | 0 |  |  | 0.73138 | 39851.4828 | 0.73138 | 0 | 39851.4828 | 0 | 39851.4828 | 39851.4828 | 43836.6311
|  | Lodging Direct Install | 2017 | 11588 - 1 | LGDI: Lamp - TLED - 4 ft - 3x - from 4 ft T8 32w NLO 3x | 12 |  | 139 |  | Comm Lighting | 6 | 834 | 310 | 442.32 |  |  | 12 | 0.0018249 | 51.6667 | 73.72 | 139 |  | 132.32 |  |  | 0 | 0 |  |  | 0.73138 | 609.9717 | 0.73138 | 0 | 609.9717 | 0 | 609.9717 | 609.9717 | 670.9688
|  | Lodging Direct Install | 2017 | 11589 - 1 | LGDI: Lamp - TLED - 4 ft - 3x - from 4 ft T8 32w NLO 3x - LCA | 12 |  | 358 |  | Comm Lighting | 76 | 27208 | 2851 | 5701.52 |  |  | 12 | 0.059534 | 37.5132 | 75.02 | 358 |  | 2850.52 |  |  | 0 | 0 |  |  | 0.73138 | 19899.4117 | 0.73138 | 0 | 19899.4117 | 0 | 19899.4117 | 19899.4117 | 21889.3529
|  | Lodging Direct Install | 2017 | 11593 - 1 | LGDI: Lamp - TLED - 4 ft - 4x - from 4 ft T12 4x - LCA | 12 |  | 818 |  | Comm Lighting | 3 | 2454 | 226 | 323.01 |  |  | 12 | 0.0053696 | 75.3333 | 107.67 | 818 |  | 97.01 |  |  | 0 | 0 |  |  | 0.73138 | 1794.8087 | 0.73138 | 0 | 1794.8087 | 0 | 1794.8087 | 1794.8087 | 1974.2896
|  | Lodging Direct Install | 2017 | 11600 - 2 | LGDI: Lamp - TLED - 4 ft - 4x - from 4 ft T8 32w HLO 4x | 12 |  | 304 |  | Comm Lighting | 14 | 4256 | 853 | 1250.48 | 0 |  | 12 | 0.0093126 | 60.9286 | 89.32 | 304 |  | 397.48 |  |  | 0 | 0 |  |  | 0.73138 | 3112.7571 | 0.73138 | 0 | 3112.7571 | 0 | 3112.7571 | 3112.7571 | 3424.0329
|  | Lodging Direct Install | 2017 | 11604 - 2 | LGDI: Lamp - TLED - 4 ft - 4x - from 4 ft T8 32w NLO 4x | 12 |  | 185 |  | Comm Lighting | 3 | 555 | 183 | 267.96 | 0 |  | 12 | 0.0012144 | 61 | 89.32 | 185 |  | 84.96 |  |  | 0 | 0 |  |  | 0.73138 | 405.9164 | 0.73138 | 0 | 405.9164 | 0 | 405.9164 | 405.9164 | 446.508
|  | Lodging Direct Install | 2017 | 11605 - 1 | LGDI: Lamp - TLED - 4 ft - 4x - from 4 ft T8 32w NLO 4x - LCA | 12 |  | 784 |  | Comm Lighting | 27 | 21168 | 1688 | 2411.64 |  |  | 12 | 0.046318 | 62.5185 | 89.32 | 784 |  | 723.64 |  |  | 0 | 0 |  |  | 0.73138 | 15481.871 | 0.73138 | 0 | 15481.871 | 0 | 15481.871 | 15481.871 | 17030.0581
|  | Lodging Direct Install | 2017 | 11606 - 1 | LGDI: LED Exit Sign | 9 |  | 153.3 |  | Comm Flat | 151 | 23148.3 | 9060 | 9060 |  |  | 9 | 0.037988 | 60 | 60 | 153.3 |  | 0 |  |  | 0 | 0 |  |  | 0.54153 | 12535.4441 | 0.54153 | 0 | 12535.4441 | 0 | 12535.4441 | 12535.4441 | 13788.9885
|  | Lodging Direct Install | 2017 | 11611 - 1 | LGDI: Occupancy Sensor - Less than 100w | 10 |  | 48 |  | Comm Lighting | 18 | 864 | 1224 | 1224 |  |  | 10 | 0.0015754 | 68 | 68 | 48 |  | 0 |  |  | 0 | 0 |  |  | 0.63153 | 545.6438 | 0.63153 | 0 | 545.6438 | 0 | 545.6438 | 545.6438 | 600.2082
|  | Lodging Direct Install | 2017 | 11683 - 1 | LGDI: Showerhead - Any Comm - GWH - 1.5 gpm - EIE | 10 |  | 10 |  | Comm Water Heat | 66 | 660 | 0 | 0 |  |  | 10 | 0.0012035 | 0 | 0 | 10 |  | 0 |  |  | 0 | 0 |  |  | 0.59096 | 390.0342 | 0.59096 | 0 | 390.0342 | 0 | 390.0342 | 390.0342 | 429.0376
|  | Lodging Direct Install | 2017 | 11684 - 1 | LGDI: Showerhead - DI - Any Comm - EWH - 1.5 gpm | 10 |  | 228 |  | Comm Water Heat | 79 | 18012 | 1880 | 1880.2 |  |  | 10 | 0.032843 | 23.7975 | 23.8 | 228 |  | 0.2 |  |  | 0 | 0 |  |  | 0.59096 | 10644.3871 | 0.59096 | 0 | 10644.3871 | 0 | 10644.3871 | 10644.3871 | 11708.8258
|  | Lodging Direct Install | 2017 | 11686 - 1 | LGDI: Showerhead - DI - Fit Ctr - EWH - 1.5 gpm | 10 |  | 4288 |  | Comm Water Heat | 89 | 381632 | 2118 | 2118.2 |  |  | 10 | 0.69587 | 23.7978 | 23.8 | 4288 |  | 0.2 |  |  | 0 | 0 |  |  | 0.59096 | 225529.5763 | 0.59096 | 0 | 225529.5763 | 0 | 225529.5763 | 225529.5763 | 248082.5339
|  | Lodging Direct Install | 2017 | 11701 - 1 | LGDI: Sprayhead - GWH - 0.65 gpm - not PI - EIE | 4 |  | 70 |  | Comm Water Heat | 2 | 140 | 0 | 0 |  |  | 4 | 0.00010211 | 0 | 0 | 70 |  | 0 |  |  | 0 | 0 |  |  | 0.2693 | 37.7022 | 0.2693 | 0 | 37.7022 | 0 | 37.7022 | 37.7022 | 41.4724
|  | Lodging Direct Install | 2017 | 11702 - 1 | LGDI: Thermostat - Programmable | 10 |  | 473 |  | Comm Space Heat | 9 | 4257 | 1440 | 1440 |  |  | 10 | 0.0077623 | 160 | 160 | 473 |  | 0 |  |  | 0 | 0 |  |  | 1.437 | 6117.4948 | 1.437 | 0 | 6117.4948 | 0 | 6117.4948 | 6117.4948 | 6729.2443
|  | Lodging DI Elect | 2016 |  | Fixture - T8 Retro Kit - 2 ft - 1x - from 2 ft T12 HO 1x | 12 |  | 159 |  | Comm Lighting | 0 | 0 |  | 0 | 0 |  | 12 | 0 | 0 | 0 | 0 |  | 0 |  |  | 0 | 0 |  |  | 0.73138 | 0 | 0.73138 | 0 | 0 | 0 | 0 | 0 | 0
|  | Lodging DI Elect | 2016 |  | Lamp - LED - Omni - 11w - Exterior | 5 |  | 123 |  | Comm Lighting | 188 | 23124 |  | 3699.84 | 0 |  | 5 | 0.021082 | 0 | 19.68 | 123 |  | 3699.84 |  |  | 0 | 0 |  |  | 0.35238 | 8148.5333 | 0.35238 | 0 | 8148.5333 | 0 | 8148.5333 | 8148.5333 | 8963.3866
|  | Lodging DI Elect | 2016 |  | Lamp - TLED - 4 ft - 3x - from 4 ft T8 28w LLO 3x | 12 |  | 80 |  | Comm Lighting | 0 | 0 |  | 0 | 0 |  | 12 | 0 | 0 | 0 | 0 |  | 0 |  |  | 0 | 0 |  |  | 0.73138 | 0 | 0.73138 | 0 | 0 | 0 | 0 | 0 | 0
|  | Lodging DI Elect | 2016 |  | Sealing - Strip Curtain - Freezer - Grocery | 2 |  | 535 |  | Comm Refrigeration | 0 | 0 |  | 0 | 0 |  | 2 | 0 | 0 | 0 | 0 |  | 0 |  |  | 0 | 0 |  |  | 0.13913 | 0 | 0.13913 | 0 | 0 | 0 | 0 | 0 | 0
|  | Lodging DI Elect | 2016 |  | Aerator - EWH - All Others | 10 |  | 152.6 |  | Comm Water Heat | 6 | 915.6 |  | 78.54 | 132.69 |  | 10 | 0.0016695 | 0 | 13.09 | 152.6 |  | 78.54 |  |  | 5398.0308 | 0 |  |  | 0.59096 | 541.0838 | 0.59096 | 0 | 541.0838 | 0 | 541.0838 | 541.0838 | 5993.2229
|  | Lodging DI Elect | 2016 |  | Aerator - EWH - Restaurant | 10 |  | 94 |  | Comm Water Heat | 0 | 0 |  | 0 | 82.28 |  | 10 | 0 | 0 | 0 | 0 |  | 0 |  |  | 0 | 0 |  |  | 0.59096 | 0 | 0.59096 | 0 | 0 | 0 | 0 | 0 | 0
|  | Lodging DI Elect | 2016 |  | Aerator - EWH - Retail | 10 |  | 151 |  | Comm Water Heat | 0 | 0 |  | 0 | 132.69 |  | 10 | 0 | 0 | 0 | 0 |  | 0 |  |  | 0 | 0 |  |  | 0.59096 | 0 | 0.59096 | 0 | 0 | 0 | 0 | 0 | 0
|  | Lodging DI Elect | 2016 |  | Aerator - EWH - School | 10 |  | 189.5 |  | Comm Water Heat | 0 | 0 |  | 0 | 160.12 |  | 10 | 0 | 0 | 0 | 0 |  | 0 |  |  | 0 | 0 |  |  | 0.59096 | 0 | 0.59096 | 0 | 0 | 0 | 0 | 0 | 0
|  | Lodging DI Elect | 2016 |  | Aerator - EWH - Small Office | 10 |  | 46.6 |  | Comm Water Heat | 0 | 0 |  | 0 | 40.8 |  | 10 | 0 | 0 | 0 | 0 |  | 0 |  |  | 0 | 0 |  |  | 0.59096 | 0 | 0.59096 | 0 | 0 | 0 | 0 | 0 | 0
|  | Lodging DI Elect | 2016 |  | Auto Closer - Reach In Glass Doors - Low Temp - E | 8 |  | 343 |  | Comm Refrigeration | 0 | 0 |  | 0 | 0 |  | 8 | 0 | 0 | 0 | 0 |  | 0 |  |  | 0 | 0 |  |  | 0.48427 | 0 | 0.48427 | 0 | 0 | 0 | 0 | 0 | 0
|  | Lodging DI Elect | 2016 |  | Controls - ASH - Compressor - Low Temp | 8 |  | 369 |  | Comm Refrigeration | 0 | 0 |  | 0 | 0 |  | 8 | 0 | 0 | 0 | 0 |  | 0 |  |  | 0 | 0 |  |  | 0.48427 | 0 | 0.48427 | 0 | 0 | 0 | 0 | 0 | 0
|  | Lodging DI Elect | 2016 |  | Controls - ASH - Compressor - Mid Temp | 8 |  | 230 |  | Comm Refrigeration | 0 | 0 |  | 0 | 0 |  | 8 | 0 | 0 | 0 | 0 |  | 0 |  |  | 0 | 0 |  |  | 0.48427 | 0 | 0.48427 | 0 | 0 | 0 | 0 | 0 | 0
|  | Lodging DI Elect | 2016 |  | ECM - Display Case | 15 |  | 685 |  | Comm Refrigeration | 0 | 0 |  | 0 | 0 |  | 15 | 0 | 0 | 0 | 0 |  | 0 |  |  | 0 | 0 |  |  | 0.7962 | 0 | 0.7962 | 0 | 0 | 0 | 0 | 0 | 0
|  | Lodging DI Elect | 2016 |  | ECM - Walk In - 23w | 15 |  | 1458 |  | Comm Refrigeration | 0 | 0 |  | 0 | 0 |  | 15 | 0 | 0 | 0 | 0 |  | 0 |  |  | 0 | 0 |  |  | 0.7962 | 0 | 0.7962 | 0 | 0 | 0 | 0 | 0 | 0
|  | Lodging DI Elect | 2016 |  | ECM - Walk In - More than 23w | 15 |  | 592 |  | Comm Refrigeration | 0 | 0 |  | 0 | 0 |  | 15 | 0 | 0 | 0 | 0 |  | 0 |  |  | 0 | 0 |  |  | 0.7962 | 0 | 0.7962 | 0 | 0 | 0 | 0 | 0 | 0
|  | Lodging DI Elect | 2016 |  | Fixture - LED - Area - Photocell - 35w | 12 |  | 685 |  | Comm Lighting | 0 | 0 |  | 0 | 0 |  | 12 | 0 | 0 | 0 | 0 |  | 0 |  |  | 0 | 0 |  |  | 0.73138 | 0 | 0.73138 | 0 | 0 | 0 | 0 | 0 | 0
|  | Lodging DI Elect | 2016 |  | Fixture - LED - Recessed Can - Assembly Church | 12 |  | 62 |  | Comm Lighting | 0 | 0 |  | 0 | 0 |  | 12 | 0 | 0 | 0 | 0 |  | 0 |  |  | 0 | 0 |  |  | 0.73138 | 0 | 0.73138 | 0 | 0 | 0 | 0 | 0 | 0
|  | Lodging DI Elect | 2016 |  | Fixture - LED - Recessed Can - Exterior | 12 |  | 138 |  | Comm Lighting | 0 | 0 |  | 0 | 0 |  | 12 | 0 | 0 | 0 | 0 |  | 0 |  |  | 0 | 0 |  |  | 0.73138 | 0 | 0.73138 | 0 | 0 | 0 | 0 | 0 | 0
|  | Lodging DI Elect | 2016 |  | Fixture - LED - Recessed Can - Grocery | 12 |  | 180 |  | Comm Lighting | 0 | 0 |  | 0 | 0 |  | 12 | 0 | 0 | 0 | 0 |  | 0 |  |  | 0 | 0 |  |  | 0.73138 | 0 | 0.73138 | 0 | 0 | 0 | 0 | 0 | 0
|  | Lodging DI Elect | 2016 |  | Fixture - LED - Recessed Can - Lodging Common Areas | 12 |  | 280 |  | Comm Lighting | 456 | 127680 |  | 48646.08 | 0 |  | 12 | 0.27938 | 0 | 106.68 | 280 |  | 48646.08 |  |  | 0 | 0 |  |  | 0.73138 | 93382.7141 | 0.73138 | 0 | 93382.7141 | 0 | 93382.7141 | 93382.7141 | 102720.9855
|  | Lodging DI Elect | 2016 |  | Fixture - LED - Recessed Can - Office | 12 |  | 103 |  | Comm Lighting | 0 | 0 |  | 0 | 0 |  | 12 | 0 | 0 | 0 | 0 |  | 0 |  |  | 0 | 0 |  |  | 0.73138 | 0 | 0.73138 | 0 | 0 | 0 | 0 | 0 | 0
|  | Lodging DI Elect | 2016 |  | Fixture - LED - Recessed Can - Other | 12 |  | 77 |  | Comm Lighting | 0 | 0 |  | 0 | 0 |  | 12 | 0 | 0 | 0 | 0 |  | 0 |  |  | 0 | 0 |  |  | 0.73138 | 0 | 0.73138 | 0 | 0 | 0 | 0 | 0 | 0
|  | Lodging DI Elect | 2016 |  | Fixture - LED - Recessed Can - Other Health | 12 |  | 151 |  | Comm Lighting | 0 | 0 |  | 0 | 0 |  | 12 | 0 | 0 | 0 | 0 |  | 0 |  |  | 0 | 0 |  |  | 0.73138 | 0 | 0.73138 | 0 | 0 | 0 | 0 | 0 | 0
|  | Lodging DI Elect | 2016 |  | Fixture - LED - Recessed Can - Restaurant | 12 |  | 123 |  | Comm Lighting | 0 | 0 |  | 0 | 0 |  | 12 | 0 | 0 | 0 | 0 |  | 0 |  |  | 0 | 0 |  |  | 0.73138 | 0 | 0.73138 | 0 | 0 | 0 | 0 | 0 | 0
|  | Lodging DI Elect | 2016 |  | Fixture - LED - Recessed Can - Retail | 12 |  | 113 |  | Comm Lighting | 0 | 0 |  | 0 | 0 |  | 12 | 0 | 0 | 0 | 0 |  | 0 |  |  | 0 | 0 |  |  | 0.73138 | 0 | 0.73138 | 0 | 0 | 0 | 0 | 0 | 0
|  | Lodging DI Elect | 2016 |  | Fixture - LED - Recessed Can - School K12 | 12 |  | 78 |  | Comm Lighting | 0 | 0 |  | 0 | 0 |  | 12 | 0 | 0 | 0 | 0 |  | 0 |  |  | 0 | 0 |  |  | 0.73138 | 0 | 0.73138 | 0 | 0 | 0 | 0 | 0 | 0
|  | Lodging DI Elect | 2016 |  | Fixture - LED - Recessed Can - Warehouse | 12 |  | 81 |  | Comm Lighting | 0 | 0 |  | 0 | 0 |  | 12 | 0 | 0 | 0 | 0 |  | 0 |  |  | 0 | 0 |  |  | 0.73138 | 0 | 0.73138 | 0 | 0 | 0 | 0 | 0 | 0
|  | Lodging DI Elect | 2016 |  | Fixture - LED - Wall Pack - Photocell - 60w | 12 |  | 937 |  | Comm Lighting | 4 | 3748 |  | 1194.48 | 0 |  | 12 | 0.008201 | 0 | 298.62 | 937 |  | 1194.48 |  |  | 0 | 0 |  |  | 0.73138 | 2741.2156 | 0.73138 | 0 | 2741.2156 | 0 | 2741.2156 | 2741.2156 | 3015.3372
|  | Lodging DI Elect | 2016 |  | Fixture - LED - Wall Pack - Photocell - Less than 19w | 12 |  | 181 |  | Comm Lighting | 0 | 0 |  | 0 | 0 |  | 12 | 0 | 0 | 0 | 0 |  | 0 |  |  | 0 | 0 |  |  | 0.73138 | 0 | 0.73138 | 0 | 0 | 0 | 0 | 0 | 0
|  | Lodging DI Elect | 2016 |  | Fixture - LED - Wall Pack - Photocell - Less than 30w | 12 |  | 601 |  | Comm Lighting | 11 | 6611 |  | 2407.02 | 0 |  | 12 | 0.014466 | 0 | 218.82 | 601 |  | 2407.02 |  |  | 0 | 0 |  |  | 0.73138 | 4835.1592 | 0.73138 | 0 | 4835.1592 | 0 | 4835.1592 | 4835.1592 | 5318.6751
|  | Lodging DI Elect | 2016 |  | Fixture - T8 - 17w - 2x - from Multi-Lamp Fixture 80w NBF | 12 |  | 153 |  | Comm Lighting | 0 | 0 |  | 0 | 0 |  | 12 | 0 | 0 | 0 | 0 |  | 0 |  |  | 0 | 0 |  |  | 0.73138 | 0 | 0.73138 | 0 | 0 | 0 | 0 | 0 | 0
|  | Lodging DI Elect | 2016 |  | Fixture - T8 - 17w - 2x - NBF - from 120w Multi Lamp | 12 |  | 285 |  | Comm Lighting | 0 | 0 |  | 0 | 0 |  | 12 | 0 | 0 | 0 | 0 |  | 0 |  |  | 0 | 0 |  |  | 0.73138 | 0 | 0.73138 | 0 | 0 | 0 | 0 | 0 | 0
|  | Lodging DI Elect | 2016 |  | Fixture - T8 - 25w - 2x - NBF - from 160w Multi Lamp | 12 |  | 358 |  | Comm Lighting | 0 | 0 |  | 0 | 0 |  | 12 | 0 | 0 | 0 | 0 |  | 0 |  |  | 0 | 0 |  |  | 0.73138 | 0 | 0.73138 | 0 | 0 | 0 | 0 | 0 | 0
|  | Lodging DI Elect | 2016 |  | Fixture - T8 - 28w - 2x - NBF - from 240w Multi Lamp | 12 |  | 637 |  | Comm Lighting | 0 | 0 |  | 0 | 0 |  | 12 | 0 | 0 | 0 | 0 |  | 0 |  |  | 0 | 0 |  |  | 0.73138 | 0 | 0.73138 | 0 | 0 | 0 | 0 | 0 | 0
|  | Lodging DI Elect | 2016 |  | Fixture - T8 - 4 ft - 2x - 28w - from 8 ft T8 F96 1x | 12 |  | 20 |  | Comm Lighting | 0 | 0 |  | 0 | 0 |  | 12 | 0 | 0 | 0 | 0 |  | 0 |  |  | 0 | 0 |  |  | 0.73138 | 0 | 0.73138 | 0 | 0 | 0 | 0 | 0 | 0
|  | Lodging DI Elect | 2016 |  | Fixture - T8 - 4 ft - 2x - 28w - from 8 ft T8 F96 1x - LCA | 12 |  | 102 |  | Comm Lighting | 0 | 0 |  | 0 | 0 |  | 12 | 0 | 0 | 0 | 0 |  | 0 |  |  | 0 | 0 |  |  | 0.73138 | 0 | 0.73138 | 0 | 0 | 0 | 0 | 0 | 0
|  | Lodging DI Elect | 2016 |  | Fixture - T8 - 4 ft - 2x - from 8 ft T12 HO F96 1x | 12 |  | 189 |  | Comm Lighting | 0 | 0 |  | 0 | 0 |  | 12 | 0 | 0 | 0 | 0 |  | 0 |  |  | 0 | 0 |  |  | 0.73138 | 0 | 0.73138 | 0 | 0 | 0 | 0 | 0 | 0
|  | Lodging DI Elect | 2016 |  | Fixture - T8 - 4 ft - 2x - from 8 ft T12 HO F96 1x - LCA | 12 |  | 537 |  | Comm Lighting | 0 | 0 |  | 0 | 0 |  | 12 | 0 | 0 | 0 | 0 |  | 0 |  |  | 0 | 0 |  |  | 0.73138 | 0 | 0.73138 | 0 | 0 | 0 | 0 | 0 | 0
|  | Lodging DI Elect | 2016 |  | Fixture - T8 - 4 ft - 4x - from 8 ft T12 F96 2x | 12 |  | 40 |  | Comm Lighting | 0 | 0 |  | 0 | 0 |  | 12 | 0 | 0 | 0 | 0 |  | 0 |  |  | 0 | 0 |  |  | 0.73138 | 0 | 0.73138 | 0 | 0 | 0 | 0 | 0 | 0
|  | Lodging DI Elect | 2016 |  | Fixture - T8 - 4 ft - 4x - from 8 ft T12 HO F96 2x | 12 |  | 378 |  | Comm Lighting | 0 | 0 |  | 0 | 0 |  | 12 | 0 | 0 | 0 | 0 |  | 0 |  |  | 0 | 0 |  |  | 0.73138 | 0 | 0.73138 | 0 | 0 | 0 | 0 | 0 | 0
|  | Lodging DI Elect | 2016 |  | Fixture - T8 - 4 ft - 4x - from 8 ft T12 HO F96 2x - LCA | 12 |  | 673 |  | Comm Lighting | 0 | 0 |  | 0 | 0 |  | 12 | 0 | 0 | 0 | 0 |  | 0 |  |  | 0 | 0 |  |  | 0.73138 | 0 | 0.73138 | 0 | 0 | 0 | 0 | 0 | 0
|  | Lodging DI Elect | 2016 |  | Fixture - T8 - DLR - 4 ft - 2x - from 4 ft T12 3x | 12 |  | 209 |  | Comm Lighting | 0 | 0 |  | 0 | 0 |  | 12 | 0 | 0 | 0 | 0 |  | 0 |  |  | 0 | 0 |  |  | 0.73138 | 0 | 0.73138 | 0 | 0 | 0 | 0 | 0 | 0
|  | Lodging DI Elect | 2016 |  | Fixture - T8 - DLR - 4 ft - 2x - from 4 ft T12 3x - LCA | 12 |  | 588 |  | Comm Lighting | 0 | 0 |  | 0 | 0 |  | 12 | 0 | 0 | 0 | 0 |  | 0 |  |  | 0 | 0 |  |  | 0.73138 | 0 | 0.73138 | 0 | 0 | 0 | 0 | 0 | 0
|  | Lodging DI Elect | 2016 |  | Fixture - T8 - DLR - 4 ft - 2x - from 4 ft T12 4x | 12 |  | 332 |  | Comm Lighting | 0 | 0 |  | 0 | 0 |  | 12 | 0 | 0 | 0 | 0 |  | 0 |  |  | 0 | 0 |  |  | 0.73138 | 0 | 0.73138 | 0 | 0 | 0 | 0 | 0 | 0
|  | Lodging DI Elect | 2016 |  | Fixture - T8 - DLR - 4 ft - 2x - from 4 ft T12 4x - LCA | 12 |  | 903 |  | Comm Lighting | 0 | 0 |  | 0 | 0 |  | 12 | 0 | 0 | 0 | 0 |  | 0 |  |  | 0 | 0 |  |  | 0.73138 | 0 | 0.73138 | 0 | 0 | 0 | 0 | 0 | 0
|  | Lodging DI Elect | 2016 |  | Fixture - T8 - DLR - 4 ft - 2x - from 8 ft T12 delamp 2x | 12 |  | 299 |  | Comm Lighting | 0 | 0 |  | 0 | 0 |  | 12 | 0 | 0 | 0 | 0 |  | 0 |  |  | 0 | 0 |  |  | 0.73138 | 0 | 0.73138 | 0 | 0 | 0 | 0 | 0 | 0
|  | Lodging DI Elect | 2016 |  | Fixture - T8 - DLR - 4 ft - 2x - from 8 ft T12 delamp 2x - LCA | 12 |  | 818 |  | Comm Lighting | 2 | 1636 |  | 124.02 | 0 |  | 12 | 0.0035797 | 0 | 62.01 | 818 |  | 124.02 |  |  | 0 | 0 |  |  | 0.73138 | 1196.5392 | 0.73138 | 0 | 1196.5392 | 0 | 1196.5392 | 1196.5392 | 1316.1931
|  | Lodging DI Elect | 2016 |  | Fixture - T8 - DLR - 4 ft - 3x - from 4 ft T12 4x | 12 |  | 252 |  | Comm Lighting | 8 | 2016 |  | 388.4 | 0 |  | 12 | 0.0044112 | 0 | 48.55 | 252 |  | 388.4 |  |  | 0 | 0 |  |  | 0.73138 | 1474.4639 | 0.73138 | 0 | 1474.4639 | 0 | 1474.4639 | 1474.4639 | 1621.9103
|  | Lodging DI Elect | 2016 |  | Fixture - T8 - DLR - 4 ft - 3x - from 4 ft T12 4x - LCA | 12 |  | 724 |  | Comm Lighting | 0 | 0 |  | 0 | 0 |  | 12 | 0 | 0 | 0 | 0 |  | 0 |  |  | 0 | 0 |  |  | 0.73138 | 0 | 0.73138 | 0 | 0 | 0 | 0 | 0 | 0
|  | Lodging DI Elect | 2016 |  | Fixture - T8 - DLR - 4 ft - 3x - from 4 ft T12 HO 4x | 12 |  | 717 |  | Comm Lighting | 0 | 0 |  | 0 | 0 |  | 12 | 0 | 0 | 0 | 0 |  | 0 |  |  | 0 | 0 |  |  | 0.73138 | 0 | 0.73138 | 0 | 0 | 0 | 0 | 0 | 0
|  | Lodging DI Elect | 2016 |  | Fixture - T8 - DLR - 4 ft - 3x - from 4 ft T12 HO 4x - LCA | 12 |  | 1917 |  | Comm Lighting | 0 | 0 |  | 0 | 0 |  | 12 | 0 | 0 | 0 | 0 |  | 0 |  |  | 0 | 0 |  |  | 0.73138 | 0 | 0.73138 | 0 | 0 | 0 | 0 | 0 | 0
|  | Lodging DI Elect | 2016 |  | Fixture - T8 Retro Kit - 2 ft - 1x - from 2 ft T12 1x | 12 |  | 33 |  | Comm Lighting | 0 | 0 |  | 0 | 0 |  | 12 | 0 | 0 | 0 | 0 |  | 0 |  |  | 0 | 0 |  |  | 0.73138 | 0 | 0.73138 | 0 | 0 | 0 | 0 | 0 | 0
|  | Lodging DI Elect | 2016 |  | Fixture - T8 Retro Kit - 2 ft - 1x - from 2 ft T12 HO 1x - LCA | 12 |  | 409 |  | Comm Lighting | 0 | 0 |  | 0 | 0 |  | 12 | 0 | 0 | 0 | 0 |  | 0 |  |  | 0 | 0 |  |  | 0.73138 | 0 | 0.73138 | 0 | 0 | 0 | 0 | 0 | 0
|  | Lodging DI Elect | 2016 |  | Fixture - T8 Retro Kit - 2 ft - 1x - from 2ft T12 1x - LCA | 12 |  | 85 |  | Comm Lighting | 4 | 340 |  | 152.56 | 0 |  | 12 | 0.00074395 | 0 | 38.14 | 85 |  | 152.56 |  |  | 0 | 0 |  |  | 0.73138 | 248.6695 | 0.73138 | 0 | 248.6695 | 0 | 248.6695 | 248.6695 | 273.5365
|  | Lodging DI Elect | 2016 |  | Fixture - T8 Retro Kit - 3 ft - 1x - from 3 ft T12 1x | 12 |  | 80 |  | Comm Lighting | 0 | 0 |  | 0 | 0 |  | 12 | 0 | 0 | 0 | 0 |  | 0 |  |  | 0 | 0 |  |  | 0.73138 | 0 | 0.73138 | 0 | 0 | 0 | 0 | 0 | 0
|  | Lodging DI Elect | 2016 |  | Fixture - T8 Retro Kit - 3 ft - 1x - from 3 ft T12 1x - LCA | 12 |  | 145 |  | Comm Lighting | 8 | 1160 |  | 305.12 | 0 |  | 12 | 0.0025382 | 0 | 38.14 | 145 |  | 305.12 |  |  | 0 | 0 |  |  | 0.73138 | 848.4019 | 0.73138 | 0 | 848.4019 | 0 | 848.4019 | 848.4019 | 933.242
|  | Lodging DI Elect | 2016 |  | Fixture - T8 Retro Kit - 4 ft - 1x - from 4 ft T12 1x | 12 |  | 43 |  | Comm Lighting | 2 | 86 |  | 76.28 | 0 |  | 12 | 0.00018818 | 0 | 38.14 | 43 |  | 76.28 |  |  | 0 | 0 |  |  | 0.73138 | 62.8988 | 0.73138 | 0 | 62.8988 | 0 | 62.8988 | 62.8988 | 69.1886
|  | Lodging DI Elect | 2016 |  | Fixture - T8 Retro Kit - 4 ft - 1x - from 4 ft T12 1x - LCA | 12 |  | 136 |  | Comm Lighting | 1 | 136 |  | 38.14 | 0 |  | 12 | 0.00029758 | 0 | 38.14 | 136 |  | 38.14 |  |  | 0 | 0 |  |  | 0.73138 | 99.4678 | 0.73138 | 0 | 99.4678 | 0 | 99.4678 | 99.4678 | 109.4146
|  | Lodging DI Elect | 2016 |  | Fixture - T8 Retro Kit - 4 ft - 2x - from 4 ft T12 2x | 12 |  | 86 |  | Comm Lighting | 22 | 1892 |  | 865.26 | 0 |  | 12 | 0.0041399 | 0 | 39.33 | 86 |  | 865.26 |  |  | 0 | 0 |  |  | 0.73138 | 1383.7727 | 0.73138 | 0 | 1383.7727 | 0 | 1383.7727 | 1383.7727 | 1522.1499
|  | Lodging DI Elect | 2016 |  | Fixture - T8 Retro Kit - 4 ft - 2x - from 4 ft T12 2x - LCA | 12 |  | 273 |  | Comm Lighting | 96 | 26208 |  | 3775.68 | 0 |  | 12 | 0.057346 | 0 | 39.33 | 273 |  | 3775.68 |  |  | 0 | 0 |  |  | 0.73138 | 19168.0308 | 0.73138 | 0 | 19168.0308 | 0 | 19168.0308 | 19168.0308 | 21084.8339
|  | Lodging DI Elect | 2016 |  | Fixture - T8 Retro Kit - 4 ft - 2x - from 4 ft T12 HO 2x | 12 |  | 318 |  | Comm Lighting | 0 | 0 |  | 0 | 0 |  | 12 | 0 | 0 | 0 | 0 |  | 0 |  |  | 0 | 0 |  |  | 0.73138 | 0 | 0.73138 | 0 | 0 | 0 | 0 | 0 | 0
|  | Lodging DI Elect | 2016 |  | Fixture - T8 Retro Kit - 4 ft - 2x - from 4 ft T12 HO 2x - LCA | 12 |  | 869 |  | Comm Lighting | 0 | 0 |  | 0 | 0 |  | 12 | 0 | 0 | 0 | 0 |  | 0 |  |  | 0 | 0 |  |  | 0.73138 | 0 | 0.73138 | 0 | 0 | 0 | 0 | 0 | 0
|  | Lodging DI Elect | 2016 |  | Fixture - T8 Retro Kit - 4 ft - 3x - from 4 ft T12 HO 3x | 12 |  | 478 |  | Comm Lighting | 0 | 0 |  | 0 | 0 |  | 12 | 0 | 0 | 0 | 0 |  | 0 |  |  | 0 | 0 |  |  | 0.73138 | 0 | 0.73138 | 0 | 0 | 0 | 0 | 0 | 0
|  | Lodging DI Elect | 2016 |  | Fixture - T8 Retro Kit - 4 ft - 3x - from 4 ft T12 HO 3x - LCA | 12 |  | 1303 |  | Comm Lighting | 0 | 0 |  | 0 | 0 |  | 12 | 0 | 0 | 0 | 0 |  | 0 |  |  | 0 | 0 |  |  | 0.73138 | 0 | 0.73138 | 0 | 0 | 0 | 0 | 0 | 0
|  | Lodging DI Elect | 2016 |  | Fixture - T8 Retro Kit - DLR - 4 ft - 2x - from 4 ft T12 HO 3x | 12 |  | 557 |  | Comm Lighting | 0 | 0 |  | 0 | 0 |  | 12 | 0 | 0 | 0 | 0 |  | 0 |  |  | 0 | 0 |  |  | 0.73138 | 0 | 0.73138 | 0 | 0 | 0 | 0 | 0 | 0
|  | Lodging DI Elect | 2016 |  | Fixture - T8 Retro Kit - DLR - 4 ft - 2x - from 4 ft T12 HO 3x - LCA | 12 |  | 1482 |  | Comm Lighting | 0 | 0 |  | 0 | 0 |  | 12 | 0 | 0 | 0 | 0 |  | 0 |  |  | 0 | 0 |  |  | 0.73138 | 0 | 0.73138 | 0 | 0 | 0 | 0 | 0 | 0
|  | Lodging DI Elect | 2016 |  | Fixture - TLED - 4 ft - 2x - from 4 ft T8 32w HLO 3x | 12 |  | 272 |  | Comm Lighting | 0 | 0 |  | 0 | 0 |  | 12 | 0 | 0 | 0 | 0 |  | 0 |  |  | 0 | 0 |  |  | 0.73138 | 0 | 0.73138 | 0 | 0 | 0 | 0 | 0 | 0
|  | Lodging DI Elect | 2016 |  | Fixture - TLED - 4 ft - 2x - from 4 ft T8 32w LLO 3x | 12 |  | 153 |  | Comm Lighting | 0 | 0 |  | 0 | 0 |  | 12 | 0 | 0 | 0 | 0 |  | 0 |  |  | 0 | 0 |  |  | 0.73138 | 0 | 0.73138 | 0 | 0 | 0 | 0 | 0 | 0
|  | Lodging DI Elect | 2016 |  | Fixture - TLED - 4 ft - 2x - from 8 ft T12 F96 1x | 12 |  | 143 |  | Comm Lighting | 0 | 0 |  | 0 | 0 |  | 12 | 0 | 0 | 0 | 0 |  | 0 |  |  | 0 | 0 |  |  | 0.73138 | 0 | 0.73138 | 0 | 0 | 0 | 0 | 0 | 0
|  | Lodging DI Elect | 2016 |  | Fixture - TLED - 4 ft - 2x - from 8 ft T12 F96 1x - LCA | 12 |  | 366 |  | Comm Lighting | 0 | 0 |  | 0 | 0 |  | 12 | 0 | 0 | 0 | 0 |  | 0 |  |  | 0 | 0 |  |  | 0.73138 | 0 | 0.73138 | 0 | 0 | 0 | 0 | 0 | 0
|  | Lodging DI Elect | 2016 |  | Fixture - TLED - 4 ft - 2x - from 8 ft T12 HO F96 1x | 12 |  | 262 |  | Comm Lighting | 0 | 0 |  | 0 | 0 |  | 12 | 0 | 0 | 0 | 0 |  | 0 |  |  | 0 | 0 |  |  | 0.73138 | 0 | 0.73138 | 0 | 0 | 0 | 0 | 0 | 0
|  | Lodging DI Elect | 2016 |  | Fixture - TLED - 4 ft - 2x - from 8 ft T12 HO F96 1x - LCA | 12 |  | 1073 |  | Comm Lighting | 4 | 4292 |  | 299.16 | 0 |  | 12 | 0.0093913 | 0 | 74.79 | 1073 |  | 299.16 |  |  | 0 | 0 |  |  | 0.73138 | 3139.0868 | 0.73138 | 0 | 3139.0868 | 0 | 3139.0868 | 3139.0868 | 3452.9955
|  | Lodging DI Elect | 2016 |  | Fixture - TLED - 4 ft - 3x - from 4 ft T8 32w NLO 3x | 12 |  | 182 |  | Comm Lighting | 0 | 0 |  | 0 | 0 |  | 12 | 0 | 0 | 0 | 0 |  | 0 |  |  | 0 | 0 |  |  | 0.73138 | 0 | 0.73138 | 0 | 0 | 0 | 0 | 0 | 0
|  | Lodging DI Elect | 2016 |  | Fixture - TLED - 4 ft - 4x - from 8 ft T12 F96 2x | 12 |  | 285 |  | Comm Lighting | 0 | 0 |  | 0 | 0 |  | 12 | 0 | 0 | 0 | 0 |  | 0 |  |  | 0 | 0 |  |  | 0.73138 | 0 | 0.73138 | 0 | 0 | 0 | 0 | 0 | 0
|  | Lodging DI Elect | 2016 |  | Fixture - TLED - 4 ft - 4x - from 8 ft T12 F96 2x - LCA | 12 |  | 733 |  | Comm Lighting | 0 | 0 |  | 0 | 0 |  | 12 | 0 | 0 | 0 | 0 |  | 0 |  |  | 0 | 0 |  |  | 0.73138 | 0 | 0.73138 | 0 | 0 | 0 | 0 | 0 | 0
|  | Lodging DI Elect | 2016 |  | Fixture - TLED - 4 ft - 4x - from 8 ft T12 HO F96 2x | 12 |  | 524 |  | Comm Lighting | 0 | 0 |  | 0 | 0 |  | 12 | 0 | 0 | 0 | 0 |  | 0 |  |  | 0 | 0 |  |  | 0.73138 | 0 | 0.73138 | 0 | 0 | 0 | 0 | 0 | 0
|  | Lodging DI Elect | 2016 |  | Fixture - TLED - 4 ft - 4x - from 8 ft T12 HO F96 2x - LCA | 12 |  | 1346 |  | Comm Lighting | 0 | 0 |  | 0 | 0 |  | 12 | 0 | 0 | 0 | 0 |  | 0 |  |  | 0 | 0 |  |  | 0.73138 | 0 | 0.73138 | 0 | 0 | 0 | 0 | 0 | 0
|  | Lodging DI Elect | 2016 |  | Fixture - TLED - DLR - 4 ft - 2x - from 4 ft T12 3x | 12 |  | 282 |  | Comm Lighting | 0 | 0 |  | 0 | 0 |  | 12 | 0 | 0 | 0 | 0 |  | 0 |  |  | 0 | 0 |  |  | 0.73138 | 0 | 0.73138 | 0 | 0 | 0 | 0 | 0 | 0
|  | Lodging DI Elect | 2016 |  | Fixture - TLED - DLR - 4 ft - 2x - from 4 ft T12 3x - LCA | 12 |  | 724 |  | Comm Lighting | 0 | 0 |  | 0 | 0 |  | 12 | 0 | 0 | 0 | 0 |  | 0 |  |  | 0 | 0 |  |  | 0.73138 | 0 | 0.73138 | 0 | 0 | 0 | 0 | 0 | 0
|  | Lodging DI Elect | 2016 |  | Fixture - TLED - DLR - 4 ft - 2x - from 4 ft T12 4x | 12 |  | 405 |  | Comm Lighting | 0 | 0 |  | 0 | 0 |  | 12 | 0 | 0 | 0 | 0 |  | 0 |  |  | 0 | 0 |  |  | 0.73138 | 0 | 0.73138 | 0 | 0 | 0 | 0 | 0 | 0
|  | Lodging DI Elect | 2016 |  | Fixture - TLED - DLR - 4 ft - 2x - from 4 ft T12 4x - LCA | 12 |  | 1039 |  | Comm Lighting | 0 | 0 |  | 0 | 0 |  | 12 | 0 | 0 | 0 | 0 |  | 0 |  |  | 0 | 0 |  |  | 0.73138 | 0 | 0.73138 | 0 | 0 | 0 | 0 | 0 | 0
|  | Lodging DI Elect | 2016 |  | Fixture - TLED - DLR - 4 ft - 2x - from 4 ft T12 HO 3x | 12 |  | 630 |  | Comm Lighting | 0 | 0 |  | 0 | 0 |  | 12 | 0 | 0 | 0 | 0 |  | 0 |  |  | 0 | 0 |  |  | 0.73138 | 0 | 0.73138 | 0 | 0 | 0 | 0 | 0 | 0
|  | Lodging DI Elect | 2016 |  | Fixture - TLED - DLR - 4 ft - 2x - from 4 ft T12 HO 3x - LCA | 12 |  | 1618 |  | Comm Lighting | 0 | 0 |  | 0 | 0 |  | 12 | 0 | 0 | 0 | 0 |  | 0 |  |  | 0 | 0 |  |  | 0.73138 | 0 | 0.73138 | 0 | 0 | 0 | 0 | 0 | 0
|  | Lodging DI Elect | 2016 |  | Fixture - TLED - DLR - 4 ft - 2x - from 4 ft T12 HO 4x | 12 |  | 869 |  | Comm Lighting | 0 | 0 |  | 0 | 0 |  | 12 | 0 | 0 | 0 | 0 |  | 0 |  |  | 0 | 0 |  |  | 0.73138 | 0 | 0.73138 | 0 | 0 | 0 | 0 | 0 | 0
|  | Lodging DI Elect | 2016 |  | Fixture - TLED - DLR - 4 ft - 2x - from 4 ft T12 HO 4x - LCA | 12 |  | 2232 |  | Comm Lighting | 0 | 0 |  | 0 | 0 |  | 12 | 0 | 0 | 0 | 0 |  | 0 |  |  | 0 | 0 |  |  | 0.73138 | 0 | 0.73138 | 0 | 0 | 0 | 0 | 0 | 0
|  | Lodging DI Elect | 2016 |  | Fixture - TLED - DLR - 4 ft - 2x - from 4 ft T8 28w NLO 4x | 12 |  | 232 |  | Comm Lighting | 0 | 0 |  | 0 | 0 |  | 12 | 0 | 0 | 0 | 0 |  | 0 |  |  | 0 | 0 |  |  | 0.73138 | 0 | 0.73138 | 0 | 0 | 0 | 0 | 0 | 0
|  | Lodging DI Elect | 2016 |  | Fixture - TLED - DLR - 4 ft - 2x - from 4 ft T8 28w NLO 4x - LCA | 12 |  | 596 |  | Comm Lighting | 0 | 0 |  | 0 | 0 |  | 12 | 0 | 0 | 0 | 0 |  | 0 |  |  | 0 | 0 |  |  | 0.73138 | 0 | 0.73138 | 0 | 0 | 0 | 0 | 0 | 0
|  | Lodging DI Elect | 2016 |  | Fixture - TLED - DLR - 4 ft - 2x - from 4 ft T8 32w HLO 3x - LCA | 12 |  | 698 |  | Comm Lighting | 0 | 0 |  | 0 | 0 |  | 12 | 0 | 0 | 0 | 0 |  | 0 |  |  | 0 | 0 |  |  | 0.73138 | 0 | 0.73138 | 0 | 0 | 0 | 0 | 0 | 0
|  | Lodging DI Elect | 2016 |  | Fixture - TLED - DLR - 4 ft - 2x - from 4 ft T8 32w HLO 4x | 12 |  | 391 |  | Comm Lighting | 0 | 0 |  | 0 | 0 |  | 12 | 0 | 0 | 0 | 0 |  | 0 |  |  | 0 | 0 |  |  | 0.73138 | 0 | 0.73138 | 0 | 0 | 0 | 0 | 0 | 0
|  | Lodging DI Elect | 2016 |  | Fixture - TLED - DLR - 4 ft - 2x - from 4 ft T8 32w HLO 4x - LCA | 12 |  | 1005 |  | Comm Lighting | 0 | 0 |  | 0 | 0 |  | 12 | 0 | 0 | 0 | 0 |  | 0 |  |  | 0 | 0 |  |  | 0.73138 | 0 | 0.73138 | 0 | 0 | 0 | 0 | 0 | 0
|  | Lodging DI Elect | 2016 |  | Fixture - TLED - DLR - 4 ft - 2x - from 4 ft T8 32w LLO 3x - LCA | 12 |  | 392 |  | Comm Lighting | 0 | 0 |  | 0 | 0 |  | 12 | 0 | 0 | 0 | 0 |  | 0 |  |  | 0 | 0 |  |  | 0.73138 | 0 | 0.73138 | 0 | 0 | 0 | 0 | 0 | 0
|  | Lodging DI Elect | 2016 |  | Fixture - TLED - DLR - 4 ft - 2x - from 4 ft T8 32w NLO 3x - LCA | 12 |  | 468 |  | Comm Lighting | 0 | 0 |  | 0 | 0 |  | 12 | 0 | 0 | 0 | 0 |  | 0 |  |  | 0 | 0 |  |  | 0.73138 | 0 | 0.73138 | 0 | 0 | 0 | 0 | 0 | 0
|  | Lodging DI Elect | 2016 |  | Fixture - TLED - DLR - 4 ft - 2x - from 4 ft T8 32w NLO 4x | 12 |  | 272 |  | Comm Lighting | 0 | 0 |  | 0 | 0 |  | 12 | 0 | 0 | 0 | 0 |  | 0 |  |  | 0 | 0 |  |  | 0.73138 | 0 | 0.73138 | 0 | 0 | 0 | 0 | 0 | 0
|  | Lodging DI Elect | 2016 |  | Fixture - TLED - DLR - 4 ft - 2x - from 4 ft T8 32w NLO 4x - LCA | 12 |  | 698 |  | Comm Lighting | 0 | 0 |  | 0 | 0 |  | 12 | 0 | 0 | 0 | 0 |  | 0 |  |  | 0 | 0 |  |  | 0.73138 | 0 | 0.73138 | 0 | 0 | 0 | 0 | 0 | 0
|  | Lodging DI Elect | 2016 |  | Fixture - TLED - DLR - 4 ft - 2x - from 8 ft T12 F96 2x | 12 |  | 372 |  | Comm Lighting | 0 | 0 |  | 0 | 0 |  | 12 | 0 | 0 | 0 | 0 |  | 0 |  |  | 0 | 0 |  |  | 0.73138 | 0 | 0.73138 | 0 | 0 | 0 | 0 | 0 | 0
|  | Lodging DI Elect | 2016 |  | Fixture - TLED - DLR - 4 ft - 2x - from 8 ft T12 F96 2x - LCA | 12 |  | 954 |  | Comm Lighting | 0 | 0 |  | 0 | 0 |  | 12 | 0 | 0 | 0 | 0 |  | 0 |  |  | 0 | 0 |  |  | 0.73138 | 0 | 0.73138 | 0 | 0 | 0 | 0 | 0 | 0
|  | Lodging DI Elect | 2016 |  | Fixture - TLED - DLR - 4 ft - 3x - from 4 ft T12 4x | 12 |  | 362 |  | Comm Lighting | 0 | 0 |  | 0 | 0 |  | 12 | 0 | 0 | 0 | 0 |  | 0 |  |  | 0 | 0 |  |  | 0.73138 | 0 | 0.73138 | 0 | 0 | 0 | 0 | 0 | 0
|  | Lodging DI Elect | 2016 |  | Fixture - TLED - DLR - 4 ft - 3x - from 4 ft T12 4x - LCA | 12 |  | 928 |  | Comm Lighting | 0 | 0 |  | 0 | 0 |  | 12 | 0 | 0 | 0 | 0 |  | 0 |  |  | 0 | 0 |  |  | 0.73138 | 0 | 0.73138 | 0 | 0 | 0 | 0 | 0 | 0
|  | Lodging DI Elect | 2016 |  | Fixture - TLED - DLR - 4 ft - 3x - from 4 ft T12 HO 4x | 12 |  | 826 |  | Comm Lighting | 0 | 0 |  | 0 | 0 |  | 12 | 0 | 0 | 0 | 0 |  | 0 |  |  | 0 | 0 |  |  | 0.73138 | 0 | 0.73138 | 0 | 0 | 0 | 0 | 0 | 0
|  | Lodging DI Elect | 2016 |  | Fixture - TLED - DLR - 4 ft - 3x - from 4 ft T12 HO 4x - LCA | 12 |  | 2121 |  | Comm Lighting | 0 | 0 |  | 0 | 0 |  | 12 | 0 | 0 | 0 | 0 |  | 0 |  |  | 0 | 0 |  |  | 0.73138 | 0 | 0.73138 | 0 | 0 | 0 | 0 | 0 | 0
|  | Lodging DI Elect | 2016 |  | Fixture - TLED - DLR - 4 ft - 3x - from 4 ft T8 28w LLO 4x | 12 |  | 149 |  | Comm Lighting | 0 | 0 |  | 0 | 0 |  | 12 | 0 | 0 | 0 | 0 |  | 0 |  |  | 0 | 0 |  |  | 0.73138 | 0 | 0.73138 | 0 | 0 | 0 | 0 | 0 | 0
|  | Lodging DI Elect | 2016 |  | Fixture - TLED - DLR - 4 ft - 3x - from 4 ft T8 28w LLO 4x - LCA | 12 |  | 383 |  | Comm Lighting | 0 | 0 |  | 0 | 0 |  | 12 | 0 | 0 | 0 | 0 |  | 0 |  |  | 0 | 0 |  |  | 0.73138 | 0 | 0.73138 | 0 | 0 | 0 | 0 | 0 | 0
|  | Lodging DI Elect | 2016 |  | Fixture - TLED - DLR - 4 ft - 3x - from 4 ft T8 32w LLO 4x | 12 |  | 189 |  | Comm Lighting | 0 | 0 |  | 0 | 0 |  | 12 | 0 | 0 | 0 | 0 |  | 0 |  |  | 0 | 0 |  |  | 0.73138 | 0 | 0.73138 | 0 | 0 | 0 | 0 | 0 | 0
|  | Lodging DI Elect | 2016 |  | Fixture - TLED - DLR - 4 ft - 3x - from 4 ft T8 32w LLO 4x - LCA | 12 |  | 486 |  | Comm Lighting | 0 | 0 |  | 0 | 0 |  | 12 | 0 | 0 | 0 | 0 |  | 0 |  |  | 0 | 0 |  |  | 0.73138 | 0 | 0.73138 | 0 | 0 | 0 | 0 | 0 | 0
|  | Lodging DI Elect | 2016 |  | Lamp - LED - 20w - from 100w HID | 12 |  | 458 |  | Comm Lighting | 0 | 0 |  | 0 | 0 |  | 12 | 0 | 0 | 0 | 0 |  | 0 |  |  | 0 | 0 |  |  | 0.73138 | 0 | 0.73138 | 0 | 0 | 0 | 0 | 0 | 0
|  | Lodging DI Elect | 2016 |  | Lamp - LED - 35w - from 175w HID | 12 |  | 735 |  | Comm Lighting | 0 | 0 |  | 0 | 0 |  | 12 | 0 | 0 | 0 | 0 |  | 0 |  |  | 0 | 0 |  |  | 0.73138 | 0 | 0.73138 | 0 | 0 | 0 | 0 | 0 | 0
|  | Lodging DI Elect | 2016 |  | Lamp - LED - 35w - from 250w HID | 12 |  | 1075 |  | Comm Lighting | 6 | 6450 |  | 1312.92 | 0 |  | 12 | 0.014113 | 0 | 218.82 | 1075 |  | 1312.92 |  |  | 0 | 0 |  |  | 0.73138 | 4717.4068 | 0.73138 | 0 | 4717.4068 | 0 | 4717.4068 | 4717.4068 | 5189.1475
|  | Lodging DI Elect | 2016 |  | Lamp - LED - 60w - from 250w HID | 12 |  | 970 |  | Comm Lighting | 33 | 32010 |  | 9854.46 | 0 |  | 12 | 0.070041 | 0 | 298.62 | 970 |  | 9854.46 |  |  | 0 | 0 |  |  | 0.73138 | 23411.5028 | 0.73138 | 0 | 23411.5028 | 0 | 23411.5028 | 23411.5028 | 25752.6531
|  | Lodging DI Elect | 2016 |  | Lamp - LED - 60w - from 400w HID | 12 |  | 1672 |  | Comm Lighting | 0 | 0 |  | 0 | 0 |  | 12 | 0 | 0 | 0 | 0 |  | 0 |  |  | 0 | 0 |  |  | 0.73138 | 0 | 0.73138 | 0 | 0 | 0 | 0 | 0 | 0
|  | Lodging DI Elect | 2016 |  | Lamp - LED - 80w - from 400w HID | 12 |  | 1588 |  | Comm Lighting | 0 | 0 |  | 0 | 0 |  | 12 | 0 | 0 | 0 | 0 |  | 0 |  |  | 0 | 0 |  |  | 0.73138 | 0 | 0.73138 | 0 | 0 | 0 | 0 | 0 | 0
|  | Lodging DI Elect | 2016 |  | Lamp - LED - Decorative - Assembly Church | 3 |  | 35 |  | Comm Lighting | 0 | 0 |  | 0 | 0 |  | 3 | 0 | 0 | 0 | 0 |  | 0 |  |  | 0 | 0 |  |  | 0.22248 | 0 | 0.22248 | 0 | 0 | 0 | 0 | 0 | 0
|  | Lodging DI Elect | 2016 |  | Lamp - LED - Decorative - Exterior | 3 |  | 79 |  | Comm Lighting | 319 | 25201 |  | 8833.11 | 0 |  | 3 | 0.013786 | 0 | 27.69 | 79 |  | 8833.11 |  |  | 0 | 0 |  |  | 0.22248 | 5606.6994 | 0.22248 | 0 | 5606.6994 | 0 | 5606.6994 | 5606.6994 | 6167.3693
|  | Lodging DI Elect | 2016 |  | Lamp - LED - Decorative - Grocery | 3 |  | 102 |  | Comm Lighting | 0 | 0 |  | 0 | 0 |  | 3 | 0 | 0 | 0 | 0 |  | 0 |  |  | 0 | 0 |  |  | 0.22248 | 0 | 0.22248 | 0 | 0 | 0 | 0 | 0 | 0
|  | Lodging DI Elect | 2016 |  | Lamp - LED - Decorative - Lodging Common Areas | 3 |  | 159 |  | Comm Lighting | 128 | 20352 |  | 3544.32 | 0 |  | 3 | 0.011133 | 0 | 27.69 | 159 |  | 3544.32 |  |  | 0 | 0 |  |  | 0.22248 | 4527.8975 | 0.22248 | 0 | 4527.8975 | 0 | 4527.8975 | 4527.8975 | 4980.6873
|  | Lodging DI Elect | 2016 |  | Lamp - LED - Decorative - Lodging Guest Rooms | 3 |  | 26 |  | Comm Lighting | 39 | 1014 |  | 395.46 | 0 |  | 3 | 0.00055468 | 0 | 10.14 | 26 |  | 395.46 |  |  | 0 | 0 |  |  | 0.22248 | 225.594 | 0.22248 | 0 | 225.594 | 0 | 225.594 | 225.594 | 248.1533
|  | Lodging DI Elect | 2016 |  | Lamp - LED - Decorative - Office | 3 |  | 58 |  | Comm Lighting | 0 | 0 |  | 0 | 0 |  | 3 | 0 | 0 | 0 | 0 |  | 0 |  |  | 0 | 0 |  |  | 0.22248 | 0 | 0.22248 | 0 | 0 | 0 | 0 | 0 | 0
|  | Lodging DI Elect | 2016 |  | Lamp - LED - Decorative - Other | 3 |  | 44 |  | Comm Lighting | 0 | 0 |  | 0 | 0 |  | 3 | 0 | 0 | 0 | 0 |  | 0 |  |  | 0 | 0 |  |  | 0.22248 | 0 | 0.22248 | 0 | 0 | 0 | 0 | 0 | 0
|  | Lodging DI Elect | 2016 |  | Lamp - LED - Decorative - Other Health | 3 |  | 86 |  | Comm Lighting | 0 | 0 |  | 0 | 0 |  | 3 | 0 | 0 | 0 | 0 |  | 0 |  |  | 0 | 0 |  |  | 0.22248 | 0 | 0.22248 | 0 | 0 | 0 | 0 | 0 | 0
|  | Lodging DI Elect | 2016 |  | Lamp - LED - Decorative - Restaurant | 3 |  | 70 |  | Comm Lighting | 0 | 0 |  | 0 | 0 |  | 3 | 0 | 0 | 0 | 0 |  | 0 |  |  | 0 | 0 |  |  | 0.22248 | 0 | 0.22248 | 0 | 0 | 0 | 0 | 0 | 0
|  | Lodging DI Elect | 2016 |  | Lamp - LED - Decorative - Retail | 3 |  | 64 |  | Comm Lighting | 0 | 0 |  | 0 | 0 |  | 3 | 0 | 0 | 0 | 0 |  | 0 |  |  | 0 | 0 |  |  | 0.22248 | 0 | 0.22248 | 0 | 0 | 0 | 0 | 0 | 0
|  | Lodging DI Elect | 2016 |  | Lamp - LED - Decorative - School K12 | 3 |  | 45 |  | Comm Lighting | 0 | 0 |  | 0 | 0 |  | 3 | 0 | 0 | 0 | 0 |  | 0 |  |  | 0 | 0 |  |  | 0.22248 | 0 | 0.22248 | 0 | 0 | 0 | 0 | 0 | 0
|  | Lodging DI Elect | 2016 |  | Lamp - LED - Decorative - Warehouse | 3 |  | 46 |  | Comm Lighting | 0 | 0 |  | 0 | 0 |  | 3 | 0 | 0 | 0 | 0 |  | 0 |  |  | 0 | 0 |  |  | 0.22248 | 0 | 0.22248 | 0 | 0 | 0 | 0 | 0 | 0
|  | Lodging DI Elect | 2016 |  | Lamp - LED - Globe - 5w - Assembly Church | 5 |  | 25 |  | Comm Lighting | 0 | 0 |  | 0 | 0 |  | 5 | 0 | 0 | 0 | 0 |  | 0 |  |  | 0 | 0 |  |  | 0.35238 | 0 | 0.35238 | 0 | 0 | 0 | 0 | 0 | 0
|  | Lodging DI Elect | 2016 |  | Lamp - LED - Globe - 5w - Exterior | 5 |  | 56 |  | Comm Lighting | 64 | 3584 |  | 1348.48 | 0 |  | 5 | 0.0032676 | 0 | 21.07 | 56 |  | 1348.48 |  |  | 0 | 0 |  |  | 0.35238 | 1262.9451 | 0.35238 | 0 | 1262.9451 | 0 | 1262.9451 | 1262.9451 | 1389.2396
|  | Lodging DI Elect | 2016 |  | Lamp - LED - Globe - 5w - Grocery | 5 |  | 73 |  | Comm Lighting | 0 | 0 |  | 0 | 0 |  | 5 | 0 | 0 | 0 | 0 |  | 0 |  |  | 0 | 0 |  |  | 0.35238 | 0 | 0.35238 | 0 | 0 | 0 | 0 | 0 | 0
|  | Lodging DI Elect | 2016 |  | Lamp - LED - Globe - 5w - Lodging Common Areas | 5 |  | 113 |  | Comm Lighting | 472 | 53336 |  | 9945.04 | 0 |  | 5 | 0.048627 | 0 | 21.07 | 113 |  | 9945.04 |  |  | 0 | 0 |  |  | 0.35238 | 18794.766 | 0.35238 | 0 | 18794.766 | 0 | 18794.766 | 18794.766 | 20674.2426
|  | Lodging DI Elect | 2016 |  | Lamp - LED - Globe - 5w - Lodging Guest Rooms | 5 |  | 18 |  | Comm Lighting | 586 | 10548 |  | 7459.78 | 0 |  | 5 | 0.0096167 | 0 | 12.73 | 18 |  | 7459.78 |  |  | 0 | 0 |  |  | 0.35238 | 3716.949 | 0.35238 | 0 | 3716.949 | 0 | 3716.949 | 3716.949 | 4088.6439
|  | Lodging DI Elect | 2016 |  | Lamp - LED - Globe - 5w - Office | 5 |  | 41 |  | Comm Lighting | 15 | 615 |  | 316.05 | 0 |  | 5 | 0.0005607 | 0 | 21.07 | 41 |  | 316.05 |  |  | 0 | 0 |  |  | 0.35238 | 216.7163 | 0.35238 | 0 | 216.7163 | 0 | 216.7163 | 216.7163 | 238.3879
|  | Lodging DI Elect | 2016 |  | Lamp - LED - Globe - 5w - Other | 5 |  | 31 |  | Comm Lighting | 0 | 0 |  | 0 | 0 |  | 5 | 0 | 0 | 0 | 0 |  | 0 |  |  | 0 | 0 |  |  | 0.35238 | 0 | 0.35238 | 0 | 0 | 0 | 0 | 0 | 0
|  | Lodging DI Elect | 2016 |  | Lamp - LED - Globe - 5w - Other Health | 5 |  | 61 |  | Comm Lighting | 0 | 0 |  | 0 | 0 |  | 5 | 0 | 0 | 0 | 0 |  | 0 |  |  | 0 | 0 |  |  | 0.35238 | 0 | 0.35238 | 0 | 0 | 0 | 0 | 0 | 0
|  | Lodging DI Elect | 2016 |  | Lamp - LED - Globe - 5w - Restaurant | 5 |  | 50 |  | Comm Lighting | 23 | 1150 |  | 484.61 | 0 |  | 5 | 0.0010485 | 0 | 21.07 | 50 |  | 484.61 |  |  | 0 | 0 |  |  | 0.35238 | 405.2419 | 0.35238 | 0 | 405.2419 | 0 | 405.2419 | 405.2419 | 445.7661
|  | Lodging DI Elect | 2016 |  | Lamp - LED - Globe - 5w - Retail | 5 |  | 46 |  | Comm Lighting | 0 | 0 |  | 0 | 0 |  | 5 | 0 | 0 | 0 | 0 |  | 0 |  |  | 0 | 0 |  |  | 0.35238 | 0 | 0.35238 | 0 | 0 | 0 | 0 | 0 | 0
|  | Lodging DI Elect | 2016 |  | Lamp - LED - Globe - 5w - School K12 | 5 |  | 32 |  | Comm Lighting | 0 | 0 |  | 0 | 0 |  | 5 | 0 | 0 | 0 | 0 |  | 0 |  |  | 0 | 0 |  |  | 0.35238 | 0 | 0.35238 | 0 | 0 | 0 | 0 | 0 | 0
|  | Lodging DI Elect | 2016 |  | Lamp - LED - Globe - 5w - Warehouse | 5 |  | 33 |  | Comm Lighting | 0 | 0 |  | 0 | 0 |  | 5 | 0 | 0 | 0 | 0 |  | 0 |  |  | 0 | 0 |  |  | 0.35238 | 0 | 0.35238 | 0 | 0 | 0 | 0 | 0 | 0
|  | Lodging DI Elect | 2016 |  | Lamp - LED - High Output - from 320w HID | 12 |  | 928 |  | Comm Lighting | 0 | 0 |  | 0 | 0 |  | 12 | 0 | 0 | 0 | 0 |  | 0 |  |  | 0 | 0 |  |  | 0.73138 | 0 | 0.73138 | 0 | 0 | 0 | 0 | 0 | 0
|  | Lodging DI Elect | 2016 |  | Lamp - LED - High Output - from 400w HID | 12 |  | 1306 |  | Comm Lighting | 14 | 18284 |  | 5838.98 | 0 |  | 12 | 0.040007 | 0 | 417.07 | 1306 |  | 5838.98 |  |  | 0 | 0 |  |  | 0.73138 | 13372.5685 | 0.73138 | 0 | 13372.5685 | 0 | 13372.5685 | 13372.5685 | 14709.8253
|  | Lodging DI Elect | 2016 |  | Lamp - LED - Low to Med Output - from 320w HID | 12 |  | 1298 |  | Comm Lighting | 5 | 6490 |  | 2085.35 | 0 |  | 12 | 0.014201 | 0 | 417.07 | 1298 |  | 2085.35 |  |  | 0 | 0 |  |  | 0.73138 | 4746.6621 | 0.73138 | 0 | 4746.6621 | 0 | 4746.6621 | 4746.6621 | 5221.3283
|  | Lodging DI Elect | 2016 |  | Lamp - LED - Low to Med Output - from 400w HID | 12 |  | 1676 |  | Comm Lighting | 0 | 0 |  | 0 | 0 |  | 12 | 0 | 0 | 0 | 0 |  | 0 |  |  | 0 | 0 |  |  | 0.73138 | 0 | 0.73138 | 0 | 0 | 0 | 0 | 0 | 0
|  | Lodging DI Elect | 2016 |  | Lamp - LED - MR 16 - Assembly Church | 5 |  | 47 |  | Comm Lighting | 0 | 0 |  | 0 | 0 |  | 5 | 0 | 0 | 0 | 0 |  | 0 |  |  | 0 | 0 |  |  | 0.35238 | 0 | 0.35238 | 0 | 0 | 0 | 0 | 0 | 0
|  | Lodging DI Elect | 2016 |  | Lamp - LED - MR 16 - Exterior | 5 |  | 103 |  | Comm Lighting | 0 | 0 |  | 0 | 0 |  | 5 | 0 | 0 | 0 | 0 |  | 0 |  |  | 0 | 0 |  |  | 0.35238 | 0 | 0.35238 | 0 | 0 | 0 | 0 | 0 | 0
|  | Lodging DI Elect | 2016 |  | Lamp - LED - MR 16 - Grocery | 5 |  | 134 |  | Comm Lighting | 0 | 0 |  | 0 | 0 |  | 5 | 0 | 0 | 0 | 0 |  | 0 |  |  | 0 | 0 |  |  | 0.35238 | 0 | 0.35238 | 0 | 0 | 0 | 0 | 0 | 0
|  | Lodging DI Elect | 2016 |  | Lamp - LED - MR 16 - Lodging Common Areas | 5 |  | 210 |  | Comm Lighting | 47 | 9870 |  | 1523.27 | 0 |  | 5 | 0.0089986 | 0 | 32.41 | 210 |  | 1523.27 |  |  | 0 | 0 |  |  | 0.35238 | 3478.0325 | 0.35238 | 0 | 3478.0325 | 0 | 3478.0325 | 3478.0325 | 3825.8357
|  | Lodging DI Elect | 2016 |  | Lamp - LED - MR 16 - Lodging Guest Rooms | 5 |  | 34 |  | Comm Lighting | 16 | 544 |  | 203.68 | 0 |  | 5 | 0.00049597 | 0 | 12.73 | 34 |  | 203.68 |  |  | 0 | 0 |  |  | 0.35238 | 191.697 | 0.35238 | 0 | 191.697 | 0 | 191.697 | 191.697 | 210.8667
|  | Lodging DI Elect | 2016 |  | Lamp - LED - MR 16 - Office | 5 |  | 77 |  | Comm Lighting | 0 | 0 |  | 0 | 0 |  | 5 | 0 | 0 | 0 | 0 |  | 0 |  |  | 0 | 0 |  |  | 0.35238 | 0 | 0.35238 | 0 | 0 | 0 | 0 | 0 | 0
|  | Lodging DI Elect | 2016 |  | Lamp - LED - MR 16 - Other | 5 |  | 58 |  | Comm Lighting | 0 | 0 |  | 0 | 0 |  | 5 | 0 | 0 | 0 | 0 |  | 0 |  |  | 0 | 0 |  |  | 0.35238 | 0 | 0.35238 | 0 | 0 | 0 | 0 | 0 | 0
|  | Lodging DI Elect | 2016 |  | Lamp - LED - MR 16 - Other Health | 5 |  | 113 |  | Comm Lighting | 0 | 0 |  | 0 | 0 |  | 5 | 0 | 0 | 0 | 0 |  | 0 |  |  | 0 | 0 |  |  | 0.35238 | 0 | 0.35238 | 0 | 0 | 0 | 0 | 0 | 0
|  | Lodging DI Elect | 2016 |  | Lamp - LED - MR 16 - Restaurant | 5 |  | 92 |  | Comm Lighting | 0 | 0 |  | 0 | 0 |  | 5 | 0 | 0 | 0 | 0 |  | 0 |  |  | 0 | 0 |  |  | 0.35238 | 0 | 0.35238 | 0 | 0 | 0 | 0 | 0 | 0
|  | Lodging DI Elect | 2016 |  | Lamp - LED - MR 16 - Retail | 5 |  | 84 |  | Comm Lighting | 0 | 0 |  | 0 | 0 |  | 5 | 0 | 0 | 0 | 0 |  | 0 |  |  | 0 | 0 |  |  | 0.35238 | 0 | 0.35238 | 0 | 0 | 0 | 0 | 0 | 0
|  | Lodging DI Elect | 2016 |  | Lamp - LED - MR 16 - School K12 | 5 |  | 59 |  | Comm Lighting | 0 | 0 |  | 0 | 0 |  | 5 | 0 | 0 | 0 | 0 |  | 0 |  |  | 0 | 0 |  |  | 0.35238 | 0 | 0.35238 | 0 | 0 | 0 | 0 | 0 | 0
|  | Lodging DI Elect | 2016 |  | Lamp - LED - MR 16 - Warehouse | 5 |  | 61 |  | Comm Lighting | 0 | 0 |  | 0 | 0 |  | 5 | 0 | 0 | 0 | 0 |  | 0 |  |  | 0 | 0 |  |  | 0.35238 | 0 | 0.35238 | 0 | 0 | 0 | 0 | 0 | 0
|  | Lodging DI Elect | 2016 |  | Lamp - LED - Omni - 11w - Assembly Church | 5 |  | 55 |  | Comm Lighting | 0 | 0 |  | 0 | 0 |  | 5 | 0 | 0 | 0 | 0 |  | 0 |  |  | 0 | 0 |  |  | 0.35238 | 0 | 0.35238 | 0 | 0 | 0 | 0 | 0 | 0
|  | Lodging DI Elect | 2016 |  | Lamp - LED - Omni - 11w - Grocery | 5 |  | 159 |  | Comm Lighting | 0 | 0 |  | 0 | 0 |  | 5 | 0 | 0 | 0 | 0 |  | 0 |  |  | 0 | 0 |  |  | 0.35238 | 0 | 0.35238 | 0 | 0 | 0 | 0 | 0 | 0
|  | Lodging DI Elect | 2016 |  | Lamp - LED - Omni - 11w - Lodging Common Areas | 5 |  | 249 |  | Comm Lighting | 400 | 99600 |  | 7872 | 0 |  | 5 | 0.090806 | 0 | 19.68 | 249 |  | 7872 |  |  | 0 | 0 |  |  | 0.35238 | 35097.4707 | 0.35238 | 0 | 35097.4707 | 0 | 35097.4707 | 35097.4707 | 38607.2177
|  | Lodging DI Elect | 2016 |  | Lamp - LED - Omni - 11w - Lodging Guest Rooms | 5 |  | 40 |  | Comm Lighting | 1854 | 74160 |  | 23545.8 | 0 |  | 5 | 0.067612 | 0 | 12.7 | 40 |  | 23545.8 |  |  | 0 | 0 |  |  | 0.35238 | 26132.8155 | 0.35238 | 0 | 26132.8155 | 0 | 26132.8155 | 26132.8155 | 28746.0971
|  | Lodging DI Elect | 2016 |  | Lamp - LED - Omni - 11w - Office | 5 |  | 91 |  | Comm Lighting | 13 | 1183 |  | 255.84 | 0 |  | 5 | 0.0010786 | 0 | 19.68 | 91 |  | 255.84 |  |  | 0 | 0 |  |  | 0.35238 | 416.8706 | 0.35238 | 0 | 416.8706 | 0 | 416.8706 | 416.8706 | 458.5576
|  | Lodging DI Elect | 2016 |  | Lamp - LED - Omni - 11w - Other | 5 |  | 68 |  | Comm Lighting | 3 | 204 |  | 59.04 | 0 |  | 5 | 0.00018599 | 0 | 19.68 | 68 |  | 59.04 |  |  | 0 | 0 |  |  | 0.35238 | 71.8864 | 0.35238 | 0 | 71.8864 | 0 | 71.8864 | 71.8864 | 79.075
|  | Lodging DI Elect | 2016 |  | Lamp - LED - Omni - 11w - Other Health | 5 |  | 134 |  | Comm Lighting | 0 | 0 |  | 0 | 0 |  | 5 | 0 | 0 | 0 | 0 |  | 0 |  |  | 0 | 0 |  |  | 0.35238 | 0 | 0.35238 | 0 | 0 | 0 | 0 | 0 | 0
|  | Lodging DI Elect | 2016 |  | Lamp - LED - Omni - 11w - Restaurant | 5 |  | 109 |  | Comm Lighting | 0 | 0 |  | 0 | 0 |  | 5 | 0 | 0 | 0 | 0 |  | 0 |  |  | 0 | 0 |  |  | 0.35238 | 0 | 0.35238 | 0 | 0 | 0 | 0 | 0 | 0
|  | Lodging DI Elect | 2016 |  | Lamp - LED - Omni - 11w - Retail | 5 |  | 100 |  | Comm Lighting | 0 | 0 |  | 0 | 0 |  | 5 | 0 | 0 | 0 | 0 |  | 0 |  |  | 0 | 0 |  |  | 0.35238 | 0 | 0.35238 | 0 | 0 | 0 | 0 | 0 | 0
|  | Lodging DI Elect | 2016 |  | Lamp - LED - Omni - 11w - School K12 | 5 |  | 70 |  | Comm Lighting | 0 | 0 |  | 0 | 0 |  | 5 | 0 | 0 | 0 | 0 |  | 0 |  |  | 0 | 0 |  |  | 0.35238 | 0 | 0.35238 | 0 | 0 | 0 | 0 | 0 | 0
|  | Lodging DI Elect | 2016 |  | Lamp - LED - Omni - 11w - Warehouse | 5 |  | 72 |  | Comm Lighting | 0 | 0 |  | 0 | 0 |  | 5 | 0 | 0 | 0 | 0 |  | 0 |  |  | 0 | 0 |  |  | 0.35238 | 0 | 0.35238 | 0 | 0 | 0 | 0 | 0 | 0
|  | Lodging DI Elect | 2016 |  | Lamp - LED - Omni - 7w - Assembly Church | 5 |  | 35 |  | Comm Lighting | 0 | 0 |  | 0 | 0 |  | 5 | 0 | 0 | 0 | 0 |  | 0 |  |  | 0 | 0 |  |  | 0.35238 | 0 | 0.35238 | 0 | 0 | 0 | 0 | 0 | 0
|  | Lodging DI Elect | 2016 |  | Lamp - LED - Omni - 7w - Exterior | 5 |  | 78 |  | Comm Lighting | 138 | 10764 |  | 2580.6 | 0 |  | 5 | 0.0098136 | 0 | 18.7 | 78 |  | 2580.6 |  |  | 0 | 0 |  |  | 0.35238 | 3793.064 | 0.35238 | 0 | 3793.064 | 0 | 3793.064 | 3793.064 | 4172.3704
|  | Lodging DI Elect | 2016 |  | Lamp - LED - Omni - 7w - Grocery | 5 |  | 101 |  | Comm Lighting | 0 | 0 |  | 0 | 0 |  | 5 | 0 | 0 | 0 | 0 |  | 0 |  |  | 0 | 0 |  |  | 0.35238 | 0 | 0.35238 | 0 | 0 | 0 | 0 | 0 | 0
|  | Lodging DI Elect | 2016 |  | Lamp - LED - Omni - 7w - Lodging Common Areas | 5 |  | 158 |  | Comm Lighting | 316 | 49928 |  | 5909.2 | 0 |  | 5 | 0.04552 | 0 | 18.7 | 158 |  | 5909.2 |  |  | 0 | 0 |  |  | 0.35238 | 17593.8405 | 0.35238 | 0 | 17593.8405 | 0 | 17593.8405 | 17593.8405 | 19353.2246
|  | Lodging DI Elect | 2016 |  | Lamp - LED - Omni - 7w - Lodging Guest Rooms | 5 |  | 26 |  | Comm Lighting | 80 | 2080 |  | 1018.4 | 0 |  | 5 | 0.0018964 | 0 | 12.73 | 26 |  | 1018.4 |  |  | 0 | 0 |  |  | 0.35238 | 732.9592 | 0.35238 | 0 | 732.9592 | 0 | 732.9592 | 732.9592 | 806.2551
|  | Lodging DI Elect | 2016 |  | Lamp - LED - Omni - 7w - Office | 5 |  | 58 |  | Comm Lighting | 7 | 406 |  | 130.9 | 0 |  | 5 | 0.00037015 | 0 | 18.7 | 58 |  | 130.9 |  |  | 0 | 0 |  |  | 0.35238 | 143.068 | 0.35238 | 0 | 143.068 | 0 | 143.068 | 143.068 | 157.3748
|  | Lodging DI Elect | 2016 |  | Lamp - LED - Omni - 7w - Other | 5 |  | 43 |  | Comm Lighting | 2 | 86 |  | 37.4 | 0 |  | 5 | 7.8407e-05 | 0 | 18.7 | 43 |  | 37.4 |  |  | 0 | 0 |  |  | 0.35238 | 30.305 | 0.35238 | 0 | 30.305 | 0 | 30.305 | 30.305 | 33.3355
|  | Lodging DI Elect | 2016 |  | Lamp - LED - Omni - 7w - Other Health | 5 |  | 85 |  | Comm Lighting | 0 | 0 |  | 0 | 0 |  | 5 | 0 | 0 | 0 | 0 |  | 0 |  |  | 0 | 0 |  |  | 0.35238 | 0 | 0.35238 | 0 | 0 | 0 | 0 | 0 | 0
|  | Lodging DI Elect | 2016 |  | Lamp - LED - Omni - 7w - Restaurant | 5 |  | 70 |  | Comm Lighting | 0 | 0 |  | 0 | 0 |  | 5 | 0 | 0 | 0 | 0 |  | 0 |  |  | 0 | 0 |  |  | 0.35238 | 0 | 0.35238 | 0 | 0 | 0 | 0 | 0 | 0
|  | Lodging DI Elect | 2016 |  | Lamp - LED - Omni - 7w - Retail | 5 |  | 64 |  | Comm Lighting | 0 | 0 |  | 0 | 0 |  | 5 | 0 | 0 | 0 | 0 |  | 0 |  |  | 0 | 0 |  |  | 0.35238 | 0 | 0.35238 | 0 | 0 | 0 | 0 | 0 | 0
|  | Lodging DI Elect | 2016 |  | Lamp - LED - Omni - 7w - School K12 | 5 |  | 44 |  | Comm Lighting | 0 | 0 |  | 0 | 0 |  | 5 | 0 | 0 | 0 | 0 |  | 0 |  |  | 0 | 0 |  |  | 0.35238 | 0 | 0.35238 | 0 | 0 | 0 | 0 | 0 | 0
|  | Lodging DI Elect | 2016 |  | Lamp - LED - Omni - 7w - Warehouse | 5 |  | 46 |  | Comm Lighting | 0 | 0 |  | 0 | 0 |  | 5 | 0 | 0 | 0 | 0 |  | 0 |  |  | 0 | 0 |  |  | 0.35238 | 0 | 0.35238 | 0 | 0 | 0 | 0 | 0 | 0
|  | Lodging DI Elect | 2016 |  | Lamp - LED - Par 20 - Assembly Church | 5 |  | 66 |  | Comm Lighting | 0 | 0 |  | 0 | 0 |  | 5 | 0 | 0 | 0 | 0 |  | 0 |  |  | 0 | 0 |  |  | 0.35238 | 0 | 0.35238 | 0 | 0 | 0 | 0 | 0 | 0
|  | Lodging DI Elect | 2016 |  | Lamp - LED - Par 20 - Exterior | 5 |  | 147 |  | Comm Lighting | 0 | 0 |  | 0 | 0 |  | 5 | 0 | 0 | 0 | 0 |  | 0 |  |  | 0 | 0 |  |  | 0.35238 | 0 | 0.35238 | 0 | 0 | 0 | 0 | 0 | 0
|  | Lodging DI Elect | 2016 |  | Lamp - LED - Par 20 - Grocery | 5 |  | 192 |  | Comm Lighting | 0 | 0 |  | 0 | 0 |  | 5 | 0 | 0 | 0 | 0 |  | 0 |  |  | 0 | 0 |  |  | 0.35238 | 0 | 0.35238 | 0 | 0 | 0 | 0 | 0 | 0
|  | Lodging DI Elect | 2016 |  | Lamp - LED - Par 20 - Lodging Common Areas | 5 |  | 299 |  | Comm Lighting | 28 | 8372 |  | 1027.04 | 0 |  | 5 | 0.0076328 | 0 | 36.68 | 299 |  | 1027.04 |  |  | 0 | 0 |  |  | 0.35238 | 2950.1609 | 0.35238 | 0 | 2950.1609 | 0 | 2950.1609 | 2950.1609 | 3245.177
|  | Lodging DI Elect | 2016 |  | Lamp - LED - Par 20 - Lodging Guest Rooms | 5 |  | 48 |  | Comm Lighting | 0 | 0 |  | 0 | 0 |  | 5 | 0 | 0 | 0 | 0 |  | 0 |  |  | 0 | 0 |  |  | 0.35238 | 0 | 0.35238 | 0 | 0 | 0 | 0 | 0 | 0
|  | Lodging DI Elect | 2016 |  | Lamp - LED - Par 20 - Office | 5 |  | 110 |  | Comm Lighting | 0 | 0 |  | 0 | 0 |  | 5 | 0 | 0 | 0 | 0 |  | 0 |  |  | 0 | 0 |  |  | 0.35238 | 0 | 0.35238 | 0 | 0 | 0 | 0 | 0 | 0
|  | Lodging DI Elect | 2016 |  | Lamp - LED - Par 20 - Other | 5 |  | 82 |  | Comm Lighting | 0 | 0 |  | 0 | 0 |  | 5 | 0 | 0 | 0 | 0 |  | 0 |  |  | 0 | 0 |  |  | 0.35238 | 0 | 0.35238 | 0 | 0 | 0 | 0 | 0 | 0
|  | Lodging DI Elect | 2016 |  | Lamp - LED - Par 20 - Other Health | 5 |  | 161 |  | Comm Lighting | 0 | 0 |  | 0 | 0 |  | 5 | 0 | 0 | 0 | 0 |  | 0 |  |  | 0 | 0 |  |  | 0.35238 | 0 | 0.35238 | 0 | 0 | 0 | 0 | 0 | 0
|  | Lodging DI Elect | 2016 |  | Lamp - LED - Par 20 - Restaurant | 5 |  | 131 |  | Comm Lighting | 0 | 0 |  | 0 | 0 |  | 5 | 0 | 0 | 0 | 0 |  | 0 |  |  | 0 | 0 |  |  | 0.35238 | 0 | 0.35238 | 0 | 0 | 0 | 0 | 0 | 0
|  | Lodging DI Elect | 2016 |  | Lamp - LED - Par 20 - Retail | 5 |  | 120 |  | Comm Lighting | 0 | 0 |  | 0 | 0 |  | 5 | 0 | 0 | 0 | 0 |  | 0 |  |  | 0 | 0 |  |  | 0.35238 | 0 | 0.35238 | 0 | 0 | 0 | 0 | 0 | 0
|  | Lodging DI Elect | 2016 |  | Lamp - LED - Par 20 - School K12 | 5 |  | 84 |  | Comm Lighting | 0 | 0 |  | 0 | 0 |  | 5 | 0 | 0 | 0 | 0 |  | 0 |  |  | 0 | 0 |  |  | 0.35238 | 0 | 0.35238 | 0 | 0 | 0 | 0 | 0 | 0
|  | Lodging DI Elect | 2016 |  | Lamp - LED - Par 20 - Warehouse | 5 |  | 87 |  | Comm Lighting | 0 | 0 |  | 0 | 0 |  | 5 | 0 | 0 | 0 | 0 |  | 0 |  |  | 0 | 0 |  |  | 0.35238 | 0 | 0.35238 | 0 | 0 | 0 | 0 | 0 | 0
|  | Lodging DI Elect | 2016 |  | Lamp - LED - Par 30 - Assembly Church | 5 |  | 57 |  | Comm Lighting | 0 | 0 |  | 0 | 0 |  | 5 | 0 | 0 | 0 | 0 |  | 0 |  |  | 0 | 0 |  |  | 0.35238 | 0 | 0.35238 | 0 | 0 | 0 | 0 | 0 | 0
|  | Lodging DI Elect | 2016 |  | Lamp - LED - Par 30 - Exterior | 5 |  | 126 |  | Comm Lighting | 82 | 10332 |  | 4152.48 | 0 |  | 5 | 0.0094198 | 0 | 50.64 | 126 |  | 4152.48 |  |  | 0 | 0 |  |  | 0.35238 | 3640.834 | 0.35238 | 0 | 3640.834 | 0 | 3640.834 | 3640.834 | 4004.9174
|  | Lodging DI Elect | 2016 |  | Lamp - LED - Par 30 - Grocery | 5 |  | 163 |  | Comm Lighting | 0 | 0 |  | 0 | 0 |  | 5 | 0 | 0 | 0 | 0 |  | 0 |  |  | 0 | 0 |  |  | 0.35238 | 0 | 0.35238 | 0 | 0 | 0 | 0 | 0 | 0
|  | Lodging DI Elect | 2016 |  | Lamp - LED - Par 30 - Lodging Common Areas | 5 |  | 255 |  | Comm Lighting | 342 | 87210 |  | 17318.88 | 0 |  | 5 | 0.07951 | 0 | 50.64 | 255 |  | 17318.88 |  |  | 0 | 0 |  |  | 0.35238 | 30731.4299 | 0.35238 | 0 | 30731.4299 | 0 | 30731.4299 | 30731.4299 | 33804.5729
|  | Lodging DI Elect | 2016 |  | Lamp - LED - Par 30 - Lodging Guest Rooms | 5 |  | 41 |  | Comm Lighting | 10 | 410 |  | 204 | 0 |  | 5 | 0.0003738 | 0 | 20.4 | 41 |  | 204 |  |  | 0 | 0 |  |  | 0.35238 | 144.4775 | 0.35238 | 0 | 144.4775 | 0 | 144.4775 | 144.4775 | 158.9253
|  | Lodging DI Elect | 2016 |  | Lamp - LED - Par 30 - Office | 5 |  | 93 |  | Comm Lighting | 10 | 930 |  | 506.4 | 0 |  | 5 | 0.00084789 | 0 | 50.64 | 93 |  | 506.4 |  |  | 0 | 0 |  |  | 0.35238 | 327.7173 | 0.35238 | 0 | 327.7173 | 0 | 327.7173 | 327.7173 | 360.4891
|  | Lodging DI Elect | 2016 |  | Lamp - LED - Par 30 - Other | 5 |  | 70 |  | Comm Lighting | 1 | 70 |  | 50.64 | 0 |  | 5 | 6.382e-05 | 0 | 50.64 | 70 |  | 50.64 |  |  | 0 | 0 |  |  | 0.35238 | 24.6669 | 0.35238 | 0 | 24.6669 | 0 | 24.6669 | 24.6669 | 27.1336
|  | Lodging DI Elect | 2016 |  | Lamp - LED - Par 30 - Other Health | 5 |  | 137 |  | Comm Lighting | 0 | 0 |  | 0 | 0 |  | 5 | 0 | 0 | 0 | 0 |  | 0 |  |  | 0 | 0 |  |  | 0.35238 | 0 | 0.35238 | 0 | 0 | 0 | 0 | 0 | 0
|  | Lodging DI Elect | 2016 |  | Lamp - LED - Par 30 - Restaurant | 5 |  | 112 |  | Comm Lighting | 0 | 0 |  | 0 | 0 |  | 5 | 0 | 0 | 0 | 0 |  | 0 |  |  | 0 | 0 |  |  | 0.35238 | 0 | 0.35238 | 0 | 0 | 0 | 0 | 0 | 0
|  | Lodging DI Elect | 2016 |  | Lamp - LED - Par 30 - Retail | 5 |  | 103 |  | Comm Lighting | 0 | 0 |  | 0 | 0 |  | 5 | 0 | 0 | 0 | 0 |  | 0 |  |  | 0 | 0 |  |  | 0.35238 | 0 | 0.35238 | 0 | 0 | 0 | 0 | 0 | 0
|  | Lodging DI Elect | 2016 |  | Lamp - LED - Par 30 - School K12 | 5 |  | 71 |  | Comm Lighting | 0 | 0 |  | 0 | 0 |  | 5 | 0 | 0 | 0 | 0 |  | 0 |  |  | 0 | 0 |  |  | 0.35238 | 0 | 0.35238 | 0 | 0 | 0 | 0 | 0 | 0
|  | Lodging DI Elect | 2016 |  | Lamp - LED - Par 30 - Warehouse | 5 |  | 74 |  | Comm Lighting | 0 | 0 |  | 0 | 0 |  | 5 | 0 | 0 | 0 | 0 |  | 0 |  |  | 0 | 0 |  |  | 0.35238 | 0 | 0.35238 | 0 | 0 | 0 | 0 | 0 | 0
|  | Lodging DI Elect | 2016 |  | Lamp - LED - Par 38 or 40 - Assembly Church | 5 |  | 76 |  | Comm Lighting | 0 | 0 |  | 0 | 0 |  | 5 | 0 | 0 | 0 | 0 |  | 0 |  |  | 0 | 0 |  |  | 0.35238 | 0 | 0.35238 | 0 | 0 | 0 | 0 | 0 | 0
|  | Lodging DI Elect | 2016 |  | Lamp - LED - Par 38 or 40 - Exterior | 5 |  | 170 |  | Comm Lighting | 16 | 2720 |  | 837.6 | 0 |  | 5 | 0.0024798 | 0 | 52.35 | 170 |  | 837.6 |  |  | 0 | 0 |  |  | 0.35238 | 958.4851 | 0.35238 | 0 | 958.4851 | 0 | 958.4851 | 958.4851 | 1054.3337
|  | Lodging DI Elect | 2016 |  | Lamp - LED - Par 38 or 40 - Grocery | 5 |  | 221 |  | Comm Lighting | 0 | 0 |  | 0 | 0 |  | 5 | 0 | 0 | 0 | 0 |  | 0 |  |  | 0 | 0 |  |  | 0.35238 | 0 | 0.35238 | 0 | 0 | 0 | 0 | 0 | 0
|  | Lodging DI Elect | 2016 |  | Lamp - LED - Par 38 or 40 - Lodging Common Areas | 5 |  | 344 |  | Comm Lighting | 12 | 4128 |  | 628.2 | 0 |  | 5 | 0.0037635 | 0 | 52.35 | 344 |  | 628.2 |  |  | 0 | 0 |  |  | 0.35238 | 1454.6422 | 0.35238 | 0 | 1454.6422 | 0 | 1454.6422 | 1454.6422 | 1600.1064
|  | Lodging DI Elect | 2016 |  | Lamp - LED - Par 38 or 40 - Lodging Guest Rooms | 5 |  | 56 |  | Comm Lighting | 0 | 0 |  | 0 | 0 |  | 5 | 0 | 0 | 0 | 0 |  | 0 |  |  | 0 | 0 |  |  | 0.35238 | 0 | 0.35238 | 0 | 0 | 0 | 0 | 0 | 0
|  | Lodging DI Elect | 2016 |  | Lamp - LED - Par 38 or 40 - Office | 5 |  | 126 |  | Comm Lighting | 0 | 0 |  | 0 | 0 |  | 5 | 0 | 0 | 0 | 0 |  | 0 |  |  | 0 | 0 |  |  | 0.35238 | 0 | 0.35238 | 0 | 0 | 0 | 0 | 0 | 0
|  | Lodging DI Elect | 2016 |  | Lamp - LED - Par 38 or 40 - Other | 5 |  | 95 |  | Comm Lighting | 0 | 0 |  | 0 | 0 |  | 5 | 0 | 0 | 0 | 0 |  | 0 |  |  | 0 | 0 |  |  | 0.35238 | 0 | 0.35238 | 0 | 0 | 0 | 0 | 0 | 0
|  | Lodging DI Elect | 2016 |  | Lamp - LED - Par 38 or 40 - Other Health | 5 |  | 185 |  | Comm Lighting | 0 | 0 |  | 0 | 0 |  | 5 | 0 | 0 | 0 | 0 |  | 0 |  |  | 0 | 0 |  |  | 0.35238 | 0 | 0.35238 | 0 | 0 | 0 | 0 | 0 | 0
|  | Lodging DI Elect | 2016 |  | Lamp - LED - Par 38 or 40 - Restaurant | 5 |  | 151 |  | Comm Lighting | 0 | 0 |  | 0 | 0 |  | 5 | 0 | 0 | 0 | 0 |  | 0 |  |  | 0 | 0 |  |  | 0.35238 | 0 | 0.35238 | 0 | 0 | 0 | 0 | 0 | 0
|  | Lodging DI Elect | 2016 |  | Lamp - LED - Par 38 or 40 - Retail | 5 |  | 139 |  | Comm Lighting | 0 | 0 |  | 0 | 0 |  | 5 | 0 | 0 | 0 | 0 |  | 0 |  |  | 0 | 0 |  |  | 0.35238 | 0 | 0.35238 | 0 | 0 | 0 | 0 | 0 | 0
|  | Lodging DI Elect | 2016 |  | Lamp - LED - Par 38 or 40 - School K12 | 5 |  | 96 |  | Comm Lighting | 0 | 0 |  | 0 | 0 |  | 5 | 0 | 0 | 0 | 0 |  | 0 |  |  | 0 | 0 |  |  | 0.35238 | 0 | 0.35238 | 0 | 0 | 0 | 0 | 0 | 0
|  | Lodging DI Elect | 2016 |  | Lamp - LED - Par 38 or 40 - Warehouse | 5 |  | 100 |  | Comm Lighting | 0 | 0 |  | 0 | 0 |  | 5 | 0 | 0 | 0 | 0 |  | 0 |  |  | 0 | 0 |  |  | 0.35238 | 0 | 0.35238 | 0 | 0 | 0 | 0 | 0 | 0
|  | Lodging DI Elect | 2016 |  | Lamp - T8 - 4 ft - 3x - from 4 ft T12 3x | 12 |  | 129 |  | Comm Lighting | 0 | 0 |  | 0 | 0 |  | 12 | 0 | 0 | 0 | 0 |  | 0 |  |  | 0 | 0 |  |  | 0.73138 | 0 | 0.73138 | 0 | 0 | 0 | 0 | 0 | 0
|  | Lodging DI Elect | 2016 |  | Lamp - T8 - 4 ft - 3x - from 4 ft T12 3x - LCA | 12 |  | 409 |  | Comm Lighting | 7 | 2863 |  | 309.75 | 0 |  | 12 | 0.0062645 | 0 | 44.25 | 409 |  | 309.75 |  |  | 0 | 0 |  |  | 0.73138 | 2093.9435 | 0.73138 | 0 | 2093.9435 | 0 | 2093.9435 | 2093.9435 | 2303.3379
|  | Lodging DI Elect | 2016 |  | Lamp - T8 - 4 ft - 4x - from 4 ft T12 4x | 12 |  | 172 |  | Comm Lighting | 35 | 6020 |  | 1848.7 | 0 |  | 12 | 0.013172 | 0 | 52.82 | 172 |  | 1848.7 |  |  | 0 | 0 |  |  | 0.73138 | 4402.9131 | 0.73138 | 0 | 4402.9131 | 0 | 4402.9131 | 4402.9131 | 4843.2044
|  | Lodging DI Elect | 2016 |  | Lamp - T8 - 4 ft - 4x - from 4 ft T12 4x - LCA | 12 |  | 545 |  | Comm Lighting | 3 | 1635 |  | 158.46 | 0 |  | 12 | 0.0035775 | 0 | 52.82 | 545 |  | 158.46 |  |  | 0 | 0 |  |  | 0.73138 | 1195.8078 | 0.73138 | 0 | 1195.8078 | 0 | 1195.8078 | 1195.8078 | 1315.3886
|  | Lodging DI Elect | 2016 |  | Lamp - T8 - 4 ft - 4x - from 4 ft T12 HO 4x | 12 |  | 637 |  | Comm Lighting | 3 | 1911 |  | 158.46 | 0 |  | 12 | 0.0041815 | 0 | 52.82 | 637 |  | 158.46 |  |  | 0 | 0 |  |  | 0.73138 | 1397.6689 | 0.73138 | 0 | 1397.6689 | 0 | 1397.6689 | 1397.6689 | 1537.4358
|  | Lodging DI Elect | 2016 |  | Lamp - T8 - 4 ft - 4x - from 4 ft T12 HO 4x - LCA | 12 |  | 1738 |  | Comm Lighting | 0 | 0 |  | 0 | 0 |  | 12 | 0 | 0 | 0 | 0 |  | 0 |  |  | 0 | 0 |  |  | 0.73138 | 0 | 0.73138 | 0 | 0 | 0 | 0 | 0 | 0
|  | Lodging DI Elect | 2016 |  | Lamp - T8 - DLR - 4 ft - 2x - from 4 ft T12 HO 4x | 12 |  | 796 |  | Comm Lighting | 10 | 7960 |  | 620.1 | 0 |  | 12 | 0.017417 | 0 | 62.01 | 796 |  | 620.1 |  |  | 0 | 0 |  |  | 0.73138 | 5821.792 | 0.73138 | 0 | 5821.792 | 0 | 5821.792 | 5821.792 | 6403.9712
|  | Lodging DI Elect | 2016 |  | Lamp - T8 - DLR - 4 ft - 2x - from 4 ft T12 HO 4x - LCA | 12 |  | 2095 |  | Comm Lighting | 0 | 0 |  | 0 | 0 |  | 12 | 0 | 0 | 0 | 0 |  | 0 |  |  | 0 | 0 |  |  | 0.73138 | 0 | 0.73138 | 0 | 0 | 0 | 0 | 0 | 0
|  | Lodging DI Elect | 2016 |  | Lamp - T8 - HBF - 4 ft - 6x- from 400w HID | 12 |  | 889 |  | Comm Lighting | 0 | 0 |  | 0 | 0 |  | 12 | 0 | 0 | 0 | 0 |  | 0 |  |  | 0 | 0 |  |  | 0.73138 | 0 | 0.73138 | 0 | 0 | 0 | 0 | 0 | 0
|  | Lodging DI Elect | 2016 |  | Lamp - TLED - 3 ft - 1x - from 3 ft 1x T8 25w | 12 |  | 43 |  | Comm Lighting | 30 | 1290 |  | 1315.5 | 0 |  | 12 | 0.0028226 | 0 | 43.85 | 43 |  | 1315.5 |  |  | 0 | 0 |  |  | 0.73138 | 943.4814 | 0.73138 | 0 | 943.4814 | 0 | 943.4814 | 943.4814 | 1037.8295
|  | Lodging DI Elect | 2016 |  | Lamp - TLED - 3 ft - 1x - from 3 ft 1x T8 25w - LCA | 12 |  | 111 |  | Comm Lighting | 0 | 0 |  | 0 | 0 |  | 12 | 0 | 0 | 0 | 0 |  | 0 |  |  | 0 | 0 |  |  | 0.73138 | 0 | 0.73138 | 0 | 0 | 0 | 0 | 0 | 0
|  | Lodging DI Elect | 2016 |  | Lamp - TLED - 3 ft - 1x - from 3 ft T12 1x | 12 |  | 93 |  | Comm Lighting | 7 | 651 |  | 306.95 | 0 |  | 12 | 0.0014245 | 0 | 43.85 | 93 |  | 306.95 |  |  | 0 | 0 |  |  | 0.73138 | 476.129 | 0.73138 | 0 | 476.129 | 0 | 476.129 | 476.129 | 523.7419
|  | Lodging DI Elect | 2016 |  | Lamp - TLED - 3 ft - 1x - from 3 ft T12 1x - LCA | 12 |  | 239 |  | Comm Lighting | 0 | 0 |  | 0 | 0 |  | 12 | 0 | 0 | 0 | 0 |  | 0 |  |  | 0 | 0 |  |  | 0.73138 | 0 | 0.73138 | 0 | 0 | 0 | 0 | 0 | 0
|  | Lodging DI Elect | 2016 |  | Lamp - TLED - 4 ft - 1x - from 4 ft T12 1x | 12 |  | 80 |  | Comm Lighting | 8 | 640 |  | 468.72 | 0 |  | 12 | 0.0014004 | 0 | 58.59 | 80 |  | 468.72 |  |  | 0 | 0 |  |  | 0.73138 | 468.0838 | 0.73138 | 0 | 468.0838 | 0 | 468.0838 | 468.0838 | 514.8922
|  | Lodging DI Elect | 2016 |  | Lamp - TLED - 4 ft - 1x - from 4 ft T12 1x - LCA | 12 |  | 204 |  | Comm Lighting | 3 | 612 |  | 175.77 | 0 |  | 12 | 0.0013391 | 0 | 58.59 | 204 |  | 175.77 |  |  | 0 | 0 |  |  | 0.73138 | 447.6051 | 0.73138 | 0 | 447.6051 | 0 | 447.6051 | 447.6051 | 492.3656
|  | Lodging DI Elect | 2016 |  | Lamp - TLED - 4 ft - 1x - from 4 ft T8 28w LLO 1x | 12 |  | 27 |  | Comm Lighting | 0 | 0 |  | 0 | 0 |  | 12 | 0 | 0 | 0 | 0 |  | 0 |  |  | 0 | 0 |  |  | 0.73138 | 0 | 0.73138 | 0 | 0 | 0 | 0 | 0 | 0
|  | Lodging DI Elect | 2016 |  | Lamp - TLED - 4 ft - 1x - from 4 ft T8 28w LLO 1x - LCA | 12 |  | 68 |  | Comm Lighting | 0 | 0 |  | 0 | 0 |  | 12 | 0 | 0 | 0 | 0 |  | 0 |  |  | 0 | 0 |  |  | 0.73138 | 0 | 0.73138 | 0 | 0 | 0 | 0 | 0 | 0
|  | Lodging DI Elect | 2016 |  | Lamp - TLED - 4 ft - 1x - from 4 ft T8 28w NLO 1x | 12 |  | 36 |  | Comm Lighting | 181 | 6516 |  | 10604.79 | 0 |  | 12 | 0.014258 | 0 | 58.59 | 36 |  | 10604.79 |  |  | 0 | 0 |  |  | 0.73138 | 4765.678 | 0.73138 | 0 | 4765.678 | 0 | 4765.678 | 4765.678 | 5242.2458
|  | Lodging DI Elect | 2016 |  | Lamp - TLED - 4 ft - 1x - from 4 ft T8 28w NLO 1x - LCA | 12 |  | 94 |  | Comm Lighting | 0 | 0 |  | 0 | 0 |  | 12 | 0 | 0 | 0 | 0 |  | 0 |  |  | 0 | 0 |  |  | 0.73138 | 0 | 0.73138 | 0 | 0 | 0 | 0 | 0 | 0
|  | Lodging DI Elect | 2016 |  | Lamp - TLED - 4 ft - 1x - from 4ft T8 32w HLO 1x | 12 |  | 76 |  | Comm Lighting | 0 | 0 |  | 0 | 0 |  | 12 | 0 | 0 | 0 | 0 |  | 0 |  |  | 0 | 0 |  |  | 0.73138 | 0 | 0.73138 | 0 | 0 | 0 | 0 | 0 | 0
|  | Lodging DI Elect | 2016 |  | Lamp - TLED - 4 ft - 1x - from 4ft T8 32w HLO 1x - LCA | 12 |  | 196 |  | Comm Lighting | 0 | 0 |  | 0 | 0 |  | 12 | 0 | 0 | 0 | 0 |  | 0 |  |  | 0 | 0 |  |  | 0.73138 | 0 | 0.73138 | 0 | 0 | 0 | 0 | 0 | 0
|  | Lodging DI Elect | 2016 |  | Lamp - TLED - 4 ft - 1x - from 4ft T8 32w LLO 1x | 12 |  | 36 |  | Comm Lighting | 0 | 0 |  | 0 | 0 |  | 12 | 0 | 0 | 0 | 0 |  | 0 |  |  | 0 | 0 |  |  | 0.73138 | 0 | 0.73138 | 0 | 0 | 0 | 0 | 0 | 0
|  | Lodging DI Elect | 2016 |  | Lamp - TLED - 4 ft - 1x - from 4ft T8 32w LLO 1x - LCA | 12 |  | 94 |  | Comm Lighting | 0 | 0 |  | 0 | 0 |  | 12 | 0 | 0 | 0 | 0 |  | 0 |  |  | 0 | 0 |  |  | 0.73138 | 0 | 0.73138 | 0 | 0 | 0 | 0 | 0 | 0
|  | Lodging DI Elect | 2016 |  | Lamp - TLED - 4 ft - 1x - from 4ft T8 32w NLO 1x | 12 |  | 46 |  | Comm Lighting | 0 | 0 |  | 0 | 0 |  | 12 | 0 | 0 | 0 | 0 |  | 0 |  |  | 0 | 0 |  |  | 0.73138 | 0 | 0.73138 | 0 | 0 | 0 | 0 | 0 | 0
|  | Lodging DI Elect | 2016 |  | Lamp - TLED - 4 ft - 1x - from 4ft T8 32w NLO 1x - LCA | 12 |  | 119 |  | Comm Lighting | 0 | 0 |  | 0 | 0 |  | 12 | 0 | 0 | 0 | 0 |  | 0 |  |  | 0 | 0 |  |  | 0.73138 | 0 | 0.73138 | 0 | 0 | 0 | 0 | 0 | 0
|  | Lodging DI Elect | 2016 |  | Lamp - TLED - 4 ft - 2x - from 4 ft T12 2x | 12 |  | 159 |  | Comm Lighting | 2 | 318 |  | 118.02 | 0 |  | 12 | 0.00069582 | 0 | 59.01 | 159 |  | 118.02 |  |  | 0 | 0 |  |  | 0.73138 | 232.5791 | 0.73138 | 0 | 232.5791 | 0 | 232.5791 | 232.5791 | 255.837
|  | Lodging DI Elect | 2016 |  | Lamp - TLED - 4 ft - 2x - from 4 ft T12 2x - LCA | 12 |  | 409 |  | Comm Lighting | 7 | 2863 |  | 413.07 | 0 |  | 12 | 0.0062645 | 0 | 59.01 | 409 |  | 413.07 |  |  | 0 | 0 |  |  | 0.73138 | 2093.9435 | 0.73138 | 0 | 2093.9435 | 0 | 2093.9435 | 2093.9435 | 2303.3379
|  | Lodging DI Elect | 2016 |  | Lamp - TLED - 4 ft - 2x - from 4 ft T12 HO 2x | 12 |  | 391 |  | Comm Lighting | 0 | 0 |  | 0 | 0 |  | 12 | 0 | 0 | 0 | 0 |  | 0 |  |  | 0 | 0 |  |  | 0.73138 | 0 | 0.73138 | 0 | 0 | 0 | 0 | 0 | 0
|  | Lodging DI Elect | 2016 |  | Lamp - TLED - 4 ft - 2x - from 4 ft T12 HO 2x - LCA | 12 |  | 1005 |  | Comm Lighting | 0 | 0 |  | 0 | 0 |  | 12 | 0 | 0 | 0 | 0 |  | 0 |  |  | 0 | 0 |  |  | 0.73138 | 0 | 0.73138 | 0 | 0 | 0 | 0 | 0 | 0
|  | Lodging DI Elect | 2016 |  | Lamp - TLED - 4 ft - 2x - from 4 ft T8 28w LLO 2x | 12 |  | 53 |  | Comm Lighting | 0 | 0 |  | 0 | 0 |  | 12 | 0 | 0 | 0 | 0 |  | 0 |  |  | 0 | 0 |  |  | 0.73138 | 0 | 0.73138 | 0 | 0 | 0 | 0 | 0 | 0
|  | Lodging DI Elect | 2016 |  | Lamp - TLED - 4 ft - 2x - from 4 ft T8 28w LLO 2x - LCA | 12 |  | 136 |  | Comm Lighting | 0 | 0 |  | 0 | 0 |  | 12 | 0 | 0 | 0 | 0 |  | 0 |  |  | 0 | 0 |  |  | 0.73138 | 0 | 0.73138 | 0 | 0 | 0 | 0 | 0 | 0
|  | Lodging DI Elect | 2016 |  | Lamp - TLED - 4 ft - 2x - from 4 ft T8 28w NLO 2x | 12 |  | 73 |  | Comm Lighting | 34 | 2482 |  | 1992.06 | 0 |  | 12 | 0.0054309 | 0 | 58.59 | 73 |  | 1992.06 |  |  | 0 | 0 |  |  | 0.73138 | 1815.2874 | 0.73138 | 0 | 1815.2874 | 0 | 1815.2874 | 1815.2874 | 1996.8162
|  | Lodging DI Elect | 2016 |  | Lamp - TLED - 4 ft - 2x - from 4 ft T8 28w NLO 2x - LCA | 12 |  | 187 |  | Comm Lighting | 0 | 0 |  | 0 | 0 |  | 12 | 0 | 0 | 0 | 0 |  | 0 |  |  | 0 | 0 |  |  | 0.73138 | 0 | 0.73138 | 0 | 0 | 0 | 0 | 0 | 0
|  | Lodging DI Elect | 2016 |  | Lamp - TLED - 4 ft - 2x - from 4 ft T8 32w HLO 2x | 12 |  | 153 |  | Comm Lighting | 106 | 16218 |  | 6486.14 | 0 |  | 12 | 0.035487 | 0 | 61.19 | 153 |  | 6486.14 |  |  | 0 | 0 |  |  | 0.73138 | 11861.5355 | 0.73138 | 0 | 11861.5355 | 0 | 11861.5355 | 11861.5355 | 13047.6891
|  | Lodging DI Elect | 2016 |  | Lamp - TLED - 4 ft - 2x - from 4 ft T8 32w HLO 2x - LCA | 12 |  | 392 |  | Comm Lighting | 0 | 0 |  | 0 | 0 |  | 12 | 0 | 0 | 0 | 0 |  | 0 |  |  | 0 | 0 |  |  | 0.73138 | 0 | 0.73138 | 0 | 0 | 0 | 0 | 0 | 0
|  | Lodging DI Elect | 2016 |  | Lamp - TLED - 4 ft - 2x - from 4 ft T8 32w LLO 2x | 12 |  | 73 |  | Comm Lighting | 0 | 0 |  | 0 | 0 |  | 12 | 0 | 0 | 0 | 0 |  | 0 |  |  | 0 | 0 |  |  | 0.73138 | 0 | 0.73138 | 0 | 0 | 0 | 0 | 0 | 0
|  | Lodging DI Elect | 2016 |  | Lamp - TLED - 4 ft - 2x - from 4 ft T8 32w LLO 2x - LCA | 12 |  | 187 |  | Comm Lighting | 0 | 0 |  | 0 | 0 |  | 12 | 0 | 0 | 0 | 0 |  | 0 |  |  | 0 | 0 |  |  | 0.73138 | 0 | 0.73138 | 0 | 0 | 0 | 0 | 0 | 0
|  | Lodging DI Elect | 2016 |  | Lamp - TLED - 4 ft - 2x - from 4 ft T8 32w NLO 2x | 12 |  | 93 |  | Comm Lighting | 0 | 0 |  | 0 | 0 |  | 12 | 0 | 0 | 0 | 0 |  | 0 |  |  | 0 | 0 |  |  | 0.73138 | 0 | 0.73138 | 0 | 0 | 0 | 0 | 0 | 0
|  | Lodging DI Elect | 2016 |  | Lamp - TLED - 4 ft - 2x - from 4 ft T8 32w NLO 2x - LCA | 12 |  | 239 |  | Comm Lighting | 0 | 0 |  | 0 | 0 |  | 12 | 0 | 0 | 0 | 0 |  | 0 |  |  | 0 | 0 |  |  | 0.73138 | 0 | 0.73138 | 0 | 0 | 0 | 0 | 0 | 0
|  | Lodging DI Elect | 2016 |  | Lamp - TLED - 4 ft - 3x - from 4 ft T12 HO 3x | 12 |  | 587 |  | Comm Lighting | 0 | 0 |  | 0 | 0 |  | 12 | 0 | 0 | 0 | 0 |  | 0 |  |  | 0 | 0 |  |  | 0.73138 | 0 | 0.73138 | 0 | 0 | 0 | 0 | 0 | 0
|  | Lodging DI Elect | 2016 |  | Lamp - TLED - 4 ft - 3x - from 4 ft T12 HO 3x - LCA | 12 |  | 1508 |  | Comm Lighting | 0 | 0 |  | 0 | 0 |  | 12 | 0 | 0 | 0 | 0 |  | 0 |  |  | 0 | 0 |  |  | 0.73138 | 0 | 0.73138 | 0 | 0 | 0 | 0 | 0 | 0
|  | Lodging DI Elect | 2016 |  | Lamp - TLED - 4 ft - 3x - from 4 ft T8 28w LLO 3x - LCA | 12 |  | 204 |  | Comm Lighting | 0 | 0 |  | 0 | 0 |  | 12 | 0 | 0 | 0 | 0 |  | 0 |  |  | 0 | 0 |  |  | 0.73138 | 0 | 0.73138 | 0 | 0 | 0 | 0 | 0 | 0
|  | Lodging DI Elect | 2016 |  | Lamp - TLED - 4 ft - 3x - from 4 ft T8 28w NLO 3x | 12 |  | 109 |  | Comm Lighting | 0 | 0 |  | 0 | 0 |  | 12 | 0 | 0 | 0 | 0 |  | 0 |  |  | 0 | 0 |  |  | 0.73138 | 0 | 0.73138 | 0 | 0 | 0 | 0 | 0 | 0
|  | Lodging DI Elect | 2016 |  | Lamp - TLED - 4 ft - 3x - from 4 ft T8 28w NLO 3x - LCA | 12 |  | 281 |  | Comm Lighting | 0 | 0 |  | 0 | 0 |  | 12 | 0 | 0 | 0 | 0 |  | 0 |  |  | 0 | 0 |  |  | 0.73138 | 0 | 0.73138 | 0 | 0 | 0 | 0 | 0 | 0
|  | Lodging DI Elect | 2016 |  | Lamp - TLED - 4 ft - 3x - from 4 ft T8 32w HLO 3x | 12 |  | 229 |  | Comm Lighting | 52 | 11908 |  | 3833.44 | 0 |  | 12 | 0.026056 | 0 | 73.72 | 229 |  | 3833.44 |  |  | 0 | 0 |  |  | 0.73138 | 8709.2838 | 0.73138 | 0 | 8709.2838 | 0 | 8709.2838 | 8709.2838 | 9580.2122
|  | Lodging DI Elect | 2016 |  | Lamp - TLED - 4 ft - 3x - from 4 ft T8 32w HLO 3x - LCA | 12 |  | 588 |  | Comm Lighting | 0 | 0 |  | 0 | 0 |  | 12 | 0 | 0 | 0 | 0 |  | 0 |  |  | 0 | 0 |  |  | 0.73138 | 0 | 0.73138 | 0 | 0 | 0 | 0 | 0 | 0
|  | Lodging DI Elect | 2016 |  | Lamp - TLED - 4 ft - 3x - from 4 ft T8 32w LLO 3x | 12 |  | 109 |  | Comm Lighting | 0 | 0 |  | 0 | 0 |  | 12 | 0 | 0 | 0 | 0 |  | 0 |  |  | 0 | 0 |  |  | 0.73138 | 0 | 0.73138 | 0 | 0 | 0 | 0 | 0 | 0
|  | Lodging DI Elect | 2016 |  | Lamp - TLED - 4 ft - 3x - from 4 ft T8 32w LLO 3x - LCA | 12 |  | 281 |  | Comm Lighting | 0 | 0 |  | 0 | 0 |  | 12 | 0 | 0 | 0 | 0 |  | 0 |  |  | 0 | 0 |  |  | 0.73138 | 0 | 0.73138 | 0 | 0 | 0 | 0 | 0 | 0
|  | Lodging DI Elect | 2016 |  | Lamp - TLED - 4 ft - 3x - from 4 ft T8 32w NLO 3x | 12 |  | 139 |  | Comm Lighting | 0 | 0 |  | 0 | 0 |  | 12 | 0 | 0 | 0 | 0 |  | 0 |  |  | 0 | 0 |  |  | 0.73138 | 0 | 0.73138 | 0 | 0 | 0 | 0 | 0 | 0
|  | Lodging DI Elect | 2016 |  | Lamp - TLED - 4 ft - 3x - from 4 ft T8 32w NLO 3x - LCA | 12 |  | 358 |  | Comm Lighting | 0 | 0 |  | 0 | 0 |  | 12 | 0 | 0 | 0 | 0 |  | 0 |  |  | 0 | 0 |  |  | 0.73138 | 0 | 0.73138 | 0 | 0 | 0 | 0 | 0 | 0
|  | Lodging DI Elect | 2016 |  | Lamp - TLED - 4 ft - 3x from 4 ft T12 3x | 12 |  | 239 |  | Comm Lighting | 0 | 0 |  | 0 | 0 |  | 12 | 0 | 0 | 0 | 0 |  | 0 |  |  | 0 | 0 |  |  | 0.73138 | 0 | 0.73138 | 0 | 0 | 0 | 0 | 0 | 0
|  | Lodging DI Elect | 2016 |  | Lamp - TLED - 4 ft - 3x from 4 ft T12 3x - LCA | 12 |  | 613 |  | Comm Lighting | 0 | 0 |  | 0 | 0 |  | 12 | 0 | 0 | 0 | 0 |  | 0 |  |  | 0 | 0 |  |  | 0.73138 | 0 | 0.73138 | 0 | 0 | 0 | 0 | 0 | 0
|  | Lodging DI Elect | 2016 |  | Lamp - TLED - 4 ft - 4x - from 4 ft T12 4x | 12 |  | 318 |  | Comm Lighting | 0 | 0 |  | 0 | 0 |  | 12 | 0 | 0 | 0 | 0 |  | 0 |  |  | 0 | 0 |  |  | 0.73138 | 0 | 0.73138 | 0 | 0 | 0 | 0 | 0 | 0
|  | Lodging DI Elect | 2016 |  | Lamp - TLED - 4 ft - 4x - from 4 ft T12 4x - LCA | 12 |  | 818 |  | Comm Lighting | 3 | 2454 |  | 323.01 | 0 |  | 12 | 0.0053696 | 0 | 107.67 | 818 |  | 323.01 |  |  | 0 | 0 |  |  | 0.73138 | 1794.8087 | 0.73138 | 0 | 1794.8087 | 0 | 1794.8087 | 1794.8087 | 1974.2896
|  | Lodging DI Elect | 2016 |  | Lamp - TLED - 4 ft - 4x - from 4 ft T12 HO 4x | 12 |  | 783 |  | Comm Lighting | 0 | 0 |  | 0 | 0 |  | 12 | 0 | 0 | 0 | 0 |  | 0 |  |  | 0 | 0 |  |  | 0.73138 | 0 | 0.73138 | 0 | 0 | 0 | 0 | 0 | 0
|  | Lodging DI Elect | 2016 |  | Lamp - TLED - 4 ft - 4x - from 4 ft T12 HO 4x - LCA | 12 |  | 2010 |  | Comm Lighting | 0 | 0 |  | 0 | 0 |  | 12 | 0 | 0 | 0 | 0 |  | 0 |  |  | 0 | 0 |  |  | 0.73138 | 0 | 0.73138 | 0 | 0 | 0 | 0 | 0 | 0
|  | Lodging DI Elect | 2016 |  | Lamp - TLED - 4 ft - 4x - from 4 ft T8 28w LLO 4x | 12 |  | 106 |  | Comm Lighting | 0 | 0 |  | 0 | 0 |  | 12 | 0 | 0 | 0 | 0 |  | 0 |  |  | 0 | 0 |  |  | 0.73138 | 0 | 0.73138 | 0 | 0 | 0 | 0 | 0 | 0
|  | Lodging DI Elect | 2016 |  | Lamp - TLED - 4 ft - 4x - from 4 ft T8 28w LLO 4x - LCA | 12 |  | 273 |  | Comm Lighting | 0 | 0 |  | 0 | 0 |  | 12 | 0 | 0 | 0 | 0 |  | 0 |  |  | 0 | 0 |  |  | 0.73138 | 0 | 0.73138 | 0 | 0 | 0 | 0 | 0 | 0
|  | Lodging DI Elect | 2016 |  | Lamp - TLED - 4 ft - 4x - from 4 ft T8 28w NLO 4x | 12 |  | 146 |  | Comm Lighting | 0 | 0 |  | 0 | 0 |  | 12 | 0 | 0 | 0 | 0 |  | 0 |  |  | 0 | 0 |  |  | 0.73138 | 0 | 0.73138 | 0 | 0 | 0 | 0 | 0 | 0
|  | Lodging DI Elect | 2016 |  | Lamp - TLED - 4 ft - 4x - from 4 ft T8 28w NLO 4x - LCA | 12 |  | 375 |  | Comm Lighting | 0 | 0 |  | 0 | 0 |  | 12 | 0 | 0 | 0 | 0 |  | 0 |  |  | 0 | 0 |  |  | 0.73138 | 0 | 0.73138 | 0 | 0 | 0 | 0 | 0 | 0
|  | Lodging DI Elect | 2016 |  | Lamp - TLED - 4 ft - 4x - from 4 ft T8 32w HLO 4x | 12 |  | 305 |  | Comm Lighting | 0 | 0 |  | 0 | 0 |  | 12 | 0 | 0 | 0 | 0 |  | 0 |  |  | 0 | 0 |  |  | 0.73138 | 0 | 0.73138 | 0 | 0 | 0 | 0 | 0 | 0
|  | Lodging DI Elect | 2016 |  | Lamp - TLED - 4 ft - 4x - from 4 ft T8 32w HLO 4x - LCA | 12 |  | 784 |  | Comm Lighting | 94 | 73696 |  | 9041.86 | 0 |  | 12 | 0.16125 | 0 | 96.19 | 784 |  | 9041.86 |  |  | 0 | 0 |  |  | 0.73138 | 53899.8473 | 0.73138 | 0 | 53899.8473 | 0 | 53899.8473 | 53899.8473 | 59289.832
|  | Lodging DI Elect | 2016 |  | Lamp - TLED - 4 ft - 4x - from 4 ft T8 32w LLO 4x | 12 |  | 146 |  | Comm Lighting | 0 | 0 |  | 0 | 0 |  | 12 | 0 | 0 | 0 | 0 |  | 0 |  |  | 0 | 0 |  |  | 0.73138 | 0 | 0.73138 | 0 | 0 | 0 | 0 | 0 | 0
|  | Lodging DI Elect | 2016 |  | Lamp - TLED - 4 ft - 4x - from 4 ft T8 32w LLO 4x - LCA | 12 |  | 375 |  | Comm Lighting | 0 | 0 |  | 0 | 0 |  | 12 | 0 | 0 | 0 | 0 |  | 0 |  |  | 0 | 0 |  |  | 0.73138 | 0 | 0.73138 | 0 | 0 | 0 | 0 | 0 | 0
|  | Lodging DI Elect | 2016 |  | Lamp - TLED - 4 ft - 4x - from 4 ft T8 32w NLO 4x | 12 |  | 186 |  | Comm Lighting | 2 | 372 |  | 178.64 | 0 |  | 12 | 0.00081397 | 0 | 89.32 | 186 |  | 178.64 |  |  | 0 | 0 |  |  | 0.73138 | 272.0737 | 0.73138 | 0 | 272.0737 | 0 | 272.0737 | 272.0737 | 299.2811
|  | Lodging DI Elect | 2016 |  | Lamp - TLED - 4 ft - 4x - from 4 ft T8 32w NLO 4x - LCA | 12 |  | 784 |  | Comm Lighting | 0 | 0 |  | 0 | 0 |  | 12 | 0 | 0 | 0 | 0 |  | 0 |  |  | 0 | 0 |  |  | 0.73138 | 0 | 0.73138 | 0 | 0 | 0 | 0 | 0 | 0
|  | Lodging DI Elect | 2016 |  | LED Exit Sign | 9 |  | 153.3 |  | Comm Flat | 6 | 919.8 |  | 360 | 0 |  | 9 | 0.0015095 | 0 | 60 | 153.3 |  | 360 |  |  | 0 | 0 |  |  | 0.54153 | 498.0971 | 0.54153 | 0 | 498.0971 | 0 | 498.0971 | 498.0971 | 547.9068
|  | Lodging DI Elect | 2016 |  | LED Open Sign | 16 |  | 398 |  | Comm Lighting | 0 | 0 |  | 0 | 0 |  | 16 | 0 | 0 | 0 | 0 |  | 0 |  |  | 0 | 0 |  |  | 0.9023 | 0 | 0.9023 | 0 | 0 | 0 | 0 | 0 | 0
|  | Lodging DI Elect | 2016 |  | Occupancy Sensor - 100w to 150w | 10 |  | 120 |  | Comm Lighting | 0 | 0 |  | 0 | 0 |  | 10 | 0 | 0 | 0 | 0 |  | 0 |  |  | 0 | 0 |  |  | 0.63153 | 0 | 0.63153 | 0 | 0 | 0 | 0 | 0 | 0
|  | Lodging DI Elect | 2016 |  | Occupancy Sensor - 151w to 200w | 10 |  | 167 |  | Comm Lighting | 0 | 0 |  | 0 | 0 |  | 10 | 0 | 0 | 0 | 0 |  | 0 |  |  | 0 | 0 |  |  | 0.63153 | 0 | 0.63153 | 0 | 0 | 0 | 0 | 0 | 0
|  | Lodging DI Elect | 2016 |  | Occupancy Sensor - 201w to 450w | 10 |  | 311 |  | Comm Lighting | 0 | 0 |  | 0 | 0 |  | 10 | 0 | 0 | 0 | 0 |  | 0 |  |  | 0 | 0 |  |  | 0.63153 | 0 | 0.63153 | 0 | 0 | 0 | 0 | 0 | 0
|  | Lodging DI Elect | 2016 |  | Occupancy Sensor - Less than 100w | 10 |  | 48 |  | Comm Lighting | 9 | 432 |  | 612 | 0 |  | 10 | 0.00078772 | 0 | 68 | 48 |  | 612 |  |  | 0 | 0 |  |  | 0.63153 | 272.8219 | 0.63153 | 0 | 272.8219 | 0 | 272.8219 | 272.8219 | 300.1041
|  | Lodging DI Elect | 2016 |  | Occupancy Sensor - over 450w | 10 |  | 478 |  | Comm Lighting | 0 | 0 |  | 0 | 0 |  | 10 | 0 | 0 | 0 | 0 |  | 0 |  |  | 0 | 0 |  |  | 0.63153 | 0 | 0.63153 | 0 | 0 | 0 | 0 | 0 | 0
|  | Lodging DI Elect | 2016 |  | Open Case Lighting - LED - High - from 4ft T12 | 11 |  | 301 |  | Comm Lighting | 0 | 0 |  | 0 | 0 |  | 11 | 0 | 0 | 0 | 0 |  | 0 |  |  | 0 | 0 |  |  | 0.68269 | 0 | 0.68269 | 0 | 0 | 0 | 0 | 0 | 0
|  | Lodging DI Elect | 2016 |  | Open Case Lighting - LED - High - from 4ft T8 | 11 |  | 179 |  | Comm Lighting | 0 | 0 |  | 0 | 0 |  | 11 | 0 | 0 | 0 | 0 |  | 0 |  |  | 0 | 0 |  |  | 0.68269 | 0 | 0.68269 | 0 | 0 | 0 | 0 | 0 | 0
|  | Lodging DI Elect | 2016 |  | Open Case Lighting - LED - High - from 5ft T12 | 11 |  | 376 |  | Comm Lighting | 0 | 0 |  | 0 | 0 |  | 11 | 0 | 0 | 0 | 0 |  | 0 |  |  | 0 | 0 |  |  | 0.68269 | 0 | 0.68269 | 0 | 0 | 0 | 0 | 0 | 0
|  | Lodging DI Elect | 2016 |  | Open Case Lighting - LED - High - from 5ft T8 | 11 |  | 223 |  | Comm Lighting | 0 | 0 |  | 0 | 0 |  | 11 | 0 | 0 | 0 | 0 |  | 0 |  |  | 0 | 0 |  |  | 0.68269 | 0 | 0.68269 | 0 | 0 | 0 | 0 | 0 | 0
|  | Lodging DI Elect | 2016 |  | Open Case Lighting - LED - High - from 6ft T12 | 11 |  | 451 |  | Comm Lighting | 0 | 0 |  | 0 | 0 |  | 11 | 0 | 0 | 0 | 0 |  | 0 |  |  | 0 | 0 |  |  | 0.68269 | 0 | 0.68269 | 0 | 0 | 0 | 0 | 0 | 0
|  | Lodging DI Elect | 2016 |  | Open Case Lighting - LED - High - from 6ft T8 | 11 |  | 268 |  | Comm Lighting | 0 | 0 |  | 0 | 0 |  | 11 | 0 | 0 | 0 | 0 |  | 0 |  |  | 0 | 0 |  |  | 0.68269 | 0 | 0.68269 | 0 | 0 | 0 | 0 | 0 | 0
|  | Lodging DI Elect | 2016 |  | Open Case Lighting - LED - Low - from 4ft T12 | 11 |  | 170 |  | Comm Lighting | 0 | 0 |  | 0 | 0 |  | 11 | 0 | 0 | 0 | 0 |  | 0 |  |  | 0 | 0 |  |  | 0.68269 | 0 | 0.68269 | 0 | 0 | 0 | 0 | 0 | 0
|  | Lodging DI Elect | 2016 |  | Open Case Lighting - LED - Low - from 4ft T8 | 11 |  | 98 |  | Comm Lighting | 0 | 0 |  | 0 | 0 |  | 11 | 0 | 0 | 0 | 0 |  | 0 |  |  | 0 | 0 |  |  | 0.68269 | 0 | 0.68269 | 0 | 0 | 0 | 0 | 0 | 0
|  | Lodging DI Elect | 2016 |  | Open Case Lighting - LED - Low - from 5ft T12 | 11 |  | 212 |  | Comm Lighting | 0 | 0 |  | 0 | 0 |  | 11 | 0 | 0 | 0 | 0 |  | 0 |  |  | 0 | 0 |  |  | 0.68269 | 0 | 0.68269 | 0 | 0 | 0 | 0 | 0 | 0
|  | Lodging DI Elect | 2016 |  | Open Case Lighting - LED - Low - from 5ft T8 | 11 |  | 122 |  | Comm Lighting | 0 | 0 |  | 0 | 0 |  | 11 | 0 | 0 | 0 | 0 |  | 0 |  |  | 0 | 0 |  |  | 0.68269 | 0 | 0.68269 | 0 | 0 | 0 | 0 | 0 | 0
|  | Lodging DI Elect | 2016 |  | Open Case Lighting - LED - Low - from 6ft T12 | 11 |  | 255 |  | Comm Lighting | 0 | 0 |  | 0 | 0 |  | 11 | 0 | 0 | 0 | 0 |  | 0 |  |  | 0 | 0 |  |  | 0.68269 | 0 | 0.68269 | 0 | 0 | 0 | 0 | 0 | 0
|  | Lodging DI Elect | 2016 |  | Open Case Lighting - LED - Low - from 6ft T8 | 11 |  | 147 |  | Comm Lighting | 0 | 0 |  | 0 | 0 |  | 11 | 0 | 0 | 0 | 0 |  | 0 |  |  | 0 | 0 |  |  | 0.68269 | 0 | 0.68269 | 0 | 0 | 0 | 0 | 0 | 0
|  | Lodging DI Elect | 2016 |  | Open Case Lighting - T12 - Delamp - 4 ft | 11 |  | 226 |  | Comm Lighting | 0 | 0 |  | 0 | 0 |  | 11 | 0 | 0 | 0 | 0 |  | 0 |  |  | 0 | 0 |  |  | 0.68269 | 0 | 0.68269 | 0 | 0 | 0 | 0 | 0 | 0
|  | Lodging DI Elect | 2016 |  | Open Case Lighting - T12 - Delamp - 5 ft | 11 |  | 282 |  | Comm Lighting | 0 | 0 |  | 0 | 0 |  | 11 | 0 | 0 | 0 | 0 |  | 0 |  |  | 0 | 0 |  |  | 0.68269 | 0 | 0.68269 | 0 | 0 | 0 | 0 | 0 | 0
|  | Lodging DI Elect | 2016 |  | Open Case Lighting - T12 - Delamp - 6 ft | 11 |  | 339 |  | Comm Lighting | 0 | 0 |  | 0 | 0 |  | 11 | 0 | 0 | 0 | 0 |  | 0 |  |  | 0 | 0 |  |  | 0.68269 | 0 | 0.68269 | 0 | 0 | 0 | 0 | 0 | 0
|  | Lodging DI Elect | 2016 |  | Open Case Lighting - T8 - Delamp - 4 ft | 11 |  | 165 |  | Comm Lighting | 0 | 0 |  | 0 | 0 |  | 11 | 0 | 0 | 0 | 0 |  | 0 |  |  | 0 | 0 |  |  | 0.68269 | 0 | 0.68269 | 0 | 0 | 0 | 0 | 0 | 0
|  | Lodging DI Elect | 2016 |  | Open Case Lighting - T8 - Delamp - 5 ft | 11 |  | 206 |  | Comm Lighting | 0 | 0 |  | 0 | 0 |  | 11 | 0 | 0 | 0 | 0 |  | 0 |  |  | 0 | 0 |  |  | 0.68269 | 0 | 0.68269 | 0 | 0 | 0 | 0 | 0 | 0
|  | Lodging DI Elect | 2016 |  | Open Case Lighting - T8 - Delamp - 6 ft | 11 |  | 247 |  | Comm Lighting | 0 | 0 |  | 0 | 0 |  | 11 | 0 | 0 | 0 | 0 |  | 0 |  |  | 0 | 0 |  |  | 0.68269 | 0 | 0.68269 | 0 | 0 | 0 | 0 | 0 | 0
|  | Lodging DI Elect | 2016 |  | Power Strip - Advanced | 4 |  | 118 |  | Comm Flat | 0 | 0 |  | 0 | 0 |  | 4 | 0 | 0 | 0 | 0 |  | 0 |  |  | 0 | 0 |  |  | 0.26858 | 0 | 0.26858 | 0 | 0 | 0 | 0 | 0 | 0
|  | Lodging DI Elect | 2016 |  | Reach In Case Lighting - LED - Low - from 4ft T12 | 11 |  | 302 |  | Comm Lighting | 0 | 0 |  | 0 | 0 |  | 11 | 0 | 0 | 0 | 0 |  | 0 |  |  | 0 | 0 |  |  | 0.68269 | 0 | 0.68269 | 0 | 0 | 0 | 0 | 0 | 0
|  | Lodging DI Elect | 2016 |  | Reach In Case Lighting - LED - Low - from 4ft T8 | 11 |  | 206 |  | Comm Lighting | 0 | 0 |  | 0 | 0 |  | 11 | 0 | 0 | 0 | 0 |  | 0 |  |  | 0 | 0 |  |  | 0.68269 | 0 | 0.68269 | 0 | 0 | 0 | 0 | 0 | 0
|  | Lodging DI Elect | 2016 |  | Reach In Case Lighting - LED - Low - from 5ft T12 | 11 |  | 378 |  | Comm Lighting | 0 | 0 |  | 0 | 0 |  | 11 | 0 | 0 | 0 | 0 |  | 0 |  |  | 0 | 0 |  |  | 0.68269 | 0 | 0.68269 | 0 | 0 | 0 | 0 | 0 | 0
|  | Lodging DI Elect | 2016 |  | Reach In Case Lighting - LED - Low - from 5ft T8 | 11 |  | 258 |  | Comm Lighting | 0 | 0 |  | 0 | 0 |  | 11 | 0 | 0 | 0 | 0 |  | 0 |  |  | 0 | 0 |  |  | 0.68269 | 0 | 0.68269 | 0 | 0 | 0 | 0 | 0 | 0
|  | Lodging DI Elect | 2016 |  | Reach In Case Lighting - LED - Low - from 6ft T12 | 11 |  | 453 |  | Comm Lighting | 0 | 0 |  | 0 | 0 |  | 11 | 0 | 0 | 0 | 0 |  | 0 |  |  | 0 | 0 |  |  | 0.68269 | 0 | 0.68269 | 0 | 0 | 0 | 0 | 0 | 0
|  | Lodging DI Elect | 2016 |  | Reach In Case Lighting - LED - Low - from 6ft T8 | 11 |  | 309 |  | Comm Lighting | 0 | 0 |  | 0 | 0 |  | 11 | 0 | 0 | 0 | 0 |  | 0 |  |  | 0 | 0 |  |  | 0.68269 | 0 | 0.68269 | 0 | 0 | 0 | 0 | 0 | 0
|  | Lodging DI Elect | 2016 |  | Reach In Case Lighting - LED - Med - from 4ft T12 | 11 |  | 222 |  | Comm Lighting | 0 | 0 |  | 0 | 0 |  | 11 | 0 | 0 | 0 | 0 |  | 0 |  |  | 0 | 0 |  |  | 0.68269 | 0 | 0.68269 | 0 | 0 | 0 | 0 | 0 | 0
|  | Lodging DI Elect | 2016 |  | Reach In Case Lighting - LED - Med - from 4ft T8 | 11 |  | 152 |  | Comm Lighting | 0 | 0 |  | 0 | 0 |  | 11 | 0 | 0 | 0 | 0 |  | 0 |  |  | 0 | 0 |  |  | 0.68269 | 0 | 0.68269 | 0 | 0 | 0 | 0 | 0 | 0
|  | Lodging DI Elect | 2016 |  | Reach In Case Lighting - LED - Med - from 5ft T12 | 11 |  | 278 |  | Comm Lighting | 0 | 0 |  | 0 | 0 |  | 11 | 0 | 0 | 0 | 0 |  | 0 |  |  | 0 | 0 |  |  | 0.68269 | 0 | 0.68269 | 0 | 0 | 0 | 0 | 0 | 0
|  | Lodging DI Elect | 2016 |  | Reach In Case Lighting - LED - Med - from 5ft T8 | 11 |  | 190 |  | Comm Lighting | 0 | 0 |  | 0 | 0 |  | 11 | 0 | 0 | 0 | 0 |  | 0 |  |  | 0 | 0 |  |  | 0.68269 | 0 | 0.68269 | 0 | 0 | 0 | 0 | 0 | 0
|  | Lodging DI Elect | 2016 |  | Reach In Case Lighting - LED - Med - from 6ft T12 | 11 |  | 333 |  | Comm Lighting | 0 | 0 |  | 0 | 0 |  | 11 | 0 | 0 | 0 | 0 |  | 0 |  |  | 0 | 0 |  |  | 0.68269 | 0 | 0.68269 | 0 | 0 | 0 | 0 | 0 | 0
|  | Lodging DI Elect | 2016 |  | Reach In Case Lighting - LED - Med - from 6ft T8 | 11 |  | 228 |  | Comm Lighting | 0 | 0 |  | 0 | 0 |  | 11 | 0 | 0 | 0 | 0 |  | 0 |  |  | 0 | 0 |  |  | 0.68269 | 0 | 0.68269 | 0 | 0 | 0 | 0 | 0 | 0
|  | Lodging DI Elect | 2016 |  | Sealing - Auto Closer - Reach In Glass Doors - Low Temp - NG - EIE | 8 |  | 336 |  | Comm Refrigeration | 0 | 0 |  | 0 | 0 |  | 8 | 0 | 0 | 0 | 0 |  | 0 |  |  | 0 | 0 |  |  | 0.48427 | 0 | 0.48427 | 0 | 0 | 0 | 0 | 0 | 0
|  | Lodging DI Elect | 2016 |  | Sealing - Auto Closer - Reach In Glass Doors - Med Temp - E | 8 |  | 252 |  | Comm Refrigeration | 0 | 0 |  | 0 | 0 |  | 8 | 0 | 0 | 0 | 0 |  | 0 |  |  | 0 | 0 |  |  | 0.48427 | 0 | 0.48427 | 0 | 0 | 0 | 0 | 0 | 0
|  | Lodging DI Elect | 2016 |  | Sealing - Auto Closer - Reach In Glass Doors - Med Temp - NG - EIE | 8 |  | 250 |  | Comm Refrigeration | 0 | 0 |  | 0 | 0 |  | 8 | 0 | 0 | 0 | 0 |  | 0 |  |  | 0 | 0 |  |  | 0.48427 | 0 | 0.48427 | 0 | 0 | 0 | 0 | 0 | 0
|  | Lodging DI Elect | 2016 |  | Sealing - Auto Closer - Walk In Doors - Low Temp - E | 8 |  | 2836 |  | Comm Refrigeration | 0 | 0 |  | 0 | 0 |  | 8 | 0 | 0 | 0 | 0 |  | 0 |  |  | 0 | 0 |  |  | 0.48427 | 0 | 0.48427 | 0 | 0 | 0 | 0 | 0 | 0
|  | Lodging DI Elect | 2016 |  | Sealing - Auto Closer - Walk In Doors - Low Temp - NG - EIE | 8 |  | 2809 |  | Comm Refrigeration | 0 | 0 |  | 0 | 0 |  | 8 | 0 | 0 | 0 | 0 |  | 0 |  |  | 0 | 0 |  |  | 0.48427 | 0 | 0.48427 | 0 | 0 | 0 | 0 | 0 | 0
|  | Lodging DI Elect | 2016 |  | Sealing - Auto Closer - Walk In Doors - Med Temp - E | 8 |  | 223 |  | Comm Refrigeration | 0 | 0 |  | 0 | 0 |  | 8 | 0 | 0 | 0 | 0 |  | 0 |  |  | 0 | 0 |  |  | 0.48427 | 0 | 0.48427 | 0 | 0 | 0 | 0 | 0 | 0
|  | Lodging DI Elect | 2016 |  | Sealing - Auto Closer - Walk In Doors - Med Temp - NG - EIE | 8 |  | 221 |  | Comm Refrigeration | 0 | 0 |  | 0 | 0 |  | 8 | 0 | 0 | 0 | 0 |  | 0 |  |  | 0 | 0 |  |  | 0.48427 | 0 | 0.48427 | 0 | 0 | 0 | 0 | 0 | 0
|  | Lodging DI Elect | 2016 |  | Sealing - Gasket - Reach In Glass Door - Low Temp - E | 4 |  | 243 |  | Comm Refrigeration | 0 | 0 |  | 0 | 0 |  | 4 | 0 | 0 | 0 | 0 |  | 0 |  |  | 0 | 0 |  |  | 0.26417 | 0 | 0.26417 | 0 | 0 | 0 | 0 | 0 | 0
|  | Lodging DI Elect | 2016 |  | Sealing - Gasket - Reach In Glass Door - Med Temp - E | 4 |  | 248 |  | Comm Refrigeration | 0 | 0 |  | 0 | 0 |  | 4 | 0 | 0 | 0 | 0 |  | 0 |  |  | 0 | 0 |  |  | 0.26417 | 0 | 0.26417 | 0 | 0 | 0 | 0 | 0 | 0
|  | Lodging DI Elect | 2016 |  | Sealing - Gasket - Walk In Cooler Door- Main - E | 4 |  | 204 |  | Comm Refrigeration | 0 | 0 |  | 0 | 0 |  | 4 | 0 | 0 | 0 | 0 |  | 0 |  |  | 0 | 0 |  |  | 0.26417 | 0 | 0.26417 | 0 | 0 | 0 | 0 | 0 | 0
|  | Lodging DI Elect | 2016 |  | Sealing - Gasket - Walk In Freezer Door - Main - E | 4 |  | 347 |  | Comm Refrigeration | 0 | 0 |  | 0 | 0 |  | 4 | 0 | 0 | 0 | 0 |  | 0 |  |  | 0 | 0 |  |  | 0.26417 | 0 | 0.26417 | 0 | 0 | 0 | 0 | 0 | 0
|  | Lodging DI Elect | 2016 |  | Sealing - Night Cover - Produce - High Temp - 30F to 55F - E | 5 |  | 86.4 |  | Comm Refrigeration | 0 | 0 |  | 0 | 0 |  | 5 | 0 | 0 | 0 | 0 |  | 0 |  |  | 0 | 0 |  |  | 0.32243 | 0 | 0.32243 | 0 | 0 | 0 | 0 | 0 | 0
|  | Lodging DI Elect | 2016 |  | Sealing - Night Cover - Produce - High Temp - 30F to 55F - HP | 5 |  | 48.7 |  | Comm Refrigeration | 0 | 0 |  | 0 | 0 |  | 5 | 0 | 0 | 0 | 0 |  | 0 |  |  | 0 | 0 |  |  | 0.32243 | 0 | 0.32243 | 0 | 0 | 0 | 0 | 0 | 0
|  | Lodging DI Elect | 2016 |  | Sealing - Night Cover - Produce - High Temp - 30F to 55F - NG | 5 |  | 21.9 |  | Comm Refrigeration | 0 | 0 |  | 0 | 0 |  | 5 | 0 | 0 | 0 | 0 |  | 0 |  |  | 0 | 0 |  |  | 0.32243 | 0 | 0.32243 | 0 | 0 | 0 | 0 | 0 | 0
|  | Lodging DI Elect | 2016 |  | Sealing - Night Cover - Produce - High Temp - 30F to 55F - Unknown | 5 |  | 21.9 |  | Comm Refrigeration | 0 | 0 |  | 0 | 0 |  | 5 | 0 | 0 | 0 | 0 |  | 0 |  |  | 0 | 0 |  |  | 0.32243 | 0 | 0.32243 | 0 | 0 | 0 | 0 | 0 | 0
|  | Lodging DI Elect | 2016 |  | Sealing - Night Cover - Produce - Low Temp - Neg 35F to 0F - E | 5 |  | 129.8 |  | Comm Refrigeration | 0 | 0 |  | 0 | 0 |  | 5 | 0 | 0 | 0 | 0 |  | 0 |  |  | 0 | 0 |  |  | 0.32243 | 0 | 0.32243 | 0 | 0 | 0 | 0 | 0 | 0
|  | Lodging DI Elect | 2016 |  | Sealing - Night Cover - Produce - Low Temp - Neg 35F to 0F - HP | 5 |  | 92.5 |  | Comm Refrigeration | 0 | 0 |  | 0 | 0 |  | 5 | 0 | 0 | 0 | 0 |  | 0 |  |  | 0 | 0 |  |  | 0.32243 | 0 | 0.32243 | 0 | 0 | 0 | 0 | 0 | 0
|  | Lodging DI Elect | 2016 |  | Sealing - Night Cover - Produce - Low Temp - Neg 35F to 0F - NG | 5 |  | 65.7 |  | Comm Refrigeration | 0 | 0 |  | 0 | 0 |  | 5 | 0 | 0 | 0 | 0 |  | 0 |  |  | 0 | 0 |  |  | 0.32243 | 0 | 0.32243 | 0 | 0 | 0 | 0 | 0 | 0
|  | Lodging DI Elect | 2016 |  | Sealing - Night Cover - Produce - Low Temp - Neg 35F to 0F - Unknown | 5 |  | 65.7 |  | Comm Refrigeration | 0 | 0 |  | 0 | 0 |  | 5 | 0 | 0 | 0 | 0 |  | 0 |  |  | 0 | 0 |  |  | 0.32243 | 0 | 0.32243 | 0 | 0 | 0 | 0 | 0 | 0
|  | Lodging DI Elect | 2016 |  | Sealing - Night Cover - Produce - Med Temp - 0F to 30F - E | 5 |  | 130.2 |  | Comm Refrigeration | 0 | 0 |  | 0 | 0 |  | 5 | 0 | 0 | 0 | 0 |  | 0 |  |  | 0 | 0 |  |  | 0.32243 | 0 | 0.32243 | 0 | 0 | 0 | 0 | 0 | 0
|  | Lodging DI Elect | 2016 |  | Sealing - Night Cover - Produce - Med Temp - 0F to 30F - HP | 5 |  | 79.6 |  | Comm Refrigeration | 0 | 0 |  | 0 | 0 |  | 5 | 0 | 0 | 0 | 0 |  | 0 |  |  | 0 | 0 |  |  | 0.32243 | 0 | 0.32243 | 0 | 0 | 0 | 0 | 0 | 0
|  | Lodging DI Elect | 2016 |  | Sealing - Night Cover - Produce - Med Temp - 0F to 30F - NG | 5 |  | 43.8 |  | Comm Refrigeration | 0 | 0 |  | 0 | 0 |  | 5 | 0 | 0 | 0 | 0 |  | 0 |  |  | 0 | 0 |  |  | 0.32243 | 0 | 0.32243 | 0 | 0 | 0 | 0 | 0 | 0
|  | Lodging DI Elect | 2016 |  | Sealing - Night Cover - Produce - Med Temp - 0F to 30F - Unknown | 5 |  | 43.8 |  | Comm Refrigeration | 0 | 0 |  | 0 | 0 |  | 5 | 0 | 0 | 0 | 0 |  | 0 |  |  | 0 | 0 |  |  | 0.32243 | 0 | 0.32243 | 0 | 0 | 0 | 0 | 0 | 0
|  | Lodging DI Elect | 2016 |  | Sealing - Strip Curtain - Cooler - Grocery | 2 |  | 123 |  | Comm Refrigeration | 0 | 0 |  | 0 | 0 |  | 2 | 0 | 0 | 0 | 0 |  | 0 |  |  | 0 | 0 |  |  | 0.13913 | 0 | 0.13913 | 0 | 0 | 0 | 0 | 0 | 0
|  | Lodging DI Elect | 2016 |  | Sealing - Strip Curtain - Freezer - Convenient Store | 2 |  | 31 |  | Comm Refrigeration | 0 | 0 |  | 0 | 0 |  | 2 | 0 | 0 | 0 | 0 |  | 0 |  |  | 0 | 0 |  |  | 0.13913 | 0 | 0.13913 | 0 | 0 | 0 | 0 | 0 | 0
|  | Lodging DI Elect | 2016 |  | Sealing - Strip Curtain - Freezer - Restaurant | 2 |  | 129 |  | Comm Refrigeration | 0 | 0 |  | 0 | 0 |  | 2 | 0 | 0 | 0 | 0 |  | 0 |  |  | 0 | 0 |  |  | 0.13913 | 0 | 0.13913 | 0 | 0 | 0 | 0 | 0 | 0
|  | Lodging DI Elect | 2016 |  | Showerhead - Any Comm - GWH - 1.5 gpm - EIE | 10 |  | 10 |  | Comm Water Heat | 0 | 0 |  | 0 | 0 |  | 10 | 0 | 0 | 0 | 0 |  | 0 |  |  | 0 | 0 |  |  | 0.59096 | 0 | 0.59096 | 0 | 0 | 0 | 0 | 0 | 0
|  | Lodging DI Elect | 2016 |  | Showerhead - DI - Any Comm - EWH - 1.5 gpm | 10 |  | 228 |  | Comm Water Heat | 41 | 9348 |  | 975.8 | 0 |  | 10 | 0.017045 | 0 | 23.8 | 228 |  | 975.8 |  |  | 0 | 0 |  |  | 0.59096 | 5524.3022 | 0.59096 | 0 | 5524.3022 | 0 | 5524.3022 | 5524.3022 | 6076.7324
|  | Lodging DI Elect | 2016 |  | Showerhead - DI - Fit Ctr - EWH - 1.5 gpm | 10 |  | 4288 |  | Comm Water Heat | 0 | 0 |  | 0 | 0 |  | 10 | 0 | 0 | 0 | 0 |  | 0 |  |  | 0 | 0 |  |  | 0.59096 | 0 | 0.59096 | 0 | 0 | 0 | 0 | 0 | 0
|  | Lodging DI Elect | 2016 |  | Showerhead - Fit Ctr - GWH - 1.5 gpm - EIE | 10 |  | 190 |  | Comm Water Heat | 0 | 0 |  | 0 | 0 |  | 10 | 0 | 0 | 0 | 0 |  | 0 |  |  | 0 | 0 |  |  | 0.59096 | 0 | 0.59096 | 0 | 0 | 0 | 0 | 0 | 0
|  | Lodging DI Elect | 2016 |  | Sprayhead - EWH - 0.65 gpm - from 1.6 | 4 |  | 890 |  | Comm Water Heat | 0 | 0 |  | 0 | 0 |  | 4 | 0 | 0 | 0 | 0 |  | 0 |  |  | 0 | 0 |  |  | 0.2693 | 0 | 0.2693 | 0 | 0 | 0 | 0 | 0 | 0
|  | Lodging DI Elect | 2016 |  | Sprayhead - EWH - 0.65 gpm - from 2.2 | 4 |  | 1393 |  | Comm Water Heat | 0 | 0 |  | 0 | 0 |  | 4 | 0 | 0 | 0 | 0 |  | 0 |  |  | 0 | 0 |  |  | 0.2693 | 0 | 0.2693 | 0 | 0 | 0 | 0 | 0 | 0
|  | Lodging DI Elect | 2016 |  | Sprayhead - EWH - 0.65 gpm - from 2.6 | 4 |  | 2295 |  | Comm Water Heat | 0 | 0 |  | 0 | 0 |  | 4 | 0 | 0 | 0 | 0 |  | 0 |  |  | 0 | 0 |  |  | 0.2693 | 0 | 0.2693 | 0 | 0 | 0 | 0 | 0 | 0
|  | Lodging DI Elect | 2016 |  | Sprayhead - EWH - 0.65 gpm - not PI | 4 |  | 1267 |  | Comm Water Heat | 0 | 0 |  | 0 | 0 |  | 4 | 0 | 0 | 0 | 0 |  | 0 |  |  | 0 | 0 |  |  | 0.2693 | 0 | 0.2693 | 0 | 0 | 0 | 0 | 0 | 0
|  | Lodging DI Elect | 2016 |  | Sprayhead - GWH - 0.65 gpm - from 1.6 - EIE | 4 |  | 49 |  | Comm Water Heat | 0 | 0 |  | 0 | 0 |  | 4 | 0 | 0 | 0 | 0 |  | 0 |  |  | 0 | 0 |  |  | 0.2693 | 0 | 0.2693 | 0 | 0 | 0 | 0 | 0 | 0
|  | Lodging DI Elect | 2016 |  | Sprayhead - GWH - 0.65 gpm - from 2.2 - EIE | 4 |  | 77 |  | Comm Water Heat | 0 | 0 |  | 0 | 0 |  | 4 | 0 | 0 | 0 | 0 |  | 0 |  |  | 0 | 0 |  |  | 0.2693 | 0 | 0.2693 | 0 | 0 | 0 | 0 | 0 | 0
|  | Lodging DI Elect | 2016 |  | Sprayhead - GWH - 0.65 gpm - from 2.6 - EIE | 4 |  | 127 |  | Comm Water Heat | 0 | 0 |  | 0 | 0 |  | 4 | 0 | 0 | 0 | 0 |  | 0 |  |  | 0 | 0 |  |  | 0.2693 | 0 | 0.2693 | 0 | 0 | 0 | 0 | 0 | 0
|  | Lodging DI Elect | 2016 |  | Sprayhead - GWH - 0.65 gpm - not PI - EIE | 4 |  | 70 |  | Comm Water Heat | 0 | 0 |  | 0 | 0 |  | 4 | 0 | 0 | 0 | 0 |  | 0 |  |  | 0 | 0 |  |  | 0.2693 | 0 | 0.2693 | 0 | 0 | 0 | 0 | 0 | 0
|  | Lodging DI Elect | 2016 |  | Thermostat - Programmable | 10 |  | 473 |  | Comm Space Heat | 0 | 0 |  | 0 | 0 |  | 10 | 0 | 0 | 0 | 0 |  | 0 |  |  | 0 | 0 |  |  | 1.437 | 0 | 1.437 | 0 | 0 | 0 | 0 | 0 | 0
[12 empty] | 5484210.3 | 675635.9 | 865760.64 |  |  |  | 8.4613 |  |  |  | 511879.97 | 381828.64 | 1187515.87 | 1377640.61 | 190730.4214 | 0 | 1101898.3669 | 1278315.496 | [7 empty] | 2951909.217 | 3437830.5601 | 2.6789 | 2.6893
[18 empty] | EES Tracking |  | Year | DBtC | OH | Total Budget
[20 empty] | 2016 | 194021.56 | 159631.02 | 353652.58
[20 empty] | 2017 | 481614.34 | 352248.95 | 833863.29
[20 empty] | Total | 675635.9 | 511879.97 | 1187515.87
[21 empty] | Budget | Savings
[18 empty] | Exhibit 1 |  |  | 1187515.87 | 5484.211

## E262 AGDI Elect
Rtn to Summary | [27 empty] | Final Costs |  |  |  | Math Check Only - Columns can be deleted or hidden |  |  |  |  | Final Benefits
| paste | paste |  | paste | paste | paste | paste | paste | paste | paste | paste | paste | paste total DBtC | paste | paste | paste | Formula: G + H | formula | formula: N/L | formula: O/L | formula: M/L | Total only derived from Actual Spending | formula: O-N | Formula total only W+N | Formula total only W+O | Formula | Formula | Formula Total Only | Formula Total Only | Formula | Formula | Formula | Formula | Formula | Formula | Formula | Formula | Formula | Formula Total Only: AL/AC | Formula Total Only: AM/AD
| Sch. No. | Program | Year | Measure ID - Version | Measure Name | Measure Life Period 1 | Measure Life Period 2 | Unit Savings period 1 | Unit Savings Period 2 | End Use | Measure Quantity | kWh Savings - Total | kWh Incentive - Total | kWh Measure Cost - Total | Year 1 NEBs | Unit Annual O&M | Total Measure Life | Weighted Life | Incentives Per Unit | Incremental Measure Cost per Unit | Savings per unit | Program Overhead | Total Customer Cost | Total Utility Program Costs | Total Resource Cost | PV Total Non-Energy Benefits | PV Total Net Euipment O&M | PV Total Utility Program Costs | PV Total Resource Costs | Unit PV First period Savings for 1 kWh | Total First Period Savings | Unit PV Savings for Second Period for 1 kWh | Total Second period Savings | Unadjusted Total | Decrement | Final UC Total Savings | PV Total Savings UC | PV Total Savings TRC | UC B/C Ratio | TRC B/C Ratio
| E262 | Agriculture Direct Install | 2017 | 10959 - 2 | SBDI: Fixture - LED - Recessed Can - Exterior | 12 |  | 138 |  | Comm Lighting | 10 | 1380 | 700 | 1066.8 | 0 |  | 12 | 0.027104 | 70 | 106.68 | 138 |  | 366.8 |  |  | 0 | 0 |  |  | 0.73138 | 1009.3057 | 0.73138 | 0 | 1009.3057 | 0 | 1009.3057 | 1009.3057 | 1110.2362
| E262 | Agriculture Direct Install | 2017 | 10962 - 2 | SBDI: Fixture - LED - Recessed Can - Other | 12 |  | 77 |  | Comm Lighting | 39 | 3003 | 2730 | 4160.52 | 0 |  | 12 | 0.05898 | 70 | 106.68 | 77 |  | 1430.52 |  |  | 0 | 0 |  |  | 0.73138 | 2196.3369 | 0.73138 | 0 | 2196.3369 | 0 | 2196.3369 | 2196.3369 | 2415.9705
| E262 | Agriculture Direct Install | 2017 | 10977 - 2 | SBDI: Fixture - T8 - 4 ft - 4x - from 8 ft T12 HO F96 2x | 12 |  | 376 |  | Comm Lighting | 106 | 39856 | 7928 | 7927.74 | 0 |  | 12 | 0.78279 | 74.7925 | 74.79 | 376 |  | -0.26 |  |  | 0 | 0 |  |  | 0.73138 | 29149.9174 | 0.73138 | 0 | 29149.9174 | 0 | 29149.9174 | 29149.9174 | 32064.9091
| E262 | Agriculture Direct Install | 2017 | 10981 - 3 | SBDI: Fixture - T8 - DLR - 4 ft - 2x - from 8 ft T12 delamp 2x | 12 |  | 297 |  | Comm Lighting | 1 | 297 | 62 | 62.01 | 0 |  | 12 | 0.0058332 | 62 | 62.01 | 297 |  | 0.01 |  |  | 0 | 0 |  |  | 0.73138 | 217.2201 | 0.73138 | 0 | 217.2201 | 0 | 217.2201 | 217.2201 | 238.9421
| E262 | Agriculture Direct Install | 2017 | 10988 - 1 | SBDI: Fixture - T8 Retro Kit - 4 ft - 2x - from 4 ft T12 2x | 12 |  | 86 |  | Comm Lighting | 144 | 12384 | 5664 | 5663.52 |  |  | 12 | 0.24323 | 39.3333 | 39.33 | 86 |  | -0.48 |  |  | 0 | 0 |  |  | 0.73138 | 9057.4211 | 0.73138 | 0 | 9057.4211 | 0 | 9057.4211 | 9057.4211 | 9963.1633
| E262 | Agriculture Direct Install | 2017 | 10997 - 2 | SBDI: Fixture - TLED - 4 ft - 4x - from 8 ft T12 F96 2x | 12 |  | 284 |  | Comm Lighting | 72 | 20448 | 6070 | 8670.96 | 0 |  | 12 | 0.40161 | 84.3056 | 120.43 | 284 |  | 2600.96 |  |  | 0 | 0 |  |  | 0.73138 | 14955.2768 | 0.73138 | 0 | 14955.2768 | 0 | 14955.2768 | 14955.2768 | 16450.8044
| E262 | Agriculture Direct Install | 2017 | 10998 - 2 | SBDI: Fixture - TLED - 4 ft - 4x - from 8 ft T12 HO F96 2x | 12 |  | 521 |  | Comm Lighting | 32 | 16672 | 1730 | 2470.72 | 0 |  | 12 | 0.32745 | 54.0625 | 77.21 | 521 |  | 740.72 |  |  | 0 | 0 |  |  | 0.73138 | 12193.5825 | 0.73138 | 0 | 12193.5825 | 0 | 12193.5825 | 12193.5825 | 13412.9407
| E262 | Agriculture Direct Install | 2017 | 11005 - 2 | SBDI: Fixture - TLED - DLR - 4 ft - 2x - from 4 ft T8 32w NLO 4x | 12 |  | 271 |  | Comm Lighting | 7 | 1897 | 482 | 688.73 | 0 |  | 12 | 0.037258 | 68.8571 | 98.39 | 271 |  | 206.73 |  |  | 0 | 0 |  |  | 0.73138 | 1387.4296 | 0.73138 | 0 | 1387.4296 | 0 | 1387.4296 | 1387.4296 | 1526.1725
| E262 | Agriculture Direct Install | 2017 | 11006 - 2 | SBDI: Fixture - TLED - DLR - 4 ft - 2x - from 8 ft T12 F96 2x | 12 |  | 370 |  | Comm Lighting | 16 | 5920 | 1055 | 1507.04 | 0 |  | 12 | 0.11627 | 65.9375 | 94.19 | 370 |  | 452.04 |  |  | 0 | 0 |  |  | 0.73138 | 4329.775 | 0.73138 | 0 | 4329.775 | 0 | 4329.775 | 4329.775 | 4762.7525
| E262 | Agriculture Direct Install | 2017 | 11008 - 2 | SBDI: Fixture - TLED - DLR - 4 ft - 3x - from 4 ft T12 HO 4x | 12 |  | 822 |  | Comm Lighting | 16 | 13152 | 600 | 1200.32 | 0 |  | 12 | 0.25831 | 37.5 | 75.02 | 822 |  | 600.32 |  |  | 0 | 0 |  |  | 0.73138 | 9619.1217 | 0.73138 | 0 | 9619.1217 | 0 | 9619.1217 | 9619.1217 | 10581.0338
| E262 | Agriculture Direct Install | 2017 | 11010 - 2 | SBDI: Fixture - TLED - DLR - 4 ft - 3x - from 4 ft T8 32w LLO 4x | 12 |  | 188 |  | Comm Lighting | 2 | 376 | 103 | 147.44 | 0 |  | 12 | 0.0073848 | 51.5 | 73.72 | 188 |  | 44.44 |  |  | 0 | 0 |  |  | 0.73138 | 274.9992 | 0.73138 | 0 | 274.9992 | 0 | 274.9992 | 274.9992 | 302.4991
| E262 | Agriculture Direct Install | 2017 | 11012 - 1 | SBDI: Lamp - LED - 35w - from 175w HID | 12 |  | 735 |  | Comm Lighting | 109 | 80115 | 16696 | 23851.38 |  |  | 12 | 1.5735 | 153.1743 | 218.82 | 735 |  | 7155.38 |  |  | 0 | 0 |  |  | 0.73138 | 58594.5813 | 0.73138 | 0 | 58594.5813 | 0 | 58594.5813 | 58594.5813 | 64454.0394
| E262 | Agriculture Direct Install | 2017 | 11013 - 1 | SBDI: Lamp - LED - 35w - from 250w HID | 12 |  | 1075 |  | Comm Lighting | 25 | 26875 | 3829 | 5470.5 |  |  | 12 | 0.52784 | 153.16 | 218.82 | 1075 |  | 1641.5 |  |  | 0 | 0 |  |  | 0.73138 | 19655.8619 | 0.73138 | 0 | 19655.8619 | 0 | 19655.8619 | 19655.8619 | 21621.448
| E262 | Agriculture Direct Install | 2017 | 11014 - 1 | SBDI: Lamp - LED - 60w - from 250w HID | 12 |  | 970 |  | Comm Lighting | 14 | 13580 | 2717 | 4180.68 |  |  | 12 | 0.26672 | 194.0714 | 298.62 | 970 |  | 1463.68 |  |  | 0 | 0 |  |  | 0.73138 | 9932.1527 | 0.73138 | 0 | 9932.1527 | 0 | 9932.1527 | 9932.1527 | 10925.368
| E262 | Agriculture Direct Install | 2017 | 11021 - 2 | SBDI: Lamp - LED - Decorative - Other | 3 |  | 44 |  | Comm Lighting | 3 | 132 | 32 | 32.46 | 0 |  | 3 | 0.00064814 | 10.6667 | 10.82 | 44 |  | 0.46 |  |  | 0 | 0 |  |  | 0.22248 | 29.3673 | 0.22248 | 0 | 29.3673 | 0 | 29.3673 | 29.3673 | 32.304
| E262 | Agriculture Direct Install | 2017 | 11026 - 2 | SBDI: Lamp - LED - Decorative - Warehouse | 3 |  | 46 |  | Comm Lighting | 24 | 1104 | 260 | 259.68 | 0 |  | 3 | 0.0054208 | 10.8333 | 10.82 | 46 |  | -0.32 |  |  | 0 | 0 |  |  | 0.22248 | 245.6171 | 0.22248 | 0 | 245.6171 | 0 | 245.6171 | 245.6171 | 270.1788
| E262 | Agriculture Direct Install | 2017 | 11029 - 2 | SBDI: Lamp - LED - Globe - 5w - Grocery | 5 |  | 73 |  | Comm Lighting | 9 | 657 | 134 | 134.01 | 0 |  | 5 | 0.0053766 | 14.8889 | 14.89 | 73 |  | 0.01 |  |  | 0 | 0 |  |  | 0.35238 | 231.5164 | 0.35238 | 0 | 231.5164 | 0 | 231.5164 | 231.5164 | 254.6681
| E262 | Agriculture Direct Install | 2017 | 11031 - 2 | SBDI: Lamp - LED - Globe - 5w - Other | 5 |  | 31 |  | Comm Lighting | 4 | 124 | 60 | 59.56 | 0 |  | 5 | 0.0010148 | 15 | 14.89 | 31 |  | -0.44 |  |  | 0 | 0 |  |  | 0.35238 | 43.6956 | 0.35238 | 0 | 43.6956 | 0 | 43.6956 | 43.6956 | 48.0652
| E262 | Agriculture Direct Install | 2017 | 11034 - 3 | SBDI: Lamp - LED - Globe - 5w - Retail | 5 |  | 46 |  | Comm Lighting | 10 | 460 | 149 | 148.9 | 0 |  | 5 | 0.0037644 | 14.9 | 14.89 | 46 |  | -0.1 |  |  | 0 | 0 |  |  | 0.35238 | 162.0968 | 0.35238 | 0 | 162.0968 | 0 | 162.0968 | 162.0968 | 178.3064
| E262 | Agriculture Direct Install | 2017 | 11036 - 2 | SBDI: Lamp - LED - Globe - 5w - Warehouse | 5 |  | 33 |  | Comm Lighting | 11 | 363 | 164 | 163.79 | 0 |  | 5 | 0.0029706 | 14.9091 | 14.89 | 33 |  | -0.21 |  |  | 0 | 0 |  |  | 0.35238 | 127.9155 | 0.35238 | 0 | 127.9155 | 0 | 127.9155 | 127.9155 | 140.707
| E262 | Agriculture Direct Install | 2017 | 11037 - 1 | SBDI: Lamp - LED - High Output - from 320w HID | 12 |  | 928 |  | Comm Lighting | 3 | 2784 | 989 | 1251.21 |  |  | 12 | 0.054679 | 329.6667 | 417.07 | 928 |  | 262.21 |  |  | 0 | 0 |  |  | 0.73138 | 2036.1644 | 0.73138 | 0 | 2036.1644 | 0 | 2036.1644 | 2036.1644 | 2239.7809
| E262 | Agriculture Direct Install | 2017 | 11038 - 1 | SBDI: Lamp - LED - High Output - from 400w HID | 12 |  | 1306 |  | Comm Lighting | 144 | 188064 | 47484 | 60058.08 |  |  | 12 | 3.6937 | 329.75 | 417.07 | 1306 |  | 12574.08 |  |  | 0 | 0 |  |  | 0.73138 | 137546.4187 | 0.73138 | 0 | 137546.4187 | 0 | 137546.4187 | 137546.4187 | 151301.0606
| E262 | Agriculture Direct Install | 2017 | 11039 - 1 | SBDI: Lamp - LED - Low to Med Output - from 320w HID | 12 |  | 1298 |  | Comm Lighting | 2 | 2596 | 660 | 834.14 |  |  | 12 | 0.050987 | 330 | 417.07 | 1298 |  | 174.14 |  |  | 0 | 0 |  |  | 0.73138 | 1898.6648 | 0.73138 | 0 | 1898.6648 | 0 | 1898.6648 | 1898.6648 | 2088.5313
| E262 | Agriculture Direct Install | 2017 | 11040 - 1 | SBDI: Lamp - LED - Low to Med Output - from 400w HID | 12 |  | 1676 |  | Comm Lighting | 3 | 5028 | 989 | 1251.21 |  |  | 12 | 0.098753 | 329.6667 | 417.07 | 1676 |  | 262.21 |  |  | 0 | 0 |  |  | 0.73138 | 3677.3832 | 0.73138 | 0 | 3677.3832 | 0 | 3677.3832 | 3677.3832 | 4045.1215
| E262 | Agriculture Direct Install | 2017 | 11045 - 2 | SBDI: Lamp - LED - MR 16 - Other | 5 |  | 58 |  | Comm Lighting | 9 | 522 | 171 | 171 | 0 |  | 5 | 0.0042718 | 19 | 19 | 58 |  | 0 |  |  | 0 | 0 |  |  | 0.35238 | 183.9446 | 0.35238 | 0 | 183.9446 | 0 | 183.9446 | 183.9446 | 202.339
| E262 | Agriculture Direct Install | 2017 | 11050 - 2 | SBDI: Lamp - LED - MR 16 - Warehouse | 5 |  | 61 |  | Comm Lighting | 18 | 1098 | 342 | 342 | 0 |  | 5 | 0.0089855 | 19 | 19 | 61 |  | 0 |  |  | 0 | 0 |  |  | 0.35238 | 386.9179 | 0.35238 | 0 | 386.9179 | 0 | 386.9179 | 386.9179 | 425.6097
| E262 | Agriculture Direct Install | 2017 | 11052 - 2 | SBDI: Lamp - LED - Omni - 11w - Exterior | 5 |  | 123 |  | Comm Lighting | 104 | 12792 | 1433 | 1433.12 | 0 |  | 5 | 0.10468 | 13.7788 | 13.78 | 123 |  | 0.12 |  |  | 0 | 0 |  |  | 0.35238 | 4507.6992 | 0.35238 | 0 | 4507.6992 | 0 | 4507.6992 | 4507.6992 | 4958.4692
| E262 | Agriculture Direct Install | 2017 | 11054 - 3 | SBDI: Lamp - LED - Omni - 11w - Office | 5 |  | 91 |  | Comm Lighting | 28 | 2548 | 386 | 385.84 | 0 |  | 5 | 0.020852 | 13.7857 | 13.78 | 91 |  | -0.16 |  |  | 0 | 0 |  |  | 0.35238 | 897.8751 | 0.35238 | 0 | 897.8751 | 0 | 897.8751 | 897.8751 | 987.6626
| E262 | Agriculture Direct Install | 2017 | 11055 - 2 | SBDI: Lamp - LED - Omni - 11w - Other | 5 |  | 68 |  | Comm Lighting | 53 | 3604 | 730 | 730.34 | 0 |  | 5 | 0.029494 | 13.7736 | 13.78 | 68 |  | 0.34 |  |  | 0 | 0 |  |  | 0.35238 | 1269.9928 | 0.35238 | 0 | 1269.9928 | 0 | 1269.9928 | 1269.9928 | 1396.9921
| E262 | Agriculture Direct Install | 2017 | 11058 - 3 | SBDI: Lamp - LED - Omni - 11w - Retail | 5 |  | 100 |  | Comm Lighting | 47 | 4700 | 648 | 647.66 | 0 |  | 5 | 0.038463 | 13.7872 | 13.78 | 100 |  | -0.34 |  |  | 0 | 0 |  |  | 0.35238 | 1656.2059 | 0.35238 | 0 | 1656.2059 | 0 | 1656.2059 | 1656.2059 | 1821.8265
| E262 | Agriculture Direct Install | 2017 | 11060 - 2 | SBDI: Lamp - LED - Omni - 11w - Warehouse | 5 |  | 72 |  | Comm Lighting | 78 | 5616 | 1075 | 1074.84 | 0 |  | 5 | 0.045959 | 13.7821 | 13.78 | 72 |  | -0.16 |  |  | 0 | 0 |  |  | 0.35238 | 1978.9899 | 0.35238 | 0 | 1978.9899 | 0 | 1978.9899 | 1978.9899 | 2176.8889
| E262 | Agriculture Direct Install | 2017 | 11062 - 2 | SBDI: Lamp - LED - Omni - 7w - Exterior | 5 |  | 78 |  | Comm Lighting | 33 | 2574 | 455 | 454.74 | 0 |  | 5 | 0.021064 | 13.7879 | 13.78 | 78 |  | -0.26 |  |  | 0 | 0 |  |  | 0.35238 | 907.037 | 0.35238 | 0 | 907.037 | 0 | 907.037 | 907.037 | 997.7407
| E262 | Agriculture Direct Install | 2017 | 11063 - 2 | SBDI: Lamp - LED - Omni - 7w - Grocery | 5 |  | 101 |  | Comm Lighting | 8 | 808 | 110 | 110.24 | 0 |  | 5 | 0.0066123 | 13.75 | 13.78 | 101 |  | 0.24 |  |  | 0 | 0 |  |  | 0.35238 | 284.7265 | 0.35238 | 0 | 284.7265 | 0 | 284.7265 | 284.7265 | 313.1991
| E262 | Agriculture Direct Install | 2017 | 11065 - 2 | SBDI: Lamp - LED - Omni - 7w - Other | 5 |  | 43 |  | Comm Lighting | 23 | 989 | 317 | 316.94 | 0 |  | 5 | 0.0080935 | 13.7826 | 13.78 | 43 |  | -0.06 |  |  | 0 | 0 |  |  | 0.35238 | 348.508 | 0.35238 | 0 | 348.508 | 0 | 348.508 | 348.508 | 383.3588
| E262 | Agriculture Direct Install | 2017 | 11073 - 2 | SBDI: Lamp - LED - Par 20 - Grocery | 5 |  | 192 |  | Comm Lighting | 4 | 768 | 80 | 80.28 | 0 |  | 5 | 0.006285 | 20 | 20.07 | 192 |  | 0.28 |  |  | 0 | 0 |  |  | 0.35238 | 270.6311 | 0.35238 | 0 | 270.6311 | 0 | 270.6311 | 270.6311 | 297.6942
| E262 | Agriculture Direct Install | 2017 | 11075 - 2 | SBDI: Lamp - LED - Par 20 - Other | 5 |  | 82 |  | Comm Lighting | 4 | 328 | 80 | 80.28 | 0 |  | 5 | 0.0026842 | 20 | 20.07 | 82 |  | 0.28 |  |  | 0 | 0 |  |  | 0.35238 | 115.582 | 0.35238 | 0 | 115.582 | 0 | 115.582 | 115.582 | 127.1402
| E262 | Agriculture Direct Install | 2017 | 11082 - 2 | SBDI: Lamp - LED - Par 30 - Exterior | 5 |  | 126 |  | Comm Lighting | 63 | 7938 | 1412 | 1411.83 | 0 |  | 5 | 0.064961 | 22.4127 | 22.41 | 126 |  | -0.17 |  |  | 0 | 0 |  |  | 0.35238 | 2797.2261 | 0.35238 | 0 | 2797.2261 | 0 | 2797.2261 | 2797.2261 | 3076.9487
| E262 | Agriculture Direct Install | 2017 | 11084 - 2 | SBDI: Lamp - LED - Par 30 - Office | 5 |  | 93 |  | Comm Lighting | 6 | 558 | 134 | 134.46 | 0 |  | 5 | 0.0045664 | 22.3333 | 22.41 | 93 |  | 0.46 |  |  | 0 | 0 |  |  | 0.35238 | 196.6304 | 0.35238 | 0 | 196.6304 | 0 | 196.6304 | 196.6304 | 216.2934
| E262 | Agriculture Direct Install | 2017 | 11085 - 2 | SBDI: Lamp - LED - Par 30 - Other | 5 |  | 70 |  | Comm Lighting | 9 | 630 | 202 | 201.69 | 0 |  | 5 | 0.0051556 | 22.4444 | 22.41 | 70 |  | -0.31 |  |  | 0 | 0 |  |  | 0.35238 | 222.0021 | 0.35238 | 0 | 222.0021 | 0 | 222.0021 | 222.0021 | 244.2023
| E262 | Agriculture Direct Install | 2017 | 11088 - 2 | SBDI: Lamp - LED - Par 30 - Retail | 5 |  | 103 |  | Comm Lighting | 4 | 412 | 90 | 89.64 | 0 |  | 5 | 0.0033716 | 22.5 | 22.41 | 103 |  | -0.36 |  |  | 0 | 0 |  |  | 0.35238 | 145.1823 | 0.35238 | 0 | 145.1823 | 0 | 145.1823 | 145.1823 | 159.7005
| E262 | Agriculture Direct Install | 2017 | 11090 - 2 | SBDI: Lamp - LED - Par 30 - Warehouse | 5 |  | 74 |  | Comm Lighting | 4 | 296 | 90 | 89.64 | 0 |  | 5 | 0.0024223 | 22.5 | 22.41 | 74 |  | -0.36 |  |  | 0 | 0 |  |  | 0.35238 | 104.3057 | 0.35238 | 0 | 104.3057 | 0 | 104.3057 | 104.3057 | 114.7363
| E262 | Agriculture Direct Install | 2017 | 11092 - 2 | SBDI: Lamp - LED - Par 38 or 40 - Exterior | 5 |  | 170 |  | Comm Lighting | 27 | 4590 | 831 | 831.06 | 0 |  | 5 | 0.037562 | 30.7778 | 30.78 | 170 |  | 0.06 |  |  | 0 | 0 |  |  | 0.35238 | 1617.4437 | 0.35238 | 0 | 1617.4437 | 0 | 1617.4437 | 1617.4437 | 1779.188
| E262 | Agriculture Direct Install | 2017 | 11093 - 2 | SBDI: Lamp - LED - Par 38 or 40 - Grocery | 5 |  | 221 |  | Comm Lighting | 2 | 442 | 62 | 61.56 | 0 |  | 5 | 0.0036171 | 31 | 30.78 | 221 |  | -0.44 |  |  | 0 | 0 |  |  | 0.35238 | 155.7538 | 0.35238 | 0 | 155.7538 | 0 | 155.7538 | 155.7538 | 171.3292
| E262 | Agriculture Direct Install | 2017 | 11095 - 2 | SBDI: Lamp - LED - Par 38 or 40 - Other | 5 |  | 95 |  | Comm Lighting | 2 | 190 | 62 | 61.56 | 0 |  | 5 | 0.0015549 | 31 | 30.78 | 95 |  | -0.44 |  |  | 0 | 0 |  |  | 0.35238 | 66.953 | 0.35238 | 0 | 66.953 | 0 | 66.953 | 66.953 | 73.6483
| E262 | Agriculture Direct Install | 2017 | 11098 - 2 | SBDI: Lamp - LED - Par 38 or 40 - Retail | 5 |  | 139 |  | Comm Lighting | 33 | 4587 | 1016 | 1015.74 | 0 |  | 5 | 0.037538 | 30.7879 | 30.78 | 139 |  | -0.26 |  |  | 0 | 0 |  |  | 0.35238 | 1616.3865 | 0.35238 | 0 | 1616.3865 | 0 | 1616.3865 | 1616.3865 | 1778.0252
| E262 | Agriculture Direct Install | 2017 | 11101 - 1 | SBDI: Lamp - T8 - 4 ft - 3x - from 4 ft T12 3x | 12 |  | 129 |  | Comm Lighting | 2 | 258 | 88 | 88.5 |  |  | 12 | 0.0050673 | 44 | 44.25 | 129 |  | 0.5 |  |  | 0 | 0 |  |  | 0.73138 | 188.6963 | 0.73138 | 0 | 188.6963 | 0 | 188.6963 | 188.6963 | 207.5659
| E262 | Agriculture Direct Install | 2017 | 11102 - 1 | SBDI: Lamp - T8 - 4 ft - 4x - from 4 ft T12 4x | 12 |  | 172 |  | Comm Lighting | 5 | 860 | 264 | 264.1 |  |  | 12 | 0.016891 | 52.8 | 52.82 | 172 |  | 0.1 |  |  | 0 | 0 |  |  | 0.73138 | 628.9876 | 0.73138 | 0 | 628.9876 | 0 | 628.9876 | 628.9876 | 691.8863
| E262 | Agriculture Direct Install | 2017 | 11105 - 2 | SBDI: Lamp - T8 - HBF - 4 ft - 6x- from 400w HID | 12 |  | 884 |  | Comm Lighting | 35 | 30940 | 8376 | 8376.2 | 0 |  | 12 | 0.60768 | 239.3143 | 239.32 | 884 |  | 0.2 |  |  | 0 | 0 |  |  | 0.73138 | 22628.9252 | 0.73138 | 0 | 22628.9252 | 0 | 22628.9252 | 22628.9252 | 24891.8178
| E262 | Agriculture Direct Install | 2017 | 11114 - 2 | SBDI: Lamp - TLED - 4 ft - 2x - from 4 ft T12 2x | 12 |  | 158 |  | Comm Lighting | 8 | 1264 | 330 | 472.08 | 0 |  | 12 | 0.024826 | 41.25 | 59.01 | 158 |  | 142.08 |  |  | 0 | 0 |  |  | 0.73138 | 924.4655 | 0.73138 | 0 | 924.4655 | 0 | 924.4655 | 924.4655 | 1016.912
| E262 | Agriculture Direct Install | 2017 | 11115 - 2 | SBDI: Lamp - TLED - 4 ft - 2x - from 4 ft T12 HO 2x | 12 |  | 389 |  | Comm Lighting | 34 | 13226 | 1128 | 2255.9 | 0 |  | 12 | 0.25977 | 33.1765 | 66.35 | 389 |  | 1127.9 |  |  | 0 | 0 |  |  | 0.73138 | 9673.2439 | 0.73138 | 0 | 9673.2439 | 0 | 9673.2439 | 9673.2439 | 10640.5683
| E262 | Agriculture Direct Install | 2017 | 11118 - 2 | SBDI: Lamp - TLED - 4 ft - 2x - from 4 ft T8 32w HLO 2x | 12 |  | 152 |  | Comm Lighting | 130 | 19760 | 5568 | 7954.7 | 0 |  | 12 | 0.3881 | 42.8308 | 61.19 | 152 |  | 2386.7 |  |  | 0 | 0 |  |  | 0.73138 | 14452.0867 | 0.73138 | 0 | 14452.0867 | 0 | 14452.0867 | 14452.0867 | 15897.2954
| E262 | Agriculture Direct Install | 2017 | 11120 - 2 | SBDI: Lamp - TLED - 4 ft - 2x - from 4 ft T8 32w NLO 2x | 12 |  | 92 |  | Comm Lighting | 10 | 920 | 428 | 611.9 | 0 |  | 12 | 0.018069 | 42.8 | 61.19 | 92 |  | 183.9 |  |  | 0 | 0 |  |  | 0.73138 | 672.8704 | 0.73138 | 0 | 672.8704 | 0 | 672.8704 | 672.8704 | 740.1575
| E262 | Agriculture Direct Install | 2017 | 11128 - 2 | SBDI: Lamp - TLED - 4 ft - 4x - from 4 ft T12 4x | 12 |  | 317 |  | Comm Lighting | 1 | 317 | 65 | 93.31 | 0 |  | 12 | 0.006226 | 65 | 93.31 | 317 |  | 28.31 |  |  | 0 | 0 |  |  | 0.73138 | 231.8477 | 0.73138 | 0 | 231.8477 | 0 | 231.8477 | 231.8477 | 255.0325
| E262 | Agriculture Direct Install | 2017 | 11129 - 2 | SBDI: Lamp - TLED - 4 ft - 4x - from 4 ft T12 HO 4x | 12 |  | 779 |  | Comm Lighting | 1 | 779 | 45 | 89.32 | 0 |  | 12 | 0.0153 | 45 | 89.32 | 779 |  | 44.32 |  |  | 0 | 0 |  |  | 0.73138 | 569.7457 | 0.73138 | 0 | 569.7457 | 0 | 569.7457 | 569.7457 | 626.7203
| E262 | Agriculture Direct Install | 2017 | 11132 - 2 | SBDI: Lamp - TLED - 4 ft - 4x - from 4 ft T8 32w HLO 4x | 12 |  | 304 |  | Comm Lighting | 10 | 3040 | 609 | 893.2 | 0 |  | 12 | 0.059707 | 60.9 | 89.32 | 304 |  | 284.2 |  |  | 0 | 0 |  |  | 0.73138 | 2223.398 | 0.73138 | 0 | 2223.398 | 0 | 2223.398 | 2223.398 | 2445.7378
| E262 | Agriculture Direct Install | 2017 | 11134 - 2 | SBDI: Lamp - TLED - 4 ft - 4x - from 4 ft T8 32w NLO 4x | 12 |  | 185 |  | Comm Lighting | 62 | 11470 | 3778 | 5537.84 | 0 |  | 12 | 0.22528 | 60.9355 | 89.32 | 185 |  | 1759.84 |  |  | 0 | 0 |  |  | 0.73138 | 8388.939 | 0.73138 | 0 | 8388.939 | 0 | 8388.939 | 8388.939 | 9227.8329
| E262 | Agriculture Direct Install | 2017 | 11135 - 1 | SBDI: LED Exit Sign | 9 |  | 153.3 |  | Comm Flat | 6 | 919.8 | 360 | 360 |  |  | 9 | 0.013549 | 60 | 60 | 153.3 |  | 0 |  |  | 0 | 0 |  |  | 0.54153 | 498.0971 | 0.54153 | 0 | 498.0971 | 0 | 498.0971 | 498.0971 | 547.9068
| E262 | Agriculture Direct Install | 2017 | 11212 - 1 | SBDI: Showerhead - Any Comm - GWH - 1.5 gpm - EIE | 10 |  | 10 |  | Comm Water Heat | 6 | 60 | 0 | 0 |  |  | 10 | 0.00098203 | 0 | 0 | 10 |  | 0 |  |  | 0 | 0 |  |  | 0.59096 | 35.4577 | 0.59096 | 0 | 35.4577 | 0 | 35.4577 | 35.4577 | 39.0034
| E262 | Agriculture Direct Install | 2017 | 11226 - 1 | SBDI: Sprayhead - GWH - 0.65 gpm - from 2.2 - EIE | 4 |  | 77 |  | Comm Water Heat | 6 | 462 | 0 | 0 |  |  | 4 | 0.0030246 | 0 | 0 | 77 |  | 0 |  |  | 0 | 0 |  |  | 0.2693 | 124.4173 | 0.2693 | 0 | 124.4173 | 0 | 124.4173 | 124.4173 | 136.859
| E262 | Agriculture Direct Install | 2017 | 11315 - 3 | SBDI: Aerator - EWH - All Others | 10 |  | 151.6 |  | Comm Water Heat | 2 | 303.2 | 26 | 26.18 | 132.69 |  | 10 | 0.0049625 | 13 | 13.09 | 151.6 |  | 0.18 |  |  | 1799.3436 | 0 |  |  | 0.59096 | 179.1793 | 0.59096 | 0 | 179.1793 | 0 | 179.1793 | 179.1793 | 1996.4409
| E262 | Small Ag DI Elect | 2016 |  | Fixture - T8 Retro Kit - 4 ft - 2x - from 4 ft T12 2x | 12 |  | 86 |  | Comm Lighting | 5 | 430 |  | 196.65 | 0 |  | 12 | 0.0084454 | 0 | 39.33 | 86 |  | 196.65 |  |  | 0 | 0 |  |  | 0.73138 | 314.4938 | 0.73138 | 0 | 314.4938 | 0 | 314.4938 | 314.4938 | 345.9432
| E262 | Small Ag DI Elect | 2016 |  | 8' 2L T12 HO F96 to 4' 4L TLED 2016 | 12 |  | 524 |  | Comm Lighting | 43 | 22532 |  | 3320.03 | 0 |  | 12 | 0.44254 | 0 | 77.21 | 524 |  | 3320.03 |  |  | 0 | 0 |  |  | 0.73138 | 16479.4746 | 0.73138 | 0 | 16479.4746 | 0 | 16479.4746 | 16479.4746 | 18127.422
| E262 | Small Ag DI Elect | 2016 |  | Lamp - LED - 35w - from 175w HID | 12 |  | 735 |  | Comm Lighting | 1 | 735 |  | 218.82 | 0 |  | 12 | 0.014436 | 0 | 218.82 | 735 |  | 218.82 |  |  | 0 | 0 |  |  | 0.73138 | 537.565 | 0.73138 | 0 | 537.565 | 0 | 537.565 | 537.565 | 591.3215
| E262 | Small Ag DI Elect | 2016 |  | Decorative - Other | 3 |  | 44 |  | Comm Lighting | 13 | 572 |  | 359.97 | 0 |  | 3 | 0.0028086 | 0 | 27.69 | 44 |  | 359.97 |  |  | 0 | 0 |  |  | 0.22248 | 127.2581 | 0.22248 | 0 | 127.2581 | 0 | 127.2581 | 127.2581 | 139.9839
| E262 | Small Ag DI Elect | 2016 |  | Omni-Directional - 11W - Exterior | 5 |  | 123 |  | Comm Lighting | 11 | 1353 |  | 216.48 | 0 |  | 5 | 0.011072 | 0 | 19.68 | 123 |  | 216.48 |  |  | 0 | 0 |  |  | 0.35238 | 476.7759 | 0.35238 | 0 | 476.7759 | 0 | 476.7759 | 476.7759 | 524.4535
| E262 | Small Ag DI Elect | 2016 |  | Omni-Directional - 11W - Other | 5 |  | 68 |  | Comm Lighting | 12 | 816 |  | 236.16 | 0 |  | 5 | 0.0066778 | 0 | 19.68 | 68 |  | 236.16 |  |  | 0 | 0 |  |  | 0.35238 | 287.5455 | 0.35238 | 0 | 287.5455 | 0 | 287.5455 | 287.5455 | 316.3001
| E262 | Small Ag DI Elect | 2016 |  | Omni-Directional - 7W - Retail | 5 |  | 64 |  | Comm Lighting | 15 | 960 |  | 280.5 | 0 |  | 5 | 0.0078562 | 0 | 18.7 | 64 |  | 280.5 |  |  | 0 | 0 |  |  | 0.35238 | 338.2889 | 0.35238 | 0 | 338.2889 | 0 | 338.2889 | 338.2889 | 372.1178
| E262 | Small Ag DI Elect | 2016 |  | PAR 30 - Exterior | 5 |  | 126 |  | Comm Lighting | 13 | 1638 |  | 658.32 | 0 |  | 5 | 0.013405 | 0 | 50.64 | 126 |  | 658.32 |  |  | 0 | 0 |  |  | 0.35238 | 577.2054 | 0.35238 | 0 | 577.2054 | 0 | 577.2054 | 577.2054 | 634.9259
| E262 | Small Ag DI Elect | 2016 |  | PAR 30 - Other | 5 |  | 70 |  | Comm Lighting | 15 | 1050 |  | 759.6 | 0 |  | 5 | 0.0085927 | 0 | 50.64 | 70 |  | 759.6 |  |  | 0 | 0 |  |  | 0.35238 | 370.0035 | 0.35238 | 0 | 370.0035 | 0 | 370.0035 | 370.0035 | 407.0038
| E262 | Small Ag DI Elect | 2016 |  | PAR 38/40 - Exterior | 5 |  | 170 |  | Comm Lighting | 18 | 3060 |  | 942.3 | 0 |  | 5 | 0.025042 | 0 | 52.35 | 170 |  | 942.3 |  |  | 0 | 0 |  |  | 0.35238 | 1078.2958 | 0.35238 | 0 | 1078.2958 | 0 | 1078.2958 | 1078.2958 | 1186.1254
[12 empty] | 610982 | 139490.24 | 175197.92 |  |  |  | 11.2001 |  |  |  | 39912.97 | 43119.92 | 179403.21 | 215110.89 | 1799.3436 | 0 | 166468.5998 | 199601.828 | [7 empty] | 420309.0792 | 464139.3307 | 2.5249 | 2.3253
[18 empty] | EES Tracking |  | Year | DBtC | OH | Total Budget
[20 empty] | 2016 | 0 | 16414.8 | 16414.8
[20 empty] | 2017 | 139490.24 | 23498.17 | 162988.41
[20 empty] | Total | 139490.24 | 39912.97 | 179403.21
[21 empty] | Budget | Savings
[18 empty] | Exhibit 1 |  |  | 179402.21 | 610.982

## E262 SBDI Elect
Rtn to Summary | [27 empty] | Final Costs |  |  |  | Math Check Only - Columns can be deleted or hidden |  |  |  |  | Final Benefits
| paste | paste |  | paste | paste | paste | paste | paste | paste | paste | paste | paste | paste total DBtC | paste | paste | paste | Formula: G + H | formula | formula: N/L | formula: O/L | formula: M/L | Total only derived from Actual Spending | formula: O-N | Formula total only W+N | Formula total only W+O | Formula | Formula | Formula Total Only | Formula Total Only | Formula | Formula | Formula | Formula | Formula | Formula | Formula | Formula | Formula | Formula Total Only: AL/AC | Formula Total Only: AM/AD
| Sch. No. | Program | Year | Measure ID - Version | Measure Name | Measure Life Period 1 | Measure Life Period 2 | Unit Savings period 1 | Unit Savings Period 2 | End Use | Measure Quantity | kWh Savings - Total | kWh Incentive - Total | kWh Measure Cost - Total | Year 1 NEBs | Unit Annual O&M | Total Measure Life | Weighted Life | Incentives Per Unit | Incremental Measure Cost per Unit | Savings per unit | Program Overhead | Total Customer Cost | Total Utility Program Costs | Total Resource Cost | PV Total Non-Energy Benefits | PV Total Net Euipment O&M | PV Total Utility Program Costs | PV Total Resource Costs | Unit PV First period Savings for 1 kWh | Total First Period Savings | Unit PV Savings for Second Period for 1 kWh | Total Second period Savings | Unadjusted Total | Decrement | Final UC Total Savings | PV Total Savings UC | PV Total Savings TRC | UC B/C Ratio | TRC B/C Ratio
| E262 | Small Business Direct Install | 2017 | 10953 - 1 | SBDI: Controls - ASH - Compressor - Mid Temp | 8 |  | 230 |  | Comm Refrigeration | 78.5 | 18055 | 3328 | 3328.4 |  |  | 8 | 0.0085191 | 42.3949 | 42.4 | 230 |  | 0.4 |  |  | 0 | 0 |  |  | 0.48427 | 8743.4474 | 0.48427 | 0 | 8743.4474 | 0 | 8743.4474 | 8743.4474 | 9617.7922
| E262 | Small Business Direct Install | 2017 | 10954 - 1 | SBDI: ECM - Display Case | 15 |  | 685 |  | Comm Refrigeration | 11 | 7535 | 1466 | 2094.4 |  |  | 15 | 0.0066662 | 133.2727 | 190.4 | 685 |  | 628.4 |  |  | 0 | 0 |  |  | 0.7962 | 5999.3428 | 0.7962 | 0 | 5999.3428 | 0 | 5999.3428 | 5999.3428 | 6599.2771
| E262 | Small Business Direct Install | 2017 | 10955 - 1 | SBDI: ECM - Walk In - 23w | 15 |  | 1458 |  | Comm Refrigeration | 38 | 55404 | 8565 | 9864.8 |  |  | 15 | 0.049016 | 225.3947 | 259.6 | 1458 |  | 1299.8 |  |  | 0 | 0 |  |  | 0.7962 | 44112.4868 | 0.7962 | 0 | 44112.4868 | 0 | 44112.4868 | 44112.4868 | 48523.7355
| E262 | Small Business Direct Install | 2017 | 10956 - 1 | SBDI: ECM - Walk In - More than 23w | 15 |  | 592 |  | Comm Refrigeration | 33 | 19536 | 7438 | 8566.8 |  |  | 15 | 0.017283 | 225.3939 | 259.6 | 592 |  | 1128.8 |  |  | 0 | 0 |  |  | 0.7962 | 15554.5004 | 0.7962 | 0 | 15554.5004 | 0 | 15554.5004 | 15554.5004 | 17109.9505
| E262 | Small Business Direct Install | 2017 | 10957 - 1 | SBDI: Fixture - LED - Area - Photocell - 35w | 12 |  | 685 |  | Comm Lighting | 35 | 23975 | 5361 | 7658.7 |  |  | 12 | 0.016969 | 153.1714 | 218.82 | 685 |  | 2297.7 |  |  | 0 | 0 |  |  | 0.73138 | 17534.8572 | 0.73138 | 0 | 17534.8572 | 0 | 17534.8572 | 17534.8572 | 19288.3429
| E262 | Small Business Direct Install | 2017 | 10958 - 2 | SBDI: Fixture - LED - Recessed Can - Assembly Church | 12 |  | 62 |  | Comm Lighting | 479 | 29698 | 33530 | 51099.72 | 0 |  | 12 | 0.021019 | 70 | 106.68 | 62 |  | 17569.72 |  |  | 0 | 0 |  |  | 0.73138 | 21720.5502 | 0.73138 | 0 | 21720.5502 | 0 | 21720.5502 | 21720.5502 | 23892.6052
| E262 | Small Business Direct Install | 2017 | 10959 - 2 | SBDI: Fixture - LED - Recessed Can - Exterior | 12 |  | 138 |  | Comm Lighting | 175 | 24150 | 12250 | 18669 | 0 |  | 12 | 0.017092 | 70 | 106.68 | 138 |  | 6419 |  |  | 0 | 0 |  |  | 0.73138 | 17662.8489 | 0.73138 | 0 | 17662.8489 | 0 | 17662.8489 | 17662.8489 | 19429.1338
| E262 | Small Business Direct Install | 2017 | 10961 - 2 | SBDI: Fixture - LED - Recessed Can - Office | 12 |  | 103 |  | Comm Lighting | 317 | 32651 | 22190 | 33817.56 | 0 |  | 12 | 0.023109 | 70 | 106.68 | 103 |  | 11627.56 |  |  | 0 | 0 |  |  | 0.73138 | 23880.318 | 0.73138 | 0 | 23880.318 | 0 | 23880.318 | 23880.318 | 26268.3498
| E262 | Small Business Direct Install | 2017 | 10962 - 2 | SBDI: Fixture - LED - Recessed Can - Other | 12 |  | 77 |  | Comm Lighting | 158 | 12166 | 11060 | 16855.44 | 0 |  | 12 | 0.0086106 | 70 | 106.68 | 77 |  | 5795.44 |  |  | 0 | 0 |  |  | 0.73138 | 8897.9801 | 0.73138 | 0 | 8897.9801 | 0 | 8897.9801 | 8897.9801 | 9787.7781
| E262 | Small Business Direct Install | 2017 | 10963 - 2 | SBDI: Fixture - LED - Recessed Can - Other Health | 12 |  | 151 |  | Comm Lighting | 61 | 9211 | 4270 | 6507.48 | 0 |  | 12 | 0.0065192 | 70 | 106.68 | 151 |  | 2237.48 |  |  | 0 | 0 |  |  | 0.73138 | 6736.7495 | 0.73138 | 0 | 6736.7495 | 0 | 6736.7495 | 6736.7495 | 7410.4245
| E262 | Small Business Direct Install | 2017 | 10964 - 2 | SBDI: Fixture - LED - Recessed Can - Restaurant | 12 |  | 123 |  | Comm Lighting | 146 | 17958 | 10220 | 15575.28 | 0 |  | 12 | 0.01271 | 70 | 106.68 | 123 |  | 5355.28 |  |  | 0 | 0 |  |  | 0.73138 | 13134.1383 | 0.73138 | 0 | 13134.1383 | 0 | 13134.1383 | 13134.1383 | 14447.5521
| E262 | Small Business Direct Install | 2017 | 10969 - 1 | SBDI: Fixture - LED - Wall Pack - Photocell - Less than 19w | 12 |  | 181 |  | Comm Lighting | 20 | 3620 | 1415 | 3536.4 |  |  | 12 | 0.0025621 | 70.75 | 176.82 | 181 |  | 2121.4 |  |  | 0 | 0 |  |  | 0.73138 | 2647.5989 | 0.73138 | 0 | 2647.5989 | 0 | 2647.5989 | 2647.5989 | 2912.3588
| E262 | Small Business Direct Install | 2017 | 10970 - 1 | SBDI: Fixture - LED - Wall Pack - Photocell - Less than 30w | 12 |  | 601 |  | Comm Lighting | 15 | 9015 | 2298 | 3282.3 |  |  | 12 | 0.0063804 | 153.2 | 218.82 | 601 |  | 984.3 |  |  | 0 | 0 |  |  | 0.73138 | 6593.3989 | 0.73138 | 0 | 6593.3989 | 0 | 6593.3989 | 6593.3989 | 7252.7388
| E262 | Small Business Direct Install | 2017 | 10973 - 2 | SBDI: Fixture - T8 - 25w - 2x - NBF - from 160w Multi Lamp | 12 |  | 356 |  | Comm Lighting | 9 | 3204 | 1349 | 1349.46 | 0 |  | 12 | 0.0022677 | 149.8889 | 149.94 | 356 |  | 0.46 |  |  | 0 | 0 |  |  | 0.73138 | 2343.3444 | 0.73138 | 0 | 2343.3444 | 0 | 2343.3444 | 2343.3444 | 2577.6789
| E262 | Small Business Direct Install | 2017 | 10975 - 1 | SBDI: Fixture - T8 - 4 ft - 2x - 28w - from 8 ft T8 F96 1x | 12 |  | 20 |  | Comm Lighting | 4 | 80 | 509 | 508.8 |  |  | 12 | 5.6621e-05 | 127.25 | 127.2 | 20 |  | -0.2 |  |  | 0 | 0 |  |  | 0.73138 | 58.5105 | 0.73138 | 0 | 58.5105 | 0 | 58.5105 | 58.5105 | 64.3615
| E262 | Small Business Direct Install | 2017 | 10976 - 2 | SBDI: Fixture - T8 - 4 ft - 2x - from 8 ft T12 HO F96 1x | 12 |  | 188 |  | Comm Lighting | 15 | 2820 | 1908 | 1908 | 0 |  | 12 | 0.0019959 | 127.2 | 127.2 | 188 |  | 0 |  |  | 0 | 0 |  |  | 0.73138 | 2062.4942 | 0.73138 | 0 | 2062.4942 | 0 | 2062.4942 | 2062.4942 | 2268.7436
| E262 | Small Business Direct Install | 2017 | 10977 - 1 | SBDI: Fixture - T8 - 4 ft - 4x - from 8 ft T12 HO F96 2x | 12 |  | 378 |  | Comm Lighting | 43 | 16254 | 3216 | 3215.97 |  |  | 12 | 0.011504 | 74.7907 | 74.79 | 378 |  | -0.03 |  |  | 0 | 0 |  |  | 0.73138 | 11887.8652 | 0.73138 | 0 | 11887.8652 | 0 | 11887.8652 | 11887.8652 | 13076.6518
| E262 | Small Business Direct Install | 2017 | 10977 - 2 | SBDI: Fixture - T8 - 4 ft - 4x - from 8 ft T12 HO F96 2x | 12 |  | 376 |  | Comm Lighting | 332 | 124832 | 24830 | 24830.28 | 0 |  | 12 | 0.088351 | 74.7892 | 74.79 | 376 |  | 0.28 |  |  | 0 | 0 |  |  | 0.73138 | 91299.7413 | 0.73138 | 0 | 91299.7413 | 0 | 91299.7413 | 91299.7413 | 100429.7154
| E262 | Small Business Direct Install | 2017 | 10978 - 1 | SBDI: Fixture - T8 - 4 ft - 4x - from 8 ft T12 F96 2x | 12 |  | 40 |  | Comm Lighting | 79 | 3160 | 5908 | 5908.41 |  |  | 12 | 0.0022365 | 74.7848 | 74.79 | 40 |  | 0.41 |  |  | 0 | 0 |  |  | 0.73138 | 2311.1637 | 0.73138 | 0 | 2311.1637 | 0 | 2311.1637 | 2311.1637 | 2542.28
| E262 | Small Business Direct Install | 2017 | 10979 - 3 | SBDI: Fixture - T8 - DLR - 4 ft - 2x - from 4 ft T12 3x | 12 |  | 208 |  | Comm Lighting | 2 | 416 | 123 | 123.12 | 0 |  | 12 | 0.00029443 | 61.5 | 61.56 | 208 |  | 0.12 |  |  | 0 | 0 |  |  | 0.73138 | 304.2545 | 0.73138 | 0 | 304.2545 | 0 | 304.2545 | 304.2545 | 334.6799
| E262 | Small Business Direct Install | 2017 | 10980 - 1 | SBDI: Fixture - T8 - DLR - 4 ft - 2x - from 4 ft T12 4x | 12 |  | 332 |  | Comm Lighting | 7 | 2324 | 434 | 434.07 |  |  | 12 | 0.0016448 | 62 | 62.01 | 332 |  | 0.07 |  |  | 0 | 0 |  |  | 0.73138 | 1699.7292 | 0.73138 | 0 | 1699.7292 | 0 | 1699.7292 | 1699.7292 | 1869.7021
| E262 | Small Business Direct Install | 2017 | 10980 - 3 | SBDI: Fixture - T8 - DLR - 4 ft - 2x - from 4 ft T12 4x | 12 |  | 330 |  | Comm Lighting | 87 | 28710 | 5395 | 5394.87 | 0 |  | 12 | 0.02032 | 62.0115 | 62.01 | 330 |  | -0.13 |  |  | 0 | 0 |  |  | 0.73138 | 20997.9458 | 0.73138 | 0 | 20997.9458 | 0 | 20997.9458 | 20997.9458 | 23097.7404
| E262 | Small Business Direct Install | 2017 | 10981 - 3 | SBDI: Fixture - T8 - DLR - 4 ft - 2x - from 8 ft T12 delamp 2x | 12 |  | 297 |  | Comm Lighting | 66 | 19602 | 4093 | 4092.66 | 0 |  | 12 | 0.013873 | 62.0152 | 62.01 | 297 |  | -0.34 |  |  | 0 | 0 |  |  | 0.73138 | 14336.5285 | 0.73138 | 0 | 14336.5285 | 0 | 14336.5285 | 14336.5285 | 15770.1814
| E262 | Small Business Direct Install | 2017 | 10982 - 2 | SBDI: Fixture - T8 - DLR - 4 ft - 3x - from 4 ft T12 4x | 12 |  | 251 |  | Comm Lighting | 31 | 7781 | 1505 | 1505.05 | 0 |  | 12 | 0.0055071 | 48.5484 | 48.55 | 251 |  | 0.05 |  |  | 0 | 0 |  |  | 0.73138 | 5690.8748 | 0.73138 | 0 | 5690.8748 | 0 | 5690.8748 | 5690.8748 | 6259.9623
| E262 | Small Business Direct Install | 2017 | 10984 - 1 | SBDI: Fixture - T8 Retro Kit - 2 ft - 1x - from 2 ft T12 1x | 12 |  | 33 |  | Comm Lighting | 40 | 1320 | 1526 | 1525.6 |  |  | 12 | 0.00093424 | 38.15 | 38.14 | 33 |  | -0.4 |  |  | 0 | 0 |  |  | 0.73138 | 965.4228 | 0.73138 | 0 | 965.4228 | 0 | 965.4228 | 965.4228 | 1061.9651
| E262 | Small Business Direct Install | 2017 | 10986 - 3 | SBDI: Fixture - T8 Retro Kit - 3 ft - 1x - from 3 ft T12 1x | 12 |  | 79 |  | Comm Lighting | 13 | 1027 | 496 | 495.82 | 0 |  | 12 | 0.00072687 | 38.1538 | 38.14 | 79 |  | -0.18 |  |  | 0 | 0 |  |  | 0.73138 | 751.1282 | 0.73138 | 0 | 751.1282 | 0 | 751.1282 | 751.1282 | 826.241
| E262 | Small Business Direct Install | 2017 | 10987 - 1 | SBDI: Fixture - T8 Retro Kit - 4 ft - 1x - from 4 ft T12 1x | 12 |  | 43 |  | Comm Lighting | 235 | 10105 | 8963 | 8962.9 |  |  | 12 | 0.0071519 | 38.1404 | 38.14 | 43 |  | -0.1 |  |  | 0 | 0 |  |  | 0.73138 | 7390.6041 | 0.73138 | 0 | 7390.6041 | 0 | 7390.6041 | 7390.6041 | 8129.6645
| E262 | Small Business Direct Install | 2017 | 10988 - 1 | SBDI: Fixture - T8 Retro Kit - 4 ft - 2x - from 4 ft T12 2x | 12 |  | 86 |  | Comm Lighting | 1600 | 137600 | 62928 | 62928 |  |  | 12 | 0.097388 | 39.33 | 39.33 | 86 |  | 0 |  |  | 0 | 0 |  |  | 0.73138 | 100638.0127 | 0.73138 | 0 | 100638.0127 | 0 | 100638.0127 | 100638.0127 | 110701.814
| E262 | Small Business Direct Install | 2017 | 10989 - 2 | SBDI: Fixture - T8 Retro Kit - 4 ft - 2x - from 4 ft T12 HO 2x | 12 |  | 317 |  | Comm Lighting | 82 | 25994 | 3225 | 3225.06 | 0 |  | 12 | 0.018397 | 39.3293 | 39.33 | 317 |  | 0.06 |  |  | 0 | 0 |  |  | 0.73138 | 19011.5153 | 0.73138 | 0 | 19011.5153 | 0 | 19011.5153 | 19011.5153 | 20912.6668
| E262 | Small Business Direct Install | 2017 | 10990 - 2 | SBDI: Fixture - T8 Retro Kit - 4 ft - 3x - from 4 ft T12 HO 3x | 12 |  | 475 |  | Comm Lighting | 28 | 13300 | 1239 | 1239 | 0 |  | 12 | 0.0094132 | 44.25 | 44.25 | 475 |  | 0 |  |  | 0 | 0 |  |  | 0.73138 | 9727.3661 | 0.73138 | 0 | 9727.3661 | 0 | 9727.3661 | 9727.3661 | 10700.1027
| E262 | Small Business Direct Install | 2017 | 10991 - 2 | SBDI: Fixture - T8 Retro Kit - DLR - 4 ft - 2x - from 4 ft T12 HO 3x | 12 |  | 554 |  | Comm Lighting | 8 | 4432 | 492 | 492.48 | 0 |  | 12 | 0.0031368 | 61.5 | 61.56 | 554 |  | 0.48 |  |  | 0 | 0 |  |  | 0.73138 | 3241.4802 | 0.73138 | 0 | 3241.4802 | 0 | 3241.4802 | 3241.4802 | 3565.6282
| E262 | Small Business Direct Install | 2017 | 10993 - 1 | SBDI: Fixture - TLED - DLR - 4 ft - 2x - from 4 ft T8 32w HLO 3x | 12 |  | 272 |  | Comm Lighting | 8 | 2176 | 487 | 696.4 |  |  | 12 | 0.0015401 | 60.875 | 87.05 | 272 |  | 209.4 |  |  | 0 | 0 |  |  | 0.73138 | 1591.4849 | 0.73138 | 0 | 1591.4849 | 0 | 1591.4849 | 1591.4849 | 1750.6333
| E262 | Small Business Direct Install | 2017 | 10993 - 2 | SBDI: Fixture - TLED - DLR - 4 ft - 2x - from 4 ft T8 32w HLO 3x | 12 |  | 271 |  | Comm Lighting | 93 | 25203 | 5666 | 8095.65 | 0 |  | 12 | 0.017838 | 60.9247 | 87.05 | 271 |  | 2429.65 |  |  | 0 | 0 |  |  | 0.73138 | 18432.993 | 0.73138 | 0 | 18432.993 | 0 | 18432.993 | 18432.993 | 20276.2923
| E262 | Small Business Direct Install | 2017 | 10994 - 2 | SBDI: Lamp - TLED - 4 ft - 3x - from 4 ft T8 32w HLO 3x | 12 |  | 228 |  | Comm Lighting | 1093 | 249204 | 56399 | 80575.96 | 0 |  | 12 | 0.17638 | 51.6002 | 73.72 | 228 |  | 24176.96 |  |  | 0 | 0 |  |  | 0.73138 | 182263.0473 | 0.73138 | 0 | 182263.0473 | 0 | 182263.0473 | 182263.0473 | 200489.3521
| E262 | Small Business Direct Install | 2017 | 10994 - 1 | SBDI: Lamp - TLED - 4 ft - 3x - from 4 ft T8 32w HLO 3x | 12 |  | 229 |  | Comm Lighting | 78 | 17862 | 4025 | 5750.16 |  |  | 12 | 0.012642 | 51.6026 | 73.72 | 229 |  | 1725.16 |  |  | 0 | 0 |  |  | 0.73138 | 13063.9257 | 0.73138 | 0 | 13063.9257 | 0 | 13063.9257 | 13063.9257 | 14370.3183
| E262 | Small Business Direct Install | 2017 | 10995 - 2 | SBDI: Fixture - TLED - 4 ft - 2x - from 8 ft T12 F96 1x | 12 |  | 142 |  | Comm Lighting | 78 | 11076 | 5062 | 7232.16 | 0 |  | 12 | 0.0078391 | 64.8974 | 92.72 | 142 |  | 2170.16 |  |  | 0 | 0 |  |  | 0.73138 | 8100.7749 | 0.73138 | 0 | 8100.7749 | 0 | 8100.7749 | 8100.7749 | 8910.8524
| E262 | Small Business Direct Install | 2017 | 10996 - 1 | SBDI: Fixture - TLED - 4 ft - 2x - from 8 ft T12 HO F96 1x | 12 |  | 262 |  | Comm Lighting | 18 | 4716 | 1179 | 1683.9 |  |  | 12 | 0.0033378 | 65.5 | 93.55 | 262 |  | 504.9 |  |  | 0 | 0 |  |  | 0.73138 | 3449.1924 | 0.73138 | 0 | 3449.1924 | 0 | 3449.1924 | 3449.1924 | 3794.1116
| E262 | Small Business Direct Install | 2017 | 10996 - 2 | SBDI: Fixture - TLED - 4 ft - 2x - from 8 ft T12 HO F96 1x | 12 |  | 261 |  | Comm Lighting | 182 | 47502 | 11917 | 17026.1 | 0 |  | 12 | 0.03362 | 65.478 | 93.55 | 261 |  | 5109.1 |  |  | 0 | 0 |  |  | 0.73138 | 34742.0558 | 0.73138 | 0 | 34742.0558 | 0 | 34742.0558 | 34742.0558 | 38216.2614
| E262 | Small Business Direct Install | 2017 | 10997 - 2 | SBDI: Fixture - TLED - 4 ft - 4x - from 8 ft T12 F96 2x | 12 |  | 284 |  | Comm Lighting | 202 | 57368 | 17029 | 24326.86 | 0 |  | 12 | 0.040603 | 84.302 | 120.43 | 284 |  | 7297.86 |  |  | 0 | 0 |  |  | 0.73138 | 41957.8598 | 0.73138 | 0 | 41957.8598 | 0 | 41957.8598 | 41957.8598 | 46153.6458
| E262 | Small Business Direct Install | 2017 | 10997 - 1 | SBDI: Fixture - TLED - 4 ft - 4x - from 8 ft T12 F96 2x | 12 |  | 285 |  | Comm Lighting | 2 | 570 | 169 | 240.86 |  |  | 12 | 0.00040342 | 84.5 | 120.43 | 285 |  | 71.86 |  |  | 0 | 0 |  |  | 0.73138 | 416.8871 | 0.73138 | 0 | 416.8871 | 0 | 416.8871 | 416.8871 | 458.5758
| E262 | Small Business Direct Install | 2017 | 10998 - 1 | SBDI: Fixture - TLED - 4 ft - 4x - from 8 ft T12 HO F96 2x | 12 |  | 524 |  | Comm Lighting | 12 | 6288 | 649 | 926.52 |  |  | 12 | 0.0044504 | 54.0833 | 77.21 | 524 |  | 277.52 |  |  | 0 | 0 |  |  | 0.73138 | 4598.9231 | 0.73138 | 0 | 4598.9231 | 0 | 4598.9231 | 4598.9231 | 5058.8155
| E262 | Small Business Direct Install | 2017 | 10998 - 2 | SBDI: Fixture - TLED - 4 ft - 4x - from 8 ft T12 HO F96 2x | 12 |  | 521 |  | Comm Lighting | 229 | 119309 | 12377 | 17681.09 | 0 |  | 12 | 0.084442 | 54.048 | 77.21 | 521 |  | 5304.09 |  |  | 0 | 0 |  |  | 0.73138 | 87260.3245 | 0.73138 | 0 | 87260.3245 | 0 | 87260.3245 | 87260.3245 | 95986.357
| E262 | Small Business Direct Install | 2017 | 10999 - 2 | SBDI: Fixture - TLED - DLR - 4 ft - 2x - from 4 ft T12 3x | 12 |  | 281 |  | Comm Lighting | 2 | 562 | 122 | 174.1 | 0 |  | 12 | 0.00039776 | 61 | 87.05 | 281 |  | 52.1 |  |  | 0 | 0 |  |  | 0.73138 | 411.0361 | 0.73138 | 0 | 411.0361 | 0 | 411.0361 | 411.0361 | 452.1397
| E262 | Small Business Direct Install | 2017 | 11000 - 2 | SBDI: Fixture - TLED - DLR - 4 ft - 2x - from 4 ft T12 4x | 12 |  | 403 |  | Comm Lighting | 111 | 44733 | 6795 | 9708.06 | 0 |  | 12 | 0.03166 | 61.2162 | 87.46 | 403 |  | 2913.06 |  |  | 0 | 0 |  |  | 0.73138 | 32716.8621 | 0.73138 | 0 | 32716.8621 | 0 | 32716.8621 | 32716.8621 | 35988.5483
| E262 | Small Business Direct Install | 2017 | 11001 - 1 | SBDI: Fixture - TLED - DLR - 4 ft - 2x - from 4 ft T12 HO 3x | 12 |  | 630 |  | Comm Lighting | 1 | 630 | 44 | 87.46 |  |  | 12 | 0.00044589 | 44 | 87.46 | 630 |  | 43.46 |  |  | 0 | 0 |  |  | 0.73138 | 460.77 | 0.73138 | 0 | 460.77 | 0 | 460.77 | 460.77 | 506.847
| E262 | Small Business Direct Install | 2017 | 11002 - 2 | SBDI: Fixture - TLED - DLR - 4 ft - 2x - from 4 ft T12 HO 4x | 12 |  | 865 |  | Comm Lighting | 16 | 13840 | 700 | 1399.36 | 0 |  | 12 | 0.0097954 | 43.75 | 87.46 | 865 |  | 699.36 |  |  | 0 | 0 |  |  | 0.73138 | 10122.3117 | 0.73138 | 0 | 10122.3117 | 0 | 10122.3117 | 10122.3117 | 11134.5429
| E262 | Small Business Direct Install | 2017 | 11003 - 2 | SBDI: Fixture - TLED - DLR - 4 ft - 2x - from 4 ft T8 28w NLO 4x | 12 |  | 231 |  | Comm Lighting | 24 | 5544 | 1653 | 2361.36 | 0 |  | 12 | 0.0039238 | 68.875 | 98.39 | 231 |  | 708.36 |  |  | 0 | 0 |  |  | 0.73138 | 4054.7757 | 0.73138 | 0 | 4054.7757 | 0 | 4054.7757 | 4054.7757 | 4460.2533
| E262 | Small Business Direct Install | 2017 | 11004 - 2 | SBDI: Fixture - TLED - DLR - 4 ft - 2x - from 4 ft T8 32w HLO 4x | 12 |  | 389 |  | Comm Lighting | 284 | 110476 | 19559 | 27942.76 | 0 |  | 12 | 0.07819 | 68.8697 | 98.39 | 389 |  | 8383.76 |  |  | 0 | 0 |  |  | 0.73138 | 80800.037 | 0.73138 | 0 | 80800.037 | 0 | 80800.037 | 80800.037 | 88880.0407
| E262 | Small Business Direct Install | 2017 | 11004 - 1 | SBDI: Fixture - TLED - DLR - 4 ft - 2x - from 4 ft T8 32w HLO 4x | 12 |  | 391 |  | Comm Lighting | 35 | 13685 | 2410 | 3443.65 |  |  | 12 | 0.0096857 | 68.8571 | 98.39 | 391 |  | 1033.65 |  |  | 0 | 0 |  |  | 0.73138 | 10008.9477 | 0.73138 | 0 | 10008.9477 | 0 | 10008.9477 | 10008.9477 | 11009.8425
| E262 | Small Business Direct Install | 2017 | 11005 - 1 | SBDI: Fixture - TLED - DLR - 4 ft - 2x - from 4 ft T8 32w NLO 4x | 12 |  | 272 |  | Comm Lighting | 1 | 272 | 69 | 98.39 |  |  | 12 | 0.00019251 | 69 | 98.39 | 272 |  | 29.39 |  |  | 0 | 0 |  |  | 0.73138 | 198.9356 | 0.73138 | 0 | 198.9356 | 0 | 198.9356 | 198.9356 | 218.8292
| E262 | Small Business Direct Install | 2017 | 11005 - 2 | SBDI: Fixture - TLED - DLR - 4 ft - 2x - from 4 ft T8 32w NLO 4x | 12 |  | 271 |  | Comm Lighting | 373 | 101083 | 25689 | 36699.47 | 0 |  | 12 | 0.071542 | 68.8713 | 98.39 | 271 |  | 11010.47 |  |  | 0 | 0 |  |  | 0.73138 | 73930.1761 | 0.73138 | 0 | 73930.1761 | 0 | 73930.1761 | 73930.1761 | 81323.1938
| E262 | Small Business Direct Install | 2017 | 11006 - 2 | SBDI: Fixture - TLED - DLR - 4 ft - 2x - from 8 ft T12 F96 2x | 12 |  | 370 |  | Comm Lighting | 171 | 63270 | 11274 | 16106.49 | 0 |  | 12 | 0.04478 | 65.9298 | 94.19 | 370 |  | 4832.49 |  |  | 0 | 0 |  |  | 0.73138 | 46274.4699 | 0.73138 | 0 | 46274.4699 | 0 | 46274.4699 | 46274.4699 | 50901.9169
| E262 | Small Business Direct Install | 2017 | 11007 - 2 | SBDI: Fixture - TLED - DLR - 4 ft - 3x - from 4 ft T12 4x | 12 |  | 360 |  | Comm Lighting | 13 | 4680 | 719 | 1027.13 | 0 |  | 12 | 0.0033123 | 55.3077 | 79.01 | 360 |  | 308.13 |  |  | 0 | 0 |  |  | 0.73138 | 3422.8626 | 0.73138 | 0 | 3422.8626 | 0 | 3422.8626 | 3422.8626 | 3765.1489
| E262 | Small Business Direct Install | 2017 | 11008 - 2 | SBDI: Fixture - TLED - DLR - 4 ft - 3x - from 4 ft T12 HO 4x | 12 |  | 822 |  | Comm Lighting | 13 | 10686 | 488 | 975.26 | 0 |  | 12 | 0.0075631 | 37.5385 | 75.02 | 822 |  | 487.26 |  |  | 0 | 0 |  |  | 0.73138 | 7815.5364 | 0.73138 | 0 | 7815.5364 | 0 | 7815.5364 | 7815.5364 | 8597.09
| E262 | Small Business Direct Install | 2017 | 11010 - 2 | SBDI: Fixture - TLED - DLR - 4 ft - 3x - from 4 ft T8 32w LLO 4x | 12 |  | 188 |  | Comm Lighting | 11 | 2068 | 568 | 810.92 | 0 |  | 12 | 0.0014636 | 51.6364 | 73.72 | 188 |  | 242.92 |  |  | 0 | 0 |  |  | 0.73138 | 1512.4957 | 0.73138 | 0 | 1512.4957 | 0 | 1512.4957 | 1512.4957 | 1663.7453
| E262 | Small Business Direct Install | 2017 | 11011 - 1 | SBDI: Lamp - LED - 20w - from 100w HID | 12 |  | 458 |  | Comm Lighting | 63 | 28854 | 5774 | 11139.66 |  |  | 12 | 0.020422 | 91.6508 | 176.82 | 458 |  | 5365.66 |  |  | 0 | 0 |  |  | 0.73138 | 21103.2647 | 0.73138 | 0 | 21103.2647 | 0 | 21103.2647 | 21103.2647 | 23213.5911
| E262 | Small Business Direct Install | 2017 | 11012 - 1 | SBDI: Lamp - LED - 35w - from 175w HID | 12 |  | 735 |  | Comm Lighting | 198 | 145530 | 30328 | 43326.36 |  |  | 12 | 0.103 | 153.1717 | 218.82 | 735 |  | 12998.36 |  |  | 0 | 0 |  |  | 0.73138 | 106437.8633 | 0.73138 | 0 | 106437.8633 | 0 | 106437.8633 | 106437.8633 | 117081.6496
| E262 | Small Business Direct Install | 2017 | 11013 - 1 | SBDI: Lamp - LED - 35w - from 250w HID | 12 |  | 1075 |  | Comm Lighting | 463 | 497725 | 70918 | 101313.66 |  |  | 12 | 0.35227 | 153.1706 | 218.82 | 1075 |  | 30395.66 |  |  | 0 | 0 |  |  | 0.73138 | 364026.5615 | 0.73138 | 0 | 364026.5615 | 0 | 364026.5615 | 364026.5615 | 400429.2177
| E262 | Small Business Direct Install | 2017 | 11014 - 1 | SBDI: Lamp - LED - 60w - from 250w HID | 12 |  | 970 |  | Comm Lighting | 326 | 316220 | 63257 | 97350.12 |  |  | 12 | 0.22381 | 194.0399 | 298.62 | 970 |  | 34093.12 |  |  | 0 | 0 |  |  | 0.73138 | 231277.2702 | 0.73138 | 0 | 231277.2702 | 0 | 231277.2702 | 231277.2702 | 254404.9972
| E262 | Small Business Direct Install | 2017 | 11015 - 1 | SBDI: Lamp - LED - 60w - from 400w HID | 12 |  | 1672 |  | Comm Lighting | 131 | 219032 | 43197 | 61710.17 |  |  | 12 | 0.15502 | 329.7481 | 471.07 | 1672 |  | 18513.17 |  |  | 0 | 0 |  |  | 0.73138 | 160195.8226 | 0.73138 | 0 | 160195.8226 | 0 | 160195.8226 | 160195.8226 | 176215.4049
| E262 | Small Business Direct Install | 2017 | 11016 - 1 | SBDI: Lamp - LED - 80w - from 400w HID | 12 |  | 1588 |  | Comm Lighting | 23 | 36524 | 7303 | 10834.61 |  |  | 12 | 0.02585 | 317.5217 | 471.07 | 1588 |  | 3531.61 |  |  | 0 | 0 |  |  | 0.73138 | 26712.9562 | 0.73138 | 0 | 26712.9562 | 0 | 26712.9562 | 26712.9562 | 29384.2518
| E262 | Small Business Direct Install | 2017 | 11017 - 2 | SBDI: Lamp - LED - Decorative - Assembly Church | 3 |  | 35 |  | Comm Lighting | 86 | 3010 | 931 | 930.52 | 0 |  | 3 | 0.00053259 | 10.8256 | 10.82 | 35 |  | -0.48 |  |  | 0 | 0 |  |  | 0.22248 | 669.6625 | 0.22248 | 0 | 669.6625 | 0 | 669.6625 | 669.6625 | 736.6288
| E262 | Small Business Direct Install | 2017 | 11018 - 2 | SBDI: Lamp - LED - Decorative - Exterior | 3 |  | 79 |  | Comm Lighting | 74 | 5846 | 801 | 800.68 | 0 |  | 3 | 0.0010344 | 10.8243 | 10.82 | 79 |  | -0.32 |  |  | 0 | 0 |  |  | 0.22248 | 1300.6136 | 0.22248 | 0 | 1300.6136 | 0 | 1300.6136 | 1300.6136 | 1430.675
| E262 | Small Business Direct Install | 2017 | 11020 - 2 | SBDI: Lamp - LED - Decorative - Office | 3 |  | 58 |  | Comm Lighting | 100 | 5800 | 1082 | 1082 | 0 |  | 3 | 0.0010263 | 10.82 | 10.82 | 58 |  | 0 |  |  | 0 | 0 |  |  | 0.22248 | 1290.3796 | 0.22248 | 0 | 1290.3796 | 0 | 1290.3796 | 1290.3796 | 1419.4176
| E262 | Small Business Direct Install | 2017 | 11020 - 1 | SBDI: Lamp - LED - Decorative - Office | 3 |  | 58 |  | Comm Lighting | 9 | 522 | 249 | 249.21 |  |  | 3 | 9.2363e-05 | 27.6667 | 27.69 | 58 |  | 0.21 |  |  | 0 | 0 |  |  | 0.22248 | 116.1342 | 0.22248 | 0 | 116.1342 | 0 | 116.1342 | 116.1342 | 127.7476
| E262 | Small Business Direct Install | 2017 | 11021 - 2 | SBDI: Lamp - LED - Decorative - Other | 3 |  | 44 |  | Comm Lighting | 79 | 3476 | 855 | 854.78 | 0 |  | 3 | 0.00061504 | 10.8228 | 10.82 | 44 |  | -0.22 |  |  | 0 | 0 |  |  | 0.22248 | 773.3378 | 0.22248 | 0 | 773.3378 | 0 | 773.3378 | 773.3378 | 850.6716
| E262 | Small Business Direct Install | 2017 | 11022 - 1 | SBDI: Lamp - LED - Decorative - Other Health | 3 |  | 86 |  | Comm Lighting | 11 | 946 | 305 | 304.59 |  |  | 3 | 0.00016738 | 27.7273 | 27.69 | 86 |  | -0.41 |  |  | 0 | 0 |  |  | 0.22248 | 210.4654 | 0.22248 | 0 | 210.4654 | 0 | 210.4654 | 210.4654 | 231.5119
| E262 | Small Business Direct Install | 2017 | 11022 - 2 | SBDI: Lamp - LED - Decorative - Other Health | 3 |  | 86 |  | Comm Lighting | 49 | 4214 | 530 | 530.18 | 0 |  | 3 | 0.00074562 | 10.8163 | 10.82 | 86 |  | 0.18 |  |  | 0 | 0 |  |  | 0.22248 | 937.5275 | 0.22248 | 0 | 937.5275 | 0 | 937.5275 | 937.5275 | 1031.2803
| E262 | Small Business Direct Install | 2017 | 11023 - 2 | SBDI: Lamp - LED - Decorative - Restaurant | 3 |  | 70 |  | Comm Lighting | 370 | 25900 | 4003 | 4003.4 | 0 |  | 3 | 0.0045827 | 10.8189 | 10.82 | 70 |  | 0.4 |  |  | 0 | 0 |  |  | 0.22248 | 5762.2124 | 0.22248 | 0 | 5762.2124 | 0 | 5762.2124 | 5762.2124 | 6338.4336
| E262 | Small Business Direct Install | 2017 | 11024 - 2 | SBDI: Lamp - LED - Decorative - Retail | 3 |  | 64 |  | Comm Lighting | 179 | 11456 | 1937 | 1936.78 | 0 |  | 3 | 0.002027 | 10.8212 | 10.82 | 64 |  | -0.22 |  |  | 0 | 0 |  |  | 0.22248 | 2548.7222 | 0.22248 | 0 | 2548.7222 | 0 | 2548.7222 | 2548.7222 | 2803.5944
| E262 | Small Business Direct Install | 2017 | 11027 - 2 | SBDI: Lamp - LED - Globe - 5w - Assembly Church | 5 |  | 25 |  | Comm Lighting | 112 | 2800 | 1668 | 1667.68 | 0 |  | 5 | 0.00082572 | 14.8929 | 14.89 | 25 |  | -0.32 |  |  | 0 | 0 |  |  | 0.35238 | 986.6759 | 0.35238 | 0 | 986.6759 | 0 | 986.6759 | 986.6759 | 1085.3435
| E262 | Small Business Direct Install | 2017 | 11028 - 2 | SBDI: Lamp - LED - Globe - 5w - Exterior | 5 |  | 56 |  | Comm Lighting | 7 | 392 | 104 | 104.23 | 0 |  | 5 | 0.0001156 | 14.8571 | 14.89 | 56 |  | 0.23 |  |  | 0 | 0 |  |  | 0.35238 | 138.1346 | 0.35238 | 0 | 138.1346 | 0 | 138.1346 | 138.1346 | 151.9481
| E262 | Small Business Direct Install | 2017 | 11028 - 1 | SBDI: Lamp - LED - Globe - 5w - Exterior | 5 |  | 56 |  | Comm Lighting | 3 | 168 | 63 | 63.21 |  |  | 5 | 4.9543e-05 | 21 | 21.07 | 56 |  | 0.21 |  |  | 0 | 0 |  |  | 0.35238 | 59.2006 | 0.35238 | 0 | 59.2006 | 0 | 59.2006 | 59.2006 | 65.1206
| E262 | Small Business Direct Install | 2017 | 11030 - 1 | SBDI: Lamp - LED - Globe - 5w - Office | 5 |  | 41 |  | Comm Lighting | 9 | 369 | 190 | 189.63 |  |  | 5 | 0.00010882 | 21.1111 | 21.07 | 41 |  | -0.37 |  |  | 0 | 0 |  |  | 0.35238 | 130.0298 | 0.35238 | 0 | 130.0298 | 0 | 130.0298 | 130.0298 | 143.0328
| E262 | Small Business Direct Install | 2017 | 11030 - 2 | SBDI: Lamp - LED - Globe - 5w - Office | 5 |  | 41 |  | Comm Lighting | 104 | 4264 | 1549 | 1548.56 | 0 |  | 5 | 0.0012575 | 14.8942 | 14.89 | 41 |  | -0.44 |  |  | 0 | 0 |  |  | 0.35238 | 1502.5664 | 0.35238 | 0 | 1502.5664 | 0 | 1502.5664 | 1502.5664 | 1652.8231
| E262 | Small Business Direct Install | 2017 | 11031 - 2 | SBDI: Lamp - LED - Globe - 5w - Other | 5 |  | 31 |  | Comm Lighting | 31 | 961 | 462 | 461.59 | 0 |  | 5 | 0.0002834 | 14.9032 | 14.89 | 31 |  | -0.41 |  |  | 0 | 0 |  |  | 0.35238 | 338.6413 | 0.35238 | 0 | 338.6413 | 0 | 338.6413 | 338.6413 | 372.5054
| E262 | Small Business Direct Install | 2017 | 11032 - 2 | SBDI: Lamp - LED - Globe - 5w - Other Health | 5 |  | 61 |  | Comm Lighting | 18 | 1098 | 268 | 268.02 | 0 |  | 5 | 0.0003238 | 14.8889 | 14.89 | 61 |  | 0.02 |  |  | 0 | 0 |  |  | 0.35238 | 386.9179 | 0.35238 | 0 | 386.9179 | 0 | 386.9179 | 386.9179 | 425.6097
| E262 | Small Business Direct Install | 2017 | 11033 - 3 | SBDI: Lamp - LED - Globe - 5w - Restaurant | 5 |  | 50 |  | Comm Lighting | 92 | 4600 | 1370 | 1369.88 | 0 |  | 5 | 0.0013565 | 14.8913 | 14.89 | 50 |  | -0.12 |  |  | 0 | 0 |  |  | 0.35238 | 1620.9675 | 0.35238 | 0 | 1620.9675 | 0 | 1620.9675 | 1620.9675 | 1783.0643
| E262 | Small Business Direct Install | 2017 | 11034 - 3 | SBDI: Lamp - LED - Globe - 5w - Retail | 5 |  | 46 |  | Comm Lighting | 20 | 920 | 298 | 297.8 | 0 |  | 5 | 0.00027131 | 14.9 | 14.89 | 46 |  | -0.2 |  |  | 0 | 0 |  |  | 0.35238 | 324.1935 | 0.35238 | 0 | 324.1935 | 0 | 324.1935 | 324.1935 | 356.6129
| E262 | Small Business Direct Install | 2017 | 11036 - 2 | SBDI: Lamp - LED - Globe - 5w - Warehouse | 5 |  | 33 |  | Comm Lighting | 4 | 132 | 60 | 59.56 | 0 |  | 5 | 3.8927e-05 | 15 | 14.89 | 33 |  | -0.44 |  |  | 0 | 0 |  |  | 0.35238 | 46.5147 | 0.35238 | 0 | 46.5147 | 0 | 46.5147 | 46.5147 | 51.1662
| E262 | Small Business Direct Install | 2017 | 11037 - 1 | SBDI: Lamp - LED - High Output - from 320w HID | 12 |  | 928 |  | Comm Lighting | 9 | 8352 | 2968 | 3753.63 |  |  | 12 | 0.0059112 | 329.7778 | 417.07 | 928 |  | 785.63 |  |  | 0 | 0 |  |  | 0.73138 | 6108.4933 | 0.73138 | 0 | 6108.4933 | 0 | 6108.4933 | 6108.4933 | 6719.3427
| E262 | Small Business Direct Install | 2017 | 11038 - 1 | SBDI: Lamp - LED - High Output - from 400w HID | 12 |  | 1306 |  | Comm Lighting | 71 | 92726 | 23412 | 29611.97 |  |  | 12 | 0.065628 | 329.7465 | 417.07 | 1306 |  | 6199.97 |  |  | 0 | 0 |  |  | 0.73138 | 67818.0259 | 0.73138 | 0 | 67818.0259 | 0 | 67818.0259 | 67818.0259 | 74599.8285
| E262 | Small Business Direct Install | 2017 | 11039 - 1 | SBDI: Lamp - LED - Low to Med Output - from 320w HID | 12 |  | 1298 |  | Comm Lighting | 68 | 88264 | 22423 | 28360.76 |  |  | 12 | 0.06247 | 329.75 | 417.07 | 1298 |  | 5937.76 |  |  | 0 | 0 |  |  | 0.73138 | 64554.6043 | 0.73138 | 0 | 64554.6043 | 0 | 64554.6043 | 64554.6043 | 71010.0647
| E262 | Small Business Direct Install | 2017 | 11040 - 1 | SBDI: Lamp - LED - Low to Med Output - from 400w HID | 12 |  | 1676 |  | Comm Lighting | 146 | 244696 | 48144 | 60892.22 |  |  | 12 | 0.17319 | 329.7534 | 417.07 | 1676 |  | 12748.22 |  |  | 0 | 0 |  |  | 0.73138 | 178965.9822 | 0.73138 | 0 | 178965.9822 | 0 | 178965.9822 | 178965.9822 | 196862.5804
| E262 | Small Business Direct Install | 2017 | 11041 - 2 | SBDI: Lamp - LED - MR 16 - Assembly Church | 5 |  | 47 |  | Comm Lighting | 117 | 5499 | 2223 | 2223 | 0 |  | 5 | 0.0016217 | 19 | 19 | 47 |  | 0 |  |  | 0 | 0 |  |  | 0.35238 | 1937.761 | 0.35238 | 0 | 1937.761 | 0 | 1937.761 | 1937.761 | 2131.5371
| E262 | Small Business Direct Install | 2017 | 11041 - 1 | SBDI: Lamp - LED - MR 16 - Assembly Church | 5 |  | 47 |  | Comm Lighting | 3 | 141 | 97 | 97.23 |  |  | 5 | 4.1581e-05 | 32.3333 | 32.41 | 47 |  | 0.23 |  |  | 0 | 0 |  |  | 0.35238 | 49.6862 | 0.35238 | 0 | 49.6862 | 0 | 49.6862 | 49.6862 | 54.6548
| E262 | Small Business Direct Install | 2017 | 11043 - 2 | SBDI: Lamp - LED - MR 16 - Grocery | 5 |  | 134 |  | Comm Lighting | 4 | 536 | 76 | 76 | 0 |  | 5 | 0.00015807 | 19 | 19 | 134 |  | 0 |  |  | 0 | 0 |  |  | 0.35238 | 188.878 | 0.35238 | 0 | 188.878 | 0 | 188.878 | 188.878 | 207.7658
| E262 | Small Business Direct Install | 2017 | 11044 - 2 | SBDI: Lamp - LED - MR 16 - Office | 5 |  | 77 |  | Comm Lighting | 130 | 10010 | 2470 | 2470 | 0 |  | 5 | 0.0029519 | 19 | 19 | 77 |  | 0 |  |  | 0 | 0 |  |  | 0.35238 | 3527.3663 | 0.35238 | 0 | 3527.3663 | 0 | 3527.3663 | 3527.3663 | 3880.1029
| E262 | Small Business Direct Install | 2017 | 11045 - 2 | SBDI: Lamp - LED - MR 16 - Other | 5 |  | 58 |  | Comm Lighting | 110 | 6380 | 2090 | 2090 | 0 |  | 5 | 0.0018815 | 19 | 19 | 58 |  | 0 |  |  | 0 | 0 |  |  | 0.35238 | 2248.2115 | 0.35238 | 0 | 2248.2115 | 0 | 2248.2115 | 2248.2115 | 2473.0326
| E262 | Small Business Direct Install | 2017 | 11046 - 2 | SBDI: Lamp - LED - MR 16 - Other Health | 5 |  | 113 |  | Comm Lighting | 4 | 452 | 76 | 76 | 0 |  | 5 | 0.00013329 | 19 | 19 | 113 |  | 0 |  |  | 0 | 0 |  |  | 0.35238 | 159.2777 | 0.35238 | 0 | 159.2777 | 0 | 159.2777 | 159.2777 | 175.2054
| E262 | Small Business Direct Install | 2017 | 11047 - 2 | SBDI: Lamp - LED - MR 16 - Restaurant | 5 |  | 92 |  | Comm Lighting | 138 | 12696 | 2622 | 2622 | 0 |  | 5 | 0.003744 | 19 | 19 | 92 |  | 0 |  |  | 0 | 0 |  |  | 0.35238 | 4473.8704 | 0.35238 | 0 | 4473.8704 | 0 | 4473.8704 | 4473.8704 | 4921.2574
| E262 | Small Business Direct Install | 2017 | 11048 - 2 | SBDI: Lamp - LED - MR 16 - Retail | 5 |  | 84 |  | Comm Lighting | 276 | 23184 | 5244 | 5244 | 0 |  | 5 | 0.006837 | 19 | 19 | 84 |  | 0 |  |  | 0 | 0 |  |  | 0.35238 | 8169.6763 | 0.35238 | 0 | 8169.6763 | 0 | 8169.6763 | 8169.6763 | 8986.6439
| E262 | Small Business Direct Install | 2017 | 11048 - 1 | SBDI: Lamp - LED - MR 16 - Retail | 5 |  | 84 |  | Comm Lighting | 16 | 1344 | 519 | 518.56 |  |  | 5 | 0.00039634 | 32.4375 | 32.41 | 84 |  | -0.44 |  |  | 0 | 0 |  |  | 0.35238 | 473.6044 | 0.35238 | 0 | 473.6044 | 0 | 473.6044 | 473.6044 | 520.9649
| E262 | Small Business Direct Install | 2017 | 11050 - 2 | SBDI: Lamp - LED - MR 16 - Warehouse | 5 |  | 61 |  | Comm Lighting | 3 | 183 | 57 | 57 | 0 |  | 5 | 5.3967e-05 | 19 | 19 | 61 |  | 0 |  |  | 0 | 0 |  |  | 0.35238 | 64.4863 | 0.35238 | 0 | 64.4863 | 0 | 64.4863 | 64.4863 | 70.9349
| E262 | Small Business Direct Install | 2017 | 11051 - 2 | SBDI: Lamp - LED - Omni - 11w - Assembly Church | 5 |  | 55 |  | Comm Lighting | 290 | 15950 | 3996 | 3996.2 | 0 |  | 5 | 0.0047036 | 13.7793 | 13.78 | 55 |  | 0.2 |  |  | 0 | 0 |  |  | 0.35238 | 5620.5287 | 0.35238 | 0 | 5620.5287 | 0 | 5620.5287 | 5620.5287 | 6182.5816
| E262 | Small Business Direct Install | 2017 | 11051 - 1 | SBDI: Lamp - LED - Omni - 11w - Assembly Church | 5 |  | 55 |  | Comm Lighting | 77 | 4235 | 1515 | 1515.36 |  |  | 5 | 0.0012489 | 19.6753 | 19.68 | 55 |  | 0.36 |  |  | 0 | 0 |  |  | 0.35238 | 1492.3473 | 0.35238 | 0 | 1492.3473 | 0 | 1492.3473 | 1492.3473 | 1641.582
| E262 | Small Business Direct Install | 2017 | 11052 - 1 | SBDI: Lamp - LED - Omni - 11w - Exterior | 5 |  | 123 |  | Comm Lighting | 2 | 246 | 39 | 39.36 |  |  | 5 | 7.2545e-05 | 19.5 | 19.68 | 123 |  | 0.36 |  |  | 0 | 0 |  |  | 0.35238 | 86.6865 | 0.35238 | 0 | 86.6865 | 0 | 86.6865 | 86.6865 | 95.3552
| E262 | Small Business Direct Install | 2017 | 11052 - 2 | SBDI: Lamp - LED - Omni - 11w - Exterior | 5 |  | 123 |  | Comm Lighting | 609 | 74907 | 8392 | 8392.02 | 0 |  | 5 | 0.02209 | 13.78 | 13.78 | 123 |  | 0.02 |  |  | 0 | 0 |  |  | 0.35238 | 26396.0465 | 0.35238 | 0 | 26396.0465 | 0 | 26396.0465 | 26396.0465 | 29035.6512
| E262 | Small Business Direct Install | 2017 | 11053 - 1 | SBDI: Lamp - LED - Omni - 11w - Grocery | 5 |  | 159 |  | Comm Lighting | 4 | 636 | 79 | 78.72 |  |  | 5 | 0.00018756 | 19.75 | 19.68 | 159 |  | -0.28 |  |  | 0 | 0 |  |  | 0.35238 | 224.1164 | 0.35238 | 0 | 224.1164 | 0 | 224.1164 | 224.1164 | 246.528
| E262 | Small Business Direct Install | 2017 | 11053 - 2 | SBDI: Lamp - LED - Omni - 11w - Grocery | 5 |  | 159 |  | Comm Lighting | 66 | 10494 | 909 | 909.48 | 0 |  | 5 | 0.0030947 | 13.7727 | 13.78 | 159 |  | 0.48 |  |  | 0 | 0 |  |  | 0.35238 | 3697.9203 | 0.35238 | 0 | 3697.9203 | 0 | 3697.9203 | 3697.9203 | 4067.7123
| E262 | Small Business Direct Install | 2017 | 11054 - 3 | SBDI: Lamp - LED - Omni - 11w - Office | 5 |  | 91 |  | Comm Lighting | 555 | 50505 | 7648 | 7647.9 | 0 |  | 5 | 0.014894 | 13.7802 | 13.78 | 91 |  | -0.1 |  |  | 0 | 0 |  |  | 0.35238 | 17797.1662 | 0.35238 | 0 | 17797.1662 | 0 | 17797.1662 | 17797.1662 | 19576.8828
| E262 | Small Business Direct Install | 2017 | 11054 - 1 | SBDI: Lamp - LED - Omni - 11w - Office | 5 |  | 91 |  | Comm Lighting | 30 | 2730 | 590 | 590.4 |  |  | 5 | 0.00080508 | 19.6667 | 19.68 | 91 |  | 0.4 |  |  | 0 | 0 |  |  | 0.35238 | 962.009 | 0.35238 | 0 | 962.009 | 0 | 962.009 | 962.009 | 1058.2099
| E262 | Small Business Direct Install | 2017 | 11055 - 2 | SBDI: Lamp - LED - Omni - 11w - Other | 5 |  | 68 |  | Comm Lighting | 2967 | 201756 | 40885 | 40885.26 | 0 |  | 5 | 0.059498 | 13.7799 | 13.78 | 68 |  | 0.26 |  |  | 0 | 0 |  |  | 0.35238 | 71095.6355 | 0.35238 | 0 | 71095.6355 | 0 | 71095.6355 | 71095.6355 | 78205.199
| E262 | Small Business Direct Install | 2017 | 11056 - 1 | SBDI: Lamp - LED - Omni - 11w - Other Health | 5 |  | 134 |  | Comm Lighting | 5 | 670 | 98 | 98.4 |  |  | 5 | 0.00019758 | 19.6 | 19.68 | 134 |  | 0.4 |  |  | 0 | 0 |  |  | 0.35238 | 236.0974 | 0.35238 | 0 | 236.0974 | 0 | 236.0974 | 236.0974 | 259.7072
| E262 | Small Business Direct Install | 2017 | 11056 - 3 | SBDI: Lamp - LED - Omni - 11w - Other Health | 5 |  | 134 |  | Comm Lighting | 122 | 16348 | 1681 | 1681.16 | 0 |  | 5 | 0.004821 | 13.7787 | 13.78 | 134 |  | 0.16 |  |  | 0 | 0 |  |  | 0.35238 | 5760.7776 | 0.35238 | 0 | 5760.7776 | 0 | 5760.7776 | 5760.7776 | 6336.8554
| E262 | Small Business Direct Install | 2017 | 11057 - 3 | SBDI: Lamp - LED - Omni - 11w - Restaurant | 5 |  | 109 |  | Comm Lighting | 1039 | 113251 | 14317 | 14317.42 | 0 |  | 5 | 0.033398 | 13.7796 | 13.78 | 109 |  | 0.42 |  |  | 0 | 0 |  |  | 0.35238 | 39907.868 | 0.35238 | 0 | 39907.868 | 0 | 39907.868 | 39907.868 | 43898.6548
| E262 | Small Business Direct Install | 2017 | 11058 - 1 | SBDI: Lamp - LED - Omni - 11w - Retail | 5 |  | 100 |  | Comm Lighting | 4 | 400 | 79 | 78.72 |  |  | 5 | 0.00011796 | 19.75 | 19.68 | 100 |  | -0.28 |  |  | 0 | 0 |  |  | 0.35238 | 140.9537 | 0.35238 | 0 | 140.9537 | 0 | 140.9537 | 140.9537 | 155.0491
| E262 | Small Business Direct Install | 2017 | 11058 - 3 | SBDI: Lamp - LED - Omni - 11w - Retail | 5 |  | 100 |  | Comm Lighting | 609 | 60900 | 8392 | 8392.02 | 0 |  | 5 | 0.017959 | 13.78 | 13.78 | 100 |  | 0.02 |  |  | 0 | 0 |  |  | 0.35238 | 21460.2004 | 0.35238 | 0 | 21460.2004 | 0 | 21460.2004 | 21460.2004 | 23606.2205
| E262 | Small Business Direct Install | 2017 | 11060 - 2 | SBDI: Lamp - LED - Omni - 11w - Warehouse | 5 |  | 72 |  | Comm Lighting | 10 | 720 | 138 | 137.8 | 0 |  | 5 | 0.00021233 | 13.8 | 13.78 | 72 |  | -0.2 |  |  | 0 | 0 |  |  | 0.35238 | 253.7167 | 0.35238 | 0 | 253.7167 | 0 | 253.7167 | 253.7167 | 279.0883
| E262 | Small Business Direct Install | 2017 | 11061 - 2 | SBDI: Lamp - LED - Omni - 7w - Assembly Church | 5 |  | 35 |  | Comm Lighting | 397 | 13895 | 5471 | 5470.66 | 0 |  | 5 | 0.0040976 | 13.7809 | 13.78 | 35 |  | -0.34 |  |  | 0 | 0 |  |  | 0.35238 | 4896.3791 | 0.35238 | 0 | 4896.3791 | 0 | 4896.3791 | 4896.3791 | 5386.017
| E262 | Small Business Direct Install | 2017 | 11061 - 1 | SBDI: Lamp - LED - Omni - 7w - Assembly Church | 5 |  | 35 |  | Comm Lighting | 69 | 2415 | 1290 | 1290.3 |  |  | 5 | 0.00071218 | 18.6957 | 18.7 | 35 |  | 0.3 |  |  | 0 | 0 |  |  | 0.35238 | 851.0079 | 0.35238 | 0 | 851.0079 | 0 | 851.0079 | 851.0079 | 936.1087
| E262 | Small Business Direct Install | 2017 | 11062 - 2 | SBDI: Lamp - LED - Omni - 7w - Exterior | 5 |  | 78 |  | Comm Lighting | 66 | 5148 | 909 | 909.48 | 0 |  | 5 | 0.0015181 | 13.7727 | 13.78 | 78 |  | 0.48 |  |  | 0 | 0 |  |  | 0.35238 | 1814.0741 | 0.35238 | 0 | 1814.0741 | 0 | 1814.0741 | 1814.0741 | 1995.4815
| E262 | Small Business Direct Install | 2017 | 11063 - 2 | SBDI: Lamp - LED - Omni - 7w - Grocery | 5 |  | 101 |  | Comm Lighting | 14 | 1414 | 193 | 192.92 | 0 |  | 5 | 0.00041699 | 13.7857 | 13.78 | 101 |  | -0.08 |  |  | 0 | 0 |  |  | 0.35238 | 498.2713 | 0.35238 | 0 | 498.2713 | 0 | 498.2713 | 498.2713 | 548.0985
| E262 | Small Business Direct Install | 2017 | 11064 - 1 | SBDI: Lamp - LED - Omni - 7w - Office | 5 |  | 58 |  | Comm Lighting | 41 | 2378 | 767 | 766.7 |  |  | 5 | 0.00070127 | 18.7073 | 18.7 | 58 |  | -0.3 |  |  | 0 | 0 |  |  | 0.35238 | 837.9697 | 0.35238 | 0 | 837.9697 | 0 | 837.9697 | 837.9697 | 921.7667
| E262 | Small Business Direct Install | 2017 | 11064 - 2 | SBDI: Lamp - LED - Omni - 7w - Office | 5 |  | 58 |  | Comm Lighting | 296 | 17168 | 4079 | 4078.88 | 0 |  | 5 | 0.0050628 | 13.7804 | 13.78 | 58 |  | -0.12 |  |  | 0 | 0 |  |  | 0.35238 | 6049.7327 | 0.35238 | 0 | 6049.7327 | 0 | 6049.7327 | 6049.7327 | 6654.706
| E262 | Small Business Direct Install | 2017 | 11065 - 2 | SBDI: Lamp - LED - Omni - 7w - Other | 5 |  | 43 |  | Comm Lighting | 136 | 5848 | 1874 | 1874.08 | 0 |  | 5 | 0.0017246 | 13.7794 | 13.78 | 43 |  | 0.08 |  |  | 0 | 0 |  |  | 0.35238 | 2060.7431 | 0.35238 | 0 | 2060.7431 | 0 | 2060.7431 | 2060.7431 | 2266.8174
| E262 | Small Business Direct Install | 2017 | 11066 - 3 | SBDI: Lamp - LED - Omni - 7w - Other Health | 5 |  | 85 |  | Comm Lighting | 31 | 2635 | 427 | 427.18 | 0 |  | 5 | 0.00077706 | 13.7742 | 13.78 | 85 |  | 0.18 |  |  | 0 | 0 |  |  | 0.35238 | 928.5325 | 0.35238 | 0 | 928.5325 | 0 | 928.5325 | 928.5325 | 1021.3857
| E262 | Small Business Direct Install | 2017 | 11067 - 3 | SBDI: Lamp - LED - Omni - 7w - Restaurant | 5 |  | 70 |  | Comm Lighting | 78 | 5460 | 1075 | 1074.84 | 0 |  | 5 | 0.0016102 | 13.7821 | 13.78 | 70 |  | -0.16 |  |  | 0 | 0 |  |  | 0.35238 | 1924.018 | 0.35238 | 0 | 1924.018 | 0 | 1924.018 | 1924.018 | 2116.4198
| E262 | Small Business Direct Install | 2017 | 11068 - 3 | SBDI: Lamp - LED - Omni - 7w - Retail | 5 |  | 64 |  | Comm Lighting | 1537 | 98368 | 21180 | 21179.86 | 0 |  | 5 | 0.029009 | 13.7801 | 13.78 | 64 |  | -0.14 |  |  | 0 | 0 |  |  | 0.35238 | 34663.3333 | 0.35238 | 0 | 34663.3333 | 0 | 34663.3333 | 34663.3333 | 38129.6666
| E262 | Small Business Direct Install | 2017 | 11068 - 1 | SBDI: Lamp - LED - Omni - 7w - Retail | 5 |  | 64 |  | Comm Lighting | 9 | 576 | 168 | 168.3 |  |  | 5 | 0.00016986 | 18.6667 | 18.7 | 64 |  | 0.3 |  |  | 0 | 0 |  |  | 0.35238 | 202.9733 | 0.35238 | 0 | 202.9733 | 0 | 202.9733 | 202.9733 | 223.2707
| E262 | Small Business Direct Install | 2017 | 11070 - 2 | SBDI: Lamp - LED - Omni - 7w - Warehouse | 5 |  | 46 |  | Comm Lighting | 16 | 736 | 220 | 220.48 | 0 |  | 5 | 0.00021705 | 13.75 | 13.78 | 46 |  | 0.48 |  |  | 0 | 0 |  |  | 0.35238 | 259.3548 | 0.35238 | 0 | 259.3548 | 0 | 259.3548 | 259.3548 | 285.2903
| E262 | Small Business Direct Install | 2017 | 11071 - 1 | SBDI: Lamp - LED - Par 20 - Assembly Church | 5 |  | 66 |  | Comm Lighting | 16 | 1056 | 587 | 586.88 |  |  | 5 | 0.00031141 | 36.6875 | 36.68 | 66 |  | -0.12 |  |  | 0 | 0 |  |  | 0.35238 | 372.1178 | 0.35238 | 0 | 372.1178 | 0 | 372.1178 | 372.1178 | 409.3295
| E262 | Small Business Direct Install | 2017 | 11071 - 2 | SBDI: Lamp - LED - Par 20 - Assembly Church | 5 |  | 66 |  | Comm Lighting | 94 | 6204 | 1887 | 1886.58 | 0 |  | 5 | 0.0018296 | 20.0745 | 20.07 | 66 |  | -0.42 |  |  | 0 | 0 |  |  | 0.35238 | 2186.1918 | 0.35238 | 0 | 2186.1918 | 0 | 2186.1918 | 2186.1918 | 2404.811
| E262 | Small Business Direct Install | 2017 | 11072 - 2 | SBDI: Lamp - LED - Par 20 - Exterior | 5 |  | 147 |  | Comm Lighting | 42 | 6174 | 843 | 842.94 | 0 |  | 5 | 0.0018207 | 20.0714 | 20.07 | 147 |  | -0.06 |  |  | 0 | 0 |  |  | 0.35238 | 2175.6203 | 0.35238 | 0 | 2175.6203 | 0 | 2175.6203 | 2175.6203 | 2393.1824
| E262 | Small Business Direct Install | 2017 | 11073 - 2 | SBDI: Lamp - LED - Par 20 - Grocery | 5 |  | 192 |  | Comm Lighting | 11 | 2112 | 221 | 220.77 | 0 |  | 5 | 0.00062283 | 20.0909 | 20.07 | 192 |  | -0.23 |  |  | 0 | 0 |  |  | 0.35238 | 744.2355 | 0.35238 | 0 | 744.2355 | 0 | 744.2355 | 744.2355 | 818.6591
| E262 | Small Business Direct Install | 2017 | 11074 - 2 | SBDI: Lamp - LED - Par 20 - Office | 5 |  | 110 |  | Comm Lighting | 237 | 26070 | 4757 | 4756.59 | 0 |  | 5 | 0.007688 | 20.0717 | 20.07 | 110 |  | -0.41 |  |  | 0 | 0 |  |  | 0.35238 | 9186.6572 | 0.35238 | 0 | 9186.6572 | 0 | 9186.6572 | 9186.6572 | 10105.323
| E262 | Small Business Direct Install | 2017 | 11074 - 1 | SBDI: Lamp - LED - Par 20 - Office | 5 |  | 110 |  | Comm Lighting | 7 | 770 | 257 | 256.76 |  |  | 5 | 0.00022707 | 36.7143 | 36.68 | 110 |  | -0.24 |  |  | 0 | 0 |  |  | 0.35238 | 271.3359 | 0.35238 | 0 | 271.3359 | 0 | 271.3359 | 271.3359 | 298.4695
| E262 | Small Business Direct Install | 2017 | 11075 - 2 | SBDI: Lamp - LED - Par 20 - Other | 5 |  | 82 |  | Comm Lighting | 251 | 20582 | 5038 | 5037.57 | 0 |  | 5 | 0.0060696 | 20.0717 | 20.07 | 82 |  | -0.43 |  |  | 0 | 0 |  |  | 0.35238 | 7252.7725 | 0.35238 | 0 | 7252.7725 | 0 | 7252.7725 | 7252.7725 | 7978.0498
| E262 | Small Business Direct Install | 2017 | 11076 - 2 | SBDI: Lamp - LED - Par 20 - Other Health | 5 |  | 161 |  | Comm Lighting | 1 | 161 | 20 | 20.07 | 0 |  | 5 | 4.7479e-05 | 20 | 20.07 | 161 |  | 0.07 |  |  | 0 | 0 |  |  | 0.35238 | 56.7339 | 0.35238 | 0 | 56.7339 | 0 | 56.7339 | 56.7339 | 62.4072
| E262 | Small Business Direct Install | 2017 | 11077 - 2 | SBDI: Lamp - LED - Par 20 - Restaurant | 5 |  | 131 |  | Comm Lighting | 35 | 4585 | 702 | 702.45 | 0 |  | 5 | 0.0013521 | 20.0571 | 20.07 | 131 |  | 0.45 |  |  | 0 | 0 |  |  | 0.35238 | 1615.6818 | 0.35238 | 0 | 1615.6818 | 0 | 1615.6818 | 1615.6818 | 1777.2499
| E262 | Small Business Direct Install | 2017 | 11078 - 2 | SBDI: Lamp - LED - Par 20 - Retail | 5 |  | 120 |  | Comm Lighting | 363 | 43560 | 7285 | 7285.41 | 0 |  | 5 | 0.012846 | 20.0689 | 20.07 | 120 |  | 0.41 |  |  | 0 | 0 |  |  | 0.35238 | 15349.8577 | 0.35238 | 0 | 15349.8577 | 0 | 15349.8577 | 15349.8577 | 16884.8434
| E262 | Small Business Direct Install | 2017 | 11080 - 2 | SBDI: Lamp - LED - Par 20 - Warehouse | 5 |  | 87 |  | Comm Lighting | 4 | 348 | 80 | 80.28 | 0 |  | 5 | 0.00010263 | 20 | 20.07 | 87 |  | 0.28 |  |  | 0 | 0 |  |  | 0.35238 | 122.6297 | 0.35238 | 0 | 122.6297 | 0 | 122.6297 | 122.6297 | 134.8927
| E262 | Small Business Direct Install | 2017 | 11081 - 1 | SBDI: Lamp - LED - Par 30 - Assembly Church | 5 |  | 57 |  | Comm Lighting | 56 | 3192 | 2836 | 2835.84 |  |  | 5 | 0.00094132 | 50.6429 | 50.64 | 57 |  | -0.16 |  |  | 0 | 0 |  |  | 0.35238 | 1124.8105 | 0.35238 | 0 | 1124.8105 | 0 | 1124.8105 | 1124.8105 | 1237.2916
| E262 | Small Business Direct Install | 2017 | 11081 - 2 | SBDI: Lamp - LED - Par 30 - Assembly Church | 5 |  | 57 |  | Comm Lighting | 976 | 55632 | 21872 | 21872.16 | 0 |  | 5 | 0.016406 | 22.4098 | 22.41 | 57 |  | 0.16 |  |  | 0 | 0 |  |  | 0.35238 | 19603.8402 | 0.35238 | 0 | 19603.8402 | 0 | 19603.8402 | 19603.8402 | 21564.2243
| E262 | Small Business Direct Install | 2017 | 11082 - 1 | SBDI: Lamp - LED - Par 30 - Exterior | 5 |  | 126 |  | Comm Lighting | 3 | 378 | 152 | 151.92 |  |  | 5 | 0.00011147 | 50.6667 | 50.64 | 126 |  | -0.08 |  |  | 0 | 0 |  |  | 0.35238 | 133.2012 | 0.35238 | 0 | 133.2012 | 0 | 133.2012 | 133.2012 | 146.5214
| E262 | Small Business Direct Install | 2017 | 11082 - 2 | SBDI: Lamp - LED - Par 30 - Exterior | 5 |  | 126 |  | Comm Lighting | 485 | 61110 | 10869 | 10868.85 | 0 |  | 5 | 0.018021 | 22.4103 | 22.41 | 126 |  | -0.15 |  |  | 0 | 0 |  |  | 0.35238 | 21534.2011 | 0.35238 | 0 | 21534.2011 | 0 | 21534.2011 | 21534.2011 | 23687.6212
| E262 | Small Business Direct Install | 2017 | 11083 - 2 | SBDI: Lamp - LED - Par 30 - Grocery | 5 |  | 163 |  | Comm Lighting | 5 | 815 | 112 | 112.05 | 0 |  | 5 | 0.00024034 | 22.4 | 22.41 | 163 |  | 0.05 |  |  | 0 | 0 |  |  | 0.35238 | 287.1932 | 0.35238 | 0 | 287.1932 | 0 | 287.1932 | 287.1932 | 315.9125
| E262 | Small Business Direct Install | 2017 | 11084 - 1 | SBDI: Lamp - LED - Par 30 - Office | 5 |  | 93 |  | Comm Lighting | 85 | 7905 | 4304 | 4304.4 |  |  | 5 | 0.0023312 | 50.6353 | 50.64 | 93 |  | 0.4 |  |  | 0 | 0 |  |  | 0.35238 | 2785.5974 | 0.35238 | 0 | 2785.5974 | 0 | 2785.5974 | 2785.5974 | 3064.1572
| E262 | Small Business Direct Install | 2017 | 11084 - 2 | SBDI: Lamp - LED - Par 30 - Office | 5 |  | 93 |  | Comm Lighting | 459 | 42687 | 10286 | 10286.19 | 0 |  | 5 | 0.012588 | 22.4096 | 22.41 | 93 |  | 0.19 |  |  | 0 | 0 |  |  | 0.35238 | 15042.2262 | 0.35238 | 0 | 15042.2262 | 0 | 15042.2262 | 15042.2262 | 16546.4488
| E262 | Small Business Direct Install | 2017 | 11085 - 2 | SBDI: Lamp - LED - Par 30 - Other | 5 |  | 70 |  | Comm Lighting | 985 | 68950 | 22074 | 22073.85 | 0 |  | 5 | 0.020333 | 22.4102 | 22.41 | 70 |  | -0.15 |  |  | 0 | 0 |  |  | 0.35238 | 24296.8936 | 0.35238 | 0 | 24296.8936 | 0 | 24296.8936 | 24296.8936 | 26726.583
| E262 | Small Business Direct Install | 2017 | 11085 - 1 | SBDI: Lamp - LED - Par 30 - Other | 5 |  | 70 |  | Comm Lighting | 10 | 700 | 506 | 506.4 |  |  | 5 | 0.00020643 | 50.6 | 50.64 | 70 |  | 0.4 |  |  | 0 | 0 |  |  | 0.35238 | 246.669 | 0.35238 | 0 | 246.669 | 0 | 246.669 | 246.669 | 271.3359
| E262 | Small Business Direct Install | 2017 | 11086 - 1 | SBDI: Lamp - LED - Par 30 - Other Health | 5 |  | 137 |  | Comm Lighting | 46 | 6302 | 2329 | 2329.44 |  |  | 5 | 0.0018585 | 50.6304 | 50.64 | 137 |  | 0.44 |  |  | 0 | 0 |  |  | 0.35238 | 2220.7255 | 0.35238 | 0 | 2220.7255 | 0 | 2220.7255 | 2220.7255 | 2442.7981
| E262 | Small Business Direct Install | 2017 | 11086 - 2 | SBDI: Lamp - LED - Par 30 - Other Health | 5 |  | 137 |  | Comm Lighting | 279 | 38223 | 6252 | 6252.39 | 0 |  | 5 | 0.011272 | 22.4086 | 22.41 | 137 |  | 0.39 |  |  | 0 | 0 |  |  | 0.35238 | 13469.1829 | 0.35238 | 0 | 13469.1829 | 0 | 13469.1829 | 13469.1829 | 14816.1012
| E262 | Small Business Direct Install | 2017 | 11087 - 2 | SBDI: Lamp - LED - Par 30 - Restaurant | 5 |  | 112 |  | Comm Lighting | 726 | 81312 | 16270 | 16269.66 | 0 |  | 5 | 0.023979 | 22.4105 | 22.41 | 112 |  | -0.34 |  |  | 0 | 0 |  |  | 0.35238 | 28653.0676 | 0.35238 | 0 | 28653.0676 | 0 | 28653.0676 | 28653.0676 | 31518.3744
| E262 | Small Business Direct Install | 2017 | 11088 - 2 | SBDI: Lamp - LED - Par 30 - Retail | 5 |  | 103 |  | Comm Lighting | 904 | 93112 | 20259 | 20258.64 | 0 |  | 5 | 0.027459 | 22.4104 | 22.41 | 103 |  | -0.36 |  |  | 0 | 0 |  |  | 0.35238 | 32811.2017 | 0.35238 | 0 | 32811.2017 | 0 | 32811.2017 | 32811.2017 | 36092.3219
| E262 | Small Business Direct Install | 2017 | 11088 - 1 | SBDI: Lamp - LED - Par 30 - Retail | 5 |  | 103 |  | Comm Lighting | 9 | 927 | 456 | 455.76 |  |  | 5 | 0.00027337 | 50.6667 | 50.64 | 103 |  | -0.24 |  |  | 0 | 0 |  |  | 0.35238 | 326.6602 | 0.35238 | 0 | 326.6602 | 0 | 326.6602 | 326.6602 | 359.3262
| E262 | Small Business Direct Install | 2017 | 11090 - 2 | SBDI: Lamp - LED - Par 30 - Warehouse | 5 |  | 74 |  | Comm Lighting | 22 | 1628 | 493 | 493.02 | 0 |  | 5 | 0.0004801 | 22.4091 | 22.41 | 74 |  | 0.02 |  |  | 0 | 0 |  |  | 0.35238 | 573.6815 | 0.35238 | 0 | 573.6815 | 0 | 573.6815 | 573.6815 | 631.0497
| E262 | Small Business Direct Install | 2017 | 11091 - 2 | SBDI: Lamp - LED - Par 38 or 40 - Assembly Church | 5 |  | 76 |  | Comm Lighting | 208 | 15808 | 6402 | 6402.24 | 0 |  | 5 | 0.0046618 | 30.7788 | 30.78 | 76 |  | 0.24 |  |  | 0 | 0 |  |  | 0.35238 | 5570.4901 | 0.35238 | 0 | 5570.4901 | 0 | 5570.4901 | 5570.4901 | 6127.5391
| E262 | Small Business Direct Install | 2017 | 11091 - 1 | SBDI: Lamp - LED - Par 38 or 40 - Assembly Church | 5 |  | 76 |  | Comm Lighting | 71 | 5396 | 3717 | 3716.85 |  |  | 5 | 0.0015913 | 52.3521 | 52.35 | 76 |  | -0.15 |  |  | 0 | 0 |  |  | 0.35238 | 1901.4654 | 0.35238 | 0 | 1901.4654 | 0 | 1901.4654 | 1901.4654 | 2091.6119
| E262 | Small Business Direct Install | 2017 | 11092 - 2 | SBDI: Lamp - LED - Par 38 or 40 - Exterior | 5 |  | 170 |  | Comm Lighting | 177 | 30090 | 5448 | 5448.06 | 0 |  | 5 | 0.0088735 | 30.7797 | 30.78 | 170 |  | 0.06 |  |  | 0 | 0 |  |  | 0.35238 | 10603.2419 | 0.35238 | 0 | 10603.2419 | 0 | 10603.2419 | 10603.2419 | 11663.5661
| E262 | Small Business Direct Install | 2017 | 11094 - 1 | SBDI: Lamp - LED - Par 38 or 40 - Office | 5 |  | 126 |  | Comm Lighting | 22 | 2772 | 1152 | 1151.7 |  |  | 5 | 0.00081746 | 52.3636 | 52.35 | 126 |  | -0.3 |  |  | 0 | 0 |  |  | 0.35238 | 976.8091 | 0.35238 | 0 | 976.8091 | 0 | 976.8091 | 976.8091 | 1074.49
| E262 | Small Business Direct Install | 2017 | 11094 - 2 | SBDI: Lamp - LED - Par 38 or 40 - Office | 5 |  | 126 |  | Comm Lighting | 14 | 1764 | 431 | 430.92 | 0 |  | 5 | 0.0005202 | 30.7857 | 30.78 | 126 |  | -0.08 |  |  | 0 | 0 |  |  | 0.35238 | 621.6058 | 0.35238 | 0 | 621.6058 | 0 | 621.6058 | 621.6058 | 683.7664
| E262 | Small Business Direct Install | 2017 | 11095 - 2 | SBDI: Lamp - LED - Par 38 or 40 - Other | 5 |  | 95 |  | Comm Lighting | 80 | 7600 | 2462 | 2462.4 | 0 |  | 5 | 0.0022412 | 30.775 | 30.78 | 95 |  | 0.4 |  |  | 0 | 0 |  |  | 0.35238 | 2678.1203 | 0.35238 | 0 | 2678.1203 | 0 | 2678.1203 | 2678.1203 | 2945.9323
| E262 | Small Business Direct Install | 2017 | 11096 - 2 | SBDI: Lamp - LED - Par 38 or 40 - Other Health | 5 |  | 185 |  | Comm Lighting | 72 | 13320 | 2216 | 2216.16 | 0 |  | 5 | 0.0039281 | 30.7778 | 30.78 | 185 |  | 0.16 |  |  | 0 | 0 |  |  | 0.35238 | 4693.7581 | 0.35238 | 0 | 4693.7581 | 0 | 4693.7581 | 4693.7581 | 5163.1339
| E262 | Small Business Direct Install | 2017 | 11097 - 2 | SBDI: Lamp - LED - Par 38 or 40 - Restaurant | 5 |  | 151 |  | Comm Lighting | 15 | 2265 | 462 | 461.7 | 0 |  | 5 | 0.00066795 | 30.8 | 30.78 | 151 |  | -0.3 |  |  | 0 | 0 |  |  | 0.35238 | 798.1503 | 0.35238 | 0 | 798.1503 | 0 | 798.1503 | 798.1503 | 877.9653
| E262 | Small Business Direct Install | 2017 | 11098 - 1 | SBDI: Lamp - LED - Par 38 or 40 - Retail | 5 |  | 139 |  | Comm Lighting | 2 | 278 | 105 | 104.7 |  |  | 5 | 8.1982e-05 | 52.5 | 52.35 | 139 |  | -0.3 |  |  | 0 | 0 |  |  | 0.35238 | 97.9628 | 0.35238 | 0 | 97.9628 | 0 | 97.9628 | 97.9628 | 107.7591
| E262 | Small Business Direct Install | 2017 | 11098 - 2 | SBDI: Lamp - LED - Par 38 or 40 - Retail | 5 |  | 139 |  | Comm Lighting | 532 | 73948 | 16375 | 16374.96 | 0 |  | 5 | 0.021807 | 30.7801 | 30.78 | 139 |  | -0.04 |  |  | 0 | 0 |  |  | 0.35238 | 26058.1101 | 0.35238 | 0 | 26058.1101 | 0 | 26058.1101 | 26058.1101 | 28663.9211
| E262 | Small Business Direct Install | 2017 | 11101 - 1 | SBDI: Lamp - T8 - 4 ft - 3x - from 4 ft T12 3x | 12 |  | 129 |  | Comm Lighting | 483 | 62307 | 21373 | 21372.75 |  |  | 12 | 0.044098 | 44.2505 | 44.25 | 129 |  | -0.25 |  |  | 0 | 0 |  |  | 0.73138 | 45570.1501 | 0.73138 | 0 | 45570.1501 | 0 | 45570.1501 | 45570.1501 | 50127.1651
| E262 | Small Business Direct Install | 2017 | 11102 - 1 | SBDI: Lamp - T8 - 4 ft - 4x - from 4 ft T12 4x | 12 |  | 172 |  | Comm Lighting | 732 | 125904 | 38664 | 38664.24 |  |  | 12 | 0.08911 | 52.8197 | 52.82 | 172 |  | 0.24 |  |  | 0 | 0 |  |  | 0.73138 | 92083.7816 | 0.73138 | 0 | 92083.7816 | 0 | 92083.7816 | 92083.7816 | 101292.1598
| E262 | Small Business Direct Install | 2017 | 11103 - 3 | SBDI: Lamp - T8 - 4 ft - 4x - from 4 ft T12 HO 4x | 12 |  | 634 |  | Comm Lighting | 141 | 89394 | 7448 | 7447.62 | 0 |  | 12 | 0.063269 | 52.8227 | 52.82 | 634 |  | -0.38 |  |  | 0 | 0 |  |  | 0.73138 | 65381.0647 | 0.73138 | 0 | 65381.0647 | 0 | 65381.0647 | 65381.0647 | 71919.1712
| E262 | Small Business Direct Install | 2017 | 11103 - 1 | SBDI: Lamp - T8 - 4 ft - 4x - from 4 ft T12 HO 4x | 12 |  | 637 |  | Comm Lighting | 6 | 3822 | 317 | 316.92 |  |  | 12 | 0.0027051 | 52.8333 | 52.82 | 637 |  | -0.08 |  |  | 0 | 0 |  |  | 0.73138 | 2795.3378 | 0.73138 | 0 | 2795.3378 | 0 | 2795.3378 | 2795.3378 | 3074.8716
| E262 | Small Business Direct Install | 2017 | 11104 - 2 | SBDI: Lamp - T8 - DLR - 4 ft - 2x - from 4 ft T12 HO 4x | 12 |  | 792 |  | Comm Lighting | 162 | 128304 | 10046 | 10045.62 | 0 |  | 12 | 0.090808 | 62.0123 | 62.01 | 792 |  | -0.38 |  |  | 0 | 0 |  |  | 0.73138 | 93839.0958 | 0.73138 | 0 | 93839.0958 | 0 | 93839.0958 | 93839.0958 | 103223.0054
| E262 | Small Business Direct Install | 2017 | 11105 - 1 | SBDI: Lamp - T8 - HBF - 4 ft - 6x- from 400w HID | 12 |  | 889 |  | Comm Lighting | 2 | 1778 | 479 | 478.64 |  |  | 12 | 0.0012584 | 239.5 | 239.32 | 889 |  | -0.36 |  |  | 0 | 0 |  |  | 0.73138 | 1300.3953 | 0.73138 | 0 | 1300.3953 | 0 | 1300.3953 | 1300.3953 | 1430.4348
| E262 | Small Business Direct Install | 2017 | 11105 - 2 | SBDI: Lamp - T8 - HBF - 4 ft - 6x- from 400w HID | 12 |  | 884 |  | Comm Lighting | 373 | 329732 | 89266 | 89266.36 | 0 |  | 12 | 0.23337 | 239.319 | 239.32 | 884 |  | 0.36 |  |  | 0 | 0 |  |  | 0.73138 | 241159.689 | 0.73138 | 0 | 241159.689 | 0 | 241159.689 | 241159.689 | 265275.6579
| E262 | Small Business Direct Install | 2017 | 11106 - 1 | SBDI: Lamp - TLED - 3 ft - 1x - from 3 ft 1x T8 25w | 12 |  | 43 |  | Comm Lighting | 32 | 1376 | 610 | 1403.2 |  |  | 12 | 0.00097388 | 19.0625 | 43.85 | 43 |  | 793.2 |  |  | 0 | 0 |  |  | 0.73138 | 1006.3801 | 0.73138 | 0 | 1006.3801 | 0 | 1006.3801 | 1006.3801 | 1107.0181
| E262 | Small Business Direct Install | 2017 | 11107 - 2 | SBDI: Lamp - TLED - 3 ft - 1x - from 3 ft T12 1x | 12 |  | 92 |  | Comm Lighting | 81 | 7452 | 1545 | 3551.85 | 0 |  | 12 | 0.0052742 | 19.0741 | 43.85 | 92 |  | 2006.85 |  |  | 0 | 0 |  |  | 0.73138 | 5450.2505 | 0.73138 | 0 | 5450.2505 | 0 | 5450.2505 | 5450.2505 | 5995.2756
| E262 | Small Business Direct Install | 2017 | 11108 - 1 | SBDI: Lamp - TLED - 4 ft - 1x - from 4 ft T12 1x | 12 |  | 80 |  | Comm Lighting | 6 | 480 | 176 | 351.54 |  |  | 12 | 0.00033972 | 29.3333 | 58.59 | 80 |  | 175.54 |  |  | 0 | 0 |  |  | 0.73138 | 351.0628 | 0.73138 | 0 | 351.0628 | 0 | 351.0628 | 351.0628 | 386.1691
| E262 | Small Business Direct Install | 2017 | 11108 - 2 | SBDI: Lamp - TLED - 4 ft - 1x - from 4 ft T12 1x | 12 |  | 79 |  | Comm Lighting | 217 | 17143 | 6358 | 12714.03 | 0 |  | 12 | 0.012133 | 29.2995 | 58.59 | 79 |  | 6356.03 |  |  | 0 | 0 |  |  | 0.73138 | 12538.0629 | 0.73138 | 0 | 12538.0629 | 0 | 12538.0629 | 12538.0629 | 13791.8692
| E262 | Small Business Direct Install | 2017 | 11111 - 1 | SBDI: Lamp - TLED - 4 ft - 1x - from 4ft T8 32w HLO 1x | 12 |  | 76 |  | Comm Lighting | 107 | 8132 | 3135 | 6269.13 |  |  | 12 | 0.0057555 | 29.2991 | 58.59 | 76 |  | 3134.13 |  |  | 0 | 0 |  |  | 0.73138 | 5947.5895 | 0.73138 | 0 | 5947.5895 | 0 | 5947.5895 | 5947.5895 | 6542.3485
| E262 | Small Business Direct Install | 2017 | 11113 - 1 | SBDI: Lamp - TLED - 4 ft - 1x - from 4ft T8 32w NLO 1x | 12 |  | 46 |  | Comm Lighting | 177 | 8142 | 5186 | 10370.43 |  |  | 12 | 0.0057626 | 29.2994 | 58.59 | 46 |  | 5184.43 |  |  | 0 | 0 |  |  | 0.73138 | 5954.9033 | 0.73138 | 0 | 5954.9033 | 0 | 5954.9033 | 5954.9033 | 6550.3937
| E262 | Small Business Direct Install | 2017 | 11114 - 1 | SBDI: Lamp - TLED - 4 ft - 2x - from 4 ft T12 2x | 12 |  | 159 |  | Comm Lighting | 155 | 24645 | 6401 | 9146.55 |  |  | 12 | 0.017443 | 41.2968 | 59.01 | 159 |  | 2745.55 |  |  | 0 | 0 |  |  | 0.73138 | 18024.8824 | 0.73138 | 0 | 18024.8824 | 0 | 18024.8824 | 18024.8824 | 19827.3707
| E262 | Small Business Direct Install | 2017 | 11114 - 2 | SBDI: Lamp - TLED - 4 ft - 2x - from 4 ft T12 2x | 12 |  | 158 |  | Comm Lighting | 1481 | 233998 | 61165 | 87393.81 | 0 |  | 12 | 0.16561 | 41.2998 | 59.01 | 158 |  | 26228.81 |  |  | 0 | 0 |  |  | 0.73138 | 171141.6693 | 0.73138 | 0 | 171141.6693 | 0 | 171141.6693 | 171141.6693 | 188255.8362
| E262 | Small Business Direct Install | 2017 | 11115 - 2 | SBDI: Lamp - TLED - 4 ft - 2x - from 4 ft T12 HO 2x | 12 |  | 389 |  | Comm Lighting | 692 | 269188 | 22954 | 45914.2 | 0 |  | 12 | 0.19052 | 33.1705 | 66.35 | 389 |  | 22960.2 |  |  | 0 | 0 |  |  | 0.73138 | 196878.9634 | 0.73138 | 0 | 196878.9634 | 0 | 196878.9634 | 196878.9634 | 216566.8597
| E262 | Small Business Direct Install | 2017 | 11118 - 2 | SBDI: Lamp - TLED - 4 ft - 2x - from 4 ft T8 32w HLO 2x | 12 |  | 152 |  | Comm Lighting | 2786 | 423472 | 119324 | 170475.34 | 0 |  | 12 | 0.29972 | 42.8299 | 61.19 | 152 |  | 51151.34 |  |  | 0 | 0 |  |  | 0.73138 | 309719.3351 | 0.73138 | 0 | 309719.3351 | 0 | 309719.3351 | 309719.3351 | 340691.2686
| E262 | Small Business Direct Install | 2017 | 11118 - 1 | SBDI: Lamp - TLED - 4 ft - 2x - from 4 ft T8 32w HLO 2x | 12 |  | 153 |  | Comm Lighting | 140 | 21420 | 5996 | 8566.6 |  |  | 12 | 0.01516 | 42.8286 | 61.19 | 153 |  | 2570.6 |  |  | 0 | 0 |  |  | 0.73138 | 15666.179 | 0.73138 | 0 | 15666.179 | 0 | 15666.179 | 15666.179 | 17232.7969
| E262 | Small Business Direct Install | 2017 | 11120 - 1 | SBDI: Lamp - TLED - 4 ft - 2x - from 4 ft T8 32w NLO 2x | 12 |  | 93 |  | Comm Lighting | 15 | 1395 | 642 | 917.85 |  |  | 12 | 0.00098732 | 42.8 | 61.19 | 93 |  | 275.85 |  |  | 0 | 0 |  |  | 0.73138 | 1020.2764 | 0.73138 | 0 | 1020.2764 | 0 | 1020.2764 | 1020.2764 | 1122.304
| E262 | Small Business Direct Install | 2017 | 11120 - 2 | SBDI: Lamp - TLED - 4 ft - 2x - from 4 ft T8 32w NLO 2x | 12 |  | 92 |  | Comm Lighting | 3329 | 306268 | 142581 | 203701.51 | 0 |  | 12 | 0.21676 | 42.83 | 61.19 | 92 |  | 61120.51 |  |  | 0 | 0 |  |  | 0.73138 | 223998.5674 | 0.73138 | 0 | 223998.5674 | 0 | 223998.5674 | 223998.5674 | 246398.4241
| E262 | Small Business Direct Install | 2017 | 11121 - 2 | SBDI: Lamp - TLED - 4 ft - 3x - from 4 ft T12 HO 3x | 12 |  | 584 |  | Comm Lighting | 36 | 21024 | 1460 | 2919.96 | 0 |  | 12 | 0.01488 | 40.5556 | 81.11 | 584 |  | 1459.96 |  |  | 0 | 0 |  |  | 0.73138 | 15376.5522 | 0.73138 | 0 | 15376.5522 | 0 | 15376.5522 | 15376.5522 | 16914.2074
| E262 | Small Business Direct Install | 2017 | 11123 - 1 | SBDI: Lamp - TLED - 4 ft - 3x - from 4 ft T8 28w NLO 3x | 12 |  | 109 |  | Comm Lighting | 166 | 18094 | 6227 | 12453.32 |  |  | 12 | 0.012806 | 37.512 | 75.02 | 109 |  | 6226.32 |  |  | 0 | 0 |  |  | 0.73138 | 13233.6061 | 0.73138 | 0 | 13233.6061 | 0 | 13233.6061 | 13233.6061 | 14556.9667
| E262 | Small Business Direct Install | 2017 | 11125 - 1 | SBDI: Fixture - TLED - DLR - 4 ft - 2x - from 4 ft T8 32w NLO 3x | 12 |  | 182 |  | Comm Lighting | 126 | 22932 | 7677 | 10968.3 |  |  | 12 | 0.01623 | 60.9286 | 87.05 | 182 |  | 3291.3 |  |  | 0 | 0 |  |  | 0.73138 | 16772.0269 | 0.73138 | 0 | 16772.0269 | 0 | 16772.0269 | 16772.0269 | 18449.2296
| E262 | Small Business Direct Install | 2017 | 11126 - 1 | SBDI: Lamp - TLED - 4 ft - 3x - from 4 ft T8 32w NLO 3x | 12 |  | 139 |  | Comm Lighting | 2071 | 287869 | 106864 | 152674.12 |  |  | 12 | 0.20374 | 51.6002 | 73.72 | 139 |  | 45810.12 |  |  | 0 | 0 |  |  | 0.73138 | 210541.8901 | 0.73138 | 0 | 210541.8901 | 0 | 210541.8901 | 210541.8901 | 231596.0791
| E262 | Small Business Direct Install | 2017 | 11127 - 1 | SBDI: Lamp - TLED - 4 ft - 3x from 4 ft T12 3x | 12 |  | 239 |  | Comm Lighting | 29 | 6931 | 1640 | 2342.91 |  |  | 12 | 0.0049055 | 56.5517 | 80.79 | 239 |  | 702.91 |  |  | 0 | 0 |  |  | 0.73138 | 5069.2011 | 0.73138 | 0 | 5069.2011 | 0 | 5069.2011 | 5069.2011 | 5576.1212
| E262 | Small Business Direct Install | 2017 | 11127 - 2 | SBDI: Lamp - TLED - 4 ft - 3x from 4 ft T12 3x | 12 |  | 238 |  | Comm Lighting | 165 | 39270 | 9332 | 13330.35 | 0 |  | 12 | 0.027794 | 56.5576 | 80.79 | 238 |  | 3998.35 |  |  | 0 | 0 |  |  | 0.73138 | 28721.3282 | 0.73138 | 0 | 28721.3282 | 0 | 28721.3282 | 28721.3282 | 31593.461
| E262 | Small Business Direct Install | 2017 | 11128 - 1 | SBDI: Lamp - TLED - 4 ft - 4x - from 4 ft T12 4x | 12 |  | 318 |  | Comm Lighting | 120 | 38160 | 7838 | 11197.2 |  |  | 12 | 0.027008 | 65.3167 | 93.31 | 318 |  | 3359.2 |  |  | 0 | 0 |  |  | 0.73138 | 27909.4954 | 0.73138 | 0 | 27909.4954 | 0 | 27909.4954 | 27909.4954 | 30700.4449
| E262 | Small Business Direct Install | 2017 | 11128 - 2 | SBDI: Lamp - TLED - 4 ft - 4x - from 4 ft T12 4x | 12 |  | 317 |  | Comm Lighting | 760 | 240920 | 49643 | 70915.6 | 0 |  | 12 | 0.17051 | 65.3197 | 93.31 | 317 |  | 21272.6 |  |  | 0 | 0 |  |  | 0.73138 | 176204.2879 | 0.73138 | 0 | 176204.2879 | 0 | 176204.2879 | 176204.2879 | 193824.7167
| E262 | Small Business Direct Install | 2017 | 11129 - 2 | SBDI: Lamp - TLED - 4 ft - 4x - from 4 ft T12 HO 4x | 12 |  | 779 |  | Comm Lighting | 128 | 99712 | 5716 | 11432.96 | 0 |  | 12 | 0.070572 | 44.6562 | 89.32 | 779 |  | 5716.96 |  |  | 0 | 0 |  |  | 0.73138 | 72927.4529 | 0.73138 | 0 | 72927.4529 | 0 | 72927.4529 | 72927.4529 | 80220.1982
| E262 | Small Business Direct Install | 2017 | 11132 - 1 | SBDI: Lamp - TLED - 4 ft - 4x - from 4 ft T8 32w HLO 4x | 12 |  | 305 |  | Comm Lighting | 117 | 35685 | 7129 | 10450.44 |  |  | 12 | 0.025256 | 60.9316 | 89.32 | 305 |  | 3321.44 |  |  | 0 | 0 |  |  | 0.73138 | 26099.3276 | 0.73138 | 0 | 26099.3276 | 0 | 26099.3276 | 26099.3276 | 28709.2604
| E262 | Small Business Direct Install | 2017 | 11132 - 2 | SBDI: Lamp - TLED - 4 ft - 4x - from 4 ft T8 32w HLO 4x | 12 |  | 304 |  | Comm Lighting | 1084 | 329536 | 66048 | 96822.88 | 0 |  | 12 | 0.23323 | 60.9299 | 89.32 | 304 |  | 30774.88 |  |  | 0 | 0 |  |  | 0.73138 | 241016.3383 | 0.73138 | 0 | 241016.3383 | 0 | 241016.3383 | 241016.3383 | 265117.9721
| E262 | Small Business Direct Install | 2017 | 11133 - 2 | SBDI: Lamp - TLED - 4 ft - 4x - from 4 ft T8 32w LLO 4x | 12 |  | 145 |  | Comm Lighting | 14 | 2030 | 853 | 1250.48 | 0 |  | 12 | 0.0014368 | 60.9286 | 89.32 | 145 |  | 397.48 |  |  | 0 | 0 |  |  | 0.73138 | 1484.7032 | 0.73138 | 0 | 1484.7032 | 0 | 1484.7032 | 1484.7032 | 1633.1736
| E262 | Small Business Direct Install | 2017 | 11134 - 1 | SBDI: Lamp - TLED - 4 ft - 4x - from 4 ft T8 32w NLO 4x | 12 |  | 186 |  | Comm Lighting | 8 | 1488 | 487 | 714.56 |  |  | 12 | 0.0010531 | 60.875 | 89.32 | 186 |  | 227.56 |  |  | 0 | 0 |  |  | 0.73138 | 1088.2948 | 0.73138 | 0 | 1088.2948 | 0 | 1088.2948 | 1088.2948 | 1197.1243
| E262 | Small Business Direct Install | 2017 | 11134 - 2 | SBDI: Lamp - TLED - 4 ft - 4x - from 4 ft T8 32w NLO 4x | 12 |  | 185 |  | Comm Lighting | 1021 | 188885 | 62210 | 91195.72 | 0 |  | 12 | 0.13369 | 60.9305 | 89.32 | 185 |  | 28985.72 |  |  | 0 | 0 |  |  | 0.73138 | 138146.8825 | 0.73138 | 0 | 138146.8825 | 0 | 138146.8825 | 138146.8825 | 151961.5707
| E262 | Small Business Direct Install | 2017 | 11135 - 1 | SBDI: LED Exit Sign | 9 |  | 153.3 |  | Comm Flat | 163 | 24987.9 | 9780 | 9780 |  |  | 9 | 0.013264 | 60 | 60 | 153.3 |  | 0 |  |  | 0 | 0 |  |  | 0.54153 | 13531.6384 | 0.54153 | 0 | 13531.6384 | 0 | 13531.6384 | 13531.6384 | 14884.8022
| E262 | Small Business Direct Install | 2017 | 11136 - 1 | SBDI: LED Open Sign | 16 |  | 398 |  | Comm Lighting | 2 | 796 | 261 | 261.3 |  |  | 16 | 0.00075117 | 130.5 | 130.65 | 398 |  | 0.3 |  |  | 0 | 0 |  |  | 0.9023 | 718.2309 | 0.9023 | 0 | 718.2309 | 0 | 718.2309 | 718.2309 | 790.054
| E262 | Small Business Direct Install | 2017 | 11136 - 4 | SBDI: LED Open Sign | 16 |  | 396 |  | Comm Lighting | 10 | 3960 | 1306 | 1306.5 | 0 |  | 16 | 0.003737 | 130.6 | 130.65 | 396 |  | 0.5 |  |  | 0 | 0 |  |  | 0.9023 | 3573.1087 | 0.9023 | 0 | 3573.1087 | 0 | 3573.1087 | 3573.1087 | 3930.4196
| E262 | Small Business Direct Install | 2017 | 11137 - 1 | SBDI: Occupancy Sensor - 100w to 150w | 10 |  | 120 |  | Comm Lighting | 13 | 1560 | 884 | 884 |  |  | 10 | 0.00092009 | 68 | 68 | 120 |  | 0 |  |  | 0 | 0 |  |  | 0.63153 | 985.1903 | 0.63153 | 0 | 985.1903 | 0 | 985.1903 | 985.1903 | 1083.7093
| E262 | Small Business Direct Install | 2017 | 11138 - 1 | SBDI: Occupancy Sensor - 151w to 200w | 10 |  | 167 |  | Comm Lighting | 22 | 3674 | 1496 | 1496 |  |  | 10 | 0.0021669 | 68 | 68 | 167 |  | 0 |  |  | 0 | 0 |  |  | 0.63153 | 2320.2494 | 0.63153 | 0 | 2320.2494 | 0 | 2320.2494 | 2320.2494 | 2552.2744
| E262 | Small Business Direct Install | 2017 | 11139 - 1 | SBDI: Occupancy Sensor - 201w to 450w | 10 |  | 311 |  | Comm Lighting | 9 | 2799 | 612 | 612 |  |  | 10 | 0.0016508 | 68 | 68 | 311 |  | 0 |  |  | 0 | 0 |  |  | 0.63153 | 1767.6587 | 0.63153 | 0 | 1767.6587 | 0 | 1767.6587 | 1767.6587 | 1944.4246
| E262 | Small Business Direct Install | 2017 | 11140 - 1 | SBDI: Occupancy Sensor - Less than 100w | 10 |  | 48 |  | Comm Lighting | 22 | 1056 | 1496 | 1496 |  |  | 10 | 0.00062283 | 68 | 68 | 48 |  | 0 |  |  | 0 | 0 |  |  | 0.63153 | 666.898 | 0.63153 | 0 | 666.898 | 0 | 666.898 | 666.898 | 733.5878
| E262 | Small Business Direct Install | 2017 | 11143 - 1 | SBDI: Open Case Lighting - LED - High - from 4ft T8 | 11 |  | 179 |  | Comm Lighting | 152 | 27208 | 6357 | 6356.64 |  |  | 11 | 0.017652 | 41.8224 | 41.82 | 179 |  | -0.36 |  |  | 0 | 0 |  |  | 0.68269 | 18574.7522 | 0.68269 | 0 | 18574.7522 | 0 | 18574.7522 | 18574.7522 | 20432.2274
| E262 | Small Business Direct Install | 2017 | 11144 - 1 | SBDI: Open Case Lighting - LED - High - from 5ft T12 | 11 |  | 376 |  | Comm Lighting | 4 | 1504 | 234 | 234.2 |  |  | 11 | 0.00097576 | 58.5 | 58.55 | 376 |  | 0.2 |  |  | 0 | 0 |  |  | 0.68269 | 1026.7725 | 0.68269 | 0 | 1026.7725 | 0 | 1026.7725 | 1026.7725 | 1129.4498
| E262 | Small Business Direct Install | 2017 | 11145 - 1 | SBDI: Open Case Lighting - LED - High - from 5ft T8 | 11 |  | 223 |  | Comm Lighting | 22 | 4906 | 920 | 920.04 |  |  | 11 | 0.0031829 | 41.8182 | 41.82 | 223 |  | 0.04 |  |  | 0 | 0 |  |  | 0.68269 | 3349.2993 | 0.68269 | 0 | 3349.2993 | 0 | 3349.2993 | 3349.2993 | 3684.2292
| E262 | Small Business Direct Install | 2017 | 11147 - 1 | SBDI: Open Case Lighting - LED - High - from 6ft T8 | 11 |  | 268 |  | Comm Lighting | 19 | 5092 | 1061 | 1060.58 |  |  | 11 | 0.0033036 | 55.8421 | 55.82 | 268 |  | -0.42 |  |  | 0 | 0 |  |  | 0.68269 | 3476.2804 | 0.68269 | 0 | 3476.2804 | 0 | 3476.2804 | 3476.2804 | 3823.9085
| E262 | Small Business Direct Install | 2017 | 11148 - 1 | SBDI: Open Case Lighting - LED - Low - from 4ft T12 | 11 |  | 170 |  | Comm Lighting | 13 | 2210 | 761 | 761.15 |  |  | 11 | 0.0014338 | 58.5385 | 58.55 | 170 |  | 0.15 |  |  | 0 | 0 |  |  | 0.68269 | 1508.7549 | 0.68269 | 0 | 1508.7549 | 0 | 1508.7549 | 1508.7549 | 1659.6304
| E262 | Small Business Direct Install | 2017 | 11149 - 1 | SBDI: Open Case Lighting - LED - Low - from 4ft T8 | 11 |  | 98 |  | Comm Lighting | 20 | 1960 | 836 | 836.4 |  |  | 11 | 0.0012716 | 41.8 | 41.82 | 98 |  | 0.4 |  |  | 0 | 0 |  |  | 0.68269 | 1338.0812 | 0.68269 | 0 | 1338.0812 | 0 | 1338.0812 | 1338.0812 | 1471.8894
| E262 | Small Business Direct Install | 2017 | 11150 - 1 | SBDI: Open Case Lighting - LED - Low - from 5ft T12 | 11 |  | 212 |  | Comm Lighting | 21 | 4452 | 1230 | 1229.55 |  |  | 11 | 0.0028884 | 58.5714 | 58.55 | 212 |  | -0.45 |  |  | 0 | 0 |  |  | 0.68269 | 3039.356 | 0.68269 | 0 | 3039.356 | 0 | 3039.356 | 3039.356 | 3343.2915
| E262 | Small Business Direct Install | 2017 | 11151 - 1 | SBDI: Open Case Lighting - LED - Low - from 5ft T8 | 11 |  | 122 |  | Comm Lighting | 4 | 488 | 167 | 167.28 |  |  | 11 | 0.0003166 | 41.75 | 41.82 | 122 |  | 0.28 |  |  | 0 | 0 |  |  | 0.68269 | 333.1549 | 0.68269 | 0 | 333.1549 | 0 | 333.1549 | 333.1549 | 366.4704
| E262 | Small Business Direct Install | 2017 | 11152 - 1 | SBDI: Open Case Lighting - LED - Low - from 6ft T12 | 11 |  | 255 |  | Comm Lighting | 16 | 4080 | 1250 | 1250.4 |  |  | 11 | 0.002647 | 78.125 | 78.15 | 255 |  | 0.4 |  |  | 0 | 0 |  |  | 0.68269 | 2785.3936 | 0.68269 | 0 | 2785.3936 | 0 | 2785.3936 | 2785.3936 | 3063.933
| E262 | Small Business Direct Install | 2017 | 11154 - 1 | SBDI: Open Case Lighting - T12 - Delamp - 4 ft | 11 |  | 226 |  | Comm Lighting | 1 | 226 | 59 | 58.55 |  |  | 11 | 0.00014662 | 59 | 58.55 | 226 |  | -0.45 |  |  | 0 | 0 |  |  | 0.68269 | 154.289 | 0.68269 | 0 | 154.289 | 0 | 154.289 | 154.289 | 169.7179
| E262 | Small Business Direct Install | 2017 | 11161 - 1 | SBDI: Reach In Case Lighting - LED - Low - from 4ft T12 | 11 |  | 302 |  | Comm Lighting | 7 | 2114 | 410 | 409.85 |  |  | 11 | 0.0013715 | 58.5714 | 58.55 | 302 |  | -0.15 |  |  | 0 | 0 |  |  | 0.68269 | 1443.2162 | 0.68269 | 0 | 1443.2162 | 0 | 1443.2162 | 1443.2162 | 1587.5378
| E262 | Small Business Direct Install | 2017 | 11162 - 1 | SBDI: Reach In Case Lighting - LED - Low - from 4ft T8 | 11 |  | 206 |  | Comm Lighting | 22 | 4532 | 920 | 920.04 |  |  | 11 | 0.0029403 | 41.8182 | 41.82 | 206 |  | 0.04 |  |  | 0 | 0 |  |  | 0.68269 | 3093.9715 | 0.68269 | 0 | 3093.9715 | 0 | 3093.9715 | 3093.9715 | 3403.3687
| E262 | Small Business Direct Install | 2017 | 11163 - 1 | SBDI: Reach In Case Lighting - LED - Low - from 5ft T12 | 11 |  | 378 |  | Comm Lighting | 7 | 2646 | 410 | 409.85 |  |  | 11 | 0.0017167 | 58.5714 | 58.55 | 378 |  | -0.15 |  |  | 0 | 0 |  |  | 0.68269 | 1806.4097 | 0.68269 | 0 | 1806.4097 | 0 | 1806.4097 | 1806.4097 | 1987.0506
| E262 | Small Business Direct Install | 2017 | 11165 - 1 | SBDI: Reach In Case Lighting - LED - Low - from 6ft T12 | 11 |  | 453 |  | Comm Lighting | 4 | 1812 | 313 | 312.6 |  |  | 11 | 0.0011756 | 78.25 | 78.15 | 453 |  | -0.4 |  |  | 0 | 0 |  |  | 0.68269 | 1237.0424 | 0.68269 | 0 | 1237.0424 | 0 | 1237.0424 | 1237.0424 | 1360.7467
| E262 | Small Business Direct Install | 2017 | 11167 - 1 | SBDI: Reach In Case Lighting - LED - Med - from 4ft T12 | 11 |  | 222 |  | Comm Lighting | 14 | 3108 | 820 | 819.7 |  |  | 11 | 0.0020164 | 58.5714 | 58.55 | 222 |  | -0.3 |  |  | 0 | 0 |  |  | 0.68269 | 2121.8145 | 0.68269 | 0 | 2121.8145 | 0 | 2121.8145 | 2121.8145 | 2333.996
| E262 | Small Business Direct Install | 2017 | 11169 - 1 | SBDI: Reach In Case Lighting - LED - Med - from 5ft T12 | 11 |  | 278 |  | Comm Lighting | 33 | 9174 | 1932 | 1932.15 |  |  | 11 | 0.0059519 | 58.5455 | 58.55 | 278 |  | 0.15 |  |  | 0 | 0 |  |  | 0.68269 | 6263.0394 | 0.68269 | 0 | 6263.0394 | 0 | 6263.0394 | 6263.0394 | 6889.3434
| E262 | Small Business Direct Install | 2017 | 11180 - 1 | SBDI: Sealing - Auto Closer - Walk In Doors - Low Temp - NG - EIE | 8 |  | 2809 |  | Comm Refrigeration | 3 | 8427 | 400 | 571.2 |  |  | 8 | 0.0039762 | 133.3333 | 190.4 | 2809 |  | 171.2 |  |  | 0 | 0 |  |  | 0.48427 | 4080.9212 | 0.48427 | 0 | 4080.9212 | 0 | 4080.9212 | 4080.9212 | 4489.0133
| E262 | Small Business Direct Install | 2017 | 11181 - 1 | SBDI: Sealing - Auto Closer - Walk In Doors - Med Temp - E | 8 |  | 223 |  | Comm Refrigeration | 7 | 1561 | 933 | 1332.8 |  |  | 8 | 0.00073654 | 133.2857 | 190.4 | 223 |  | 399.8 |  |  | 0 | 0 |  |  | 0.48427 | 755.9414 | 0.48427 | 0 | 755.9414 | 0 | 755.9414 | 755.9414 | 831.5355
| E262 | Small Business Direct Install | 2017 | 11183 - 1 | SBDI: Sealing - Auto Closer - Walk In Doors - Med Temp - NG - EIE | 8 |  | 221 |  | Comm Refrigeration | 2 | 442 | 267 | 380.8 |  |  | 8 | 0.00020855 | 133.5 | 190.4 | 221 |  | 113.8 |  |  | 0 | 0 |  |  | 0.48427 | 214.0462 | 0.48427 | 0 | 214.0462 | 0 | 214.0462 | 214.0462 | 235.4508
| E262 | Small Business Direct Install | 2017 | 11188 - 1 | SBDI: Sealing - Gasket - Walk In Cooler Door- Main - E | 4 |  | 204 |  | Comm Refrigeration | 3 | 612 | 184 | 228 |  |  | 4 | 0.00014438 | 61.3333 | 76 | 204 |  | 44 |  |  | 0 | 0 |  |  | 0.26417 | 161.6736 | 0.26417 | 0 | 161.6736 | 0 | 161.6736 | 161.6736 | 177.841
| E262 | Small Business Direct Install | 2017 | 11207 - 1 | SBDI: Sealing - Strip Curtain - Cooler - Grocery | 2 |  | 123 |  | Comm Refrigeration | 20 | 2460 | 322 | 322 |  |  | 2 | 0.00029018 | 16.1 | 16.1 | 123 |  | 0 |  |  | 0 | 0 |  |  | 0.13913 | 342.2662 | 0.13913 | 0 | 342.2662 | 0 | 342.2662 | 342.2662 | 376.4928
| E262 | Small Business Direct Install | 2017 | 11209 - 1 | SBDI: Sealing - Strip Curtain - Freezer - Grocery | 2 |  | 535 |  | Comm Refrigeration | 137 | 73295 | 2206 | 2205.7 |  |  | 2 | 0.0086459 | 16.1022 | 16.1 | 535 |  | -0.3 |  |  | 0 | 0 |  |  | 0.13913 | 10197.7247 | 0.13913 | 0 | 10197.7247 | 0 | 10197.7247 | 10197.7247 | 11217.4971
| E262 | Small Business Direct Install | 2017 | 11210 - 1 | SBDI: Sealing - Strip Curtain - Freezer - Restaurant | 2 |  | 129 |  | Comm Refrigeration | 536 | 69144 | 8630 | 8629.6 |  |  | 2 | 0.0081562 | 16.1007 | 16.1 | 129 |  | -0.4 |  |  | 0 | 0 |  |  | 0.13913 | 9620.1852 | 0.13913 | 0 | 9620.1852 | 0 | 9620.1852 | 9620.1852 | 10582.2037
| E262 | Small Business Direct Install | 2017 | 11212 - 1 | SBDI: Showerhead - Any Comm - GWH - 1.5 gpm - EIE | 10 |  | 10 |  | Comm Water Heat | 3 | 30 | 0 | 0 |  |  | 10 | 1.7694e-05 | 0 | 0 | 10 |  | 0 |  |  | 0 | 0 |  |  | 0.59096 | 17.7288 | 0.59096 | 0 | 17.7288 | 0 | 17.7288 | 17.7288 | 19.5017
| E262 | Small Business Direct Install | 2017 | 11213 - 1 | SBDI: Showerhead - DI - Any Comm - EWH - 1.5 gpm | 10 |  | 228 |  | Comm Water Heat | 1 | 228 | 24 | 23.8 |  |  | 10 | 0.00013447 | 24 | 23.8 | 228 |  | -0.2 |  |  | 0 | 0 |  |  | 0.59096 | 134.7391 | 0.59096 | 0 | 134.7391 | 0 | 134.7391 | 134.7391 | 148.213
| E262 | Small Business Direct Install | 2017 | 11219 - 1 | SBDI: Sprayhead - EWH - 0.65 gpm - from 1.6 | 4 |  | 890 |  | Comm Water Heat | 5 | 4450 | 382 | 381.5 |  |  | 4 | 0.0010498 | 76.4 | 76.3 | 890 |  | -0.5 |  |  | 0 | 0 |  |  | 0.2693 | 1198.3915 | 0.2693 | 0 | 1198.3915 | 0 | 1198.3915 | 1198.3915 | 1318.2307
| E262 | Small Business Direct Install | 2017 | 11221 - 1 | SBDI: Sprayhead - EWH - 0.65 gpm - from 2.6 | 4 |  | 2295 |  | Comm Water Heat | 1 | 2295 | 76 | 76.3 |  |  | 4 | 0.00054144 | 76 | 76.3 | 2295 |  | 0.3 |  |  | 0 | 0 |  |  | 0.2693 | 618.0469 | 0.2693 | 0 | 618.0469 | 0 | 618.0469 | 618.0469 | 679.8515
| E262 | Small Business Direct Install | 2017 | 11222 - 1 | SBDI: Sprayhead - EWH - 0.65 gpm - not PI | 4 |  | 1267 |  | Comm Water Heat | 2 | 2534 | 153 | 152.6 |  |  | 4 | 0.00059782 | 76.5 | 76.3 | 1267 |  | -0.4 |  |  | 0 | 0 |  |  | 0.2693 | 682.4099 | 0.2693 | 0 | 682.4099 | 0 | 682.4099 | 682.4099 | 750.6509
| E262 | Small Business Direct Install | 2017 | 11224 - 1 | SBDI: Sprayhead - GWH - 0.65 gpm - from 1.6 - EIE | 4 |  | 49 |  | Comm Water Heat | 4 | 196 | 0 | 0 |  |  | 4 | 4.624e-05 | 0 | 0 | 49 |  | 0 |  |  | 0 | 0 |  |  | 0.2693 | 52.7831 | 0.2693 | 0 | 52.7831 | 0 | 52.7831 | 52.7831 | 58.0614
| E262 | Small Business Direct Install | 2017 | 11228 - 1 | SBDI: Sprayhead - GWH - 0.65 gpm - from 2.6 - EIE | 4 |  | 127 |  | Comm Water Heat | 1 | 127 | 0 | 0 |  |  | 4 | 2.9962e-05 | 0 | 0 | 127 |  | 0 |  |  | 0 | 0 |  |  | 0.2693 | 34.2013 | 0.2693 | 0 | 34.2013 | 0 | 34.2013 | 34.2013 | 37.6214
| E262 | Small Business Direct Install | 2017 | 11230 - 1 | SBDI: Sprayhead - GWH - 0.65 gpm - not PI - EIE | 4 |  | 70 |  | Comm Water Heat | 5 | 350 | 0 | 0 |  |  | 4 | 8.2572e-05 | 0 | 0 | 70 |  | 0 |  |  | 0 | 0 |  |  | 0.2693 | 94.2555 | 0.2693 | 0 | 94.2555 | 0 | 94.2555 | 94.2555 | 103.6811
| E262 | Small Business Direct Install | 2017 | 11231 - 1 | SBDI: Thermostat - Programmable | 10 |  | 473 |  | Comm Space Heat | 1 | 473 | 160 | 160 |  |  | 10 | 0.00027897 | 160 | 160 | 473 |  | 0 |  |  | 0 | 0 |  |  | 1.437 | 679.7216 | 1.437 | 0 | 679.7216 | 0 | 679.7216 | 679.7216 | 747.6938
| E262 | Small Business Direct Install | 2017 | 11315 - 3 | SBDI: Aerator - EWH - All Others | 10 |  | 151.6 |  | Comm Water Heat | 217 | 32897.2 | 1165 | 2840.53 | 132.69 |  | 10 | 0.019403 | 5.3687 | 13.09 | 151.6 |  | 1675.53 |  |  | 195228.7804 | 0 |  |  | 0.59096 | 19440.9577 | 0.59096 | 0 | 19440.9577 | 0 | 19440.9577 | 19440.9577 | 216613.8339
| E262 | Small Business Direct Install | 2017 | 11315 - 1 | SBDI: Aerator - EWH - All Others | 10 |  | 152.6 |  | Comm Water Heat | -127 | -19380.2 | 13 | -1662.43 | 132.69 |  | 10 | -0.01143 | -0.10236 | 13.09 | 152.6 |  | -1675.43 |  |  | -114258.3185 | 0 |  |  | 0.59096 | -11452.9397 | 0.59096 | 0 | -11452.9397 | 0 | -11452.9397 | -11452.9397 | -126856.5522
| E262 | Small Business Direct Install | 2017 | 11317 - 1 | SBDI: Aerator - EWH - Small Office | 10 |  | 46.6 |  | Comm Water Heat | 21 | 978.6 | 275 | 274.89 | 40.8 |  | 10 | 0.00057718 | 13.0952 | 13.09 | 46.6 |  | -0.11 |  |  | 5809.321 | 0 |  |  | 0.59096 | 578.3143 | 0.59096 | 0 | 578.3143 | 0 | 578.3143 | 578.3143 | 6445.4667
| E262 | Small Business Direct Install | 2017 | 11319 - 3 | SBDI: Aerator - EWH - Restaurant | 10 |  | 215.1 |  | Comm Water Heat | 15 | 3226.5 | 196 | 196.35 | 188.3 |  | 10 | 0.001903 | 13.0667 | 13.09 | 215.1 |  | 0.35 |  |  | 19150.8252 | 0 |  |  | 0.59096 | 1906.7352 | 0.59096 | 0 | 1906.7352 | 0 | 1906.7352 | 1906.7352 | 21248.234
| E262 | Small Business Direct Install | 2017 | 11321 - 3 | SBDI: Aerator - EWH - Retail | 10 |  | 151.6 |  | Comm Water Heat | 51 | 7731.6 | 39 | 667.59 | 132.69 |  | 10 | 0.0045601 | 0.76471 | 13.09 | 151.6 |  | 628.59 |  |  | 45883.2618 | 0 |  |  | 0.59096 | 4569.073 | 0.59096 | 0 | 4569.073 | 0 | 4569.073 | 4569.073 | 50909.2421
| E262 | Small Business Direct Install | 2017 | 11321 - 1 | SBDI: Aerator - EWH - Retail | 10 |  | 151 |  | Comm Water Heat | -46 | -6946 | 26 | -602.14 | 132.69 |  | 10 | -0.0040967 | -0.56522 | 13.09 | 151 |  | -628.14 |  |  | -41384.9028 | 0 |  |  | 0.59096 | -4104.8142 | 0.59096 | 0 | -4104.8142 | 0 | -4104.8142 | -4104.8142 | -45900.1983
| E262 | Small Business Direct Install | 2017 | 11925 - 1 | SBDI: Lighting - Custom | 12 |  | 496032 |  | Comm Lighting | 1 | 496032 | 56869 | 87008.74 |  |  | 12 | 0.35107 | 56869 | 87008.74 | 496032 |  | 30139.74 |  |  | 0 | 0 |  |  | 0.73138 | 362788.3337 | 0.73138 | 0 | 362788.3337 | 0 | 362788.3337 | 362788.3337 | 399067.167
| E262 | Small Business Direct Install | 2017 | 12053 - 1 | SBDI: Fixture - LED - 100w - from 400w HID | 12 |  | 1181 |  | Comm Lighting | 777 | 917637 | 185952 | 185951.64 | 0 |  | 12 | 0.64947 | 239.3205 | 239.32 | 1181 |  | -0.36 |  |  | 0 | 0 |  |  | 0.73138 | 671142.1806 | 0.73138 | 0 | 671142.1806 | 0 | 671142.1806 | 671142.1806 | 738256.3987
| E262 | Small Business DI | 2016 |  | Recessed Can - Other | 12 |  | 77 |  | Comm Lighting | 63 | 4851 |  | 6720.84 |  |  | 12 | 0.0034333 | 0 | 106.68 | 77 |  | 6720.84 |  |  | 0 | 0 |  |  | 0.73138 | 3547.9288 | 0.73138 | 0 | 3547.9288 | 0 | 3547.9288 | 3547.9288 | 3902.7217
| E262 | Small Business DI | 2016 |  | Sealing - Strip Curtain - Freezer - Restaurant | 2 |  | 129 |  | Comm Refrigeration | 0 | 0 |  | 0 |  |  | 2 | 0 | 0 | 0 | 0 |  | 0 |  |  | 0 | 0 |  |  | 0.13913 | 0 | 0.13913 | 0 | 0 | 0 | 0 | 0 | 0
| E262 | Small Business DI | 2016 |  | Aerator - EWH - Small Office | 10 |  | 46.6 |  | Comm Water Heat | 36 | 1677.6 |  | 471.24 | 40.8 |  | 10 | 0.00098945 | 0 | 13.09 | 46.6 |  | 471.24 |  |  | 9958.8359 | 0 |  |  | 0.59096 | 991.3959 | 0.59096 | 0 | 991.3959 | 0 | 991.3959 | 991.3959 | 11049.3715
| E262 | Small Business DI | 2016 |  | Aerator - SBDI | 5 |  | 712 |  | Comm Water Heat | 98 | 69776 |  | 784 |  |  | 5 | 0.020577 | 0 | 8 | 712 |  | 784 |  |  | 0 | 0 |  |  | 0.32868 | 22933.7836 | 0.32868 | 0 | 22933.7836 | 0 | 22933.7836 | 22933.7836 | 25227.162
| E262 | Small Business DI | 2016 |  | Bi-Level Stair | 10 |  | 457 |  | Comm Water Heat | 0 | 0 |  | 0 |  |  | 10 | 0 | 0 | 0 | 0 |  | 0 |  |  | 0 | 0 |  |  | 0.59096 | 0 | 0.59096 | 0 | 0 | 0 | 0 | 0 | 0
| E262 | Small Business DI | 2016 |  | Lamp - 4' 4L T12 to 4' 2L T8 (Delamp & Reflector) | 12 |  | 446 |  | Comm Lighting | 44 | 19624 |  | 3908.52 |  |  | 12 | 0.013889 | 0 | 88.83 | 446 |  | 3908.52 |  |  | 0 | 0 |  |  | 0.73138 | 14352.6189 | 0.73138 | 0 | 14352.6189 | 0 | 14352.6189 | 14352.6189 | 15787.8808
| E262 | Small Business DI | 2016 |  | Lamp - 8' 1L T8 F96 to 4' 2L 28W (Retro Kit 2L 8') | 12 |  | 50 |  | Comm Lighting | 23 | 1150 |  | 1794 |  |  | 12 | 0.00081392 | 0 | 78 | 50 |  | 1794 |  |  | 0 | 0 |  |  | 0.73138 | 841.088 | 0.73138 | 0 | 841.088 | 0 | 841.088 | 841.088 | 925.1968
| E262 | Small Business DI | 2016 |  | Lamp - 8' 2L T12 Delamp to 4' 2L T8 (Retro Kit Delamp) | 12 |  | 397 |  | Comm Lighting | 16 | 6352 |  | 1824 |  |  | 12 | 0.0044957 | 0 | 114 | 397 |  | 1824 |  |  | 0 | 0 |  |  | 0.73138 | 4645.7315 | 0.73138 | 0 | 4645.7315 | 0 | 4645.7315 | 4645.7315 | 5110.3047
| E262 | Small Business DI | 2016 |  | LED - 35W Area Fixture with Photocell | 12 |  | 685 |  | Comm Lighting | 16 | 10960 |  | 3380 |  |  | 12 | 0.007757 | 0 | 211.25 | 685 |  | 3380 |  |  | 0 | 0 |  |  | 0.73138 | 8015.9347 | 0.73138 | 0 | 8015.9347 | 0 | 8015.9347 | 8015.9347 | 8817.5282
| E262 | Small Business DI | 2016 |  | LED - 60W Wall Pack with Photocell | 12 |  | 890 |  | Comm Lighting | 2 | 1780 |  | 445 |  |  | 12 | 0.0012598 | 0 | 222.5 | 890 |  | 445 |  |  | 0 | 0 |  |  | 0.73138 | 1301.858 | 0.73138 | 0 | 1301.858 | 0 | 1301.858 | 1301.858 | 1432.0438
| E262 | Small Business DI | 2016 |  | LED Exit Sign | 9 |  | 153.3 |  | Comm Lighting | 13 | 1992.9 |  | 780 |  |  | 9 | 0.0010579 | 0 | 60 | 153.3 |  | 780 |  |  | 0 | 0 |  |  | 0.58086 | 1157.5972 | 0.58086 | 0 | 1157.5972 | 0 | 1157.5972 | 1157.5972 | 1273.3569
| E262 | Small Business DI | 2016 |  | LED Open Sign | 16 |  | 158 |  | Comm Lighting | 10 | 1580 |  | 1650 |  |  | 16 | 0.001491 | 0 | 165 | 158 |  | 1650 |  |  | 0 | 0 |  |  | 0.9023 | 1425.6343 | 0.9023 | 0 | 1425.6343 | 0 | 1425.6343 | 1425.6343 | 1568.1977
| E262 | Small Business DI | 2016 |  | LED Wall Pack with Photocell - Less than 30W | 12 |  | 601 |  | Comm Lighting | 13 | 7813 |  | 2031.25 |  |  | 12 | 0.0055297 | 0 | 156.25 | 601 |  | 2031.25 |  |  | 0 | 0 |  |  | 0.73138 | 5714.279 | 0.73138 | 0 | 5714.279 | 0 | 5714.279 | 5714.279 | 6285.7069
| E262 | Small Business DI | 2016 |  | Sprayhead - SBDI - 1.6 PI to 0.65 GPM | 5 |  | 839 |  | Comm Water Heat | 1 | 839 |  | 71.21 |  |  | 5 | 0.00024742 | 0 | 71.21 | 839 |  | 71.21 |  |  | 0 | 0 |  |  | 0.32868 | 275.7602 | 0.32868 | 0 | 275.7602 | 0 | 275.7602 | 275.7602 | 303.3362
| E262 | Small Business DI | 2016 |  | Lamp - 4' 3L T12 to 4' 2L T8 (Delamp & Reflector) | 12 |  | 289 |  | Comm Lighting | 18 | 5202 |  | 1638 |  |  | 12 | 0.0036818 | 0 | 91 | 289 |  | 1638 |  |  | 0 | 0 |  |  | 0.73138 | 3804.6435 | 0.73138 | 0 | 3804.6435 | 0 | 3804.6435 | 3804.6435 | 4185.1078
| E262 | Small Business DI | 2016 |  | Lamp - 4' 3L T12 to 4' 3L T8 | 12 |  | 202 |  | Comm Lighting | 50 | 10100 |  | 3062.5 |  |  | 12 | 0.0071484 | 0 | 61.25 | 202 |  | 3062.5 |  |  | 0 | 0 |  |  | 0.73138 | 7386.9472 | 0.73138 | 0 | 7386.9472 | 0 | 7386.9472 | 7386.9472 | 8125.6419
| E262 | Small Business DI | 2016 |  | Lamp - 8' 2L T12 HO F96 to 4' 4L 28W (Retro Kit 4L 8' NBF) | 12 |  | 516 |  | Comm Lighting | 85 | 43860 |  | 8330 |  |  | 12 | 0.031042 | 0 | 98 | 516 |  | 8330 |  |  | 0 | 0 |  |  | 0.73138 | 32078.3665 | 0.73138 | 0 | 32078.3665 | 0 | 32078.3665 | 32078.3665 | 35286.2032
| E262 | Small Business DI | 2016 |  | LED A Lamp 11W - Office | 8 |  | 90 |  | Comm Lighting | 254 | 22860 |  | 4998.72 |  |  | 8 | 0.010786 | 0 | 19.68 | 90 |  | 4998.72 |  |  | 0 | 0 |  |  | 0.52808 | 12071.8466 | 0.52808 | 0 | 12071.8466 | 0 | 12071.8466 | 12071.8466 | 13279.0313
| E262 | Small Business DI | 2016 |  | LED A Lamp 11W - Other | 6 |  | 68 |  | Comm Lighting | 58 | 3944 |  | 1141.44 |  |  | 6 | 0.0013957 | 0 | 19.68 | 68 |  | 1141.44 |  |  | 0 | 0 |  |  | 0.4137 | 1631.6176 | 0.4137 | 0 | 1631.6176 | 0 | 1631.6176 | 1631.6176 | 1794.7794
| E262 | Small Business DI | 2016 |  | LED A Lamp 11W - Other Health | 5 |  | 133 |  | Comm Lighting | 120 | 15960 |  | 2361.6 |  |  | 5 | 0.0047066 | 0 | 19.68 | 133 |  | 2361.6 |  |  | 0 | 0 |  |  | 0.35238 | 5624.0525 | 0.35238 | 0 | 5624.0525 | 0 | 5624.0525 | 5624.0525 | 6186.4578
| E262 | Small Business DI | 2016 |  | LED A Lamp 11W - Restaurant | 7 |  | 108 |  | Comm Lighting | 262 | 28296 |  | 5156.16 |  |  | 7 | 0.011682 | 0 | 19.68 | 108 |  | 5156.16 |  |  | 0 | 0 |  |  | 0.47242 | 13367.4736 | 0.47242 | 0 | 13367.4736 | 0 | 13367.4736 | 13367.4736 | 14704.2209
| E262 | Small Business DI | 2016 |  | LED A Lamp 11W - Retail | 9 |  | 99 |  | Comm Lighting | 276 | 27324 |  | 5431.68 |  |  | 9 | 0.014504 | 0 | 19.68 | 99 |  | 5431.68 |  |  | 0 | 0 |  |  | 0.58086 | 15871.436 | 0.58086 | 0 | 15871.436 | 0 | 15871.436 | 15871.436 | 17458.5796
| E262 | Small Business DI | 2016 |  | LED A Lamp 5W Globe - Office | 8 |  | 41 |  | Comm Lighting | 36 | 1476 |  | 758.52 |  |  | 8 | 0.00069643 | 0 | 21.07 | 41 |  | 758.52 |  |  | 0 | 0 |  |  | 0.52808 | 779.4421 | 0.52808 | 0 | 779.4421 | 0 | 779.4421 | 779.4421 | 857.3863
| E262 | Small Business DI | 2016 |  | LED A Lamp 5W Globe - Restaurant | 7 |  | 49 |  | Comm Lighting | 47 | 2303 |  | 990.29 |  |  | 7 | 0.00095082 | 0 | 21.07 | 49 |  | 990.29 |  |  | 0 | 0 |  |  | 0.47242 | 1087.9733 | 0.47242 | 0 | 1087.9733 | 0 | 1087.9733 | 1087.9733 | 1196.7706
| E262 | Small Business DI | 2016 |  | LED A Lamp 5W Globe - Retail | 9 |  | 45 |  | Comm Lighting | 18 | 810 |  | 379.26 |  |  | 9 | 0.00042996 | 0 | 21.07 | 45 |  | 379.26 |  |  | 0 | 0 |  |  | 0.58086 | 470.4971 | 0.58086 | 0 | 470.4971 | 0 | 470.4971 | 470.4971 | 517.5468
| E262 | Small Business DI | 2016 |  | LED A Lamp 5W Globe - Warehouse | 5 |  | 33 |  | Comm Lighting | 12 | 396 |  | 252.84 |  |  | 5 | 0.00011678 | 0 | 21.07 | 33 |  | 252.84 |  |  | 0 | 0 |  |  | 0.35238 | 139.5442 | 0.35238 | 0 | 139.5442 | 0 | 139.5442 | 139.5442 | 153.4986
| E262 | Small Business DI | 2016 |  | LED A Lamp 7W - Office | 8 |  | 58 |  | Comm Lighting | 74 | 4292 |  | 1383.8 |  |  | 8 | 0.0020251 | 0 | 18.7 | 58 |  | 1383.8 |  |  | 0 | 0 |  |  | 0.52808 | 2266.5077 | 0.52808 | 0 | 2266.5077 | 0 | 2266.5077 | 2266.5077 | 2493.1585
| E262 | Small Business DI | 2016 |  | LED A Lamp 7W - Other | 6 |  | 43 |  | Comm Lighting | 48 | 2064 |  | 897.6 |  |  | 6 | 0.00073041 | 0 | 18.7 | 43 |  | 897.6 |  |  | 0 | 0 |  |  | 0.4137 | 853.8689 | 0.4137 | 0 | 853.8689 | 0 | 853.8689 | 853.8689 | 939.2557
| E262 | Small Business DI | 2016 |  | LED A Lamp 7W - Other Health | 5 |  | 84 |  | Comm Lighting | 31 | 2604 |  | 579.7 |  |  | 5 | 0.00076792 | 0 | 18.7 | 84 |  | 579.7 |  |  | 0 | 0 |  |  | 0.35238 | 917.6086 | 0.35238 | 0 | 917.6086 | 0 | 917.6086 | 917.6086 | 1009.3694
| E262 | Small Business DI | 2016 |  | LED A Lamp 7W - Restaurant | 7 |  | 69 |  | Comm Lighting | 125 | 8625 |  | 2337.5 |  |  | 7 | 0.0035609 | 0 | 18.7 | 69 |  | 2337.5 |  |  | 0 | 0 |  |  | 0.47242 | 4074.5851 | 0.47242 | 0 | 4074.5851 | 0 | 4074.5851 | 4074.5851 | 4482.0436
| E262 | Small Business DI | 2016 |  | LED A Lamp 7W - Retail | 9 |  | 63 |  | Comm Lighting | 157 | 9891 |  | 2935.9 |  |  | 9 | 0.0052503 | 0 | 18.7 | 63 |  | 2935.9 |  |  | 0 | 0 |  |  | 0.58086 | 5745.2925 | 0.58086 | 0 | 5745.2925 | 0 | 5745.2925 | 5745.2925 | 6319.8218
| E262 | Small Business DI | 2016 |  | LED A Lamp 7W - Warehouse | 5 |  | 46 |  | Comm Lighting | 37 | 1702 |  | 691.9 |  |  | 5 | 0.00050192 | 0 | 18.7 | 46 |  | 691.9 |  |  | 0 | 0 |  |  | 0.35238 | 599.758 | 0.35238 | 0 | 599.758 | 0 | 599.758 | 599.758 | 659.7338
| E262 | Small Business DI | 2016 |  | LED Decorative - Office | 8 |  | 58 |  | Comm Lighting | 14 | 812 |  | 387.66 |  |  | 8 | 0.00038313 | 0 | 27.69 | 58 |  | 387.66 |  |  | 0 | 0 |  |  | 0.52808 | 428.7988 | 0.52808 | 0 | 428.7988 | 0 | 428.7988 | 428.7988 | 471.6786
| E262 | Small Business DI | 2016 |  | LED Decorative - Other Health | 5 |  | 86 |  | Comm Lighting | 2 | 172 |  | 55.38 |  |  | 5 | 5.0723e-05 | 0 | 27.69 | 86 |  | 55.38 |  |  | 0 | 0 |  |  | 0.35238 | 60.6101 | 0.35238 | 0 | 60.6101 | 0 | 60.6101 | 60.6101 | 66.6711
| E262 | Small Business DI | 2016 |  | LED Decorative - Restaurant | 7 |  | 70 |  | Comm Lighting | 104 | 7280 |  | 2879.76 |  |  | 7 | 0.0030056 | 0 | 27.69 | 70 |  | 2879.76 |  |  | 0 | 0 |  |  | 0.47242 | 3439.186 | 0.47242 | 0 | 3439.186 | 0 | 3439.186 | 3439.186 | 3783.1046
| E262 | Small Business DI | 2016 |  | LED Decorative - Retail | 9 |  | 64 |  | Comm Lighting | 28 | 1792 |  | 775.32 |  |  | 9 | 0.00095123 | 0 | 27.69 | 64 |  | 775.32 |  |  | 0 | 0 |  |  | 0.58086 | 1040.9023 | 0.58086 | 0 | 1040.9023 | 0 | 1040.9023 | 1040.9023 | 1144.9925
| E262 | Small Business DI | 2016 |  | LED Direction Par 20 - Office | 8 |  | 110 |  | Comm Lighting | 43 | 4730 |  | 1577.24 |  |  | 8 | 0.0022318 | 0 | 36.68 | 110 |  | 1577.24 |  |  | 0 | 0 |  |  | 0.52808 | 2497.8055 | 0.52808 | 0 | 2497.8055 | 0 | 2497.8055 | 2497.8055 | 2747.5861
| E262 | Small Business DI | 2016 |  | LED Direction Par 20 - Restaurant | 7 |  | 131 |  | Comm Lighting | 73 | 9563 |  | 2677.64 |  |  | 7 | 0.0039482 | 0 | 36.68 | 131 |  | 2677.64 |  |  | 0 | 0 |  |  | 0.47242 | 4517.711 | 0.47242 | 0 | 4517.711 | 0 | 4517.711 | 4517.711 | 4969.4821
| E262 | Small Business DI | 2016 |  | LED Direction Par 20 - Retail | 9 |  | 120 |  | Comm Lighting | 165 | 19800 |  | 6052.2 |  |  | 9 | 0.01051 | 0 | 36.68 | 120 |  | 6052.2 |  |  | 0 | 0 |  |  | 0.58086 | 11501.0406 | 0.58086 | 0 | 11501.0406 | 0 | 11501.0406 | 11501.0406 | 12651.1446
| E262 | Small Business DI | 2016 |  | LED Direction Par 20 - Warehouse | 5 |  | 87 |  | Comm Lighting | 4 | 348 |  | 146.72 |  |  | 5 | 0.00010263 | 0 | 36.68 | 87 |  | 146.72 |  |  | 0 | 0 |  |  | 0.35238 | 122.6297 | 0.35238 | 0 | 122.6297 | 0 | 122.6297 | 122.6297 | 134.8927
| E262 | Small Business DI | 2016 |  | LED Direction Par 30 - Office | 8 |  | 93 |  | Comm Lighting | 100 | 9300 |  | 5064 |  |  | 8 | 0.0043881 | 0 | 50.64 | 93 |  | 5064 |  |  | 0 | 0 |  |  | 0.52808 | 4911.1187 | 0.52808 | 0 | 4911.1187 | 0 | 4911.1187 | 4911.1187 | 5402.2306
| E262 | Small Business DI | 2016 |  | LED Direction Par 30 - Other | 6 |  | 70 |  | Comm Lighting | 222 | 15540 |  | 11242.08 |  |  | 6 | 0.0054993 | 0 | 50.64 | 70 |  | 11242.08 |  |  | 0 | 0 |  |  | 0.4137 | 6428.8382 | 0.4137 | 0 | 6428.8382 | 0 | 6428.8382 | 6428.8382 | 7071.722
| E262 | Small Business DI | 2016 |  | LED Direction Par 30 - Other Health | 5 |  | 137 |  | Comm Lighting | 8 | 1096 |  | 405.12 |  |  | 5 | 0.00032321 | 0 | 50.64 | 137 |  | 405.12 |  |  | 0 | 0 |  |  | 0.35238 | 386.2131 | 0.35238 | 0 | 386.2131 | 0 | 386.2131 | 386.2131 | 424.8344
| E262 | Small Business DI | 2016 |  | LED Direction Par 30 - Restaurant | 7 |  | 112 |  | Comm Lighting | 255 | 28560 |  | 12913.2 |  |  | 7 | 0.011791 | 0 | 50.64 | 112 |  | 12913.2 |  |  | 0 | 0 |  |  | 0.47242 | 13492.1913 | 0.47242 | 0 | 13492.1913 | 0 | 13492.1913 | 13492.1913 | 14841.4104
| E262 | Small Business DI | 2016 |  | LED Direction Par 30 - Retail | 9 |  | 103 |  | Comm Lighting | 466 | 47998 |  | 23598.24 |  |  | 9 | 0.025478 | 0 | 50.64 | 103 |  | 23598.24 |  |  | 0 | 0 |  |  | 0.58086 | 27880.1488 | 0.58086 | 0 | 27880.1488 | 0 | 27880.1488 | 27880.1488 | 30668.1636
| E262 | Small Business DI | 2016 |  | LED Direction Par 30 - Warehouse | 5 |  | 74 |  | Comm Lighting | 8 | 592 |  | 405.12 |  |  | 5 | 0.00017458 | 0 | 50.64 | 74 |  | 405.12 |  |  | 0 | 0 |  |  | 0.35238 | 208.6115 | 0.35238 | 0 | 208.6115 | 0 | 208.6115 | 208.6115 | 229.4726
| E262 | Small Business DI | 2016 |  | LED MR16 - Office | 8 |  | 77 |  | Comm Lighting | 12 | 924 |  | 388.92 |  |  | 8 | 0.00043598 | 0 | 32.41 | 77 |  | 388.92 |  |  | 0 | 0 |  |  | 0.52808 | 487.9434 | 0.52808 | 0 | 487.9434 | 0 | 487.9434 | 487.9434 | 536.7377
| E262 | Small Business DI | 2016 |  | LED MR16 - Other Health | 5 |  | 113 |  | Comm Lighting | 14 | 1582 |  | 453.74 |  |  | 5 | 0.00046653 | 0 | 32.41 | 113 |  | 453.74 |  |  | 0 | 0 |  |  | 0.35238 | 557.4719 | 0.35238 | 0 | 557.4719 | 0 | 557.4719 | 557.4719 | 613.2191
| E262 | Small Business DI | 2016 |  | LED MR16 - Restaurant | 7 |  | 92 |  | Comm Lighting | 125 | 11500 |  | 4051.25 |  |  | 7 | 0.0047479 | 0 | 32.41 | 92 |  | 4051.25 |  |  | 0 | 0 |  |  | 0.47242 | 5432.7801 | 0.47242 | 0 | 5432.7801 | 0 | 5432.7801 | 5432.7801 | 5976.0581
| E262 | Small Business DI | 2016 |  | LED MR16 - Retail | 9 |  | 84 |  | Comm Lighting | 324 | 27216 |  | 10500.84 |  |  | 9 | 0.014447 | 0 | 32.41 | 84 |  | 10500.84 |  |  | 0 | 0 |  |  | 0.58086 | 15808.703 | 0.58086 | 0 | 15808.703 | 0 | 15808.703 | 15808.703 | 17389.5734
| E262 | Small Business DI | 2016 |  | LED Par 38 & 40 - Restaurant | 7 |  | 151 |  | Comm Lighting | 2 | 302 |  | 104.7 |  |  | 7 | 0.00012468 | 0 | 52.35 | 151 |  | 104.7 |  |  | 0 | 0 |  |  | 0.47242 | 142.6695 | 0.47242 | 0 | 142.6695 | 0 | 142.6695 | 142.6695 | 156.9365
| E262 | Small Business DI | 2016 |  | LED Par 38 & 40 - Retail | 9 |  | 139 |  | Comm Lighting | 14 | 1946 |  | 732.9 |  |  | 9 | 0.001033 | 0 | 52.35 | 139 |  | 732.9 |  |  | 0 | 0 |  |  | 0.58086 | 1130.3548 | 0.58086 | 0 | 1130.3548 | 0 | 1130.3548 | 1130.3548 | 1243.3903
| E262 | Small Business DI | 2016 |  | LED Par 38 & 40 - Warehouse | 5 |  | 100 |  | Comm Lighting | 2 | 200 |  | 104.7 |  |  | 5 | 5.898e-05 | 0 | 52.35 | 100 |  | 104.7 |  |  | 0 | 0 |  |  | 0.35238 | 70.4768 | 0.35238 | 0 | 70.4768 | 0 | 70.4768 | 70.4768 | 77.5245
| E262 | Small Business DI | 2016 |  | Lamp - 2' 1L T12 to 2' 1L T8 | 12 |  | 41 |  | Comm Lighting | 14 | 574 |  | 731.22 |  |  | 12 | 0.00040625 | 0 | 52.23 | 41 |  | 731.22 |  |  | 0 | 0 |  |  | 0.73138 | 419.8126 | 0.73138 | 0 | 419.8126 | 0 | 419.8126 | 419.8126 | 461.7939
| E262 | Small Business DI | 2016 |  | Lamp - 3' 1L T12 to 3' 1L T8 | 12 |  | 70 |  | Comm Lighting | 5 | 350 |  | 266.15 |  |  | 12 | 0.00024772 | 0 | 53.23 | 70 |  | 266.15 |  |  | 0 | 0 |  |  | 0.73138 | 255.9833 | 0.73138 | 0 | 255.9833 | 0 | 255.9833 | 255.9833 | 281.5816
| E262 | Small Business DI | 2016 |  | Lamp - 4' 1L T12 to 4' 1L T8 | 12 |  | 66 |  | Comm Lighting | 36 | 2376 |  | 1971 |  |  | 12 | 0.0016816 | 0 | 54.75 | 66 |  | 1971 |  |  | 0 | 0 |  |  | 0.73138 | 1737.761 | 0.73138 | 0 | 1737.761 | 0 | 1737.761 | 1737.761 | 1911.5371
| E262 | Small Business DI | 2016 |  | Lamp - 4' 2L T12 to 4' 2L T8 | 12 |  | 136 |  | Comm Lighting | 133 | 18088 |  | 7611.59 |  |  | 12 | 0.012802 | 0 | 57.23 | 136 |  | 7611.59 |  |  | 0 | 0 |  |  | 0.73138 | 13229.2178 | 0.73138 | 0 | 13229.2178 | 0 | 13229.2178 | 13229.2178 | 14552.1396
| E262 | Small Business DI | 2016 |  | Lamp - 4' 4L T12 HO to 4' 4L T8 | 12 |  | 843 |  | Comm Lighting | 39 | 32877 |  | 2645.37 |  |  | 12 | 0.023269 | 0 | 67.83 | 843 |  | 2645.37 |  |  | 0 | 0 |  |  | 0.73138 | 24045.6101 | 0.73138 | 0 | 24045.6101 | 0 | 24045.6101 | 24045.6101 | 26450.1711
| E262 | Small Business DI | 2016 |  | Lamp - 4' 4L T12 to 4' 4L T8 | 12 |  | 273 |  | Comm Lighting | 64 | 17472 |  | 4341.12 |  |  | 12 | 0.012366 | 0 | 67.83 | 273 |  | 4341.12 |  |  | 0 | 0 |  |  | 0.73138 | 12778.6872 | 0.73138 | 0 | 12778.6872 | 0 | 12778.6872 | 12778.6872 | 14056.5559
| E262 | Small Business DI | 2016 |  | Lamp - 400W HID to 4' 6L T8 (HBF) | 12 |  | 1107 |  | Comm Lighting | 9 | 9963 |  | 2128.86 |  |  | 12 | 0.0070514 | 0 | 236.54 | 1107 |  | 2128.86 |  |  | 0 | 0 |  |  | 0.73138 | 7286.748 | 0.73138 | 0 | 7286.748 | 0 | 7286.748 | 7286.748 | 8015.4228
| E262 | Small Business DI | 2016 |  | Occupancy Sensors (<100W) | 10 |  | 46 |  | Comm Lighting | 2 | 92 |  | 164 |  |  | 10 | 5.4262e-05 | 0 | 82 | 46 |  | 164 |  |  | 0 | 0 |  |  | 0.63153 | 58.101 | 0.63153 | 0 | 58.101 | 0 | 58.101 | 58.101 | 63.9111
| E262 | Small Business DI | 2016 |  | Aerator - SBDI | 5 |  | 712 |  | Comm Water Heat | 0 | 0 |  | 0 |  |  | 5 | 0 | 0 | 0 | 0 |  | 0 |  |  | 0 | 0 |  |  | 0.32868 | 0 | 0.32868 | 0 | 0 | 0 | 0 | 0 | 0
| E262 | Small Business DI | 2016 |  | Fixture - LED - Area - Photocell - 35w | 12 |  | 685 |  | Comm Lighting | 22 | 15070 |  | 4814.04 |  |  | 12 | 0.010666 | 0 | 218.82 | 685 |  | 4814.04 |  |  | 0 | 0 |  |  | 0.73138 | 11021.9103 | 0.73138 | 0 | 11021.9103 | 0 | 11021.9103 | 11021.9103 | 12124.1013
| E262 | Small Business DI | 2016 |  | Fixture - LED - Wall Pack - Photocell - 60w | 12 |  | 937 |  | Comm Lighting | 0 | 0 |  | 0 |  |  | 12 | 0 | 0 | 0 | 0 |  | 0 |  |  | 0 | 0 |  |  | 0.73138 | 0 | 0.73138 | 0 | 0 | 0 | 0 | 0 | 0
| E262 | Small Business DI | 2016 |  | LED Open Sign | 16 |  | 137 |  | Comm Lighting | 0 | 0 |  | 0 |  |  | 16 | 0 | 0 | 0 | 0 |  | 0 |  |  | 0 | 0 |  |  | 0.9023 | 0 | 0.9023 | 0 | 0 | 0 | 0 | 0 | 0
| E262 | Small Business DI | 2016 |  | Fixture - LED - Wall Pack - Photocell - Less than 19w | 12 |  | 181 |  | Comm Lighting | 1 | 181 |  | 176.82 |  |  | 12 | 0.0001281 | 0 | 176.82 | 181 |  | 176.82 |  |  | 0 | 0 |  |  | 0.73138 | 132.3799 | 0.73138 | 0 | 132.3799 | 0 | 132.3799 | 132.3799 | 145.6179
| E262 | Small Business DI | 2016 |  | Fixture - LED - Wall Pack - Photocell - Less than 30w | 12 |  | 601 |  | Comm Lighting | 1 | 601 |  | 218.82 |  |  | 12 | 0.00042536 | 0 | 218.82 | 601 |  | 218.82 |  |  | 0 | 0 |  |  | 0.73138 | 439.5599 | 0.73138 | 0 | 439.5599 | 0 | 439.5599 | 439.5599 | 483.5159
| E262 | Small Business DI | 2016 |  | Thermostat - Programmable | 10 |  | 473 |  | Comm Space Heat | 2 | 946 |  | 320 |  |  | 10 | 0.00055795 | 0 | 160 | 473 |  | 320 |  |  | 0 | 0 |  |  | 1.437 | 1359.4433 | 1.437 | 0 | 1359.4433 | 0 | 1359.4433 | 1359.4433 | 1495.3876
| E262 | Small Business DI | 2016 |  | Lamp - LED - 20w - from 100w HID | 12 |  | 458 |  | Comm Lighting | 2 | 916 |  | 353.64 |  |  | 12 | 0.00064831 | 0 | 176.82 | 458 |  | 353.64 |  |  | 0 | 0 |  |  | 0.73138 | 669.9449 | 0.73138 | 0 | 669.9449 | 0 | 669.9449 | 669.9449 | 736.9394
| E262 | Small Business DI | 2016 |  | 120W Multi-Lamp Fix to 2L F17T8 (NBF) | 12 |  | 285 |  | Comm Lighting | 0 | 0 |  | 0 |  |  | 12 | 0 | 0 | 0 | 0 |  | 0 |  |  | 0 | 0 |  |  | 0.73138 | 0 | 0.73138 | 0 | 0 | 0 | 0 | 0 | 0
| E262 | Small Business DI | 2016 |  | 160W Multi-Lamp Fix to 2L F25T8 (NBF) | 12 |  | 358 |  | Comm Lighting | 0 | 0 |  | 0 |  |  | 12 | 0 | 0 | 0 | 0 |  | 0 |  |  | 0 | 0 |  |  | 0.73138 | 0 | 0.73138 | 0 | 0 | 0 | 0 | 0 | 0
| E262 | Small Business DI | 2016 |  | 240W Multi-Lamp Fix to 2L F28T8 (NBF) | 12 |  | 637 |  | Comm Lighting | 0 | 0 |  | 0 |  |  | 12 | 0 | 0 | 0 | 0 |  | 0 |  |  | 0 | 0 |  |  | 0.73138 | 0 | 0.73138 | 0 | 0 | 0 | 0 | 0 | 0
| E262 | Small Business DI | 2016 |  | Lamp - LED - 35w - from 250w HID | 12 |  | 1075 |  | Comm Lighting | 120 | 129000 |  | 26258.4 |  |  | 12 | 0.091301 | 0 | 218.82 | 1075 |  | 26258.4 |  |  | 0 | 0 |  |  | 0.73138 | 94348.1369 | 0.73138 | 0 | 94348.1369 | 0 | 94348.1369 | 94348.1369 | 103782.9506
| E262 | Small Business DI | 2016 |  | Lamp - LED - 60w - from 250w HID | 12 |  | 970 |  | Comm Lighting | 108 | 104760 |  | 32250.96 |  |  | 12 | 0.074145 | 0 | 298.62 | 970 |  | 32250.96 |  |  | 0 | 0 |  |  | 0.73138 | 76619.4637 | 0.73138 | 0 | 76619.4637 | 0 | 76619.4637 | 76619.4637 | 84281.4101
| E262 | Small Business DI | 2016 |  | Fixture - T8 Retro Kit - 2 ft - 1x - from 2 ft T12 1x | 12 |  | 33 |  | Comm Lighting | 89 | 2937 |  | 3394.46 |  |  | 12 | 0.0020787 | 0 | 38.14 | 33 |  | 3394.46 |  |  | 0 | 0 |  |  | 0.73138 | 2148.0657 | 0.73138 | 0 | 2148.0657 | 0 | 2148.0657 | 2148.0657 | 2362.8723
| E262 | Small Business DI | 2016 |  | 3' 1L T12 to 3' 1L T8 | 12 |  | 80 |  | Comm Lighting | 45 | 3600 |  | 1716.3 |  |  | 12 | 0.0025479 | 0 | 38.14 | 80 |  | 1716.3 |  |  | 0 | 0 |  |  | 0.73138 | 2632.9713 | 0.73138 | 0 | 2632.9713 | 0 | 2632.9713 | 2632.9713 | 2896.2684
| E262 | Small Business DI | 2016 |  | 4' 3L T12 to 4' 2L T8 (DLR) 2016 | 12 |  | 209 |  | Comm Lighting | 72 | 15048 |  | 4432.32 |  |  | 12 | 0.01065 | 0 | 61.56 | 209 |  | 4432.32 |  |  | 0 | 0 |  |  | 0.73138 | 11005.8199 | 0.73138 | 0 | 11005.8199 | 0 | 11005.8199 | 11005.8199 | 12106.4019
| E262 | Small Business DI | 2016 |  | Lamp - LED - 60w - from 400w HID | 12 |  | 1672 |  | Comm Lighting | 0 | 0 |  | 0 |  |  | 12 | 0 | 0 | 0 | 0 |  | 0 |  |  | 0 | 0 |  |  | 0.73138 | 0 | 0.73138 | 0 | 0 | 0 | 0 | 0 | 0
| E262 | Small Business DI | 2016 |  | Lamp - LED - 80w - from 400w HID | 12 |  | 1588 |  | Comm Lighting | 0 | 0 |  | 0 |  |  | 12 | 0 | 0 | 0 | 0 |  | 0 |  |  | 0 | 0 |  |  | 0.73138 | 0 | 0.73138 | 0 | 0 | 0 | 0 | 0 | 0
| E262 | Small Business DI | 2016 |  | 400W HID to 4' 6L T8 (HBF) | 12 |  | 889 |  | Comm Lighting | 362 | 321818 |  | 86633.84 |  |  | 12 | 0.22777 | 0 | 239.32 | 889 |  | 86633.84 |  |  | 0 | 0 |  |  | 0.73138 | 235371.5405 | 0.73138 | 0 | 235371.5405 | 0 | 235371.5405 | 235371.5405 | 258908.6945
| E262 | Small Business DI | 2016 |  | Fixture - T8 Retro Kit - 4 ft - 1x - from 4 ft T12 1x | 12 |  | 43 |  | Comm Lighting | 161 | 6923 |  | 6140.54 |  |  | 12 | 0.0048998 | 0 | 38.14 | 43 |  | 6140.54 |  |  | 0 | 0 |  |  | 0.73138 | 5063.35 | 0.73138 | 0 | 5063.35 | 0 | 5063.35 | 5063.35 | 5569.685
| E262 | Small Business DI | 2016 |  | Fixture - T8 Retro Kit - 4 ft - 2x - from 4 ft T12 2x | 12 |  | 86 |  | Comm Lighting | 2277 | 195822 |  | 89554.41 |  |  | 12 | 0.13859 | 0 | 39.33 | 86 |  | 89554.41 |  |  | 0 | 0 |  |  | 0.73138 | 143220.4718 | 0.73138 | 0 | 143220.4718 | 0 | 143220.4718 | 143220.4718 | 157542.519
| E262 | Small Business DI | 2016 |  | 4' 4L T12 to 4' 3L T8 (DLR) 2016 | 12 |  | 252 |  | Comm Lighting | 20 | 5040 |  | 971 |  |  | 12 | 0.0035671 | 0 | 48.55 | 252 |  | 971 |  |  | 0 | 0 |  |  | 0.73138 | 3686.1598 | 0.73138 | 0 | 3686.1598 | 0 | 3686.1598 | 3686.1598 | 4054.7757
| E262 | Small Business DI | 2016 |  | Lamp - T8 - 4 ft - 3x - from 4 ft T12 3x | 12 |  | 129 |  | Comm Lighting | 739 | 95331 |  | 32700.75 |  |  | 12 | 0.067471 | 0 | 44.25 | 129 |  | 32700.75 |  |  | 0 | 0 |  |  | 0.73138 | 69723.2732 | 0.73138 | 0 | 69723.2732 | 0 | 69723.2732 | 69723.2732 | 76695.6005
| E262 | Small Business DI | 2016 |  | Lamp - T8 - 4 ft - 4x - from 4 ft T12 4x | 12 |  | 172 |  | Comm Lighting | 2555 | 439460 |  | 134955.1 |  |  | 12 | 0.31103 | 0 | 52.82 | 172 |  | 134955.1 |  |  | 0 | 0 |  |  | 0.73138 | 321412.653 | 0.73138 | 0 | 321412.653 | 0 | 321412.653 | 321412.653 | 353553.9183
| E262 | Small Business DI | 2016 |  | 4' 4L T12 to 4' 2L T8 (DLR) 2016 | 12 |  | 332 |  | Comm Lighting | 217 | 72044 |  | 13456.17 |  |  | 12 | 0.05099 | 0 | 62.01 | 332 |  | 13456.17 |  |  | 0 | 0 |  |  | 0.73138 | 52691.606 | 0.73138 | 0 | 52691.606 | 0 | 52691.606 | 52691.606 | 57960.7666
| E262 | Small Business DI | 2016 |  | 80W Multi-Lamp Fix to 2L F17T8 (NBF) | 12 |  | 153 |  | Comm Lighting | 2 | 306 |  | 255.08 |  |  | 12 | 0.00021657 | 0 | 127.54 | 153 |  | 255.08 |  |  | 0 | 0 |  |  | 0.73138 | 223.8026 | 0.73138 | 0 | 223.8026 | 0 | 223.8026 | 223.8026 | 246.1828
| E262 | Small Business DI | 2016 |  | Fixture - T8 - 4 ft - 2x - 28w - from 8 ft T8 F96 1x | 12 |  | 20 |  | Comm Lighting | 54 | 1080 |  | 6868.8 |  |  | 12 | 0.00076438 | 0 | 127.2 | 20 |  | 6868.8 |  |  | 0 | 0 |  |  | 0.73138 | 789.8914 | 0.73138 | 0 | 789.8914 | 0 | 789.8914 | 789.8914 | 868.8805
| E262 | Small Business DI | 2016 |  | 8' 2L T12 Delamp to 4' 2L T8 (DLR) 2016 | 12 |  | 299 |  | Comm Lighting | 176 | 52624 |  | 10913.76 |  |  | 12 | 0.037245 | 0 | 62.01 | 299 |  | 10913.76 |  |  | 0 | 0 |  |  | 0.73138 | 38488.1888 | 0.73138 | 0 | 38488.1888 | 0 | 38488.1888 | 38488.1888 | 42337.0077
| E262 | Small Business DI | 2016 |  | Fixture - T8 - 4 ft - 4x - from 8 ft T8 F96 2x | 12 |  | 40 |  | Comm Lighting | 483 | 19320 |  | 36123.57 |  |  | 12 | 0.013674 | 0 | 74.79 | 40 |  | 36123.57 |  |  | 0 | 0 |  |  | 0.73138 | 14130.2791 | 0.73138 | 0 | 14130.2791 | 0 | 14130.2791 | 14130.2791 | 15543.307
| E262 | Small Business DI | 2016 |  | Lamp - LED - High Output - from 320w HID | 12 |  | 928 |  | Comm Lighting | 10 | 9280 |  | 4170.7 |  |  | 12 | 0.006568 | 0 | 417.07 | 928 |  | 4170.7 |  |  | 0 | 0 |  |  | 0.73138 | 6787.2148 | 0.73138 | 0 | 6787.2148 | 0 | 6787.2148 | 6787.2148 | 7465.9363
| E262 | Small Business DI | 2016 |  | Lamp - LED - Low to Med Output - from 320w HID | 12 |  | 1298 |  | Comm Lighting | 28 | 36344 |  | 11677.96 |  |  | 12 | 0.025723 | 0 | 417.07 | 1298 |  | 11677.96 |  |  | 0 | 0 |  |  | 0.73138 | 26581.3077 | 0.73138 | 0 | 26581.3077 | 0 | 26581.3077 | 26581.3077 | 29239.4384
| E262 | Small Business DI | 2016 |  | Lamp - LED - High Output - from 400w HID | 12 |  | 1306 |  | Comm Lighting | 38 | 49628 |  | 15848.66 |  |  | 12 | 0.035125 | 0 | 417.07 | 1306 |  | 15848.66 |  |  | 0 | 0 |  |  | 0.73138 | 36296.9716 | 0.73138 | 0 | 36296.9716 | 0 | 36296.9716 | 36296.9716 | 39926.6688
| E262 | Small Business DI | 2016 |  | Lamp - LED - Low to Med Output - from 400w HID | 12 |  | 1676 |  | Comm Lighting | 28 | 46928 |  | 11677.96 |  |  | 12 | 0.033214 | 0 | 417.07 | 1676 |  | 11677.96 |  |  | 0 | 0 |  |  | 0.73138 | 34322.2432 | 0.73138 | 0 | 34322.2432 | 0 | 34322.2432 | 34322.2432 | 37754.4675
| E262 | Small Business DI | 2016 |  | ECM - Display Case | 15 |  | 685 |  | Comm Refrigeration | 0 | 0 |  | 0 |  |  | 15 | 0 | 0 | 0 | 0 |  | 0 |  |  | 0 | 0 |  |  | 0.7962 | 0 | 0.7962 | 0 | 0 | 0 | 0 | 0 | 0
| E262 | Small Business DI | 2016 |  | Sprayhead - EWH - 0.65 gpm - not PI | 4 |  | 1267 |  | Comm Water Heat | 3 | 3801 |  | 228.9 |  |  | 4 | 0.00089673 | 0 | 76.3 | 1267 |  | 228.9 |  |  | 0 | 0 |  |  | 0.2693 | 1023.6149 | 0.2693 | 0 | 1023.6149 | 0 | 1023.6149 | 1023.6149 | 1125.9763
| E262 | Small Business DI | 2016 |  | Sprayhead - EWH - 0.65 gpm - from 2.6 | 4 |  | 2295 |  | Comm Water Heat | 0 | 0 |  | 0 |  |  | 4 | 0 | 0 | 0 | 0 |  | 0 |  |  | 0 | 0 |  |  | 0.2693 | 0 | 0.2693 | 0 | 0 | 0 | 0 | 0 | 0
| E262 | Small Business DI | 2016 |  | Sprayhead - EWH - 0.65 gpm - from 2.2 | 4 |  | 1393 |  | Comm Water Heat | 1 | 1393 |  | 76.3 |  |  | 4 | 0.00032864 | 0 | 76.3 | 1393 |  | 76.3 |  |  | 0 | 0 |  |  | 0.2693 | 375.1369 | 0.2693 | 0 | 375.1369 | 0 | 375.1369 | 375.1369 | 412.6506
| E262 | Small Business DI | 2016 |  | Sprayhead - EWH - 0.65 gpm - from 1.6 | 4 |  | 890 |  | Comm Water Heat | 19 | 16910 |  | 1449.7 |  |  | 4 | 0.0039894 | 0 | 76.3 | 890 |  | 1449.7 |  |  | 0 | 0 |  |  | 0.2693 | 4553.8877 | 0.2693 | 0 | 4553.8877 | 0 | 4553.8877 | 4553.8877 | 5009.2765
| E262 | Small Business DI | 2016 |  | Showerhead - DI - Any Comm - EWH - 1.5 gpm | 10 |  | 228 |  | Comm Water Heat | 8 | 1824 |  | 190.4 |  |  | 10 | 0.0010758 | 0 | 23.8 | 228 |  | 190.4 |  |  | 0 | 0 |  |  | 0.59096 | 1077.9126 | 0.59096 | 0 | 1077.9126 | 0 | 1077.9126 | 1077.9126 | 1185.7039
| E262 | Small Business DI | 2016 |  | Showerhead - DI - Fit Ctr - EWH - 1.5 gpm | 10 |  | 4288 |  | Comm Water Heat | 0 | 0 |  | 0 |  |  | 10 | 0 | 0 | 0 | 0 |  | 0 |  |  | 0 | 0 |  |  | 0.59096 | 0 | 0.59096 | 0 | 0 | 0 | 0 | 0 | 0
| E262 | Small Business DI | 2016 |  | LED Exit Sign | 9 |  | 153.3 |  | Comm Flat | 76 | 11650.8 |  | 4560 |  |  | 9 | 0.0061845 | 0 | 60 | 153.3 |  | 4560 |  |  | 0 | 0 |  |  | 0.54153 | 6309.2302 | 0.54153 | 0 | 6309.2302 | 0 | 6309.2302 | 6309.2302 | 6940.1532
| E262 | Small Business DI | 2016 |  | Sprayhead - GWH - 0.65 gpm - not PI - EIE | 4 |  | 70 |  | Comm Water Heat | 3 | 210 |  | 0 |  |  | 4 | 4.9543e-05 | 0 | 0 | 70 |  | 0 |  |  | 0 | 0 |  |  | 0.2693 | 56.5533 | 0.2693 | 0 | 56.5533 | 0 | 56.5533 | 56.5533 | 62.2086
| E262 | Small Business DI | 2016 |  | Sprayhead - GWH - 0.65 gpm - from 2.6 - EIE | 4 |  | 127 |  | Comm Water Heat | 0 | 0 |  | 0 |  |  | 4 | 0 | 0 | 0 | 0 |  | 0 |  |  | 0 | 0 |  |  | 0.2693 | 0 | 0.2693 | 0 | 0 | 0 | 0 | 0 | 0
| E262 | Small Business DI | 2016 |  | Sprayhead - GWH - 0.65 gpm - from 2.2 - EIE | 4 |  | 77 |  | Comm Water Heat | 0 | 0 |  | 0 |  |  | 4 | 0 | 0 | 0 | 0 |  | 0 |  |  | 0 | 0 |  |  | 0.2693 | 0 | 0.2693 | 0 | 0 | 0 | 0 | 0 | 0
| E262 | Small Business DI | 2016 |  | Sprayhead - GWH - 0.65 gpm - from 1.6 - EIE | 4 |  | 49 |  | Comm Water Heat | 9 | 441 |  | 0 |  |  | 4 | 0.00010404 | 0 | 0 | 49 |  | 0 |  |  | 0 | 0 |  |  | 0.2693 | 118.7619 | 0.2693 | 0 | 118.7619 | 0 | 118.7619 | 118.7619 | 130.6381
| E262 | Small Business DI | 2016 |  | Showerhead - Any Comm - GWH - 1.5 gpm - EIE | 10 |  | 10 |  | Comm Water Heat | 0 | 0 |  | 0 |  |  | 10 | 0 | 0 | 0 | 0 |  | 0 |  |  | 0 | 0 |  |  | 0.59096 | 0 | 0.59096 | 0 | 0 | 0 | 0 | 0 | 0
| E262 | Small Business DI | 2016 |  | Showerhead - Fit Ctr - GWH - 1.5 gpm - EIE | 10 |  | 190 |  | Comm Water Heat | 0 | 0 |  | 0 |  |  | 10 | 0 | 0 | 0 | 0 |  | 0 |  |  | 0 | 0 |  |  | 0.59096 | 0 | 0.59096 | 0 | 0 | 0 | 0 | 0 | 0
| E262 | Small Business DI | 2016 |  | 2' 1L T12 HO to 2' 1L T8 | 12 |  | 159 |  | Comm Lighting | 2 | 318 |  | 76.28 |  |  | 12 | 0.00022507 | 0 | 38.14 | 159 |  | 76.28 |  |  | 0 | 0 |  |  | 0.73138 | 232.5791 | 0.73138 | 0 | 232.5791 | 0 | 232.5791 | 232.5791 | 255.837
| E262 | Small Business DI | 2016 |  | 4' 3L T12 HO to 4' 2L T8 (DLR) 2016 | 12 |  | 557 |  | Comm Lighting | 0 | 0 |  | 0 |  |  | 12 | 0 | 0 | 0 | 0 |  | 0 |  |  | 0 | 0 |  |  | 0.73138 | 0 | 0.73138 | 0 | 0 | 0 | 0 | 0 | 0
| E262 | Small Business DI | 2016 |  | 4' 2L T12 HO to 4' 2L T8 | 12 |  | 318 |  | Comm Lighting | 206 | 65508 |  | 8101.98 |  |  | 12 | 0.046364 | 0 | 39.33 | 318 |  | 8101.98 |  |  | 0 | 0 |  |  | 0.73138 | 47911.3004 | 0.73138 | 0 | 47911.3004 | 0 | 47911.3004 | 47911.3004 | 52702.4304
| E262 | Small Business DI | 2016 |  | 4' 3L T12 HO to 4' 3L T8 | 12 |  | 478 |  | Comm Lighting | 34 | 16252 |  | 1504.5 |  |  | 12 | 0.011502 | 0 | 44.25 | 478 |  | 1504.5 |  |  | 0 | 0 |  |  | 0.73138 | 11886.4025 | 0.73138 | 0 | 11886.4025 | 0 | 11886.4025 | 11886.4025 | 13075.0427
| E262 | Small Business DI | 2016 |  | 4' 4L T12 HO to 4' 4L T8 2016 | 12 |  | 637 |  | Comm Lighting | 299 | 190463 |  | 15793.18 |  |  | 12 | 0.1348 | 0 | 52.82 | 637 |  | 15793.18 |  |  | 0 | 0 |  |  | 0.73138 | 139301.0015 | 0.73138 | 0 | 139301.0015 | 0 | 139301.0015 | 139301.0015 | 153231.1017
| E262 | Small Business DI | 2016 |  | 4' 4L T12 HO to 4' 2L T8 (DLR) 2016 | 12 |  | 796 |  | Comm Lighting | 139 | 110644 |  | 8619.39 |  |  | 12 | 0.078309 | 0 | 62.01 | 796 |  | 8619.39 |  |  | 0 | 0 |  |  | 0.73138 | 80922.909 | 0.73138 | 0 | 80922.909 | 0 | 80922.909 | 80922.909 | 89015.1999
| E262 | Small Business DI | 2016 |  | 4' 4L T12 HO to 4' 3L T8 (DLR) 2016 | 12 |  | 717 |  | Comm Lighting | 0 | 0 |  | 0 |  |  | 12 | 0 | 0 | 0 | 0 |  | 0 |  |  | 0 | 0 |  |  | 0.73138 | 0 | 0.73138 | 0 | 0 | 0 | 0 | 0 | 0
| E262 | Small Business DI | 2016 |  | 8' 1L T12 HO F96 to 4' 2L 28W 2016 | 12 |  | 189 |  | Comm Lighting | 30 | 5670 |  | 3816 |  |  | 12 | 0.004013 | 0 | 127.2 | 189 |  | 3816 |  |  | 0 | 0 |  |  | 0.73138 | 4146.9297 | 0.73138 | 0 | 4146.9297 | 0 | 4146.9297 | 4146.9297 | 4561.6227
| E262 | Small Business DI | 2016 |  | 8' 2L T12 HO F96 to 4' 4L T8 2016 | 12 |  | 378 |  | Comm Lighting | 1306 | 493668 |  | 97675.74 |  |  | 12 | 0.3494 | 0 | 74.79 | 378 |  | 97675.74 |  |  | 0 | 0 |  |  | 0.73138 | 361059.3492 | 0.73138 | 0 | 361059.3492 | 0 | 361059.3492 | 361059.3492 | 397165.2841
| E262 | Small Business DI | 2016 |  | Decorative - Assembly Church | 3 |  | 35 |  | Comm Lighting | 66 | 2310 |  | 1827.54 |  |  | 3 | 0.00040873 | 0 | 27.69 | 35 |  | 1827.54 |  |  | 0 | 0 |  |  | 0.22248 | 513.927 | 0.22248 | 0 | 513.927 | 0 | 513.927 | 513.927 | 565.3198
| E262 | Small Business DI | 2016 |  | Decorative - Exterior | 3 |  | 79 |  | Comm Lighting | 23 | 1817 |  | 636.87 |  |  | 3 | 0.0003215 | 0 | 27.69 | 79 |  | 636.87 |  |  | 0 | 0 |  |  | 0.22248 | 404.2448 | 0.22248 | 0 | 404.2448 | 0 | 404.2448 | 404.2448 | 444.6693
| E262 | Small Business DI | 2016 |  | Decorative - Grocery | 3 |  | 102 |  | Comm Lighting | 0 | 0 |  | 0 |  |  | 3 | 0 | 0 | 0 | 0 |  | 0 |  |  | 0 | 0 |  |  | 0.22248 | 0 | 0.22248 | 0 | 0 | 0 | 0 | 0 | 0
| E262 | Small Business DI | 2016 |  | Decorative - Office | 3 |  | 58 |  | Comm Lighting | 116 | 6728 |  | 3212.04 |  |  | 3 | 0.0011905 | 0 | 27.69 | 58 |  | 3212.04 |  |  | 0 | 0 |  |  | 0.22248 | 1496.8403 | 0.22248 | 0 | 1496.8403 | 0 | 1496.8403 | 1496.8403 | 1646.5244
| E262 | Small Business DI | 2016 |  | Decorative - Other Health | 3 |  | 86 |  | Comm Lighting | 95 | 8170 |  | 2630.55 |  |  | 3 | 0.0014456 | 0 | 27.69 | 86 |  | 2630.55 |  |  | 0 | 0 |  |  | 0.22248 | 1817.6554 | 0.22248 | 0 | 1817.6554 | 0 | 1817.6554 | 1817.6554 | 1999.4209
| E262 | Small Business DI | 2016 |  | Decorative - Other | 3 |  | 44 |  | Comm Lighting | 43 | 1892 |  | 1190.67 |  |  | 3 | 0.00033477 | 0 | 27.69 | 44 |  | 1190.67 |  |  | 0 | 0 |  |  | 0.22248 | 420.9307 | 0.22248 | 0 | 420.9307 | 0 | 420.9307 | 420.9307 | 463.0238
| E262 | Small Business DI | 2016 |  | Decorative - Restaurant | 3 |  | 70 |  | Comm Lighting | 295 | 20650 |  | 8168.55 |  |  | 3 | 0.0036538 | 0 | 27.69 | 70 |  | 8168.55 |  |  | 0 | 0 |  |  | 0.22248 | 4594.1963 | 0.22248 | 0 | 4594.1963 | 0 | 4594.1963 | 4594.1963 | 5053.616
| E262 | Small Business DI | 2016 |  | Decorative - Retail | 3 |  | 64 |  | Comm Lighting | 566 | 36224 |  | 15672.54 |  |  | 3 | 0.0064095 | 0 | 27.69 | 64 |  | 15672.54 |  |  | 0 | 0 |  |  | 0.22248 | 8059.0881 | 0.22248 | 0 | 8059.0881 | 0 | 8059.0881 | 8059.0881 | 8864.9969
| E262 | Small Business DI | 2016 |  | Decorative - School (k-12) | 3 |  | 45 |  | Comm Lighting | 2 | 90 |  | 55.38 |  |  | 3 | 1.5925e-05 | 0 | 27.69 | 45 |  | 55.38 |  |  | 0 | 0 |  |  | 0.22248 | 20.0231 | 0.22248 | 0 | 20.0231 | 0 | 20.0231 | 20.0231 | 22.0254
| E262 | Small Business DI | 2016 |  | Decorative - Warehouse | 3 |  | 46 |  | Comm Lighting | 0 | 0 |  | 0 |  |  | 3 | 0 | 0 | 0 | 0 |  | 0 |  |  | 0 | 0 |  |  | 0.22248 | 0 | 0.22248 | 0 | 0 | 0 | 0 | 0 | 0
| E262 | Small Business DI | 2016 |  | PAR 20 - Assembly Church | 5 |  | 66 |  | Comm Lighting | 34 | 2244 |  | 1247.12 |  |  | 5 | 0.00066175 | 0 | 36.68 | 66 |  | 1247.12 |  |  | 0 | 0 |  |  | 0.35238 | 790.7502 | 0.35238 | 0 | 790.7502 | 0 | 790.7502 | 790.7502 | 869.8253
| E262 | Small Business DI | 2016 |  | PAR 20 - Exterior | 5 |  | 147 |  | Comm Lighting | 24 | 3528 |  | 880.32 |  |  | 5 | 0.0010404 | 0 | 36.68 | 147 |  | 880.32 |  |  | 0 | 0 |  |  | 0.35238 | 1243.2116 | 0.35238 | 0 | 1243.2116 | 0 | 1243.2116 | 1243.2116 | 1367.5328
| E262 | Small Business DI | 2016 |  | PAR 20 - Grocery | 5 |  | 192 |  | Comm Lighting | 10 | 1920 |  | 366.8 |  |  | 5 | 0.00056621 | 0 | 36.68 | 192 |  | 366.8 |  |  | 0 | 0 |  |  | 0.35238 | 676.5777 | 0.35238 | 0 | 676.5777 | 0 | 676.5777 | 676.5777 | 744.2355
| E262 | Small Business DI | 2016 |  | PAR 20 - Office | 5 |  | 110 |  | Comm Lighting | 256 | 28160 |  | 9390.08 |  |  | 5 | 0.0083044 | 0 | 36.68 | 110 |  | 9390.08 |  |  | 0 | 0 |  |  | 0.35238 | 9923.1403 | 0.35238 | 0 | 9923.1403 | 0 | 9923.1403 | 9923.1403 | 10915.4543
| E262 | Small Business DI | 2016 |  | PAR 20 - Other Health | 5 |  | 161 |  | Comm Lighting | 83 | 13363 |  | 3044.44 |  |  | 5 | 0.0039407 | 0 | 36.68 | 161 |  | 3044.44 |  |  | 0 | 0 |  |  | 0.35238 | 4708.9106 | 0.35238 | 0 | 4708.9106 | 0 | 4708.9106 | 4708.9106 | 5179.8017
| E262 | Small Business DI | 2016 |  | PAR 20 - Other | 5 |  | 82 |  | Comm Lighting | 169 | 13858 |  | 6198.92 |  |  | 5 | 0.0040867 | 0 | 36.68 | 82 |  | 6198.92 |  |  | 0 | 0 |  |  | 0.35238 | 4883.3408 | 0.35238 | 0 | 4883.3408 | 0 | 4883.3408 | 4883.3408 | 5371.6749
| E262 | Small Business DI | 2016 |  | PAR 20 - Restaurant | 5 |  | 131 |  | Comm Lighting | 382 | 50042 |  | 14011.76 |  |  | 5 | 0.014757 | 0 | 36.68 | 131 |  | 14011.76 |  |  | 0 | 0 |  |  | 0.35238 | 17634.0123 | 0.35238 | 0 | 17634.0123 | 0 | 17634.0123 | 17634.0123 | 19397.4136
| E262 | Small Business DI | 2016 |  | PAR 20 - Retail | 5 |  | 120 |  | Comm Lighting | 579 | 69480 |  | 21237.72 |  |  | 5 | 0.02049 | 0 | 36.68 | 120 |  | 21237.72 |  |  | 0 | 0 |  |  | 0.35238 | 24483.6573 | 0.35238 | 0 | 24483.6573 | 0 | 24483.6573 | 24483.6573 | 26932.023
| E262 | Small Business DI | 2016 |  | PAR 20 - School (k-12) | 5 |  | 84 |  | Comm Lighting | 22 | 1848 |  | 806.96 |  |  | 5 | 0.00054497 | 0 | 36.68 | 84 |  | 806.96 |  |  | 0 | 0 |  |  | 0.35238 | 651.2061 | 0.35238 | 0 | 651.2061 | 0 | 651.2061 | 651.2061 | 716.3267
| E262 | Small Business DI | 2016 |  | PAR 20 - Warehouse | 5 |  | 87 |  | Comm Lighting | 2 | 174 |  | 73.36 |  |  | 5 | 5.1313e-05 | 0 | 36.68 | 87 |  | 73.36 |  |  | 0 | 0 |  |  | 0.35238 | 61.3149 | 0.35238 | 0 | 61.3149 | 0 | 61.3149 | 61.3149 | 67.4463
| E262 | Small Business DI | 2016 |  | PAR 30 - Assembly Church | 5 |  | 57 |  | Comm Lighting | 334 | 19038 |  | 16913.76 |  |  | 5 | 0.0056143 | 0 | 50.64 | 57 |  | 16913.76 |  |  | 0 | 0 |  |  | 0.35238 | 6708.6912 | 0.35238 | 0 | 6708.6912 | 0 | 6708.6912 | 6708.6912 | 7379.5604
| E262 | Small Business DI | 2016 |  | PAR 30 - Exterior | 5 |  | 126 |  | Comm Lighting | 880 | 110880 |  | 44563.2 |  |  | 5 | 0.032698 | 0 | 50.64 | 126 |  | 44563.2 |  |  | 0 | 0 |  |  | 0.35238 | 39072.3649 | 0.35238 | 0 | 39072.3649 | 0 | 39072.3649 | 39072.3649 | 42979.6014
| E262 | Small Business DI | 2016 |  | PAR 30 - Grocery | 5 |  | 163 |  | Comm Lighting | 10 | 1630 |  | 506.4 |  |  | 5 | 0.00048069 | 0 | 50.64 | 163 |  | 506.4 |  |  | 0 | 0 |  |  | 0.35238 | 574.3863 | 0.35238 | 0 | 574.3863 | 0 | 574.3863 | 574.3863 | 631.8249
| E262 | Small Business DI | 2016 |  | PAR 30 - Office | 5 |  | 93 |  | Comm Lighting | 1829 | 170097 |  | 92620.56 |  |  | 5 | 0.050162 | 0 | 50.64 | 93 |  | 92620.56 |  |  | 0 | 0 |  |  | 0.35238 | 59939.5027 | 0.35238 | 0 | 59939.5027 | 0 | 59939.5027 | 59939.5027 | 65933.453
| E262 | Small Business DI | 2016 |  | PAR 30 - Other Health | 5 |  | 137 |  | Comm Lighting | 773 | 105901 |  | 39144.72 |  |  | 5 | 0.03123 | 0 | 50.64 | 137 |  | 39144.72 |  |  | 0 | 0 |  |  | 0.35238 | 37317.8438 | 0.35238 | 0 | 37317.8438 | 0 | 37317.8438 | 37317.8438 | 41049.6282
| E262 | Small Business DI | 2016 |  | PAR 30 - Other | 5 |  | 70 |  | Comm Lighting | 680 | 47600 |  | 34435.2 |  |  | 5 | 0.014037 | 0 | 50.64 | 70 |  | 34435.2 |  |  | 0 | 0 |  |  | 0.35238 | 16773.49 | 0.35238 | 0 | 16773.49 | 0 | 16773.49 | 16773.49 | 18450.839
| E262 | Small Business DI | 2016 |  | PAR 30 - Restaurant | 5 |  | 112 |  | Comm Lighting | 1452 | 162624 |  | 73529.28 |  |  | 5 | 0.047958 | 0 | 50.64 | 112 |  | 73529.28 |  |  | 0 | 0 |  |  | 0.35238 | 57306.1352 | 0.35238 | 0 | 57306.1352 | 0 | 57306.1352 | 57306.1352 | 63036.7488
| E262 | Small Business DI | 2016 |  | PAR 30 - Retail | 5 |  | 103 |  | Comm Lighting | 3001 | 309103 |  | 151970.64 |  |  | 5 | 0.091154 | 0 | 50.64 | 103 |  | 151970.64 |  |  | 0 | 0 |  |  | 0.35238 | 108923.0269 | 0.35238 | 0 | 108923.0269 | 0 | 108923.0269 | 108923.0269 | 119815.3296
| E262 | Small Business DI | 2016 |  | PAR 30 - School (k-12) | 5 |  | 71 |  | Comm Lighting | 47 | 3337 |  | 2380.08 |  |  | 5 | 0.00098408 | 0 | 50.64 | 71 |  | 2380.08 |  |  | 0 | 0 |  |  | 0.35238 | 1175.9062 | 0.35238 | 0 | 1175.9062 | 0 | 1175.9062 | 1175.9062 | 1293.4968
| E262 | Small Business DI | 2016 |  | PAR 30 - Warehouse | 5 |  | 74 |  | Comm Lighting | 76 | 5624 |  | 3848.64 |  |  | 5 | 0.0016585 | 0 | 50.64 | 74 |  | 3848.64 |  |  | 0 | 0 |  |  | 0.35238 | 1981.809 | 0.35238 | 0 | 1981.809 | 0 | 1981.809 | 1981.809 | 2179.9899
| E262 | Small Business DI | 2016 |  | PAR 38/40 - Assembly Church | 5 |  | 76 |  | Comm Lighting | 301 | 22876 |  | 15757.35 |  |  | 5 | 0.0067461 | 0 | 52.35 | 76 |  | 15757.35 |  |  | 0 | 0 |  |  | 0.35238 | 8061.142 | 0.35238 | 0 | 8061.142 | 0 | 8061.142 | 8061.142 | 8867.2562
| E262 | Small Business DI | 2016 |  | PAR 38/40 - Exterior | 5 |  | 170 |  | Comm Lighting | 125 | 21250 |  | 6543.75 |  |  | 5 | 0.0062666 | 0 | 52.35 | 170 |  | 6543.75 |  |  | 0 | 0 |  |  | 0.35238 | 7488.1652 | 0.35238 | 0 | 7488.1652 | 0 | 7488.1652 | 7488.1652 | 8236.9817
| E262 | Small Business DI | 2016 |  | PAR 38/40 - Grocery | 5 |  | 221 |  | Comm Lighting | 15 | 3315 |  | 785.25 |  |  | 5 | 0.00097759 | 0 | 52.35 | 221 |  | 785.25 |  |  | 0 | 0 |  |  | 0.35238 | 1168.1538 | 0.35238 | 0 | 1168.1538 | 0 | 1168.1538 | 1168.1538 | 1284.9691
| E262 | Small Business DI | 2016 |  | PAR 38/40 - Office | 5 |  | 126 |  | Comm Lighting | 156 | 19656 |  | 8166.6 |  |  | 5 | 0.0057965 | 0 | 52.35 | 126 |  | 8166.6 |  |  | 0 | 0 |  |  | 0.35238 | 6926.4647 | 0.35238 | 0 | 6926.4647 | 0 | 6926.4647 | 6926.4647 | 7619.1112
| E262 | Small Business DI | 2016 |  | PAR 38/40 - Other Health | 5 |  | 185 |  | Comm Lighting | 44 | 8140 |  | 2303.4 |  |  | 5 | 0.0024005 | 0 | 52.35 | 185 |  | 2303.4 |  |  | 0 | 0 |  |  | 0.35238 | 2868.4077 | 0.35238 | 0 | 2868.4077 | 0 | 2868.4077 | 2868.4077 | 3155.2485
| E262 | Small Business DI | 2016 |  | PAR 38/40 - Other | 5 |  | 95 |  | Comm Lighting | 100 | 9500 |  | 5235 |  |  | 5 | 0.0028015 | 0 | 52.35 | 95 |  | 5235 |  |  | 0 | 0 |  |  | 0.35238 | 3347.6503 | 0.35238 | 0 | 3347.6503 | 0 | 3347.6503 | 3347.6503 | 3682.4153
| E262 | Small Business DI | 2016 |  | PAR 38/40 - Restaurant | 5 |  | 151 |  | Comm Lighting | 22 | 3322 |  | 1151.7 |  |  | 5 | 0.00097966 | 0 | 52.35 | 151 |  | 1151.7 |  |  | 0 | 0 |  |  | 0.35238 | 1170.6205 | 0.35238 | 0 | 1170.6205 | 0 | 1170.6205 | 1170.6205 | 1287.6825
| E262 | Small Business DI | 2016 |  | PAR 38/40 - Retail | 5 |  | 139 |  | Comm Lighting | 684 | 95076 |  | 35807.4 |  |  | 5 | 0.028038 | 0 | 52.35 | 139 |  | 35807.4 |  |  | 0 | 0 |  |  | 0.35238 | 33503.2844 | 0.35238 | 0 | 33503.2844 | 0 | 33503.2844 | 33503.2844 | 36853.6128
| E262 | Small Business DI | 2016 |  | PAR 38/40 - School (k-12) | 5 |  | 96 |  | Comm Lighting | 11 | 1056 |  | 575.85 |  |  | 5 | 0.00031141 | 0 | 52.35 | 96 |  | 575.85 |  |  | 0 | 0 |  |  | 0.35238 | 372.1178 | 0.35238 | 0 | 372.1178 | 0 | 372.1178 | 372.1178 | 409.3295
| E262 | Small Business DI | 2016 |  | PAR 38/40 - Warehouse | 5 |  | 100 |  | Comm Lighting | 2 | 200 |  | 104.7 |  |  | 5 | 5.898e-05 | 0 | 52.35 | 100 |  | 104.7 |  |  | 0 | 0 |  |  | 0.35238 | 70.4768 | 0.35238 | 0 | 70.4768 | 0 | 70.4768 | 70.4768 | 77.5245
| E262 | Small Business DI | 2016 |  | Recessed Can - Assembly Church | 12 |  | 62 |  | Comm Lighting | 87 | 5394 |  | 9281.16 |  |  | 12 | 0.0038177 | 0 | 106.68 | 62 |  | 9281.16 |  |  | 0 | 0 |  |  | 0.73138 | 3945.0686 | 0.73138 | 0 | 3945.0686 | 0 | 3945.0686 | 3945.0686 | 4339.5755
| E262 | Small Business DI | 2016 |  | Recessed Can - Exterior | 12 |  | 138 |  | Comm Lighting | 8 | 1104 |  | 853.44 |  |  | 12 | 0.00078137 | 0 | 106.68 | 138 |  | 853.44 |  |  | 0 | 0 |  |  | 0.73138 | 807.4445 | 0.73138 | 0 | 807.4445 | 0 | 807.4445 | 807.4445 | 888.189
| E262 | Small Business DI | 2016 |  | Recessed Can - Grocery | 12 |  | 180 |  | Comm Lighting | 0 | 0 |  | 0 |  |  | 12 | 0 | 0 | 0 | 0 |  | 0 |  |  | 0 | 0 |  |  | 0.73138 | 0 | 0.73138 | 0 | 0 | 0 | 0 | 0 | 0
| E262 | Small Business DI | 2016 |  | Recessed Can - Office | 12 |  | 103 |  | Comm Lighting | 236 | 24308 |  | 25176.48 |  |  | 12 | 0.017204 | 0 | 106.68 | 103 |  | 25176.48 |  |  | 0 | 0 |  |  | 0.73138 | 17778.4071 | 0.73138 | 0 | 17778.4071 | 0 | 17778.4071 | 17778.4071 | 19556.2478
| E262 | Small Business DI | 2016 |  | Recessed Can - Other Health | 12 |  | 151 |  | Comm Lighting | 14 | 2114 |  | 1493.52 |  |  | 12 | 0.0014962 | 0 | 106.68 | 151 |  | 1493.52 |  |  | 0 | 0 |  |  | 0.73138 | 1546.1392 | 0.73138 | 0 | 1546.1392 | 0 | 1546.1392 | 1546.1392 | 1700.7532
| E262 | Small Business DI | 2016 |  | Recessed Can - Restaurant | 12 |  | 123 |  | Comm Lighting | 0 | 0 |  | 0 |  |  | 12 | 0 | 0 | 0 | 0 |  | 0 |  |  | 0 | 0 |  |  | 0.73138 | 0 | 0.73138 | 0 | 0 | 0 | 0 | 0 | 0
| E262 | Small Business DI | 2016 |  | Recessed Can - Retail | 12 |  | 113 |  | Comm Lighting | 33 | 3729 |  | 3520.44 |  |  | 12 | 0.0026392 | 0 | 106.68 | 113 |  | 3520.44 |  |  | 0 | 0 |  |  | 0.73138 | 2727.3194 | 0.73138 | 0 | 2727.3194 | 0 | 2727.3194 | 2727.3194 | 3000.0513
| E262 | Small Business DI | 2016 |  | Recessed Can - School (k-12) | 12 |  | 78 |  | Comm Lighting | 0 | 0 |  | 0 |  |  | 12 | 0 | 0 | 0 | 0 |  | 0 |  |  | 0 | 0 |  |  | 0.73138 | 0 | 0.73138 | 0 | 0 | 0 | 0 | 0 | 0
| E262 | Small Business DI | 2016 |  | Recessed Can - Warehouse | 12 |  | 81 |  | Comm Lighting | 0 | 0 |  | 0 |  |  | 12 | 0 | 0 | 0 | 0 |  | 0 |  |  | 0 | 0 |  |  | 0.73138 | 0 | 0.73138 | 0 | 0 | 0 | 0 | 0 | 0
| E262 | Small Business DI | 2016 |  | MR 16 - Assembly Church | 5 |  | 47 |  | Comm Lighting | 33 | 1551 |  | 1069.53 |  |  | 5 | 0.00045739 | 0 | 32.41 | 47 |  | 1069.53 |  |  | 0 | 0 |  |  | 0.35238 | 546.548 | 0.35238 | 0 | 546.548 | 0 | 546.548 | 546.548 | 601.2028
| E262 | Small Business DI | 2016 |  | MR 16 - Exterior | 5 |  | 103 |  | Comm Lighting | 4 | 412 |  | 129.64 |  |  | 5 | 0.0001215 | 0 | 32.41 | 103 |  | 129.64 |  |  | 0 | 0 |  |  | 0.35238 | 145.1823 | 0.35238 | 0 | 145.1823 | 0 | 145.1823 | 145.1823 | 159.7005
| E262 | Small Business DI | 2016 |  | MR 16 - Grocery | 5 |  | 134 |  | Comm Lighting | 0 | 0 |  | 0 |  |  | 5 | 0 | 0 | 0 | 0 |  | 0 |  |  | 0 | 0 |  |  | 0.35238 | 0 | 0.35238 | 0 | 0 | 0 | 0 | 0 | 0
| E262 | Small Business DI | 2016 |  | MR 16 - Office | 5 |  | 77 |  | Comm Lighting | 358 | 27566 |  | 11602.78 |  |  | 5 | 0.0081292 | 0 | 32.41 | 77 |  | 11602.78 |  |  | 0 | 0 |  |  | 0.35238 | 9713.8241 | 0.35238 | 0 | 9713.8241 | 0 | 9713.8241 | 9713.8241 | 10685.2065
| E262 | Small Business DI | 2016 |  | MR 16 - Other Health | 5 |  | 113 |  | Comm Lighting | 215 | 24295 |  | 6968.15 |  |  | 5 | 0.0071646 | 0 | 32.41 | 113 |  | 6968.15 |  |  | 0 | 0 |  |  | 0.35238 | 8561.1752 | 0.35238 | 0 | 8561.1752 | 0 | 8561.1752 | 8561.1752 | 9417.2927
| E262 | Small Business DI | 2016 |  | MR 16 - Other | 5 |  | 58 |  | Comm Lighting | 76 | 4408 |  | 2463.16 |  |  | 5 | 0.0012999 | 0 | 32.41 | 58 |  | 2463.16 |  |  | 0 | 0 |  |  | 0.35238 | 1553.3097 | 0.35238 | 0 | 1553.3097 | 0 | 1553.3097 | 1553.3097 | 1708.6407
| E262 | Small Business DI | 2016 |  | MR 16 - Restaurant | 5 |  | 92 |  | Comm Lighting | 321 | 29532 |  | 10403.61 |  |  | 5 | 0.008709 | 0 | 32.41 | 92 |  | 10403.61 |  |  | 0 | 0 |  |  | 0.35238 | 10406.6115 | 0.35238 | 0 | 10406.6115 | 0 | 10406.6115 | 10406.6115 | 11447.2726
| E262 | Small Business DI | 2016 |  | MR 16 - Retail | 5 |  | 84 |  | Comm Lighting | 1172 | 98448 |  | 37984.52 |  |  | 5 | 0.029032 | 0 | 32.41 | 84 |  | 37984.52 |  |  | 0 | 0 |  |  | 0.35238 | 34691.524 | 0.35238 | 0 | 34691.524 | 0 | 34691.524 | 34691.524 | 38160.6764
| E262 | Small Business DI | 2016 |  | MR 16 - School (k-12) | 5 |  | 59 |  | Comm Lighting | 5 | 295 |  | 162.05 |  |  | 5 | 8.6995e-05 | 0 | 32.41 | 59 |  | 162.05 |  |  | 0 | 0 |  |  | 0.35238 | 103.9534 | 0.35238 | 0 | 103.9534 | 0 | 103.9534 | 103.9534 | 114.3487
| E262 | Small Business DI | 2016 |  | MR 16 - Warehouse | 5 |  | 61 |  | Comm Lighting | 7 | 427 |  | 226.87 |  |  | 5 | 0.00012592 | 0 | 32.41 | 61 |  | 226.87 |  |  | 0 | 0 |  |  | 0.35238 | 150.4681 | 0.35238 | 0 | 150.4681 | 0 | 150.4681 | 150.4681 | 165.5149
| E262 | Small Business DI | 2016 |  | Omni-Directional - 11W - Assembly Church | 5 |  | 55 |  | Comm Lighting | 463 | 25465 |  | 9111.84 |  |  | 5 | 0.0075096 | 0 | 19.68 | 55 |  | 9111.84 |  |  | 0 | 0 |  |  | 0.35238 | 8973.4648 | 0.35238 | 0 | 8973.4648 | 0 | 8973.4648 | 8973.4648 | 9870.8112
| E262 | Small Business DI | 2016 |  | Omni-Directional - 11W - Exterior | 5 |  | 123 |  | Comm Lighting | 359 | 44157 |  | 7065.12 |  |  | 5 | 0.013022 | 0 | 19.68 | 123 |  | 7065.12 |  |  | 0 | 0 |  |  | 0.35238 | 15560.231 | 0.35238 | 0 | 15560.231 | 0 | 15560.231 | 15560.231 | 17116.2542
| E262 | Small Business DI | 2016 |  | Omni-Directional - 11W - Grocery | 5 |  | 159 |  | Comm Lighting | 72 | 11448 |  | 1416.96 |  |  | 5 | 0.003376 | 0 | 19.68 | 159 |  | 1416.96 |  |  | 0 | 0 |  |  | 0.35238 | 4034.0948 | 0.35238 | 0 | 4034.0948 | 0 | 4034.0948 | 4034.0948 | 4437.5043
| E262 | Small Business DI | 2016 |  | Omni-Directional - 11W - Office | 5 |  | 91 |  | Comm Lighting | 1582 | 143962 |  | 31133.76 |  |  | 5 | 0.042454 | 0 | 19.68 | 91 |  | 31133.76 |  |  | 0 | 0 |  |  | 0.35238 | 50729.9405 | 0.35238 | 0 | 50729.9405 | 0 | 50729.9405 | 50729.9405 | 55802.9345
| E262 | Small Business DI | 2016 |  | Omni-Directional - 11W - Other Health | 5 |  | 134 |  | Comm Lighting | 420 | 56280 |  | 8265.6 |  |  | 5 | 0.016597 | 0 | 19.68 | 134 |  | 8265.6 |  |  | 0 | 0 |  |  | 0.35238 | 19832.1852 | 0.35238 | 0 | 19832.1852 | 0 | 19832.1852 | 19832.1852 | 21815.4038
| E262 | Small Business DI | 2016 |  | Omni-Directional - 11W - Other | 5 |  | 68 |  | Comm Lighting | 740 | 50320 |  | 14563.2 |  |  | 5 | 0.014839 | 0 | 19.68 | 68 |  | 14563.2 |  |  | 0 | 0 |  |  | 0.35238 | 17731.9751 | 0.35238 | 0 | 17731.9751 | 0 | 17731.9751 | 17731.9751 | 19505.1727
| E262 | Small Business DI | 2016 |  | Omni-Directional - 11W - Restaurant | 5 |  | 109 |  | Comm Lighting | 1836 | 200124 |  | 36132.48 |  |  | 5 | 0.059016 | 0 | 19.68 | 109 |  | 36132.48 |  |  | 0 | 0 |  |  | 0.35238 | 70520.5444 | 0.35238 | 0 | 70520.5444 | 0 | 70520.5444 | 70520.5444 | 77572.5988
| E262 | Small Business DI | 2016 |  | Omni-Directional - 11W - Retail | 5 |  | 100 |  | Comm Lighting | 2267 | 226700 |  | 44614.56 |  |  | 5 | 0.066854 | 0 | 19.68 | 100 |  | 44614.56 |  |  | 0 | 0 |  |  | 0.35238 | 79885.508 | 0.35238 | 0 | 79885.508 | 0 | 79885.508 | 79885.508 | 87874.0588
| E262 | Small Business DI | 2016 |  | Omni-Directional - 11W - School (k-12) | 5 |  | 70 |  | Comm Lighting | 84 | 5880 |  | 1653.12 |  |  | 5 | 0.001734 | 0 | 19.68 | 70 |  | 1653.12 |  |  | 0 | 0 |  |  | 0.35238 | 2072.0194 | 0.35238 | 0 | 2072.0194 | 0 | 2072.0194 | 2072.0194 | 2279.2213
| E262 | Small Business DI | 2016 |  | Omni-Directional - 11W - Warehouse | 5 |  | 72 |  | Comm Lighting | 19 | 1368 |  | 373.92 |  |  | 5 | 0.00040342 | 0 | 19.68 | 72 |  | 373.92 |  |  | 0 | 0 |  |  | 0.35238 | 482.0616 | 0.35238 | 0 | 482.0616 | 0 | 482.0616 | 482.0616 | 530.2678
| E262 | Small Business DI | 2016 |  | Omni-Directional - 5W Globe - Assembly Church | 5 |  | 25 |  | Comm Lighting | 184 | 4600 |  | 3876.88 |  |  | 5 | 0.0013565 | 0 | 21.07 | 25 |  | 3876.88 |  |  | 0 | 0 |  |  | 0.35238 | 1620.9675 | 0.35238 | 0 | 1620.9675 | 0 | 1620.9675 | 1620.9675 | 1783.0643
| E262 | Small Business DI | 2016 |  | Omni-Directional - 5W Globe - Exterior | 5 |  | 56 |  | Comm Lighting | 28 | 1568 |  | 589.96 |  |  | 5 | 0.0004624 | 0 | 21.07 | 56 |  | 589.96 |  |  | 0 | 0 |  |  | 0.35238 | 552.5385 | 0.35238 | 0 | 552.5385 | 0 | 552.5385 | 552.5385 | 607.7923
| E262 | Small Business DI | 2016 |  | Omni-Directional - 5W Globe - Grocery | 5 |  | 73 |  | Comm Lighting | 9 | 657 |  | 189.63 |  |  | 5 | 0.00019375 | 0 | 21.07 | 73 |  | 189.63 |  |  | 0 | 0 |  |  | 0.35238 | 231.5164 | 0.35238 | 0 | 231.5164 | 0 | 231.5164 | 231.5164 | 254.6681
| E262 | Small Business DI | 2016 |  | Omni-Directional - 5W Globe - Office | 5 |  | 41 |  | Comm Lighting | 419 | 17179 |  | 8828.33 |  |  | 5 | 0.0050661 | 0 | 21.07 | 41 |  | 8828.33 |  |  | 0 | 0 |  |  | 0.35238 | 6053.6089 | 0.35238 | 0 | 6053.6089 | 0 | 6053.6089 | 6053.6089 | 6658.9698
| E262 | Small Business DI | 2016 |  | Omni-Directional - 5W Globe - Other Health | 5 |  | 61 |  | Comm Lighting | 101 | 6161 |  | 2128.07 |  |  | 5 | 0.0018169 | 0 | 21.07 | 61 |  | 2128.07 |  |  | 0 | 0 |  |  | 0.35238 | 2171.0393 | 0.35238 | 0 | 2171.0393 | 0 | 2171.0393 | 2171.0393 | 2388.1433
| E262 | Small Business DI | 2016 |  | Omni-Directional - 5W Globe - Other | 5 |  | 31 |  | Comm Lighting | 189 | 5859 |  | 3982.23 |  |  | 5 | 0.0017278 | 0 | 21.07 | 31 |  | 3982.23 |  |  | 0 | 0 |  |  | 0.35238 | 2064.6193 | 0.35238 | 0 | 2064.6193 | 0 | 2064.6193 | 2064.6193 | 2271.0812
| E262 | Small Business DI | 2016 |  | Omni-Directional - 5W Globe - Restaurant | 5 |  | 50 |  | Comm Lighting | 281 | 14050 |  | 5920.67 |  |  | 5 | 0.0041433 | 0 | 21.07 | 50 |  | 5920.67 |  |  | 0 | 0 |  |  | 0.35238 | 4950.9986 | 0.35238 | 0 | 4950.9986 | 0 | 4950.9986 | 4950.9986 | 5446.0985
| E262 | Small Business DI | 2016 |  | Omni-Directional - 5W Globe - Retail | 5 |  | 46 |  | Comm Lighting | 193 | 8878 |  | 4066.51 |  |  | 5 | 0.0026181 | 0 | 21.07 | 46 |  | 4066.51 |  |  | 0 | 0 |  |  | 0.35238 | 3128.4673 | 0.35238 | 0 | 3128.4673 | 0 | 3128.4673 | 3128.4673 | 3441.314
| E262 | Small Business DI | 2016 |  | Omni-Directional - 5W Globe - School (k-12) | 5 |  | 32 |  | Comm Lighting | 3 | 96 |  | 63.21 |  |  | 5 | 2.831e-05 | 0 | 21.07 | 32 |  | 63.21 |  |  | 0 | 0 |  |  | 0.35238 | 33.8289 | 0.35238 | 0 | 33.8289 | 0 | 33.8289 | 33.8289 | 37.2118
| E262 | Small Business DI | 2016 |  | Omni-Directional - 5W Globe - Warehouse | 5 |  | 33 |  | Comm Lighting | 29 | 957 |  | 611.03 |  |  | 5 | 0.00028222 | 0 | 21.07 | 33 |  | 611.03 |  |  | 0 | 0 |  |  | 0.35238 | 337.2317 | 0.35238 | 0 | 337.2317 | 0 | 337.2317 | 337.2317 | 370.9549
| E262 | Small Business DI | 2016 |  | Omni-Directional - 7W - Assembly Church | 5 |  | 35 |  | Comm Lighting | 641 | 22435 |  | 11986.7 |  |  | 5 | 0.0066161 | 0 | 18.7 | 35 |  | 11986.7 |  |  | 0 | 0 |  |  | 0.35238 | 7905.7405 | 0.35238 | 0 | 7905.7405 | 0 | 7905.7405 | 7905.7405 | 8696.3146
| E262 | Small Business DI | 2016 |  | Omni-Directional - 7W - Exterior | 5 |  | 78 |  | Comm Lighting | 131 | 10218 |  | 2449.7 |  |  | 5 | 0.0030133 | 0 | 18.7 | 78 |  | 2449.7 |  |  | 0 | 0 |  |  | 0.35238 | 3600.6622 | 0.35238 | 0 | 3600.6622 | 0 | 3600.6622 | 3600.6622 | 3960.7284
| E262 | Small Business DI | 2016 |  | Omni-Directional - 7W - Grocery | 5 |  | 101 |  | Comm Lighting | 4 | 404 |  | 74.8 |  |  | 5 | 0.00011914 | 0 | 18.7 | 101 |  | 74.8 |  |  | 0 | 0 |  |  | 0.35238 | 142.3632 | 0.35238 | 0 | 142.3632 | 0 | 142.3632 | 142.3632 | 156.5996
| E262 | Small Business DI | 2016 |  | Omni-Directional - 7W - Office | 5 |  | 58 |  | Comm Lighting | 657 | 38106 |  | 12285.9 |  |  | 5 | 0.011237 | 0 | 18.7 | 58 |  | 12285.9 |  |  | 0 | 0 |  |  | 0.35238 | 13427.954 | 0.35238 | 0 | 13427.954 | 0 | 13427.954 | 13427.954 | 14770.7494
| E262 | Small Business DI | 2016 |  | Omni-Directional - 7W - Other Health | 5 |  | 85 |  | Comm Lighting | 198 | 16830 |  | 3702.6 |  |  | 5 | 0.0049632 | 0 | 18.7 | 85 |  | 3702.6 |  |  | 0 | 0 |  |  | 0.35238 | 5930.6268 | 0.35238 | 0 | 5930.6268 | 0 | 5930.6268 | 5930.6268 | 6523.6895
| E262 | Small Business DI | 2016 |  | Omni-Directional - 7W - Other | 5 |  | 43 |  | Comm Lighting | 296 | 12728 |  | 5535.2 |  |  | 5 | 0.0037535 | 0 | 18.7 | 43 |  | 5535.2 |  |  | 0 | 0 |  |  | 0.35238 | 4485.1467 | 0.35238 | 0 | 4485.1467 | 0 | 4485.1467 | 4485.1467 | 4933.6613
| E262 | Small Business DI | 2016 |  | Omni-Directional - 7W - Restaurant | 5 |  | 70 |  | Comm Lighting | 552 | 38640 |  | 10322.4 |  |  | 5 | 0.011395 | 0 | 18.7 | 70 |  | 10322.4 |  |  | 0 | 0 |  |  | 0.35238 | 13616.1272 | 0.35238 | 0 | 13616.1272 | 0 | 13616.1272 | 13616.1272 | 14977.7399
| E262 | Small Business DI | 2016 |  | Omni-Directional - 7W - Retail | 5 |  | 64 |  | Comm Lighting | 524 | 33536 |  | 9798.8 |  |  | 5 | 0.0098898 | 0 | 18.7 | 64 |  | 9798.8 |  |  | 0 | 0 |  |  | 0.35238 | 11817.558 | 0.35238 | 0 | 11817.558 | 0 | 11817.558 | 11817.558 | 12999.3138
| E262 | Small Business DI | 2016 |  | Omni-Directional - 7W - School (k-12) | 5 |  | 44 |  | Comm Lighting | 24 | 1056 |  | 448.8 |  |  | 5 | 0.00031141 | 0 | 18.7 | 44 |  | 448.8 |  |  | 0 | 0 |  |  | 0.35238 | 372.1178 | 0.35238 | 0 | 372.1178 | 0 | 372.1178 | 372.1178 | 409.3295
| E262 | Small Business DI | 2016 |  | Omni-Directional - 7W - Warehouse | 5 |  | 46 |  | Comm Lighting | 28 | 1288 |  | 523.6 |  |  | 5 | 0.00037983 | 0 | 18.7 | 46 |  | 523.6 |  |  | 0 | 0 |  |  | 0.35238 | 453.8709 | 0.35238 | 0 | 453.8709 | 0 | 453.8709 | 453.8709 | 499.258
| E262 | Small Business DI | 2016 |  | Occupancy Sensor - Less than 100w | 10 |  | 48 |  | Comm Lighting | 51 | 2448 |  | 3468 |  |  | 10 | 0.0014438 | 0 | 68 | 48 |  | 3468 |  |  | 0 | 0 |  |  | 0.63153 | 1545.9909 | 0.63153 | 0 | 1545.9909 | 0 | 1545.9909 | 1545.9909 | 1700.59
| E262 | Small Business DI | 2016 |  | Occupancy Sensor - 100w to 150w | 10 |  | 120 |  | Comm Lighting | 8 | 960 |  | 544 |  |  | 10 | 0.00056621 | 0 | 68 | 120 |  | 544 |  |  | 0 | 0 |  |  | 0.63153 | 606.2709 | 0.63153 | 0 | 606.2709 | 0 | 606.2709 | 606.2709 | 666.898
| E262 | Small Business DI | 2016 |  | Occupancy Sensor - 151w to 200w | 10 |  | 167 |  | Comm Lighting | 5 | 835 |  | 340 |  |  | 10 | 0.00049248 | 0 | 68 | 167 |  | 340 |  |  | 0 | 0 |  |  | 0.63153 | 527.3294 | 0.63153 | 0 | 527.3294 | 0 | 527.3294 | 527.3294 | 580.0624
| E262 | Small Business DI | 2016 |  | Occupancy Sensor - 201w to 450w | 10 |  | 311 |  | Comm Lighting | 0 | 0 |  | 0 |  |  | 10 | 0 | 0 | 0 | 0 |  | 0 |  |  | 0 | 0 |  |  | 0.63153 | 0 | 0.63153 | 0 | 0 | 0 | 0 | 0 | 0
| E262 | Small Business DI | 2016 |  | Occupancy Sensor - over 450w | 10 |  | 478 |  | Comm Lighting | 0 | 0 |  | 0 |  |  | 10 | 0 | 0 | 0 | 0 |  | 0 |  |  | 0 | 0 |  |  | 0.63153 | 0 | 0.63153 | 0 | 0 | 0 | 0 | 0 | 0
| E262 | Small Business DI | 2016 |  | Open Case Lighting - T12 - Delamp - 4 ft | 11 |  | 226 |  | Comm Lighting | 0 | 0 |  | 0 |  |  | 11 | 0 | 0 | 0 | 0 |  | 0 |  |  | 0 | 0 |  |  | 0.68269 | 0 | 0.68269 | 0 | 0 | 0 | 0 | 0 | 0
| E262 | Small Business DI | 2016 |  | Open Case Lighting - LED - High - from 4ft T12 | 11 |  | 301 |  | Comm Lighting | 0 | 0 |  | 0 |  |  | 11 | 0 | 0 | 0 | 0 |  | 0 |  |  | 0 | 0 |  |  | 0.68269 | 0 | 0.68269 | 0 | 0 | 0 | 0 | 0 | 0
| E262 | Small Business DI | 2016 |  | Open Case Lighting - LED - Low - from 4ft T12 | 11 |  | 170 |  | Comm Lighting | 0 | 0 |  | 0 |  |  | 11 | 0 | 0 | 0 | 0 |  | 0 |  |  | 0 | 0 |  |  | 0.68269 | 0 | 0.68269 | 0 | 0 | 0 | 0 | 0 | 0
| E262 | Small Business DI | 2016 |  | Open Case Lighting - T8 - Delamp - 4 ft | 11 |  | 165 |  | Comm Lighting | 0 | 0 |  | 0 |  |  | 11 | 0 | 0 | 0 | 0 |  | 0 |  |  | 0 | 0 |  |  | 0.68269 | 0 | 0.68269 | 0 | 0 | 0 | 0 | 0 | 0
| E262 | Small Business DI | 2016 |  | Open Case Lighting - LED - High - from 4ft T8 | 11 |  | 179 |  | Comm Lighting | 0 | 0 |  | 0 |  |  | 11 | 0 | 0 | 0 | 0 |  | 0 |  |  | 0 | 0 |  |  | 0.68269 | 0 | 0.68269 | 0 | 0 | 0 | 0 | 0 | 0
| E262 | Small Business DI | 2016 |  | Open Case Lighting - LED - Low - from 4ft T8 | 11 |  | 98 |  | Comm Lighting | 0 | 0 |  | 0 |  |  | 11 | 0 | 0 | 0 | 0 |  | 0 |  |  | 0 | 0 |  |  | 0.68269 | 0 | 0.68269 | 0 | 0 | 0 | 0 | 0 | 0
| E262 | Small Business DI | 2016 |  | Open Case Lighting - T12 - Delamp - 5 ft | 11 |  | 282 |  | Comm Lighting | 0 | 0 |  | 0 |  |  | 11 | 0 | 0 | 0 | 0 |  | 0 |  |  | 0 | 0 |  |  | 0.68269 | 0 | 0.68269 | 0 | 0 | 0 | 0 | 0 | 0
| E262 | Small Business DI | 2016 |  | Open Case Lighting - LED - High - from 5ft T12 | 11 |  | 376 |  | Comm Lighting | 0 | 0 |  | 0 |  |  | 11 | 0 | 0 | 0 | 0 |  | 0 |  |  | 0 | 0 |  |  | 0.68269 | 0 | 0.68269 | 0 | 0 | 0 | 0 | 0 | 0
| E262 | Small Business DI | 2016 |  | Open Case Lighting - LED - Low - from 5ft T12 | 11 |  | 212 |  | Comm Lighting | 0 | 0 |  | 0 |  |  | 11 | 0 | 0 | 0 | 0 |  | 0 |  |  | 0 | 0 |  |  | 0.68269 | 0 | 0.68269 | 0 | 0 | 0 | 0 | 0 | 0
| E262 | Small Business DI | 2016 |  | Open Case Lighting - T8 - Delamp - 5 ft | 11 |  | 206 |  | Comm Lighting | 0 | 0 |  | 0 |  |  | 11 | 0 | 0 | 0 | 0 |  | 0 |  |  | 0 | 0 |  |  | 0.68269 | 0 | 0.68269 | 0 | 0 | 0 | 0 | 0 | 0
| E262 | Small Business DI | 2016 |  | Open Case Lighting - LED - High - from 5ft T8 | 11 |  | 223 |  | Comm Lighting | 0 | 0 |  | 0 |  |  | 11 | 0 | 0 | 0 | 0 |  | 0 |  |  | 0 | 0 |  |  | 0.68269 | 0 | 0.68269 | 0 | 0 | 0 | 0 | 0 | 0
| E262 | Small Business DI | 2016 |  | Open Case Lighting - LED - Low - from 5ft T8 | 11 |  | 122 |  | Comm Lighting | 0 | 0 |  | 0 |  |  | 11 | 0 | 0 | 0 | 0 |  | 0 |  |  | 0 | 0 |  |  | 0.68269 | 0 | 0.68269 | 0 | 0 | 0 | 0 | 0 | 0
| E262 | Small Business DI | 2016 |  | Open Case Lighting - T12 - Delamp - 6 ft | 11 |  | 339 |  | Comm Lighting | 0 | 0 |  | 0 |  |  | 11 | 0 | 0 | 0 | 0 |  | 0 |  |  | 0 | 0 |  |  | 0.68269 | 0 | 0.68269 | 0 | 0 | 0 | 0 | 0 | 0
| E262 | Small Business DI | 2016 |  | Open Case Lighting - LED - High - from 6ft T12 | 11 |  | 451 |  | Comm Lighting | 0 | 0 |  | 0 |  |  | 11 | 0 | 0 | 0 | 0 |  | 0 |  |  | 0 | 0 |  |  | 0.68269 | 0 | 0.68269 | 0 | 0 | 0 | 0 | 0 | 0
| E262 | Small Business DI | 2016 |  | Open Case Lighting - LED - Low - from 6ft T12 | 11 |  | 255 |  | Comm Lighting | 0 | 0 |  | 0 |  |  | 11 | 0 | 0 | 0 | 0 |  | 0 |  |  | 0 | 0 |  |  | 0.68269 | 0 | 0.68269 | 0 | 0 | 0 | 0 | 0 | 0
| E262 | Small Business DI | 2016 |  | Open Case Lighting - T8 - Delamp - 6 ft | 11 |  | 247 |  | Comm Lighting | 0 | 0 |  | 0 |  |  | 11 | 0 | 0 | 0 | 0 |  | 0 |  |  | 0 | 0 |  |  | 0.68269 | 0 | 0.68269 | 0 | 0 | 0 | 0 | 0 | 0
| E262 | Small Business DI | 2016 |  | Open Case Lighting - LED - High - from 6ft T8 | 11 |  | 268 |  | Comm Lighting | 0 | 0 |  | 0 |  |  | 11 | 0 | 0 | 0 | 0 |  | 0 |  |  | 0 | 0 |  |  | 0.68269 | 0 | 0.68269 | 0 | 0 | 0 | 0 | 0 | 0
| E262 | Small Business DI | 2016 |  | Open Case Lighting - LED - Low - from 6ft T8 | 11 |  | 147 |  | Comm Lighting | 0 | 0 |  | 0 |  |  | 11 | 0 | 0 | 0 | 0 |  | 0 |  |  | 0 | 0 |  |  | 0.68269 | 0 | 0.68269 | 0 | 0 | 0 | 0 | 0 | 0
| E262 | Small Business DI | 2016 |  | Reach In Case Lighting - LED - Low - from 4ft T12 | 11 |  | 302 |  | Comm Lighting | 0 | 0 |  | 0 |  |  | 11 | 0 | 0 | 0 | 0 |  | 0 |  |  | 0 | 0 |  |  | 0.68269 | 0 | 0.68269 | 0 | 0 | 0 | 0 | 0 | 0
| E262 | Small Business DI | 2016 |  | Reach In Case Lighting - LED - Low - from 4ft T8 | 11 |  | 206 |  | Comm Lighting | 0 | 0 |  | 0 |  |  | 11 | 0 | 0 | 0 | 0 |  | 0 |  |  | 0 | 0 |  |  | 0.68269 | 0 | 0.68269 | 0 | 0 | 0 | 0 | 0 | 0
| E262 | Small Business DI | 2016 |  | Reach In Case Lighting - LED - Med - from 4ft T12 | 11 |  | 222 |  | Comm Lighting | 3 | 666 |  | 175.65 |  |  | 11 | 0.00043209 | 0 | 58.55 | 222 |  | 175.65 |  |  | 0 | 0 |  |  | 0.68269 | 454.6745 | 0.68269 | 0 | 454.6745 | 0 | 454.6745 | 454.6745 | 500.142
| E262 | Small Business DI | 2016 |  | Reach In Case Lighting - LED - Med - from 4ft T8 | 11 |  | 152 |  | Comm Lighting | 0 | 0 |  | 0 |  |  | 11 | 0 | 0 | 0 | 0 |  | 0 |  |  | 0 | 0 |  |  | 0.68269 | 0 | 0.68269 | 0 | 0 | 0 | 0 | 0 | 0
| E262 | Small Business DI | 2016 |  | Reach In Case Lighting - LED - Low - from 5ft T12 | 11 |  | 378 |  | Comm Lighting | 0 | 0 |  | 0 |  |  | 11 | 0 | 0 | 0 | 0 |  | 0 |  |  | 0 | 0 |  |  | 0.68269 | 0 | 0.68269 | 0 | 0 | 0 | 0 | 0 | 0
| E262 | Small Business DI | 2016 |  | Reach In Case Lighting - LED - Low - from 5ft T8 | 11 |  | 258 |  | Comm Lighting | 0 | 0 |  | 0 |  |  | 11 | 0 | 0 | 0 | 0 |  | 0 |  |  | 0 | 0 |  |  | 0.68269 | 0 | 0.68269 | 0 | 0 | 0 | 0 | 0 | 0
| E262 | Small Business DI | 2016 |  | Reach In Case Lighting - LED - Med - from 5ft T12 | 11 |  | 278 |  | Comm Lighting | 0 | 0 |  | 0 |  |  | 11 | 0 | 0 | 0 | 0 |  | 0 |  |  | 0 | 0 |  |  | 0.68269 | 0 | 0.68269 | 0 | 0 | 0 | 0 | 0 | 0
| E262 | Small Business DI | 2016 |  | Reach In Case Lighting - LED - Med - from 5ft T8 | 11 |  | 190 |  | Comm Lighting | 0 | 0 |  | 0 |  |  | 11 | 0 | 0 | 0 | 0 |  | 0 |  |  | 0 | 0 |  |  | 0.68269 | 0 | 0.68269 | 0 | 0 | 0 | 0 | 0 | 0
| E262 | Small Business DI | 2016 |  | Reach In Case Lighting - LED - Low - from 6ft T12 | 11 |  | 453 |  | Comm Lighting | 0 | 0 |  | 0 |  |  | 11 | 0 | 0 | 0 | 0 |  | 0 |  |  | 0 | 0 |  |  | 0.68269 | 0 | 0.68269 | 0 | 0 | 0 | 0 | 0 | 0
| E262 | Small Business DI | 2016 |  | Reach In Case Lighting - LED - Low - from 6ft T8 | 11 |  | 309 |  | Comm Lighting | 0 | 0 |  | 0 |  |  | 11 | 0 | 0 | 0 | 0 |  | 0 |  |  | 0 | 0 |  |  | 0.68269 | 0 | 0.68269 | 0 | 0 | 0 | 0 | 0 | 0
| E262 | Small Business DI | 2016 |  | Reach In Case Lighting - LED - Med - from 6ft T12 | 11 |  | 333 |  | Comm Lighting | 0 | 0 |  | 0 |  |  | 11 | 0 | 0 | 0 | 0 |  | 0 |  |  | 0 | 0 |  |  | 0.68269 | 0 | 0.68269 | 0 | 0 | 0 | 0 | 0 | 0
| E262 | Small Business DI | 2016 |  | Reach In Case Lighting - LED - Med - from 6ft T8 | 11 |  | 228 |  | Comm Lighting | 0 | 0 |  | 0 |  |  | 11 | 0 | 0 | 0 | 0 |  | 0 |  |  | 0 | 0 |  |  | 0.68269 | 0 | 0.68269 | 0 | 0 | 0 | 0 | 0 | 0
| E262 | Small Business DI | 2016 |  | Auto Closer - Reach In Glass Doors - Low Temp - E | 8 |  | 343 |  | Comm Refrigeration | 0 | 0 |  | 0 |  |  | 8 | 0 | 0 | 0 | 0 |  | 0 |  |  | 0 | 0 |  |  | 0.48427 | 0 | 0.48427 | 0 | 0 | 0 | 0 | 0 | 0
| E262 | Small Business DI | 2016 |  | Sealing - Auto Closer - Reach In Glass Doors - Low Temp - NG - EIE | 8 |  | 336 |  | Comm Refrigeration | 0 | 0 |  | 0 |  |  | 8 | 0 | 0 | 0 | 0 |  | 0 |  |  | 0 | 0 |  |  | 0.48427 | 0 | 0.48427 | 0 | 0 | 0 | 0 | 0 | 0
| E262 | Small Business DI | 2016 |  | Sealing - Auto Closer - Reach In Glass Doors - Med Temp - E | 8 |  | 252 |  | Comm Refrigeration | 0 | 0 |  | 0 |  |  | 8 | 0 | 0 | 0 | 0 |  | 0 |  |  | 0 | 0 |  |  | 0.48427 | 0 | 0.48427 | 0 | 0 | 0 | 0 | 0 | 0
| E262 | Small Business DI | 2016 |  | Sealing - Auto Closer - Reach In Glass Doors - Med Temp - NG - EIE | 8 |  | 250 |  | Comm Refrigeration | 0 | 0 |  | 0 |  |  | 8 | 0 | 0 | 0 | 0 |  | 0 |  |  | 0 | 0 |  |  | 0.48427 | 0 | 0.48427 | 0 | 0 | 0 | 0 | 0 | 0
| E262 | Small Business DI | 2016 |  | Controls - ASH - Compressor - Low Temp | 8 |  | 369 |  | Comm Refrigeration | 0 | 0 |  | 0 |  |  | 8 | 0 | 0 | 0 | 0 |  | 0 |  |  | 0 | 0 |  |  | 0.48427 | 0 | 0.48427 | 0 | 0 | 0 | 0 | 0 | 0
| E262 | Small Business DI | 2016 |  | Controls - ASH - Compressor - Mid Temp | 8 |  | 230 |  | Comm Refrigeration | 0 | 0 |  | 0 |  |  | 8 | 0 | 0 | 0 | 0 |  | 0 |  |  | 0 | 0 |  |  | 0.48427 | 0 | 0.48427 | 0 | 0 | 0 | 0 | 0 | 0
| E262 | Small Business DI | 2016 |  | Sealing - Gasket - Reach In Glass Door - Low Temp - E | 4 |  | 243 |  | Comm Refrigeration | 0 | 0 |  | 0 |  |  | 4 | 0 | 0 | 0 | 0 |  | 0 |  |  | 0 | 0 |  |  | 0.26417 | 0 | 0.26417 | 0 | 0 | 0 | 0 | 0 | 0
| E262 | Small Business DI | 2016 |  | Sealing - Gasket - Reach In Glass Door - Med Temp - E | 4 |  | 248 |  | Comm Refrigeration | 0 | 0 |  | 0 |  |  | 4 | 0 | 0 | 0 | 0 |  | 0 |  |  | 0 | 0 |  |  | 0.26417 | 0 | 0.26417 | 0 | 0 | 0 | 0 | 0 | 0
| E262 | Small Business DI | 2016 |  | Power Strip - Advanced | 4 |  | 118 |  | Comm Flat | 0 | 0 |  | 0 |  |  | 4 | 0 | 0 | 0 | 0 |  | 0 |  |  | 0 | 0 |  |  | 0.26858 | 0 | 0.26858 | 0 | 0 | 0 | 0 | 0 | 0
| E262 | Small Business DI | 2016 |  | Sealing - Auto Closer - Walk In Doors - Low Temp - E | 8 |  | 2836 |  | Comm Refrigeration | 0 | 0 |  | 0 |  |  | 8 | 0 | 0 | 0 | 0 |  | 0 |  |  | 0 | 0 |  |  | 0.48427 | 0 | 0.48427 | 0 | 0 | 0 | 0 | 0 | 0
| E262 | Small Business DI | 2016 |  | Sealing - Auto Closer - Walk In Doors - Low Temp - NG - EIE | 8 |  | 2809 |  | Comm Refrigeration | 0 | 0 |  | 0 |  |  | 8 | 0 | 0 | 0 | 0 |  | 0 |  |  | 0 | 0 |  |  | 0.48427 | 0 | 0.48427 | 0 | 0 | 0 | 0 | 0 | 0
| E262 | Small Business DI | 2016 |  | Sealing - Auto Closer - Walk In Doors - Med Temp - E | 8 |  | 223 |  | Comm Refrigeration | 0 | 0 |  | 0 |  |  | 8 | 0 | 0 | 0 | 0 |  | 0 |  |  | 0 | 0 |  |  | 0.48427 | 0 | 0.48427 | 0 | 0 | 0 | 0 | 0 | 0
| E262 | Small Business DI | 2016 |  | Sealing - Auto Closer - Walk In Doors - Med Temp - NG - EIE | 8 |  | 221 |  | Comm Refrigeration | 0 | 0 |  | 0 |  |  | 8 | 0 | 0 | 0 | 0 |  | 0 |  |  | 0 | 0 |  |  | 0.48427 | 0 | 0.48427 | 0 | 0 | 0 | 0 | 0 | 0
| E262 | Small Business DI | 2016 |  | ECM - Walk In - More than 23w | 15 |  | 592 |  | Comm Refrigeration | 0 | 0 |  | 0 |  |  | 15 | 0 | 0 | 0 | 0 |  | 0 |  |  | 0 | 0 |  |  | 0.7962 | 0 | 0.7962 | 0 | 0 | 0 | 0 | 0 | 0
| E262 | Small Business DI | 2016 |  | ECM - Walk In - 23w | 15 |  | 1458 |  | Comm Refrigeration | 0 | 0 |  | 0 |  |  | 15 | 0 | 0 | 0 | 0 |  | 0 |  |  | 0 | 0 |  |  | 0.7962 | 0 | 0.7962 | 0 | 0 | 0 | 0 | 0 | 0
| E262 | Small Business DI | 2016 |  | Sealing - Gasket - Walk In Freezer Door - Main - E | 4 |  | 347 |  | Comm Refrigeration | 0 | 0 |  | 0 |  |  | 4 | 0 | 0 | 0 | 0 |  | 0 |  |  | 0 | 0 |  |  | 0.26417 | 0 | 0.26417 | 0 | 0 | 0 | 0 | 0 | 0
| E262 | Small Business DI | 2016 |  | Sealing - Gasket - Walk In Cooler Door- Main - E | 4 |  | 204 |  | Comm Refrigeration | 0 | 0 |  | 0 |  |  | 4 | 0 | 0 | 0 | 0 |  | 0 |  |  | 0 | 0 |  |  | 0.26417 | 0 | 0.26417 | 0 | 0 | 0 | 0 | 0 | 0
| E262 | Small Business DI | 2016 |  | Sealing - Strip Curtain - Freezer - Grocery | 2 |  | 31 |  | Comm Refrigeration | 0 | 0 |  | 0 |  |  | 2 | 0 | 0 | 0 | 0 |  | 0 |  |  | 0 | 0 |  |  | 0.13913 | 0 | 0.13913 | 0 | 0 | 0 | 0 | 0 | 0
| E262 | Small Business DI | 2016 |  | Sealing - Strip Curtain - Freezer - Grocery | 2 |  | 535 |  | Comm Refrigeration | 0 | 0 |  | 0 |  |  | 2 | 0 | 0 | 0 | 0 |  | 0 |  |  | 0 | 0 |  |  | 0.13913 | 0 | 0.13913 | 0 | 0 | 0 | 0 | 0 | 0
| E262 | Small Business DI | 2016 |  | Sealing - Strip Curtain - Cooler - Grocery | 2 |  | 123 |  | Comm Refrigeration | 0 | 0 |  | 0 |  |  | 2 | 0 | 0 | 0 | 0 |  | 0 |  |  | 0 | 0 |  |  | 0.13913 | 0 | 0.13913 | 0 | 0 | 0 | 0 | 0 | 0
| E262 | Small Business DI | 2016 |  | 3' 1L T12 to 3' 1L TLED | 12 |  | 93 |  | Comm Lighting | 9 | 837 |  | 394.65 |  |  | 12 | 0.00059239 | 0 | 43.85 | 93 |  | 394.65 |  |  | 0 | 0 |  |  | 0.73138 | 612.1658 | 0.73138 | 0 | 612.1658 | 0 | 612.1658 | 612.1658 | 673.3824
| E262 | Small Business DI | 2016 |  | Lamp - TLED - 3 ft - 1x - from 3 ft 1x T8 25w | 12 |  | 43 |  | Comm Lighting | 4 | 172 |  | 175.4 |  |  | 12 | 0.00012173 | 0 | 43.85 | 43 |  | 175.4 |  |  | 0 | 0 |  |  | 0.73138 | 125.7975 | 0.73138 | 0 | 125.7975 | 0 | 125.7975 | 125.7975 | 138.3773
| E262 | Small Business DI | 2016 |  | 4' 1L T12 to 4' 1L TLED | 12 |  | 80 |  | Comm Lighting | 88 | 7040 |  | 5155.92 |  |  | 12 | 0.0049826 | 0 | 58.59 | 80 |  | 5155.92 |  |  | 0 | 0 |  |  | 0.73138 | 5148.9216 | 0.73138 | 0 | 5148.9216 | 0 | 5148.9216 | 5148.9216 | 5663.8137
| E262 | Small Business DI | 2016 |  | 4' 1L T8 28 W LLO to 4' 1L TLED | 12 |  | 27 |  | Comm Lighting | 0 | 0 |  | 0 |  |  | 12 | 0 | 0 | 0 | 0 |  | 0 |  |  | 0 | 0 |  |  | 0.73138 | 0 | 0.73138 | 0 | 0 | 0 | 0 | 0 | 0
| E262 | Small Business DI | 2016 |  | Lamp - TLED - 4 ft - 1x - from 4 ft T8 28w NLO 1x | 12 |  | 36 |  | Comm Lighting | 1 | 36 |  | 58.59 |  |  | 12 | 2.5479e-05 | 0 | 58.59 | 36 |  | 58.59 |  |  | 0 | 0 |  |  | 0.73138 | 26.3297 | 0.73138 | 0 | 26.3297 | 0 | 26.3297 | 26.3297 | 28.9627
| E262 | Small Business DI | 2016 |  | Lamp - TLED - 4 ft - 1x - from 4ft T8 32w HLO 1x | 12 |  | 76 |  | Comm Lighting | 32 | 2432 |  | 1874.88 |  |  | 12 | 0.0017213 | 0 | 58.59 | 76 |  | 1874.88 |  |  | 0 | 0 |  |  | 0.73138 | 1778.7184 | 0.73138 | 0 | 1778.7184 | 0 | 1778.7184 | 1778.7184 | 1956.5902
| E262 | Small Business DI | 2016 |  | 4' 1L T8 32 W LLO to 4' 1L TLED LDI | 12 |  | 36 |  | Comm Lighting | 0 | 0 |  | 0 |  |  | 12 | 0 | 0 | 0 | 0 |  | 0 |  |  | 0 | 0 |  |  | 0.73138 | 0 | 0.73138 | 0 | 0 | 0 | 0 | 0 | 0
| E262 | Small Business DI | 2016 |  | 4' 1L T8 32 W NLO to 4' 1L TLED LDI | 12 |  | 46 |  | Comm Lighting | 0 | 0 |  | 0 |  |  | 12 | 0 | 0 | 0 | 0 |  | 0 |  |  | 0 | 0 |  |  | 0.73138 | 0 | 0.73138 | 0 | 0 | 0 | 0 | 0 | 0
| E262 | Small Business DI | 2016 |  | 4' 2L T12 HO to 4' 2L TLED | 12 |  | 391 |  | Comm Lighting | 112 | 43792 |  | 7431.2 |  |  | 12 | 0.030994 | 0 | 66.35 | 391 |  | 7431.2 |  |  | 0 | 0 |  |  | 0.73138 | 32028.6326 | 0.73138 | 0 | 32028.6326 | 0 | 32028.6326 | 32028.6326 | 35231.4959
| E262 | Small Business DI | 2016 |  | 4' 2L T12 to 4' 2L TLED | 12 |  | 159 |  | Comm Lighting | 572 | 90948 |  | 33753.72 |  |  | 12 | 0.064369 | 0 | 59.01 | 159 |  | 33753.72 |  |  | 0 | 0 |  |  | 0.73138 | 66517.6307 | 0.73138 | 0 | 66517.6307 | 0 | 66517.6307 | 66517.6307 | 73169.3937
| E262 | Small Business DI | 2016 |  | Lamp - TLED - 4 ft - 2x - from 4 ft T8 28w LLO 2x | 12 |  | 53 |  | Comm Lighting | 0 | 0 |  | 0 |  |  | 12 | 0 | 0 | 0 | 0 |  | 0 |  |  | 0 | 0 |  |  | 0.73138 | 0 | 0.73138 | 0 | 0 | 0 | 0 | 0 | 0
| E262 | Small Business DI | 2016 |  | Lamp - TLED - 4 ft - 2x - from 4 ft T8 28w NLO 2x | 12 |  | 73 |  | Comm Lighting | 2 | 146 |  | 117.18 |  |  | 12 | 0.00010333 | 0 | 58.59 | 73 |  | 117.18 |  |  | 0 | 0 |  |  | 0.73138 | 106.7816 | 0.73138 | 0 | 106.7816 | 0 | 106.7816 | 106.7816 | 117.4598
| E262 | Small Business DI | 2016 |  | 4' 2L T8 32 W HLO to 4' 2L TLED | 12 |  | 153 |  | Comm Lighting | 1163 | 177939 |  | 71163.97 |  |  | 12 | 0.12594 | 0 | 61.19 | 153 |  | 71163.97 |  |  | 0 | 0 |  |  | 0.73138 | 130141.1871 | 0.73138 | 0 | 130141.1871 | 0 | 130141.1871 | 130141.1871 | 143155.3058
| E262 | Small Business DI | 2016 |  | 4' 2L T8 32 W LLO to 4' 2L TLED LDI | 12 |  | 73 |  | Comm Lighting | 0 | 0 |  | 0 |  |  | 12 | 0 | 0 | 0 | 0 |  | 0 |  |  | 0 | 0 |  |  | 0.73138 | 0 | 0.73138 | 0 | 0 | 0 | 0 | 0 | 0
| E262 | Small Business DI | 2016 |  | 4' 3L T12 HO to 4' 2L TLED (delamp & reflector) | 12 |  | 630 |  | Comm Lighting | 0 | 0 |  | 0 |  |  | 12 | 0 | 0 | 0 | 0 |  | 0 |  |  | 0 | 0 |  |  | 0.73138 | 0 | 0.73138 | 0 | 0 | 0 | 0 | 0 | 0
| E262 | Small Business DI | 2016 |  | 4' 3L T12 HO to 4' 3L TLED | 12 |  | 587 |  | Comm Lighting | 13 | 7631 |  | 1054.43 |  |  | 12 | 0.0054009 | 0 | 81.11 | 587 |  | 1054.43 |  |  | 0 | 0 |  |  | 0.73138 | 5581.1677 | 0.73138 | 0 | 5581.1677 | 0 | 5581.1677 | 5581.1677 | 6139.2845
| E262 | Small Business DI | 2016 |  | 4' 3L T12 to 4' 2L TLED (DLR) 2016 | 12 |  | 282 |  | Comm Lighting | 10 | 2820 |  | 870.5 |  |  | 12 | 0.0019959 | 0 | 87.05 | 282 |  | 870.5 |  |  | 0 | 0 |  |  | 0.73138 | 2062.4942 | 0.73138 | 0 | 2062.4942 | 0 | 2062.4942 | 2062.4942 | 2268.7436
| E262 | Small Business DI | 2016 |  | 4' 3L T12 to 4' 3L TLED 2016 | 12 |  | 239 |  | Comm Lighting | 37 | 8843 |  | 2989.23 |  |  | 12 | 0.0062587 | 0 | 80.79 | 239 |  | 2989.23 |  |  | 0 | 0 |  |  | 0.73138 | 6467.6014 | 0.73138 | 0 | 6467.6014 | 0 | 6467.6014 | 6467.6014 | 7114.3615
| E262 | Small Business DI | 2016 |  | 4' 3L T8 28 W LLO to 4' 3L TLED 2016 | 12 |  | 80 |  | Comm Lighting | 0 | 0 |  | 0 |  |  | 12 | 0 | 0 | 0 | 0 |  | 0 |  |  | 0 | 0 |  |  | 0.73138 | 0 | 0.73138 | 0 | 0 | 0 | 0 | 0 | 0
| E262 | Small Business DI | 2016 |  | Lamp - TLED - 4 ft - 3x - from 4 ft T8 28w NLO 3x | 12 |  | 109 |  | Comm Lighting | 17 | 1853 |  | 1275.34 |  |  | 12 | 0.0013115 | 0 | 75.02 | 109 |  | 1275.34 |  |  | 0 | 0 |  |  | 0.73138 | 1355.2488 | 0.73138 | 0 | 1355.2488 | 0 | 1355.2488 | 1355.2488 | 1490.7737
| E262 | Small Business DI | 2016 |  | 4' 3L T8 32 W LLO to 4' 2L TLED (DLR) 2016 | 12 |  | 153 |  | Comm Lighting | 0 | 0 |  | 0 |  |  | 12 | 0 | 0 | 0 | 0 |  | 0 |  |  | 0 | 0 |  |  | 0.73138 | 0 | 0.73138 | 0 | 0 | 0 | 0 | 0 | 0
| E262 | Small Business DI | 2016 |  | Lamp - TLED - 4 ft - 3x - from 4 ft T8 32w HLO 3x | 12 |  | 109 |  | Comm Lighting | 12 | 1308 |  | 884.64 |  |  | 12 | 0.00092575 | 0 | 73.72 | 109 |  | 884.64 |  |  | 0 | 0 |  |  | 0.73138 | 956.6462 | 0.73138 | 0 | 956.6462 | 0 | 956.6462 | 956.6462 | 1052.3108
| E262 | Small Business DI | 2016 |  | 4' 3L T8 32 W HLO to 4' 2L TLED (DLR) 2016 | 12 |  | 272 |  | Comm Lighting | 4 | 1088 |  | 348.2 |  |  | 12 | 0.00077004 | 0 | 87.05 | 272 |  | 348.2 |  |  | 0 | 0 |  |  | 0.73138 | 795.7424 | 0.73138 | 0 | 795.7424 | 0 | 795.7424 | 795.7424 | 875.3167
| E262 | Small Business DI | 2016 |  | Lamp - TLED - 4 ft - 3x - from 4 ft T8 32w LLO 3x | 12 |  | 182 |  | Comm Lighting | 0 | 0 |  | 0 |  |  | 12 | 0 | 0 | 0 | 0 |  | 0 |  |  | 0 | 0 |  |  | 0.73138 | 0 | 0.73138 | 0 | 0 | 0 | 0 | 0 | 0
| E262 | Small Business DI | 2016 |  | 4' 3L T8 32 W HLO to 4' 3L TLED 2016 | 12 |  | 229 |  | Comm Lighting | 263 | 60227 |  | 19388.36 |  |  | 12 | 0.042626 | 0 | 73.72 | 229 |  | 19388.36 |  |  | 0 | 0 |  |  | 0.73138 | 44048.8778 | 0.73138 | 0 | 44048.8778 | 0 | 44048.8778 | 44048.8778 | 48453.7656
| E262 | Small Business DI | 2016 |  | 4' 4L T12 HO to 4' 2L TLED (DLR) 2016 | 12 |  | 869 |  | Comm Lighting | 22 | 19118 |  | 1924.12 |  |  | 12 | 0.013531 | 0 | 87.46 | 869 |  | 1924.12 |  |  | 0 | 0 |  |  | 0.73138 | 13982.5402 | 0.73138 | 0 | 13982.5402 | 0 | 13982.5402 | 13982.5402 | 15380.7942
| E262 | Small Business DI | 2016 |  | 4' 4L T12 HO to 4' 3L TLED (DLR) 2016 | 12 |  | 826 |  | Comm Lighting | 0 | 0 |  | 0 |  |  | 12 | 0 | 0 | 0 | 0 |  | 0 |  |  | 0 | 0 |  |  | 0.73138 | 0 | 0.73138 | 0 | 0 | 0 | 0 | 0 | 0
| E262 | Small Business DI | 2016 |  | 4' 4L T12 HO to 4' 4L TLED 2016 | 12 |  | 783 |  | Comm Lighting | 10 | 7830 |  | 893.2 |  |  | 12 | 0.0055418 | 0 | 89.32 | 783 |  | 893.2 |  |  | 0 | 0 |  |  | 0.73138 | 5726.7125 | 0.73138 | 0 | 5726.7125 | 0 | 5726.7125 | 5726.7125 | 6299.3837
| E262 | Small Business DI | 2016 |  | 4' 4L T12 to 4' 2L TLED (DLR) 2016 | 12 |  | 405 |  | Comm Lighting | 91 | 36855 |  | 7958.86 |  |  | 12 | 0.026084 | 0 | 87.46 | 405 |  | 7958.86 |  |  | 0 | 0 |  |  | 0.73138 | 26955.0433 | 0.73138 | 0 | 26955.0433 | 0 | 26955.0433 | 26955.0433 | 29650.5476
| E262 | Small Business DI | 2016 |  | 4' 4L T12 to 4' 3L TLED (DLR) 2016 | 12 |  | 362 |  | Comm Lighting | 0 | 0 |  | 0 |  |  | 12 | 0 | 0 | 0 | 0 |  | 0 |  |  | 0 | 0 |  |  | 0.73138 | 0 | 0.73138 | 0 | 0 | 0 | 0 | 0 | 0
| E262 | Small Business DI | 2016 |  | 4' 4L T12 to 4' 4L TLED 2016 | 12 |  | 318 |  | Comm Lighting | 240 | 76320 |  | 22394.4 |  |  | 12 | 0.054016 | 0 | 93.31 | 318 |  | 22394.4 |  |  | 0 | 0 |  |  | 0.73138 | 55818.9908 | 0.73138 | 0 | 55818.9908 | 0 | 55818.9908 | 55818.9908 | 61400.8898
| E262 | Small Business DI | 2016 |  | Fixture - TLED - DLR - 4 ft - 3x - from 4 ft T8 28w LLO 4x | 12 |  | 149 |  | Comm Lighting | 0 | 0 |  | 0 |  |  | 12 | 0 | 0 | 0 | 0 |  | 0 |  |  | 0 | 0 |  |  | 0.73138 | 0 | 0.73138 | 0 | 0 | 0 | 0 | 0 | 0
| E262 | Small Business DI | 2016 |  | Lamp - TLED - 4 ft - 4x - from 4 ft T8 28w LLO 4x | 12 |  | 106 |  | Comm Lighting | 0 | 0 |  | 0 |  |  | 12 | 0 | 0 | 0 | 0 |  | 0 |  |  | 0 | 0 |  |  | 0.73138 | 0 | 0.73138 | 0 | 0 | 0 | 0 | 0 | 0
| E262 | Small Business DI | 2016 |  | 4' 4L T8 28 W NLO to 4' 2L TLED (DLR) 2016 | 12 |  | 232 |  | Comm Lighting | 0 | 0 |  | 0 |  |  | 12 | 0 | 0 | 0 | 0 |  | 0 |  |  | 0 | 0 |  |  | 0.73138 | 0 | 0.73138 | 0 | 0 | 0 | 0 | 0 | 0
| E262 | Small Business DI | 2016 |  | 4' 4L T8 28 W NLO to 4' 4L TLED 2016 | 12 |  | 146 |  | Comm Lighting | 1 | 146 |  | 89.32 |  |  | 12 | 0.00010333 | 0 | 89.32 | 146 |  | 89.32 |  |  | 0 | 0 |  |  | 0.73138 | 106.7816 | 0.73138 | 0 | 106.7816 | 0 | 106.7816 | 106.7816 | 117.4598
| E262 | Small Business DI | 2016 |  | 4' 4L T8 32 W HLO to 4' 2L TLED (DLR) 2016 | 12 |  | 391 |  | Comm Lighting | 28 | 10948 |  | 2754.92 |  |  | 12 | 0.0077485 | 0 | 98.39 | 391 |  | 2754.92 |  |  | 0 | 0 |  |  | 0.73138 | 8007.1582 | 0.73138 | 0 | 8007.1582 | 0 | 8007.1582 | 8007.1582 | 8807.874
| E262 | Small Business DI | 2016 |  | 4' 4L T8 32 W HLO to 4' 4L TLED 2016 | 12 |  | 305 |  | Comm Lighting | 651 | 198555 |  | 58147.32 |  |  | 12 | 0.14053 | 0 | 89.32 | 305 |  | 58147.32 |  |  | 0 | 0 |  |  | 0.73138 | 145219.3358 | 0.73138 | 0 | 145219.3358 | 0 | 145219.3358 | 145219.3358 | 159741.2694
| E262 | Small Business DI | 2016 |  | 4' 4L T8 32 W LLO to 4' 3L TLED (DLR) 2016 | 12 |  | 189 |  | Comm Lighting | 5 | 945 |  | 368.6 |  |  | 12 | 0.00066883 | 0 | 73.72 | 189 |  | 368.6 |  |  | 0 | 0 |  |  | 0.73138 | 691.155 | 0.73138 | 0 | 691.155 | 0 | 691.155 | 691.155 | 760.2705
| E262 | Small Business DI | 2016 |  | 4' 4L T8 32 W LLO to 4' 4L TLED 2016 | 12 |  | 146 |  | Comm Lighting | 13 | 1898 |  | 1161.16 |  |  | 12 | 0.0013433 | 0 | 89.32 | 146 |  | 1161.16 |  |  | 0 | 0 |  |  | 0.73138 | 1388.161 | 0.73138 | 0 | 1388.161 | 0 | 1388.161 | 1388.161 | 1526.9771
| E262 | Small Business DI | 2016 |  | 4' 4L T8 32 W NLO to 4' 2L TLED (DLR) 2016 | 12 |  | 272 |  | Comm Lighting | 175 | 47600 |  | 17218.25 |  |  | 12 | 0.033689 | 0 | 98.39 | 272 |  | 17218.25 |  |  | 0 | 0 |  |  | 0.73138 | 34813.7311 | 0.73138 | 0 | 34813.7311 | 0 | 34813.7311 | 34813.7311 | 38295.1042
| E262 | Small Business DI | 2016 |  | 4' 4L T8 32 W NLO to 4' 4L TLED 2016 | 12 |  | 186 |  | Comm Lighting | 212 | 39432 |  | 18935.84 |  |  | 12 | 0.027908 | 0 | 89.32 | 186 |  | 18935.84 |  |  | 0 | 0 |  |  | 0.73138 | 28839.8119 | 0.73138 | 0 | 28839.8119 | 0 | 28839.8119 | 28839.8119 | 31723.7931
| E262 | Small Business DI | 2016 |  | 8' 1L T12 F96 to 4' 2L TLED 2016 | 12 |  | 143 |  | Comm Lighting | 2 | 286 |  | 185.44 |  |  | 12 | 0.00020242 | 0 | 92.72 | 143 |  | 185.44 |  |  | 0 | 0 |  |  | 0.73138 | 209.1749 | 0.73138 | 0 | 209.1749 | 0 | 209.1749 | 209.1749 | 230.0924
| E262 | Small Business DI | 2016 |  | 8' 1L T12 HO F96 to 4' 2L TLED 2016 | 12 |  | 262 |  | Comm Lighting | 30 | 7860 |  | 2806.5 |  |  | 12 | 0.005563 | 0 | 93.55 | 262 |  | 2806.5 |  |  | 0 | 0 |  |  | 0.73138 | 5748.6539 | 0.73138 | 0 | 5748.6539 | 0 | 5748.6539 | 5748.6539 | 6323.5193
| E262 | Small Business DI | 2016 |  | 8' 2L T12 F96 to 4' 2L TLED (DLR) 2016 | 12 |  | 372 |  | Comm Lighting | 28 | 10416 |  | 2637.32 |  |  | 12 | 0.007372 | 0 | 94.19 | 372 |  | 2637.32 |  |  | 0 | 0 |  |  | 0.73138 | 7618.0635 | 0.73138 | 0 | 7618.0635 | 0 | 7618.0635 | 7618.0635 | 8379.8699
| E262 | Small Business DI | 2016 |  | 8' 2L T12 F96 to 4' 4L TLED 2016 | 12 |  | 285 |  | Comm Lighting | 62 | 17670 |  | 7466.66 |  |  | 12 | 0.012506 | 0 | 120.43 | 285 |  | 7466.66 |  |  | 0 | 0 |  |  | 0.73138 | 12923.5006 | 0.73138 | 0 | 12923.5006 | 0 | 12923.5006 | 12923.5006 | 14215.8507
| E262 | Small Business DI | 2016 |  | 8' 2L T12 HO F96 to 4' 4L TLED 2016 | 12 |  | 524 |  | Comm Lighting | 317 | 166108 |  | 24475.57 |  |  | 12 | 0.11756 | 0 | 77.21 | 524 |  | 24475.57 |  |  | 0 | 0 |  |  | 0.73138 | 121488.2196 | 0.73138 | 0 | 121488.2196 | 0 | 121488.2196 | 121488.2196 | 133637.0415
| E262 | Small Business DI | 2016 |  | LED Open Sign | 16 |  | 338 |  | Comm Lighting | 0 | 0 |  | 0 |  |  | 16 | 0 | 0 | 0 | 0 |  | 0 |  |  | 0 | 0 |  |  | 0.9023 | 0 | 0.9023 | 0 | 0 | 0 | 0 | 0 | 0
| E262 | Small Business DI | 2016 |  | Sealing - Night Cover - Produce - High Temp - 30F to 55F - E | 5 |  | 86.4 |  | Comm Refrigeration | 0 | 0 |  | 0 |  |  | 5 | 0 | 0 | 0 | 0 |  | 0 |  |  | 0 | 0 |  |  | 0.32243 | 0 | 0.32243 | 0 | 0 | 0 | 0 | 0 | 0
| E262 | Small Business DI | 2016 |  | Sealing - Night Cover - Produce - High Temp - 30F to 55F - HP | 5 |  | 48.7 |  | Comm Refrigeration | 0 | 0 |  | 0 |  |  | 5 | 0 | 0 | 0 | 0 |  | 0 |  |  | 0 | 0 |  |  | 0.32243 | 0 | 0.32243 | 0 | 0 | 0 | 0 | 0 | 0
| E262 | Small Business DI | 2016 |  | Sealing - Night Cover - Produce - High Temp - 30F to 55F - Unknown | 5 |  | 21.9 |  | Comm Refrigeration | 0 | 0 |  | 0 |  |  | 5 | 0 | 0 | 0 | 0 |  | 0 |  |  | 0 | 0 |  |  | 0.32243 | 0 | 0.32243 | 0 | 0 | 0 | 0 | 0 | 0
| E262 | Small Business DI | 2016 |  | Sealing - Night Cover - Produce - Low Temp - Neg 35F to 0F - Unknown | 5 |  | 65.7 |  | Comm Refrigeration | 0 | 0 |  | 0 |  |  | 5 | 0 | 0 | 0 | 0 |  | 0 |  |  | 0 | 0 |  |  | 0.32243 | 0 | 0.32243 | 0 | 0 | 0 | 0 | 0 | 0
| E262 | Small Business DI | 2016 |  | Sealing - Night Cover - Produce - Low Temp - Neg 35F to 0F - E | 5 |  | 129.8 |  | Comm Refrigeration | 0 | 0 |  | 0 |  |  | 5 | 0 | 0 | 0 | 0 |  | 0 |  |  | 0 | 0 |  |  | 0.32243 | 0 | 0.32243 | 0 | 0 | 0 | 0 | 0 | 0
| E262 | Small Business DI | 2016 |  | Sealing - Night Cover - Produce - Low Temp - Neg 35F to 0F - HP | 5 |  | 92.5 |  | Comm Refrigeration | 0 | 0 |  | 0 |  |  | 5 | 0 | 0 | 0 | 0 |  | 0 |  |  | 0 | 0 |  |  | 0.32243 | 0 | 0.32243 | 0 | 0 | 0 | 0 | 0 | 0
| E262 | Small Business DI | 2016 |  | Sealing - Night Cover - Produce - Med Temp - 0F to 30F - E | 5 |  | 130.2 |  | Comm Refrigeration | 0 | 0 |  | 0 |  |  | 5 | 0 | 0 | 0 | 0 |  | 0 |  |  | 0 | 0 |  |  | 0.32243 | 0 | 0.32243 | 0 | 0 | 0 | 0 | 0 | 0
| E262 | Small Business DI | 2016 |  | Sealing - Night Cover - Produce - Med Temp - 0F to 30F - HP | 5 |  | 79.6 |  | Comm Refrigeration | 0 | 0 |  | 0 |  |  | 5 | 0 | 0 | 0 | 0 |  | 0 |  |  | 0 | 0 |  |  | 0.32243 | 0 | 0.32243 | 0 | 0 | 0 | 0 | 0 | 0
| E262 | Small Business DI | 2016 |  | Sealing - Night Cover - Produce - Med Temp - 0F to 30F - Unknown | 5 |  | 43.8 |  | Comm Refrigeration | 0 | 0 |  | 0 |  |  | 5 | 0 | 0 | 0 | 0 |  | 0 |  |  | 0 | 0 |  |  | 0.32243 | 0 | 0.32243 | 0 | 0 | 0 | 0 | 0 | 0
| E262 | Small Business DI | 2016 |  | Sealing - Night Cover - Produce - High Temp - 30F to 55F - NG - EIE | 5 |  | 21.9 |  | Comm Refrigeration | 0 | 0 |  | 0 |  |  | 5 | 0 | 0 | 0 | 0 |  | 0 |  |  | 0 | 0 |  |  | 0.32243 | 0 | 0.32243 | 0 | 0 | 0 | 0 | 0 | 0
| E262 | Small Business DI | 2016 |  | Sealing - Night Cover - Produce - Low Temp - Neg 35F to 0F - NG - EIE | 5 |  | 65.7 |  | Comm Refrigeration | 0 | 0 |  | 0 |  |  | 5 | 0 | 0 | 0 | 0 |  | 0 |  |  | 0 | 0 |  |  | 0.32243 | 0 | 0.32243 | 0 | 0 | 0 | 0 | 0 | 0
| E262 | Small Business DI | 2016 |  | Sealing - Night Cover - Produce - Med Temp - 0F to 30F - NG - EIE | 5 |  | 43.8 |  | Comm Refrigeration | 0 | 0 |  | 0 |  |  | 5 | 0 | 0 | 0 | 0 |  | 0 |  |  | 0 | 0 |  |  | 0.32243 | 0 | 0.32243 | 0 | 0 | 0 | 0 | 0 | 0
| E262 | Small Business DI | 2016 |  | Lamp - LED - 35w - from 175w HID | 12 |  | 735 |  | Comm Lighting | 66 | 48510 |  | 14442.12 |  |  | 12 | 0.034333 | 0 | 218.82 | 735 |  | 14442.12 |  |  | 0 | 0 |  |  | 0.73138 | 35479.2878 | 0.73138 | 0 | 35479.2878 | 0 | 35479.2878 | 35479.2878 | 39027.2165
| E262 | Small Business DI | 2016 |  | Lamp - TLED - 4 ft - 1x - from 4ft T8 32w LLO 1x | 12 |  | 36 |  | Comm Lighting | 0 | 0 |  | 0 |  |  | 12 | 0 | 0 | 0 | 0 |  | 0 |  |  | 0 | 0 |  |  | 0.73138 | 0 | 0.73138 | 0 | 0 | 0 | 0 | 0 | 0
| E262 | Small Business DI | 2016 |  | Lamp - TLED - 4 ft - 1x - from 4ft T8 32w NLO 1x | 12 |  | 46 |  | Comm Lighting | 3 | 138 |  | 175.77 |  |  | 12 | 9.7671e-05 | 0 | 58.59 | 46 |  | 175.77 |  |  | 0 | 0 |  |  | 0.73138 | 100.9306 | 0.73138 | 0 | 100.9306 | 0 | 100.9306 | 100.9306 | 111.0236
| E262 | Small Business DI | 2016 |  | Lamp - TLED - 4 ft - 2x - from 4 ft T8 32w LLO 2x | 12 |  | 73 |  | Comm Lighting | 15 | 1095 |  | 878.85 |  |  | 12 | 0.000775 | 0 | 58.59 | 73 |  | 878.85 |  |  | 0 | 0 |  |  | 0.73138 | 800.8621 | 0.73138 | 0 | 800.8621 | 0 | 800.8621 | 800.8621 | 880.9483
| E262 | Small Business DI | 2016 |  | 4' 2L T8 32 W NLO to 4' 2L TLED | 12 |  | 93 |  | Comm Lighting | 582 | 54126 |  | 35612.58 |  |  | 12 | 0.038308 | 0 | 61.19 | 93 |  | 35612.58 |  |  | 0 | 0 |  |  | 0.73138 | 39586.7229 | 0.73138 | 0 | 39586.7229 | 0 | 39586.7229 | 39586.7229 | 43545.3952
| E262 | Small Business DI | 2016 |  | Aerator - Restaurant - EWH | 10 |  | 94 |  | Comm Water Heat | 84 | 7896 |  | 1099.56 | 82.28 |  | 10 | 0.0046571 | 0 | 13.09 | 94 |  | 1099.56 |  |  | 46861.8557 | 0 |  |  | 0.59096 | 4666.227 | 0.59096 | 0 | 4666.227 | 0 | 4666.227 | 4666.227 | 51994.7054
| E262 | Small Business DI | 2016 |  | Aerator - Retail - EWH | 10 |  | 151 |  | Comm Water Heat | 46 | 6946 |  | 602.14 | 132.69 |  | 10 | 0.0040967 | 0 | 13.09 | 151 |  | 602.14 |  |  | 41384.9028 | 0 |  |  | 0.59096 | 4104.8142 | 0.59096 | 0 | 4104.8142 | 0 | 4104.8142 | 4104.8142 | 45900.1983
| E262 | Small Business DI | 2016 |  | Aerator - EWH - School | 10 |  | 189.5 |  | Comm Water Heat | 0 | 0 |  | 0 | 160.12 |  | 10 | 0 | 0 | 0 | 0 |  | 0 |  |  | 0 | 0 |  |  | 0.59096 | 0 | 0.59096 | 0 | 0 | 0 | 0 | 0 | 0
| E262 | Small Business DI | 2016 |  | Aerator - All Others - EWH | 10 |  | 152.6 |  | Comm Water Heat | 127 | 19380.2 |  | 1662.43 | 132.69 |  | 10 | 0.01143 | 0 | 13.09 | 152.6 |  | 1662.43 |  |  | 114258.3185 | 0 |  |  | 0.59096 | 11452.9397 | 0.59096 | 0 | 11452.9397 | 0 | 11452.9397 | 11452.9397 | 126856.5522
| E262 | Small Business DI | 2016 |  | LED Open Sign | 16 |  | 398 |  | Comm Lighting | 60 | 23880 |  | 7839 |  |  | 16 | 0.022535 | 0 | 130.65 | 398 |  | 7839 |  |  | 0 | 0 |  |  | 0.9023 | 21546.9283 | 0.9023 | 0 | 21546.9283 | 0 | 21546.9283 | 21546.9283 | 23701.6211
| E262 | Small Business DI | 2016 |  | Lighting - Custom | 12 |  | 1 |  | Comm Lighting | 10729 | 10729 |  | 0 |  |  | 12 | 0.0075935 | 0 | 0 | 1 |  | 0 |  |  | 0 | 0 |  |  | 0.73138 | 7846.9857 | 0.73138 | 0 | 7846.9857 | 0 | 7846.9857 | 7846.9857 | 8631.6843
| E262 | Small Business DI | 2016 |  | Lamp - TLED - 4 ft - 3x - from 4 ft T8 32w NLO 3x | 12 |  | 139 |  | Comm Lighting | 306 | 42534 |  | 22558.32 |  |  | 12 | 0.030104 | 0 | 73.72 | 139 |  | 22558.32 |  |  | 0 | 0 |  |  | 0.73138 | 31108.5555 | 0.73138 | 0 | 31108.5555 | 0 | 31108.5555 | 31108.5555 | 34219.411
[12 empty] | 16954926.1 | 4925835.59 | 5135514.93 |  |  |  | 10.0561 |  |  |  | 879952.45 | 2874507.93 | 5805788.04 | 6015467.38 | 322892.8799 | 0 | 5387202.4125 | 5581764.2943 | [7 empty] | 10595150.6693 | 11977558.6161 | 1.9667 | 2.1458
[18 empty] | EES Tracking |  | Year | DBtC | OH | Total Budget
[20 empty] | 2016 | 2482004.22 | 384814.54 | 2866818.76
[20 empty] | 2017 | 2443831.37 | 495137.91 | 2938969.28
[20 empty] | Total | 4925835.59 | 879952.45 | 5805788.04
[21 empty] | Budget | Savings
[18 empty] | Exhibit 1 |  |  | 5805788.05 | 16954.929

## E262 Business Lighting Rebates
Rtn to Summary | [27 empty] | Final Costs |  |  |  | Math Check Only - Columns can be deleted or hidden |  |  |  |  | Final Benefits
| paste | paste |  | paste | paste | paste | paste | paste | paste | paste | paste | paste | paste total DBtC | paste | paste | paste | Formula: G + H | formula | formula: N/L | formula: O/L | formula: M/L | Total only derived from Actual Spending | formula: O-N | Formula total only W+N | Formula total only W+O | Formula | Formula | Formula Total Only | Formula Total Only | Formula | Formula | Formula | Formula | Formula | Formula | Formula | Formula | Formula | Formula Total Only: AL/AC | Formula Total Only: AM/AD
| Sch. No. | Program | Year | Measure ID - Version | Measure Name | Measure Life Period 1 | Measure Life Period 2 | Unit Savings period 1 | Unit Savings Period 2 | End Use | Measure Quantity | kWh Savings - Total | kWh Incentive - Total | kWh Measure Cost - Total | Year 1 NEBs | Unit Annual O&M | Total Measure Life | Weighted Life | Incentives Per Unit | Incremental Measure Cost per Unit | Savings per unit | Program Overhead | Total Customer Cost | Total Utility Program Costs | Total Resource Cost | PV Total Non-Energy Benefits | PV Total Net Euipment O&M | PV Total Utility Program Costs | PV Total Resource Costs | Unit PV First period Savings for 1 kWh | Total First Period Savings | Unit PV Savings for Second Period for 1 kWh | Total Second period Savings | Unadjusted Total | Decrement | Final UC Total Savings | PV Total Savings UC | PV Total Savings TRC | UC B/C Ratio | TRC B/C Ratio
| E262 | Business Lighting - Rebates | 2016 | 11905 - 1 | BLR: T8 - with Elec Ballast - from T12 - Retail | 12 |  | 34 |  | Comm Lighting | 48 | 1632 |  | 240 |  |  | 12 | 0.035891 | 0 | 5 | 34 |  |  |  |  | 0 | 0 |  |  | 0.73138 | 1193.6136 | 0.73138 | 0 | 1193.6136 | 0 | 1193.6136 | 1193.6136 | 1312.975
| E262 | Business Lighting - Rebates | 2016 | 11907 - 1 | BLR: Lamp - TLED - Office | 12 |  | 27 |  | Comm Lighting | 188 | 5076 |  | 1128 |  |  | 12 | 0.11163 | 0 | 6 | 27 |  |  |  |  | 0 | 0 |  |  | 0.73138 | 3712.4895 | 0.73138 | 0 | 3712.4895 | 0 | 3712.4895 | 3712.4895 | 4083.7384
| E262 | Business Lighting - Rebates | 2016 | 11908 - 1 | BLR: Lamp - TLED - Other | 12 |  | 20 |  | Comm Lighting | 1370 | 27280 |  | 7677 |  |  | 12 | 0.59994 | 0 | 5.6036 | 19.9124 |  |  |  |  | 0 | 0 |  |  | 0.73138 | 20039.8368 | 0.73138 | 0 | 20039.8368 | 0 | 20039.8368 | 20039.8368 | 22043.8205
| E262 | Business Lighting - Rebates | 2016 | 11909 - 1 | BLR: Lamp - TLED - Retail | 12 |  | 29 |  | Comm Lighting | 2132 | 61828 |  | 12792 |  |  | 12 | 1.3597 | 0 | 6 | 29 |  |  |  |  | 0 | 0 |  |  | 0.73138 | 45219.8187 | 0.73138 | 0 | 45219.8187 | 0 | 45219.8187 | 45219.8187 | 49741.8005
| E262 | Business Lighting - Rebates | 2016 | 11910 - 1 | BLR: Lamp - TLED - Warehouse | 12 |  | 21 |  | Comm Lighting | 180 | 3780 |  | 1080 |  |  | 12 | 0.08313 | 0 | 6 | 21 |  |  |  |  | 0 | 0 |  |  | 0.73138 | 2764.6198 | 0.73138 | 0 | 2764.6198 | 0 | 2764.6198 | 2764.6198 | 3041.0818
| E262 | Business Lighting - Rebates | 2016 | 11894 - 1 | BLR: LED Exit Sign | 9 |  | 153 |  | Comm Lighting | 41 | 6273 |  | 991.65 |  |  | 9 | 0.10347 | 0 | 24.1866 | 153 |  |  |  |  | 0 | 0 |  |  | 0.58086 | 3643.7388 | 0.58086 | 0 | 3643.7388 | 0 | 3643.7388 | 3643.7388 | 4008.1126
| E262 | Business Lighting - Rebates | 2016 | 11888 - 1 | BLR: LED Fixture - Hard Wired - Office | 12 |  | 103 |  | Comm Lighting | 17 | 1751 |  | 425 |  |  | 12 | 0.038508 | 0 | 25 | 103 |  |  |  |  | 0 | 0 |  |  | 0.73138 | 1280.648 | 0.73138 | 0 | 1280.648 | 0 | 1280.648 | 1280.648 | 1408.7128
| E262 | Business Lighting - Rebates | 2016 | 11904 - 1 | BLR: T8 - with Elec Ballast - from T12 - Office | 12 |  | 31 |  | Comm Lighting | 24 | 744 |  | 120 |  |  | 12 | 0.016362 | 0 | 5 | 31 |  |  |  |  | 0 | 0 |  |  | 0.73138 | 544.1474 | 0.73138 | 0 | 544.1474 | 0 | 544.1474 | 544.1474 | 598.5621
| E262 | Business Lighting - Rebates | 2016 | 11886 - 1 | BLR: Lamp - LED - Par 30 - Restaurant | 5 |  | 112 |  | Comm Lighting | 96 | 10752 |  | 1920 |  |  | 5 | 0.098524 | 0 | 20 | 112 |  |  |  |  | 0 | 0 |  |  | 0.35238 | 3788.8354 | 0.35238 | 0 | 3788.8354 | 0 | 3788.8354 | 3788.8354 | 4167.7189
| E262 | Business Lighting - Rebates | 2016 | 11906 - 1 | BLR: Lamp - TLED - Grocery | 12 |  | 46 |  | Comm Lighting | 260 | 11960 |  | 1560 |  |  | 12 | 0.26302 | 0 | 6 | 46 |  |  |  |  | 0 | 0 |  |  | 0.73138 | 8747.3156 | 0.73138 | 0 | 8747.3156 | 0 | 8747.3156 | 8747.3156 | 9622.0472
| E262 | Business Lighting - Rebates | 2016 | 11903 - 1 | BLR: T8 - with Elec Ballast - from T12 - Assembly Church | 12 |  | 19 |  | Comm Lighting | 555 | 10545 |  | 2775 |  |  | 12 | 0.23191 | 0 | 5 | 19 |  |  |  |  | 0 | 0 |  |  | 0.73138 | 7712.4117 | 0.73138 | 0 | 7712.4117 | 0 | 7712.4117 | 7712.4117 | 8483.6528
| E262 | Business Lighting - Rebates | 2016 | 11892 - 1 | BLR: Lamp - LED - MR 16 - Restaurant | 5 |  | 92 |  | Comm Lighting | 194 | 17848 |  | 2910 |  |  | 5 | 0.16355 | 0 | 15 | 92 |  |  |  |  | 0 | 0 |  |  | 0.35238 | 6289.354 | 0.35238 | 0 | 6289.354 | 0 | 6289.354 | 6289.354 | 6918.2894
| E262 | Business Lighting - Rebates | 2016 | 11901 - 1 | BLR: Lamp - LED - Omni - Retail | 5 |  | 84 |  | Comm Lighting | 44 | 3696 |  | 220 |  |  | 5 | 0.033868 | 0 | 5 | 84 |  |  |  |  | 0 | 0 |  |  | 0.35238 | 1302.4122 | 0.35238 | 0 | 1302.4122 | 0 | 1302.4122 | 1302.4122 | 1432.6534
| E262 | Business Lighting - Rebates | 2016 | 11900 - 1 | BLR: Lamp - LED - Omni - Restaurant | 5 |  | 92 |  | Comm Lighting | 22 | 2024 |  | 110 |  |  | 5 | 0.018547 | 0 | 5 | 92 |  |  |  |  | 0 | 0 |  |  | 0.35238 | 713.2257 | 0.35238 | 0 | 713.2257 | 0 | 713.2257 | 713.2257 | 784.5483
| E262 | Business Lighting - Rebates | 2016 | 11899 - 1 | BLR: Lamp - LED - Omni - Other | 5 |  | 57 |  | Comm Lighting | 484 | 27588 |  | 2420 |  |  | 5 | 0.2528 | 0 | 5 | 57 |  |  |  |  | 0 | 0 |  |  | 0.35238 | 9721.5765 | 0.35238 | 0 | 9721.5765 | 0 | 9721.5765 | 9721.5765 | 10693.7342
| E262 | Business Lighting - Rebates | 2016 | 11898 - 1 | BLR: Lamp - LED - Omni - Office | 5 |  | 76 |  | Comm Lighting | 127 | 9652 |  | 635 |  |  | 5 | 0.088444 | 0 | 5 | 76 |  |  |  |  | 0 | 0 |  |  | 0.35238 | 3401.2127 | 0.35238 | 0 | 3401.2127 | 0 | 3401.2127 | 3401.2127 | 3741.334
| E262 | Business Lighting - Rebates | 2016 | 11897 - 1 | BLR: Lamp - LED - Omni - Lodging Guest Rooms | 5 |  | 34 |  | Comm Lighting | 438 | 14892 |  | 2190 |  |  | 5 | 0.13646 | 0 | 5 | 34 |  |  |  |  | 0 | 0 |  |  | 0.35238 | 5247.7062 | 0.35238 | 0 | 5247.7062 | 0 | 5247.7062 | 5247.7062 | 5772.4768
| E262 | Business Lighting - Rebates | 2016 | 11896 - 1 | BLR: Lamp - LED - Omni - Lodging Common Areas | 5 |  | 209 |  | Comm Lighting | 333 | 23199 |  | 361.97 |  |  | 5 | 0.21258 | 0 | 1.087 | 69.6667 |  |  |  |  | 0 | 0 |  |  | 0.35238 | 24524.8862 | 0.35238 | 0 | 24524.8862 | 0 | 24524.8862 | 24524.8862 | 26977.3748
| E262 | Business Lighting - Rebates | 2016 | 11878 - 1 | BLR: Lamp - LED - Par 20 - Office | 5 |  | 110 |  | Comm Lighting | 38 | 4180 |  | 760 |  |  | 5 | 0.038303 | 0 | 20 | 110 |  |  |  |  | 0 | 0 |  |  | 0.35238 | 1472.9661 | 0.35238 | 0 | 1472.9661 | 0 | 1472.9661 | 1472.9661 | 1620.2628
| E262 | Business Lighting - Rebates | 2016 | 11893 - 1 | BLR: Lamp - LED - MR 16 - Retail | 5 |  | 84 |  | Comm Lighting | 62 | 5208 |  | 539.4 |  |  | 5 | 0.047723 | 0 | 8.7 | 84 |  |  |  |  | 0 | 0 |  |  | 0.35238 | 1835.2171 | 0.35238 | 0 | 1835.2171 | 0 | 1835.2171 | 1835.2171 | 2018.7389
| E262 | Business Lighting - Rebates | 2016 | 11889 - 1 | BLR: Lamp - LED - MR 16 - Grocery | 5 |  | 134 |  | Comm Lighting | 71 | 9514 |  | 843.13 |  |  | 5 | 0.08718 | 0 | 11.8751 | 134 |  |  |  |  | 0 | 0 |  |  | 0.35238 | 3352.5837 | 0.35238 | 0 | 3352.5837 | 0 | 3352.5837 | 3352.5837 | 3687.8421
| E262 | Business Lighting - Rebates | 2016 | 11891 - 1 | BLR: Lamp - LED - MR 16 - Other | 5 |  | 58 |  | Comm Lighting | 15 | 870 |  | 225 |  |  | 5 | 0.0079721 | 0 | 15 | 58 |  |  |  |  | 0 | 0 |  |  | 0.35238 | 306.5743 | 0.35238 | 0 | 306.5743 | 0 | 306.5743 | 306.5743 | 337.2317
| E262 | Business Lighting - Rebates | 2016 | 11890 - 1 | BLR: Lamp - LED - MR 16 - Lodging Guest Rooms | 5 |  | 34 |  | Comm Lighting | 173 | 5882 |  | 2595 |  |  | 5 | 0.053899 | 0 | 15 | 34 |  |  |  |  | 0 | 0 |  |  | 0.35238 | 2072.7241 | 0.35238 | 0 | 2072.7241 | 0 | 2072.7241 | 2072.7241 | 2279.9965
| E262 | Business Lighting - Rebates | 2016 | 11871 - 1 | BLR: Lamp - LED - Decorative - Retail | 3 |  | 64 |  | Comm Lighting | 258 | 16512 |  | 1290 |  |  | 3 | 0.090783 | 0 | 5 | 64 |  |  |  |  | 0 | 0 |  |  | 0.22248 | 3673.5772 | 0.22248 | 0 | 3673.5772 | 0 | 3673.5772 | 3673.5772 | 4040.935
| E262 | Business Lighting - Rebates | 2016 | 11869 - 1 | BLR: Intall Cost - Per Item | 1 |  | 0 |  | Comm Lighting | 66 | 0 |  | 152154.62 |  |  | 1 | 0 | 0 | 2305.373 | 0 |  |  |  |  | 0 | 0 |  |  | 0.078524 | 0 | 0.078524 | 0 | 0 | 0 | 0 | 0 | 0
| E262 | Business Lighting - Rebates | 2016 | 11902 - 1 | BLR: Control - Occupancy Sensor | 10 |  | 0 |  | Comm Lighting | 51 | 20367 |  | 2295 |  |  | 10 | 0.37326 | 0 | 45 | 399.3529 |  |  |  |  | 0 | 0 |  |  | 0.63153 | 0 | 0.63153 | 0 | 0 | 0 | 0 | 0 | 0
| E262 | Business Lighting - Rebates | 2016 | 11877 - 1 | BLR: Lamp - LED - Par 38 or 40 - Retail | 5 |  | 139 |  | Comm Lighting | 141 | 19599 |  | 2785.21 |  |  | 5 | 0.17959 | 0 | 19.7533 | 139 |  |  |  |  | 0 | 0 |  |  | 0.35238 | 6906.3788 | 0.35238 | 0 | 6906.3788 | 0 | 6906.3788 | 6906.3788 | 7597.0167
| E262 | Business Lighting - Rebates | 2016 | 11872 - 1 | BLR: Lamp - LED - Par 38 or 40 - Assembly Church | 5 |  | 76 |  | Comm Lighting | 53 | 3971 |  | 1060 |  |  | 5 | 0.036388 | 0 | 20 | 74.9245 |  |  |  |  | 0 | 0 |  |  | 0.35238 | 1419.4037 | 0.35238 | 0 | 1419.4037 | 0 | 1419.4037 | 1419.4037 | 1561.3441
| E262 | Business Lighting - Rebates | 2016 | 11895 - 1 | BLR: Lamp - LED - Omni - Assembly Church | 5 |  | 46 |  | Comm Lighting | 40 | 1454 |  | 175.4 |  |  | 5 | 0.013323 | 0 | 4.385 | 36.35 |  |  |  |  | 0 | 0 |  |  | 0.35238 | 648.387 | 0.35238 | 0 | 648.387 | 0 | 648.387 | 648.387 | 713.2257
| E262 | Business Lighting - Rebates | 2016 | 11875 - 1 | BLR: Lamp - LED - Par 38 or 40 - Other | 5 |  | 95 |  | Comm Lighting | 6 | 570 |  | 120 |  |  | 5 | 0.0052231 | 0 | 20 | 95 |  |  |  |  | 0 | 0 |  |  | 0.35238 | 200.859 | 0.35238 | 0 | 200.859 | 0 | 200.859 | 200.859 | 220.9449
| E262 | Business Lighting - Rebates | 2016 | 11873 - 1 | BLR: Lamp - LED - Par 38 or 40 - Grocery | 5 |  | 221 |  | Comm Lighting | 120 | 26520 |  | 2156.87 |  |  | 5 | 0.24301 | 0 | 17.9739 | 221 |  |  |  |  | 0 | 0 |  |  | 0.35238 | 9345.2301 | 0.35238 | 0 | 9345.2301 | 0 | 9345.2301 | 9345.2301 | 10279.7532
| E262 | Business Lighting - Rebates | 2016 | 11876 - 1 | BLR: Lamp - LED - Par 38 or 40 - Restaurant | 5 |  | 151 |  | Comm Lighting | 109 | 16459 |  | 2180 |  |  | 5 | 0.15082 | 0 | 20 | 151 |  |  |  |  | 0 | 0 |  |  | 0.35238 | 5799.8923 | 0.35238 | 0 | 5799.8923 | 0 | 5799.8923 | 5799.8923 | 6379.8815
| E262 | Business Lighting - Rebates | 2016 | 11885 - 1 | BLR: Lamp - LED - Par 30 - Other | 5 |  | 70 |  | Comm Lighting | 280 | 19600 |  | 5600 |  |  | 5 | 0.1796 | 0 | 20 | 70 |  |  |  |  | 0 | 0 |  |  | 0.35238 | 6906.7312 | 0.35238 | 0 | 6906.7312 | 0 | 6906.7312 | 6906.7312 | 7597.4043
| E262 | Business Lighting - Rebates | 2016 | 11874 - 1 | BLR: Lamp - LED - Par 38 or 40 - Office | 5 |  | 126 |  | Comm Lighting | 27 | 3402 |  | 540 |  |  | 5 | 0.031174 | 0 | 20 | 126 |  |  |  |  | 0 | 0 |  |  | 0.35238 | 1198.8112 | 0.35238 | 0 | 1198.8112 | 0 | 1198.8112 | 1198.8112 | 1318.6923
| E262 | Business Lighting - Rebates | 2016 | 11883 - 1 | BLR: Lamp - LED - Par 30 - Grocery | 5 |  | 163 |  | Comm Lighting | 26 | 2016 |  | 320 |  |  | 5 | 0.018473 | 0 | 12.3077 | 77.5385 |  |  |  |  | 0 | 0 |  |  | 0.35238 | 1493.4044 | 0.35238 | 0 | 1493.4044 | 0 | 1493.4044 | 1493.4044 | 1642.7449
| E262 | Business Lighting - Rebates | 2016 | 11887 - 1 | BLR: Lamp - LED - Par 30 - Retail | 5 |  | 103 |  | Comm Lighting | 535 | 55105 |  | 10700 |  |  | 5 | 0.50495 | 0 | 20 | 103 |  |  |  |  | 0 | 0 |  |  | 0.35238 | 19418.1337 | 0.35238 | 0 | 19418.1337 | 0 | 19418.1337 | 19418.1337 | 21359.9471
| E262 | Business Lighting - Rebates | 2016 | 11879 - 1 | BLR: Lamp - LED - Par 20 - Other | 5 |  | 82 |  | Comm Lighting | 70 | 5740 |  | 1400 |  |  | 5 | 0.052598 | 0 | 20 | 82 |  |  |  |  | 0 | 0 |  |  | 0.35238 | 2022.6856 | 0.35238 | 0 | 2022.6856 | 0 | 2022.6856 | 2022.6856 | 2224.9541
| E262 | Business Lighting - Rebates | 2016 | 11870 - 1 | BLR: Lamp - LED - Decorative - Office | 3 |  | 58 |  | Comm Lighting | 68 | 3944 |  | 340 |  |  | 3 | 0.021684 | 0 | 5 | 58 |  |  |  |  | 0 | 0 |  |  | 0.22248 | 877.4581 | 0.22248 | 0 | 877.4581 | 0 | 877.4581 | 877.4581 | 965.2039
| E262 | Business Lighting - Rebates | 2016 | 11882 - 1 | BLR: Lamp - LED - Par 30 - Assembly Church | 5 |  | 57 |  | Comm Lighting | 147 | 8068 |  | 2940 |  |  | 5 | 0.07393 | 0 | 20 | 54.8844 |  |  |  |  | 0 | 0 |  |  | 0.35238 | 2952.6276 | 0.35238 | 0 | 2952.6276 | 0 | 2952.6276 | 2952.6276 | 3247.8903
| E262 | Business Lighting - Rebates | 2016 | 11881 - 1 | BLR: Lamp - LED - Par 20 - Retail | 5 |  | 120 |  | Comm Lighting | 64 | 7680 |  | 763 |  |  | 5 | 0.070374 | 0 | 11.9219 | 120 |  |  |  |  | 0 | 0 |  |  | 0.35238 | 2706.311 | 0.35238 | 0 | 2706.311 | 0 | 2706.311 | 2706.311 | 2976.9421
| E262 | Business Lighting - Rebates | 2016 | 11880 - 1 | BLR: Lamp - LED - Par 20 - Restaurant | 5 |  | 131 |  | Comm Lighting | 495 | 64845 |  | 9900 |  |  | 5 | 0.5942 | 0 | 20 | 131 |  |  |  |  | 0 | 0 |  |  | 0.35238 | 22850.3563 | 0.35238 | 0 | 22850.3563 | 0 | 22850.3563 | 22850.3563 | 25135.3919
| E262 | Business Lighting - Rebates | 2016 | 11884 - 1 | BLR: Lamp - LED - Par 30 - Office | 5 |  | 93 |  | Comm Lighting | 39 | 3627 |  | 516 |  |  | 5 | 0.033235 | 0 | 13.2308 | 93 |  |  |  |  | 0 | 0 |  |  | 0.35238 | 1278.0977 | 0.35238 | 0 | 1278.0977 | 0 | 1278.0977 | 1278.0977 | 1405.9074
[12 empty] | 545653 | 89621.51 | 241754.25 |  |  |  | 6.756 |  |  |  | 10936.86 | 152132.74 | 100558.37 | 252691.11 | 0 | 0 | 93308.314 | 234472.5898 | [7 empty] | 248586.259 | 273444.8849 | 2.6641 | 1.1662
[18 empty] | EES Tracking |  | Year | DBtC | OH | Total Budget
[20 empty] | 2016 | 89621.51 | 10936.86 | 100558.37
2017
[20 empty] | Total | 89621.51 | 10936.86 | 100558.37
[21 empty] | Budget | Savings
[18 empty] | Exhibit 1 |  |  | 100558.37 | 545.653

## E214 MH Duct Sealing Elect
Rtn to Summary | [27 empty] | Final Costs |  |  |  | Math Check Only - Columns can be deleted or hidden |  |  |  |  | Final Benefits
| paste | paste |  | paste | paste | paste | paste | paste | paste | paste | paste | paste | paste total DBtC | paste | paste | paste | Formula: G + H | formula | formula: N/L | formula: O/L | formula: M/L | Total only derived from Actual Spending | formula: O-N | Formula total only W+N | Formula total only W+O | Formula | Formula | Formula Total Only | Formula Total Only | Formula | Formula | Formula | Formula | Formula | Formula | Formula | Formula | Formula | Formula Total Only: AL/AC | Formula Total Only: AM/AD
| Sch. No. | Program | Year | Measure ID - Version | Measure Name | Measure Life Period 1 | Measure Life Period 2 | Unit Savings period 1 | Unit Savings Period 2 | End Use | Measure Quantity | kWh Savings - Total | kWh Incentive - Total | kWh Measure Cost - Total | Year 1 NEBs | Unit Annual O&M | Total Measure Life | Weighted Life | Incentives Per Unit | Incremental Measure Cost per Unit | Savings per unit | Program Overhead | Total Customer Cost | Total Utility Program Costs | Total Resource Cost | PV Total Non-Energy Benefits | PV Total Net Euipment O&M | PV Total Utility Program Costs | PV Total Resource Costs | Unit PV First period Savings for 1 kWh | Total First Period Savings | Unit PV Savings for Second Period for 1 kWh | Total Second period Savings | Unadjusted Total | Decrement | Final UC Total Savings | PV Total Savings UC | PV Total Savings TRC | UC B/C Ratio | TRC B/C Ratio
| E214 | SF Existing Mobile Home Duct Sealing | 2016 | 11720 - 2 | MHDS: Sealing - Duct - Level 2 - Out of Park | 20 |  | 1000 |  | SF Space Heat | 15 | 15000 |  | 7125 |  |  | 20 | 1.5771 | 0 | 475 | 1000 |  | 7125 |  |  | 0 | 0 |  |  | 1.7467 | 26199.9126 | 1.7467 | 0 | 26199.9126 | 0 | 26199.9126 | 26199.9126 | 28819.9038
| E214 | SF Existing Mobile Home Duct Sealing | 2016 | 11713 - 1 | MHDS: Lamp - LED - A Lamp - DI - Original | 12 |  | 17 |  | Res Lighting | 572 | 9724 |  | 6051.76 |  |  | 12 | 0.61343 | 0 | 10.58 | 17 |  | 6051.76 |  |  | 0 | 0 |  |  | 0.74469 | 7241.3348 | 0.74469 | 0 | 7241.3348 | 0 | 7241.3348 | 7241.3348 | 7965.4683
| E214 | SF Existing Mobile Home Duct Sealing | 2016 | 11714 - 1 | MHDS: Lamp - LED - A Lamp - DI | 12 |  | 17 |  | Res Lighting | 10 | 170 |  | 87.3 |  |  | 12 | 0.010724 | 0 | 8.73 | 17 |  | 87.3 |  |  | 0 | 0 |  |  | 0.74469 | 126.5968 | 0.74469 | 0 | 126.5968 | 0 | 126.5968 | 126.5968 | 139.2564
| E214 | SF Existing Mobile Home Duct Sealing | 2016 | 11717 - 2 | MHDS: Sealing - Duct - Level 1 - In Park | 20 |  | 900 |  | SF Space Heat | 23 | 20700 |  | 8970 |  |  | 20 | 2.1764 | 0 | 390 | 900 |  | 8970 |  |  | 0 | 0 |  |  | 1.7467 | 36155.8794 | 1.7467 | 0 | 36155.8794 | 0 | 36155.8794 | 36155.8794 | 39771.4673
| E214 | SF Existing Mobile Home Duct Sealing | 2016 | 11719 - 2 | MHDS: Sealing - Duct - Level 2 - In Park | 20 |  | 900 |  | SF Space Heat | 12 | 10800 |  | 4680 |  |  | 20 | 1.1355 | 0 | 390 | 900 |  | 4680 |  |  | 0 | 0 |  |  | 1.7467 | 18863.9371 | 1.7467 | 0 | 18863.9371 | 0 | 18863.9371 | 18863.9371 | 20750.3308
| E214 | SF Existing Mobile Home Duct Sealing | 2016 | 11721 - 2 | MHDS: Sealing - Duct - Level 3 - In Park | 20 |  | 1600 |  | SF Space Heat | 14 | 22400 |  | 6650 |  |  | 20 | 2.3551 | 0 | 475 | 1600 |  | 6650 |  |  | 0 | 0 |  |  | 1.7467 | 39125.2028 | 1.7467 | 0 | 39125.2028 | 0 | 39125.2028 | 39125.2028 | 43037.7231
| E214 | SF Existing Mobile Home Duct Sealing | 2016 | 11722 - 2 | MHDS: Sealing - Duct - Level 3 - Out of Park | 20 |  | 2500 |  | SF Space Heat | 23 | 57500 |  | 12765 |  |  | 20 | 6.0456 | 0 | 555 | 2500 |  | 12765 |  |  | 0 | 0 |  |  | 1.7467 | 100432.9983 | 1.7467 | 0 | 100432.9983 | 0 | 100432.9983 | 100432.9983 | 110476.2981
| E214 | SF Existing Mobile Home Duct Sealing | 2016 | 11716 - 2 | MHDS: Showerhead - DI - High Incentive | 10 |  | 307 |  | Res Water Heat | 104 | 31928 |  | 3120 |  |  | 10 | 1.6785 | 0 | 30 | 307 |  | 3120 |  |  | 0 | 0 |  |  | 0.61844 | 19745.545 | 0.61844 | 0 | 19745.545 | 0 | 19745.545 | 19745.545 | 21720.0995
| E214 | SF Existing Mobile Home Duct Sealing | 2016 | 11718 - 2 | MHDS: Sealing - Duct - Level 1 - Out of Park | 20 |  | 1000 |  | SF Space Heat | 22 | 22000 |  | 10450 |  |  | 20 | 2.3131 | 0 | 475 | 1000 |  | 10450 |  |  | 0 | 0 |  |  | 1.7467 | 38426.5385 | 1.7467 | 0 | 38426.5385 | 0 | 38426.5385 | 38426.5385 | 42269.1923
[12 empty] | 190222 | 54024 | 59899.06 |  |  |  | 17.9054 |  |  |  | 11248.33 | 59899.06 | 65272.33 | 71147.39 | 0 | 0 | 60566.3264 | 66017.8064 | [7 empty] | 286317.9451 | 314949.7396 | 4.7273 | 4.7707
[18 empty] | EES Tracking |  | Year | DBtC | OH | Total Budget
[20 empty] | 2016 | 54024 | 11248.33 | 65272.33
2017
[20 empty] | Total | 54024 | 11248.33 | 65272.33
[21 empty] | Budget | Savings
[18 empty] | Exhibit 1 |  |  | 65272.33 | 190.222

## E201 LIW Elect
Rtn to Summary | [27 empty] | Final Costs |  |  |  | Math Check Only - Columns can be deleted or hidden |  |  |  |  | Final Benefits
| paste | paste |  | paste | paste | paste | paste | reverse calculate | paste | paste | paste | paste | paste total DBtC | paste | paste | paste | Formula: G + H | formula | formula: N/L | formula: O/L | formula: M/L | Total only derived from Actual Spending | formula: O-N | Formula total only W+N | Formula total only W+O | Formula | Formula | Formula Total Only | Formula Total Only | Formula | Formula | Formula | Formula | Formula | Formula | Formula | Formula | Formula | Formula Total Only: AL/AC | Formula Total Only: AM/AD
| Sch. No. | Program | Year | Measure ID - Version | Measure Name | Measure Life Period 1 | Measure Life Period 2 | Unit Savings period 1 | Unit Savings Period 2 | End Use | Measure Quantity | kWh Savings - Total | kWh Incentive - Total | kWh Measure Cost - Total | Year 1 NEBs | Unit Annual O&M | Total Measure Life | Weighted Life | Incentives Per Unit | Incremental Measure Cost per Unit | Savings per unit | Program Overhead | Total Customer Cost | Total Utility Program Costs | Total Resource Cost | PV Total Non-Energy Benefits | PV Total Net Euipment O&M | PV Total Utility Program Costs | PV Total Resource Costs | Unit PV First period Savings for 1 kWh | Total First Period Savings | Unit PV Savings for Second Period for 1 kWh | Total Second period Savings | Unadjusted Total | Decrement | Final UC Total Savings | PV Total Savings UC | PV Total Savings TRC | UC B/C Ratio | TRC B/C Ratio
| E201 | Low Income Weatherization | 2017 | 10263 - 2 | LIW: Refrigerator Replacement - MF - SH | 15 |  | 0 |  | Res Refrigerator | 1 | 0 | 0 | 112.22 |  |  | 15 | 0 | 0 | 112.22 | 0 |  |  |  |  | 0 | 0 |  |  | 0 | 0 | 0 | 0 | 0 | 0 | 0 | 0 | 0
| E201 | Low Income Weatherization | 2017 | 10264 - 2 | LIW: Refrigerator Replacement - MF - TE | 15 |  | 503 |  | Res Refrigerator | 1 | 503 | 654 | 654 | 0 |  | 15 | 0.001978 | 654 | 654 | 503 |  |  |  |  | 0 | 0 |  |  | 0.74198 | 373.216 | 0.74198 | 0 | 373.216 | 0 | 373.216 | 373.216 | 410.5376
| E201 | Low Income Weatherization | 2017 | 10265 - 2 | LIW: Refrigerator Replacement - MH - SH | 15 |  | 0 |  | Res Refrigerator | 3 | 0 | 0 | 483.17 |  |  | 15 | 0 | 0 | 161.0567 | 0 |  |  |  |  | 0 | 0 |  |  | 0 | 0 | 0 | 0 | 0 | 0 | 0 | 0 | 0
| E201 | Low Income Weatherization | 2017 | 10266 - 2 | LIW: Refrigerator Replacement - MH - TE | 15 |  | 503 |  | Res Refrigerator | 18 | 9054 | 13932 | 13932.43 | 0 |  | 15 | 0.035603 | 774 | 774.0239 | 503 |  |  |  |  | 0 | 0 |  |  | 0.74198 | 6717.8887 | 0.74198 | 0 | 6717.8887 | 0 | 6717.8887 | 6717.8887 | 7389.6776
| E201 | Low Income Weatherization | 2017 | 10267 - 2 | LIW: Refrigerator Replacement - SF - SH | 15 |  | 0 |  | Res Refrigerator | 1 | 0 | 0 | 136.68 |  |  | 15 | 0 | 0 | 136.68 | 0 |  |  |  |  | 0 | 0 |  |  | 0 | 0 | 0 | 0 | 0 | 0 | 0 | 0 | 0
| E201 | Low Income Weatherization | 2017 | 10268 - 2 | LIW: Refrigerator Replacement - SF - TE | 15 |  | 503 |  | Res Refrigerator | 14 | 7042 | 12970 | 12970.33 | 0 |  | 15 | 0.027691 | 926.4286 | 926.4521 | 503 |  |  |  |  | 0 | 0 |  |  | 0.74198 | 5225.0246 | 0.74198 | 0 | 5225.0246 | 0 | 5225.0246 | 5225.0246 | 5747.527
| E201 | Low Income Weatherization | 2017 | 10274 - 1 | LIW: Zone Heater - Baseboard - SF - TE | 10 |  | 0 |  | SF Space Heat | 1 | 0 | 240 | 239.83 |  |  | 10 | 0 | 240 | 239.83 | 0 |  |  |  |  | 0 | 0 |  |  | 0 | 0 | 0 | 0 | 0 | 0 | 0 | 0 | 0
| E201 | Low Income Weatherization | 2017 | 10275 - 1 | LIW: Safety Test - Combustion - MF - SH | 1 |  | 0 |  | Repairs | 1 | 0 | 0 | 527.52 |  |  | 1 | 0 | 0 | 527.52 | 0 |  |  |  |  | 0 | 0 |  |  | 0 | 0 | 0 | 0 | 0 | 0 | 0 | 0 | 0
| E201 | Low Income Weatherization | 2017 | 10277 - 1 | LIW: Safety Test - Combustion - MH - SH | 1 |  | 0 |  | Repairs | 1 | 0 | 0 | 0 |  |  | 1 | 0 | 0 | 0 | 0 |  |  |  |  | 0 | 0 |  |  | 0 | 0 | 0 | 0 | 0 | 0 | 0 | 0 | 0
| E201 | Low Income Weatherization | 2017 | 10278 - 1 | LIW: Safety Test - Combustion - MH - TE | 1 |  | 0 |  | Repairs | 6 | 0 | 2302 | 2301.79 |  |  | 1 | 0 | 383.6667 | 383.6317 | 0 |  |  |  |  | 0 | 0 |  |  | 0 | 0 | 0 | 0 | 0 | 0 | 0 | 0 | 0
| E201 | Low Income Weatherization | 2017 | 10279 - 1 | LIW: Safety Test - Combustion - SF - SH | 1 |  | 0 |  | Repairs | 6 | 0 | 0 | 0 |  |  | 1 | 0 | 0 | 0 | 0 |  |  |  |  | 0 | 0 |  |  | 0 | 0 | 0 | 0 | 0 | 0 | 0 | 0 | 0
| E201 | Low Income Weatherization | 2017 | 10280 - 1 | LIW: Safety Test - Combustion - SF - TE | 1 |  | 0 |  | Repairs | 8 | 0 | 3213 | 3212.74 |  |  | 1 | 0 | 401.625 | 401.5925 | 0 |  |  |  |  | 0 | 0 |  |  | 0 | 0 | 0 | 0 | 0 | 0 | 0 | 0 | 0
| E201 | Low Income Weatherization | 2017 | 10282 - 1 | LIW: Sealing - Air - Package - MF - TE | 20 |  | 17942.1 |  | MF Space Heat | 10 | 179421 | 0 | 0 | 0 |  | 20 | 0.94072 | 0 | 0 | 17942.1 |  |  |  |  | 0 | 0 |  |  | 1.5182 | 272396.3715 | 1.5182 | 0 | 272396.3715 | 0 | 272396.3715 | 272396.3715 | 299636.0086
| E201 | Low Income Weatherization | 2017 | 10304 - 1 | LIW: Carbon Monoxide Detector - MH - SH | 1 |  | 0 |  | Repairs | 3 | 0 | 0 | 0 |  |  | 1 | 0 | 0 | 0 | 0 |  |  |  |  | 0 | 0 |  |  | 0 | 0 | 0 | 0 | 0 | 0 | 0 | 0 | 0
| E201 | Low Income Weatherization | 2017 | 10305 - 1 | LIW: Carbon Monoxide Detector - MH - TE | 1 |  | 0 |  | Repairs | 34 | 0 | 3719 | 3719.35 |  |  | 1 | 0 | 109.3824 | 109.3926 | 0 |  |  |  |  | 0 | 0 |  |  | 0 | 0 | 0 | 0 | 0 | 0 | 0 | 0 | 0
| E201 | Low Income Weatherization | 2017 | 10306 - 1 | LIW: Carbon Monoxide Detector - SF - SH | 1 |  | 0 |  | Repairs | 8 | 0 | 0 | 0 |  |  | 1 | 0 | 0 | 0 | 0 |  |  |  |  | 0 | 0 |  |  | 0 | 0 | 0 | 0 | 0 | 0 | 0 | 0 | 0
| E201 | Low Income Weatherization | 2017 | 10307 - 1 | LIW: Carbon Monoxide Detector - SF - TE | 1 |  | 0 |  | Repairs | 33 | 0 | 4012 | 4012.09 |  |  | 1 | 0 | 121.5758 | 121.5785 | 0 |  |  |  |  | 0 | 0 |  |  | 0 | 0 | 0 | 0 | 0 | 0 | 0 | 0 | 0
| E201 | Low Income Weatherization | 2017 | 10310 - 1 | LIW: Smoke Detector - MH - SH | 1 |  | 0 |  | Repairs | 1 | 0 | 0 | 0 |  |  | 1 | 0 | 0 | 0 | 0 |  |  |  |  | 0 | 0 |  |  | 0 | 0 | 0 | 0 | 0 | 0 | 0 | 0 | 0
| E201 | Low Income Weatherization | 2017 | 10311 - 1 | LIW: Smoke Detector - MH - TE | 1 |  | 0 |  | Repairs | 23 | 0 | 1658 | 1657.89 |  |  | 1 | 0 | 72.087 | 72.0822 | 0 |  |  |  |  | 0 | 0 |  |  | 0 | 0 | 0 | 0 | 0 | 0 | 0 | 0 | 0
| E201 | Low Income Weatherization | 2017 | 10312 - 1 | LIW: Smoke Detector - SF - SH | 1 |  | 0 |  | Repairs | 1 | 0 | 0 | 0 |  |  | 1 | 0 | 0 | 0 | 0 |  |  |  |  | 0 | 0 |  |  | 0 | 0 | 0 | 0 | 0 | 0 | 0 | 0 | 0
| E201 | Low Income Weatherization | 2017 | 10313 - 1 | LIW: Smoke Detector - SF - TE | 1 |  | 0 |  | Repairs | 19 | 0 | 1474 | 1473.56 |  |  | 1 | 0 | 77.5789 | 77.5558 | 0 |  |  |  |  | 0 | 0 |  |  | 0 | 0 | 0 | 0 | 0 | 0 | 0 | 0 | 0
| E201 | Low Income Weatherization | 2017 | 10314 - 2 | LIW: Sealing - Duct - MH - SH | 1 |  | 0 |  | SF Space Heat | 1 | 0 | 0 | 2069.88 |  |  | 1 | 0 | 0 | 2069.88 | 0 |  |  |  |  | 0 | 0 |  |  | 0 | 0 | 0 | 0 | 0 | 0 | 0 | 0 | 0
| E201 | Low Income Weatherization | 2017 | 10315 - 2 | LIW: Sealing - Duct - MH - TE | 20 |  | 997.0247 |  | SF Space Heat | 81 | 80759 | 53782 | 53781.88 | 0 |  | 20 | 0.42343 | 663.9753 | 663.9738 | 997.0247 |  |  |  |  | 0 | 0 |  |  | 1.7467 | 141058.5827 | 1.7467 | 0 | 141058.5827 | 0 | 141058.5827 | 141058.5827 | 155164.441
| E201 | Low Income Weatherization | 2017 | 10317 - 2 | LIW: Sealing - Duct - SF - SH | 20 |  | 0 |  | SF Space Heat | 3 | 0 | 0 | 0 |  |  | 20 | 0 | 0 | 0 | 0 |  |  |  |  | 0 | 0 |  |  | 0 | 0 | 0 | 0 | 0 | 0 | 0 | 0 | 0
| E201 | Low Income Weatherization | 2017 | 10318 - 2 | LIW: Sealing - Duct - SF - TE | 20 |  | 735 |  | SF Space Heat | 16 | 11760 | 10179 | 10179.14 | 11 |  | 20 | 0.061659 | 636.1875 | 636.1962 | 735 |  |  |  |  | 1757.9751 | 0 |  |  | 1.7467 | 20540.7315 | 1.7467 | 0 | 20540.7315 | 0 | 20540.7315 | 20540.7315 | 24352.7797
| E201 | Low Income Weatherization | 2017 | 10320 - 2 | LIW: Ductless Heat Pump - MH - SH | 18 |  | 0 |  | SF Space Heat | 7 | 0 | 0 | 4765.08 |  |  | 18 | 0 | 0 | 680.7257 | 0 |  |  |  |  | 0 | 0 |  |  | 0 | 0 | 0 | 0 | 0 | 0 | 0 | 0 | 0
| E201 | Low Income Weatherization | 2017 | 10321 - 2 | LIW: Ductless Heat Pump - MH - TE | 18 |  | 3448 |  | SF Space Heat | 63 | 217224 | 334803 | 334802.51 | 67.11 |  | 18 | 1.025 | 5314.3333 | 5314.3256 | 3448 |  |  |  |  | 40263.8902 | 0 |  |  | 1.6434 | 356981.8658 | 1.6434 | 0 | 356981.8658 | 0 | 356981.8658 | 356981.8658 | 432943.9426
| E201 | Low Income Weatherization | 2017 | 10322 - 2 | LIW: Ductless Heat Pump - SF - SH | 15 |  | 0 |  | SF Space Heat | 5 | 0 | 0 | 7103.23 |  |  | 15 | 0 | 0 | 1420.646 | 0 |  |  |  |  | 0 | 0 |  |  | 0 | 0 | 0 | 0 | 0 | 0 | 0 | 0 | 0
| E201 | Low Income Weatherization | 2017 | 10323 - 2 | LIW: Ductless Heat Pump - SF - TE | 15 |  | 2645 |  | SF Space Heat | 77 | 203665 | 392112 | 392112.36 | 37.13 |  | 15 | 0.80087 | 5092.3636 | 5092.3683 | 2645 |  |  |  |  | 24819.0922 | 0 |  |  | 1.4659 | 298549.8472 | 1.4659 | 0 | 298549.8472 | 0 | 298549.8472 | 298549.8472 | 353223.9241
| E201 | Low Income Weatherization | 2017 | 10330 - 1 | LIW: Repair - Furnace - MH - SH | 1 |  | 0 |  | MF Space Heat | 4 | 0 | 0 | 529.38 |  |  | 1 | 0 | 0 | 132.345 | 0 |  |  |  |  | 0 | 0 |  |  | 0 | 0 | 0 | 0 | 0 | 0 | 0 | 0 | 0
| E201 | Low Income Weatherization | 2017 | 10331 - 1 | LIW: Repair - Furnace - MH - TE | 1 |  | 0 |  | MF Space Heat | 25 | 0 | 8725 | 8725.17 |  |  | 1 | 0 | 349 | 349.0068 | 0 |  |  |  |  | 0 | 0 |  |  | 0 | 0 | 0 | 0 | 0 | 0 | 0 | 0 | 0
| E201 | Low Income Weatherization | 2017 | 10332 - 1 | LIW: Repair - Furnace - SF - SH | 1 |  | 0 |  | SF Space Heat | 10 | 0 | 0 | 0 |  |  | 1 | 0 | 0 | 0 | 0 |  |  |  |  | 0 | 0 |  |  | 0 | 0 | 0 | 0 | 0 | 0 | 0 | 0 | 0
| E201 | Low Income Weatherization | 2017 | 10333 - 1 | LIW: Repair - Furnace - SF - TE | 1 |  | 0 |  | SF Space Heat | 8 | 0 | 3632 | 3631.96 |  |  | 1 | 0 | 454 | 453.995 | 0 |  |  |  |  | 0 | 0 |  |  | 0 | 0 | 0 | 0 | 0 | 0 | 0 | 0 | 0
| E201 | Low Income Weatherization | 2017 | 10336 - 1 | LIW: Furnace - Replacement - MH - SH | 1 |  | 0 |  | SF Space Heat | 4 | 0 | 0 | 7760.96 |  |  | 1 | 0 | 0 | 1940.24 | 0 |  |  |  |  | 0 | 0 |  |  | 0 | 0 | 0 | 0 | 0 | 0 | 0 | 0 | 0
| E201 | Low Income Weatherization | 2017 | 10337 - 1 | LIW: Furnace - Replacement - MH - TE | 1 |  | 0 |  | SF Space Heat | 2 | 0 | 622 | 622.21 |  |  | 1 | 0 | 311 | 311.105 | 0 |  |  |  |  | 0 | 0 |  |  | 0 | 0 | 0 | 0 | 0 | 0 | 0 | 0 | 0
| E201 | Low Income Weatherization | 2017 | 10338 - 1 | LIW: Furnace - Replacement - SF - SH | 1 |  | 0 |  | SF Space Heat | 1 | 0 | 0 | 0 |  |  | 1 | 0 | 0 | 0 | 0 |  |  |  |  | 0 | 0 |  |  | 0 | 0 | 0 | 0 | 0 | 0 | 0 | 0 | 0
| E201 | Low Income Weatherization | 2017 | 10339 - 1 | LIW: Furnace - Replacement - SF - TE | 1 |  | 0 |  | SF Space Heat | 1 | 0 | 2700 | 2700 |  |  | 1 | 0 | 2700 | 2700 | 0 |  |  |  |  | 0 | 0 |  |  | 0 | 0 | 0 | 0 | 0 | 0 | 0 | 0 | 0
| E201 | Low Income Weatherization | 2017 | 10342 - 1 | LIW: Furnace - Replacement - Gas - 95pc - SF - SH | 1 |  | 0 |  | SF Space Heat | 2 | 0 | 0 | 0 |  |  | 1 | 0 | 0 | 0 | 0 |  |  |  |  | 0 | 0 |  |  | 0 | 0 | 0 | 0 | 0 | 0 | 0 | 0 | 0
| E201 | Low Income Weatherization | 2017 | 10346 - 1 | LIW: Ground Vapor Barrier - MH - SH | 20 |  | 0 |  | SF Space Heat | 1 | 0 | 0 | 0 |  |  | 20 | 0 | 0 | 0 | 0 |  |  |  |  | 0 | 0 |  |  | 0 | 0 | 0 | 0 | 0 | 0 | 0 | 0 | 0
| E201 | Low Income Weatherization | 2017 | 10347 - 1 | LIW: Ground Vapor Barrier - MH - TE | 20 |  | 0 |  | SF Space Heat | 37 | 0 | 14304 | 14303.72 |  |  | 20 | 0 | 386.5946 | 386.587 | 0 |  |  |  |  | 0 | 0 |  |  | 0 | 0 | 0 | 0 | 0 | 0 | 0 | 0 | 0
| E201 | Low Income Weatherization | 2017 | 10348 - 1 | LIW: Ground Vapor Barrier - SF - SH | 20 |  | 0 |  | SF Space Heat | 1 | 0 | 0 | 0 |  |  | 20 | 0 | 0 | 0 | 0 |  |  |  |  | 0 | 0 |  |  | 0 | 0 | 0 | 0 | 0 | 0 | 0 | 0 | 0
| E201 | Low Income Weatherization | 2017 | 10349 - 1 | LIW: Ground Vapor Barrier - SF - TE | 20 |  | 0 |  | SF Space Heat | 30 | 0 | 9299 | 9299.22 |  |  | 20 | 0 | 309.9667 | 309.974 | 0 |  |  |  |  | 0 | 0 |  |  | 0 | 0 | 0 | 0 | 0 | 0 | 0 | 0 | 0
| E201 | Low Income Weatherization | 2017 | 10359 - 1 | LIW: Insulation - Duct - R0 to R11 - SF - SH | 30 |  | 0 |  | SF Space Heat | 5 | 0 | 0 | 0 |  |  | 30 | 0 | 0 | 0 | 0 |  |  |  |  | 0 | 0 |  |  | 0 | 0 | 0 | 0 | 0 | 0 | 0 | 0 | 0
| E201 | Low Income Weatherization | 2017 | 10360 - 1 | LIW: Insulation - Duct - R0 to R11 - SF - TE | 30 |  | 1027.0687 |  | SF Space Heat | 8 | 8216.55 | 13948 | 13947.86 | 0 |  | 30 | 0.06462 | 1743.5 | 1743.4825 | 1027.0687 |  |  |  |  | 0 | 0 |  |  | 2.2068 | 18131.8913 | 2.2068 | 0 | 18131.8913 | 0 | 18131.8913 | 18131.8913 | 19945.0805
| E201 | Low Income Weatherization | 2017 | 10363 - 2 | LIW: Insulation - Floor - R0 to R19 - MF - TE | 30 |  | 289.0462 |  | MF Space Heat | 13 | 3757.6 | 7666 | 7665.5 | 0 |  | 30 | 0.029552 | 589.6923 | 589.6538 | 289.0462 |  |  |  |  | 0 | 0 |  |  | 1.8464 | 6938.1516 | 1.8464 | 0 | 6938.1516 | 0 | 6938.1516 | 6938.1516 | 7631.9667
| E201 | Low Income Weatherization | 2017 | 10365 - 2 | LIW: Insulation - Floor - R0 to R19 - SF - TE | 30 |  | 778.2083 |  | SF Space Heat | 23 | 17898.79 | 45733 | 45732.78 | 0.01 |  | 30 | 0.14077 | 1988.3913 | 1988.3817 | 778.2083 |  |  |  |  | 2.6465 | 0 |  |  | 2.2068 | 39498.1976 | 2.2068 | 0 | 39498.1976 | 0 | 39498.1976 | 39498.1976 | 43450.6638
| E201 | Low Income Weatherization | 2017 | 10366 - 2 | LIW: Insulation - Floor - R0 to R22 - MH - SH | 30 |  | 0 |  | SF Space Heat | 1 | 0 | 0 | 0 |  |  | 30 | 0 | 0 | 0 | 0 |  |  |  |  | 0 | 0 |  |  | 0 | 0 | 0 | 0 | 0 | 0 | 0 | 0 | 0
| E201 | Low Income Weatherization | 2017 | 10367 - 2 | LIW: Insulation - Floor - R0 to R22 - MH - TE | 25 |  | 555.5 |  | SF Space Heat | 76 | 42218 | 163515 | 163514.97 | 0 |  | 25 | 0.27669 | 2151.5132 | 2151.5128 | 555.5 |  |  |  |  | 0 | 0 |  |  | 1.9837 | 83746.927 | 1.9837 | 0 | 83746.927 | 0 | 83746.927 | 83746.927 | 92121.6197
| E201 | Low Income Weatherization | 2017 | 10370 - 2 | LIW: Insulation - Floor - R0 to R30 - MF - TE | 30 |  | 93.45 |  | MF Space Heat | 16 | 1495.2 | 2820 | 2819.52 | 0 |  | 30 | 0.011759 | 176.25 | 176.22 | 93.45 |  |  |  |  | 0 | 0 |  |  | 1.8464 | 2760.7846 | 1.8464 | 0 | 2760.7846 | 0 | 2760.7846 | 2760.7846 | 3036.8631
| E201 | Low Income Weatherization | 2017 | 10372 - 1 | LIW: Insulation - Floor - R0 to R30 - MH - SH | 30 |  | 40.3867 |  | SF Space Heat | 6 | 242.32 | 0 | 5797.92 |  |  | 30 | 0.0019058 | 0 | 966.32 | 40.3867 |  |  |  |  | 0 | 0 |  |  | 2.2068 | 534.7402 | 2.2068 | 0 | 534.7402 | 0 | 534.7402 | 534.7402 | 588.2143
| E201 | Low Income Weatherization | 2017 | 10373 - 1 | LIW: Insulation - Floor - R0 to R30 - MH - TE | 25 |  | 657.54 |  | SF Space Heat | 32 | 21041.28 | 56961 | 56960.76 | 0 |  | 25 | 0.1379 | 1780.0312 | 1780.0238 | 657.54 |  |  |  |  | 0 | 0 |  |  | 1.9837 | 41739.1288 | 1.9837 | 0 | 41739.1288 | 0 | 41739.1288 | 41739.1288 | 45913.0417
| E201 | Low Income Weatherization | 2017 | 10375 - 2 | LIW: Insulation - Floor - R0 to R30 - SF - SH | 30 |  | 0 |  | SF Space Heat | 2 | 0 | 0 | 0 |  |  | 30 | 0 | 0 | 0 | 0 |  |  |  |  | 0 | 0 |  |  | 0 | 0 | 0 | 0 | 0 | 0 | 0 | 0 | 0
| E201 | Low Income Weatherization | 2017 | 10376 - 2 | LIW: Insulation - Floor - R0 to R30 - SF - TE | 30 |  | 862.5331 |  | SF Space Heat | 29 | 25013.46 | 73903 | 73902.8 | 0.02 |  | 30 | 0.19672 | 2548.3793 | 2548.3724 | 862.5331 |  |  |  |  | 6.6738 | 0 |  |  | 2.2068 | 55198.5126 | 2.2068 | 0 | 55198.5126 | 0 | 55198.5126 | 55198.5126 | 60725.0377
| E201 | Low Income Weatherization | 2017 | 10378 - 2 | LIW: Insulation - Floor - R11 to R22 - MH - SH | 30 |  | 0 |  | SF Space Heat | 2 | 0 | 0 | 5510.23 |  |  | 30 | 0 | 0 | 2755.115 | 0 |  |  |  |  | 0 | 0 |  |  | 0 | 0 | 0 | 0 | 0 | 0 | 0 | 0 | 0
| E201 | Low Income Weatherization | 2017 | 10379 - 2 | LIW: Insulation - Floor - R11 to R22 - MH - TE | 25 |  | 227.1412 |  | SF Space Heat | 17 | 3861.4 | 30930 | 30929.6 | 0 |  | 25 | 0.025307 | 1819.4118 | 1819.3882 | 227.1412 |  |  |  |  | 0 | 0 |  |  | 1.9837 | 7659.7751 | 1.9837 | 0 | 7659.7751 | 0 | 7659.7751 | 7659.7751 | 8425.7526
| E201 | Low Income Weatherization | 2017 | 10381 - 2 | LIW: Insulation - Floor - R11 to R30 - MF - TE | 30 |  | 478.2983 |  | MF Space Heat | 6 | 2869.79 | 5054 | 5053.81 | 0 |  | 30 | 0.02257 | 842.3333 | 842.3017 | 478.2983 |  |  |  |  | 0 | 0 |  |  | 1.8464 | 5298.8711 | 1.8464 | 0 | 5298.8711 | 0 | 5298.8711 | 5298.8711 | 5828.7582
| E201 | Low Income Weatherization | 2017 | 10385 - 2 | LIW: Insulation - Wall - R0 to R11 - MF - TE | 30 |  | 5152.5882 |  | MF Space Heat | 17 | 87594 | 144530 | 144530.1 | 0 |  | 30 | 0.68889 | 8501.7647 | 8501.7706 | 5152.5882 |  |  |  |  | 0 | 0 |  |  | 1.8464 | 161736.3338 | 1.8464 | 0 | 161736.3338 | 0 | 161736.3338 | 161736.3338 | 177909.9672
| E201 | Low Income Weatherization | 2017 | 10388 - 1 | LIW: Insulation - Wall - R0 to R11 - MH - TE | 25 |  | 2494.5733 |  | SF Space Heat | 3 | 7483.72 | 7509 | 7509.17 | 0 |  | 25 | 0.049047 | 2503 | 2503.0567 | 2494.5733 |  |  |  |  | 0 | 0 |  |  | 1.9837 | 14845.2924 | 1.9837 | 0 | 14845.2924 | 0 | 14845.2924 | 14845.2924 | 16329.8216
| E201 | Low Income Weatherization | 2017 | 10390 - 2 | LIW: Insulation - Wall - R0 to R11 - SF - SH | 30 |  | 0 |  | SF Space Heat | 3 | 0 | 0 | 0 |  |  | 30 | 0 | 0 | 0 | 0 |  |  |  |  | 0 | 0 |  |  | 0 | 0 | 0 | 0 | 0 | 0 | 0 | 0 | 0
| E201 | Low Income Weatherization | 2017 | 10391 - 2 | LIW: Insulation - Wall - R0 to R11 - SF - TE | 30 |  | 1194.8592 |  | SF Space Heat | 26 | 31066.34 | 64969 | 64969.01 | 0.03 |  | 30 | 0.24432 | 2498.8077 | 2498.8081 | 1194.8592 |  |  |  |  | 8.9751 | 0 |  |  | 2.2068 | 68555.72 | 2.2068 | 0 | 68555.72 | 0 | 68555.72 | 68555.72 | 75420.2671
| E201 | Low Income Weatherization | 2017 | 10395 - 1 | LIW: Insulation - Attic - R0 to R19 - MH - SH | 25 |  | 0 |  | SF Space Heat | 1 | 0 | 0 | 2235.31 |  |  | 25 | 0 | 0 | 2235.31 | 0 |  |  |  |  | 0 | 0 |  |  | 0 | 0 | 0 | 0 | 0 | 0 | 0 | 0 | 0
| E201 | Low Income Weatherization | 2017 | 10396 - 1 | LIW: Insulation - Attic - R0 to R19 - MH - TE | 25 |  | 450.425 |  | SF Space Heat | 20 | 9008.5 | 30947 | 30946.84 | 0 |  | 25 | 0.05904 | 1547.35 | 1547.342 | 450.425 |  |  |  |  | 0 | 0 |  |  | 1.9837 | 17869.9652 | 1.9837 | 0 | 17869.9652 | 0 | 17869.9652 | 17869.9652 | 19656.9617
| E201 | Low Income Weatherization | 2017 | 10399 - 2 | LIW: Insulation - Attic - R0 to R30 - MH - SH | 25 |  | 0 |  | SF Space Heat | 1 | 0 | 0 | 0 |  |  | 25 | 0 | 0 | 0 | 0 |  |  |  |  | 0 | 0 |  |  | 0 | 0 | 0 | 0 | 0 | 0 | 0 | 0 | 0
| E201 | Low Income Weatherization | 2017 | 10400 - 2 | LIW: Insulation - Attic - R0 to R30 - MH - TE | 25 |  | 307.6846 |  | SF Space Heat | 13 | 3999.9 | 30245 | 30245.04 | 0 |  | 25 | 0.026215 | 2326.5385 | 2326.5415 | 307.6846 |  |  |  |  | 0 | 0 |  |  | 1.9837 | 7934.5145 | 1.9837 | 0 | 7934.5145 | 0 | 7934.5145 | 7934.5145 | 8727.966
| E201 | Low Income Weatherization | 2017 | 10403 - 3 | LIW: Insulation - Attic - R0 to R38 - MF - TE | 30 |  | 2254.8 |  | MF Space Heat | 2 | 4509.6 | 10958 | 10958.33 | 0 |  | 30 | 0.035466 | 5479 | 5479.165 | 2254.8 |  |  |  |  | 0 | 0 |  |  | 1.8464 | 8326.6682 | 1.8464 | 0 | 8326.6682 | 0 | 8326.6682 | 8326.6682 | 9159.335
| E201 | Low Income Weatherization | 2017 | 10406 - 2 | LIW: Insulation - Attic - R0 to R38 - SF - TE | 30 |  | 1541.4667 |  | SF Space Heat | 9 | 13873.2 | 19706 | 19706.12 | 0.03 |  | 30 | 0.10911 | 2189.5556 | 2189.5689 | 1541.4667 |  |  |  |  | 3.1068 | 0 |  |  | 2.2068 | 30614.7172 | 2.2068 | 0 | 30614.7172 | 0 | 30614.7172 | 30614.7172 | 33679.2957
| E201 | Low Income Weatherization | 2017 | 10414 - 2 | LIW: Insulation - Attic - R11 to R38 - SF - TE | 30 |  | 507.9394 |  | SF Space Heat | 18 | 9142.91 | 46961 | 46960.64 | 0.01 |  | 30 | 0.071906 | 2608.9444 | 2608.9244 | 507.9394 |  |  |  |  | 2.0712 | 0 |  |  | 2.2068 | 20176.1385 | 2.2068 | 0 | 20176.1385 | 0 | 20176.1385 | 20176.1385 | 22195.8235
| E201 | Low Income Weatherization | 2017 | 10417 - 2 | LIW: Insulation - Attic R19 to R38 - MF - TE | 30 |  | 534.3273 |  | MF Space Heat | 22 | 11755.2 | 63478 | 63478.08 | 0 |  | 30 | 0.09245 | 2885.3636 | 2885.3673 | 534.3273 |  |  |  |  | 0 | 0 |  |  | 1.8464 | 21705.1733 | 1.8464 | 0 | 21705.1733 | 0 | 21705.1733 | 21705.1733 | 23875.6907
| E201 | Low Income Weatherization | 2017 | 10419 - 2 | LIW: Insulation - Attic R19 to R38 - SF - TE | 30 |  | 213.3144 |  | SF Space Heat | 18 | 3839.66 | 29907 | 29906.77 | 0 |  | 30 | 0.030197 | 1661.5 | 1661.4872 | 213.3144 |  |  |  |  | 0 | 0 |  |  | 2.2068 | 8473.1789 | 2.2068 | 0 | 8473.1789 | 0 | 8473.1789 | 8473.1789 | 9320.4968
| E201 | Low Income Weatherization | 2017 | 10421 - 3 | LIW: Lamp - LED - A Lamp - MF - TE | 12 |  | 16.52 |  | Res Lighting | 535 | 8838.2 | 9630 | 9630 | 0 |  | 12 | 0.027804 | 18 | 18 | 16.52 |  |  |  |  | 0 | 0 |  |  | 0.74469 | 6581.6912 | 0.74469 | 0 | 6581.6912 | 0 | 6581.6912 | 6581.6912 | 7239.8603
| E201 | Low Income Weatherization | 2017 | 10423 - 3 | LIW: Lamp - LED - A Lamp - MH - TE | 12 |  | 20.67 |  | Res Lighting | 1087 | 22468.29 | 19484 | 19483.94 | 0 |  | 12 | 0.070682 | 17.9246 | 17.9245 | 20.67 |  |  |  |  | 0 | 0 |  |  | 0.74469 | 16731.8398 | 0.74469 | 0 | 16731.8398 | 0 | 16731.8398 | 16731.8398 | 18405.0238
| E201 | Low Income Weatherization | 2017 | 10425 - 3 | LIW: Lamp - LED - A Lamp - SF - TE | 12 |  | 20.67 |  | Res Lighting | 1236 | 25548.12 | 22205 | 22204.85 | 0 |  | 12 | 0.080371 | 17.9652 | 17.9651 | 20.67 |  |  |  |  | 0 | 0 |  |  | 0.74469 | 19025.3487 | 0.74469 | 0 | 19025.3487 | 0 | 19025.3487 | 19025.3487 | 20927.8836
| E201 | Low Income Weatherization | 2017 | 10449 - 1 | LIW: Door - Sweep - MH - TE | 5 |  | 0 |  | SF Space Heat | 1 | 0 | 38 | 37.63 |  |  | 5 | 0 | 38 | 37.63 | 0 |  |  |  |  | 0 | 0 |  |  | 0 | 0 | 0 | 0 | 0 | 0 | 0 | 0 | 0
| E201 | Low Income Weatherization | 2017 | 10451 - 1 | LIW: Door - Sweep - SF - TE | 5 |  | 0 |  | SF Space Heat | 1 | 0 | 75 | 75.26 |  |  | 5 | 0 | 75 | 75.26 | 0 |  |  |  |  | 0 | 0 |  |  | 0 | 0 | 0 | 0 | 0 | 0 | 0 | 0 | 0
| E201 | Low Income Weatherization | 2017 | 10453 - 1 | LIW: Showerhead - MF - TE | 10 |  | 139 |  | Res Water Heat | 46 | 6394 | 2236 | 2235.6 | 11.4 |  | 10 | 0.016762 | 48.6087 | 48.6 | 139 |  |  |  |  | 3555.5648 | 0 |  |  | 0.61844 | 3954.3039 | 0.61844 | 0 | 3954.3039 | 0 | 3954.3039 | 3954.3039 | 7905.2991
| E201 | Low Income Weatherization | 2017 | 10456 - 1 | LIW: Showerhead - MH - TE | 10 |  | 139 |  | Res Water Heat | 9 | 1251 | 326 | 326.34 | 11.4 |  | 10 | 0.0032795 | 36.2222 | 36.26 | 139 |  |  |  |  | 695.654 | 0 |  |  | 0.61844 | 773.6682 | 0.61844 | 0 | 773.6682 | 0 | 773.6682 | 773.6682 | 1546.6889
| E201 | Low Income Weatherization | 2017 | 10459 - 1 | LIW: Showerhead - SF - TE | 10 |  | 139 |  | Res Water Heat | 16 | 2224 | 487 | 487.14 | 11.4 |  | 10 | 0.0058303 | 30.4375 | 30.4462 | 139 |  |  |  |  | 1236.7182 | 0 |  |  | 0.61844 | 1375.41 | 0.61844 | 0 | 1375.41 | 0 | 1375.41 | 1375.41 | 2749.6692
| E201 | Low Income Weatherization | 2017 | 10464 - 1 | LIW: Door - Weather Strip - MH - TE | 5 |  | 0 |  | SF Space Heat | 5 | 0 | 1019 | 1018.91 |  |  | 5 | 0 | 203.8 | 203.782 | 0 |  |  |  |  | 0 | 0 |  |  | 0 | 0 | 0 | 0 | 0 | 0 | 0 | 0 | 0
| E201 | Low Income Weatherization | 2017 | 10465 - 1 | LIW: Door - Weather Strip - SF - SH | 5 |  | 0 |  | SF Space Heat | 1 | 0 | 0 | 0 |  |  | 5 | 0 | 0 | 0 | 0 |  |  |  |  | 0 | 0 |  |  | 0 | 0 | 0 | 0 | 0 | 0 | 0 | 0 | 0
| E201 | Low Income Weatherization | 2017 | 10466 - 1 | LIW: Door - Weather Strip - SF - TE | 5 |  | 0 |  | SF Space Heat | 6 | 0 | 1033 | 1032.74 |  |  | 5 | 0 | 172.1667 | 172.1233 | 0 |  |  |  |  | 0 | 0 |  |  | 0 | 0 | 0 | 0 | 0 | 0 | 0 | 0 | 0
| E201 | Low Income Weatherization | 2017 | 10468 - 2 | LIW: Ventilation - Whole House - MF - TE | 10 |  | 143 |  | MF Space Heat | 5 | 715 | 300 | 300 | 0 |  | 10 | 0.0018744 | 60 | 60 | 143 |  |  |  |  | 0 | 0 |  |  | 0.94431 | 675.1797 | 0.94431 | 0 | 675.1797 | 0 | 675.1797 | 675.1797 | 742.6976
| E201 | Low Income Weatherization | 2017 | 10469 - 2 | LIW: Ventilation - Whole House - MH - SH | 10 |  | 0 |  | SF Space Heat | 2 | 0 | 0 | 180 |  |  | 10 | 0 | 0 | 90 | 0 |  |  |  |  | 0 | 0 |  |  | 0 | 0 | 0 | 0 | 0 | 0 | 0 | 0 | 0
| E201 | Low Income Weatherization | 2017 | 10470 - 2 | LIW: Ventilation - Whole House - MH - TE | 10 |  | 143 |  | SF Space Heat | 86 | 12298 | 6069 | 6069.31 | 0 |  | 10 | 0.03224 | 70.5698 | 70.5734 | 143 |  |  |  |  | 0 | 0 |  |  | 1.0944 | 13459.2641 | 1.0944 | 0 | 13459.2641 | 0 | 13459.2641 | 13459.2641 | 14805.1905
| E201 | Low Income Weatherization | 2017 | 10471 - 2 | LIW: Ventilation - Whole House - SF - SH | 10 |  | 0 |  | SF Space Heat | 2 | 0 | 0 | 1248.72 |  |  | 10 | 0 | 0 | 624.36 | 0 |  |  |  |  | 0 | 0 |  |  | 0 | 0 | 0 | 0 | 0 | 0 | 0 | 0 | 0
| E201 | Low Income Weatherization | 2017 | 10472 - 2 | LIW: Ventilation - Whole House - SF - TE | 10 |  | 143 |  | SF Space Heat | 99 | 14157 | 7646 | 7646.14 | 0 |  | 10 | 0.037113 | 77.2323 | 77.2337 | 143 |  |  |  |  | 0 | 0 |  |  | 1.0944 | 15493.804 | 1.0944 | 0 | 15493.804 | 0 | 15493.804 | 15493.804 | 17043.1844
| E201 | Low Income Weatherization | 2017 | 10473 - 1 | LIW: Ventilation - Mechanical - MF - SH | 10 |  | 0 |  | MF Space Heat | 1 | 0 | 0 | 1663.2 |  |  | 10 | 0 | 0 | 1663.2 | 0 |  |  |  |  | 0 | 0 |  |  | 0 | 0 | 0 | 0 | 0 | 0 | 0 | 0 | 0
| E201 | Low Income Weatherization | 2017 | 10475 - 1 | LIW: Ventilation - Mechanical - MH - SH | 10 |  | 0 |  | SF Space Heat | 6 | 0 | 0 | 2579.77 |  |  | 10 | 0 | 0 | 429.9617 | 0 |  |  |  |  | 0 | 0 |  |  | 0 | 0 | 0 | 0 | 0 | 0 | 0 | 0 | 0
| E201 | Low Income Weatherization | 2017 | 10476 - 1 | LIW: Ventilation - Mechanical - MH - TE | 10 |  | 0 |  | SF Space Heat | 56 | 0 | 50842 | 50842.5 |  |  | 10 | 0 | 907.8929 | 907.9018 | 0 |  |  |  |  | 0 | 0 |  |  | 0 | 0 | 0 | 0 | 0 | 0 | 0 | 0 | 0
| E201 | Low Income Weatherization | 2017 | 10477 - 1 | LIW: Ventilation - Mechanical - SF - SH | 10 |  | 0 |  | SF Space Heat | 12 | 0 | 0 | 3067.2 |  |  | 10 | 0 | 0 | 255.6 | 0 |  |  |  |  | 0 | 0 |  |  | 0 | 0 | 0 | 0 | 0 | 0 | 0 | 0 | 0
| E201 | Low Income Weatherization | 2017 | 10478 - 1 | LIW: Ventilation - Mechanical - SF - TE | 10 |  | 0 |  | SF Space Heat | 55 | 0 | 52974 | 52973.52 |  |  | 10 | 0 | 963.1636 | 963.1549 | 0 |  |  |  |  | 0 | 0 |  |  | 0 | 0 | 0 | 0 | 0 | 0 | 0 | 0 | 0
| E201 | Low Income Weatherization | 2017 | 10481 - 1 | LIW: Repair - Electrical - MH - SH | 1 |  | 0 |  | Repairs | 1 | 0 | 0 | 0 |  |  | 1 | 0 | 0 | 0 | 0 |  |  |  |  | 0 | 0 |  |  | 0 | 0 | 0 | 0 | 0 | 0 | 0 | 0 | 0
| E201 | Low Income Weatherization | 2017 | 10482 - 1 | LIW: Repair - Electrical - MH - TE | 1 |  | 0 |  | Repairs | 4 | 0 | 1418 | 1418.49 |  |  | 1 | 0 | 354.5 | 354.6225 | 0 |  |  |  |  | 0 | 0 |  |  | 0 | 0 | 0 | 0 | 0 | 0 | 0 | 0 | 0
| E201 | Low Income Weatherization | 2017 | 10483 - 1 | LIW: Repair - Electrical - SF - SH | 1 |  | 0 |  | Repairs | 4 | 0 | 0 | 3885.6 |  |  | 1 | 0 | 0 | 971.4 | 0 |  |  |  |  | 0 | 0 |  |  | 0 | 0 | 0 | 0 | 0 | 0 | 0 | 0 | 0
| E201 | Low Income Weatherization | 2017 | 10484 - 1 | LIW: Repair - Electrical - SF - TE | 1 |  | 0 |  | Repairs | 4 | 0 | 1420 | 1420.47 |  |  | 1 | 0 | 355 | 355.1175 | 0 |  |  |  |  | 0 | 0 |  |  | 0 | 0 | 0 | 0 | 0 | 0 | 0 | 0 | 0
| E201 | Low Income Weatherization | 2017 | 10488 - 1 | LIW: Repair - Floor - MH - TE | 1 |  | 0 |  | Repairs | 9 | 0 | 5991 | 5991.38 |  |  | 1 | 0 | 665.6667 | 665.7089 | 0 |  |  |  |  | 0 | 0 |  |  | 0 | 0 | 0 | 0 | 0 | 0 | 0 | 0 | 0
| E201 | Low Income Weatherization | 2017 | 10489 - 1 | LIW: Repair - Floor - SF - SH | 1 |  | 0 |  | Repairs | 5 | 0 | 0 | 1234.08 |  |  | 1 | 0 | 0 | 246.816 | 0 |  |  |  |  | 0 | 0 |  |  | 0 | 0 | 0 | 0 | 0 | 0 | 0 | 0 | 0
| E201 | Low Income Weatherization | 2017 | 10490 - 1 | LIW: Repair - Floor - SF - TE | 1 |  | 0 |  | Repairs | 5 | 0 | 1770 | 1770.02 |  |  | 1 | 0 | 354 | 354.004 | 0 |  |  |  |  | 0 | 0 |  |  | 0 | 0 | 0 | 0 | 0 | 0 | 0 | 0 | 0
| E201 | Low Income Weatherization | 2017 | 10491 - 1 | LIW: Repair - Health - MF - SH | 1 |  | 0 |  | Repairs | 1 | 0 | 0 | 1055.04 |  |  | 1 | 0 | 0 | 1055.04 | 0 |  |  |  |  | 0 | 0 |  |  | 0 | 0 | 0 | 0 | 0 | 0 | 0 | 0 | 0
| E201 | Low Income Weatherization | 2017 | 10493 - 1 | LIW: Repair - Health - MH - SH | 1 |  | 0 |  | Repairs | 2 | 0 | 0 | 1567.2 |  |  | 1 | 0 | 0 | 783.6 | 0 |  |  |  |  | 0 | 0 |  |  | 0 | 0 | 0 | 0 | 0 | 0 | 0 | 0 | 0
| E201 | Low Income Weatherization | 2017 | 10494 - 1 | LIW: Repair - Health - MH - TE | 1 |  | 0 |  | Repairs | 8 | 0 | 7107 | 7106.92 |  |  | 1 | 0 | 888.375 | 888.365 | 0 |  |  |  |  | 0 | 0 |  |  | 0 | 0 | 0 | 0 | 0 | 0 | 0 | 0 | 0
| E201 | Low Income Weatherization | 2017 | 10495 - 1 | LIW: Repair - Health - SF - SH | 1 |  | 0 |  | Repairs | 12 | 0 | 0 | 1938.17 |  |  | 1 | 0 | 0 | 161.5142 | 0 |  |  |  |  | 0 | 0 |  |  | 0 | 0 | 0 | 0 | 0 | 0 | 0 | 0 | 0
| E201 | Low Income Weatherization | 2017 | 10496 - 1 | LIW: Repair - Health - SF - TE | 1 |  | 0 |  | Repairs | 8 | 0 | 6378 | 6377.65 |  |  | 1 | 0 | 797.25 | 797.2062 | 0 |  |  |  |  | 0 | 0 |  |  | 0 | 0 | 0 | 0 | 0 | 0 | 0 | 0 | 0
| E201 | Low Income Weatherization | 2017 | 10499 - 1 | LIW: Repair - Plumbing - MH - SH | 1 |  | 0 |  | Repairs | 4 | 0 | 0 | 7771.85 |  |  | 1 | 0 | 0 | 1942.9625 | 0 |  |  |  |  | 0 | 0 |  |  | 0 | 0 | 0 | 0 | 0 | 0 | 0 | 0 | 0
| E201 | Low Income Weatherization | 2017 | 10500 - 1 | LIW: Repair - Plumbing - MH - TE | 1 |  | 0 |  | Repairs | 3 | 0 | 1031 | 1030.6 |  |  | 1 | 0 | 343.6667 | 343.5333 | 0 |  |  |  |  | 0 | 0 |  |  | 0 | 0 | 0 | 0 | 0 | 0 | 0 | 0 | 0
| E201 | Low Income Weatherization | 2017 | 10501 - 1 | LIW: Repair - Plumbing - SF - SH | 1 |  | 0 |  | Repairs | 5 | 0 | 0 | 7617.7 |  |  | 1 | 0 | 0 | 1523.54 | 0 |  |  |  |  | 0 | 0 |  |  | 0 | 0 | 0 | 0 | 0 | 0 | 0 | 0 | 0
| E201 | Low Income Weatherization | 2017 | 10502 - 1 | LIW: Repair - Plumbing - SF - TE | 1 |  | 0 |  | Repairs | 3 | 0 | 2340 | 2340.35 |  |  | 1 | 0 | 780 | 780.1167 | 0 |  |  |  |  | 0 | 0 |  |  | 0 | 0 | 0 | 0 | 0 | 0 | 0 | 0 | 0
| E201 | Low Income Weatherization | 2017 | 10503 - 1 | LIW: Repair - Roof - MF - SH | 1 |  | 0 |  | Repairs | 1 | 0 | 0 | 3000 |  |  | 1 | 0 | 0 | 3000 | 0 |  |  |  |  | 0 | 0 |  |  | 0 | 0 | 0 | 0 | 0 | 0 | 0 | 0 | 0
| E201 | Low Income Weatherization | 2017 | 10505 - 1 | LIW: Repair - Roof - MH - SH | 1 |  | 0 |  | Repairs | 6 | 0 | 0 | 24591.13 |  |  | 1 | 0 | 0 | 4098.5217 | 0 |  |  |  |  | 0 | 0 |  |  | 0 | 0 | 0 | 0 | 0 | 0 | 0 | 0 | 0
| E201 | Low Income Weatherization | 2017 | 10506 - 1 | LIW: Repair - Roof - MH - TE | 1 |  | 0 |  | Repairs | 6 | 0 | 11712 | 11711.92 |  |  | 1 | 0 | 1952 | 1951.9867 | 0 |  |  |  |  | 0 | 0 |  |  | 0 | 0 | 0 | 0 | 0 | 0 | 0 | 0 | 0
| E201 | Low Income Weatherization | 2017 | 10507 - 1 | LIW: Repair - Roof - SF - SH | 1 |  | 0 |  | Repairs | 5 | 0 | 0 | 10132.16 |  |  | 1 | 0 | 0 | 2026.432 | 0 |  |  |  |  | 0 | 0 |  |  | 0 | 0 | 0 | 0 | 0 | 0 | 0 | 0 | 0
| E201 | Low Income Weatherization | 2017 | 10508 - 1 | LIW: Repair - Roof - SF - TE | 1 |  | 0 |  | Repairs | 2 | 0 | 192 | 192 |  |  | 1 | 0 | 96 | 96 | 0 |  |  |  |  | 0 | 0 |  |  | 0 | 0 | 0 | 0 | 0 | 0 | 0 | 0 | 0
| E201 | Low Income Weatherization | 2017 | 10511 - 1 | LIW: Repair - Structural - MH - SH | 1 |  | 0 |  | Repairs | 6 | 0 | 0 | 3586.03 |  |  | 1 | 0 | 0 | 597.6717 | 0 |  |  |  |  | 0 | 0 |  |  | 0 | 0 | 0 | 0 | 0 | 0 | 0 | 0 | 0
| E201 | Low Income Weatherization | 2017 | 10512 - 1 | LIW: Repair - Structural - MH - TE | 1 |  | 0 |  | Repairs | 5 | 0 | 5563 | 5562.65 |  |  | 1 | 0 | 1112.6 | 1112.53 | 0 |  |  |  |  | 0 | 0 |  |  | 0 | 0 | 0 | 0 | 0 | 0 | 0 | 0 | 0
| E201 | Low Income Weatherization | 2017 | 10513 - 1 | LIW: Repair - Structural - SF - SH | 1 |  | 0 |  | Repairs | 5 | 0 | 0 | 0 |  |  | 1 | 0 | 0 | 0 | 0 |  |  |  |  | 0 | 0 |  |  | 0 | 0 | 0 | 0 | 0 | 0 | 0 | 0 | 0
| E201 | Low Income Weatherization | 2017 | 10514 - 1 | LIW: Repair - Structural - SF - TE | 1 |  | 0 |  | Repairs | 1 | 0 | 838 | 838.24 |  |  | 1 | 0 | 838 | 838.24 | 0 |  |  |  |  | 0 | 0 |  |  | 0 | 0 | 0 | 0 | 0 | 0 | 0 | 0 | 0
| E201 | Low Income Weatherization | 2017 | 10516 - 1 | LIW: Sealing - Air - Bath Fan Timer - MF - TE | 1 |  | 0 |  | MF Space Heat | 40 | 0 | 2400 | 2400 |  |  | 1 | 0 | 60 | 60 | 0 |  |  |  |  | 0 | 0 |  |  | 0 | 0 | 0 | 0 | 0 | 0 | 0 | 0 | 0
| E201 | Low Income Weatherization | 2017 | 10517 - 1 | LIW: Sealing - Air - Ceiling - MF - SH | 1 |  | 0 |  | MF Space Heat | 1 | 0 | 0 | 0 |  |  | 1 | 0 | 0 | 0 | 0 |  |  |  |  | 0 | 0 |  |  | 0 | 0 | 0 | 0 | 0 | 0 | 0 | 0 | 0
| E201 | Low Income Weatherization | 2017 | 10518 - 1 | LIW: Sealing - Air - Ceiling - MF - TE | 30 |  | 0 |  | MF Space Heat | 39 | 0 | 48420 | 48420.2 | 0 |  | 30 | 0 | 1241.5385 | 1241.5436 | 0 |  |  |  |  | 0 | 0 |  |  | 0 | 0 | 0 | 0 | 0 | 0 | 0 | 0 | 0
| E201 | Low Income Weatherization | 2017 | 10520 - 1 | LIW: Sealing - Air - Door Kit - MF - TE | 10 |  | 0 |  | MF Space Heat | 35 | 0 | 4200 | 4200 |  |  | 10 | 0 | 120 | 120 | 0 |  |  |  |  | 0 | 0 |  |  | 0 | 0 | 0 | 0 | 0 | 0 | 0 | 0 | 0
| E201 | Low Income Weatherization | 2017 | 10522 - 1 | LIW: Sealing - Air - Floor - MF - TE | 30 |  | 0 |  | MF Space Heat | 9 | 0 | 11137 | 11136.87 | 0 |  | 30 | 0 | 1237.4444 | 1237.43 | 0 |  |  |  |  | 0 | 0 |  |  | 0 | 0 | 0 | 0 | 0 | 0 | 0 | 0 | 0
| E201 | Low Income Weatherization | 2017 | 10524 - 2 | LIW: Sealing - Air - Mech Vent - MF - TE | 10 |  | 143 |  | MF Space Heat | 103 | 14729 | 30300 | 30300 | 0 |  | 10 | 0.038613 | 294.1748 | 294.1748 | 143 |  |  |  |  | 0 | 0 |  |  | 0.94431 | 13908.7012 | 0.94431 | 0 | 13908.7012 | 0 | 13908.7012 | 13908.7012 | 15299.5714
| E201 | Low Income Weatherization | 2017 | 10527 - 1 | LIW: Sealing - Air - Walls - MF - SH | 30 |  | 0 |  | MF Space Heat | 1 | 0 | 0 | 0 |  |  | 30 | 0 | 0 | 0 | 0 |  |  |  |  | 0 | 0 |  |  | 0 | 0 | 0 | 0 | 0 | 0 | 0 | 0 | 0
| E201 | Low Income Weatherization | 2017 | 10528 - 1 | LIW: Sealing - Air - Walls - MF - TE | 30 |  | 0 |  | MF Space Heat | 13 | 0 | 154458 | 154458.39 | 0 |  | 30 | 0 | 11881.3846 | 11881.4146 | 0 |  |  |  |  | 0 | 0 |  |  | 0 | 0 | 0 | 0 | 0 | 0 | 0 | 0 | 0
| E201 | Low Income Weatherization | 2017 | 10529 - 2 | LIW: Sealing - Shell - MH - SH | 25 |  | 0 |  | SF Space Heat | 3 | 0 | 0 | 274.8 |  |  | 25 | 0 | 0 | 91.6 | 0 |  |  |  |  | 0 | 0 |  |  | 0 | 0 | 0 | 0 | 0 | 0 | 0 | 0 | 0
| E201 | Low Income Weatherization | 2017 | 10530 - 2 | LIW: Sealing - Shell - MH - TE | 25 |  | 168.4649 |  | SF Space Heat | 111 | 18699.6 | 111016 | 111015.54 | 0 |  | 25 | 0.12255 | 1000.1441 | 1000.14 | 168.4649 |  |  |  |  | 0 | 0 |  |  | 1.9837 | 37093.9892 | 1.9837 | 0 | 37093.9892 | 0 | 37093.9892 | 37093.9892 | 40803.3881
| E201 | Low Income Weatherization | 2017 | 10532 - 2 | LIW: Sealing - Shell - SF - SH | 25 |  | 0 |  | SF Space Heat | 7 | 0 | 0 | 139.4 |  |  | 25 | 0 | 0 | 19.9143 | 0 |  |  |  |  | 0 | 0 |  |  | 0 | 0 | 0 | 0 | 0 | 0 | 0 | 0 | 0
| E201 | Low Income Weatherization | 2017 | 10533 - 2 | LIW: Sealing - Shell - SF - TE | 20 |  | 344.0221 |  | SF Space Heat | 94 | 32338.08 | 83109 | 83109.31 | 0.01 |  | 20 | 0.16955 | 884.1383 | 884.1416 | 344.0221 |  |  |  |  | 9.3892 | 0 |  |  | 1.7467 | 56483.658 | 1.7467 | 0 | 56483.658 | 0 | 56483.658 | 56483.658 | 62141.4129
| E201 | Low Income Weatherization | 2017 | 10556 - 1 | LIW: Insulation - Water Heater Pipe - MF - TE | 15 |  | 20 |  | Res Water Heat | 96 | 1920 | 2328 | 2328 | 0 |  | 15 | 0.00755 | 24.25 | 24.25 | 20 |  |  |  |  | 0 | 0 |  |  | 0.84607 | 1624.4504 | 0.84607 | 0 | 1624.4504 | 0 | 1624.4504 | 1624.4504 | 1786.8955
| E201 | Low Income Weatherization | 2017 | 10558 - 1 | LIW: Insulation - Water Heater Pipe - MH - SH | 15 |  | 0 |  | Res Water Heat | 2 | 0 | 0 | 241.76 |  |  | 15 | 0 | 0 | 120.88 | 0 |  |  |  |  | 0 | 0 |  |  | 0 | 0 | 0 | 0 | 0 | 0 | 0 | 0 | 0
| E201 | Low Income Weatherization | 2017 | 10559 - 1 | LIW: Insulation - Water Heater Pipe - MH - TE | 15 |  | 20 |  | Res Water Heat | 93 | 1860 | 3775 | 3775.48 | 0 |  | 15 | 0.0073141 | 40.5914 | 40.5966 | 20 |  |  |  |  | 0 | 0 |  |  | 0.84607 | 1573.6863 | 0.84607 | 0 | 1573.6863 | 0 | 1573.6863 | 1573.6863 | 1731.055
| E201 | Low Income Weatherization | 2017 | 10561 - 1 | LIW: Insulation - Water Heater Pipe - SF - SH | 15 |  | 0 |  | Res Water Heat | 2 | 0 | 0 | 250.13 |  |  | 15 | 0 | 0 | 125.065 | 0 |  |  |  |  | 0 | 0 |  |  | 0 | 0 | 0 | 0 | 0 | 0 | 0 | 0 | 0
| E201 | Low Income Weatherization | 2017 | 10562 - 1 | LIW: Insulation - Water Heater Pipe - SF - TE | 15 |  | 20 |  | Res Water Heat | 60 | 1200 | 3251 | 3251.21 | 0 |  | 15 | 0.0047188 | 54.1833 | 54.1868 | 20 |  |  |  |  | 0 | 0 |  |  | 0.84607 | 1015.2815 | 0.84607 | 0 | 1015.2815 | 0 | 1015.2815 | 1015.2815 | 1116.8097
| E201 | Low Income Weatherization | 2017 | 10566 - 1 | LIW: Repair - Water Heater - MH - SH | 1 |  | 0 |  | Res Water Heat | 1 | 0 | 0 | 0 |  |  | 1 | 0 | 0 | 0 | 0 |  |  |  |  | 0 | 0 |  |  | 0 | 0 | 0 | 0 | 0 | 0 | 0 | 0 | 0
| E201 | Low Income Weatherization | 2017 | 10569 - 1 | LIW: Repair - Water Heater - SF - TE | 1 |  | 0 |  | Res Water Heat | 1 | 0 | 98 | 97.64 |  |  | 1 | 0 | 98 | 97.64 | 0 |  |  |  |  | 0 | 0 |  |  | 0 | 0 | 0 | 0 | 0 | 0 | 0 | 0 | 0
| E201 | Low Income Weatherization | 2017 | 10574 - 1 | LIW: Water Heater - Replacement - SF - SH | 1 |  | 0 |  | Res Water Heat | 2 | 0 | 0 | 3150.14 |  |  | 1 | 0 | 0 | 1575.07 | 0 |  |  |  |  | 0 | 0 |  |  | 0 | 0 | 0 | 0 | 0 | 0 | 0 | 0 | 0
| E201 | Low Income Weatherization | 2017 | 10579 - 1 | LIW: Water Heater - Wrap - MH - TE | 1 |  | 0 |  | Res Water Heat | 1 | 0 | 199 | 199.28 |  |  | 1 | 0 | 199 | 199.28 | 0 |  |  |  |  | 0 | 0 |  |  | 0 | 0 | 0 | 0 | 0 | 0 | 0 | 0 | 0
| E201 | Low Income Weatherization | 2017 | 10581 - 1 | LIW: Water Heater - Wrap - SF - TE | 1 |  | 0 |  | Res Water Heat | 5 | 0 | 955 | 955.4 |  |  | 1 | 0 | 191 | 191.08 | 0 |  |  |  |  | 0 | 0 |  |  | 0 | 0 | 0 | 0 | 0 | 0 | 0 | 0 | 0
| E201 | Low Income Weatherization | 2017 | 10588 - 2 | LIW: Windows - DP to DP - MH - SH | 30 |  | 0 |  | SF Space Heat | 4 | 0 | 0 | 1340.47 |  |  | 30 | 0 | 0 | 335.1175 | 0 |  |  |  |  | 0 | 0 |  |  | 0 | 0 | 0 | 0 | 0 | 0 | 0 | 0 | 0
| E201 | Low Income Weatherization | 2017 | 10589 - 2 | LIW: Windows - DP to DP - MH - TE | 25 |  | 149.4 |  | SF Space Heat | 5 | 747 | 2988 | 2988 | 0.02 |  | 25 | 0.0048957 | 597.6 | 597.6 | 149.4 |  |  |  |  | 1.0888 | 0 |  |  | 1.9837 | 1481.8076 | 1.9837 | 0 | 1481.8076 | 0 | 1481.8076 | 1481.8076 | 1631.0772
| E201 | Low Income Weatherization | 2017 | 10591 - 2 | LIW: Windows - DP to DP - SF - TE | 30 |  | 47.52 |  | SF Space Heat | 1 | 47.52 | 108 | 108 | 0.07 |  | 30 | 0.00037373 | 108 | 108 | 47.52 |  |  |  |  | 0.80546 | 0 |  |  | 2.2068 | 104.8649 | 2.2068 | 0 | 104.8649 | 0 | 104.8649 | 104.8649 | 116.1568
| E201 | Low Income Weatherization | 2017 | 10594 - 2 | LIW: Windows - SP to DP - MH - SH | 30 |  | 0 |  | SF Space Heat | 3 | 0 | 0 | 5353.21 |  |  | 30 | 0 | 0 | 1784.4033 | 0 |  |  |  |  | 0 | 0 |  |  | 0 | 0 | 0 | 0 | 0 | 0 | 0 | 0 | 0
| E201 | Low Income Weatherization | 2017 | 10595 - 2 | LIW: Windows - SP to DP - MH - TE | 25 |  | 784.32 |  | SF Space Heat | 15 | 11764.8 | 20076 | 20075.7 | 0.06 |  | 25 | 0.077105 | 1338.4 | 1338.38 | 784.32 |  |  |  |  | 9.7991 | 0 |  |  | 1.9837 | 23337.5775 | 1.9837 | 0 | 23337.5775 | 0 | 23337.5775 | 23337.5775 | 25681.1343
| E201 | Low Income Weatherization | 2017 | 10597 - 2 | LIW: Windows - SP to DP - SF - TE | 30 |  | 2314.2 |  | SF Space Heat | 2 | 4628.4 | 6334 | 6333.6 | 0.17 |  | 30 | 0.036401 | 3167 | 3166.8 | 2314.2 |  |  |  |  | 3.9122 | 0 |  |  | 2.2068 | 10213.7328 | 2.2068 | 0 | 10213.7328 | 0 | 10213.7328 | 10213.7328 | 11239.0183
| E201 | Low Income Weatherization | 2017 | 10629 - 1 | LIW: Insulation - Attic - R11 to R30 - MH - TE | 30 |  | 95.602 |  | SF Space Heat | 51 | 4875.7 | 80480 | 80480.25 |  |  | 30 | 0.038346 | 1578.0392 | 1578.0441 | 95.602 |  |  |  |  | 0 | 0 |  |  | 2.2068 | 10759.4626 | 2.2068 | 0 | 10759.4626 | 0 | 10759.4626 | 10759.4626 | 11835.4089
| E201 | Low Income Weatherization | 2017 | 10634 - 1 | LIW: Insulation - Attic - R0 to R49 - SF - TE | 30 |  | 1654.66 |  | SF Space Heat | 14 | 23165.24 | 28657 | 28656.55 | 0.03 |  | 30 | 0.18219 | 2046.9286 | 2046.8964 | 1654.66 |  |  |  |  | 4.8328 | 0 |  |  | 2.2068 | 51119.9487 | 2.2068 | 0 | 51119.9487 | 0 | 51119.9487 | 51119.9487 | 56236.7763
| E201 | Low Income Weatherization | 2017 | 10636 - 1 | LIW: Insulation - Attic - R11 to R49 - SF - SH | 30 |  | 0 |  | SF Space Heat | 1 | 0 | 0 | 0 |  |  | 30 | 0 | 0 | 0 | 0 |  |  |  |  | 0 | 0 |  |  | 0 | 0 | 0 | 0 | 0 | 0 | 0 | 0 | 0
| E201 | Low Income Weatherization | 2017 | 10637 - 1 | LIW: Insulation - Attic - R11 to R49 - SF - TE | 30 |  | 532.9278 |  | SF Space Heat | 23 | 12257.34 | 54568 | 54567.97 | 0.01 |  | 30 | 0.096399 | 2372.5217 | 2372.5204 | 532.9278 |  |  |  |  | 2.6465 | 0 |  |  | 2.2068 | 27048.9143 | 2.2068 | 0 | 27048.9143 | 0 | 27048.9143 | 27048.9143 | 29756.4523
| E201 | Low Income Weatherization | 2017 | 10640 - 2 | LIW: Insulation - Attic - R19 to R49 - MF - TE | 30 |  | 1489.4667 |  | SF Space Heat | 3 | 4468.4 | 25960 | 25959.9 |  |  | 30 | 0.035142 | 8653.3333 | 8653.3 | 1489.4667 |  |  |  |  | 0 | 0 |  |  | 2.2068 | 9860.6524 | 2.2068 | 0 | 9860.6524 | 0 | 9860.6524 | 9860.6524 | 10846.7176
| E201 | Low Income Weatherization | 2017 | 10642 - 1 | LIW: Insulation - Attic - R11 to R30 - MH - SH | 30 |  | 0 |  | SF Space Heat | 5 | 0 | 0 | 3007.2 |  |  | 30 | 0 | 0 | 601.44 | 0 |  |  |  |  | 0 | 0 |  |  | 0 | 0 | 0 | 0 | 0 | 0 | 0 | 0 | 0
| E201 | Low Income Weatherization | 2017 | 10644 - 1 | LIW: Aerator - 1.5 gpm - MF - TE | 10 |  | 44.84 |  | Res Water Heat | 125 | 5605 | 315 | 315 | 4.85 |  | 10 | 0.014694 | 2.52 | 2.52 | 44.84 |  |  |  |  | 4110.5285 | 0 |  |  | 0.61844 | 3466.3549 | 0.61844 | 0 | 3466.3549 | 0 | 3466.3549 | 3466.3549 | 7923.5189
| E201 | Low Income Weatherization | 2017 | 10647 - 1 | LIW: Aerator - 1.5 gpm- MH - TE | 10 |  | 36.73 |  | Res Water Heat | 14 | 514.22 | 30 | 30 | 3.97 |  | 10 | 0.001348 | 2.1429 | 2.1429 | 36.73 |  |  |  |  | 376.8465 | 0 |  |  | 0.61844 | 318.0141 | 0.61844 | 0 | 318.0141 | 0 | 318.0141 | 318.0141 | 726.662
| E201 | Low Income Weatherization | 2017 | 10650 - 1 | LIW: Aerator - 1.5 gpm - SF - TE | 10 |  | 36.73 |  | Res Water Heat | 21 | 771.33 | 37 | 37.31 | 3.97 |  | 10 | 0.0020221 | 1.7619 | 1.7767 | 36.73 |  |  |  |  | 565.2697 | 0 |  |  | 0.61844 | 477.0211 | 0.61844 | 0 | 477.0211 | 0 | 477.0211 | 477.0211 | 1089.993
| E201 | Low Income Weatherization | 2017 | 10662 - 1 | LIW: Heat Pump Water Heater - Tier 2 - SF - SH | 13 |  | 0 |  | SF Space Heat | 1 | 0 | 0 | 0 |  |  | 13 | 0 | 0 | 0 | 0 |  |  |  |  | 0 | 0 |  |  | 0 | 0 | 0 | 0 | 0 | 0 | 0 | 0 | 0
| E201 | Low Income Weatherization | 2017 | 10663 - 1 | LIW: Heat Pump Water Heater - Tier 2 - SF - TE | 13 |  | 1523 |  | Res Water Heat | 4 | 6092 | 10412 | 10412.14 |  |  | 13 | 0.020762 | 2603 | 2603.035 | 1523 |  |  |  |  | 0 | 0 |  |  | 0.76169 | 4640.2186 | 0.76169 | 0 | 4640.2186 | 0 | 4640.2186 | 4640.2186 | 5104.2405
| E201 | Low Income Weatherization | 2017 | 10669 - 2 | LIW: Lamp - LED - Globe - MH - TE | 12 |  | 18.09 |  | Res Lighting | 49 | 886.41 | 882 | 882 |  |  | 12 | 0.0027885 | 18 | 18 | 18.09 |  |  |  |  | 0 | 0 |  |  | 0.74469 | 660.0979 | 0.74469 | 0 | 660.0979 | 0 | 660.0979 | 660.0979 | 726.1076
| E201 | Low Income Weatherization | 2017 | 10671 - 2 | LIW: Lamp - LED - Globe - SF - TE | 12 |  | 18.09 |  | Res Lighting | 43 | 777.87 | 774 | 774 |  |  | 12 | 0.0024471 | 18 | 18 | 18.09 |  |  |  |  | 0 | 0 |  |  | 0.74469 | 579.2696 | 0.74469 | 0 | 579.2696 | 0 | 579.2696 | 579.2696 | 637.1965
| E201 | Low Income Weatherization | 2017 | 10681 - 1 | LIW: Ductless Heat Pump - SIR - MF - TE | 15 |  | 2209.0724 |  | MF Space Heat | 100 | 220907.24 | 236227 | 236227.36 |  |  | 15 | 0.86868 | 2362.27 | 2362.2736 | 2209.0724 |  |  |  |  | 0 | 0 |  |  | 1.2701 | 280583.9047 | 1.2701 | 0 | 280583.9047 | 0 | 280583.9047 | 280583.9047 | 308642.2951
| E201 | Low Income Weatherization | 2017 | 10685 - 1 | LIW: Insulation - Slab On Grade - SIR - MF - TE | 25 |  | 2701.644 |  | MF Space Heat | 5 | 13508.22 | 20323 | 20323.38 |  |  | 25 | 0.088531 | 4064.6 | 4064.676 | 2701.644 |  |  |  |  | 0 | 0 |  |  | 1.7059 | 23043.0451 | 1.7059 | 0 | 23043.0451 | 0 | 23043.0451 | 23043.0451 | 25347.3496
| E201 | Low Income Weatherization | 2017 | 10689 - 1 | LIW: Sealing - Air - Package - 20 plus - SIR - MF - TE | 20 |  | 5153.375 |  | MF Space Heat | 8 | 41227 | 0 | 0 |  |  | 20 | 0.21616 | 0 | 0 | 5153.375 |  |  |  |  | 0 | 0 |  |  | 1.5182 | 62590.6957 | 1.5182 | 0 | 62590.6957 | 0 | 62590.6957 | 62590.6957 | 68849.7652
| E201 | Low Income Weatherization | 2017 | 10691 - 2 | LIW: Ductless Heat Pump - MF - TE | 15 |  | 2645 |  | MF Space Heat | 198 | 523710 | 805877 | 805877.16 |  |  | 15 | 2.0594 | 4070.0859 | 4070.0867 | 2645 |  |  |  |  | 0 | 0 |  |  | 1.2701 | 665186.8753 | 1.2701 | 0 | 665186.8753 | 0 | 665186.8753 | 665186.8753 | 731705.5628
| E201 | Low Income Weatherization | 2017 | 11755 - 1 | LIW: Insulation - Rigid Wall - SIR - MF - TE | 30 |  | 5812 |  | MF Space Heat | 7 | 40684 | 155289 | 155288.51 |  |  | 30 | 0.31996 | 22184.1429 | 22184.0729 | 5812 |  |  |  |  | 0 | 0 |  |  | 1.8464 | 75120.2252 | 1.8464 | 0 | 75120.2252 | 0 | 75120.2252 | 75120.2252 | 82632.2477
| E201 | Low Income Weatherization | 2017 | 11942 - 1 | LIW: Ductless Heat Pump - SIR - SF - TE | 15 |  | 0 |  | SF Space Heat | 1 | 0 | 6371 | 6371.45 |  |  | 15 | 0 | 6371 | 6371.45 | 0 |  |  |  |  | 0 | 0 |  |  | 0 | 0 | 0 | 0 | 0 | 0 | 0 | 0 | 0
| E201 | Low Income Weatherization | 2017 | 12090 - 1 | LIW: Thermostat - SIR - MF - TE | 15 |  | 643.21 |  | MF Space Heat | 68 | 43738.28 | 16279 | 16279.2 |  |  | 15 | 0.17199 | 239.3971 | 239.4 | 643.21 |  |  |  |  | 0 | 0 |  |  | 1.2701 | 55553.894 | 1.2701 | 0 | 55553.894 | 0 | 55553.894 | 55553.894 | 61109.2834
| E201 | Low Income Weatherization | 2017 | 12091 - 1 | LIW: ERV - SIR - MF - TE | 20 |  | 744.6833 |  | MF Space Heat | 6 | 4468.1 | 5972 | 5972.4 |  |  | 20 | 0.023427 | 995.3333 | 995.4 | 744.6833 |  |  |  |  | 0 | 0 |  |  | 1.5182 | 6783.4547 | 1.5182 | 0 | 6783.4547 | 0 | 6783.4547 | 6783.4547 | 7461.8002
| E201 | Low Income Weatherization | 2016 | 10416 - 1 | LIW: Insulation - Attic R19 to R38 - MF - SH | 30 |  | 829.69 |  | MF Space Heat | 4 | 3318.76 | 0 | 0 |  |  | 30 | 0.026101 | 0 | 0 | 829.69 |  |  |  |  | 0 | 0 |  |  | 1.8464 | 6127.8635 | 1.8464 | 0 | 6127.8635 | 0 | 6127.8635 | 6127.8635 | 6740.6498
| E201 | Low Income Weatherization | 2016 | 10411 - 1 | LIW: Insulation - Attic - R11 to R38 - MF - TE | 30 |  | 5470.1133 |  | MF Space Heat | 12 | 65641.36 | 99104 | 99104.26 | 0 |  | 30 | 0.51624 | 8258.6667 | 8258.6883 | 5470.1133 |  |  |  |  | 0 | 0 |  |  | 1.8464 | 121202.2846 | 1.8464 | 0 | 121202.2846 | 0 | 121202.2846 | 121202.2846 | 133322.513
| E201 | Low Income Weatherization | 2016 | 10413 - 2 | LIW: Insulation - Attic - R11 to R38 - SF - SH | 30 |  | 0 |  | SF Space Heat | 2 | 0 | 0 | 0 |  |  | 30 | 0 | 0 | 0 | 0 |  |  |  |  | 0 | 0 |  |  | 0 | 0 | 0 | 0 | 0 | 0 | 0 | 0 | 0
| E201 | Low Income Weatherization | 2016 | 10414 - 2 | LIW: Insulation - Attic - R11 to R38 - SF - TE | 30 |  | 612.8278 |  | SF Space Heat | 18 | 11030.9 | 48061 | 48060.68 | 0.01 |  | 30 | 0.086754 | 2670.0556 | 2670.0378 | 612.8278 |  |  |  |  | 2.0712 | 0 |  |  | 2.2068 | 24342.4649 | 2.2068 | 0 | 24342.4649 | 0 | 24342.4649 | 24342.4649 | 26778.7826
| E201 | Low Income Weatherization | 2016 | 10636 - 1 | LIW: Insulation - Attic - R11 to R49 - SF - SH | 30 |  | 0 |  | SF Space Heat | 2 | 0 | 0 | 0 |  |  | 30 | 0 | 0 | 0 | 0 |  |  |  |  | 0 | 0 |  |  | 0 | 0 | 0 | 0 | 0 | 0 | 0 | 0 | 0
| E201 | Low Income Weatherization | 2016 | 10419 - 2 | LIW: Insulation - Attic R19 to R38 - SF - TE | 30 |  | 278.9368 |  | SF Space Heat | 19 | 5299.8 | 39145 | 39145.34 | 0 |  | 30 | 0.041681 | 2060.2632 | 2060.2811 | 278.9368 |  |  |  |  | 0 | 0 |  |  | 2.2068 | 11695.3463 | 2.2068 | 0 | 11695.3463 | 0 | 11695.3463 | 11695.3463 | 12864.8809
| E201 | Low Income Weatherization | 2016 | 10410 - 1 | LIW: Insulation - Attic - R11 to R38 - MF - SH | 30 |  | 0 |  | MF Space Heat | 7 | 0 | 0 | 0 |  |  | 30 | 0 | 0 | 0 | 0 |  |  |  |  | 0 | 0 |  |  | 0 | 0 | 0 | 0 | 0 | 0 | 0 | 0 | 0
| E201 | Low Income Weatherization | 2016 | 10400 - 2 | LIW: Insulation - Attic - R0 to R30 - MH - TE | 25 |  | 309.775 |  | SF Space Heat | 12 | 3717.3 | 22362 | 22362.22 | 0 |  | 25 | 0.024363 | 1863.5 | 1863.5183 | 309.775 |  |  |  |  | 0 | 0 |  |  | 1.9837 | 7373.927 | 1.9837 | 0 | 7373.927 | 0 | 7373.927 | 7373.927 | 8111.3197
| E201 | Low Income Weatherization | 2016 | 10637 - 1 | LIW: Insulation - Attic - R11 to R49 - SF - TE | 30 |  | 622.472 |  | SF Space Heat | 15 | 9337.08 | 45986 | 45986.24 | 0.01 |  | 30 | 0.073433 | 3065.7333 | 3065.7493 | 622.472 |  |  |  |  | 1.726 | 0 |  |  | 2.2068 | 20604.6236 | 2.2068 | 0 | 20604.6236 | 0 | 20604.6236 | 20604.6236 | 22666.8119
| E201 | Low Income Weatherization | 2016 | 10629 - 1 | LIW: Insulation - Attic - R11 to R30 - MH - TE | 30 |  | 101.9795 |  | SF Space Heat | 39 | 3977.2 | 72132 | 72131.71 |  |  | 30 | 0.031279 | 1849.5385 | 1849.531 | 101.9795 |  |  |  |  | 0 | 0 |  |  | 2.2068 | 8776.6956 | 2.2068 | 0 | 8776.6956 | 0 | 8776.6956 | 8776.6956 | 9654.3652
| E201 | Low Income Weatherization | 2016 | 10642 - 1 | LIW: Insulation - Attic - R11 to R30 - MH - SH | 25 |  | 0 |  | SF Space Heat | 2 | 0 | 0 | 0 |  |  | 25 | 0 | 0 | 0 | 0 |  |  |  |  | 0 | 0 |  |  | 0 | 0 | 0 | 0 | 0 | 0 | 0 | 0 | 0
| E201 | Low Income Weatherization | 2016 | 10406 - 2 | LIW: Insulation - Attic - R0 to R38 - SF - TE | 30 |  | 2140.2857 |  | SF Space Heat | 14 | 29964 | 37844 | 37843.64 | 0.03 |  | 30 | 0.23566 | 2703.1429 | 2703.1171 | 2140.2857 |  |  |  |  | 4.8328 | 0 |  |  | 2.2068 | 66123.1286 | 2.2068 | 0 | 66123.1286 | 0 | 66123.1286 | 66123.1286 | 72740.2742
| E201 | Low Income Weatherization | 2016 | 10405 - 2 | LIW: Insulation - Attic - R0 to R38 - SF - SH | 30 |  | 0 |  | SF Space Heat | 4 | 0 | 0 | 0 |  |  | 30 | 0 | 0 | 0 | 0 |  |  |  |  | 0 | 0 |  |  | 0 | 0 | 0 | 0 | 0 | 0 | 0 | 0 | 0
| E201 | Low Income Weatherization | 2016 | 10357 - 1 | LIW: Insulation - Duct - R0 to R11 - MF - TE | 30 |  | 279 |  | MF Space Heat | 1 | 279 | 465 | 465.12 | 0 |  | 30 | 0.0021942 | 465 | 465.12 | 279 |  |  |  |  | 0 | 0 |  |  | 1.8464 | 515.1544 | 1.8464 | 0 | 515.1544 | 0 | 515.1544 | 515.1544 | 566.6699
| E201 | Low Income Weatherization | 2016 | 10402 - 2 | LIW: Insulation - Attic - R0 to R38 - MF - SH | 30 |  | 0 |  | MF Space Heat | 1 | 0 | 0 | 0 |  |  | 30 | 0 | 0 | 0 | 0 |  |  |  |  | 0 | 0 |  |  | 0 | 0 | 0 | 0 | 0 | 0 | 0 | 0 | 0
| E201 | Low Income Weatherization | 2016 | 10372 - 1 | LIW: Insulation - Floor - R0 to R30 - MH - SH | 25 |  | 0 |  | SF Space Heat | 2 | 0 | 0 | 0 |  |  | 25 | 0 | 0 | 0 | 0 |  |  |  |  | 0 | 0 |  |  | 0 | 0 | 0 | 0 | 0 | 0 | 0 | 0 | 0
| E201 | Low Income Weatherization | 2016 | 10399 - 2 | LIW: Insulation - Attic - R0 to R30 - MH - SH | 25 |  | 0 |  | SF Space Heat | 2 | 0 | 0 | 0 |  |  | 25 | 0 | 0 | 0 | 0 |  |  |  |  | 0 | 0 |  |  | 0 | 0 | 0 | 0 | 0 | 0 | 0 | 0 | 0
| E201 | Low Income Weatherization | 2016 | 10395 - 1 | LIW: Insulation - Attic - R0 to R19 - MH - SH | 25 |  | 0 |  | SF Space Heat | 1 | 0 | 0 | 0 |  |  | 25 | 0 | 0 | 0 | 0 |  |  |  |  | 0 | 0 |  |  | 0 | 0 | 0 | 0 | 0 | 0 | 0 | 0 | 0
| E201 | Low Income Weatherization | 2016 | 10396 - 1 | LIW: Insulation - Attic - R0 to R19 - MH - TE | 25 |  | 454.875 |  | SF Space Heat | 8 | 3639 | 11097 | 11096.84 | 0 |  | 25 | 0.023849 | 1387.125 | 1387.105 | 454.875 |  |  |  |  | 0 | 0 |  |  | 1.9837 | 7218.605 | 1.9837 | 0 | 7218.605 | 0 | 7218.605 | 7218.605 | 7940.4655
| E201 | Low Income Weatherization | 2016 | 10403 - 2 | LIW: Insulation - Attic - R0 to R38 - MF - TE | 30 |  | 10142.985 |  | MF Space Heat | 2 | 20285.97 | 27011 | 27010.91 | 0 |  | 30 | 0.15954 | 13505.5 | 13505.455 | 10142.985 |  |  |  |  | 0 | 0 |  |  | 1.8464 | 37456.657 | 1.8464 | 0 | 37456.657 | 0 | 37456.657 | 37456.657 | 41202.3227
| E201 | Low Income Weatherization | 2016 | 10378 - 2 | LIW: Insulation - Floor - R11 to R22 - MH - SH | 25 |  | 0 |  | SF Space Heat | 2 | 0 | 0 | 0 |  |  | 25 | 0 | 0 | 0 | 0 |  |  |  |  | 0 | 0 |  |  | 0 | 0 | 0 | 0 | 0 | 0 | 0 | 0 | 0
| E201 | Low Income Weatherization | 2016 | 10379 - 2 | LIW: Insulation - Floor - R11 to R22 - MH - TE | 25 |  | 226.0909 |  | SF Space Heat | 22 | 4974 | 42692 | 42691.92 | 0 |  | 25 | 0.032599 | 1940.5455 | 1940.5418 | 226.0909 |  |  |  |  | 0 | 0 |  |  | 1.9837 | 9866.8155 | 1.9837 | 0 | 9866.8155 | 0 | 9866.8155 | 9866.8155 | 10853.497
| E201 | Low Income Weatherization | 2016 | 10380 - 1 | LIW: Insulation - Floor - R11 to R30 - MF - SH | 30 |  | 3572.58 |  | MF Space Heat | 1 | 3572.58 | 0 | 0 |  |  | 30 | 0.028097 | 0 | 0 | 3572.58 |  |  |  |  | 0 | 0 |  |  | 1.8464 | 6596.5248 | 1.8464 | 0 | 6596.5248 | 0 | 6596.5248 | 6596.5248 | 7256.1773
| E201 | Low Income Weatherization | 2016 | 10466 - 1 | LIW: Door - Weather Strip - SF - TE | 1 |  | 0 |  | SF Space Heat | 3 | 0 | 981 | 980.99 |  |  | 1 | 0 | 327 | 326.9967 | 0 |  |  |  |  | 0 | 0 |  |  | 0 | 0 | 0 | 0 | 0 | 0 | 0 | 0 | 0
| E201 | Low Income Weatherization | 2016 | 10381 - 1 | LIW: Insulation - Floor - R11 to R30 - MF - TE | 30 |  | 947.232 |  | MF Space Heat | 5 | 4736.16 | 9731 | 9730.65 | 0 |  | 30 | 0.037248 | 1946.2 | 1946.13 | 947.232 |  |  |  |  | 0 | 0 |  |  | 1.8464 | 8744.9957 | 1.8464 | 0 | 8744.9957 | 0 | 8744.9957 | 8744.9957 | 9619.4953
| E201 | Low Income Weatherization | 2016 | 10657 - 1 | LIW: Heat Pump Water Heater - Tier 1 - SF - TE | 13 |  | 1093 |  | Res Water Heat | 1 | 1093 | 1140 | 1140 |  |  | 13 | 0.0037249 | 1140 | 1140 | 1093 |  |  |  |  | 0 | 0 |  |  | 0.76169 | 832.5277 | 0.76169 | 0 | 832.5277 | 0 | 832.5277 | 832.5277 | 915.7805
| E201 | Low Income Weatherization | 2016 | 11755 - 1 | LIW: Insulation - Rigid Wall - SIR - MF - TE | 30 |  | 5238.8571 |  | MF Space Heat | 7 | 36672 | 176167 | 176167.3 |  |  | 30 | 0.28841 | 25166.7143 | 25166.7571 | 5238.8571 |  |  |  |  | 0 | 0 |  |  | 1.8464 | 67712.3414 | 1.8464 | 0 | 67712.3414 | 0 | 67712.3414 | 67712.3414 | 74483.5756
| E201 | Low Income Weatherization | 2016 | 10384 - 1 | LIW: Insulation - Wall - R0 to R11 - MF - SH | 30 |  | 0 |  | MF Space Heat | 2 | 0 | 0 | 0 |  |  | 30 | 0 | 0 | 0 | 0 |  |  |  |  | 0 | 0 |  |  | 0 | 0 | 0 | 0 | 0 | 0 | 0 | 0 | 0
| E201 | Low Income Weatherization | 2016 | 10367 - 2 | LIW: Insulation - Floor - R0 to R22 - MH - TE | 25 |  | 617.8778 |  | SF Space Heat | 45 | 27804.5 | 110236 | 110236.5 | 0 |  | 25 | 0.18223 | 2449.6889 | 2449.7 | 617.8778 |  |  |  |  | 0 | 0 |  |  | 1.9837 | 55155.181 | 1.9837 | 0 | 55155.181 | 0 | 55155.181 | 55155.181 | 60670.6991
| E201 | Low Income Weatherization | 2016 | 10375 - 2 | LIW: Insulation - Floor - R0 to R30 - SF - SH | 30 |  | 0 |  | SF Space Heat | 7 | 0 | 0 | 0 |  |  | 30 | 0 | 0 | 0 | 0 |  |  |  |  | 0 | 0 |  |  | 0 | 0 | 0 | 0 | 0 | 0 | 0 | 0 | 0
| E201 | Low Income Weatherization | 2016 | 10359 - 1 | LIW: Insulation - Duct - R0 to R11 - SF - SH | 30 |  | 0 |  | SF Space Heat | 10 | 0 | 0 | 0 |  |  | 30 | 0 | 0 | 0 | 0 |  |  |  |  | 0 | 0 |  |  | 0 | 0 | 0 | 0 | 0 | 0 | 0 | 0 | 0
| E201 | Low Income Weatherization | 2016 | 10385 - 1 | LIW: Insulation - Wall - R0 to R11 - MF - TE | 30 |  | 1154.92 |  | MF Space Heat | 5 | 5774.6 | 14659 | 14658.6 | 0 |  | 30 | 0.045415 | 2931.8 | 2931.72 | 1154.92 |  |  |  |  | 0 | 0 |  |  | 1.8464 | 10662.4042 | 1.8464 | 0 | 10662.4042 | 0 | 10662.4042 | 10662.4042 | 11728.6446
| E201 | Low Income Weatherization | 2016 | 10373 - 1 | LIW: Insulation - Floor - R0 to R30 - MH - TE | 25 |  | 1785.609 |  | SF Space Heat | 40 | 71424.36 | 157117 | 157116.95 | 0 |  | 25 | 0.4681 | 3927.925 | 3927.9238 | 1785.609 |  |  |  |  | 0 | 0 |  |  | 1.9837 | 141682.9472 | 1.9837 | 0 | 141682.9472 | 0 | 141682.9472 | 141682.9472 | 155851.2419
| E201 | Low Income Weatherization | 2016 | 10370 - 1 | LIW: Insulation - Floor - R0 to R30 - MF - TE | 30 |  | 3676.4 |  | MF Space Heat | 4 | 14705.6 | 29864 | 29863.68 | 0 |  | 30 | 0.11565 | 7466 | 7465.92 | 3676.4 |  |  |  |  | 0 | 0 |  |  | 1.8464 | 27152.8853 | 1.8464 | 0 | 27152.8853 | 0 | 27152.8853 | 27152.8853 | 29868.1738
| E201 | Low Income Weatherization | 2016 | 10366 - 2 | LIW: Insulation - Floor - R0 to R22 - MH - SH | 25 |  | 0 |  | SF Space Heat | 1 | 0 | 0 | 0 |  |  | 25 | 0 | 0 | 0 | 0 |  |  |  |  | 0 | 0 |  |  | 0 | 0 | 0 | 0 | 0 | 0 | 0 | 0 | 0
| E201 | Low Income Weatherization | 2016 | 10365 - 2 | LIW: Insulation - Floor - R0 to R19 - SF - TE | 30 |  | 870.7972 |  | SF Space Heat | 25 | 21769.93 | 56943 | 56942.77 | 0.01 |  | 30 | 0.17121 | 2277.72 | 2277.7108 | 870.7972 |  |  |  |  | 2.8766 | 0 |  |  | 2.2068 | 48040.845 | 2.2068 | 0 | 48040.845 | 0 | 48040.845 | 48040.845 | 52847.8062
| E201 | Low Income Weatherization | 2016 | 10364 - 2 | LIW: Insulation - Floor - R0 to R19 - SF - SH | 30 |  | 0 |  | SF Space Heat | 1 | 0 | 0 | 0 |  |  | 30 | 0 | 0 | 0 | 0 |  |  |  |  | 0 | 0 |  |  | 0 | 0 | 0 | 0 | 0 | 0 | 0 | 0 | 0
| E201 | Low Income Weatherization | 2016 | 10363 - 1 | LIW: Insulation - Floor - R0 to R19 - MF - TE | 30 |  | 68.64 |  | MF Space Heat | 4 | 274.56 | 592 | 592.42 | 0 |  | 30 | 0.0021593 | 148 | 148.105 | 68.64 |  |  |  |  | 0 | 0 |  |  | 1.8464 | 506.9563 | 1.8464 | 0 | 506.9563 | 0 | 506.9563 | 506.9563 | 557.6519
| E201 | Low Income Weatherization | 2016 | 10360 - 1 | LIW: Insulation - Duct - R0 to R11 - SF - TE | 30 |  | 1240.2214 |  | SF Space Heat | 7 | 8681.55 | 13955 | 13954.67 | 0 |  | 30 | 0.068277 | 1993.5714 | 1993.5243 | 1240.2214 |  |  |  |  | 0 | 0 |  |  | 2.2068 | 19158.0312 | 2.2068 | 0 | 19158.0312 | 0 | 19158.0312 | 19158.0312 | 21073.8343
| E201 | Low Income Weatherization | 2016 | 10376 - 2 | LIW: Insulation - Floor - R0 to R30 - SF - TE | 30 |  | 1199.5529 |  | SF Space Heat | 31 | 37186.14 | 88586 | 88586.07 | 0.02 |  | 30 | 0.29245 | 2857.6129 | 2857.6152 | 1199.5529 |  |  |  |  | 7.1341 | 0 |  |  | 2.2068 | 82060.6033 | 2.2068 | 0 | 82060.6033 | 0 | 82060.6033 | 82060.6033 | 90273.7976
| E201 | Low Income Weatherization | 2016 | 10575 - 1 | LIW: Water Heater - Replacement - SF - TE | 7 |  | 0 |  | Res Water Heat | 1 | 0 | 2626 | 2625.6 |  |  | 7 | 0 | 2626 | 2625.6 | 0 |  |  |  |  | 0 | 0 |  |  | 0 | 0 | 0 | 0 | 0 | 0 | 0 | 0 | 0
| E201 | Low Income Weatherization | 2016 | 10306 - 1 | LIW: Carbon Monoxide Detector - SF - SH | 1 |  | 0 |  | Repairs | 10 | 0 | 0 | 0 |  |  | 1 | 0 | 0 | 0 | 0 |  |  |  |  | 0 | 0 |  |  | 0 | 0 | 0 | 0 | 0 | 0 | 0 | 0 | 0
| E201 | Low Income Weatherization | 2016 | 10305 - 1 | LIW: Carbon Monoxide Detector - MH - TE | 1 |  | 0 |  | Repairs | 36 | 0 | 5337 | 5337.19 |  |  | 1 | 0 | 148.25 | 148.2553 | 0 |  |  |  |  | 0 | 0 |  |  | 0 | 0 | 0 | 0 | 0 | 0 | 0 | 0 | 0
| E201 | Low Income Weatherization | 2016 | 10304 - 1 | LIW: Carbon Monoxide Detector - MH - SH | 1 |  | 0 |  | Repairs | 1 | 0 | 0 | 0 |  |  | 1 | 0 | 0 | 0 | 0 |  |  |  |  | 0 | 0 |  |  | 0 | 0 | 0 | 0 | 0 | 0 | 0 | 0 | 0
| E201 | Low Income Weatherization | 2016 | 10303 - 1 | LIW: Carbon Monoxide Detector - MF - TE | 1 |  | 0 |  | Repairs | 0 | 0 | 184 | 183.79 |  |  | 1 | 0 | 0 | 0 | 0 |  |  |  |  | 0 | 0 |  |  | 0 | 0 | 0 | 0 | 0 | 0 | 0 | 0 | 0
| E201 | Low Income Weatherization | 2016 | 10647 - 1 | LIW: Aerator - 1.5 gpm- MH - TE | 10 |  | 36.73 |  | Res Water Heat | 24 | 881.52 | 39 | 38.93 | 3.97 |  | 10 | 0.0023109 | 1.625 | 1.6221 | 36.73 |  |  |  |  | 646.0225 | 0 |  |  | 0.61844 | 545.167 | 0.61844 | 0 | 545.167 | 0 | 545.167 | 545.167 | 1245.7063
| E201 | Low Income Weatherization | 2016 | 10650 - 1 | LIW: Aerator - 1.5 gpm - SF - TE | 10 |  | 36.73 |  | Res Water Heat | 6 | 220.38 | 10 | 10.24 | 3.97 |  | 10 | 0.00057774 | 1.6667 | 1.7067 | 36.73 |  |  |  |  | 161.5056 | 0 |  |  | 0.61844 | 136.2918 | 0.61844 | 0 | 136.2918 | 0 | 136.2918 | 136.2918 | 311.4266
| E201 | Low Income Weatherization | 2016 | 10644 - 1 | LIW: Aerator - 1.5 gpm - MF - TE | 10 |  | 44.84 |  | Res Water Heat | 219 | 9819.96 | 552 | 551.88 | 4.85 |  | 10 | 0.025743 | 2.5205 | 2.52 | 44.84 |  |  |  |  | 7201.646 | 0 |  |  | 0.61844 | 6073.0538 | 0.61844 | 0 | 6073.0538 | 0 | 6073.0538 | 6073.0538 | 13882.0051
| E201 | Low Income Weatherization | 2016 | 10571 - 1 | LIW: Water Heater - Replacement - MF - TE | 7 |  | 0 |  | Res Water Heat | 1 | 0 | 3791 | 3791.36 |  |  | 7 | 0 | 3791 | 3791.36 | 0 |  |  |  |  | 0 | 0 |  |  | 0 | 0 | 0 | 0 | 0 | 0 | 0 | 0 | 0
| E201 | Low Income Weatherization | 2016 | 10320 - 2 | LIW: Ductless Heat Pump - MH - SH | 15 |  | 0 |  | SF Heat Pump | 13 | 0 | 0 | 0 |  |  | 15 | 0 | 0 | 0 | 0 |  |  |  |  | 0 | 0 |  |  | 0 | 0 | 0 | 0 | 0 | 0 | 0 | 0 | 0
| E201 | Low Income Weatherization | 2016 | 10574 - 1 | LIW: Water Heater - Replacement - SF - SH | 7 |  | 0 |  | Res Water Heat | 7 | 0 | 0 | 0 |  |  | 7 | 0 | 0 | 0 | 0 |  |  |  |  | 0 | 0 |  |  | 0 | 0 | 0 | 0 | 0 | 0 | 0 | 0 | 0
| E201 | Low Income Weatherization | 2016 | 10451 - 1 | LIW: Door - Sweep - SF - TE | 1 |  | 0 |  | SF Space Heat | 2 | 0 | 549 | 549.02 |  |  | 1 | 0 | 274.5 | 274.51 | 0 |  |  |  |  | 0 | 0 |  |  | 0 | 0 | 0 | 0 | 0 | 0 | 0 | 0 | 0
| E201 | Low Income Weatherization | 2016 | 10579 - 1 | LIW: Water Heater - Wrap - MH - TE | 1 |  | 0 |  | Res Water Heat | 4 | 0 | 787 | 787 |  |  | 1 | 0 | 196.75 | 196.75 | 0 |  |  |  |  | 0 | 0 |  |  | 0 | 0 | 0 | 0 | 0 | 0 | 0 | 0 | 0
| E201 | Low Income Weatherization | 2016 | 10580 - 1 | LIW: Water Heater - Wrap - SF - SH | 1 |  | 0 |  | Res Water Heat | 1 | 0 | 0 | 0 |  |  | 1 | 0 | 0 | 0 | 0 |  |  |  |  | 0 | 0 |  |  | 0 | 0 | 0 | 0 | 0 | 0 | 0 | 0 | 0
| E201 | Low Income Weatherization | 2016 | 10581 - 1 | LIW: Water Heater - Wrap - SF - TE | 1 |  | 0 |  | Res Water Heat | 4 | 0 | 1083 | 1083 |  |  | 1 | 0 | 270.75 | 270.75 | 0 |  |  |  |  | 0 | 0 |  |  | 0 | 0 | 0 | 0 | 0 | 0 | 0 | 0 | 0
| E201 | Low Income Weatherization | 2016 | 10590 - 2 | LIW: Windows - DP to DP - SF - SH | 30 |  | 0 |  | SF Space Heat | 0 | 0 | 0 | 0 |  |  | 30 | 0 | 0 | 0 | 0 |  |  |  |  | 0 | 0 |  |  | 0 | 0 | 0 | 0 | 0 | 0 | 0 | 0 | 0
| E201 | Low Income Weatherization | 2016 | 10591 - 2 | LIW: Windows - DP to DP - SF - TE | 30 |  | 0 |  | SF Space Heat | 0 | 211.2 | 794 | 794.05 | 0.07 |  | 30 | 0.001661 | 0 | 0 | 0 |  |  |  |  | 0 | 0 |  |  | 2.2068 | 0 | 2.2068 | 0 | 0 | 0 | 0 | 0 | 0
| E201 | Low Income Weatherization | 2016 | 10594 - 2 | LIW: Windows - SP to DP - MH - SH | 25 |  | 0 |  | SF Space Heat | 1 | 0 | 0 | 0 |  |  | 25 | 0 | 0 | 0 | 0 |  |  |  |  | 0 | 0 |  |  | 0 | 0 | 0 | 0 | 0 | 0 | 0 | 0 | 0
| E201 | Low Income Weatherization | 2016 | 10595 - 2 | LIW: Windows - SP to DP - MH - TE | 25 |  | 911.6 |  | SF Space Heat | 14 | 12762.4 | 21738 | 21738 | 0.06 |  | 25 | 0.083643 | 1552.7143 | 1552.7143 | 911.6 |  |  |  |  | 9.1458 | 0 |  |  | 1.9837 | 25316.4949 | 1.9837 | 0 | 25316.4949 | 0 | 25316.4949 | 25316.4949 | 27857.2902
| E201 | Low Income Weatherization | 2016 | 10597 - 2 | LIW: Windows - SP to DP - SF - TE | 30 |  | 1174.2 |  | SF Space Heat | 2 | 2348.4 | 3214 | 3213.6 | 0.17 |  | 30 | 0.018469 | 1607 | 1606.8 | 1174.2 |  |  |  |  | 3.9122 | 0 |  |  | 2.2068 | 5182.3373 | 2.2068 | 0 | 5182.3373 | 0 | 5182.3373 | 5182.3373 | 5704.4833
| E201 | Low Income Weatherization | 2016 | 10273 - 1 | LIW: Zone Heater - Baseboard - SF - SH | 20 |  | 0 |  | SF Space Heat | 1 | 0 | 0 | 0 |  |  | 20 | 0 | 0 | 0 | 0 |  |  |  |  | 0 | 0 |  |  | 0 | 0 | 0 | 0 | 0 | 0 | 0 | 0 | 0
| E201 | Low Income Weatherization | 2016 | 10274 - 1 | LIW: Zone Heater - Baseboard - SF - TE | 20 |  | 0 |  | SF Space Heat | 0 | 0 | 67 | 67.32 |  |  | 20 | 0 | 0 | 0 | 0 |  |  |  |  | 0 | 0 |  |  | 0 | 0 | 0 | 0 | 0 | 0 | 0 | 0 | 0
| E201 | Low Income Weatherization | 2016 | 10573 - 1 | LIW: Water Heater - Replacement - MH - TE | 7 |  | 0 |  | Res Water Heat | 1 | 0 | 2074 | 2073.6 |  |  | 7 | 0 | 2074 | 2073.6 | 0 |  |  |  |  | 0 | 0 |  |  | 0 | 0 | 0 | 0 | 0 | 0 | 0 | 0 | 0
| E201 | Low Income Weatherization | 2016 | 10353 - 1 | LIW: Education Visit - Initial - MH - TE | 1 |  | 0 |  | Repairs | 0 | 0 | 120 | 120 |  |  | 1 | 0 | 0 | 0 | 0 |  |  |  |  | 0 | 0 |  |  | 0 | 0 | 0 | 0 | 0 | 0 | 0 | 0 | 0
| E201 | Low Income Weatherization | 2016 | 10348 - 1 | LIW: Ground Vapor Barrier - SF - SH | 5 |  | 0 |  | SF Space Heat | 3 | 0 | 0 | 0 |  |  | 5 | 0 | 0 | 0 | 0 |  |  |  |  | 0 | 0 |  |  | 0 | 0 | 0 | 0 | 0 | 0 | 0 | 0 | 0
| E201 | Low Income Weatherization | 2016 | 10347 - 1 | LIW: Ground Vapor Barrier - MH - TE | 5 |  | 0 |  | SF Space Heat | 49 | 0 | 22319 | 22318.6 |  |  | 5 | 0 | 455.4898 | 455.4816 | 0 |  |  |  |  | 0 | 0 |  |  | 0 | 0 | 0 | 0 | 0 | 0 | 0 | 0 | 0
| E201 | Low Income Weatherization | 2016 | 10346 - 1 | LIW: Ground Vapor Barrier - MH - SH | 5 |  | 0 |  | SF Space Heat | 2 | 0 | 0 | 0 |  |  | 5 | 0 | 0 | 0 | 0 |  |  |  |  | 0 | 0 |  |  | 0 | 0 | 0 | 0 | 0 | 0 | 0 | 0 | 0
| E201 | Low Income Weatherization | 2016 | 10338 - 1 | LIW: Furnace - Replacement - SF - SH | 15 |  | 0 |  | SF Space Heat | 6 | 0 | 0 | 0 |  |  | 15 | 0 | 0 | 0 | 0 |  |  |  |  | 0 | 0 |  |  | 0 | 0 | 0 | 0 | 0 | 0 | 0 | 0 | 0
| E201 | Low Income Weatherization | 2016 | 10336 - 1 | LIW: Furnace - Replacement - MH - SH | 15 |  | 0 |  | SF Space Heat | 4 | 0 | 0 | 0 |  |  | 15 | 0 | 0 | 0 | 0 |  |  |  |  | 0 | 0 |  |  | 0 | 0 | 0 | 0 | 0 | 0 | 0 | 0 | 0
| E201 | Low Income Weatherization | 2016 | 10335 - 1 | LIW: Furnace - Replacement - MF - TE | 15 |  | 0 |  | MF Space Heat | 0 | 0 | 2684 | 2684.02 |  |  | 15 | 0 | 0 | 0 | 0 |  |  |  |  | 0 | 0 |  |  | 0 | 0 | 0 | 0 | 0 | 0 | 0 | 0 | 0
| E201 | Low Income Weatherization | 2016 | 10342 - 1 | LIW: Furnace - Replacement - Gas - 95pc - SF - SH | 15 |  | 0 |  | SF Space Heat | 6 | 0 | 0 | 0 |  |  | 15 | 0 | 0 | 0 | 0 |  |  |  |  | 0 | 0 |  |  | 0 | 0 | 0 | 0 | 0 | 0 | 0 | 0 | 0
| E201 | Low Income Weatherization | 2016 | 10439 - 2 | LIW: Fixture - LED - SF - TE | 15 |  | 27.3 |  | Res Lighting | 33 | 900.9 | 970 | 969.6 | 0 |  | 15 | 0.0035426 | 29.3939 | 29.3818 | 27.3 |  |  |  |  | 0 | 0 |  |  | 0.87865 | 791.574 | 0.87865 | 0 | 791.574 | 0 | 791.574 | 791.574 | 870.7314
| E201 | Low Income Weatherization | 2016 | 10438 - 2 | LIW: Fixture - LED - SF - SH | 15 |  | 0 |  | Res Lighting | 2 | 0 | 0 | 0 |  |  | 15 | 0 | 0 | 0 | 0 |  |  |  |  | 0 | 0 |  |  | 0 | 0 | 0 | 0 | 0 | 0 | 0 | 0 | 0
| E201 | Low Income Weatherization | 2016 | 10307 - 1 | LIW: Carbon Monoxide Detector - SF - TE | 1 |  | 0 |  | Repairs | 30 | 0 | 3610 | 3609.91 |  |  | 1 | 0 | 120.3333 | 120.3303 | 0 |  |  |  |  | 0 | 0 |  |  | 0 | 0 | 0 | 0 | 0 | 0 | 0 | 0 | 0
| E201 | Low Income Weatherization | 2016 | 10435 - 2 | LIW: Fixture - LED - MF - TE | 15 |  | 26.43 |  | Res Lighting | 1979 | 52304.97 | 94992 | 94992 | 0 |  | 15 | 0.20568 | 48 | 48 | 26.43 |  |  |  |  | 0 | 0 |  |  | 0.87865 | 45957.6579 | 0.87865 | 0 | 45957.6579 | 0 | 45957.6579 | 45957.6579 | 50553.4237
| E201 | Low Income Weatherization | 2016 | 10449 - 1 | LIW: Door - Sweep - MH - TE | 1 |  | 0 |  | SF Space Heat | 1 | 0 | 75 | 75.26 |  |  | 1 | 0 | 75 | 75.26 | 0 |  |  |  |  | 0 | 0 |  |  | 0 | 0 | 0 | 0 | 0 | 0 | 0 | 0 | 0
| E201 | Low Income Weatherization | 2016 | 11942 - 1 | LIW: Ductless Heat Pump - SIR - SF - TE | 15 |  | 10698 |  | SF Space Heat | 1 | 10698 | 12433 | 12432.92 |  |  | 15 | 0.042068 | 12433 | 12432.92 | 10698 |  |  |  |  | 0 | 0 |  |  | 1.4659 | 15682.0576 | 1.4659 | 0 | 15682.0576 | 0 | 15682.0576 | 15682.0576 | 17250.2634
| E201 | Low Income Weatherization | 2016 | 10681 - 1 | LIW: Ductless Heat Pump - SIR - MF - TE | 15 |  | 1407.6615 |  | MF Space Heat | 65 | 91498 | 106859 | 106858.95 |  |  | 15 | 0.3598 | 1643.9846 | 1643.9838 | 1407.6615 |  |  |  |  | 0 | 0 |  |  | 1.2701 | 116215.594 | 1.2701 | 0 | 116215.594 | 0 | 116215.594 | 116215.594 | 127837.1534
| E201 | Low Income Weatherization | 2016 | 10323 - 2 | LIW: Ductless Heat Pump - SF - TE | 15 |  | 2645 |  | SF Space Heat | 65 | 171925 | 318514 | 318514.27 | 37.13 |  | 15 | 0.67606 | 4900.2154 | 4900.2195 | 2645 |  |  |  |  | 20951.1817 | 0 |  |  | 1.4659 | 252022.5983 | 1.4659 | 0 | 252022.5983 | 0 | 252022.5983 | 252022.5983 | 298176.0398
| E201 | Low Income Weatherization | 2016 | 10322 - 2 | LIW: Ductless Heat Pump - SF - SH | 15 |  | 0 |  | SF Space Heat | 8 | 0 | 0 | 0 |  |  | 15 | 0 | 0 | 0 | 0 |  |  |  |  | 0 | 0 |  |  | 0 | 0 | 0 | 0 | 0 | 0 | 0 | 0 | 0
| E201 | Low Income Weatherization | 2016 | 10321 - 2 | LIW: Ductless Heat Pump - MH - TE | 18 |  | 3448 |  | SF Space Heat | 82 | 282736 | 389807 | 389807.1 | 67.11 |  | 18 | 1.3342 | 4753.7439 | 4753.7451 | 3448 |  |  |  |  | 52406.9682 | 0 |  |  | 1.6434 | 464643.0635 | 1.6434 | 0 | 464643.0635 | 0 | 464643.0635 | 464643.0635 | 563514.338
| E201 | Low Income Weatherization | 2016 | 10691 - 2 | LIW: Ductless Heat Pump - MF - TE | 15 |  | 2645 |  | MF Space Heat | 28 | 74060 | 109705 | 109705.4 |  |  | 15 | 0.29123 | 3918.0357 | 3918.05 | 2645 |  |  |  |  | 0 | 0 |  |  | 1.2701 | 94066.8309 | 1.2701 | 0 | 94066.8309 | 0 | 94066.8309 | 94066.8309 | 103473.5139
| E201 | Low Income Weatherization | 2016 | 10556 - 1 | LIW: Insulation - Water Heater Pipe - MF - TE | 15 |  | 20 |  | Res Water Heat | 120 | 2400 | 2880 | 2880 | 0 |  | 15 | 0.0094375 | 24 | 24 | 20 |  |  |  |  | 0 | 0 |  |  | 0.84607 | 2030.563 | 0.84607 | 0 | 2030.563 | 0 | 2030.563 | 2030.563 | 2233.6193
| E201 | Low Income Weatherization | 2016 | 10464 - 1 | LIW: Door - Weather Strip - MH - TE | 1 |  | 0 |  | SF Space Heat | 3 | 0 | 553 | 553.05 |  |  | 1 | 0 | 184.3333 | 184.35 | 0 |  |  |  |  | 0 | 0 |  |  | 0 | 0 | 0 | 0 | 0 | 0 | 0 | 0 | 0
| E201 | Low Income Weatherization | 2016 | 10349 - 1 | LIW: Ground Vapor Barrier - SF - TE | 5 |  | 0 |  | Res Space Heat | 34 | 0 | 14539 | 14539.42 |  |  | 5 | 0 | 427.6176 | 427.63 | 0 |  |  |  |  | 0 | 0 |  |  | 0 | 0 | 0 | 0 | 0 | 0 | 0 | 0 | 0
| E201 | Low Income Weatherization | 2016 | 10437 - 1 | LIW: Fixture - LED - MH - TE | 15 |  | 29.41 |  | Res Lighting | 13 | 382.33 | 542 | 542.42 | 0 |  | 15 | 0.0015034 | 41.6923 | 41.7246 | 29.41 |  |  |  |  | 0 | 0 |  |  | 0.87865 | 335.9335 | 0.87865 | 0 | 335.9335 | 0 | 335.9335 | 335.9335 | 369.5268
| E201 | Low Income Weatherization | 2016 | 10387 - 2 | LIW: Insulation - Wall - R0 to R11 - MH - SH | 25 |  | 0 |  | SF Space Heat | 1 | 0 | 0 | 0 |  |  | 25 | 0 | 0 | 0 | 0 |  |  |  |  | 0 | 0 |  |  | 0 | 0 | 0 | 0 | 0 | 0 | 0 | 0 | 0
| E201 | Low Income Weatherization | 2016 | 10317 - 2 | LIW: Sealing - Duct - SF - SH | 20 |  | 0 |  | SF Space Heat | 5 | 0 | 0 | 0 |  |  | 20 | 0 | 0 | 0 | 0 |  |  |  |  | 0 | 0 |  |  | 0 | 0 | 0 | 0 | 0 | 0 | 0 | 0 | 0
| E201 | Low Income Weatherization | 2016 | 10315 - 2 | LIW: Sealing - Duct - MH - TE | 20 |  | 1042.5 |  | SF Space Heat | 84 | 87570 | 53950 | 53950.08 | 0 |  | 20 | 0.45914 | 642.2619 | 642.2629 | 1042.5 |  |  |  |  | 0 | 0 |  |  | 1.7467 | 152955.0897 | 1.7467 | 0 | 152955.0897 | 0 | 152955.0897 | 152955.0897 | 168250.5987
| E201 | Low Income Weatherization | 2016 | 10314 - 2 | LIW: Sealing - Duct - MH - SH | 20 |  | 0 |  | SF Space Heat | 2 | 0 | 0 | 0 |  |  | 20 | 0 | 0 | 0 | 0 |  |  |  |  | 0 | 0 |  |  | 0 | 0 | 0 | 0 | 0 | 0 | 0 | 0 | 0
| E201 | Low Income Weatherization | 2016 | 10528 - 1 | LIW: Sealing - Air - Walls - MF - TE | 30 |  | 0 |  | MF Space Heat | 22 | 0 | 286068 | 286067.99 | 0 |  | 30 | 0 | 13003.0909 | 13003.0905 | 0 |  |  |  |  | 0 | 0 |  |  | 0 | 0 | 0 | 0 | 0 | 0 | 0 | 0 | 0
| E201 | Low Income Weatherization | 2016 | 10282 - 1 | LIW: Sealing - Air - Package - MF - TE | 20 |  | 23592.8453 |  | MF Space Heat | 15 | 353892.68 | 0 | 0 | 0 |  | 20 | 1.8555 | 0 | 0 | 23592.8453 |  |  |  |  | 0 | 0 |  |  | 1.5182 | 537278.7016 | 1.5182 | 0 | 537278.7016 | 0 | 537278.7016 | 537278.7016 | 591006.5718
| E201 | Low Income Weatherization | 2016 | 10689 - 1 | LIW: Sealing - Air - Package - 20 plus - SIR - MF - TE | 20 |  | -16064.0636 |  | MF Space Heat | 11 | -176704.7 | 0 | 0 |  |  | 20 | -0.92648 | 0 | 0 | -16064.0636 |  |  |  |  | 0 | 0 |  |  | 1.5182 | -268272.4938 | 1.5182 | 0 | -268272.4938 | 0 | -268272.4938 | -268272.4938 | -295099.7431
| E201 | Low Income Weatherization | 2016 | 10524 - 2 | LIW: Sealing - Air - Mech Vent - MF - TE | 10 |  | 143 |  | MF Space Heat | 64 | 9152 | 19200 | 19200 | 0 |  | 10 | 0.023992 | 300 | 300 | 143 |  |  |  |  | 0 | 0 |  |  | 0.94431 | 8642.2998 | 0.94431 | 0 | 8642.2998 | 0 | 8642.2998 | 8642.2998 | 9506.5298
| E201 | Low Income Weatherization | 2016 | 10522 - 1 | LIW: Sealing - Air - Floor - MF - TE | 30 |  | 0 |  | MF Space Heat | 5 | 0 | 9323 | 9322.92 | 0 |  | 30 | 0 | 1864.6 | 1864.584 | 0 |  |  |  |  | 0 | 0 |  |  | 0 | 0 | 0 | 0 | 0 | 0 | 0 | 0 | 0
| E201 | Low Income Weatherization | 2016 | 10521 - 1 | LIW: Sealing - Air - Floor - MF - SH | 30 |  | 0 |  | MF Space Heat | 1 | 0 | 0 | 0 |  |  | 30 | 0 | 0 | 0 | 0 |  |  |  |  | 0 | 0 |  |  | 0 | 0 | 0 | 0 | 0 | 0 | 0 | 0 | 0
| E201 | Low Income Weatherization | 2016 | 10507 - 1 | LIW: Repair - Roof - SF - SH | 1 |  | 0 |  | Repairs | 4 | 0 | 0 | 0 |  |  | 1 | 0 | 0 | 0 | 0 |  |  |  |  | 0 | 0 |  |  | 0 | 0 | 0 | 0 | 0 | 0 | 0 | 0 | 0
| E201 | Low Income Weatherization | 2016 | 10280 - 1 | LIW: Safety Test - Combustion - SF - TE | 1 |  | 0 |  | Repairs | 15 | 0 | 3222 | 3221.52 |  |  | 1 | 0 | 214.8 | 214.768 | 0 |  |  |  |  | 0 | 0 |  |  | 0 | 0 | 0 | 0 | 0 | 0 | 0 | 0 | 0
| E201 | Low Income Weatherization | 2016 | 10529 - 2 | LIW: Sealing - Shell - MH - SH | 25 |  | 0 |  | SF Space Heat | 2 | 0 | 0 | 0 |  |  | 25 | 0 | 0 | 0 | 0 |  |  |  |  | 0 | 0 |  |  | 0 | 0 | 0 | 0 | 0 | 0 | 0 | 0 | 0
| E201 | Low Income Weatherization | 2016 | 10278 - 1 | LIW: Safety Test - Combustion - MH - TE | 1 |  | 0 |  | Repairs | 7 | 0 | 1754 | 1754.19 |  |  | 1 | 0 | 250.5714 | 250.5986 | 0 |  |  |  |  | 0 | 0 |  |  | 0 | 0 | 0 | 0 | 0 | 0 | 0 | 0 | 0
| E201 | Low Income Weatherization | 2016 | 10277 - 1 | LIW: Safety Test - Combustion - MH - SH | 1 |  | 0 |  | Repairs | 1 | 0 | 0 | 0 |  |  | 1 | 0 | 0 | 0 | 0 |  |  |  |  | 0 | 0 |  |  | 0 | 0 | 0 | 0 | 0 | 0 | 0 | 0 | 0
| E201 | Low Income Weatherization | 2016 | 10276 - 1 | LIW: Safety Test - Combustion - MF - TE | 1 |  | 0 |  | Repairs | 1 | 0 | 525 | 525.12 |  |  | 1 | 0 | 525 | 525.12 | 0 |  |  |  |  | 0 | 0 |  |  | 0 | 0 | 0 | 0 | 0 | 0 | 0 | 0 | 0
| E201 | Low Income Weatherization | 2016 | 10569 - 1 | LIW: Repair - Water Heater - SF - TE | 7 |  | 0 |  | Repairs | 1 | 0 | 167 | 167.15 |  |  | 7 | 0 | 167 | 167.15 | 0 |  |  |  |  | 0 | 0 |  |  | 0 | 0 | 0 | 0 | 0 | 0 | 0 | 0 | 0
| E201 | Low Income Weatherization | 2016 | 10514 - 1 | LIW: Repair - Structural - SF - TE | 1 |  | 0 |  | Repairs | 7 | 0 | 4171 | 4170.74 |  |  | 1 | 0 | 595.8571 | 595.82 | 0 |  |  |  |  | 0 | 0 |  |  | 0 | 0 | 0 | 0 | 0 | 0 | 0 | 0 | 0
| E201 | Low Income Weatherization | 2016 | 10513 - 1 | LIW: Repair - Structural - SF - SH | 1 |  | 0 |  | Repairs | 5 | 0 | 0 | 0 |  |  | 1 | 0 | 0 | 0 | 0 |  |  |  |  | 0 | 0 |  |  | 0 | 0 | 0 | 0 | 0 | 0 | 0 | 0 | 0
| E201 | Low Income Weatherization | 2016 | 10512 - 1 | LIW: Repair - Structural - MH - TE | 1 |  | 0 |  | Repairs | 10 | 0 | 7086 | 7085.58 |  |  | 1 | 0 | 708.6 | 708.558 | 0 |  |  |  |  | 0 | 0 |  |  | 0 | 0 | 0 | 0 | 0 | 0 | 0 | 0 | 0
| E201 | Low Income Weatherization | 2016 | 10511 - 1 | LIW: Repair - Structural - MH - SH | 1 |  | 0 |  | Repairs | 8 | 0 | 0 | 0 |  |  | 1 | 0 | 0 | 0 | 0 |  |  |  |  | 0 | 0 |  |  | 0 | 0 | 0 | 0 | 0 | 0 | 0 | 0 | 0
| E201 | Low Income Weatherization | 2016 | 10509 - 1 | LIW: Repair - Structural - MF - SH | 1 |  | 0 |  | Repairs | 0 | 0 | 0 | 0 |  |  | 1 | 0 | 0 | 0 | 0 |  |  |  |  | 0 | 0 |  |  | 0 | 0 | 0 | 0 | 0 | 0 | 0 | 0 | 0
| E201 | Low Income Weatherization | 2016 | 10508 - 1 | LIW: Repair - Roof - SF - TE | 1 |  | 0 |  | Repairs | 1 | 0 | 876 | 876 |  |  | 1 | 0 | 876 | 876 | 0 |  |  |  |  | 0 | 0 |  |  | 0 | 0 | 0 | 0 | 0 | 0 | 0 | 0 | 0
| E201 | Low Income Weatherization | 2016 | 10391 - 2 | LIW: Insulation - Wall - R0 to R11 - SF - TE | 30 |  | 903.3076 |  | SF Space Heat | 21 | 18969.46 | 34773 | 34772.63 | 0.03 |  | 30 | 0.14919 | 1655.8571 | 1655.8395 | 903.3076 |  |  |  |  | 7.2491 | 0 |  |  | 2.2068 | 41860.9012 | 2.2068 | 0 | 41860.9012 | 0 | 41860.9012 | 41860.9012 | 46054.2404
| E201 | Low Income Weatherization | 2016 | 10311 - 1 | LIW: Smoke Detector - MH - TE | 1 |  | 0 |  | Repairs | 25 | 0 | 1810 | 1810.01 |  |  | 1 | 0 | 72.4 | 72.4004 | 0 |  |  |  |  | 0 | 0 |  |  | 0 | 0 | 0 | 0 | 0 | 0 | 0 | 0 | 0
| E201 | Low Income Weatherization | 2016 | 10471 - 2 | LIW: Ventilation - Whole House - SF - SH | 10 |  | 0 |  | SF Space Heat | 2 | 0 | 0 | 0 |  |  | 10 | 0 | 0 | 0 | 0 |  |  |  |  | 0 | 0 |  |  | 0 | 0 | 0 | 0 | 0 | 0 | 0 | 0 | 0
| E201 | Low Income Weatherization | 2016 | 10470 - 2 | LIW: Ventilation - Whole House - MH - TE | 10 |  | 143 |  | SF Space Heat | 97 | 13871 | 6196 | 6195.96 | 0 |  | 10 | 0.036363 | 63.8763 | 63.8759 | 143 |  |  |  |  | 0 | 0 |  |  | 1.0944 | 15180.7979 | 1.0944 | 0 | 15180.7979 | 0 | 15180.7979 | 15180.7979 | 16698.8777
| E201 | Low Income Weatherization | 2016 | 10469 - 2 | LIW: Ventilation - Whole House - MH - SH | 10 |  | 0 |  | SF Space Heat | 1 | 0 | 0 | 0 |  |  | 10 | 0 | 0 | 0 | 0 |  |  |  |  | 0 | 0 |  |  | 0 | 0 | 0 | 0 | 0 | 0 | 0 | 0 | 0
| E201 | Low Income Weatherization | 2016 | 10468 - 2 | LIW: Ventilation - Whole House - MF - TE | 10 |  | 161 |  | MF Space Heat | 14 | 2254 | 840 | 840 | 0 |  | 10 | 0.005909 | 60 | 60 | 161 |  |  |  |  | 0 | 0 |  |  | 0.94431 | 2128.4685 | 0.94431 | 0 | 2128.4685 | 0 | 2128.4685 | 2128.4685 | 2341.3154
| E201 | Low Income Weatherization | 2016 | 10478 - 1 | LIW: Ventilation - Mechanical - SF - TE | 10 |  | 0 |  | SF Space Heat | 50 | 0 | 59691 | 59691.25 |  |  | 10 | 0 | 1193.82 | 1193.825 | 0 |  |  |  |  | 0 | 0 |  |  | 0 | 0 | 0 | 0 | 0 | 0 | 0 | 0 | 0
| E201 | Low Income Weatherization | 2016 | 10477 - 1 | LIW: Ventilation - Mechanical - SF - SH | 10 |  | 0 |  | SF Space Heat | 15 | 0 | 0 | 0 |  |  | 10 | 0 | 0 | 0 | 0 |  |  |  |  | 0 | 0 |  |  | 0 | 0 | 0 | 0 | 0 | 0 | 0 | 0 | 0
| E201 | Low Income Weatherization | 2016 | 10476 - 1 | LIW: Ventilation - Mechanical - MH - TE | 10 |  | 0 |  | SF Space Heat | 55 | 0 | 67707 | 67706.86 |  |  | 10 | 0 | 1231.0364 | 1231.0338 | 0 |  |  |  |  | 0 | 0 |  |  | 0 | 0 | 0 | 0 | 0 | 0 | 0 | 0 | 0
| E201 | Low Income Weatherization | 2016 | 10475 - 1 | LIW: Ventilation - Mechanical - MH - SH | 10 |  | 0 |  | SF Space Heat | 2 | 0 | 0 | 0 |  |  | 10 | 0 | 0 | 0 | 0 |  |  |  |  | 0 | 0 |  |  | 0 | 0 | 0 | 0 | 0 | 0 | 0 | 0 | 0
| E201 | Low Income Weatherization | 2016 | 10474 - 1 | LIW: Ventilation - Mechanical - MF - TE | 10 |  | 0 |  | MF Space Heat | 0 | 0 | 1287 | 1286.54 |  |  | 10 | 0 | 0 | 0 | 0 |  |  |  |  | 0 | 0 |  |  | 0 | 0 | 0 | 0 | 0 | 0 | 0 | 0 | 0
| E201 | Low Income Weatherization | 2016 | 10473 - 1 | LIW: Ventilation - Mechanical - MF - SH | 10 |  | 0 |  | MF Space Heat | 1 | 0 | 0 | 0 |  |  | 10 | 0 | 0 | 0 | 0 |  |  |  |  | 0 | 0 |  |  | 0 | 0 | 0 | 0 | 0 | 0 | 0 | 0 | 0
| E201 | Low Income Weatherization | 2016 | 10318 - 2 | LIW: Sealing - Duct - SF - TE | 20 |  | 840 |  | SF Space Heat | 14 | 11760 | 9568 | 9568.45 | 11 |  | 20 | 0.061659 | 683.4286 | 683.4607 | 840 |  |  |  |  | 1538.2282 | 0 |  |  | 1.7467 | 20540.7315 | 1.7467 | 0 | 20540.7315 | 0 | 20540.7315 | 20540.7315 | 24133.0328
| E201 | Low Income Weatherization | 2016 | 10313 - 1 | LIW: Smoke Detector - SF - TE | 1 |  | 0 |  | Repairs | 16 | 0 | 978 | 977.7 |  |  | 1 | 0 | 61.125 | 61.1063 | 0 |  |  |  |  | 0 | 0 |  |  | 0 | 0 | 0 | 0 | 0 | 0 | 0 | 0 | 0
| E201 | Low Income Weatherization | 2016 | 11868 - 1 | LIW: SIR Measure - Savings | 25 |  | 21113 |  | SF Space Heat | 2 | 42226 | 0 | 0 |  |  | 25 | 0.27674 | 0 | 0 | 21113 |  |  |  |  | 0 | 0 |  |  | 1.9837 | 83762.7964 | 1.9837 | 0 | 83762.7964 | 0 | 83762.7964 | 83762.7964 | 92139.0761
| E201 | Low Income Weatherization | 2016 | 10459 - 1 | LIW: Showerhead - SF - TE | 10 |  | 139 |  | Res Water Heat | 6 | 834 | 140 | 140.48 | 11.4 |  | 10 | 0.0021864 | 23.3333 | 23.4133 | 139 |  |  |  |  | 463.7693 | 0 |  |  | 0.61844 | 515.7788 | 0.61844 | 0 | 515.7788 | 0 | 515.7788 | 515.7788 | 1031.126
| E201 | Low Income Weatherization | 2016 | 10456 - 1 | LIW: Showerhead - MH - TE | 10 |  | 139 |  | Res Water Heat | 12 | 1668 | 284 | 284.41 | 11.4 |  | 10 | 0.0043727 | 23.6667 | 23.7008 | 139 |  |  |  |  | 927.5386 | 0 |  |  | 0.61844 | 1031.5575 | 0.61844 | 0 | 1031.5575 | 0 | 1031.5575 | 1031.5575 | 2062.2519
| E201 | Low Income Weatherization | 2016 | 10453 - 1 | LIW: Showerhead - MF - TE | 10 |  | 139 |  | Res Water Heat | 70 | 9730 | 3402 | 3402 | 11.4 |  | 10 | 0.025508 | 48.6 | 48.6 | 139 |  |  |  |  | 5410.6421 | 0 |  |  | 0.61844 | 6017.419 | 0.61844 | 0 | 6017.419 | 0 | 6017.419 | 6017.419 | 12029.8029
| E201 | Low Income Weatherization | 2016 | 10533 - 2 | LIW: Sealing - Shell - SF - TE | 20 |  | 332.0418 |  | SF Space Heat | 65 | 21582.72 | 54963 | 54963.13 | 0.01 |  | 20 | 0.11316 | 845.5846 | 845.5866 | 332.0418 |  |  |  |  | 6.4925 | 0 |  |  | 1.7467 | 37697.6918 | 1.7467 | 0 | 37697.6918 | 0 | 37697.6918 | 37697.6918 | 41473.9535
| E201 | Low Income Weatherization | 2016 | 10532 - 2 | LIW: Sealing - Shell - SF - SH | 20 |  | 0 |  | SF Space Heat | 11 | 0 | 0 | 0 |  |  | 20 | 0 | 0 | 0 | 0 |  |  |  |  | 0 | 0 |  |  | 0 | 0 | 0 | 0 | 0 | 0 | 0 | 0 | 0
| E201 | Low Income Weatherization | 2016 | 10530 - 2 | LIW: Sealing - Shell - MH - TE | 25 |  | 144.3725 |  | SF Space Heat | 109 | 15736.6 | 94309 | 94309.21 | 0 |  | 25 | 0.10314 | 865.2202 | 865.2221 | 144.3725 |  |  |  |  | 0 | 0 |  |  | 1.9837 | 31216.3506 | 1.9837 | 0 | 31216.3506 | 0 | 31216.3506 | 31216.3506 | 34337.9857
| E201 | Low Income Weatherization | 2016 | 10279 - 1 | LIW: Safety Test - Combustion - SF - SH | 1 |  | 0 |  | Repairs | 7 | 0 | 0 | 0 |  |  | 1 | 0 | 0 | 0 | 0 |  |  |  |  | 0 | 0 |  |  | 0 | 0 | 0 | 0 | 0 | 0 | 0 | 0 | 0
| E201 | Low Income Weatherization | 2016 | 10538 - 1 | LIW: Thermostat - Setback - MH - TE | 5 |  | 0 |  | Repairs | 2 | 0 | 360 | 360.4 |  |  | 5 | 0 | 180 | 180.2 | 0 |  |  |  |  | 0 | 0 |  |  | 0 | 0 | 0 | 0 | 0 | 0 | 0 | 0 | 0
| E201 | Low Income Weatherization | 2016 | 10421 - 3 | LIW: Lamp - LED - A Lamp - MF - TE | 12 |  | 16.52 |  | Res Lighting | 782 | 12918.64 | 0 | 0 | 0 |  | 12 | 0.04064 | 0 | 0 | 16.52 |  |  |  |  | 0 | 0 |  |  | 0.74469 | 9620.3412 | 0.74469 | 0 | 9620.3412 | 0 | 9620.3412 | 9620.3412 | 10582.3753
| E201 | Low Income Weatherization | 2016 | 10268 - 2 | LIW: Refrigerator Replacement - SF - TE | 15 |  | 503 |  | Res Refrigerator | 10 | 5030 | 8196 | 8196.37 | 0 |  | 15 | 0.01978 | 819.6 | 819.637 | 503 |  |  |  |  | 0 | 0 |  |  | 0.74198 | 3732.1604 | 0.74198 | 0 | 3732.1604 | 0 | 3732.1604 | 3732.1604 | 4105.3764
| E201 | Low Income Weatherization | 2016 | 10267 - 2 | LIW: Refrigerator Replacement - SF - SH | 15 |  | 0 |  | Res Refrigerator | 2 | 0 | 0 | 0 |  |  | 15 | 0 | 0 | 0 | 0 |  |  |  |  | 0 | 0 |  |  | 0 | 0 | 0 | 0 | 0 | 0 | 0 | 0 | 0
| E201 | Low Income Weatherization | 2016 | 10266 - 2 | LIW: Refrigerator Replacement - MH - TE | 15 |  | 503 |  | Res Refrigerator | 16 | 8048 | 11407 | 11407.2 | 0 |  | 15 | 0.031647 | 712.9375 | 712.95 | 503 |  |  |  |  | 0 | 0 |  |  | 0.74198 | 5971.4566 | 0.74198 | 0 | 5971.4566 | 0 | 5971.4566 | 5971.4566 | 6568.6023
| E201 | Low Income Weatherization | 2016 | 10265 - 2 | LIW: Refrigerator Replacement - MH - SH | 15 |  | 0 |  | Res Refrigerator | 2 | 0 | 0 | 0 |  |  | 15 | 0 | 0 | 0 | 0 |  |  |  |  | 0 | 0 |  |  | 0 | 0 | 0 | 0 | 0 | 0 | 0 | 0 | 0
| E201 | Low Income Weatherization | 2016 | 10264 - 2 | LIW: Refrigerator Replacement - MF - TE | 15 |  | 503 |  | Res Refrigerator | 1 | 503 | 905 | 905.26 | 0 |  | 15 | 0.001978 | 905 | 905.26 | 503 |  |  |  |  | 0 | 0 |  |  | 0.74198 | 373.216 | 0.74198 | 0 | 373.216 | 0 | 373.216 | 373.216 | 410.5376
| E201 | Low Income Weatherization | 2016 | 10673 - 1 | LIW: Lamp - TLED - T8 - MF - TE | 12 |  | 33.39 |  | Res Lighting | 1828 | 61036.92 | 32904 | 32904 |  |  | 12 | 0.19201 | 18 | 18 | 33.39 |  |  |  |  | 0 | 0 |  |  | 0.74469 | 45453.391 | 0.74469 | 0 | 45453.391 | 0 | 45453.391 | 45453.391 | 49998.7301
| E201 | Low Income Weatherization | 2016 | 10425 - 3 | LIW: Lamp - LED - A Lamp - SF - TE | 12 |  | 20.67 |  | Res Lighting | 901 | 18623.67 | 0 | 0 | 0 |  | 12 | 0.058587 | 0 | 0 | 20.67 |  |  |  |  | 0 | 0 |  |  | 0.74469 | 13868.8019 | 0.74469 | 0 | 13868.8019 | 0 | 13868.8019 | 13868.8019 | 15255.6821
| E201 | Low Income Weatherization | 2016 | 10425 - 2 | LIW: Lamp - LED - A Lamp - SF - TE | 12 |  | 0 |  | Res Lighting | 0 | 0 | 16218 | 16218 | 0 |  | 12 | 0 | 0 | 0 | 0 |  |  |  |  | 0 | 0 |  |  | 0 | 0 | 0 | 0 | 0 | 0 | 0 | 0 | 0
| E201 | Low Income Weatherization | 2016 | 10424 - 2 | LIW: Lamp - LED - A Lamp - SF - SH | 12 |  | 0 |  | Res Lighting | 12 | 0 | 0 | 0 |  |  | 12 | 0 | 0 | 0 | 0 |  |  |  |  | 0 | 0 |  |  | 0 | 0 | 0 | 0 | 0 | 0 | 0 | 0 | 0
| E201 | Low Income Weatherization | 2016 | 10481 - 1 | LIW: Repair - Electrical - MH - SH | 1 |  | 0 |  | Repairs | 1 | 0 | 0 | 0 |  |  | 1 | 0 | 0 | 0 | 0 |  |  |  |  | 0 | 0 |  |  | 0 | 0 | 0 | 0 | 0 | 0 | 0 | 0 | 0
| E201 | Low Income Weatherization | 2016 | 10423 - 2 | LIW: Lamp - LED - A Lamp - MH - TE | 12 |  | 0 |  | Res Lighting | 0 | 0 | 18938 | 18937.56 | 0 |  | 12 | 0 | 0 | 0 | 0 |  |  |  |  | 0 | 0 |  |  | 0 | 0 | 0 | 0 | 0 | 0 | 0 | 0 | 0
| E201 | Low Income Weatherization | 2016 | 10421 - 2 | LIW: Lamp - LED - A Lamp - MF - TE | 12 |  | 0 |  | Res Lighting | 0 | 0 | 14076 | 14076 | 0 |  | 12 | 0 | 0 | 0 | 0 |  |  |  |  | 0 | 0 |  |  | 0 | 0 | 0 | 0 | 0 | 0 | 0 | 0 | 0
| E201 | Low Income Weatherization | 2016 | 10506 - 1 | LIW: Repair - Roof - MH - TE | 1 |  | 0 |  | Repairs | 4 | 0 | 5918 | 5917.98 |  |  | 1 | 0 | 1479.5 | 1479.495 | 0 |  |  |  |  | 0 | 0 |  |  | 0 | 0 | 0 | 0 | 0 | 0 | 0 | 0 | 0
| E201 | Low Income Weatherization | 2016 | 10518 - 1 | LIW: Sealing - Air - Ceiling - MF - TE | 30 |  | 0 |  | MF Space Heat | 12 | 0 | 31119 | 31119.39 | 0 |  | 30 | 0 | 2593.25 | 2593.2825 | 0 |  |  |  |  | 0 | 0 |  |  | 0 | 0 | 0 | 0 | 0 | 0 | 0 | 0 | 0
| E201 | Low Income Weatherization | 2016 | 10561 - 1 | LIW: Insulation - Water Heater Pipe - SF - SH | 15 |  | 8 |  | Res Water Heat | 5 | 40 | 0 | 0 |  |  | 15 | 0.00015729 | 0 | 0 | 8 |  |  |  |  | 0 | 0 |  |  | 0.84607 | 33.8427 | 0.84607 | 0 | 33.8427 | 0 | 33.8427 | 33.8427 | 37.227
| E201 | Low Income Weatherization | 2016 | 10559 - 1 | LIW: Insulation - Water Heater Pipe - MH - TE | 15 |  | 20 |  | Res Water Heat | 75 | 1500 | 5248 | 5247.7 | 0 |  | 15 | 0.0058985 | 69.9733 | 69.9693 | 20 |  |  |  |  | 0 | 0 |  |  | 0.84607 | 1269.1019 | 0.84607 | 0 | 1269.1019 | 0 | 1269.1019 | 1269.1019 | 1396.0121
| E201 | Low Income Weatherization | 2016 | 10558 - 1 | LIW: Insulation - Water Heater Pipe - MH - SH | 15 |  | 0 |  | Res Water Heat | 2 | 0 | 0 | 0 |  |  | 15 | 0 | 0 | 0 | 0 |  |  |  |  | 0 | 0 |  |  | 0 | 0 | 0 | 0 | 0 | 0 | 0 | 0 | 0
| E201 | Low Income Weatherization | 2016 | 10390 - 2 | LIW: Insulation - Wall - R0 to R11 - SF - SH | 30 |  | 0 |  | SF Space Heat | 8 | 0 | 0 | 0 |  |  | 30 | 0 | 0 | 0 | 0 |  |  |  |  | 0 | 0 |  |  | 0 | 0 | 0 | 0 | 0 | 0 | 0 | 0 | 0
| E201 | Low Income Weatherization | 2016 | 10388 - 1 | LIW: Insulation - Wall - R0 to R11 - MH - TE | 25 |  | 278.88 |  | SF Space Heat | 1 | 278.88 | 548 | 547.8 | 0 |  | 25 | 0.0018277 | 548 | 547.8 | 278.88 |  |  |  |  | 0 | 0 |  |  | 1.9837 | 553.2082 | 1.9837 | 0 | 553.2082 | 0 | 553.2082 | 553.2082 | 608.529
| E201 | Low Income Weatherization | 2016 | 10423 - 3 | LIW: Lamp - LED - A Lamp - MH - TE | 12 |  | 20.67 |  | Res Lighting | 1056 | 21827.52 | 0 | 0 | 0 |  | 12 | 0.068666 | 0 | 0 | 20.67 |  |  |  |  | 0 | 0 |  |  | 0.74469 | 16254.6669 | 0.74469 | 0 | 16254.6669 | 0 | 16254.6669 | 16254.6669 | 17880.1335
| E201 | Low Income Weatherization | 2016 | 10496 - 1 | LIW: Repair - Health - SF - TE | 1 |  | 0 |  | Repairs | 10 | 0 | 9144 | 9144.22 |  |  | 1 | 0 | 914.4 | 914.422 | 0 |  |  |  |  | 0 | 0 |  |  | 0 | 0 | 0 | 0 | 0 | 0 | 0 | 0 | 0
| E201 | Low Income Weatherization | 2016 | 10562 - 1 | LIW: Insulation - Water Heater Pipe - SF - TE | 15 |  | 20 |  | Res Water Heat | 54 | 1080 | 2677 | 2676.69 | 0 |  | 15 | 0.0042469 | 49.5741 | 49.5683 | 20 |  |  |  |  | 0 | 0 |  |  | 0.84607 | 913.7534 | 0.84607 | 0 | 913.7534 | 0 | 913.7534 | 913.7534 | 1005.1287
| E201 | Low Income Weatherization | 2016 | 10482 - 1 | LIW: Repair - Electrical - MH - TE | 1 |  | 0 |  | Repairs | 1 | 0 | 389 | 388.65 |  |  | 1 | 0 | 389 | 388.65 | 0 |  |  |  |  | 0 | 0 |  |  | 0 | 0 | 0 | 0 | 0 | 0 | 0 | 0 | 0
| E201 | Low Income Weatherization | 2016 | 10472 - 2 | LIW: Ventilation - Whole House - SF - TE | 10 |  | 143 |  | SF Space Heat | 105 | 15015 | 6623 | 6623.03 | 0 |  | 10 | 0.039362 | 63.0762 | 63.0765 | 143 |  |  |  |  | 0 | 0 |  |  | 1.0944 | 16432.8225 | 1.0944 | 0 | 16432.8225 | 0 | 16432.8225 | 16432.8225 | 18076.1047
| E201 | Low Income Weatherization | 2016 | 10505 - 1 | LIW: Repair - Roof - MH - SH | 1 |  | 0 |  | Repairs | 5 | 0 | 0 | 0 |  |  | 1 | 0 | 0 | 0 | 0 |  |  |  |  | 0 | 0 |  |  | 0 | 0 | 0 | 0 | 0 | 0 | 0 | 0 | 0
| E201 | Low Income Weatherization | 2016 | 10502 - 1 | LIW: Repair - Plumbing - SF - TE | 1 |  | 0 |  | Repairs | 4 | 0 | 8554 | 8553.6 |  |  | 1 | 0 | 2138.5 | 2138.4 | 0 |  |  |  |  | 0 | 0 |  |  | 0 | 0 | 0 | 0 | 0 | 0 | 0 | 0 | 0
| E201 | Low Income Weatherization | 2016 | 10501 - 1 | LIW: Repair - Plumbing - SF - SH | 1 |  | 0 |  | Repairs | 1 | 0 | 0 | 0 |  |  | 1 | 0 | 0 | 0 | 0 |  |  |  |  | 0 | 0 |  |  | 0 | 0 | 0 | 0 | 0 | 0 | 0 | 0 | 0
| E201 | Low Income Weatherization | 2016 | 10499 - 1 | LIW: Repair - Plumbing - MH - SH | 1 |  | 0 |  | Repairs | 7 | 0 | 0 | 0 |  |  | 1 | 0 | 0 | 0 | 0 |  |  |  |  | 0 | 0 |  |  | 0 | 0 | 0 | 0 | 0 | 0 | 0 | 0 | 0
| E201 | Low Income Weatherization | 2016 | 10495 - 1 | LIW: Repair - Health - SF - SH | 1 |  | 0 |  | Repairs | 8 | 0 | 0 | 0 |  |  | 1 | 0 | 0 | 0 | 0 |  |  |  |  | 0 | 0 |  |  | 0 | 0 | 0 | 0 | 0 | 0 | 0 | 0 | 0
| E201 | Low Income Weatherization | 2016 | 10494 - 1 | LIW: Repair - Health - MH - TE | 1 |  | 0 |  | Repairs | 1 | 0 | 1934 | 1934.16 |  |  | 1 | 0 | 1934 | 1934.16 | 0 |  |  |  |  | 0 | 0 |  |  | 0 | 0 | 0 | 0 | 0 | 0 | 0 | 0 | 0
| E201 | Low Income Weatherization | 2016 | 10493 - 1 | LIW: Repair - Health - MH - SH | 1 |  | 0 |  | Repairs | 1 | 0 | 0 | 0 |  |  | 1 | 0 | 0 | 0 | 0 |  |  |  |  | 0 | 0 |  |  | 0 | 0 | 0 | 0 | 0 | 0 | 0 | 0 | 0
| E201 | Low Income Weatherization | 2016 | 10489 - 1 | LIW: Repair - Floor - SF - SH | 1 |  | 0 |  | Repairs | 2 | 0 | 0 | 0 |  |  | 1 | 0 | 0 | 0 | 0 |  |  |  |  | 0 | 0 |  |  | 0 | 0 | 0 | 0 | 0 | 0 | 0 | 0 | 0
| E201 | Low Income Weatherization | 2016 | 10483 - 1 | LIW: Repair - Electrical - SF - SH | 1 |  | 0 |  | Repairs | 5 | 0 | 0 | 0 |  |  | 1 | 0 | 0 | 0 | 0 |  |  |  |  | 0 | 0 |  |  | 0 | 0 | 0 | 0 | 0 | 0 | 0 | 0 | 0
| E201 | Low Income Weatherization | 2016 | 10484 - 1 | LIW: Repair - Electrical - SF - TE | 1 |  | 0 |  | Repairs | 4 | 0 | 3210 | 3209.63 |  |  | 1 | 0 | 802.5 | 802.4075 | 0 |  |  |  |  | 0 | 0 |  |  | 0 | 0 | 0 | 0 | 0 | 0 | 0 | 0 | 0
| E201 | Low Income Weatherization | 2016 | 10479 - 1 | LIW: Repair - Electrical- MF - SH | 1 |  | 0 |  | Repairs | 1 | 0 | 0 | 0 |  |  | 1 | 0 | 0 | 0 | 0 |  |  |  |  | 0 | 0 |  |  | 0 | 0 | 0 | 0 | 0 | 0 | 0 | 0 | 0
| E201 | Low Income Weatherization | 2016 | 10500 - 1 | LIW: Repair - Plumbing - MH - TE | 1 |  | 0 |  | Repairs | 6 | 0 | 5843 | 5842.93 |  |  | 1 | 0 | 973.8333 | 973.8217 | 0 |  |  |  |  | 0 | 0 |  |  | 0 | 0 | 0 | 0 | 0 | 0 | 0 | 0 | 0
| E201 | Low Income Weatherization | 2016 | 10488 - 1 | LIW: Repair - Floor - MH - TE | 1 |  | 0 |  | Repairs | 4 | 0 | 1399 | 1398.6 |  |  | 1 | 0 | 349.75 | 349.65 | 0 |  |  |  |  | 0 | 0 |  |  | 0 | 0 | 0 | 0 | 0 | 0 | 0 | 0 | 0
| E201 | Low Income Weatherization | 2016 | 10491 - 1 | LIW: Repair - Health - MF - SH | 1 |  | 0 |  | Repairs | 2 | 0 | 0 | 0 |  |  | 1 | 0 | 0 | 0 | 0 |  |  |  |  | 0 | 0 |  |  | 0 | 0 | 0 | 0 | 0 | 0 | 0 | 0 | 0
| E201 | Low Income Weatherization | 2016 | 10490 - 1 | LIW: Repair - Floor - SF - TE | 1 |  | 0 |  | Repairs | 2 | 0 | 3096 | 3096 |  |  | 1 | 0 | 1548 | 1548 | 0 |  |  |  |  | 0 | 0 |  |  | 0 | 0 | 0 | 0 | 0 | 0 | 0 | 0 | 0
| E201 | Low Income Weatherization | 2016 | 10330 - 1 | LIW: Repair - Furnace - MH - SH | 1 |  | 0 |  | Repairs | 1 | 0 | 0 | 0 |  |  | 1 | 0 | 0 | 0 | 0 |  |  |  |  | 0 | 0 |  |  | 0 | 0 | 0 | 0 | 0 | 0 | 0 | 0 | 0
| E201 | Low Income Weatherization | 2016 | 10331 - 1 | LIW: Repair - Furnace - MH - TE | 1 |  | 0 |  | Repairs | 29 | 0 | 12891 | 12891.04 |  |  | 1 | 0 | 444.5172 | 444.5186 | 0 |  |  |  |  | 0 | 0 |  |  | 0 | 0 | 0 | 0 | 0 | 0 | 0 | 0 | 0
| E201 | Low Income Weatherization | 2016 | 10332 - 1 | LIW: Repair - Furnace - SF - SH | 1 |  | 0 |  | Repairs | 22 | 0 | 0 | 0 |  |  | 1 | 0 | 0 | 0 | 0 |  |  |  |  | 0 | 0 |  |  | 0 | 0 | 0 | 0 | 0 | 0 | 0 | 0 | 0
| E201 | Low Income Weatherization | 2016 | 10333 - 1 | LIW: Repair - Furnace - SF - TE | 1 |  | 0 |  | Repairs | 3 | 0 | 1884 | 1884.01 |  |  | 1 | 0 | 628 | 628.0033 | 0 |  |  |  |  | 0 | 0 |  |  | 0 | 0 | 0 | 0 | 0 | 0 | 0 | 0 | 0
|  |  |  | Shareholder Repairs 2016 | Shareholder Repairs 2017 | 1 |  | 0 |  | Repairs |  |  |  |  | 320031.39 |  | 1 | 0 | 0 | 0 | 0 |  |  |  |  | 0 | 0 |  |  | 0 | 0 | 0 | 0 | 0 | 0 | 0 | 0 | 0
|  |  |  | Shareholder Repairs 2017 | Shareholder Repairs 2016 | 1 |  | 0 |  | Repairs |  |  |  |  | 149272.34 |  | 1 | 0 | 0 | 0 | 0 |  |  |  |  | 0 | 0 |  |  | 0 | 0 | 0 | 0 | 0 | 0 | 0 | 0 | 0
[12 empty] | 3814551.58 | 7187698.24 | 7158795.31 |  |  |  | 19.1885 |  |  |  | 431933.5 | 0 | 7619631.74 | 7590728.81 | 167190.4291 | 0 | 7070271.634 | 7043452.5471 | [7 empty] | 5829930.3974 | 6580113.8663 | 0.82457 | 0.93422
[18 empty] | EES Tracking |  | Year | DBtC | OH | Total Budget
[10 empty] | EES Spending | ORDERNAME | SPENDINGYEAR | DBtC | OH | Total Budget |  |  |  |  | 2016 | 3241044.62 | 189708.45 | 3430753.07
[11 empty] | Low Income Weatherization {E} | 2016 | 3241044.62 | 189708.45 | 3430753.07 |  |  |  |  | 2017 | 3946653.62 | 242225.05 | 4188878.67
[11 empty] | Low Income Weatherization {E} | 2017 | 3946653.62 | 242225.05 | 4188878.67 |  |  |  |  | Total | 7187698.24 | 431933.5 | 7619631.74
[11 empty] | Low Income Weatherization {SH} | 2016 | 390891.99 | -4876.8 | 386015.19
[11 empty] | Low Income Weatherization {SH} | 2017 | 381998.41 | 0 | 381998.41 | [5 empty] | Budget | Savings
[18 empty] | Exhibit 1 |  |  | 7619631.74 | 3814.751
[12 empty] | 2017 total | 4328652.03 | 242225.05 | 4570877.08
[12 empty] | 2016 total | 3631936.61 | 184831.65 | 3816768.26

## E214 SF Water Heat
Rtn to Summary | [27 empty] | Final Costs |  |  |  | Math Check Only - Columns can be deleted or hidden |  |  |  |  | Final Benefits
| paste | paste |  | paste | paste | paste | paste | paste | paste | paste | paste | paste | paste total DBtC | paste | paste | paste | Formula: G + H | formula | formula: N/L | formula: O/L | formula: M/L | Total only derived from Actual Spending | formula: O-N | Formula total only W+N | Formula total only W+O | Formula | Formula | Formula Total Only | Formula Total Only | Formula | Formula | Formula | Formula | Formula | Formula | Formula | Formula | Formula | Formula Total Only: AL/AC | Formula Total Only: AM/AD
| Sch. No. | Program | Year | Measure ID - Version | Measure Name | Measure Life Period 1 | Measure Life Period 2 | Unit Savings period 1 | Unit Savings Period 2 | End Use | Measure Quantity | kWh Savings - Total | kWh Incentive - Total | kWh Measure Cost - Total | Year 1 NEBs | Unit Annual O&M | Total Measure Life | Weighted Life | Incentives Per Unit | Incremental Measure Cost per Unit | Savings per unit | Program Overhead | Total Customer Cost | Total Utility Program Costs | Total Resource Cost | PV Total Non-Energy Benefits | PV Total Net Euipment O&M | PV Total Utility Program Costs | PV Total Resource Costs | Unit PV First period Savings for 1 kWh | Total First Period Savings | Unit PV Savings for Second Period for 1 kWh | Total Second period Savings | Unadjusted Total | Decrement | Final UC Total Savings | PV Total Savings UC | PV Total Savings TRC | UC B/C Ratio | TRC B/C Ratio
| E214 | SF Existing Water Heat | 2017 | 10699 - 4 | SFEWH: Heat Pump Water Heater - Tier 1 - NEEA Specs | 13 |  | 1069 |  | Res Water Heat | 5 | 5345 |  | 4270 | 0 |  | 13 | 0.035408 | 0 | 854 | 1069 |  | 4270 |  |  | 0 | 0 |  |  | 0.76169 | 4071.2358 | 0.76169 | 0 | 4071.2358 | 0 | 4071.2358 | 4071.2358 | 4478.3594
| E214 | SF Existing Water Heat | 2017 | 10699 - 3 | SFEWH: Heat Pump Water Heater - Tier 1 - NEEA Specs | 13 |  | 1067 |  | Res Water Heat | 1 | 1067 |  | 796 | 0 |  | 13 | 0.0070683 | 0 | 796 | 1067 |  | 796 |  |  | 0 | 0 |  |  | 0.76169 | 812.7238 | 0.76169 | 0 | 812.7238 | 0 | 812.7238 | 812.7238 | 893.9962
| E214 | SF Existing Water Heat | 2017 | 10700 - 3 | SFEWH: Heat Pump Water Heater - Tier 2 - NEEA Specs | 13 |  | 1518 |  | Res Water Heat | 56 | 85008 |  | 45808 | 0 |  | 13 | 0.56313 | 0 | 818 | 1518 |  | 45808 |  |  | 0 | 0 |  |  | 0.76169 | 64749.7875 | 0.76169 | 0 | 64749.7875 | 0 | 64749.7875 | 64749.7875 | 71224.7662
| E214 | SF Existing Water Heat | 2017 | 10700 - 4 | SFEWH: Heat Pump Water Heater - Tier 2 - NEEA Specs | 13 |  | 1592 |  | Res Water Heat | 88 | 140096 |  | 76560 | 0 |  | 13 | 0.92805 | 0 | 870 | 1592 |  | 76560 |  |  | 0 | 0 |  |  | 0.76169 | 106709.7947 | 0.76169 | 0 | 106709.7947 | 0 | 106709.7947 | 106709.7947 | 117380.7742
| E214 | SF Existing Water Heat | 2017 | 10700 - 5 | SFEWH: Heat Pump Water Heater - Tier 2 - NEEA Specs | 13 |  | 1473 |  | Res Water Heat | 24 | 35352 |  | 20880 | 0 |  | 13 | 0.23419 | 0 | 870 | 1473 |  | 20880 |  |  | 0 | 0 |  |  | 0.76169 | 26927.2832 | 0.76169 | 0 | 26927.2832 | 0 | 26927.2832 | 26927.2832 | 29620.0115
| E214 | SF Existing Water Heat | 2017 | 10701 - 1 | SFEWH: Heat Pump Water Heater - Tier 3 - NEEA Specs | 13 |  | 1610 |  | Res Water Heat | 42 | 67580 |  | 34408 | 0 |  | 13 | 0.44768 | 0 | 819.2381 | 1609.0476 |  | 34408 |  |  | 0 | 0 |  |  | 0.76169 | 51505.5128 | 0.76169 | 0 | 51505.5128 | 0 | 51505.5128 | 51505.5128 | 56656.064
| E214 | SF Existing Water Heat | 2017 | 10701 - 2 | SFEWH: Heat Pump Water Heater - Tier 3 - NEEA Specs | 13 |  | 1699 |  | Res Water Heat | 91 | 154609 |  | 79170 | 0 |  | 13 | 1.0242 | 0 | 870 | 1699 |  | 79170 |  |  | 0 | 0 |  |  | 0.76169 | 117764.2092 | 0.76169 | 0 | 117764.2092 | 0 | 117764.2092 | 117764.2092 | 129540.6301
| E214 | SF Existing Water Heat | 2017 | 10701 - 3 | SFEWH: Heat Pump Water Heater - Tier 3 - NEEA Specs | 13 |  | 1570 |  | Res Water Heat | 288 | 452160 |  | 250560 | 0 |  | 13 | 2.9953 | 0 | 870 | 1570 |  | 250560 |  |  | 0 | 0 |  |  | 0.76169 | 344405.9842 | 0.76169 | 0 | 344405.9842 | 0 | 344405.9842 | 344405.9842 | 378846.5827
| E214 | Residential Water Heat | 2016 |  | High Efficiency Electric Water Heater (=> .95 EF) | 15 |  | 149 |  | Res Water Heat | 74 | 11026 |  | 5402 |  |  | 15 | 0.084278 | 0 | 73 | 149 |  | 5402 |  |  | 0 | 0 |  |  | 0.84607 | 9328.745 | 0.84607 | 0 | 9328.745 | 0 | 9328.745 | 9328.745 | 10261.6195
| E214 | Residential Water Heat | 2016 |  | NEEA Northern Climate Specs Heat Pump Water Heater - Tier 1 | 15 |  | 887 |  | Res Water Heat | 12 | 10644 |  | 10800 |  |  | 15 | 0.081358 | 0 | 900 | 887 |  | 10800 |  |  | 0 | 0 |  |  | 0.84607 | 9005.547 | 0.84607 | 0 | 9005.547 | 0 | 9005.547 | 9005.547 | 9906.1017
| E214 | Residential Water Heat | 2016 |  | NEEA Northern Climate Specs Heat Pump Water Heater - Tier 2 | 15 |  | 1794 |  | Res Water Heat | 128 | 229632 |  | 175232 |  |  | 15 | 1.7552 | 0 | 1369 | 1794 |  | 175232 |  |  | 0 | 0 |  |  | 0.84607 | 194284.2704 | 0.84607 | 0 | 194284.2704 | 0 | 194284.2704 | 194284.2704 | 213712.6975
| E214 | Residential Water Heat | 2016 |  | NEEA Northern Climate Specs Heat Pump Water Heater - Tier 1 | 13 |  | 1067 |  | Res Water Heat | 17 | 18139 |  | 13532 | 0 |  | 13 | 0.12016 | 0 | 796 | 1067 |  | 13532 |  |  | 0 | 0 |  |  | 0.76169 | 13816.3043 | 0.76169 | 0 | 13816.3043 | 0 | 13816.3043 | 13816.3043 | 15197.9347
| E214 | Residential Water Heat | 2016 |  | NEEA Northern Climate Specs Heat Pump Water Heater - Tier 2 | 13 |  | 1518 |  | Res Water Heat | 351 | 532818 |  | 287118 | 0 |  | 13 | 3.5296 | 0 | 818 | 1518 |  | 287118 |  |  | 0 | 0 |  |  | 0.76169 | 405842.418 | 0.76169 | 0 | 405842.418 | 0 | 405842.418 | 405842.418 | 446426.6598
| E214 | Residential Water Heat | 2016 |  | NEEA Northern Climate Specs Heat Pump Water Heater - Tier 3 | 13 |  | 1610 |  | Res Water Heat | 136 | 218960 |  | 111248 | 0 |  | 13 | 1.4505 | 0 | 818 | 1610 |  | 111248 |  |  | 0 | 0 |  |  | 0.76169 | 166779.7556 | 0.76169 | 0 | 166779.7556 | 0 | 166779.7556 | 166779.7556 | 183457.7312
[12 empty] | 1962436 | 1089131.68 | 1115784 |  |  |  | 13.2561 |  |  |  | 171301.69 | 1115784 | 1260433.37 | 1287085.69 | 0 | 0 | 1169558.662 | 1194289.4034 | [7 empty] | 1516003.5715 | 1667603.9286 | 1.2962 | 1.3963
[18 empty] | EES Tracking |  | Year | DBtC | OH | Total Budget
[20 empty] | 2016 | 611713.23 | 82631.96 | 694345.19
[20 empty] | 2017 | 477418.45 | 88669.73 | 566088.18
[20 empty] | Total | 1089131.68 | 171301.69 | 1260433.37
[21 empty] | Budget | Savings
[18 empty] | Exhibit 1 |  |  | 1260433.37 | 1962.436

## E214 HomePrint Elec
Rtn to Summary | [27 empty] | Final Costs |  |  |  | Math Check Only - Columns can be deleted or hidden |  |  |  |  | Final Benefits
| paste | paste |  | paste | paste | paste | paste | paste | paste | paste | paste | paste | paste DBtC | paste | paste | paste | Formula: G + H | formula | formula: N/L | formula: O/L | formula: M/L | Total only derived from Actual Spending | formula: O-N | Formula total only W+N | Formula total only W+O | Formula | Formula | Formula Total Only | Formula Total Only | Formula | Formula | Formula | Formula | Formula | Formula | Formula | Formula | Formula | Formula Total Only: AL/AC | Formula Total Only: AM/AD
| Sch. No. | Program | Year | Measure ID - Version | Measure Name | Measure Life Period 1 | Measure Life Period 2 | Unit Savings period 1 | Unit Savings Period 2 | End Use | Measure Quantity | kWh Savings - Total | kWh Incentive - Total | kWh Measure Cost - Total | Year 1 NEBs | Unit Annual O&M | Total Measure Life | Weighted Life | Incentives Per Unit | Incremental Measure Cost per Unit | Savings per unit | Program Overhead | Total Customer Cost | Total Utility Program Costs | Total Resource Cost | PV Total Non-Energy Benefits | PV Total Net Euipment O&M | PV Total Utility Program Costs | PV Total Resource Costs | Unit PV First period Savings for 1 kWh | Total First Period Savings | Unit PV Savings for Second Period for 1 kWh | Total Second period Savings | Unadjusted Total | Decrement | Final UC Total Savings | PV Total Savings UC | PV Total Savings TRC | UC B/C Ratio | TRC B/C Ratio
| E214 | Homeprint Elect | 2017 | 10743 - 2 | HMPT: Lamp - LED - A Lamp - MH | 12 |  | 20.67 |  | Res Lighting | 7615 | 157402.05 |  | 27794.75 | 0 |  | 12 | 0.20379 | 0 | 3.65 | 20.67 |  |  |  |  | 0 | 0 |  |  | 0.74469 | 117215.2349 | 0.74469 | 0 | 117215.2349 | 0 | 117215.2349 | 117215.2349 | 128936.7584
| E214 | Homeprint Elect | 2017 | 10744 - 1 | HMPT: Power Strip - Advanced | 5 |  | 216 |  | Res Plug Load | 189 | 40824 |  | 7938 | 0 |  | 5 | 0.022023 | 0 | 42 | 216 |  |  |  |  | 0 | 0 |  |  | 0.35579 | 14524.9192 | 0.35579 | 0 | 14524.9192 | 0 | 14524.9192 | 14524.9192 | 15977.4111
| E214 | Homeprint Elect | 2017 | 10745 - 3 | HMPT: Lamp - LED - Globe - DI | 12 |  | 18.09 |  | Res Lighting | 30870 | 558438.3 |  | 163611 | 0 |  | 12 | 0.72301 | 0 | 5.3 | 18.09 |  |  |  |  | 0 | 0 |  |  | 0.74469 | 415861.6519 | 0.74469 | 0 | 415861.6519 | 0 | 415861.6519 | 415861.6519 | 457447.8171
| E214 | Homeprint Elect | 2017 | 10746 - 2 | HMPT: Lamp - LED - Globe - MH | 12 |  | 18.09 |  | Res Lighting | 1887 | 34135.83 |  | 10001.1 | 0 |  | 12 | 0.044195 | 0 | 5.3 | 18.09 |  |  |  |  | 0 | 0 |  |  | 0.74469 | 25420.5033 | 0.74469 | 0 | 25420.5033 | 0 | 25420.5033 | 25420.5033 | 27962.5536
| E214 | Homeprint Elect | 2017 | 10747 - 6 | HMPT: Lamp - LED - A Lamp - DI | 12 |  | 20.67 |  | Res Lighting | 66232 | 1369015.44 |  | 241746.8 | 0 |  | 12 | 1.7725 | 0 | 3.65 | 20.67 |  |  |  |  | 0 | 0 |  |  | 0.74469 | 1019487.7794 | 0.74469 | 0 | 1019487.7794 | 0 | 1019487.7794 | 1019487.7794 | 1121436.5573
| E214 | Homeprint Elect | 2017 | 10747 - 5 | HMPT: Lamp - LED - A Lamp - DI | 12 |  | 20.67 |  | Res Lighting | 3762 | 77760.54 |  | 0 | 0 |  | 12 | 0.10068 | 0 | 0 | 20.67 |  |  |  |  | 0 | 0 |  |  | 0.74469 | 57907.2507 | 0.74469 | 0 | 57907.2507 | 0 | 57907.2507 | 57907.2507 | 63697.9757
| E214 | Homeprint Elect | 2017 | 10748 - 1 | HMPT: Home Energy Audit - CAN - E | 1 |  | 0 |  | SF Space Heat | 132 | 0 |  | 18612 | 0 |  | 1 | 0 | 0 | 141 | 0 |  |  |  |  | 0 | 0 |  |  | 0.13958 | 0 | 0.13958 | 0 | 0 | 0 | 0 | 0 | 0
| E214 | Homeprint Elect | 2017 | 10748 - 2 | HMPT: Home Energy Audit - CAN - E | 1 |  | 0 |  | SF Space Heat | 2942 | 0 |  | 355982 | 0 |  | 1 | 0 | 0 | 121 | 0 |  |  |  |  | 0 | 0 |  |  | 0.13958 | 0 | 0.13958 | 0 | 0 | 0 | 0 | 0 | 0
| E214 | Homeprint Elect | 2017 | 10749 - 4 | HMPT: Home Energy Audit - Service Provider - E | 1 |  | 0 |  | SF Space Heat | 6988 | 0 |  | 1006272 | 0 |  | 1 | 0 | 0 | 144 | 0 |  |  |  |  | 0 | 0 |  |  | 0.13958 | 0 | 0.13958 | 0 | 0 | 0 | 0 | 0 | 0
| E214 | Homeprint Elect | 2017 | 10749 - 3 | HMPT: Home Energy Audit - Service Provider - E | 1 |  | 0 |  | SF Space Heat | 464 | 0 |  | 46400 | 0 |  | 1 | 0 | 0 | 100 | 0 |  |  |  |  | 0 | 0 |  |  | 0.13958 | 0 | 0.13958 | 0 | 0 | 0 | 0 | 0 | 0
| E214 | Homeprint Elect | 2017 | 10750 - 2 | HMPT: Home Energy Audit - CAN - MH | 1 |  | 0 |  | SF Space Heat | 365 | 0 |  | 36500 | 0 |  | 1 | 0 | 0 | 100 | 0 |  |  |  |  | 0 | 0 |  |  | 0.13958 | 0 | 0.13958 | 0 | 0 | 0 | 0 | 0 | 0
| E214 | Homeprint Elect | 2017 | 10750 - 1 | HMPT: Home Energy Audit - CAN - MH | 1 |  | 0 |  | SF Space Heat | 39 | 0 |  | 4719 | 0 |  | 1 | 0 | 0 | 121 | 0 |  |  |  |  | 0 | 0 |  |  | 0.13958 | 0 | 0.13958 | 0 | 0 | 0 | 0 | 0 | 0
| E214 | Homeprint Elect | 2017 | 10751 - 2 | HMPT: Home Energy Audit - Service Provider - MH | 1 |  | 0 |  | SF Space Heat | 523 | 0 |  | 60145 | 0 |  | 1 | 0 | 0 | 115 | 0 |  |  |  |  | 0 | 0 |  |  | 0.13958 | 0 | 0.13958 | 0 | 0 | 0 | 0 | 0 | 0
| E214 | Homeprint Elect | 2017 | 10751 - 1 | HMPT: Home Energy Audit - Service Provider - MH | 1 |  | 0 |  | SF Space Heat | 19 | 0 |  | 1995 | 0 |  | 1 | 0 | 0 | 105 | 0 |  |  |  |  | 0 | 0 |  |  | 0.13958 | 0 | 0.13958 | 0 | 0 | 0 | 0 | 0 | 0
| E214 | Homeprint Elect | 2017 | 10752 - 4 | HMPT: Lamp - LED - Reflector - BR30 - DI | 12 |  | 39.41 |  | Res Lighting | 45216 | 1781962.56 |  | 0 | 0 |  | 12 | 2.3071 | 0 | 0 | 39.41 |  |  |  |  | 0 | 0 |  |  | 0.74469 | 1327004.0645 | 0.74469 | 0 | 1327004.0645 | 0 | 1327004.0645 | 1327004.0645 | 1459704.4709
| E214 | Homeprint Elect | 2017 | 10753 - 2 | HMPT: Lamp - LED - Reflector - BR30 - MH | 12 |  | 39.41 |  | Res Lighting | 754 | 29715.14 |  | 3996.2 | 0 |  | 12 | 0.038472 | 0 | 5.3 | 39.41 |  |  |  |  | 0 | 0 |  |  | 0.74469 | 22128.4737 | 0.74469 | 0 | 22128.4737 | 0 | 22128.4737 | 22128.4737 | 24341.321
| E214 | Homeprint Elect | 2017 | 10754 - 1 | HMPT: Aerator - EWH - 1.0 gpm | 10 |  | 53 |  | Res Water Heat | 128 | 6784 |  | 75.52 | 2.36 |  | 10 | 0.0073193 | 0 | 0.59 | 53 |  |  |  |  | 2048.1789 | 0 |  |  | 0.61844 | 4195.4954 | 0.61844 | 0 | 4195.4954 | 0 | 4195.4954 | 4195.4954 | 6663.2238
| E214 | Homeprint Elect | 2017 | 10754 - 2 | HMPT: Aerator - EWH - 1.0 gpm | 10 |  | 53 |  | Res Water Heat | 2143 | 113579 |  | 1157.22 | 2.36 |  | 10 | 0.12254 | 0 | 0.54 | 53 |  |  |  |  | 34290.995 | 0 |  |  | 0.61844 | 70241.7706 | 0.61844 | 0 | 70241.7706 | 0 | 70241.7706 | 70241.7706 | 111556.9427
| E214 | Homeprint Elect | 2017 | 10755 - 1 | HMPT: Aerator - EWH - 1.5 gpm | 10 |  | 31 |  | Res Water Heat | 55 | 1705 |  | 84.7 | 2.36 |  | 10 | 0.0018395 | 0 | 1.54 | 31 |  |  |  |  | 880.0769 | 0 |  |  | 0.61844 | 1054.4398 | 0.61844 | 0 | 1054.4398 | 0 | 1054.4398 | 1054.4398 | 2039.9607
| E214 | Homeprint Elect | 2017 | 10755 - 2 | HMPT: Aerator - EWH - 1.5 gpm | 10 |  | 31 |  | Res Water Heat | 671 | 20801 |  | 946.11 | 2.36 |  | 10 | 0.022442 | 0 | 1.41 | 31 |  |  |  |  | 10736.9378 | 0 |  |  | 0.61844 | 12864.1656 | 0.61844 | 0 | 12864.1656 | 0 | 12864.1656 | 12864.1656 | 24887.52
| E214 | Homeprint Elect | 2017 | 10756 - 1 | HMPT: Showerhead - Fixed - LB - EWH - 1.5 gpm | 10 |  | 260 |  | Res Water Heat | 50 | 13000 |  | 197 | 20.53 |  | 10 | 0.014026 | 0 | 3.94 | 260 |  |  |  |  | 6959.9299 | 0 |  |  | 0.61844 | 8039.717 | 0.61844 | 0 | 8039.717 | 0 | 8039.717 | 8039.717 | 15803.6186
| E214 | Homeprint Elect | 2017 | 10756 - 2 | HMPT: Showerhead - Fixed - LB - EWH - 1.5 gpm | 10 |  | 238 |  | Res Water Heat | 1577 | 375326 |  | 6229.15 | 20.53 |  | 10 | 0.40494 | 0 | 3.95 | 238 |  |  |  |  | 219516.1898 | 0 |  |  | 0.61844 | 232116.5249 | 0.61844 | 0 | 232116.5249 | 0 | 232116.5249 | 232116.5249 | 474844.3673
| E214 | Homeprint Elect | 2017 | 10757 - 1 | HMPT: Showerhead - Handheld - LB - EWH - 1.5 gpm | 10 |  | 260 |  | Res Water Heat | 108 | 28080 |  | 1023.84 | 20.53 |  | 10 | 0.030296 | 0 | 9.48 | 260 |  |  |  |  | 15033.4486 | 0 |  |  | 0.61844 | 17365.7887 | 0.61844 | 0 | 17365.7887 | 0 | 17365.7887 | 17365.7887 | 34135.8162
| E214 | Homeprint Elect | 2017 | 10757 - 2 | HMPT: Showerhead - Handheld - LB - EWH - 1.5 gpm | 10 |  | 238 |  | Res Water Heat | 2130 | 506940 |  | 19979.4 | 20.53 |  | 10 | 0.54694 | 0 | 9.38 | 238 |  |  |  |  | 296493.0148 | 0 |  |  | 0.61844 | 313511.8567 | 0.61844 | 0 | 313511.8567 | 0 | 313511.8567 | 313511.8567 | 641356.0572
| E214 | Homeprint Elect | 2017 | 11943 - 1 | HMPT: Showerhead - LB - GWH - 1.5 gpm - EIE | 10 |  | 7 |  | Res Water Heat | 3589 | 25123 |  | 0 | 0 |  | 10 | 0.027105 | 0 | 0 | 7 |  |  |  |  | 0 | 0 |  |  | 0.61844 | 15537.0623 | 0.61844 | 0 | 15537.0623 | 0 | 15537.0623 | 15537.0623 | 17090.7686
| E214 | Homeprint Elect | 2016 |  | Showerhead - leave behind | 10 |  | 260 |  | Res Water Heat | 206 | 53560 |  | 2060 |  |  | 10 | 0.057786 | 0 | 10 | 260 |  |  |  |  | 0 | 0 |  |  | 0.61844 | 33123.6341 | 0.61844 | 0 | 33123.6341 | 0 | 33123.6341 | 33123.6341 | 36435.9975
| E214 | Homeprint Elect | 2016 |  | HomePrint Assessment | 1 |  | 0 |  | SF Space Heat | 1252 | 0 |  | 143980 | 0 |  | 1 | 0 | 0 | 115 | 0 |  |  |  |  | 0 | 0 |  |  | 0.13958 | 0 | 0.13958 | 0 | 0 | 0 | 0 | 0 | 0
| E214 | Homeprint Elect | 2016 |  | APS - Advanced Power Strip | 5 |  | 300 |  | Res Plug Load | 0 | 0 |  | 0 |  |  | 5 | 0 | 0 | 0 | 0 |  |  |  |  | 0 | 0 |  |  | 0.35579 | 0 | 0.35579 | 0 | 0 | 0 | 0 | 0 | 0
| E214 | Homeprint Elect | 2016 |  | Globe LED - DI | 12 |  | 15 |  | Res Lighting | 3342 | 50130 |  | 21923.52 | 0 |  | 12 | 0.064903 | 0 | 6.56 | 15 |  |  |  |  | 0 | 0 |  |  | 0.74469 | 37331.1512 | 0.74469 | 0 | 37331.1512 | 0 | 37331.1512 | 37331.1512 | 41064.2663
| E214 | Homeprint Elect | 2016 |  | A-Lamp LED - DI | 12 |  | 19 |  | Res Lighting | 9174 | 174306 |  | 80272.5 | 0 |  | 12 | 0.22567 | 0 | 8.75 | 19 |  |  |  |  | 0 | 0 |  |  | 0.74469 | 129803.384 | 0.74469 | 0 | 129803.384 | 0 | 129803.384 | 129803.384 | 142783.7224
| E214 | Homeprint Elect | 2016 |  | Reflector LED - BR30 - DI | 12 |  | 30 |  | Res Lighting | 7199 | 215970 |  | 69830.3 | 0 |  | 12 | 0.27961 | 0 | 9.7 | 30 |  |  |  |  | 0 | 0 |  |  | 0.74469 | 160830.0164 | 0.74469 | 0 | 160830.0164 | 0 | 160830.0164 | 160830.0164 | 176913.0181
| E214 | Homeprint Elect | 2016 |  | A-Lamp LED - DI - Original savings | 12 |  | 20 |  | Res Lighting | 52086 | 1041720 |  | 276055.8 | 0 |  | 12 | 1.3487 | 0 | 5.3 | 20 |  |  |  |  | 0 | 0 |  |  | 0.74469 | 775755.173 | 0.74469 | 0 | 775755.173 | 0 | 775755.173 | 775755.173 | 853330.6903
| E214 | Homeprint Elect | 2016 |  | Power Strip - Advanced | 5 |  | 216 |  | Res Plug Load | 234 | 50544 |  | 9828 | 0 |  | 5 | 0.027266 | 0 | 42 | 216 |  |  |  |  | 0 | 0 |  |  | 0.35579 | 17983.2333 | 0.35579 | 0 | 17983.2333 | 0 | 17983.2333 | 17983.2333 | 19781.5566
| E214 | Homeprint Elect | 2016 |  | Globe LED - DI - Original savings | 12 |  | 18 |  | Res Lighting | 21592 | 388656 |  | 114437.6 | 0 |  | 12 | 0.50319 | 0 | 5.3 | 18 |  |  |  |  | 0 | 0 |  |  | 0.74469 | 289427.0078 | 0.74469 | 0 | 289427.0078 | 0 | 289427.0078 | 289427.0078 | 318369.7085
| E214 | Homeprint Elect | 2016 |  | HomePrint Assessment | 1 |  | 0 |  | SF Space Heat | 1561 | 0 |  | 257565 | 0 |  | 1 | 0 | 0 | 165 | 0 |  |  |  |  | 0 | 0 |  |  | 0.13958 | 0 | 0.13958 | 0 | 0 | 0 | 0 | 0 | 0
| E214 | Homeprint Elect | 2016 |  | Reflector LED - BR30 - DI - Original savings | 12 |  | 38 |  | Res Lighting | 32575 | 1237850 |  | 172647.5 | 0 |  | 12 | 1.6026 | 0 | 5.3 | 38 |  |  |  |  | 0 | 0 |  |  | 0.74469 | 921810.6026 | 0.74469 | 0 | 921810.6026 | 0 | 921810.6026 | 921810.6026 | 1013991.6628
| E214 | Homeprint Elect | 2016 |  | Showerhead - leave behind | 10 |  | 260 |  | Res Water Heat | 392 | 101920 |  | 5880 |  |  | 10 | 0.10996 | 0 | 15 | 260 |  |  |  |  | 0 | 0 |  |  | 0.61844 | 63031.3813 | 0.61844 | 0 | 63031.3813 | 0 | 63031.3813 | 63031.3813 | 69334.5194
| E214 | Homeprint Elect | 2016 |  | Home Energy Audit - Online | 1 |  | 0 |  | SF Space Heat | 0 | 0 |  | 0 |  |  | 1 | 0 | 0 | 0 | 0 |  |  |  |  | 0 | 0 |  |  | 0.13958 | 0 | 0.13958 | 0 | 0 | 0 | 0 | 0 | 0
| E214 | Homeprint Elect | 2016 |  | Residential Aerator 1 gpm | 10 |  | 53 |  | Res Water Heat | 2141 | 113473 |  | 1263.19 | 2.36 |  | 10 | 0.12243 | 0 | 0.59 | 53 |  |  |  |  | 34258.9922 | 0 |  |  | 0.61844 | 70176.216 | 0.61844 | 0 | 70176.216 | 0 | 70176.216 | 70176.216 | 111452.8298
| E214 | Homeprint Elect | 2016 |  | Residential Aerator 1.5 gpm | 10 |  | 31 |  | Res Water Heat | 851 | 26381 |  | 1310.54 | 2.36 |  | 10 | 0.028463 | 0 | 1.54 | 31 |  |  |  |  | 13617.1893 | 0 |  |  | 0.61844 | 16315.0596 | 0.61844 | 0 | 16315.0596 | 0 | 16315.0596 | 16315.0596 | 31563.7549
| E214 | Homeprint Elect | 2016 |  | Home Energy Audit - Service Provider | 1 |  | 0 |  | SF Space Heat | 3344 | 0 |  | 438064 | 0 |  | 1 | 0 | 0 | 131 | 0 |  |  |  |  | 0 | 0 |  |  | 0.13958 | 0 | 0.13958 | 0 | 0 | 0 | 0 | 0 | 0
| E214 | Homeprint Elect | 2016 |  | Home Energy Audit - CAN | 1 |  | 0 |  | SF Space Heat | 2385 | 0 |  | 336285 | 0 |  | 1 | 0 | 0 | 141 | 0 |  |  |  |  | 0 | 0 |  |  | 0.13958 | 0 | 0.13958 | 0 | 0 | 0 | 0 | 0 | 0
| E214 | Homeprint Elect | 2016 |  | Manufactured Home Energy Audit - Service Provider | 1 |  | 0 |  | SF Space Heat | 160 | 0 |  | 16800 | 0 |  | 1 | 0 | 0 | 105 | 0 |  |  |  |  | 0 | 0 |  |  | 0.13958 | 0 | 0.13958 | 0 | 0 | 0 | 0 | 0 | 0
| E214 | Homeprint Elect | 2016 |  | Manufactured Home Energy Audit - CAN | 1 |  | 0 |  | SF Space Heat | 223 | 0 |  | 26983 | 0 |  | 1 | 0 | 0 | 121 | 0 |  |  |  |  | 0 | 0 |  |  | 0.13958 | 0 | 0.13958 | 0 | 0 | 0 | 0 | 0 | 0
| E214 | Homeprint Elect | 2016 |  | Showerhead - Handheld - Leave Behind | 10 |  | 260 |  | Res Water Heat | 986 | 256360 |  | 9347.28 | 20.53 |  | 10 | 0.27659 | 0 | 9.48 | 260 |  |  |  |  | 137249.8181 | 0 |  |  | 0.61844 | 158543.2193 | 0.61844 | 0 | 158543.2193 | 0 | 158543.2193 | 158543.2193 | 311647.3594
| E214 | Homeprint Elect | 2016 |  | Showerhead - Fixed - Leave Behind | 10 |  | 260 |  | Res Water Heat | 890 | 231400 |  | 3506.6 | 20.53 |  | 10 | 0.24966 | 0 | 3.94 | 260 |  |  |  |  | 123886.7527 | 0 |  |  | 0.61844 | 143106.9627 | 0.61844 | 0 | 143106.9627 | 0 | 143106.9627 | 143106.9627 | 281304.4116
| E214 | Homeprint Elect | 2016 |  | A-Lamp LED - MH - Original savings | 12 |  | 19 |  | Res Lighting | 3540 | 67260 |  | 12921 | 0 |  | 12 | 0.087081 | 0 | 3.65 | 19 |  |  |  |  | 0 | 0 |  |  | 0.74469 | 50087.6367 | 0.74469 | 0 | 50087.6367 | 0 | 50087.6367 | 50087.6367 | 55096.4004
| E214 | Homeprint Elect | 2016 |  | Globe LED - MH - Original savings | 12 |  | 20 |  | Res Lighting | 876 | 17520 |  | 4642.8 | 0 |  | 12 | 0.022683 | 0 | 5.3 | 20 |  |  |  |  | 0 | 0 |  |  | 0.74469 | 13046.9134 | 0.74469 | 0 | 13046.9134 | 0 | 13046.9134 | 13046.9134 | 14351.6047
| E214 | Homeprint Elect | 2016 |  | Reflector LED - BR30 - MH - Original savings | 12 |  | 52 |  | Res Lighting | 354 | 18408 |  | 1876.2 | 0 |  | 12 | 0.023833 | 0 | 5.3 | 52 |  |  |  |  | 0 | 0 |  |  | 0.74469 | 13708.1953 | 0.74469 | 0 | 13708.1953 | 0 | 13708.1953 | 13708.1953 | 15079.0148
| E214 | Homeprint Elect | 2016 |  | A-Lamp LED - DI - Updated savings | 12 |  | 20.67 |  | Res Lighting | 52086 | 1076617.62 |  | 276055.8 | 0 |  | 12 | 1.3939 | 0 | 5.3 | 20.67 |  |  |  |  | 0 | 0 |  |  | 0.74469 | 801742.9713 | 0.74469 | 0 | 801742.9713 | 0 | 801742.9713 | 801742.9713 | 881917.2685
| E214 | Homeprint Elect | 2016 |  | A-Lamp LED - DI - Backout of original savings | 12 |  | 20 |  | Res Lighting | -52086 | -1041720 |  | -276055.8 |  |  | 12 | -1.3487 | 0 | 5.3 | 20 |  |  |  |  | 0 | 0 |  |  | 0.74469 | -775755.173 | 0.74469 | 0 | -775755.173 | 0 | -775755.173 | -775755.173 | -853330.6903
| E214 | Homeprint Elect | 2016 |  | A-Lamp LED - DI - Forecasting only | 12 |  | 20.67 |  | Res Lighting | 0 | 0 |  | 0 |  |  | 12 | 0 | 0 | 0 | 0 |  |  |  |  | 0 | 0 |  |  | 0.74469 | 0 | 0.74469 | 0 | 0 | 0 | 0 | 0 | 0
| E214 | Homeprint Elect | 2016 |  | Lamp - LED - Globe - DI | 12 |  | 18.09 |  | Res Lighting | 21592 | 390599.28 |  | 114437.6 | 0 |  | 12 | 0.50571 | 0 | 5.3 | 18.09 |  |  |  |  | 0 | 0 |  |  | 0.74469 | 290874.1428 | 0.74469 | 0 | 290874.1428 | 0 | 290874.1428 | 290874.1428 | 319961.5571
| E214 | Homeprint Elect | 2016 |  | Globe LED - DI - Backout of original savings | 12 |  | 18 |  | Res Lighting | -21592 | -388656 |  | -114437.6 |  |  | 12 | -0.50319 | 0 | 5.3 | 18 |  |  |  |  | 0 | 0 |  |  | 0.74469 | -289427.0078 | 0.74469 | 0 | -289427.0078 | 0 | -289427.0078 | -289427.0078 | -318369.7085
| E214 | Homeprint Elect | 2016 |  | Globe LED - DI - Forecasting only | 12 |  | 18.09 |  | Res Lighting | 0 | 0 |  | 0 |  |  | 12 | 0 | 0 | 0 | 0 |  |  |  |  | 0 | 0 |  |  | 0.74469 | 0 | 0.74469 | 0 | 0 | 0 | 0 | 0 | 0
| E214 | Homeprint Elect | 2016 |  | Lamp - LED - Reflector - BR30 - DI | 12 |  | 39.41 |  | Res Lighting | 32575 | 1283780.75 |  | 172647.5 | 0 |  | 12 | 1.6621 | 0 | 5.3 | 39.41 |  |  |  |  | 0 | 0 |  |  | 0.74469 | 956014.6276 | 0.74469 | 0 | 956014.6276 | 0 | 956014.6276 | 956014.6276 | 1051616.0903
| E214 | Homeprint Elect | 2016 |  | Reflector LED - BR30 - DI - Backout of original savings | 12 |  | 38 |  | Res Lighting | -32575 | -1237850 |  | -172647.5 |  |  | 12 | -1.6026 | 0 | 5.3 | 38 |  |  |  |  | 0 | 0 |  |  | 0.74469 | -921810.6026 | 0.74469 | 0 | -921810.6026 | 0 | -921810.6026 | -921810.6026 | -1013991.6628
| E214 | Homeprint Elect | 2016 |  | Reflector LED - BR30 - DI - Forecasting only | 12 |  | 39.41 |  | Res Lighting | 0 | 0 |  | 0 |  |  | 12 | 0 | 0 | 0 | 0 |  |  |  |  | 0 | 0 |  |  | 0.74469 | 0 | 0.74469 | 0 | 0 | 0 | 0 | 0 | 0
| E214 | Homeprint Elect | 2016 |  | Lamp - LED - A Lamp - MH | 12 |  | 20.67 |  | Res Lighting | 3540 | 73171.8 |  | 12921 | 0 |  | 12 | 0.094735 | 0 | 3.65 | 20.67 |  |  |  |  | 0 | 0 |  |  | 0.74469 | 54490.0764 | 0.74469 | 0 | 54490.0764 | 0 | 54490.0764 | 54490.0764 | 59939.084
| E214 | Homeprint Elect | 2016 |  | A-Lamp LED - MH - Backout of original savings | 12 |  | 19 |  | Res Lighting | -3540 | -67260 |  | -12921 |  |  | 12 | -0.087081 | 0 | 3.65 | 19 |  |  |  |  | 0 | 0 |  |  | 0.74469 | -50087.6367 | 0.74469 | 0 | -50087.6367 | 0 | -50087.6367 | -50087.6367 | -55096.4004
| E214 | Homeprint Elect | 2016 |  | A-Lamp LED - MH - Forecasting only | 12 |  | 20.67 |  | Res Lighting | 0 | 0 |  | 0 |  |  | 12 | 0 | 0 | 0 | 0 |  |  |  |  | 0 | 0 |  |  | 0.74469 | 0 | 0.74469 | 0 | 0 | 0 | 0 | 0 | 0
| E214 | Homeprint Elect | 2016 |  | Lamp - LED - Globe - MH | 12 |  | 18.09 |  | Res Lighting | 876 | 15846.84 |  | 4642.8 | 0 |  | 12 | 0.020517 | 0 | 5.3 | 18.09 |  |  |  |  | 0 | 0 |  |  | 0.74469 | 11800.9332 | 0.74469 | 0 | 11800.9332 | 0 | 11800.9332 | 11800.9332 | 12981.0265
| E214 | Homeprint Elect | 2016 |  | Globe LED - MH - Backout of original savings | 12 |  | 20 |  | Res Lighting | -876 | -17520 |  | -4642.8 |  |  | 12 | -0.022683 | 0 | 5.3 | 20 |  |  |  |  | 0 | 0 |  |  | 0.74469 | -13046.9134 | 0.74469 | 0 | -13046.9134 | 0 | -13046.9134 | -13046.9134 | -14351.6047
| E214 | Homeprint Elect | 2016 |  | Globe LED - MH - Forecasting only | 12 |  | 18.09 |  | Res Lighting | 0 | 0 |  | 0 |  |  | 12 | 0 | 0 | 0 | 0 |  |  |  |  | 0 | 0 |  |  | 0.74469 | 0 | 0.74469 | 0 | 0 | 0 | 0 | 0 | 0
| E214 | Homeprint Elect | 2016 |  | Lamp - LED - Reflector - BR30 - MH | 12 |  | 39.41 |  | Res Lighting | 354 | 13951.14 |  | 1876.2 | 0 |  | 12 | 0.018062 | 0 | 5.3 | 39.41 |  |  |  |  | 0 | 0 |  |  | 0.74469 | 10389.2303 | 0.74469 | 0 | 10389.2303 | 0 | 10389.2303 | 10389.2303 | 11428.1534
| E214 | Homeprint Elect | 2016 |  | Reflector LED - BR30 - MH - Backout of original savings | 12 |  | 52 |  | Res Lighting | -354 | -18408 |  | -1876.2 |  |  | 12 | -0.023833 | 0 | 5.3 | 52 |  |  |  |  | 0 | 0 |  |  | 0.74469 | -13708.1953 | 0.74469 | 0 | -13708.1953 | 0 | -13708.1953 | -13708.1953 | -15079.0148
| E214 | Homeprint Elect | 2016 |  | Reflector LED - BR30 - MH - Forecasting only | 12 |  | 39.41 |  | Res Lighting | 0 | 0 |  |  |  |  | 12 | 0 | 0 | 0 | 0 |  |  |  |  | 0 | 0 |  |  | 0.74469 | 0 | 0.74469 | 0 | 0 | 0 | 0 | 0 | 0
[12 empty] | 9268603.29 | 3827699.01 | 4022885.62 |  |  |  | 6.3892 |  |  |  | 742122.98 | 195186.61 | 4569821.99 | 4765008.6 | 894971.5242 | 0 | 4240347.0261 | 4421461.0745 | [7 empty] | 6630032.938 | 8188007.756 | 1.5636 | 1.8519
[18 empty] | EES Tracking |  | Year | DBtC | OH | Total Budget
[20 empty] | 2016 | 1736159.09 | 623180.12 | 2359339.21
[20 empty] | 2017 | 2091539.92 | 118942.86 | 2210482.78
[20 empty] | Total | 3827699.01 | 742122.98 | 4569821.99
[21 empty] | Budget | Savings
[18 empty] | Exhibit 1 |  |  | 4569821.99 | 9268.603

## E214 SF Space Heat
Rtn to Summary | [27 empty] | Final Costs |  |  |  | Math Check Only - Columns can be deleted or hidden |  |  |  |  | Final Benefits
| paste | paste |  | paste | paste | paste | paste | paste | paste | paste | paste | paste | paste total DBtC | paste | paste | paste | Formula: G + H | formula | formula: N/L | formula: O/L | formula: M/L | Total only derived from Actual Spending | formula: O-N | Formula total only W+N | Formula total only W+O | Formula | Formula | Formula Total Only | Formula Total Only | Formula | Formula | Formula | Formula | Formula | Formula | Formula | Formula | Formula | Formula Total Only: AL/AC | Formula Total Only: AM/AD
| Sch. No. | Program | Year | Measure ID - Version | Measure Name | Measure Life Period 1 | Measure Life Period 2 | Unit Savings period 1 | Unit Savings Period 2 | End Use | Measure Quantity | kWh Savings - Total | kWh Incentive - Total | kWh Measure Cost - Total | Year 1 NEBs | Unit Annual O&M | Total Measure Life | Weighted Life | Incentives Per Unit | Incremental Measure Cost per Unit | Savings per unit | Program Overhead | Total Customer Cost | Total Utility Program Costs | Total Resource Cost | PV Total Non-Energy Benefits | PV Total Net Euipment O&M | PV Total Utility Program Costs | PV Total Resource Costs | Unit PV First period Savings for 1 kWh | Total First Period Savings | Unit PV Savings for Second Period for 1 kWh | Total Second period Savings | Unadjusted Total | Decrement | Final UC Total Savings | PV Total Savings UC | PV Total Savings TRC | UC B/C Ratio | TRC B/C Ratio
| E214 | SF Space Heat Elect | 2017 | 10692 - 4 | SFEH: Ductless Heat Pump | 15 |  | 2659 |  | SF Heat Pump | 473 | 1257707 |  | 1672528 | 0 |  | 15 | 1.1916 | 0 | 3536 | 2659 |  |  |  |  | 0 | 0 |  |  | 1.3774 | 1732390.4184 | 1.3774 | 0 | 1732390.4184 | 0 | 1732390.4184 | 1732390.4184 | 1905629.4602
| E214 | SF Space Heat Elect | 2017 | 10692 - 5 | SFEH: Ductless Heat Pump | 15 |  | 2659 |  | SF Heat Pump | 638 | 1696442 |  | 2255968 | 0 |  | 15 | 1.6073 | 0 | 3536 | 2659 |  |  |  |  | 0 | 0 |  |  | 1.3774 | 2336712.6573 | 1.3774 | 0 | 2336712.6573 | 0 | 2336712.6573 | 2336712.6573 | 2570383.9231
| E214 | SF Space Heat Elect | 2017 | 10692 - 3 | SFEH: Ductless Heat Pump | 15 |  | 2645 |  | SF Heat Pump | 240 | 634800 |  | 848640 | 0 |  | 15 | 0.60145 | 0 | 3536 | 2645 |  |  |  |  | 0 | 0 |  |  | 1.3774 | 874386.0355 | 1.3774 | 0 | 874386.0355 | 0 | 874386.0355 | 874386.0355 | 961824.6391
| E214 | SF Space Heat Elect | 2017 | 10693 - 4 | SFEH: Ductless Heat Pump - Manufactured Home | 15 |  | 3343 |  | SF Heat Pump | 97 | 324271 |  | 342992 | 0 |  | 15 | 0.30723 | 0 | 3536 | 3343 |  |  |  |  | 0 | 0 |  |  | 1.3774 | 446657.2686 | 1.3774 | 0 | 446657.2686 | 0 | 446657.2686 | 446657.2686 | 491322.9955
| E214 | SF Space Heat Elect | 2017 | 10693 - 3 | SFEH: Ductless Heat Pump - Manufactured Home | 15 |  | 3343 |  | SF Heat Pump | 34 | 113662 |  | 120224 | 0 |  | 15 | 0.10769 | 0 | 3536 | 3343 |  |  |  |  | 0 | 0 |  |  | 1.3774 | 156560.2797 | 1.3774 | 0 | 156560.2797 | 0 | 156560.2797 | 156560.2797 | 172216.3077
| E214 | SF Space Heat Elect | 2017 | 10693 - 2 | SFEH: Ductless Heat Pump - Manufactured Home | 15 |  | 3447 |  | SF Heat Pump | 10 | 34470 |  | 35360 | 0 |  | 15 | 0.032659 | 0 | 3536 | 3447 |  |  |  |  | 0 | 0 |  |  | 1.3774 | 47479.6576 | 1.3774 | 0 | 47479.6576 | 0 | 47479.6576 | 47479.6576 | 52227.6234
| E214 | SF Space Heat Elect | 2017 | 10694 - 1 | SFEH: Geothermal Heat Pump - Energy Star | 30 |  | 4037 |  | SF Heat Pump | 9 | 36333 |  | 35001 | 0 |  | 30 | 0.068848 | 0 | 3889 | 4037 |  |  |  |  | 0 | 0 |  |  | 1.9949 | 72482.4687 | 1.9949 | 0 | 72482.4687 | 0 | 72482.4687 | 72482.4687 | 79730.7156
| E214 | SF Space Heat Elect | 2017 | 10695 - 4 | SFEH: Heat Pump - Energy Star Tier 2 - 9.0 HSPF - 14 SEER | 15 |  | 109 |  | SF Heat Pump | 590 | 64310 |  | 47790 | 0 |  | 15 | 0.060931 | 0 | 81 | 109 |  |  |  |  | 0 | 0 |  |  | 1.3774 | 88581.8619 | 1.3774 | 0 | 88581.8619 | 0 | 88581.8619 | 88581.8619 | 97440.0481
| E214 | SF Space Heat Elect | 2017 | 10695 - 3 | SFEH: Heat Pump - Energy Star Tier 2 - 9.0 HSPF - 14 SEER | 15 |  | 106 |  | SF Heat Pump | 97 | 10282 |  | 7857 | 0 |  | 15 | 0.0097418 | 0 | 81 | 106 |  |  |  |  | 0 | 0 |  |  | 1.3774 | 14162.6295 | 1.3774 | 0 | 14162.6295 | 0 | 14162.6295 | 14162.6295 | 15578.8925
| E214 | SF Space Heat Elect | 2017 | 10695 - 2 | SFEH: Heat Pump - Energy Star Tier 2 - 9.0 HSPF - 14 SEER | 20 |  | 128 |  | SF Heat Pump | 1 | 128 |  | 51 |  |  | 20 | 0.0001617 | 0 | 51 | 128 |  |  |  |  | 0 | 0 |  |  | 1.6438 | 210.4103 | 1.6438 | 0 | 210.4103 | 0 | 210.4103 | 210.4103 | 231.4513
| E214 | SF Space Heat Elect | 2017 | 10696 - 1 | SFEH: Heat Pump - Energy Star Tier 3 - 10.0 HSPF - 16 SEER | 20 |  | 939 |  | SF Heat Pump | 707 | 663873 |  | 1193416 | 0 |  | 20 | 0.83866 | 0 | 1688 | 939 |  |  |  |  | 0 | 0 |  |  | 1.6438 | 1091294.4421 | 1.6438 | 0 | 1091294.4421 | 0 | 1091294.4421 | 1091294.4421 | 1200423.8863
| E214 | SF Space Heat Elect | 2017 | 10697 - 1 | SFEH: Heat Pump Conversion - FAF - 8.5 or greater HSPF - 14 SEER | 20 |  | 5176 |  | SF Heat Pump | 1 | 5176 |  | 5663 |  |  | 20 | 0.0065387 | 0 | 5663 | 5176 |  |  |  |  | 0 | 0 |  |  | 1.6438 | 8508.4648 | 1.6438 | 0 | 8508.4648 | 0 | 8508.4648 | 8508.4648 | 9359.3112
| E214 | SF Space Heat Elect | 2017 | 10697 - 3 | SFEH: Heat Pump Conversion - FAF - 8.5 or greater HSPF - 14 SEER | 15 |  | 3528 |  | SF Heat Pump | 557 | 1965096 |  | 1604717 | 0 |  | 15 | 1.8619 | 0 | 2881 | 3528 |  |  |  |  | 0 | 0 |  |  | 1.3774 | 2706761.9736 | 1.3774 | 0 | 2706761.9736 | 0 | 2706761.9736 | 2706761.9736 | 2977438.171
| E214 | SF Space Heat Elect | 2017 | 10698 - 3 | SFEH: Heat Pump Sizing and Lock Out Control | 15 |  | 630 |  | SF Heat Pump | 735 | 463050 |  | 376320 | 0 |  | 15 | 0.43872 | 0 | 512 | 630 |  |  |  |  | 0 | 0 |  |  | 1.3774 | 637814.1994 | 1.3774 | 0 | 637814.1994 | 0 | 637814.1994 | 637814.1994 | 701595.6193
| E214 | SF Space Heat Elect | 2017 | 10698 - 1 | SFEH: Heat Pump Sizing and Lock Out Control | 20 |  | 1447 |  | SF Heat Pump | 1 | 1447 |  | 350 |  |  | 20 | 0.001828 | 0 | 350 | 1447 |  |  |  |  | 0 | 0 |  |  | 1.6438 | 2378.6222 | 1.6438 | 0 | 2378.6222 | 0 | 2378.6222 | 2378.6222 | 2616.4844
| E214 | SF Space Heat Elect | 2017 | 11238 - 1 | SFEH: Ductless Heat Pump - ASHP Tier 2 Savings | 15 |  | 106 |  | SF Heat Pump | 5 | 530 |  | 405 | 0 |  | 15 | 0.00050215 | 0 | 81 | 106 |  |  |  |  | 0 | 0 |  |  | 1.3774 | 730.0324 | 1.3774 | 0 | 730.0324 | 0 | 730.0324 | 730.0324 | 803.0357
| E214 | SF Space Heat Elect | 2017 | 11238 - 2 | SFEH: Ductless Heat Pump - ASHP Tier 2 Savings | 15 |  | 109 |  | SF Heat Pump | 55 | 5995 |  | 4455 | 0 |  | 15 | 0.00568 | 0 | 81 | 109 |  |  |  |  | 0 | 0 |  |  | 1.3774 | 8257.6312 | 1.3774 | 0 | 8257.6312 | 0 | 8257.6312 | 8257.6312 | 9083.3943
| E214 | SF Space Heat Elect | 2017 | 11239 - 1 | SFEH: Ductless Heat Pump - ASHP Tier 3 Savings | 20 |  | 939 |  | SF Heat Pump | 801 | 752139 |  | 1352088 | 0 |  | 20 | 0.95016 | 0 | 1688 | 939 |  |  |  |  | 0 | 0 |  |  | 1.6438 | 1236388.7526 | 1.6438 | 0 | 1236388.7526 | 0 | 1236388.7526 | 1236388.7526 | 1360027.6279
| E214 | SF Space Heat Elect | 2016 |  | Geothermal Heat Pump - Energy Star | 30 |  | 4037 |  | SF Heat Pump | 10 | 40370 |  | 38890 | 0 |  | 30 | 0.076498 | 0 | 3889 | 4037 |  |  |  |  | 0 | 0 |  |  | 1.9949 | 80536.0764 | 1.9949 | 0 | 80536.0764 | 0 | 80536.0764 | 80536.0764 | 88589.684
| E214 | SF Space Heat Elect | 2016 |  | Energy Star Heat Pump - Tier 1 = 8.5 HSPF, 14 SEER | 20 |  | 408 |  | SF Heat Pump | 2 | 816 |  | 1484 |  |  | 20 | 0.0010308 | 0 | 742 | 408 |  |  |  |  | 0 | 0 |  |  | 1.6438 | 1341.3654 | 1.6438 | 0 | 1341.3654 | 0 | 1341.3654 | 1341.3654 | 1475.5019
| E214 | SF Space Heat Elect | 2016 |  | Heat Pump - Energy Star Tier 3 - 10.0 HSPF - 16 SEER | 20 |  | 939 |  | SF Heat Pump | 1137 | 1067643 |  | 1919256 | 0 |  | 20 | 1.3487 | 0 | 1688 | 939 |  |  |  |  | 0 | 0 |  |  | 1.6438 | 1755023.735 | 1.6438 | 0 | 1755023.735 | 0 | 1755023.735 | 1755023.735 | 1930526.1085
| E214 | SF Space Heat Elect | 2016 |  | Ductless Heat Pump (Manufactured Homes) | 18 |  | 3400 |  | SF Heat Pump | 19 | 64600 |  | 78470 |  |  | 18 | 0.073447 | 0 | 4130 | 3400 |  |  |  |  | 0 | 0 |  |  | 1.5457 | 99853.6958 | 1.5457 | 0 | 99853.6958 | 0 | 99853.6958 | 99853.6958 | 109839.0654
| E214 | SF Space Heat Elect | 2016 |  | Energy Star Heat Pump - Tier 2 = 9.0 HSPF, 14 SEER | 20 |  | 128 |  | SF Heat Pump | 101 | 12928 |  | 5151 |  |  | 20 | 0.016332 | 0 | 51 | 128 |  |  |  |  | 0 | 0 |  |  | 1.6438 | 21251.436 | 1.6438 | 0 | 21251.436 | 0 | 21251.436 | 21251.436 | 23376.5796
| E214 | SF Space Heat Elect | 2016 |  | Forced-air-furnace to Heat Pump Conversion (>= 8.5 HSPF, 14 SEER) | 20 |  | 3912 |  | SF Heat Pump | 61 | 238632 |  | 251564 |  |  | 20 | 0.30146 | 0 | 4124 | 3912 |  |  |  |  | 0 | 0 |  |  | 1.6438 | 392270.4724 | 1.6438 | 0 | 392270.4724 | 0 | 392270.4724 | 392270.4724 | 431497.5196
| E214 | SF Space Heat Elect | 2016 |  | Heat Pump Sizing & Lock out Controls | 20 |  | 1152 |  | SF Heat Pump | 98 | 112896 |  | 42140 |  |  | 20 | 0.14262 | 0 | 430 | 1152 |  |  |  |  | 0 | 0 |  |  | 1.6438 | 185581.8467 | 1.6438 | 0 | 185581.8467 | 0 | 185581.8467 | 185581.8467 | 204140.0314
| E214 | SF Space Heat Elect | 2016 |  | Ductless Heat Pump | 15 |  | 2700 |  | SF Heat Pump | 210 | 567000 |  | 748020 |  |  | 15 | 0.53721 | 0 | 3562 | 2700 |  |  |  |  | 0 | 0 |  |  | 1.3774 | 780996.9788 | 1.3774 | 0 | 780996.9788 | 0 | 780996.9788 | 780996.9788 | 859096.6767
| E214 | SF Space Heat Elect | 2016 |  | Ductless Heat Pump | 15 |  | 2645 |  | SF Heat Pump | 1137 | 3007365 |  | 4020432 | 0 |  | 15 | 2.8494 | 0 | 3536 | 2645 |  |  |  |  | 0 | 0 |  |  | 1.3774 | 4142403.8433 | 1.3774 | 0 | 4142403.8433 | 0 | 4142403.8433 | 4142403.8433 | 4556644.2276
| E214 | SF Space Heat Elect | 2016 |  | Ductless Heat Pump (Manufactured Homes) | 15 |  | 3447 |  | SF Heat Pump | 104 | 358488 |  | 367744 | 0 |  | 15 | 0.33965 | 0 | 3536 | 3447 |  |  |  |  | 0 | 0 |  |  | 1.3774 | 493788.439 | 1.3774 | 0 | 493788.439 | 0 | 493788.439 | 493788.439 | 543167.2829
| E214 | SF Space Heat Elect | 2016 |  | Energy Star Heat Pump - Tier 2 = 9.0 HSPF, 14 SEER | 15 |  | 106 |  | SF Heat Pump | 634 | 67204 |  | 51354 | 0 |  | 15 | 0.063673 | 0 | 81 | 106 |  |  |  |  | 0 | 0 |  |  | 1.3774 | 92568.1146 | 1.3774 | 0 | 92568.1146 | 0 | 92568.1146 | 92568.1146 | 101824.926
| E214 | SF Space Heat Elect | 2016 |  | Heat Pump Conversion - FAF - 8.5 or greater HSPF - 14 SEER | 15 |  | 3528 |  | SF Heat Pump | 503 | 1774584 |  | 1449143 | 0 |  | 15 | 1.6813 | 0 | 2881 | 3528 |  |  |  |  | 0 | 0 |  |  | 1.3774 | 2444346.9888 | 1.3774 | 0 | 2444346.9888 | 0 | 2444346.9888 | 2444346.9888 | 2688781.6876
| E214 | SF Space Heat Elect | 2016 |  | Heat Pump Sizing and Lock Out Control | 15 |  | 630 |  | SF Heat Pump | 622 | 391860 |  | 318464 | 0 |  | 15 | 0.37127 | 0 | 512 | 630 |  |  |  |  | 0 | 0 |  |  | 1.3774 | 539755.6898 | 1.3774 | 0 | 539755.6898 | 0 | 539755.6898 | 539755.6898 | 593731.2588
| E214 | SF Space Heat Elect | 2016 |  | Ductless Heat Pump - ASHP Tier 2 Savings | 15 |  | 106 |  | SF Heat Pump | 18 | 1908 |  | 1458 | 0 |  | 15 | 0.0018078 | 0 | 81 | 106 |  |  |  |  | 0 | 0 |  |  | 1.3774 | 2628.1168 | 1.3774 | 0 | 2628.1168 | 0 | 2628.1168 | 2628.1168 | 2890.9285
| E214 | SF Space Heat Elect | 2016 |  | Ductless Heat Pump - ASHP Tier 3 Savings | 20 |  | 939 |  | SF Heat Pump | 102 | 95778 |  | 172176 | 0 |  | 20 | 0.12099 | 0 | 1688 | 939 |  |  |  |  | 0 | 0 |  |  | 1.6438 | 157442.7625 | 1.6438 | 0 | 157442.7625 | 0 | 157442.7625 | 157442.7625 | 173187.0388
[12 empty] | 15831783 | 8161940.98 | 19369571 |  |  |  | 10.0517 |  |  |  | 618775.24 | 11207630.02 | 8780716.22 | 19988346.24 | 0 | 0 | 8147644.2609 | 18547226.7236 | [7 empty] | 22651547.367 | 24916702.1037 | 2.7801 | 1.3434
[18 empty] | EES Tracking |  | Year | DBtC | OH | Total Budget
[20 empty] | 2016 | 4089441.1 | 315218.88 | 4404659.98
[20 empty] | 2017 | 4072499.88 | 303556.36 | 4376056.24
[20 empty] | Total | 8161940.98 | 618775.24 | 8780716.22
[21 empty] | Budget | Savings
[18 empty] | Exhibit 1 |  |  | 8780716.22 | 15831.783

## E214 Appliances Elect
Rtn to Summary | [27 empty] | Final Costs |  |  |  | Math Check Only - Columns can be deleted or hidden |  |  |  |  | Final Benefits
| paste | paste |  | paste | paste | paste | paste | paste | paste | paste | paste | paste | paste total DBtC | paste | paste | paste | Formula: G + H | formula | formula: N/L | formula: O/L | formula: M/L | Total only derived from Actual Spending | formula: O-N | Formula total only W+N | Formula total only W+O | Formula | Formula | Formula Total Only | Formula Total Only | Formula | Formula | Formula | Formula | Formula | Formula | Formula | Formula | Formula | Formula Total Only: AL/AC | Formula Total Only: AM/AD
| Sch. No. | Program | Year | Measure ID - Version | Measure Name | Measure Life Period 1 | Measure Life Period 2 | Unit Savings period 1 | Unit Savings Period 2 | End Use | Measure Quantity | kWh Savings - Total | kWh Incentive - Total | kWh Measure Cost - Total | Year 1 NEBs | Unit Annual O&M | Total Measure Life | Weighted Life | Incentives Per Unit | Incremental Measure Cost per Unit | Savings per unit | Program Overhead | Total Customer Cost | Total Utility Program Costs | Total Resource Cost | PV Total Non-Energy Benefits | PV Total Net Euipment O&M | PV Total Utility Program Costs | PV Total Resource Costs | Unit PV First period Savings for 1 kWh | Total First Period Savings | Unit PV Savings for Second Period for 1 kWh | Total Second period Savings | Unadjusted Total | Decrement | Final UC Total Savings | PV Total Savings UC | PV Total Savings TRC | UC B/C Ratio | TRC B/C Ratio
| E214 | Home Appliances Elect | 2017 | 10077 - 2 | APS: Power Strip - Advanced | 5 |  | 216 |  | Res Plug Load | 4777.23 | 1031881.68 |  | 214975.35 | 0 |  | 5 | 0.44677 | 0 | 45 | 216 |  |  |  |  | 0 | 0 |  |  | 0.35579 | 367136.9292 | 0.35579 | 0 | 367136.9292 | 0 | 367136.9292 | 367136.9292 | 403850.6221
| E214 | Home Appliances Elect | 2017 | 10078 - 2 | APS: Power Strip - Advanced - NQC | 5 |  | 0 |  | Res Plug Load | 493 | 0 |  | 22185 | 0 |  | 5 | 0 | 0 | 45 | 0 |  |  |  |  | 0 | 0 |  |  | 0.35579 | 0 | 0.35579 | 0 | 0 | 0 | 0 | 0 | 0
| E214 | Home Appliances Elect | 2017 | 10091 - 2 | RETAP: Clothes Dryer - Vented | 12 |  | 183 |  | Res Plug Load | 2 | 366 |  | 1228.1 | -0.42 |  | 12 | 0.00038032 | 0 | 614.05 | 183 |  |  |  |  | -6.4064 | 0 |  |  | 0.73802 | 270.1167 | 0.73802 | 0 | 270.1167 | 0 | 270.1167 | 270.1167 | 290.7219
| E214 | Home Appliances Elect | 2017 | 10091 - 1 | RETAP: Clothes Dryer - Vented | 12 |  | 183 |  | Res Plug Load | 10 | 1830 |  | 5545.2 | -0.38 |  | 12 | 0.0019016 | 0 | 554.52 | 183 |  |  |  |  | -28.9815 | 0 |  |  | 0.73802 | 1350.5833 | 0.73802 | 0 | 1350.5833 | 0 | 1350.5833 | 1350.5833 | 1456.6601
| E214 | Home Appliances Elect | 2017 | 10092 - 1 | RETAP: Clothes Dryer - Ventless | 12 |  | 228 |  | Res Plug Load | 3 | 684 |  | 1663.56 | 5.21 |  | 12 | 0.00071075 | 0 | 554.52 | 228 |  |  |  |  | 119.2056 | 0 |  |  | 0.73802 | 504.8082 | 0.73802 | 0 | 504.8082 | 0 | 504.8082 | 504.8082 | 674.4946
| E214 | Home Appliances Elect | 2017 | 10092 - 2 | RETAP: Clothes Dryer - Ventless | 12 |  | 228 |  | Res Plug Load | 121 | 27588 |  | 74300.05 | 5.77 |  | 12 | 0.028667 | 0 | 614.05 | 228 |  |  |  |  | 5324.7448 | 0 |  |  | 0.73802 | 20360.5972 | 0.73802 | 0 | 20360.5972 | 0 | 20360.5972 | 20360.5972 | 27721.4018
| E214 | Home Appliances Elect | 2017 | 10103 - 2 | RETAP: Freezer - Energy Star | 22 |  | 23 |  | Res Refrigerator | 88 | 2024 |  | 3608 | 0 |  | 22 | 0.0038558 | 0 | 41 | 23 |  |  |  |  | 0 | 0 |  |  | 0.95535 | 1933.633 | 0.95535 | 0 | 1933.633 | 0 | 1933.633 | 1933.633 | 2126.9963
| E214 | Home Appliances Elect | 2017 | 10103 - 3 | RETAP: Freezer - Energy Star | 22 |  | 23 |  | Res Refrigerator | 490 | 11270 |  | 22148 | 0 |  | 22 | 0.02147 | 0 | 45.2 | 23 |  |  |  |  | 0 | 0 |  |  | 0.95535 | 10766.8202 | 0.95535 | 0 | 10766.8202 | 0 | 10766.8202 | 10766.8202 | 11843.5022
| E214 | Home Appliances Elect | 2017 | 10104 - 2 | RETAP: Refrigerator - CEE Tier 1 | 17 |  | 9 |  | Res Refrigerator | 819 | 7371 |  | 22113 | 0 |  | 17 | 0.010851 | 0 | 27 | 9 |  |  |  |  | 0 | 0 |  |  | 0.81019 | 5971.8875 | 0.81019 | 0 | 5971.8875 | 0 | 5971.8875 | 5971.8875 | 6569.0762
| E214 | Home Appliances Elect | 2017 | 10105 - 2 | RETAP: Refrigerator - CEE Tier 2 | 17 |  | 42 |  | Res Refrigerator | 18 | 756 |  | 2196 | 0 |  | 17 | 0.0011129 | 0 | 122 | 42 |  |  |  |  | 0 | 0 |  |  | 0.81019 | 612.5013 | 0.81019 | 0 | 612.5013 | 0 | 612.5013 | 612.5013 | 673.7514
| E214 | Home Appliances Elect | 2017 | 10106 - 3 | RETAP: Refrigerator - CEE Tier 3 | 17 |  | 98 |  | Res Refrigerator | 26 | 2548 |  | 5486 | 0 |  | 17 | 0.0037509 | 0 | 211 | 98 |  |  |  |  | 0 | 0 |  |  | 0.81019 | 2064.3562 | 0.81019 | 0 | 2064.3562 | 0 | 2064.3562 | 2064.3562 | 2270.7918
| E214 | Home Appliances Elect | 2017 | 10108 - 4 | APPR: Lamp - LED - Engagement | 12 |  | 11.32 |  | Res Lighting | 271 | 3067.72 |  | 1913.26 | 0 |  | 12 | 0.0031877 | 0 | 7.06 | 11.32 |  |  |  |  | 0 | 0 |  |  | 0.74469 | 2284.4907 | 0.74469 | 0 | 2284.4907 | 0 | 2284.4907 | 2284.4907 | 2512.9398
| E214 | Home Appliances Elect | 2017 | 10108 - 5 | APPR: Lamp - LED - Engagement | 12 |  | 11.32 |  | Res Lighting | 1092 | 12361.44 |  | 1736.28 | 0 |  | 12 | 0.012845 | 0 | 1.59 | 11.32 |  |  |  |  | 0 | 0 |  |  | 0.74469 | 9205.4017 | 0.74469 | 0 | 9205.4017 | 0 | 9205.4017 | 9205.4017 | 10125.9418
| E214 | Home Appliances Elect | 2017 | 10109 - 3 | APPR: Refrigerator Replacement - Year 1 to 14 | 14 |  | 494 |  | Res Refrigerator | 395 | 195130 |  | 237000 | 0 |  | 14 | 0.23656 | 0 | 600 | 494 |  |  |  |  | 0 | 0 |  |  | 0.70528 | 137621.7965 | 0.70528 | 0 | 137621.7965 | 0 | 137621.7965 | 137621.7965 | 151383.9761
| E214 | Home Appliances Elect | 2017 | 10110 - 3 | APPR: Refrigerator Replacement - Year 15 to 20 | 20 |  | 9 |  | Res Refrigerator | 395 | 3555 |  | 39500 | 0 |  | 20 | 0.0061567 | 0 | 100 | 9 |  |  |  |  | 0 | 0 |  |  | 0.90166 | 3205.4184 | 0.90166 | 0 | 3205.4184 | 0 | 3205.4184 | 3205.4184 | 3525.9603
| E214 | Home Appliances Elect | 2017 | 10111 - 3 | APPR: Showerhead - Engagement - C - 1.5 gpm | 10 |  | 103 |  | Res Water Heat | 96 | 9888 |  | 640.32 | 0 |  | 10 | 0.0085623 | 0 | 6.67 | 103 |  |  |  |  | 0 | 0 |  |  | 0.61844 | 6115.1324 | 0.61844 | 0 | 6115.1324 | 0 | 6115.1324 | 6115.1324 | 6726.6457
| E214 | Home Appliances Elect | 2017 | 10111 - 4 | APPR: Showerhead - Engagement - C - 1.5 gpm | 10 |  | 109.2 |  | Res Water Heat | 207 | 22604.4 |  | 1380.69 | 21 |  | 10 | 0.019574 | 0 | 6.67 | 109.2 |  |  |  |  | 29473.7607 | 0 |  |  | 0.61844 | 13979.4599 | 0.61844 | 0 | 13979.4599 | 0 | 13979.4599 | 13979.4599 | 44851.1666
| E214 | Home Appliances Elect | 2017 | 10112 - 2 | APPR: Showerhead - Engagement - EO - 1.5 gpm | 10 |  | 125 |  | Res Water Heat | 175 | 21875 |  | 1750 | 0 |  | 10 | 0.018942 | 0 | 10 | 125 |  |  |  |  | 0 | 0 |  |  | 0.61844 | 13528.37 | 0.61844 | 0 | 13528.37 | 0 | 13528.37 | 13528.37 | 14881.207
| E214 | Home Appliances Elect | 2017 | 10112 - 3 | APPR: Showerhead - Engagement - EO - 1.5 gpm | 10 |  | 132.1 |  | Res Water Heat | 886 | 117040.6 |  | 8860 | 26 |  | 10 | 0.10135 | 0 | 10 | 132.1 |  |  |  |  | 156189.9131 | 0 |  |  | 0.61844 | 72382.5617 | 0.61844 | 0 | 72382.5617 | 0 | 72382.5617 | 72382.5617 | 235810.7309
| E214 | Home Appliances Elect | 2017 | 10113 - 3 | APPD: Freezer - Decommissioned | 5 |  | 570 |  | Res Refrigerator | 78 | 44460 |  | 8814 | 8.74 |  | 5 | 0.01925 | 0 | 113 | 570 |  |  |  |  | 2738.4905 | 0 |  |  | 0.29862 | 13276.5116 | 0.29862 | 0 | 13276.5116 | 0 | 13276.5116 | 13276.5116 | 17342.6533
| E214 | Home Appliances Elect | 2017 | 10113 - 4 | APPD: Freezer - Decommissioned | 5 |  | 444 |  | Res Refrigerator | 946 | 420024 |  | 119186.54 | 9.64 |  | 5 | 0.18186 | 0 | 125.99 | 444 |  |  |  |  | 36633.0747 | 0 |  |  | 0.29862 | 125426.3051 | 0.29862 | 0 | 125426.3051 | 0 | 125426.3051 | 125426.3051 | 174602.0103
| E214 | Home Appliances Elect | 2017 | 10114 - 4 | APPD: Refrigerator - Decommissioned | 7 |  | 289 |  | Res Refrigerator | 3258 | 941562 |  | 649971 | 7.88 |  | 7 | 0.57073 | 0 | 199.5 | 289 |  |  |  |  | 134721.2443 | 0 |  |  | 0.40127 | 377821.6499 | 0.40127 | 0 | 377821.6499 | 0 | 377821.6499 | 377821.6499 | 550325.0592
| E214 | Home Appliances Elect | 2017 | 10114 - 3 | APPD: Refrigerator - Decommissioned | 7 |  | 356 |  | Res Refrigerator | 325 | 115700 |  | 36725 | 7.12 |  | 7 | 0.070131 | 0 | 113 | 356 |  |  |  |  | 12142.8923 | 0 |  |  | 0.40127 | 46427.07 | 0.40127 | 0 | 46427.07 | 0 | 46427.07 | 46427.07 | 63212.6693
| E214 | Home Appliances Elect | 2017 | 10115 - 4 | APPD: Lamp - LED - Engagement | 12 |  | 11.32 |  | Res Lighting | 363 | 4109.16 |  | 2562.78 | 0 |  | 12 | 0.0042699 | 0 | 7.06 | 11.32 |  |  |  |  | 0 | 0 |  |  | 0.74469 | 3060.0374 | 0.74469 | 0 | 3060.0374 | 0 | 3060.0374 | 3060.0374 | 3366.0411
| E214 | Home Appliances Elect | 2017 | 10115 - 5 | APPD: Lamp - LED - Engagement | 12 |  | 11.32 |  | Res Lighting | 3832 | 43378.24 |  | 6092.88 | 0 |  | 12 | 0.045075 | 0 | 1.59 | 11.32 |  |  |  |  | 0 | 0 |  |  | 0.74469 | 32303.2044 | 0.74469 | 0 | 32303.2044 | 0 | 32303.2044 | 32303.2044 | 35533.5248
| E214 | Home Appliances Elect | 2017 | 10116 - 3 | APPD: Showerhead - Engagement - C - 1.5 gpm | 10 |  | 103 |  | Res Water Heat | 216 | 22248 |  | 1440.72 | 0 |  | 10 | 0.019265 | 0 | 6.67 | 103 |  |  |  |  | 0 | 0 |  |  | 0.61844 | 13759.048 | 0.61844 | 0 | 13759.048 | 0 | 13759.048 | 13759.048 | 15134.9528
| E214 | Home Appliances Elect | 2017 | 10116 - 4 | APPD: Showerhead - Engagement - C - 1.5 gpm | 10 |  | 109.2 |  | Res Water Heat | 2020 | 220584 |  | 13473.4 | 21 |  | 10 | 0.19101 | 0 | 6.67 | 109.2 |  |  |  |  | 287618.3414 | 0 |  |  | 0.61844 | 136417.9181 | 0.61844 | 0 | 136417.9181 | 0 | 136417.9181 | 136417.9181 | 437678.0513
| E214 | Home Appliances Elect | 2017 | 10117 - 3 | APPD: Showerhead - Engagement - EO - 1.5 gpm | 10 |  | 132.1 |  | Res Water Heat | 1812 | 239365.2 |  | 18120 | 26 |  | 10 | 0.20727 | 0 | 10 | 132.1 |  |  |  |  | 319431.2895 | 0 |  |  | 0.61844 | 148032.9591 | 0.61844 | 0 | 148032.9591 | 0 | 148032.9591 | 148032.9591 | 482267.5445
| E214 | Home Appliances Elect | 2017 | 10117 - 2 | APPD: Showerhead - Engagement - EO - 1.5 gpm | 10 |  | 125 |  | Res Water Heat | 147 | 18375 |  | 1470 | 0 |  | 10 | 0.015911 | 0 | 10 | 125 |  |  |  |  | 0 | 0 |  |  | 0.61844 | 11363.8308 | 0.61844 | 0 | 11363.8308 | 0 | 11363.8308 | 11363.8308 | 12500.2138
| E214 | Home Appliances Elect | 2017 | 10611 - 1 | RETAP: Clothes Washer - CEE Tier 1 - Any WH - Any Dryer - Front Load - C | 14 |  | 82 |  | Res Water Heat | 83 | 6806 |  | 6640 | 16.18 |  | 14 | 0.0082509 | 0 | 80 | 82 |  |  |  |  | 11220.9669 | 0 |  |  | 0.80501 | 5478.9224 | 0.80501 | 0 | 5478.9224 | 0 | 5478.9224 | 5478.9224 | 17247.7815
| E214 | Home Appliances Elect | 2017 | 10612 - 1 | RETAP: Clothes Washer - CEE Tier 1 - Any WH - Any Dryer - Front Load - EO | 14 |  | 82 |  | Res Water Heat | 76 | 6232 |  | 6080 | 16.18 |  | 14 | 0.007555 | 0 | 80 | 82 |  |  |  |  | 10274.6203 | 0 |  |  | 0.80501 | 5016.8446 | 0.80501 | 0 | 5016.8446 | 0 | 5016.8446 | 5016.8446 | 15793.1493
| E214 | Home Appliances Elect | 2017 | 10613 - 1 | RETAP: Clothes Washer - CEE Tier 1 - Any WH - Any Dryer - Top Load - C | 14 |  | 65 |  | Res Water Heat | 94 | 6110 |  | 11750 | 6.37 |  | 14 | 0.0074071 | 0 | 125 | 65 |  |  |  |  | 5003.1204 | 0 |  |  | 0.80501 | 4918.6329 | 0.80501 | 0 | 4918.6329 | 0 | 4918.6329 | 4918.6329 | 10413.6166
| E214 | Home Appliances Elect | 2017 | 10614 - 1 | RETAP: Clothes Washer - CEE Tier 1 - Any WH - Any Dryer - Top Load - EO | 14 |  | 65 |  | Res Water Heat | 67 | 4355 |  | 8375 | 6.37 |  | 14 | 0.0052796 | 0 | 125 | 65 |  |  |  |  | 3566.0539 | 0 |  |  | 0.80501 | 3505.8341 | 0.80501 | 0 | 3505.8341 | 0 | 3505.8341 | 3505.8341 | 7422.4714
| E214 | Home Appliances Elect | 2017 | 10615 - 1 | RETAP: Clothes Washer - CEE Tier 2 - Any WH - Any Dryer - C | 14 |  | 114 |  | Res Water Heat | 267 | 30438 |  | 33375 | 20.31 |  | 14 | 0.0369 | 0 | 125 | 114 |  |  |  |  | 45310.0829 | 0 |  |  | 0.80501 | 24503.003 | 0.80501 | 0 | 24503.003 | 0 | 24503.003 | 24503.003 | 72263.3863
| E214 | Home Appliances Elect | 2017 | 10616 - 1 | RETAP: Clothes Washer - CEE Tier 2 - Any WH - Any Dryer - EO | 14 |  | 114 |  | Res Water Heat | 180 | 20520 |  | 22500 | 20.31 |  | 14 | 0.024876 | 0 | 125 | 114 |  |  |  |  | 30546.1233 | 0 |  |  | 0.80501 | 16518.8784 | 0.80501 | 0 | 16518.8784 | 0 | 16518.8784 | 16518.8784 | 48716.8896
| E214 | Home Appliances Elect | 2017 | 10617 - 1 | RETAP: Clothes Washer - CEE Tier 3 - Any WH - Any Dryer - C | 14 |  | 134 |  | Res Water Heat | 437 | 58558 |  | 54188 | 22.49 |  | 14 | 0.07099 | 0 | 124 | 134 |  |  |  |  | 82119.1726 | 0 |  |  | 0.80501 | 47139.9846 | 0.80501 | 0 | 47139.9846 | 0 | 47139.9846 | 47139.9846 | 133973.1556
| E214 | Home Appliances Elect | 2017 | 10618 - 1 | RETAP: Clothes Washer - CEE Tier 3 - Any WH - Any Dryer - EO | 14 |  | 134 |  | Res Water Heat | 314 | 42076 |  | 38936 | 22.49 |  | 14 | 0.051009 | 0 | 124 | 134 |  |  |  |  | 59005.5382 | 0 |  |  | 0.80501 | 33871.751 | 0.80501 | 0 | 33871.751 | 0 | 33871.751 | 33871.751 | 96264.4642
| E214 | Home Appliances Elect | 2017 | 10619 - 1 | APPR: Clothes Washer - Replacement - EWH - E Dryer - Front Load | 11 |  | 848 |  | Res Water Heat | 239 | 202672 |  | 167300 | 20.31 |  | 11 | 0.19305 | 0 | 700 | 848 |  |  |  |  | 35043.1932 | 0 |  |  | 0.66884 | 135554.4669 | 0.66884 | 0 | 135554.4669 | 0 | 135554.4669 | 135554.4669 | 184153.1068
| E214 | Home Appliances Elect | 2017 | 10620 - 1 | APPR: Clothes Washer - Replacement - EWH - E Dryer - Top Load | 11 |  | 809 |  | Res Water Heat | 773 | 625357 |  | 502450 | 6.37 |  | 11 | 0.59567 | 0 | 650 | 809 |  |  |  |  | 35547.9676 | 0 |  |  | 0.66884 | 418261.6974 | 0.66884 | 0 | 418261.6974 | 0 | 418261.6974 | 418261.6974 | 495635.8347
| E214 | Home Appliances Elect | 2017 | 10768 - 1 | APPD: Aerator - Bath - Engagement - EO - Any WH - 1.0 gpm | 10 |  | 31.36 |  | Res Water Heat | 3918 | 122868.48 |  | 7836 | 6.82 |  | 10 | 0.1064 | 0 | 2 | 31.36 |  |  |  |  | 181173.5189 | 0 |  |  | 0.61844 | 75986.7544 | 0.61844 | 0 | 75986.7544 | 0 | 75986.7544 | 75986.7544 | 264758.9488
| E214 | Home Appliances Elect | 2017 | 10769 - 1 | APPD: Aerator - Bath - Engagement - C - Any WH - 1.0 gpm | 10 |  | 25.93 |  | Res Water Heat | 432 | 11201.76 |  | 432 | 6.82 |  | 10 | 0.0096999 | 0 | 1 | 25.93 |  |  |  |  | 19976.2532 | 0 |  |  | 0.61844 | 6927.6139 | 0.61844 | 0 | 6927.6139 | 0 | 6927.6139 | 6927.6139 | 27596.6285
| E214 | Home Appliances Elect | 2017 | 10769 - 2 | APPD: Aerator - Bath - Engagement - C - Any WH - 1.0 gpm | 10 |  | 25.93 |  | Res Water Heat | 4040 | 104757.2 |  | 4040 | 6.82 |  | 10 | 0.090712 | 0 | 1 | 25.93 |  |  |  |  | 186814.9608 | 0 |  |  | 0.61844 | 64786.0186 | 0.61844 | 0 | 64786.0186 | 0 | 64786.0186 | 64786.0186 | 258079.5813
| E214 | Home Appliances Elect | 2017 | 10770 - 1 | APPD: Aerator - Kitchen - Engagement - EO - Any WH - 1.5 gpm | 10 |  | 18.27 |  | Res Water Heat | 1959 | 35790.93 |  | 3918 | 3.97 |  | 10 | 0.030992 | 0 | 2 | 18.27 |  |  |  |  | 52731.5887 | 0 |  |  | 0.61844 | 22134.5345 | 0.61844 | 0 | 22134.5345 | 0 | 22134.5345 | 22134.5345 | 77079.5767
| E214 | Home Appliances Elect | 2017 | 10771 - 2 | APPD: Aerator - Kitchen - Engagement - C - Any WH - 1.5 gpm | 10 |  | 15.11 |  | Res Water Heat | 2020 | 30522.2 |  | 2020 | 3.97 |  | 10 | 0.02643 | 0 | 1 | 15.11 |  |  |  |  | 54373.5626 | 0 |  |  | 0.61844 | 18876.1423 | 0.61844 | 0 | 18876.1423 | 0 | 18876.1423 | 18876.1423 | 75137.3192
| E214 | Home Appliances Elect | 2017 | 10771 - 1 | APPD: Aerator - Kitchen - Engagement - C - Any WH - 1.5 gpm | 10 |  | 15.11 |  | Res Water Heat | 216 | 3263.76 |  | 216 | 3.97 |  | 10 | 0.0028262 | 0 | 1 | 15.11 |  |  |  |  | 5814.2027 | 0 |  |  | 0.61844 | 2018.439 | 0.61844 | 0 | 2018.439 | 0 | 2018.439 | 2018.439 | 8034.4856
| E214 | Home Appliances Elect | 2017 | 10772 - 1 | APPR: Aerator - Bath - Engagement - EO - Any WH - 1.0 gpm | 10 |  | 31.36 |  | Res Water Heat | 2122 | 66545.92 |  | 4244 | 6.82 |  | 10 | 0.057624 | 0 | 2 | 31.36 |  |  |  |  | 98124.0957 | 0 |  |  | 0.61844 | 41154.6434 | 0.61844 | 0 | 41154.6434 | 0 | 41154.6434 | 41154.6434 | 143394.2035
| E214 | Home Appliances Elect | 2017 | 10773 - 1 | APPR: Aerator - Bath - Engagement - C - Any WH - 1.0 gpm | 10 |  | 25.93 |  | Res Water Heat | 192 | 4978.56 |  | 192 | 6.82 |  | 10 | 0.0043111 | 0 | 1 | 25.93 |  |  |  |  | 8878.3348 | 0 |  |  | 0.61844 | 3078.9395 | 0.61844 | 0 | 3078.9395 | 0 | 3078.9395 | 3078.9395 | 12265.1682
| E214 | Home Appliances Elect | 2017 | 10773 - 2 | APPR: Aerator - Bath - Engagement - C - Any WH - 1.0 gpm | 10 |  | 25.93 |  | Res Water Heat | 414 | 10735.02 |  | 414 | 6.82 |  | 10 | 0.0092957 | 0 | 1 | 25.93 |  |  |  |  | 19143.9093 | 0 |  |  | 0.61844 | 6638.9633 | 0.61844 | 0 | 6638.9633 | 0 | 6638.9633 | 6638.9633 | 26446.769
| E214 | Home Appliances Elect | 2017 | 10774 - 1 | APPR: Aerator - Kitchen - Engagement - EO - Any WH - 1.5 gpm | 10 |  | 18.27 |  | Res Water Heat | 1061 | 19384.47 |  | 2122 | 3.97 |  | 10 | 0.016786 | 0 | 2 | 18.27 |  |  |  |  | 28559.5792 | 0 |  |  | 0.61844 | 11988.1272 | 0.61844 | 0 | 11988.1272 | 0 | 11988.1272 | 11988.1272 | 41746.5191
| E214 | Home Appliances Elect | 2017 | 10775 - 1 | APPR: Aerator - Kitchen - Engagement - C - Any WH - 1.5 gpm | 10 |  | 15.11 |  | Res Water Heat | 96 | 1450.56 |  | 96 | 3.97 |  | 10 | 0.0012561 | 0 | 1 | 15.11 |  |  |  |  | 2584.0901 | 0 |  |  | 0.61844 | 897.084 | 0.61844 | 0 | 897.084 | 0 | 897.084 | 897.084 | 3570.8825
| E214 | Home Appliances Elect | 2017 | 10775 - 2 | APPR: Aerator - Kitchen - Engagement - C - Any WH - 1.5 gpm | 10 |  | 15.11 |  | Res Water Heat | 207 | 3127.77 |  | 207 | 3.97 |  | 10 | 0.0027084 | 0 | 1 | 15.11 |  |  |  |  | 5571.9443 | 0 |  |  | 0.61844 | 1934.3374 | 0.61844 | 0 | 1934.3374 | 0 | 1934.3374 | 1934.3374 | 7699.7154
| E214 | Home Appliances Elect | 2017 | 12009 - 1 | RETAP: Refrigerator - Energy Star | 15 |  | 39 |  | Res Refrigerator | 6472 | 252408 |  | 648688.56 | 0 |  | 15 | 0.32785 | 0 | 100.23 | 39 |  |  |  |  | 0 | 0 |  |  | 0.74198 | 187281.7377 | 0.74198 | 0 | 187281.7377 | 0 | 187281.7377 | 187281.7377 | 206009.9114
| E214 | Home Appliances Elect | 2017 | 12010 - 1 | RETAP: Clothes Washer - Energy Star - Any WH - Any Dryer - C | 14 |  | 64 |  | Res Water Heat | 6019 | 385216 |  | 167749.53 | 11.61 |  | 14 | 0.467 | 0 | 27.87 | 64 |  |  |  |  | 583888.9218 | 0 |  |  | 0.80501 | 310104.1072 | 0.80501 | 0 | 310104.1072 | 0 | 310104.1072 | 310104.1072 | 925003.4397
| E214 | Home Appliances Elect | 2017 | 12011 - 1 | RETAP: Clothes Washer - Energy Star - Any WH - Any Dryer - EO | 14 |  | 64 |  | Res Water Heat | 5037 | 322368 |  | 140381.19 | 11.61 |  | 14 | 0.39081 | 0 | 27.87 | 64 |  |  |  |  | 488627.4296 | 0 |  |  | 0.80501 | 259510.6144 | 0.80501 | 0 | 259510.6144 | 0 | 259510.6144 | 259510.6144 | 774089.1055
| E214 | Home Appliances Elect | 2017 | 12012 - 1 | RETAP: Clothes Dryer - Vented - Energy Star | 12 |  | 93 |  | Res Plug Load | 1461 | 135873 |  | 74481.78 | -0.34 |  | 12 | 0.14119 | 0 | 50.98 | 93 |  |  |  |  | -3788.4953 | 0 |  |  | 0.73802 | 100277.4911 | 0.73802 | 0 | 100277.4911 | 0 | 100277.4911 | 100277.4911 | 106516.7449
| E214 | Home Appliances Elect | 2017 | 12013 - 1 | RETAP: Clothes Dryer - Ventless - Energy Star | 12 |  | 141 |  | Res Plug Load | 1 | 141 |  | 385.93 | 6.49 |  | 12 | 0.00014651 | 0 | 385.93 | 141 |  |  |  |  | 49.4974 | 0 |  |  | 0.73802 | 104.0613 | 0.73802 | 0 | 104.0613 | 0 | 104.0613 | 104.0613 | 163.9649
| E214 | Home Appliances Elect | 2016 |  | Refrigerator CEE Tier 3 | 17 |  | 85 |  | Res Refrigerator | 1 | 85 |  | 77 |  |  | 17 | 0.00012513 | 0 | 77 | 85 |  |  |  |  | 0 | 0 |  |  | 0.81019 | 68.8659 | 0.81019 | 0 | 68.8659 | 0 | 68.8659 | 68.8659 | 75.7525
| E214 | Home Appliances Elect | 2016 |  | Energy Star Freezer | 22 |  | 40 |  | Res Refrigerator | 1 | 40 |  | 4 | 0 |  | 22 | 7.6202e-05 | 0 | 4 | 40 |  |  |  |  | 0 | 0 |  |  | 0.95535 | 38.2141 | 0.95535 | 0 | 38.2141 | 0 | 38.2141 | 38.2141 | 42.0355
| E214 | Home Appliances Elect | 2016 |  | Clothes Washer Replacement EWH / E Dryer | 11 |  | 764 |  | Res Water Heat | 70 | 53480 |  | 42000 |  |  | 11 | 0.050941 | 0 | 600 | 764 |  |  |  |  | 0 | 0 |  |  | 0.66884 | 35769.3854 | 0.66884 | 0 | 35769.3854 | 0 | 35769.3854 | 35769.3854 | 39346.324
| E214 | Home Appliances Elect | 2016 |  | Showerhead - Engagement_EO - Appl Repl - 1.5 gpm | 10 |  | 125 |  | Res Water Heat | 307 | 38375 |  | 3070 | 0 |  | 10 | 0.03323 | 0 | 10 | 125 |  |  |  |  | 0 | 0 |  |  | 0.61844 | 23732.6262 | 0.61844 | 0 | 23732.6262 | 0 | 23732.6262 | 23732.6262 | 26105.8888
| E214 | Home Appliances Elect | 2016 |  | Advanced Power Strips | 5 |  | 300 |  | Res Plug Load | 2293 | 687900 |  | 119236 | 0 |  | 5 | 0.29784 | 0 | 52 | 300 |  |  |  |  | 0 | 0 |  |  | 0.35579 | 244750.4385 | 0.35579 | 0 | 244750.4385 | 0 | 244750.4385 | 244750.4385 | 269225.4823
| E214 | Home Appliances Elect | 2016 |  | LED: Engagement - Appl Repl | 30 |  | 13.48 |  | Res Lighting | 3 | 40.44 |  | 24 |  |  | 30 | 0.00010505 | 0 | 8 | 13.48 |  |  |  |  | 0 | 0 |  |  | 1.3097 | 52.9639 | 1.3097 | 0 | 52.9639 | 0 | 52.9639 | 52.9639 | 58.2603
| E214 | Home Appliances Elect | 2016 |  | Clothes Washer MEF 2.4 -3.19 Any WH / Any Dryer | 14 |  | 126 |  | Res Water Heat | 258 | 32508 |  | 40248 | 28 |  | 14 | 0.039409 | 0 | 156 | 126 |  |  |  |  | 60360.3028 | 0 |  |  | 0.80501 | 26169.3811 | 0.80501 | 0 | 26169.3811 | 0 | 26169.3811 | 26169.3811 | 89146.622
| E214 | Home Appliances Elect | 2016 |  | Clothes Washer MEF 2.4 -3.19 EWH / E Dryer | 14 |  | 151 |  | Res Water Heat | 374 | 56474 |  | 58344 | 28 |  | 14 | 0.068463 | 0 | 156 | 151 |  |  |  |  | 87499.0436 | 0 |  |  | 0.80501 | 45462.3363 | 0.80501 | 0 | 45462.3363 | 0 | 45462.3363 | 45462.3363 | 137507.6135
| E214 | Home Appliances Elect | 2016 |  | Clothes Washer MEF 2.4 -3.19 EWH / G Dryer | 14 |  | 63 |  | Res Water Heat | 18 | 1134 |  | 2808 | 28 |  | 14 | 0.0013747 | 0 | 156 | 63 |  |  |  |  | 4211.1839 | 0 |  |  | 0.80501 | 912.8854 | 0.80501 | 0 | 912.8854 | 0 | 912.8854 | 912.8854 | 5215.3578
| E214 | Home Appliances Elect | 2016 |  | Clothes Washer MEF 2.4 -3.19 GWH / E Dryer | 14 |  | 105 |  | Res Water Heat | 262 | 27510 |  | 40872 | 28 |  | 14 | 0.03335 | 0 | 156 | 105 |  |  |  |  | 61296.1214 | 0 |  |  | 0.80501 | 22145.9233 | 0.80501 | 0 | 22145.9233 | 0 | 22145.9233 | 22145.9233 | 85656.6371
| E214 | Home Appliances Elect | 2016 |  | Clothes Washer MEF 2.4 -3.19 GWH / G Dryer | 14 |  | 16 |  | Res Water Heat | 66 | 1056 |  | 10296 | 28 |  | 14 | 0.0012802 | 0 | 156 | 16 |  |  |  |  | 15441.0077 | 0 |  |  | 0.80501 | 850.0943 | 0.80501 | 0 | 850.0943 | 0 | 850.0943 | 850.0943 | 16376.1115
| E214 | Home Appliances Elect | 2016 |  | Clothes Washer MEF 3.2+ Any WH / Any Dryer | 14 |  | 177 |  | Res Water Heat | 70 | 12390 |  | 21910 | 42 |  | 14 | 0.01502 | 0 | 313 | 177 |  |  |  |  | 24565.2395 | 0 |  |  | 0.80501 | 9974.1181 | 0.80501 | 0 | 9974.1181 | 0 | 9974.1181 | 9974.1181 | 35536.7694
| E214 | Home Appliances Elect | 2016 |  | Clothes Washer MEF 3.2+ EWH / E Dryer | 14 |  | 211 |  | Res Water Heat | 220 | 46420 |  | 68860 | 42 |  | 14 | 0.056275 | 0 | 313 | 211 |  |  |  |  | 77205.0384 | 0 |  |  | 0.80501 | 37368.7299 | 0.80501 | 0 | 37368.7299 | 0 | 37368.7299 | 37368.7299 | 118310.6413
| E214 | Home Appliances Elect | 2016 |  | Clothes Washer MEF 3.2+ EWH / G Dryer | 14 |  | 84 |  | Res Water Heat | 10 | 840 |  | 3130 | 42 |  | 14 | 0.0010183 | 0 | 313 | 84 |  |  |  |  | 3509.3199 | 0 |  |  | 0.80501 | 676.2114 | 0.80501 | 0 | 676.2114 | 0 | 676.2114 | 676.2114 | 4253.1525
| E214 | Home Appliances Elect | 2016 |  | Clothes Washer MEF 3.2+ GWH / E Dryer | 14 |  | 151 |  | Res Water Heat | 165 | 24915 |  | 51645 | 42 |  | 14 | 0.030204 | 0 | 313 | 151 |  |  |  |  | 57903.7788 | 0 |  |  | 0.80501 | 20056.9131 | 0.80501 | 0 | 20056.9131 | 0 | 20056.9131 | 20056.9131 | 79966.3832
| E214 | Home Appliances Elect | 2016 |  | Clothes Washer MEF 3.2+ GWH / G Dryer | 14 |  | 24 |  | Res Water Heat | 41 | 984 |  | 12833 | 42 |  | 14 | 0.0011929 | 0 | 313 | 24 |  |  |  |  | 14388.2117 | 0 |  |  | 0.80501 | 792.1334 | 0.80501 | 0 | 792.1334 | 0 | 792.1334 | 792.1334 | 15259.5584
| E214 | Home Appliances Elect | 2016 |  | Freezer Decomm | 5 |  | 570 |  | Res Refrigerator | 80 | 45600 |  | 8680 | 8.74 |  | 5 | 0.019743 | 0 | 108.5 | 570 |  |  |  |  | 2808.7082 | 0 |  |  | 0.29862 | 13616.935 | 0.29862 | 0 | 13616.935 | 0 | 13616.935 | 13616.935 | 17787.3367
| E214 | Home Appliances Elect | 2016 |  | LED: Engagement - Appl Repl | 30 |  | 13.48 |  | Res Lighting | 438 | 5904.24 |  | 3942 | 0 |  | 30 | 0.015338 | 0 | 9 | 13.48 |  |  |  |  | 0 | 0 |  |  | 1.3097 | 7732.7361 | 1.3097 | 0 | 7732.7361 | 0 | 7732.7361 | 7732.7361 | 8506.0097
| E214 | Home Appliances Elect | 2016 |  | Refrigerator CEE Tier 1 | 17 |  | 22 |  | Res Refrigerator | 16 | 352 |  | 144 | 0 |  | 17 | 0.00051817 | 0 | 9 | 22 |  |  |  |  | 0 | 0 |  |  | 0.81019 | 285.1858 | 0.81019 | 0 | 285.1858 | 0 | 285.1858 | 285.1858 | 313.7044
| E214 | Home Appliances Elect | 2016 |  | Refrigerator CEE Tier 2 | 17 |  | 47 |  | Res Refrigerator | 16 | 752 |  | 528 | 0 |  | 17 | 0.001107 | 0 | 33 | 47 |  |  |  |  | 0 | 0 |  |  | 0.81019 | 609.2605 | 0.81019 | 0 | 609.2605 | 0 | 609.2605 | 609.2605 | 670.1866
| E214 | Home Appliances Elect | 2016 |  | Refrigerator CEE Tier 3 | 17 |  | 88 |  | Res Refrigerator | 81 | 7128 |  | 6237 | 0 |  | 17 | 0.010493 | 0 | 77 | 88 |  |  |  |  | 0 | 0 |  |  | 0.81019 | 5775.012 | 0.81019 | 0 | 5775.012 | 0 | 5775.012 | 5775.012 | 6352.5132
| E214 | Home Appliances Elect | 2016 |  | Refrigerator Decomm | 7 |  | 356 |  | Res Refrigerator | 375 | 133500 |  | 40687.5 | 7.12 |  | 7 | 0.080921 | 0 | 108.5 | 356 |  |  |  |  | 14011.0296 | 0 |  |  | 0.40127 | 53569.6962 | 0.40127 | 0 | 53569.6962 | 0 | 53569.6962 | 53569.6962 | 72937.6953
| E214 | Home Appliances Elect | 2016 |  | Refrigerator Replacement Year 1-14 | 14 |  | 494 |  | Res Refrigerator | 143 | 70642 |  | 71500 |  |  | 14 | 0.085639 | 0 | 500 | 494 |  |  |  |  | 0 | 0 |  |  | 0.70528 | 49822.5744 | 0.70528 | 0 | 49822.5744 | 0 | 49822.5744 | 49822.5744 | 54804.8319
| E214 | Home Appliances Elect | 2016 |  | Refrigerator Replacement Year 15-20 | 20 |  | 86 |  | Res Refrigerator | 143 | 12298 |  | 10725 |  |  | 20 | 0.021298 | 0 | 75 | 86 |  |  |  |  | 0 | 0 |  |  | 0.90166 | 11088.674 | 0.90166 | 0 | 11088.674 | 0 | 11088.674 | 11088.674 | 12197.5414
| E214 | Home Appliances Elect | 2016 |  | Showerhead - Engagement_C - Appl Repl - 1.5 gpm (E) | 10 |  | 103 |  | Res Water Heat | 134 | 13802 |  | 670 | 0 |  | 10 | 0.011952 | 0 | 5 | 103 |  |  |  |  | 0 | 0 |  |  | 0.61844 | 8535.7057 | 0.61844 | 0 | 8535.7057 | 0 | 8535.7057 | 8535.7057 | 9389.2763
| E214 | Home Appliances Elect | 2016 |  | Clothes Dryer - Vented | 12 |  | 183 |  | Res Plug Load | 31 | 5673 |  | 17190.12 | -0.38 |  | 12 | 0.0058949 | 0 | 554.52 | 183 |  |  |  |  | -89.8427 | 0 |  |  | 0.73802 | 4186.8083 | 0.73802 | 0 | 4186.8083 | 0 | 4186.8083 | 4186.8083 | 4515.6464
| E214 | Home Appliances Elect | 2016 |  | Clothes Dryer - Ventless | 12 |  | 228 |  | Res Plug Load | 37 | 8436 |  | 20517.24 | 5.21 |  | 12 | 0.008766 | 0 | 554.52 | 228 |  |  |  |  | 1470.2022 | 0 |  |  | 0.73802 | 6225.9677 | 0.73802 | 0 | 6225.9677 | 0 | 6225.9677 | 6225.9677 | 8318.7667
| E214 | Home Appliances Elect | 2016 |  | Advanced Power Strips - NQC | 3 |  | 0 |  | Res Plug Load | 21 | 0 |  | 1092 |  |  | 3 | 0 | 0 | 52 | 0 |  |  |  |  | 0 | 0 |  |  | 0.22439 | 0 | 0.22439 | 0 | 0 | 0 | 0 | 0 | 0
| E214 | Home Appliances Elect | 2016 |  | Power Strip - Advanced | 5 |  | 216 |  | Res Plug Load | 2547.66 | 550294.56 |  | 94263.42 | 0 |  | 5 | 0.23826 | 0 | 37 | 216 |  |  |  |  | 0 | 0 |  |  | 0.35579 | 195791.2994 | 0.35579 | 0 | 195791.2994 | 0 | 195791.2994 | 195791.2994 | 215370.4293
| E214 | Home Appliances Elect | 2016 |  | Power Strip - Advanced - NQC | 3 |  | 0 |  | Res Plug Load | 112 | 0 |  | 4144 |  |  | 3 | 0 | 0 | 37 | 0 |  |  |  |  | 0 | 0 |  |  | 0.22439 | 0 | 0.22439 | 0 | 0 | 0 | 0 | 0 | 0
| E214 | Home Appliances Elect | 2016 |  | Energy Star Freezer | 22 |  | 23 |  | Res Refrigerator | 486 | 11178 |  | 19926 | 0 |  | 22 | 0.021295 | 0 | 41 | 23 |  |  |  |  | 0 | 0 |  |  | 0.95535 | 10678.9278 | 0.95535 | 0 | 10678.9278 | 0 | 10678.9278 | 10678.9278 | 11746.8206
| E214 | Home Appliances Elect | 2016 |  | Refrigerator CEE Tier 1 | 17 |  | 9 |  | Res Refrigerator | 2588 | 23292 |  | 69876 | 0 |  | 17 | 0.034288 | 0 | 27 | 9 |  |  |  |  | 0 | 0 |  |  | 0.81019 | 18870.8727 | 0.81019 | 0 | 18870.8727 | 0 | 18870.8727 | 18870.8727 | 20757.96
| E214 | Home Appliances Elect | 2016 |  | Refrigerator CEE Tier 2 | 17 |  | 42 |  | Res Refrigerator | 84 | 3528 |  | 10248 | 0 |  | 17 | 0.0051935 | 0 | 122 | 42 |  |  |  |  | 0 | 0 |  |  | 0.81019 | 2858.3393 | 0.81019 | 0 | 2858.3393 | 0 | 2858.3393 | 2858.3393 | 3144.1732
| E214 | Home Appliances Elect | 2016 |  | Refrigerator CEE Tier 3 | 17 |  | 98 |  | Res Refrigerator | 40 | 3920 |  | 8440 | 0 |  | 17 | 0.0057705 | 0 | 211 | 98 |  |  |  |  | 0 | 0 |  |  | 0.81019 | 3175.9325 | 0.81019 | 0 | 3175.9325 | 0 | 3175.9325 | 3175.9325 | 3493.5258
| E214 | Home Appliances Elect | 2016 |  | Clothes Washer - CEE Tier 1 - Any WH - Any Dryer - Front Load - C - kWh | 14 |  | 82 |  | Res Water Heat | 357 | 29274 |  | 28560 | 16.18 |  | 14 | 0.035489 | 0 | 80 | 82 |  |  |  |  | 48263.677 | 0 |  |  | 0.80501 | 23565.9672 | 0.80501 | 0 | 23565.9672 | 0 | 23565.9672 | 23565.9672 | 74186.2409
| E214 | Home Appliances Elect | 2016 |  | Clothes Washer - CEE Tier 1 - Any WH - Any Dryer - Front Load - EO | 14 |  | 82 |  | Res Water Heat | 501 | 41082 |  | 40080 | 16.18 |  | 14 | 0.049804 | 0 | 80 | 82 |  |  |  |  | 67731.3786 | 0 |  |  | 0.80501 | 33071.5675 | 0.80501 | 0 | 33071.5675 | 0 | 33071.5675 | 33071.5675 | 104110.1028
| E214 | Home Appliances Elect | 2016 |  | Clothes Washer - CEE Tier 1 - Any WH - Any Dryer - Top Load - C - kWh | 14 |  | 65 |  | Res Water Heat | 380 | 24700 |  | 47500 | 6.37 |  | 14 | 0.029944 | 0 | 125 | 65 |  |  |  |  | 20225.3805 | 0 |  |  | 0.80501 | 19883.8352 | 0.80501 | 0 | 19883.8352 | 0 | 19883.8352 | 19883.8352 | 42097.5992
| E214 | Home Appliances Elect | 2016 |  | Clothes Washer - CEE Tier 1 - Any WH - Any Dryer - Top Load - EO | 14 |  | 65 |  | Res Water Heat | 274 | 17810 |  | 34250 | 6.37 |  | 14 | 0.021591 | 0 | 125 | 65 |  |  |  |  | 14583.5639 | 0 |  |  | 0.80501 | 14337.2917 | 0.80501 | 0 | 14337.2917 | 0 | 14337.2917 | 14337.2917 | 30354.5847
| E214 | Home Appliances Elect | 2016 |  | Clothes Washer - CEE Tier 2 - Any WH - Any Dryer - C - kWh | 14 |  | 114 |  | Res Water Heat | 1486 | 169404 |  | 185750 | 20.31 |  | 14 | 0.20537 | 0 | 125 | 114 |  |  |  |  | 252175.2181 | 0 |  |  | 0.80501 | 136372.5187 | 0.80501 | 0 | 136372.5187 | 0 | 136372.5187 | 136372.5187 | 402184.9887
| E214 | Home Appliances Elect | 2016 |  | Clothes Washer - CEE Tier 2 - Any WH - Any Dryer - EO | 14 |  | 114 |  | Res Water Heat | 1111 | 126654 |  | 138875 | 20.31 |  | 14 | 0.15354 | 0 | 125 | 114 |  |  |  |  | 188537.4612 | 0 |  |  | 0.80501 | 101958.1886 | 0.80501 | 0 | 101958.1886 | 0 | 101958.1886 | 101958.1886 | 300691.4687
| E214 | Home Appliances Elect | 2016 |  | Clothes Washer - CEE Tier 3 - Any WH - Any Dryer - C - kWh | 14 |  | 134 |  | Res Water Heat | 742 | 99428 |  | 92008 | 22.49 |  | 14 | 0.12054 | 0 | 124 | 134 |  |  |  |  | 139433.4692 | 0 |  |  | 0.80501 | 80040.8892 | 0.80501 | 0 | 80040.8892 | 0 | 80040.8892 | 80040.8892 | 227478.4473
| E214 | Home Appliances Elect | 2016 |  | Clothes Washer - CEE Tier 3 - Any WH - Any Dryer - EO | 14 |  | 134 |  | Res Water Heat | 546 | 73164 |  | 67704 | 22.49 |  | 14 | 0.088697 | 0 | 124 | 134 |  |  |  |  | 102601.9868 | 0 |  |  | 0.80501 | 58898.0128 | 0.80501 | 0 | 58898.0128 | 0 | 58898.0128 | 58898.0128 | 167389.8009
| E214 | Home Appliances Elect | 2016 |  | Clothes Washer - Replacement - EWH - E Dryer - Front Load - APPR | 11 |  | 848 |  | Res Water Heat | 230 | 195040 |  | 161000 | 20.31 |  | 11 | 0.18578 | 0 | 700 | 848 |  |  |  |  | 33723.5751 | 0 |  |  | 0.66884 | 130449.9053 | 0.66884 | 0 | 130449.9053 | 0 | 130449.9053 | 130449.9053 | 177218.4709
| E214 | Home Appliances Elect | 2016 |  | Clothes Washer - Replacement - EWH - E Dryer - Top Load - APPR | 11 |  | 809 |  | Res Water Heat | 699 | 565491 |  | 454350 | 6.37 |  | 11 | 0.53864 | 0 | 650 | 809 |  |  |  |  | 32144.928 | 0 |  |  | 0.66884 | 378221.1209 | 0.66884 | 0 | 378221.1209 | 0 | 378221.1209 | 378221.1209 | 448188.161
| E214 | Home Appliances Elect | 2016 |  | LED - Engagement - APPR - Original savings | 12 |  | 24.09 |  | Res Lighting | 2124 | 51167.16 |  | 14995.44 | 0 |  | 12 | 0.053168 | 0 | 7.06 | 24.09 |  |  |  |  | 0 | 0 |  |  | 0.74469 | 38103.5106 | 0.74469 | 0 | 38103.5106 | 0 | 38103.5106 | 38103.5106 | 41913.8617
| E214 | Home Appliances Elect | 2016 |  | Showerhead - Engagement - C - APPR - 1.5 gpm - kWh | 10 |  | 103 |  | Res Water Heat | 555 | 57165 |  | 3701.85 | 0 |  | 10 | 0.049501 | 0 | 6.67 | 103 |  |  |  |  | 0 | 0 |  |  | 0.61844 | 35353.1094 | 0.61844 | 0 | 35353.1094 | 0 | 35353.1094 | 35353.1094 | 38888.4204
| E214 | Home Appliances Elect | 2016 |  | Showerhead - Engagement - EO - APPR - 1.5 gpm | 10 |  | 125 |  | Res Water Heat | 1569 | 196125 |  | 15690 | 0 |  | 10 | 0.16983 | 0 | 10 | 125 |  |  |  |  | 0 | 0 |  |  | 0.61844 | 121291.4998 | 0.61844 | 0 | 121291.4998 | 0 | 121291.4998 | 121291.4998 | 133420.6498
| E214 | Home Appliances Elect | 2016 |  | Refrigerator Replacement Year 1-14 | 14 |  | 494 |  | Res Refrigerator | 1093 | 539942 |  | 655800 | 0 |  | 14 | 0.65457 | 0 | 600 | 494 |  |  |  |  | 0 | 0 |  |  | 0.70528 | 380811.7052 | 0.70528 | 0 | 380811.7052 | 0 | 380811.7052 | 380811.7052 | 418892.8757
| E214 | Home Appliances Elect | 2016 |  | Refrigerator Replacement Year 15-20 | 20 |  | 9 |  | Res Refrigerator | 1093 | 9837 |  | 109300 | 0 |  | 20 | 0.017036 | 0 | 100 | 9 |  |  |  |  | 0 | 0 |  |  | 0.90166 | 8869.6768 | 0.90166 | 0 | 8869.6768 | 0 | 8869.6768 | 8869.6768 | 9756.6445
| E214 | Home Appliances Elect | 2016 |  | LED - Engagement - APPD - Original savings | 12 |  | 24.09 |  | Res Lighting | 1202 | 28956.18 |  | 8486.12 | 0 |  | 12 | 0.030089 | 0 | 7.06 | 24.09 |  |  |  |  | 0 | 0 |  |  | 0.74469 | 21563.2861 | 0.74469 | 0 | 21563.2861 | 0 | 21563.2861 | 21563.2861 | 23719.6147
| E214 | Home Appliances Elect | 2016 |  | Showerhead - Engagement - C - APPD - 1.5 gpm - kWh | 10 |  | 103 |  | Res Water Heat | 654 | 67362 |  | 4362.18 | 0 |  | 10 | 0.058331 | 0 | 6.67 | 103 |  |  |  |  | 0 | 0 |  |  | 0.61844 | 41659.3398 | 0.61844 | 0 | 41659.3398 | 0 | 41659.3398 | 41659.3398 | 45825.2737
| E214 | Home Appliances Elect | 2016 |  | Showerhead - Engagement - EO - APPD - 1.5 gpm | 10 |  | 125 |  | Res Water Heat | 549 | 68625 |  | 5490 | 0 |  | 10 | 0.059424 | 0 | 10 | 125 |  |  |  |  | 0 | 0 |  |  | 0.61844 | 42440.4292 | 0.61844 | 0 | 42440.4292 | 0 | 42440.4292 | 42440.4292 | 46684.4721
| E214 | Home Appliances Elect | 2016 |  | Freezer Decomm | 5 |  | 570 |  | Res Refrigerator | 701 | 399570 |  | 79213 | 8.74 |  | 5 | 0.173 | 0 | 113 | 570 |  |  |  |  | 24611.3055 | 0 |  |  | 0.29862 | 119318.3931 | 0.29862 | 0 | 119318.3931 | 0 | 119318.3931 | 119318.3931 | 155861.5379
| E214 | Home Appliances Elect | 2016 |  | Refrigerator Decomm | 7 |  | 356 |  | Res Refrigerator | 2100 | 747600 |  | 237300 | 7.12 |  | 7 | 0.45316 | 0 | 113 | 356 |  |  |  |  | 78461.7655 | 0 |  |  | 0.40127 | 299990.2985 | 0.40127 | 0 | 299990.2985 | 0 | 299990.2985 | 299990.2985 | 408451.0939
| E214 | Home Appliances Elect | 2016 |  | Aerator - Bath - Engagement - EO - Any WH - 1.0 gpm - APPD | 10 |  | 31.36 |  | Res Water Heat | 1095 | 34339.2 |  | 2190 | 6.82 |  | 10 | 0.029735 | 0 | 2 | 31.36 |  |  |  |  | 50634.253 | 0 |  |  | 0.61844 | 21236.7269 | 0.61844 | 0 | 21236.7269 | 0 | 21236.7269 | 21236.7269 | 73994.6526
| E214 | Home Appliances Elect | 2016 |  | Aerator - Bath - Engagement - C - APPD - 1.0 gpm - kWh | 10 |  | 25.93 |  | Res Water Heat | 1308 | 33916.44 |  | 1308 | 6.82 |  | 10 | 0.029369 | 0 | 1 | 25.93 |  |  |  |  | 60483.6556 | 0 |  |  | 0.61844 | 20975.2753 | 0.61844 | 0 | 20975.2753 | 0 | 20975.2753 | 20975.2753 | 83556.4585
| E214 | Home Appliances Elect | 2016 |  | Aerator - Kitchen - Engagement - EO - Any WH - 1.5 gpm - APPD | 10 |  | 18.27 |  | Res Water Heat | 548 | 10011.96 |  | 1096 | 3.97 |  | 10 | 0.0086696 | 0 | 2 | 18.27 |  |  |  |  | 14750.8477 | 0 |  |  | 0.61844 | 6191.7942 | 0.61844 | 0 | 6191.7942 | 0 | 6191.7942 | 6191.7942 | 21561.8213
| E214 | Home Appliances Elect | 2016 |  | Aerator - Kitchen - Engagement - C - APPD - 1.5 gpm - kWh | 10 |  | 15.11 |  | Res Water Heat | 654 | 9881.94 |  | 654 | 3.97 |  | 10 | 0.008557 | 0 | 1 | 15.11 |  |  |  |  | 17604.1138 | 0 |  |  | 0.61844 | 6111.3847 | 0.61844 | 0 | 6111.3847 | 0 | 6111.3847 | 6111.3847 | 24326.637
| E214 | Home Appliances Elect | 2016 |  | Aerator - Bath - Engagement - EO - Any WH - 1.0 gpm - APPR | 10 |  | 31.36 |  | Res Water Heat | 1116 | 34997.76 |  | 2232 | 6.82 |  | 10 | 0.030306 | 0 | 2 | 31.36 |  |  |  |  | 51605.3209 | 0 |  |  | 0.61844 | 21644.0066 | 0.61844 | 0 | 21644.0066 | 0 | 21644.0066 | 21644.0066 | 75413.7281
| E214 | Home Appliances Elect | 2016 |  | Aerator - Bath - Engagement - C - APPR - 1.0 gpm - kWh | 10 |  | 25.93 |  | Res Water Heat | 394 | 10216.42 |  | 394 | 6.82 |  | 10 | 0.0088467 | 0 | 1 | 25.93 |  |  |  |  | 18219.0828 | 0 |  |  | 0.61844 | 6318.2404 | 0.61844 | 0 | 6318.2404 | 0 | 6318.2404 | 6318.2404 | 25169.1473
| E214 | Home Appliances Elect | 2016 |  | Aerator - Kitchen - Engagement - EO - Any WH - 1.5 gpm - APPR | 10 |  | 18.27 |  | Res Water Heat | 558 | 10194.66 |  | 1116 | 3.97 |  | 10 | 0.0088278 | 0 | 2 | 18.27 |  |  |  |  | 15020.0237 | 0 |  |  | 0.61844 | 6304.7832 | 0.61844 | 0 | 6304.7832 | 0 | 6304.7832 | 6304.7832 | 21955.2852
| E214 | Home Appliances Elect | 2016 |  | Aerator - Kitchen - Engagement - C - APPR - 1.5 gpm - kWh | 10 |  | 15.11 |  | Res Water Heat | 197 | 2976.67 |  | 197 | 3.97 |  | 10 | 0.0025776 | 0 | 1 | 15.11 |  |  |  |  | 5302.7682 | 0 |  |  | 0.61844 | 1840.8911 | 0.61844 | 0 | 1840.8911 | 0 | 1840.8911 | 1840.8911 | 7327.7485
| E214 | Home Appliances Elect | 2016 |  | LED - Engagement - APPD - Updated savings | 12 |  | 11.32 |  | Res Lighting | 1202 | 13606.64 |  | 8486.12 | 0 |  | 12 | 0.014139 | 0 | 7.06 | 11.32 |  |  |  |  | 0 | 0 |  |  | 0.74469 | 10132.6857 | 0.74469 | 0 | 10132.6857 | 0 | 10132.6857 | 10132.6857 | 11145.9543
| E214 | Home Appliances Elect | 2016 |  | LED - Engagement - APPD - Backout of original savings | 12 |  | 24.09 |  | Res Lighting | -1202 | -28956.18 |  | -8486.12 |  |  | 12 | -0.030089 | 0 | 7.06 | 24.09 |  |  |  |  | 0 | 0 |  |  | 0.74469 | -21563.2861 | 0.74469 | 0 | -21563.2861 | 0 | -21563.2861 | -21563.2861 | -23719.6147
| E214 | Home Appliances Elect | 2016 |  | LED - Engagement - APPD - Forecasting only | 12 |  | 11.32 |  | Res Lighting | 0 | 0 |  | 0 |  |  | 12 | 0 | 0 | 0 | 0 |  |  |  |  | 0 | 0 |  |  | 0.74469 | 0 | 0.74469 | 0 | 0 | 0 | 0 | 0 | 0
| E214 | Home Appliances Elect | 2016 |  | LED - Engagement - APPR - Updated savings | 12 |  | 11.32 |  | Res Lighting | 2124 | 24043.68 |  | 14995.44 | 0 |  | 12 | 0.024984 | 0 | 7.06 | 11.32 |  |  |  |  | 0 | 0 |  |  | 0.74469 | 17905.012 | 0.74469 | 0 | 17905.012 | 0 | 17905.012 | 17905.012 | 19695.5132
| E214 | Home Appliances Elect | 2016 |  | LED - Engagement - APPR - Backout of original savings | 12 |  | 24.09 |  | Res Lighting | -2124 | -51167.16 |  | -14995.44 |  |  | 12 | -0.053168 | 0 | 7.06 | 24.09 |  |  |  |  | 0 | 0 |  |  | 0.74469 | -38103.5106 | 0.74469 | 0 | -38103.5106 | 0 | -38103.5106 | -38103.5106 | -41913.8617
| E214 | Home Appliances Elect | 2016 |  | LED - Engagement - APPR - Forecasting only | 12 |  | 11.32 |  | Res Lighting | 0 | 0 |  | 0 |  |  | 12 | 0 | 0 | 0 | 0 |  |  |  |  | 0 | 0 |  |  | 0.74469 | 0 | 0.74469 | 0 | 0 | 0 | 0 | 0 | 0
[12 empty] | 11548312.68 | 7098166.78 | 6692872.99 |  |  |  | 7.6668 |  |  |  | 2232813.43 | -405293.79 | 9330980.21 | 8925686.42 | 4695210.9223 | 0 | 8658235.3252 | 8282162.4014 | [7 empty] | 6392492.7198 | 11726952.9141 | 0.73831 | 1.4159
[18 empty] | EES Tracking |  | Year | DBtC | OH | Total Budget
[20 empty] | 2016 | 4004952.43 | 1054634.69 | 5059587.12
[20 empty] | 2017 | 3093214.35 | 1178178.74 | 4271393.09
[20 empty] | Total | 7098166.78 | 2232813.43 | 9330980.21
[21 empty] | Budget | Savings
[18 empty] | Exhibit 1 |  |  | 9330980.21 | 11548.312

## E214 Showerheads Elect
Rtn to Summary | [27 empty] | Final Costs |  |  |  | Math Check Only - Columns can be deleted or hidden |  |  |  |  | Final Benefits
| paste | paste |  | paste | paste | paste | paste | paste | paste | paste | paste | paste | paste total DBtC | paste | paste | paste | Formula: G + H | formula | formula: N/L | formula: O/L | formula: M/L | Total only derived from Actual Spending | formula: O-N | Formula total only W+N | Formula total only W+O | Formula | Formula | Formula Total Only | Formula Total Only | Formula | Formula | Formula | Formula | Formula | Formula | Formula | Formula | Formula | Formula Total Only: AL/AC | Formula Total Only: AM/AD
| Sch. No. | Program | Year | Measure ID - Version | Measure Name | Measure Life Period 1 | Measure Life Period 2 | Unit Savings period 1 | Unit Savings Period 2 | End Use | Measure Quantity | kWh Savings - Total | kWh Incentive - Total | kWh Measure Cost - Total | Year 1 NEBs | Unit Annual O&M | Total Measure Life | Weighted Life | Incentives Per Unit | Incremental Measure Cost per Unit | Savings per unit | Program Overhead | Total Customer Cost | Total Utility Program Costs | Total Resource Cost | PV Total Non-Energy Benefits | PV Total Net Euipment O&M | PV Total Utility Program Costs | PV Total Resource Costs | Unit PV First period Savings for 1 kWh | Total First Period Savings | Unit PV Savings for Second Period for 1 kWh | Total Second period Savings | Unadjusted Total | Decrement | Final UC Total Savings | PV Total Savings UC | PV Total Savings TRC | UC B/C Ratio | TRC B/C Ratio
| E214 | Showerheads Elect | 2017 | 10015 - 1 | RETSH: Adapter - ShowerStart - EO | 10 |  | 131 |  | Res Water Heat | 1 | 131 |  | 30 | 0 |  | 10 | 0.00011469 | 0 | 30 | 131 |  |  |  |  | 0 | 0 |  |  | 0.61844 | 81.0156 | 0.61844 | 0 | 81.0156 | 0 | 81.0156 | 81.0156 | 89.1172
| E214 | Showerheads Elect | 2017 | 10015 - 2 | RETSH: Adapter - ShowerStart - EO | 10 |  | 28.1 |  | Res Water Heat | 24.93 | 700.53 |  | 398.38 | 4.75 |  | 10 | 0.00061331 | 0 | 15.9799 | 28.0999 |  |  |  |  | 802.9006 | 0 |  |  | 0.61844 | 433.2375 | 0.61844 | 0 | 433.2375 | 0 | 433.2375 | 433.2375 | 1279.4618
| E214 | Showerheads Elect | 2017 | 10026 - 3 | RETSH: Showerhead - Retail - C - Any WH - 1.5 gpm or less | 10 |  | 109.2 |  | Res Water Heat | 6860.84 | 749203.73 |  | 91180.56 | 26 |  | 10 | 0.65592 | 0 | 13.29 | 109.2 |  |  |  |  | 1209474.0442 | 0 |  |  | 0.61844 | 463337.3808 | 0.61844 | 0 | 463337.3808 | 0 | 463337.3808 | 463337.3808 | 1719145.1631
| E214 | Showerheads Elect | 2017 | 10026 - 2 | RETSH: Showerhead - Retail - C - Any WH - 1.5 gpm or less | 10 |  | 122 |  | Res Water Heat | 1779.22 | 217064.84 |  | 21350.64 | 18.91 |  | 10 | 0.19004 | 0 | 12 | 122 |  |  |  |  | 228121.9598 | 0 |  |  | 0.61844 | 134241.5296 | 0.61844 | 0 | 134241.5296 | 0 | 134241.5296 | 134241.5296 | 375787.6424
| E214 | Showerheads Elect | 2017 | 10027 - 3 | RETSH: Showerhead - Retail - C - Any WH - 1.51 to 1.75 gpm | 10 |  | 88 |  | Res Water Heat | 4640.94 | 408402.72 |  | 61678.09 | 21 |  | 10 | 0.35755 | 0 | 13.29 | 88 |  |  |  |  | 660801.7155 | 0 |  |  | 0.61844 | 252572.484 | 0.61844 | 0 | 252572.484 | 0 | 252572.484 | 252572.484 | 938631.4479
| E214 | Showerheads Elect | 2017 | 10027 - 2 | RETSH: Showerhead - Retail - C - Any WH - 1.51 to 1.75 gpm | 10 |  | 94 |  | Res Water Heat | 1 | 94 |  | 12 | 14.9 |  | 10 | 8.2297e-05 | 0 | 12 | 94 |  |  |  |  | 101.0258 | 0 |  |  | 0.61844 | 58.1333 | 0.61844 | 0 | 58.1333 | 0 | 58.1333 | 58.1333 | 164.9724
| E214 | Showerheads Elect | 2017 | 10028 - 3 | RETSH: Showerhead - Retail - C - Any WH - 1.76 to 2.0 gpm | 10 |  | 64.4 |  | Res Water Heat | 18246.12 | 1175050.13 |  | 242490.93 | 15 |  | 10 | 1.0288 | 0 | 13.29 | 64.4 |  |  |  |  | 1855699.7069 | 0 |  |  | 0.61844 | 726697.7303 | 0.61844 | 0 | 726697.7303 | 0 | 726697.7303 | 726697.7303 | 2655067.2102
| E214 | Showerheads Elect | 2017 | 10028 - 2 | RETSH: Showerhead - Retail - C - Any WH - 1.76 to 2.0 gpm | 10 |  | 63 |  | Res Water Heat | 1146.86 | 72252.18 |  | 13762.32 | 10.17 |  | 10 | 0.063256 | 0 | 12 | 63 |  |  |  |  | 79081.9322 | 0 |  |  | 0.61844 | 44683.6215 | 0.61844 | 0 | 44683.6215 | 0 | 44683.6215 | 44683.6215 | 128233.9159
| E214 | Showerheads Elect | 2017 | 10029 - 1 | RETSH: Showerhead - Retail - EO - Any WH - 1.5 gpm or less | 10 |  | 145 |  | Res Water Heat | 370.15 | 53671.75 |  | 8883.6 | 18.91 |  | 10 | 0.046989 | 0 | 24 | 145 |  |  |  |  | 47458.6299 | 0 |  |  | 0.61844 | 33192.7447 | 0.61844 | 0 | 33192.7447 | 0 | 33192.7447 | 33192.7447 | 83970.649
| E214 | Showerheads Elect | 2017 | 10029 - 2 | RETSH: Showerhead - Retail - EO - Any WH - 1.5 gpm or less | 10 |  | 132.1 |  | Res Water Heat | 3907.85 | 516226.98 |  | 103870.65 | 26 |  | 10 | 0.45195 | 0 | 26.58 | 132.1 |  |  |  |  | 688901.5257 | 0 |  |  | 0.61844 | 319255.2976 | 0.61844 | 0 | 319255.2976 | 0 | 319255.2976 | 319255.2976 | 1040082.3531
| E214 | Showerheads Elect | 2017 | 10030 - 2 | RETSH: Showerhead - Retail - EO - Any WH - 1.51 to 1.75 gpm | 10 |  | 106.4 |  | Res Water Heat | 2332.97 | 248228.01 |  | 62010.34 | 21 |  | 10 | 0.21732 | 0 | 26.58 | 106.4 |  |  |  |  | 332180.6742 | 0 |  |  | 0.61844 | 153514.072 | 0.61844 | 0 | 153514.072 | 0 | 153514.072 | 153514.072 | 501046.1535
| E214 | Showerheads Elect | 2017 | 10031 - 1 | RETSH: Showerhead - Retail - EO - Any WH - 1.76 to 2.0 gpm | 10 |  | 75 |  | Res Water Heat | 403.97 | 30297.75 |  | 9695.28 | 10.17 |  | 10 | 0.026526 | 0 | 24 | 75 |  |  |  |  | 27855.8221 | 0 |  |  | 0.61844 | 18737.3335 | 0.61844 | 0 | 18737.3335 | 0 | 18737.3335 | 18737.3335 | 48466.889
| E214 | Showerheads Elect | 2017 | 10031 - 2 | RETSH: Showerhead - Retail - EO - Any WH - 1.76 to 2.0 gpm | 10 |  | 77.9 |  | Res Water Heat | 5460.93 | 425406.45 |  | 143513.24 | 15 |  | 10 | 0.37244 | 0 | 26.28 | 77.9 |  |  |  |  | 555397.3229 | 0 |  |  | 0.61844 | 263088.265 | 0.61844 | 0 | 263088.265 | 0 | 263088.265 | 263088.265 | 844794.4144
| E214 | Showerheads Elect | 2017 | 10090 - 1 | RETSH: Showerhead - NQC | 10 |  | 0 |  | Res Water Heat | 212 | 0 |  | 5088 |  |  | 10 | 0 | 0 | 24 | 0 |  |  |  |  | 0 | 0 |  |  | 0.61844 | 0 | 0.61844 | 0 | 0 | 0 | 0 | 0 | 0
| E214 | Showerheads Elect | 2017 | 10090 - 2 | RETSH: Showerhead - NQC | 10 |  | 0 |  | Res Water Heat | 251 | 0 |  | 6671.58 |  |  | 10 | 0 | 0 | 26.58 | 0 |  |  |  |  | 0 | 0 |  |  | 0.61844 | 0 | 0.61844 | 0 | 0 | 0 | 0 | 0 | 0
| E214 | Showerheads Elect | 2017 | 10118 - 2 | RETSH: Adapter - ShowerStart - NQC | 10 |  | 0 |  | Res Water Heat | 1 | 0 |  | 15.98 |  |  | 10 | 0 | 0 | 15.98 | 0 |  |  |  |  | 0 | 0 |  |  | 0.61844 | 0 | 0.61844 | 0 | 0 | 0 | 0 | 0 | 0
| E214 | Showerheads Elect | 2017 | 10118 - 1 | RETSH: Adapter - ShowerStart - NQC | 10 |  | 0 |  | Res Water Heat | 2 | 0 |  | 60 |  |  | 10 | 0 | 0 | 30 | 0 |  |  |  |  | 0 | 0 |  |  | 0.61844 | 0 | 0.61844 | 0 | 0 | 0 | 0 | 0 | 0
| E214 | Showerheads Elect | 2017 | 10119 - 1 | RETSH: Adapter - ShowerStart - C | 10 |  | 108 |  | Res Water Heat | 7 | 756 |  | 105 | 0 |  | 10 | 0.00066187 | 0 | 15 | 108 |  |  |  |  | 0 | 0 |  |  | 0.61844 | 467.5405 | 0.61844 | 0 | 467.5405 | 0 | 467.5405 | 467.5405 | 514.2945
| E214 | Showerheads Elect | 2017 | 10119 - 2 | RETSH: Adapter - ShowerStart - C | 10 |  | 23.2 |  | Res Water Heat | 72.75 | 1687.8 |  | 581.27 | 0 |  | 10 | 0.0014777 | 0 | 7.99 | 23.2 |  |  |  |  | 0 | 0 |  |  | 0.61844 | 1043.8026 | 0.61844 | 0 | 1043.8026 | 0 | 1043.8026 | 1043.8026 | 1148.1829
| E214 | Showerheads Elect | 2017 | 10120 - 2 | RETSH: Showerhead - ShowerStart - C - 1.5 gpm | 10 |  | 146.8 |  | Res Water Heat | 1 | 146.8 |  | 9.44 | 33.61 |  | 10 | 0.00012852 | 0 | 9.44 | 146.8 |  |  |  |  | 227.8843 | 0 |  |  | 0.61844 | 90.787 | 0.61844 | 0 | 90.787 | 0 | 90.787 | 90.787 | 327.75
| E214 | Showerheads Elect | 2017 | 10238 - 1 | RETSH: Faucet - WaterSense - C - Any WH - 1.5 gpm or less | 10 |  | 15.11 |  | Res Water Heat | 2267 | 34254.37 |  | 22670 | 3.97 |  | 10 | 0.02999 | 0 | 10 | 15.11 |  |  |  |  | 61022.2111 | 0 |  |  | 0.61844 | 21184.2647 | 0.61844 | 0 | 21184.2647 | 0 | 21184.2647 | 21184.2647 | 84324.9023
| E214 | Showerheads Elect | 2017 | 10240 - 1 | RETSH: Aerator - WaterSense - EO - Any WH - 1.0 gpm | 10 |  | 31.36 |  | Res Water Heat | 10673.87 | 334732.56 |  | 21347.74 | 6.82 |  | 10 | 0.29306 | 0 | 2 | 31.36 |  |  |  |  | 493573.9123 | 0 |  |  | 0.61844 | 207011.9292 | 0.61844 | 0 | 207011.9292 | 0 | 207011.9292 | 207011.9292 | 721287.0344
| E214 | Showerheads Elect | 2017 | 10241 - 1 | RETSH: Aerator - WaterSense - C - Any WH - 1.0 gpm | 10 |  | 25.93 |  | Res Water Heat | 20919.67 | 542447.04 |  | 20919.67 | 6.82 |  | 10 | 0.47491 | 0 | 1 | 25.93 |  |  |  |  | 967353.2997 | 0 |  |  | 0.61844 | 335470.8243 | 0.61844 | 0 | 335470.8243 | 0 | 335470.8243 | 335470.8243 | 1336371.2064
| E214 | Showerheads Elect | 2017 | 10243 - 1 | RETSH: Aerator - WaterSense - EO - Any WH - 1.5 gpm | 10 |  | 18.27 |  | Res Water Heat | 1890.17 | 34533.41 |  | 3780.34 | 3.97 |  | 10 | 0.030234 | 0 | 2 | 18.27 |  |  |  |  | 50878.8499 | 0 |  |  | 0.61844 | 21356.8316 | 0.61844 | 0 | 21356.8316 | 0 | 21356.8316 | 21356.8316 | 74371.3647
| E214 | Showerheads Elect | 2017 | 10244 - 1 | RETSH: Aerator - WaterSense - C - Any WH - 1.5 gpm | 10 |  | 15.11 |  | Res Water Heat | 6226.61 | 94084.08 |  | 6226.61 | 3.97 |  | 10 | 0.08237 | 0 | 1 | 15.11 |  |  |  |  | 167605.4301 | 0 |  |  | 0.61844 | 58185.335 | 0.61844 | 0 | 58185.335 | 0 | 58185.335 | 58185.335 | 231609.2986
| E214 | Showerheads Elect | 2017 | 10776 - 1 | RETSH: Aerator - NQC - 1.0 gpm | 10 |  | 0 |  | Res Water Heat | 904 | 0 |  | 1808 |  |  | 10 | 0 | 0 | 2 | 0 |  |  |  |  | 0 | 0 |  |  | 0.61844 | 0 | 0.61844 | 0 | 0 | 0 | 0 | 0 | 0
| E214 | Showerheads Elect | 2017 | 10777 - 1 | RETSH: Aerator - NQC - 1.5 gpm | 10 |  | 0 |  | Res Water Heat | 452 | 0 |  | 904 |  |  | 10 | 0 | 0 | 2 | 0 |  |  |  |  | 0 | 0 |  |  | 0.61844 | 0 | 0.61844 | 0 | 0 | 0 | 0 | 0 | 0
| E214 | Showerheads Elect | 2016 |  | Showerhead - Retail_EO - Any WH - 1.51 to 1.75 gpm | 10 |  | 112 |  | Res Water Heat | 1456 | 163072 |  | 34944 | 14.9 |  | 10 | 0.14277 | 0 | 24 | 112 |  |  |  |  | 147093.5254 | 0 |  |  | 0.61844 | 100850.2101 | 0.61844 | 0 | 100850.2101 | 0 | 100850.2101 | 100850.2101 | 258028.7564
| E214 | Showerheads Elect | 2016 |  | Showerhead - Retail_EO - Any WH - 1.76 to 2.0 gpm | 10 |  | 75 |  | Res Water Heat | 7869.2 | 590190 |  | 188860.8 | 10.17 |  | 10 | 0.51671 | 0 | 24 | 75 |  |  |  |  | 542622.0647 | 0 |  |  | 0.61844 | 364996.9676 | 0.61844 | 0 | 364996.9676 | 0 | 364996.9676 | 364996.9676 | 944118.729
| E214 | Showerheads Elect | 2016 |  | Showerhead - Retail_C - Any WH - 1.51 to 1.75 gpm (E) | 10 |  | 94 |  | Res Water Heat | 245 | 23030 |  | 5880 | 14.9 |  | 10 | 0.020163 | 0 | 24 | 94 |  |  |  |  | 24751.3144 | 0 |  |  | 0.61844 | 14242.6679 | 0.61844 | 0 | 14242.6679 | 0 | 14242.6679 | 14242.6679 | 40418.249
| E214 | Showerheads Elect | 2016 |  | Showerhead - Retail_C - Any WH - 1.76 to 2.0 gpm (E) | 10 |  | 63 |  | Res Water Heat | 8442 | 531846 |  | 202608 | 10.17 |  | 10 | 0.46563 | 0 | 24 | 63 |  |  |  |  | 582119.589 | 0 |  |  | 0.61844 | 328914.7176 | 0.61844 | 0 | 328914.7176 | 0 | 328914.7176 | 328914.7176 | 943925.7784
| E214 | Showerheads Elect | 2016 |  | Showerhead - Retail - Elec WH - 1.51 to 1.75 gpm | 10 |  | 185 |  | Res Water Heat | 0 | 0 |  | 0 | 14.9 |  | 10 | 0 | 0 | 0 | 0 |  |  |  |  | 0 | 0 |  |  | 0.61844 | 0 | 0.61844 | 0 | 0 | 0 | 0 | 0 | 0
| E214 | Showerheads Elect | 2016 |  | Showerhead - Retail - Elec WH - 1.76 to 2.0 gpm | 10 |  | 123 |  | Res Water Heat | 0 | 0 |  | 0 | 10.17 |  | 10 | 0 | 0 | 0 | 0 |  |  |  |  | 0 | 0 |  |  | 0.61844 | 0 | 0.61844 | 0 | 0 | 0 | 0 | 0 | 0
| E214 | Showerheads Elect | 2016 |  | Showerhead - Retail_EO - Any WH - 1.50 gpm and less | 10 |  | 145 |  | Res Water Heat | 4681.43 | 678807.35 |  | 112354.32 | 18.91 |  | 10 | 0.59429 | 0 | 24 | 145 |  |  |  |  | 600227.6201 | 0 |  |  | 0.61844 | 419801.4611 | 0.61844 | 0 | 419801.4611 | 0 | 419801.4611 | 419801.4611 | 1062009.2273
| E214 | Showerheads Elect | 2016 |  | Showerhead - Retail_C - Any WH - 1.50 gpm and less (E) | 10 |  | 122 |  | Res Water Heat | 2335.1 | 284882.2 |  | 56042.4 | 18.91 |  | 10 | 0.24941 | 0 | 24 | 122 |  |  |  |  | 299393.8851 | 0 |  |  | 0.61844 | 176182.4821 | 0.61844 | 0 | 176182.4821 | 0 | 176182.4821 | 176182.4821 | 493194.6154
| E214 | Showerheads Elect | 2016 |  | Showerhead - Retail - Elec WH - 1.50 gpm and less | 10 |  | 239 |  | Res Water Heat | 0 | 0 |  | 0 | 18.91 |  | 10 | 0 | 0 | 0 | 0 |  |  |  |  | 0 | 0 |  |  | 0.61844 | 0 | 0.61844 | 0 | 0 | 0 | 0 | 0 | 0
| E214 | Showerheads Elect | 2016 |  | Adapter - ShowerStart - EO | 10 |  | 131 |  | Res Water Heat | 34.16 | 4474.96 |  | 1024.8 | 0 |  | 10 | 0.0039178 | 0 | 30 | 131 |  |  |  |  | 0 | 0 |  |  | 0.61844 | 2767.4932 | 0.61844 | 0 | 2767.4932 | 0 | 2767.4932 | 2767.4932 | 3044.2426
| E214 | Showerheads Elect | 2016 |  | Showerhead - ShowerStart - EO - 1.5 gpm | 10 |  | 230 |  | Res Water Heat | 2.01 | 462.3 |  | 80.4 | 18.91 |  | 10 | 0.00040474 | 0 | 40 | 230 |  |  |  |  | 257.7113 | 0 |  |  | 0.61844 | 285.9047 | 0.61844 | 0 | 285.9047 | 0 | 285.9047 | 285.9047 | 572.2065
| E214 | Showerheads Elect | 2016 |  | Showerhead - Engagement_EO - Elec WH | 10 |  | 125 |  | Res Water Heat | 0 | 0 |  | 0 | 0 |  | 10 | 0 | 0 | 0 | 0 |  |  |  |  | 0 | 0 |  |  | 0.61844 | 0 | 0.61844 | 0 | 0 | 0 | 0 | 0 | 0
| E214 | Showerheads Elect | 2016 |  | Adapter - ShowerStart - C - kWh | 10 |  | 108 |  | Res Water Heat | 1733.99 | 187270.92 |  | 26009.85 | 0 |  | 10 | 0.16395 | 0 | 15 | 108 |  |  |  |  | 0 | 0 |  |  | 0.61844 | 115815.7846 | 0.61844 | 0 | 115815.7846 | 0 | 115815.7846 | 115815.7846 | 127397.3631
| E214 | Showerheads Elect | 2016 |  | Showerhead - ShowerStart - C - 1.5 gpm - kWh | 10 |  | 190 |  | Res Water Heat | 2 | 380 |  | 40 | 18.91 |  | 10 | 0.00033269 | 0 | 20 | 190 |  |  |  |  | 256.4292 | 0 |  |  | 0.61844 | 235.0071 | 0.61844 | 0 | 235.0071 | 0 | 235.0071 | 235.0071 | 514.937
| E214 | Showerheads Elect | 2016 |  | Adapter - ShowerStart - NQC | 10 |  | 0 |  | Res Water Heat | 29 | 0 |  | 870 |  |  | 10 | 0 | 0 | 30 | 0 |  |  |  |  | 0 | 0 |  |  | 0.61844 | 0 | 0.61844 | 0 | 0 | 0 | 0 | 0 | 0
| E214 | Showerheads Elect | 2016 |  | Showerhead - Retail - Any WH - 1.50 gpm or less - NQC | 10 |  | 0 |  | Res Water Heat | 419 | 0 |  | 10056 |  |  | 10 | 0 | 0 | 24 | 0 |  |  |  |  | 0 | 0 |  |  | 0.61844 | 0 | 0.61844 | 0 | 0 | 0 | 0 | 0 | 0
| E214 | Showerheads Elect | 2016 |  | Faucet - WaterSense - EO - Any WH - 1.5 gpm or less | 10 |  | 18.27 |  | Res Water Heat | 0 | 0 |  | 0 | 3.97 |  | 10 | 0 | 0 | 0 | 0 |  |  |  |  | 0 | 0 |  |  | 0.61844 | 0 | 0.61844 | 0 | 0 | 0 | 0 | 0 | 0
| E214 | Showerheads Elect | 2016 |  | Faucet - WaterSense - C - Any WH - 1.5 gpm or less - kWh | 10 |  | 15.11 |  | Res Water Heat | 2332 | 35236.52 |  | 23320 | 3.97 |  | 10 | 0.030849 | 0 | 10 | 15.11 |  |  |  |  | 62771.8555 | 0 |  |  | 0.61844 | 21791.6653 | 0.61844 | 0 | 21791.6653 | 0 | 21791.6653 | 21791.6653 | 86742.6873
| E214 | Showerheads Elect | 2016 |  | Aerator - WaterSense - EO - Any WH - 1.0 gpm | 10 |  | 31.36 |  | Res Water Heat | 11242.01 | 352549.4336 |  | 22484.02 | 6.82 |  | 10 | 0.30866 | 0 | 2 | 31.36 |  |  |  |  | 519845.4597 | 0 |  |  | 0.61844 | 218030.5904 | 0.61844 | 0 | 218030.5904 | 0 | 218030.5904 | 218030.5904 | 759679.1092
| E214 | Showerheads Elect | 2016 |  | Aerator - WaterSense - C - Any WH - 1.0 gpm - kWh | 10 |  | 25.93 |  | Res Water Heat | 24576.07 | 637257.4951 |  | 24576.07 | 6.82 |  | 10 | 0.55792 | 0 | 1 | 25.93 |  |  |  |  | 1136430.0875 | 0 |  |  | 0.61844 | 394105.3784 | 0.61844 | 0 | 394105.3784 | 0 | 394105.3784 | 394105.3784 | 1569946.0037
| E214 | Showerheads Elect | 2016 |  | Aerator - WaterSense - EO - Any WH - 1.5 gpm | 10 |  | 18.27 |  | Res Water Heat | 2256.44 | 41225.1588 |  | 4512.88 | 3.97 |  | 10 | 0.036092 | 0 | 2 | 18.27 |  |  |  |  | 60737.9612 | 0 |  |  | 0.61844 | 25495.2777 | 0.61844 | 0 | 25495.2777 | 0 | 25495.2777 | 25495.2777 | 88782.7667
| E214 | Showerheads Elect | 2016 |  | Aerator - WaterSense - C - Any WH - 1.5 gpm - kWh | 10 |  | 15.11 |  | Res Water Heat | 6692.59 | 101125.0349 |  | 6692.59 | 3.97 |  | 10 | 0.088535 | 0 | 1 | 15.11 |  |  |  |  | 180148.4958 | 0 |  |  | 0.61844 | 62539.7433 | 0.61844 | 0 | 62539.7433 | 0 | 62539.7433 | 62539.7433 | 248942.2134
| E214 | Showerheads Elect | 2016 |  | Showerhead - Engagement_C - Elec WH (E) | 10 |  | 103 |  | Res Water Heat | 0 | 0 |  | 0 | 0 |  | 10 | 0 | 0 | 0 | 0 |  |  |  |  | 0 | 0 |  |  | 0.61844 | 0 | 0.61844 | 0 | 0 | 0 | 0 | 0 | 0
| E214 | Showerheads Elect | 2016 |  | Showerhead - Retail_C - Any WH - 1.50 gpm and less (E) | 10 |  | 122 |  | Res Water Heat | 12471.1 | 1521474.2 |  | 149653.2 | 18.91 |  | 10 | 1.332 | 0 | 12 | 122 |  |  |  |  | 1598976.9521 | 0 |  |  | 0.61844 | 940940.1535 | 0.61844 | 0 | 940940.1535 | 0 | 940940.1535 | 940940.1535 | 2634011.121
| E214 | Showerheads Elect | 2016 |  | Showerhead - Retail_C - Any WH - 1.51 to 1.75 gpm (E) | 10 |  | 94 |  | Res Water Heat | 3023.67 | 284224.98 |  | 36284.04 | 14.9 |  | 10 | 0.24884 | 0 | 12 | 94 |  |  |  |  | 305468.5988 | 0 |  |  | 0.61844 | 175776.0311 | 0.61844 | 0 | 175776.0311 | 0 | 175776.0311 | 175776.0311 | 498822.233
| E214 | Showerheads Elect | 2016 |  | Showerhead - Retail_C - Any WH - 1.76 to 2.0 gpm (E) | 10 |  | 63 |  | Res Water Heat | 16590.75 | 1045217.25 |  | 199089 | 10.17 |  | 10 | 0.91508 | 0 | 12 | 63 |  |  |  |  | 1144018.0729 | 0 |  |  | 0.61844 | 646403.9152 | 0.61844 | 0 | 646403.9152 | 0 | 646403.9152 | 646403.9152 | 1855062.3796
| E214 | Showerheads Elect | 2016 |  | Aerator - NQC - 1.0 gpm | 10 |  | 0 |  | Res Water Heat | 494 | 0 |  | 988 |  |  | 10 | 0 | 0 | 2 | 0 |  |  |  |  | 0 | 0 |  |  | 0.61844 | 0 | 0.61844 | 0 | 0 | 0 | 0 | 0 | 0
| E214 | Showerheads Elect | 2016 |  | Aerator - NQC - 1.5 gpm | 10 |  | 0 |  | Res Water Heat | 247 | 0 |  | 494 |  |  | 10 | 0 | 0 | 2 | 0 |  |  |  |  | 0 | 0 |  |  | 0.61844 | 0 | 0.61844 | 0 | 0 | 0 | 0 | 0 | 0
[12 empty] | 11422097.9324 | 893438.16 | 1955928.03 |  |  |  | 10 |  |  |  | 261178.98 | 1062489.87 | 1154617.14 | 2217107.01 | 14631658.4698 | 0 | 1071371.5691 | 2057258.0588 | [7 empty] | 7063879.6113 | 22401926.0423 | 6.5933 | 10.8892
[18 empty] | EES Tracking |  | Year | DBtC | OH | Total Budget |  | Exhibit 1
[20 empty] | 2016 | 457996.64 | 188848.15 | 646844.79 |  | 1583935.04
[20 empty] | 2017 | 435441.52 | 72330.83 | 507772.35
[15 empty] | 646844.79 |  |  |  |  | Total | 893438.16 | 261178.98 | 1154617.14
507772.35
[21 empty] | Budget | Savings
[18 empty] | Exhibit 1 |  |  | 1583935.04 | 11422.098

## E214 Lighting Services
Rtn to Summary | [27 empty] | Final Costs |  |  |  | Math Check Only - Columns can be deleted or hidden |  |  |  |  | Final Benefits
| paste | paste |  | paste | paste | paste | paste | paste | paste | paste | paste | paste | paste total DBtC | paste | paste | paste | Formula: G + H | formula | formula: N/L | formula: O/L | formula: M/L | Total only derived from Actual Spending | formula: O-N | Formula total only W+N | Formula total only W+O | Formula | Formula | Formula Total Only | Formula Total Only | Formula | Formula | Formula | Formula | Formula | Formula | Formula | Formula | Formula | Formula Total Only: AL/AC | Formula Total Only: AM/AD
| Sch. No. | Program | Year | Measure ID - Version | Measure Name | Measure Life Period 1 | Measure Life Period 2 | Unit Savings period 1 | Unit Savings Period 2 | End Use | Measure Quantity | kWh Savings - Total | kWh Incentive - Total | kWh Measure Cost - Total | Year 1 NEBs | Unit Annual O&M | Total Measure Life | Weighted Life | Incentives Per Unit | Incremental Measure Cost per Unit | Savings per unit | Program Overhead | Total Customer Cost | Total Utility Program Costs | Total Resource Cost | PV Total Non-Energy Benefits | PV Total Net Euipment O&M | PV Total Utility Program Costs | PV Total Resource Costs | Unit PV First period Savings for 1 kWh | Total First Period Savings | Unit PV Savings for Second Period for 1 kWh | Total Second period Savings | Unadjusted Total | Decrement | Final UC Total Savings | PV Total Savings UC | PV Total Savings TRC | UC B/C Ratio | TRC B/C Ratio
| E214 | Residential Lighting | 2017 | 10001 - 4 | RETL: Fixture - LED - Indoor | 15 |  | 18.23 |  | Res Lighting | 9970 | 181753.1 | 79832 | 56330.5 | 0 |  | 15 | 0.017263 | 8.0072 | 5.65 | 18.23 |  | -23501.5 |  |  | 0 | 0 |  |  | 0.87865 | 159696.9999 | 0.87865 | 0 | 159696.9999 | 0 | 159696.9999 | 159696.9999 | 175666.6998
| E214 | Residential Lighting | 2017 | 10001 - 5 | RETL: Fixture - LED - Indoor | 12 |  | 18.23 |  | Res Lighting | 48361 | 881621.03 | 233259 | 0 | 0 |  | 12 | 0.06699 | 4.8233 | 0 | 18.23 |  | -233259 |  |  | 0 | 0 |  |  | 0.74469 | 656531.5773 | 0.74469 | 0 | 656531.5773 | 0 | 656531.5773 | 656531.5773 | 722184.735
| E214 | Residential Lighting | 2017 | 10002 - 4 | RETL: Fixture - LED - Outdoor | 12 |  | 5.91 |  | Res Lighting | 18626 | 110079.66 | 110555 | 179740.9 | 0 |  | 12 | 0.0083644 | 5.9355 | 9.65 | 5.91 |  | 69185.9 |  |  | 0 | 0 |  |  | 0.74469 | 81974.8739 | 0.74469 | 0 | 81974.8739 | 0 | 81974.8739 | 81974.8739 | 90172.3613
| E214 | Residential Lighting | 2017 | 10002 - 3 | RETL: Fixture - LED - Outdoor | 15 |  | 5.91 |  | Res Lighting | 5735 | 33893.85 | 51480 | 35671.7 | 0 |  | 15 | 0.0032193 | 8.9765 | 6.22 | 5.91 |  | -15808.3 |  |  | 0 | 0 |  |  | 0.87865 | 29780.7639 | 0.87865 | 0 | 29780.7639 | 0 | 29780.7639 | 29780.7639 | 32758.8403
| E214 | Residential Lighting | 2017 | 10003 - 4 | RETL: Fixture - LED - Retrofit Kit | 15 |  | 25.61 |  | Res Lighting | 44640.77 | 1143250.12 | 145845 | 95084.84 | 0 |  | 15 | 0.10859 | 3.2671 | 2.13 | 25.61 |  | -50760.16 |  |  | 0 | 0 |  |  | 0.87865 | 1004514.4441 | 0.87865 | 0 | 1004514.4441 | 0 | 1004514.4441 | 1004514.4441 | 1104965.8885
| E214 | Residential Lighting | 2017 | 10003 - 5 | RETL: Fixture - LED - Retrofit Kit | 12 |  | 25.61 |  | Res Lighting | 210148.3 | 5381897.96 | 700431 | 437108.46 | 0 |  | 12 | 0.40894 | 3.333 | 2.08 | 25.61 |  | -263322.54 |  |  | 0 | 0 |  |  | 0.74469 | 4007828.5773 | 0.74469 | 0 | 4007828.5773 | 0 | 4007828.5773 | 4007828.5773 | 4408611.435
| E214 | Residential Lighting | 2017 | 10006 - 3 | RETL: Lamp - CFL - Speciality | 7 |  | 19.13 |  | Res Lighting | 21119 | 404006.47 | 10560 | 29566.6 | 0 |  | 7 | 0.017907 | 0.50002 | 1.4 | 19.13 |  | 19006.6 |  |  | 0 | 0 |  |  | 0.48067 | 194192.5587 | 0.48067 | 0 | 194192.5587 | 0 | 194192.5587 | 194192.5587 | 213611.8145
| E214 | Residential Lighting | 2017 | 10007 - 3 | RETL: Lamp - CFL - Standard | 6 |  | 14.13 |  | Res Lighting | 55839 | 789005.07 | 27009 | 18985.26 | 0 |  | 6 | 0.029976 | 0.48369 | 0.34 | 14.13 |  | -8023.74 |  |  | 0 | 0 |  |  | 0.42122 | 332343.3776 | 0.42122 | 0 | 332343.3776 | 0 | 332343.3776 | 332343.3776 | 365577.7153
| E214 | Residential Lighting | 2017 | 10008 - 5 | RETL: Lamp - LED - A Lamp | 12 |  | 11.32 |  | Res Lighting | 1875941.2 | 21235655.05 | 2493667 | 2982746.51 | 0 |  | 12 | 1.6136 | 1.3293 | 1.59 | 11.32 |  | 489079.51 |  |  | 0 | 0 |  |  | 0.74469 | 15813912.319 | 0.74469 | 0 | 15813912.319 | 0 | 15813912.319 | 15813912.319 | 17395303.5509
| E214 | Residential Lighting | 2017 | 10008 - 4 | RETL: Lamp - LED - A Lamp | 12 |  | 11.32 |  | Res Lighting | 393596.45 | 4455511.97 | 545504 | 2778790.94 | 0 |  | 12 | 0.33855 | 1.3859 | 7.06 | 11.32 |  | 2233286.94 |  |  | 0 | 0 |  |  | 0.74469 | 3317961.0051 | 0.74469 | 0 | 3317961.0051 | 0 | 3317961.0051 | 3317961.0051 | 3649757.1056
| E214 | Residential Lighting | 2017 | 10009 - 4 | RETL: Lamp - LED - Candelabra | 12 |  | 22.49 |  | Res Lighting | 54522 | 1226199.78 | 77157 | 356573.88 | 0 |  | 12 | 0.093173 | 1.4152 | 6.54 | 22.49 |  | 279416.88 |  |  | 0 | 0 |  |  | 0.74469 | 913134.8371 | 0.74469 | 0 | 913134.8371 | 0 | 913134.8371 | 913134.8371 | 1004448.3208
| E214 | Residential Lighting | 2017 | 10009 - 5 | RETL: Lamp - LED - Candelabra | 11 |  | 22.49 |  | Res Lighting | 219474.01 | 4935970.5 | 293895 | 640864.11 | 0 |  | 11 | 0.34381 | 1.3391 | 2.92 | 22.49 |  | 346969.11 |  |  | 0 | 0 |  |  | 0.69524 | 3431682.8844 | 0.69524 | 0 | 3431682.8844 | 0 | 3431682.8844 | 3431682.8844 | 3774851.1729
| E214 | Residential Lighting | 2017 | 10011 - 4 | RETL: Lamp - LED - Globe | 12 |  | 12.93 |  | Res Lighting | 14523.75 | 187792.1 | 26338 | 74071.12 | 0 |  | 12 | 0.014269 | 1.8134 | 5.1 | 12.93 |  | 47733.12 |  |  | 0 | 0 |  |  | 0.74469 | 139846.2959 | 0.74469 | 0 | 139846.2959 | 0 | 139846.2959 | 139846.2959 | 153830.9255
| E214 | Residential Lighting | 2017 | 10011 - 5 | RETL: Lamp - LED - Globe | 12 |  | 12.93 |  | Res Lighting | 94729.44 | 1224851.65 | 142060 | 348604.34 | 0 |  | 12 | 0.09307 | 1.4996 | 3.68 | 12.93 |  | 206544.34 |  |  | 0 | 0 |  |  | 0.74469 | 912130.9093 | 0.74469 | 0 | 912130.9093 | 0 | 912130.9093 | 912130.9093 | 1003344.0002
| E214 | Residential Lighting | 2017 | 10013 - 5 | RETL: Lamp - LED - MR16 | 12 |  | 20.19 |  | Res Lighting | 16980.12 | 342828.62 | 33962 | 29715.21 | 0 |  | 12 | 0.02605 | 2.0001 | 1.75 | 20.19 |  | -4246.79 |  |  | 0 | 0 |  |  | 0.74469 | 255299.9631 | 0.74469 | 0 | 255299.9631 | 0 | 255299.9631 | 255299.9631 | 280829.9595
| E214 | Residential Lighting | 2017 | 10013 - 4 | RETL: Lamp - LED - MR16 | 12 |  | 20.19 |  | Res Lighting | 3352 | 67676.88 | 7250 | 45587.2 | 0 |  | 12 | 0.0051424 | 2.1629 | 13.6 | 20.19 |  | 38337.2 |  |  | 0 | 0 |  |  | 0.74469 | 50398.0818 | 0.74469 | 0 | 50398.0818 | 0 | 50398.0818 | 50398.0818 | 55437.89
| E214 | Residential Lighting | 2017 | 10014 - 4 | RETL: Lamp - LED - Reflector | 12 |  | 28.05 |  | Res Lighting | 169165.45 | 4745090.91 | 286471 | 1361781.87 | 0 |  | 12 | 0.36056 | 1.6934 | 8.05 | 28.05 |  | 1075310.87 |  |  | 0 | 0 |  |  | 0.74469 | 3533606.7185 | 0.74469 | 0 | 3533606.7185 | 0 | 3533606.7185 | 3533606.7185 | 3886967.3904
| E214 | Residential Lighting | 2017 | 10014 - 5 | RETL: Lamp - LED - Reflector | 9 |  | 28.05 |  | Res Lighting | 863732.14 | 24227686.64 | 1910501 | 1796562.85 | 0 |  | 9 | 1.3807 | 2.2119 | 2.08 | 28.05 |  | -113938.15 |  |  | 0 | 0 |  |  | 0.59128 | 14325280.155 | 0.59128 | 0 | 14325280.155 | 0 | 14325280.155 | 14325280.155 | 15757808.1705
| E214 | Residential Lighting | 2017 | 10081 - 2 | RETL: Fixture - LED - Retrofit Kit - NQC | 15 |  | 0 |  | Res Lighting | 3 | 0 | 45 | 6.39 |  |  | 15 | 0 | 15 | 2.13 | 0 |  | -38.61 |  |  | 0 | 0 |  |  | 0.87865 | 0 | 0.87865 | 0 | 0 | 0 | 0 | 0 | 0
| E214 | Residential Lighting | 2017 | 10081 - 3 | RETL: Fixture - LED - Retrofit Kit - NQC | 15 |  | 0 |  | Res Lighting | 8 | 0 | 40 | 16.64 | 0 |  | 15 | 0 | 5 | 2.08 | 0 |  | -23.36 |  |  | 0 | 0 |  |  | 0.87865 | 0 | 0.87865 | 0 | 0 | 0 | 0 | 0 | 0
| E214 | Residential Lighting | 2017 | 10084 - 3 | RETL: Lamp - LED - A Lamp - NQC | 12 |  | 0 |  | Res Lighting | 4382 | 0 | 14919 | 6967.38 | 0 |  | 12 | 0 | 3.4046 | 1.59 | 0 |  | -7951.62 |  |  | 0 | 0 |  |  | 0.74469 | 0 | 0.74469 | 0 | 0 | 0 | 0 | 0 | 0
| E214 | Residential Lighting | 2017 | 10084 - 2 | RETL: Lamp - LED - A Lamp - NQC | 12 |  | 0 |  | Res Lighting | 2095 | 0 | 14000 | 14790.7 |  |  | 12 | 0 | 6.6826 | 7.06 | 0 |  | 790.7 |  |  | 0 | 0 |  |  | 0.74469 | 0 | 0.74469 | 0 | 0 | 0 | 0 | 0 | 0
| E214 | Residential Lighting | 2017 | 10085 - 3 | RETL: Lamp - LED - Candelabra - NQC | 12 |  | 0 |  | Res Lighting | 395 | 0 | 1185 | 1153.4 | 0 |  | 12 | 0 | 3 | 2.92 | 0 |  | -31.6 |  |  | 0 | 0 |  |  | 0.74469 | 0 | 0.74469 | 0 | 0 | 0 | 0 | 0 | 0
| E214 | Residential Lighting | 2017 | 10085 - 2 | RETL: Lamp - LED - Candelabra - NQC | 12 |  | 0 |  | Res Lighting | 7 | 0 | 35 | 45.78 |  |  | 12 | 0 | 5 | 6.54 | 0 |  | 10.78 |  |  | 0 | 0 |  |  | 0.74469 | 0 | 0.74469 | 0 | 0 | 0 | 0 | 0 | 0
| E214 | Residential Lighting | 2017 | 10086 - 3 | RETL: Lamp - LED - Globe - NQC | 12 |  | 0 |  | Res Lighting | 479 | 0 | 1437 | 1762.72 | 0 |  | 12 | 0 | 3 | 3.68 | 0 |  | 325.72 |  |  | 0 | 0 |  |  | 0.74469 | 0 | 0.74469 | 0 | 0 | 0 | 0 | 0 | 0
| E214 | Residential Lighting | 2017 | 10086 - 2 | RETL: Lamp - LED - Globe - NQC | 12 |  | 0 |  | Res Lighting | 9 | 0 | 45 | 45.9 |  |  | 12 | 0 | 5 | 5.1 | 0 |  | 0.9 |  |  | 0 | 0 |  |  | 0.74469 | 0 | 0.74469 | 0 | 0 | 0 | 0 | 0 | 0
| E214 | Residential Lighting | 2017 | 10088 - 3 | RETL: Lamp - LED - MR16 - NQC | 12 |  | 0 |  | Res Lighting | 5 | 0 | 10 | 8.75 | 0 |  | 12 | 0 | 2 | 1.75 | 0 |  | -1.25 |  |  | 0 | 0 |  |  | 0.74469 | 0 | 0.74469 | 0 | 0 | 0 | 0 | 0 | 0
| E214 | Residential Lighting | 2017 | 10089 - 3 | RETL: Lamp - LED - Reflector - NQC | 12 |  | 0 |  | Res Lighting | 1350 | 0 | 5396 | 2808 | 0 |  | 12 | 0 | 3.997 | 2.08 | 0 |  | -2588 |  |  | 0 | 0 |  |  | 0.74469 | 0 | 0.74469 | 0 | 0 | 0 | 0 | 0 | 0
| E214 | Residential Lighting | 2017 | 10089 - 2 | RETL: Lamp - LED - Reflector - NQC | 12 |  | 0 |  | Res Lighting | 75 | 0 | 600 | 603.75 |  |  | 12 | 0 | 8 | 8.05 | 0 |  | 3.75 |  |  | 0 | 0 |  |  | 0.74469 | 0 | 0.74469 | 0 | 0 | 0 | 0 | 0 | 0
| E214 | Residential Lighting | 2017 | 10608 - 2 | RETL: Fixture - LED - T8 Retrofit | 15 |  | 7.98 |  | Res Lighting | 9592 | 76544.16 | 47950 | 209105.6 | 0 |  | 15 | 0.0072703 | 4.999 | 21.8 | 7.98 |  | 161155.6 |  |  | 0 | 0 |  |  | 0.87865 | 67255.374 | 0.87865 | 0 | 67255.374 | 0 | 67255.374 | 67255.374 | 73980.9114
| E214 | Residential Lighting | 2017 | 10608 - 3 | RETL: Fixture - LED - T8 Retrofit | 12 |  | 7.98 |  | Res Lighting | 58657 | 468082.86 | 88226 | 150161.92 | 0 |  | 12 | 0.035567 | 1.5041 | 2.56 | 7.98 |  | 61935.92 |  |  | 0 | 0 |  |  | 0.74469 | 348575.145 | 0.74469 | 0 | 348575.145 | 0 | 348575.145 | 348575.145 | 383432.6595
| E214 | Residential Lighting | 2017 | 10609 - 2 | RETL: Fixture - LED - T8 | 15 |  | 28.63 |  | Res Lighting | 24 | 687.12 | 120 | 600 | 0 |  | 15 | 6.5264e-05 | 5 | 25 | 28.63 |  | 480 |  |  | 0 | 0 |  |  | 0.87865 | 603.7366 | 0.87865 | 0 | 603.7366 | 0 | 603.7366 | 603.7366 | 664.1103
| E214 | Residential Lighting | 2017 | 10609 - 3 | RETL: Fixture - LED - T8 | 12 |  | 28.63 |  | Res Lighting | 28313 | 810601.19 | 141565 | 684891.47 | 0 |  | 12 | 0.061594 | 5 | 24.19 | 28.63 |  | 543326.47 |  |  | 0 | 0 |  |  | 0.74469 | 603644.0372 | 0.74469 | 0 | 603644.0372 | 0 | 603644.0372 | 603644.0372 | 664008.4409
| E214 | Residential Lighting | 2017 | 12007 - 1 | RETL: String Lighting - LED - Outdoor | 12 |  | 36.74 |  | Res Lighting | 20837 | 765551.38 | 208370 | 416740 | 0 |  | 12 | 0.058171 | 10 | 20 | 36.74 |  | 208370 |  |  | 0 | 0 |  |  | 0.74469 | 570096.0366 | 0.74469 | 0 | 570096.0366 | 0 | 570096.0366 | 570096.0366 | 627105.6403
| E214 | Residential Lighting | 2016 |  | Outdoor LED Fixture | 15 |  | 58.47 |  | Res Lighting | 5818 | 340178.46 | 63998 | 58819.98 | 0 |  | 15 | 0.032311 | 11 | 10.11 | 58.47 |  | -5178.02 |  |  | 0 | 0 |  |  | 0.87865 | 298897.1274 | 0.87865 | 0 | 298897.1274 | 0 | 298897.1274 | 298897.1274 | 328786.8401
| E214 | Residential Lighting | 2016 |  | A-Lamp LED | 12 |  | 16.02 |  | Res Lighting | 283392.96 | 4539955.2192 | 921027.12 | 2865102.8256 | 0 |  | 12 | 0.34497 | 3.25 | 10.11 | 16.02 |  | 1944075.7056 |  |  | 0 | 0 |  |  | 0.74469 | 3380844.8975 | 0.74469 | 0 | 3380844.8975 | 0 | 3380844.8975 | 3380844.8975 | 3718929.3872
| E214 | Residential Lighting | 2016 |  | Candelabra LED | 12 |  | 17.76 |  | Res Lighting | 21109 | 374895.84 | 58049.75 | 244020.04 | 0 |  | 12 | 0.028487 | 2.75 | 11.56 | 17.76 |  | 185970.29 |  |  | 0 | 0 |  |  | 0.74469 | 279179.9977 | 0.74469 | 0 | 279179.9977 | 0 | 279179.9977 | 279179.9977 | 307097.9975
| E214 | Residential Lighting | 2016 |  | Globe LED | 12 |  | 15.71 |  | Res Lighting | 8794 | 138153.74 | 24183.5 | 112827.02 | 0 |  | 12 | 0.010498 | 2.75 | 12.83 | 15.71 |  | 88643.52 |  |  | 0 | 0 |  |  | 0.74469 | 102881.2718 | 0.74469 | 0 | 102881.2718 | 0 | 102881.2718 | 102881.2718 | 113169.399
| E214 | Residential Lighting | 2016 |  | Indoor LED Fixture | 15 |  | 23.99 |  | Res Lighting | 11868 | 284713.32 | 118680 | 187395.72 | 0 |  | 15 | 0.027042 | 10 | 15.79 | 23.99 |  | 68715.72 |  |  | 0 | 0 |  |  | 0.87865 | 250162.7924 | 0.87865 | 0 | 250162.7924 | 0 | 250162.7924 | 250162.7924 | 275179.0716
| E214 | Residential Lighting | 2016 |  | MR-16 LED | 12 |  | 25.42 |  | Res Lighting | 498 | 12659.16 | 2490 | 7878.36 | 0 |  | 12 | 0.00096191 | 5 | 15.82 | 25.42 |  | 5388.36 |  |  | 0 | 0 |  |  | 0.74469 | 9427.1098 | 0.74469 | 0 | 9427.1098 | 0 | 9427.1098 | 9427.1098 | 10369.8208
| E214 | Residential Lighting | 2016 |  | Reflector LED | 12 |  | 28.23 |  | Res Lighting | 109756.01 | 3098412.1623 | 603658.055 | 1576096.3036 | 0 |  | 12 | 0.23543 | 5.5 | 14.36 | 28.23 |  | 972438.2486 |  |  | 0 | 0 |  |  | 0.74469 | 2307346.7564 | 0.74469 | 0 | 2307346.7564 | 0 | 2307346.7564 | 2307346.7564 | 2538081.432
| E214 | Residential Lighting | 2016 |  | Retrofit Kit LED | 15 |  | 19.99 |  | Res Lighting | 33927.64 | 678213.5236 | 220529.66 | 340972.782 | 0 |  | 15 | 0.064418 | 6.5 | 10.05 | 19.99 |  | 120443.122 |  |  | 0 | 0 |  |  | 0.87865 | 595910.9637 | 0.87865 | 0 | 595910.9637 | 0 | 595910.9637 | 595910.9637 | 655502.0601
| E214 | Residential Lighting | 2016 |  | Specialty CFL | 7 |  | 15.09 |  | Res Lighting | 10652 | 160738.68 | 5326 | 34725.52 |  |  | 7 | 0.0071247 | 0.5 | 3.26 | 15.09 |  | 29399.52 |  |  | 0 | 0 |  |  | 0.48067 | 77261.7714 | 0.48067 | 0 | 77261.7714 | 0 | 77261.7714 | 77261.7714 | 84987.9486
| E214 | Residential Lighting | 2016 |  | Standard CFL | 6 |  | 9.09 |  | Res Lighting | 130173 | 1183272.57 | 65086.5 | 239518.32 |  |  | 6 | 0.044956 | 0.5 | 1.84 | 9.09 |  | 174431.82 |  |  | 0 | 0 |  |  | 0.42122 | 498416.0653 | 0.42122 | 0 | 498416.0653 | 0 | 498416.0653 | 498416.0653 | 548257.6718
| E214 | Residential Lighting | 2016 |  | A-Lamp LED - NQC | 12 |  | 0 |  | Res Lighting | 1438 | 0 | 4673.5 | 14538.18 |  |  | 12 | 0 | 3.25 | 10.11 | 0 |  | 9864.68 |  |  | 0 | 0 |  |  | 0.74469 | 0 | 0.74469 | 0 | 0 | 0 | 0 | 0 | 0
| E214 | Residential Lighting | 2016 |  | Reflector LED - NQC | 12 |  | 0 |  | Res Lighting | 16 | 0 | 88 | 229.76 |  |  | 12 | 0 | 5.5 | 14.36 | 0 |  | 141.76 |  |  | 0 | 0 |  |  | 0.74469 | 0 | 0.74469 | 0 | 0 | 0 | 0 | 0 | 0
| E214 | Residential Lighting | 2016 |  | Retrofit Kit LED - NQC | 15 |  | 0 |  | Res Lighting | 494 | 0 | 3211 | 4964.7 |  |  | 15 | 0 | 6.5 | 10.05 | 0 |  | 1753.7 |  |  | 0 | 0 |  |  | 0.87865 | 0 | 0.87865 | 0 | 0 | 0 | 0 | 0 | 0
| E214 | Residential Lighting | 2016 |  | T8 Retrofit LED - Original savings | 15 |  | 11.23 |  | Res Lighting | 15694 | 176243.62 | 86317 | 342129.2 |  |  | 15 | 0.01674 | 5.5 | 21.8 | 11.23 |  | 255812.2 |  |  | 0 | 0 |  |  | 0.87865 | 154856.1062 | 0.87865 | 0 | 154856.1062 | 0 | 154856.1062 | 154856.1062 | 170341.7168
| E214 | Residential Lighting | 2016 |  | A-Lamp Induction | 12 |  | 20.52 |  | Res Lighting | 0 | 0 | 0 | 0 |  |  | 12 | 0 | 0 | 0 | 0 |  | 0 |  |  | 0 | 0 |  |  | 0.74469 | 0 | 0.74469 | 0 | 0 | 0 | 0 | 0 | 0
| E214 | Residential Lighting | 2016 |  | A-Lamp Induction - NQC | 12 |  | 0 |  | Res Lighting | 0 | 0 | 0 | 0 |  |  | 12 | 0 | 0 | 0 | 0 |  | 0 |  |  | 0 | 0 |  |  | 0.74469 | 0 | 0.74469 | 0 | 0 | 0 | 0 | 0 | 0
| E214 | Residential Lighting | 2016 |  | A-Lamp LED - Original savings | 12 |  | 24.09 |  | Res Lighting | 1847673.15 | 44510446.1835 | 6004937.7375 | 13044572.439 |  |  | 12 | 3.3821 | 3.25 | 7.06 | 24.09 |  | 7039634.7015 |  |  | 0 | 0 |  |  | 0.74469 | 33146343.4325 | 0.74469 | 0 | 33146343.4325 | 0 | 33146343.4325 | 33146343.4325 | 36460977.7758
| E214 | Residential Lighting | 2016 |  | A-Lamp LED - NQC | 12 |  | 0 |  | Res Lighting | 4822 | 0 | 15671.5 | 34043.32 |  |  | 12 | 0 | 3.25 | 7.06 | 0 |  | 18371.82 |  |  | 0 | 0 |  |  | 0.74469 | 0 | 0.74469 | 0 | 0 | 0 | 0 | 0 | 0
| E214 | Residential Lighting | 2016 |  | Candelabra LED - Original savings | 12 |  | 30.95 |  | Res Lighting | 228928.73 | 7085344.1935 | 629554.0075 | 1497193.8942 |  |  | 12 | 0.53838 | 2.75 | 6.54 | 30.95 |  | 867639.8867 |  |  | 0 | 0 |  |  | 0.74469 | 5276362.5646 | 0.74469 | 0 | 5276362.5646 | 0 | 5276362.5646 | 5276362.5646 | 5803998.821
| E214 | Residential Lighting | 2016 |  | Candelabra LED - NQC | 12 |  | 0 |  | Res Lighting | 30 | 0 | 82.5 | 196.2 |  |  | 12 | 0 | 2.75 | 6.54 | 0 |  | 113.7 |  |  | 0 | 0 |  |  | 0.74469 | 0 | 0.74469 | 0 | 0 | 0 | 0 | 0 | 0
| E214 | Residential Lighting | 2016 |  | Globe LED - Original savings | 12 |  | 21.19 |  | Res Lighting | 71282.81 | 1510482.7439 | 196027.7275 | 363542.331 |  |  | 12 | 0.11477 | 2.75 | 5.1 | 21.19 |  | 167514.6035 |  |  | 0 | 0 |  |  | 0.74469 | 1124836.6186 | 0.74469 | 0 | 1124836.6186 | 0 | 1124836.6186 | 1124836.6186 | 1237320.2805
| E214 | Residential Lighting | 2016 |  | Globe LED - NQC | 12 |  | 0 |  | Res Lighting | 25 | 0 | 68.75 | 127.5 |  |  | 12 | 0 | 2.75 | 5.1 | 0 |  | 58.75 |  |  | 0 | 0 |  |  | 0.74469 | 0 | 0.74469 | 0 | 0 | 0 | 0 | 0 | 0
| E214 | Residential Lighting | 2016 |  | Indoor LED Fixture - Original savings | 15 |  | 22.44 |  | Res Lighting | 102097 | 2291056.68 | 1020970 | 576848.05 |  |  | 15 | 0.21761 | 10 | 5.65 | 22.44 |  | -444121.95 |  |  | 0 | 0 |  |  | 0.87865 | 2013032.3956 | 0.87865 | 0 | 2013032.3956 | 0 | 2013032.3956 | 2013032.3956 | 2214335.6352
| E214 | Residential Lighting | 2016 |  | Indoor LED Fixture - NQC | 15 |  | 0 |  | Res Lighting | 0 | 0 | 0 | 0 |  |  | 15 | 0 | 0 | 0 | 0 |  | 0 |  |  | 0 | 0 |  |  | 0.87865 | 0 | 0.87865 | 0 | 0 | 0 | 0 | 0 | 0
| E214 | Residential Lighting | 2016 |  | MR-16 LED - Original savings | 12 |  | 28.77 |  | Res Lighting | 24038.37 | 691583.9049 | 120191.85 | 326441.0646 |  |  | 12 | 0.05255 | 5 | 13.58 | 28.77 |  | 206249.2146 |  |  | 0 | 0 |  |  | 0.74469 | 515013.4314 | 0.74469 | 0 | 515013.4314 | 0 | 515013.4314 | 515013.4314 | 566514.7746
| E214 | Residential Lighting | 2016 |  | MR-16 LED - NQC | 12 |  | 0 |  | Res Lighting | 2 | 0 | 10 | 27.16 |  |  | 12 | 0 | 5 | 13.58 | 0 |  | 17.16 |  |  | 0 | 0 |  |  | 0.74469 | 0 | 0.74469 | 0 | 0 | 0 | 0 | 0 | 0
| E214 | Residential Lighting | 2016 |  | Outdoor LED Fixture - Original savings | 15 |  | 58.03 |  | Res Lighting | 49189 | 2854437.67 | 541079 | 305955.58 |  |  | 15 | 0.27112 | 11 | 6.22 | 58.03 |  | -235123.42 |  |  | 0 | 0 |  |  | 0.87865 | 2508045.9821 | 0.87865 | 0 | 2508045.9821 | 0 | 2508045.9821 | 2508045.9821 | 2758850.5803
| E214 | Residential Lighting | 2016 |  | Outdoor LED Fixture - NQC | 15 |  | 0 |  | Res Lighting | 0 | 0 | 0 | 0 |  |  | 15 | 0 | 0 | 0 | 0 |  | 0 |  |  | 0 | 0 |  |  | 0.87865 | 0 | 0.87865 | 0 | 0 | 0 | 0 | 0 | 0
| E214 | Residential Lighting | 2016 |  | Reflector LED - Original savings | 12 |  | 38.8 |  | Res Lighting | 932024.7 | 36162558.36 | 4660123.5 | 7502798.835 |  |  | 12 | 2.7478 | 5 | 8.05 | 38.8 |  | 2842675.335 |  |  | 0 | 0 |  |  | 0.74469 | 26929781.2441 | 0.74469 | 0 | 26929781.2441 | 0 | 26929781.2441 | 26929781.2441 | 29622759.3685
| E214 | Residential Lighting | 2016 |  | Reflector LED - NQC | 12 |  | 0 |  | Res Lighting | 113 | 0 | 565 | 909.65 |  |  | 12 | 0 | 5 | 8.05 | 0 |  | 344.65 |  |  | 0 | 0 |  |  | 0.74469 | 0 | 0.74469 | 0 | 0 | 0 | 0 | 0 | 0
| E214 | Residential Lighting | 2016 |  | Retrofit Kit LED - Original savings | 15 |  | 33.73 |  | Res Lighting | 211967.42 | 7149661.0766 | 1377788.23 | 451490.6046 |  |  | 15 | 0.67908 | 6.5 | 2.13 | 33.73 |  | -926297.6254 |  |  | 0 | 0 |  |  | 0.87865 | 6282035.4864 | 0.87865 | 0 | 6282035.4864 | 0 | 6282035.4864 | 6282035.4864 | 6910239.035
| E214 | Residential Lighting | 2016 |  | Retrofit Kit LED - NQC | 15 |  | 0 |  | Res Lighting | 15 | 0 | 97.5 | 31.95 |  |  | 15 | 0 | 6.5 | 2.13 | 0 |  | -65.55 |  |  | 0 | 0 |  |  | 0.87865 | 0 | 0.87865 | 0 | 0 | 0 | 0 | 0 | 0
| E214 | Residential Lighting | 2016 |  | Specialty CFL | 7 |  | 19.13 |  | Res Lighting | 80871 | 1547062.23 | 40435.5 | 113219.4 |  |  | 7 | 0.068573 | 0.5 | 1.4 | 19.13 |  | 72783.9 |  |  | 0 | 0 |  |  | 0.48067 | 743621.6872 | 0.48067 | 0 | 743621.6872 | 0 | 743621.6872 | 743621.6872 | 817983.856
| E214 | Residential Lighting | 2016 |  | Specialty CFL - NQC | 7 |  | 0 |  | Res Lighting | 0 | 0 | 0 | 0 |  |  | 7 | 0 | 0 | 0 | 0 |  | 0 |  |  | 0 | 0 |  |  | 0.48067 | 0 | 0.48067 | 0 | 0 | 0 | 0 | 0 | 0
| E214 | Residential Lighting | 2016 |  | Standard CFL | 6 |  | 14.13 |  | Res Lighting | 734701 | 10381325.13 | 367350.5 | 249798.34 |  |  | 6 | 0.39441 | 0.5 | 0.34 | 14.13 |  | -117552.16 |  |  | 0 | 0 |  |  | 0.42122 | 4372804.1662 | 0.42122 | 0 | 4372804.1662 | 0 | 4372804.1662 | 4372804.1662 | 4810084.5829
| E214 | Residential Lighting | 2016 |  | Standard CFL - NQC | 6 |  | 0 |  | Res Lighting | 0 | 0 | 0 | 0 |  |  | 6 | 0 | 0 | 0 | 0 |  | 0 |  |  | 0 | 0 |  |  | 0.42122 | 0 | 0.42122 | 0 | 0 | 0 | 0 | 0 | 0
| E214 | Residential Lighting | 2016 |  | T8 Fixture LED - Original savings | 15 |  | 22.47 |  | Res Lighting | 5924 | 133112.28 | 65164 | 148100 |  |  | 15 | 0.012643 | 11 | 25 | 22.47 |  | 82936 |  |  | 0 | 0 |  |  | 0.87865 | 116958.8401 | 0.87865 | 0 | 116958.8401 | 0 | 116958.8401 | 116958.8401 | 128654.7241
| E214 | Residential Lighting | 2016 |  | A-Lamp LED - Updated savings | 12 |  | 11.32 |  | Res Lighting | 1847673.15 | 20915660.058 | 6004937.7375 | 13044572.439 |  |  | 12 | 1.5893 | 3.25 | 7.06 | 11.32 |  | 7039634.7015 |  |  | 0 | 0 |  |  | 0.74469 | 15575616.7562 | 0.74469 | 0 | 15575616.7562 | 0 | 15575616.7562 | 15575616.7562 | 17133178.4318
| E214 | Residential Lighting | 2016 |  | A-Lamp LED - Backout of original savings | 12 |  | 24.09 |  | Res Lighting | -1847673.15 | -44510446.1835 | -6004937.7375 | -13044572.439 |  |  | 12 | -3.3821 | 3.25 | 7.06 | 24.09 |  | -7039634.7015 |  |  | 0 | 0 |  |  | 0.74469 | -33146343.4325 | 0.74469 | 0 | -33146343.4325 | 0 | -33146343.4325 | -33146343.4325 | -36460977.7758
| E214 | Residential Lighting | 2016 |  | A-Lamp LED - Forecasting only | 12 |  | 11.32 |  | Res Lighting | 0 | 0 | 0 | 0 |  |  | 12 | 0 | 0 | 0 | 0 |  | 0 |  |  | 0 | 0 |  |  | 0.74469 | 0 | 0.74469 | 0 | 0 | 0 | 0 | 0 | 0
| E214 | Residential Lighting | 2016 |  | Candelabra LED - Updated savings | 12 |  | 22.49 |  | Res Lighting | 228928.73 | 5148607.1377 | 629554.0075 | 1497193.8942 |  |  | 12 | 0.39122 | 2.75 | 6.54 | 22.49 |  | 867639.8867 |  |  | 0 | 0 |  |  | 0.74469 | 3834099.9702 | 0.74469 | 0 | 3834099.9702 | 0 | 3834099.9702 | 3834099.9702 | 4217509.9672
| E214 | Residential Lighting | 2016 |  | Candelabra LED - Backout of original savings | 12 |  | 30.95 |  | Res Lighting | -228928.73 | -7085344.1935 | -629554.0075 | -1497193.8942 |  |  | 12 | -0.53838 | 2.75 | 6.54 | 30.95 |  | -867639.8867 |  |  | 0 | 0 |  |  | 0.74469 | -5276362.5646 | 0.74469 | 0 | -5276362.5646 | 0 | -5276362.5646 | -5276362.5646 | -5803998.821
| E214 | Residential Lighting | 2016 |  | Candelabra LED - Forecasting only | 12 |  | 22.49 |  | Res Lighting | 0 | 0 | 0 | 0 |  |  | 12 | 0 | 0 | 0 | 0 |  | 0 |  |  | 0 | 0 |  |  | 0.74469 | 0 | 0.74469 | 0 | 0 | 0 | 0 | 0 | 0
| E214 | Residential Lighting | 2016 |  | Globe LED - Updated savings | 12 |  | 12.93 |  | Res Lighting | 71282.81 | 921686.7333 | 196027.7275 | 363542.331 |  |  | 12 | 0.070034 | 2.75 | 5.1 | 12.93 |  | 167514.6035 |  |  | 0 | 0 |  |  | 0.74469 | 686367.9792 | 0.74469 | 0 | 686367.9792 | 0 | 686367.9792 | 686367.9792 | 755004.7771
| E214 | Residential Lighting | 2016 |  | Globe LED - Backout of original savings | 12 |  | 21.19 |  | Res Lighting | -71282.81 | -1510482.7439 | -196027.7275 | -363542.331 |  |  | 12 | -0.11477 | 2.75 | 5.1 | 21.19 |  | -167514.6035 |  |  | 0 | 0 |  |  | 0.74469 | -1124836.6186 | 0.74469 | 0 | -1124836.6186 | 0 | -1124836.6186 | -1124836.6186 | -1237320.2805
| E214 | Residential Lighting | 2016 |  | Globe LED - Forecasting only | 12 |  | 12.93 |  | Res Lighting | 0 | 0 | 0 | 0 |  |  | 12 | 0 | 0 | 0 | 0 |  | 0 |  |  | 0 | 0 |  |  | 0.74469 | 0 | 0.74469 | 0 | 0 | 0 | 0 | 0 | 0
| E214 | Residential Lighting | 2016 |  | Indoor LED Fixture - Updated savings | 15 |  | 18.23 |  | Res Lighting | 102097 | 1861228.31 | 1020970 | 576848.05 |  |  | 15 | 0.17678 | 10 | 5.65 | 18.23 |  | -444121.95 |  |  | 0 | 0 |  |  | 0.87865 | 1635364.5531 | 0.87865 | 0 | 1635364.5531 | 0 | 1635364.5531 | 1635364.5531 | 1798901.0085
| E214 | Residential Lighting | 2016 |  | Indoor LED Fixture - Backout of original savings | 15 |  | 22.44 |  | Res Lighting | -102097 | -2291056.68 | -1020970 | -576848.05 |  |  | 15 | -0.21761 | 10 | 5.65 | 22.44 |  | 444121.95 |  |  | 0 | 0 |  |  | 0.87865 | -2013032.3956 | 0.87865 | 0 | -2013032.3956 | 0 | -2013032.3956 | -2013032.3956 | -2214335.6352
| E214 | Residential Lighting | 2016 |  | Indoor LED Fixture - Forecasting only | 15 |  | 18.23 |  | Res Lighting | 0 | 0 | 0 | 0 |  |  | 15 | 0 | 0 | 0 | 0 |  | 0 |  |  | 0 | 0 |  |  | 0.87865 | 0 | 0.87865 | 0 | 0 | 0 | 0 | 0 | 0
| E214 | Residential Lighting | 2016 |  | MR-16 LED - Updated savings | 12 |  | 20.19 |  | Res Lighting | 24038.37 | 485334.6903 | 120191.85 | 326441.0646 |  |  | 12 | 0.036878 | 5 | 13.58 | 20.19 |  | 206249.2146 |  |  | 0 | 0 |  |  | 0.74469 | 361422.356 | 0.74469 | 0 | 361422.356 | 0 | 361422.356 | 361422.356 | 397564.5916
| E214 | Residential Lighting | 2016 |  | MR-16 LED - Backout of original savings | 12 |  | 28.77 |  | Res Lighting | -24038.37 | -691583.9049 | -120191.85 | -326441.0646 |  |  | 12 | -0.05255 | 5 | 13.58 | 28.77 |  | -206249.2146 |  |  | 0 | 0 |  |  | 0.74469 | -515013.4314 | 0.74469 | 0 | -515013.4314 | 0 | -515013.4314 | -515013.4314 | -566514.7746
| E214 | Residential Lighting | 2016 |  | MR-16 LED - Forecasting only | 12 |  | 20.19 |  | Res Lighting | 0 | 0 | 0 | 0 |  |  | 12 | 0 | 0 | 0 | 0 |  | 0 |  |  | 0 | 0 |  |  | 0.74469 | 0 | 0.74469 | 0 | 0 | 0 | 0 | 0 | 0
| E214 | Residential Lighting | 2016 |  | Outdoor LED Fixture - Updated savings | 15 |  | 5.91 |  | Res Lighting | 49189 | 290706.99 | 541079 | 305955.58 |  |  | 15 | 0.027612 | 11 | 6.22 | 5.91 |  | -235123.42 |  |  | 0 | 0 |  |  | 0.87865 | 255429.1186 | 0.87865 | 0 | 255429.1186 | 0 | 255429.1186 | 255429.1186 | 280972.0305
| E214 | Residential Lighting | 2016 |  | Outdoor LED Fixture - Backout of original savings | 15 |  | 58.03 |  | Res Lighting | -49189 | -2854437.67 | -541079 | -305955.58 |  |  | 15 | -0.27112 | 11 | 6.22 | 58.03 |  | 235123.42 |  |  | 0 | 0 |  |  | 0.87865 | -2508045.9821 | 0.87865 | 0 | -2508045.9821 | 0 | -2508045.9821 | -2508045.9821 | -2758850.5803
| E214 | Residential Lighting | 2016 |  | Outdoor LED Fixture - Forecasting only | 15 |  | 5.91 |  | Res Lighting | 0 | 0 | 0 | 0 |  |  | 15 | 0 | 0 | 0 | 0 |  | 0 |  |  | 0 | 0 |  |  | 0.87865 | 0 | 0.87865 | 0 | 0 | 0 | 0 | 0 | 0
| E214 | Residential Lighting | 2016 |  | Reflector LED - Updated savings | 12 |  | 28.05 |  | Res Lighting | 932024.7 | 26143292.835 | 4660123.5 | 7502798.835 |  |  | 12 | 1.9865 | 5 | 8.05 | 28.05 |  | 2842675.335 |  |  | 0 | 0 |  |  | 0.74469 | 19468566.0798 | 0.74469 | 0 | 19468566.0798 | 0 | 19468566.0798 | 19468566.0798 | 21415422.6878
| E214 | Residential Lighting | 2016 |  | Reflector LED - Backout of original savings | 12 |  | 38.8 |  | Res Lighting | -932024.7 | -36162558.36 | -4660123.5 | -7502798.835 |  |  | 12 | -2.7478 | 5 | 8.05 | 38.8 |  | -2842675.335 |  |  | 0 | 0 |  |  | 0.74469 | -26929781.2441 | 0.74469 | 0 | -26929781.2441 | 0 | -26929781.2441 | -26929781.2441 | -29622759.3685
| E214 | Residential Lighting | 2016 |  | Reflector LED - Forecasting only | 12 |  | 28.05 |  | Res Lighting | 0 | 0 | 0 | 0 |  |  | 12 | 0 | 0 | 0 | 0 |  | 0 |  |  | 0 | 0 |  |  | 0.74469 | 0 | 0.74469 | 0 | 0 | 0 | 0 | 0 | 0
| E214 | Residential Lighting | 2016 |  | Retrofit Kit LED - Updated savings | 15 |  | 25.61 |  | Res Lighting | 211967.42 | 5428485.6262 | 1377788.23 | 451490.6046 |  |  | 15 | 0.51561 | 6.5 | 2.13 | 25.61 |  | -926297.6254 |  |  | 0 | 0 |  |  | 0.87865 | 4769728.0998 | 0.87865 | 0 | 4769728.0998 | 0 | 4769728.0998 | 4769728.0998 | 5246700.9098
| E214 | Residential Lighting | 2016 |  | Retrofit Kit LED - Backout of original savings | 15 |  | 33.73 |  | Res Lighting | -211967.42 | -7149661.0766 | -1377788.23 | -451490.6046 |  |  | 15 | -0.67908 | 6.5 | 2.13 | 33.73 |  | 926297.6254 |  |  | 0 | 0 |  |  | 0.87865 | -6282035.4864 | 0.87865 | 0 | -6282035.4864 | 0 | -6282035.4864 | -6282035.4864 | -6910239.035
| E214 | Residential Lighting | 2016 |  | Retrofit Kit LED - Forecasting only | 15 |  | 25.61 |  | Res Lighting | 0 | 0 | 0 | 0 |  |  | 15 | 0 | 0 | 0 | 0 |  | 0 |  |  | 0 | 0 |  |  | 0.87865 | 0 | 0.87865 | 0 | 0 | 0 | 0 | 0 | 0
| E214 | Residential Lighting | 2016 |  | T8 Fixture LED - Updated savings | 15 |  | 28.63 |  | Res Lighting | 5924 | 169604.12 | 65164 | 148100 |  |  | 15 | 0.016109 | 11 | 25 | 28.63 |  | 82936 |  |  | 0 | 0 |  |  | 0.87865 | 149022.3227 | 0.87865 | 0 | 149022.3227 | 0 | 149022.3227 | 149022.3227 | 163924.555
| E214 | Residential Lighting | 2016 |  | T8 Fixture LED - Backout of original savings | 15 |  | 22.47 |  | Res Lighting | -5924 | -133112.28 | -65164 | -148100 |  |  | 15 | -0.012643 | 11 | 25 | 22.47 |  | -82936 |  |  | 0 | 0 |  |  | 0.87865 | -116958.8401 | 0.87865 | 0 | -116958.8401 | 0 | -116958.8401 | -116958.8401 | -128654.7241
| E214 | Residential Lighting | 2016 |  | T8 Fixture LED - Forecasting only | 15 |  | 28.63 |  | Res Lighting | 0 | 0 | 0 | 0 |  |  | 15 | 0 | 0 | 0 | 0 |  | 0 |  |  | 0 | 0 |  |  | 0.87865 | 0 | 0.87865 | 0 | 0 | 0 | 0 | 0 | 0
| E214 | Residential Lighting | 2016 |  | T8 Retrofit LED - Updated savings | 15 |  | 7.98 |  | Res Lighting | 15694 | 125238.12 | 86317 | 342129.2 |  |  | 15 | 0.011895 | 5.5 | 21.8 | 7.98 |  | 255812.2 |  |  | 0 | 0 |  |  | 0.87865 | 110040.2251 | 0.87865 | 0 | 110040.2251 | 0 | 110040.2251 | 110040.2251 | 121044.2476
| E214 | Residential Lighting | 2016 |  | T8 Retrofit LED - Backout of original savings | 15 |  | 11.23 |  | Res Lighting | -15694 | -176243.62 | -86317 | -342129.2 |  |  | 15 | -0.01674 | 5.5 | 21.8 | 11.23 |  | -255812.2 |  |  | 0 | 0 |  |  | 0.87865 | -154856.1062 | 0.87865 | 0 | -154856.1062 | 0 | -154856.1062 | -154856.1062 | -170341.7168
| E214 | Residential Lighting | 2016 |  | T8 Retrofit LED - Forecasting only | 15 |  | 7.98 |  | Res Lighting | 0 | 0 | 0 | 0 |  |  | 15 | 0 | 0 | 0 | 0 |  | 0 |  |  | 0 | 0 |  |  | 0.87865 | 0 | 0.87865 | 0 | 0 | 0 | 0 | 0 | 0
[12 empty] | 157925662.7256 | 21030978.6 | 43402009.7196 |  |  |  | 4.9302 |  |  |  | 6197776.65 | 18484855.3321 | 27228755.25 | 49599786.3696 | 0 | 0 | 25265616.8229 | 46023741.6439 | [7 empty] | 110512702.7388 | 121563973.0127 | 4.374 | 2.6413
[18 empty] | EES Tracking |  | Year | DBtC | OH | Total Budget
[20 empty] | 2016 | 11778573.31 | 3495106.16 | 15273679.47
[20 empty] | 2017 | 9252405.29 | 2702670.49 | 11955075.78
[20 empty] | Total | 21030978.6 | 6197776.65 | 27228755.25
[21 empty] | Budget | Savings
[18 empty] | Exhibit 1 |  |  | 27228755.25 | 157925.662

## E214 Home Energy Reports Elect
Rtn to Summary | [27 empty] | Final Costs |  |  |  | Math Check Only - Columns can be deleted or hidden |  |  |  |  | Final Benefits
| paste | paste |  | paste | paste | paste | paste | paste | paste | paste | paste | paste | paste total DBtC | paste | paste | paste | Formula: G + H | formula | formula: N/L | formula: O/L | formula: M/L | Total only derived from Actual Spending | formula: O-N | Formula total only W+N | Formula total only W+O | Formula | Formula | Formula Total Only | Formula Total Only | Formula | Formula | Formula | Formula | Formula | Formula | Formula | Formula | Formula | Formula Total Only: AL/AC | Formula Total Only: AM/AD
| Sch. No. | Program | Year | Measure ID - Version | Measure Name | Measure Life Period 1 | Measure Life Period 2 | Unit Savings period 1 | Unit Savings Period 2 | End Use | Measure Quantity | kWh Savings - Total | kWh Incentive - Total | kWh Measure Cost - Total | Year 1 NEBs | Unit Annual O&M | Total Measure Life | Weighted Life | Incentives Per Unit | Incremental Measure Cost per Unit | Savings per unit | Program Overhead | Total Customer Cost | Total Utility Program Costs | Total Resource Cost | PV Total Non-Energy Benefits | PV Total Net Euipment O&M | PV Total Utility Program Costs | PV Total Resource Costs | Unit PV First period Savings for 1 kWh | Total First Period Savings | Unit PV Savings for Second Period for 1 kWh | Total Second period Savings | Unadjusted Total | Decrement | Final UC Total Savings | PV Total Savings UC | PV Total Savings TRC | UC B/C Ratio | TRC B/C Ratio
| E214 | Home Energy Reports | 2017 | 10121 - 3 | HER: Home Energy Report - Original - E | 2 |  | 0 |  | Res Lighting | 16000 | 5722290 |  | 49760 | 0 |  | 2 | 1.8396 | 0 | 3.11 | 357.6431 |  |  |  |  | 0 | 0 |  |  | 0.15494 | 0 | 0.15494 | 0 | 0 | 0 | 0 | 0 | 0
| E214 | Home Energy Reports Electric | 2016 |  | Home Energy Reports (Original) - Elec | 2 |  | 310 |  | Res Lighting | 18459 | 0 |  | 100232.37 |  |  | 2 | 0 | 0 | 5.43 | 0 |  |  |  |  | 0 | 0 |  |  | 0.15494 | 886607.5926 | 0.15494 | 0 | 886607.5926 | 0 | 886607.5926 | 886607.5926 | 975268.3518
| E214 | Home Energy Reports |  | 10121 - 3 | DNV-GL adjustment to savings | 2 |  | 499088 |  |  | 1 | 499088 |  | 0 | 0 | 0
[12 empty] | 6221378 | 75543.39 | 149992.37 |  |  |  | 1.8396 |  |  |  | 93284.69 | 74448.98 | 168828.08 | 243277.06 | 0 | 0 | 156655.9154 | 225737.2738 | [7 empty] | 886607.5926 | 975268.3518 | 5.6596 | 4.3204
[5 empty] | 6221378 | [12 empty] | EES Tracking |  | Year | DBtC | OH | Total Budget
[5 empty] | 5962021 | [14 empty] | 2016 | 75543.39 | 88504.35 | 164047.74
[20 empty] | 2017 | 0 | 4780.34 | 4780.34
[20 empty] | Total | 75543.39 | 93284.69 | 168828.08
[21 empty] | Budget | Savings
[18 empty] | Exhibit 1 Original |  |  | 168828.08 | 5722.29
[18 empty] | Exhibit 1 Corrected |  |  |  | 6221378

## E214 Web-enab Thermo Elect
Rtn to Summary | [27 empty] | Final Costs |  |  |  | Math Check Only - Columns can be deleted or hidden |  |  |  |  | Final Benefits
| paste | paste |  | paste | paste | paste | paste | paste | paste | paste | paste | paste | paste total DBtC | paste | paste | paste | Formula: G + H | formula | formula: N/L | formula: O/L | formula: M/L | Total only derived from Actual Spending | formula: O-N | Formula total only W+N | Formula total only W+O | Formula | Formula | Formula Total Only | Formula Total Only | Formula | Formula | Formula | Formula | Formula | Formula | Formula | Formula | Formula | Formula Total Only: AL/AC | Formula Total Only: AM/AD
| Sch. No. | Program | Year | Measure ID - Version | Measure Name | Measure Life Period 1 | Measure Life Period 2 | Unit Savings period 1 | Unit Savings Period 2 | End Use | Measure Quantity | kWh Savings - Total | kWh Incentive - Total | kWh Measure Cost - Total | Year 1 NEBs | Unit Annual O&M | Total Measure Life | Weighted Life | Incentives Per Unit | Incremental Measure Cost per Unit | Savings per unit | Program Overhead | Total Customer Cost | Total Utility Program Costs | Total Resource Cost | PV Total Non-Energy Benefits | PV Total Net Euipment O&M | PV Total Utility Program Costs | PV Total Resource Costs | Unit PV First period Savings for 1 kWh | Total First Period Savings | Unit PV Savings for Second Period for 1 kWh | Total Second period Savings | Unadjusted Total | Decrement | Final UC Total Savings | PV Total Savings UC | PV Total Savings TRC | UC B/C Ratio | TRC B/C Ratio
| E214 | Web-Enabled Thermostats | 2017 | 10736 - 2 | WET: Thermostat - Web Enabled - Retail - kWh | 20 |  | 899 |  | SF Heat Pump | 2156 | 89040 |  | 249175.5 | 0 |  | 20 | 0.81217 | 0 | 115.5731 | 41.2987 |  | 249175.5 |  |  | 0 | 0 |  |  | 1.6438 | 3186143.8928 | 1.6438 | 0 | 3186143.8928 | 0 | 3186143.8928 | 3186143.8928 | 3504758.2821
| E214 | Web-Enabled Thermostats | 2017 | 10736 - 1 | WET: Thermostat - Web Enabled - Retail - kWh | 20 |  | 424 |  | SF Heat Pump | 210 | 1938244 |  | 38781.45 | 0 |  | 20 | 17.6795 | 0 | 184.6736 | 9229.7333 |  | 38781.45 |  |  | 0 | 0 |  |  | 1.6438 | 146366.6351 | 1.6438 | 0 | 146366.6351 | 0 | 146366.6351 | 146366.6351 | 161003.2986
| E214 | Web-enabled Thermostats Elect | 2016 |  | Web-Enabled Thermostat (Retail) | 20 |  | 424 |  | SF Heat Pump | 390 | 165360 |  | 73066.5 | 0 |  | 20 | 1.5083 | 0 | 187.35 | 424 |  | 73066.5 |  |  | 0 | 0 |  |  | 1.6438 | 271823.7508 | 1.6438 | 0 | 271823.7508 | 0 | 271823.7508 | 271823.7508 | 299006.1259
| E214 | Web-enabled Thermostats Elect | 2016 |  | Web-Enabled Thermostat (Contractor Installed) | 20 |  | 424 |  | SF Heat Pump | 0 | 0 |  | 0 | 0 |  | 20 | 0 | 0 | 0 | 0 |  | 0 |  |  | 0 | 0 |  |  | 1.6438 | 0 | 1.6438 | 0 | 0 | 0 | 0 | 0 | 0
| E214 | Web-enabled Thermostats Elect |  |  | Savings Adjustment | 20 |  | -495 |  | SF Heat Pump | 1 | -495 |  | 0 | 0 |  | 20 | -0.0045151 | 0 | 0 | -495 |  | 0 |  |  | 0 | 0 |  |  | 1.6438 | -813.6959 | 1.6438 | 0 | -813.6959 | 0 | -813.6959 | -813.6959 | -895.0655
[12 empty] | 2192644 | 474228.42 | 361023.45 |  |  |  | 20 |  |  |  | 130911.6 | 361023.45 | 605140.02 | 491935.05 | 0 | 0 | 561510.643 | 456467.5234 | [7 empty] | 3604334.2787 | 3964767.7066 | 6.419 | 8.6858
[18 empty] | EES Tracking |  | Year | DBtC | OH | Total Budget
[20 empty] | 2016 | 32920 | 61550.03 | 94470.03
[20 empty] | 2017 | 441308.42 | 69361.57 | 510669.99
[20 empty] | Total | 474228.42 | 130911.6 | 605140.02
[21 empty] | Budget | Savings
[18 empty] | Exhibit 1 |  |  | 605140.02 | 1448.798

## E216 Fuel Conversion
Rtn to Summary | [27 empty] | Final Costs |  |  |  | Math Check Only - Columns can be deleted or hidden |  |  |  |  | Final Benefits
| paste | paste |  | paste | paste | paste | paste | paste | paste | paste | paste | paste | paste total DBtC | paste | paste | paste | Formula: G + H | formula | formula: N/L | formula: O/L | formula: M/L | Total only derived from Actual Spending | formula: O-N | Formula total only W+N | Formula total only W+O | Formula | Formula | Formula Total Only | Formula Total Only | Formula | Formula | Formula | Formula | Formula | Formula | Formula | Formula | Formula |  | Formula Total Only: AL/AC | Formula Total Only: AM/AD
| Sch. No. | Program | Year | Measure ID - Version | Measure Name | Measure Life Period 1 | Measure Life Period 2 | Unit Savings period 1 | Unit Savings Period 2 | End Use | Measure Quantity | kWh Savings - Total | kWh Incentive - Total | kWh Measure Cost - Total | Year 1 NEBs | Unit Annual O&M | Total Measure Life | Weighted Life | Incentives Per Unit | Incremental Measure Cost per Unit | Savings per unit | Program Overhead | Total Customer Cost | Total Utility Program Costs | Total Resource Cost | PV Total Non-Energy Benefits | PV Total Net Euipment O&M | PV Total Utility Program Costs | PV Total Resource Costs | Unit PV First period Savings for 1 kWh | Total First Period Savings | Unit PV Savings for Second Period for 1 kWh | Total Second period Savings | Unadjusted Total | Decrement | Final UC Total Savings | PV Total Savings UC | PV Total Savings TRC | dditional Cost of Fuel | UC B/C Ratio | TRC B/C Ratio
| E216 | Fuel Conversion Rebate | 2017 | 10710 - 1 | SFFC: E2G Fuel Conversion - Space and WH - BB | 30 |  | 12000 |  | SF Space Heat | 3 | 36000 |  | 32400 | 0 |  | 30 | 0.29379 | 0 | 10800 | 12000 |  | 32400 |  |  | 0 | 0 |  |  | 2.2068 | 79443.086 | 2.2068 | 0 | 79443.086 | 0 | 79443.086 | 79443.086 | 87387.3946 | 9239
| E216 | Fuel Conversion Rebate | 2017 | 10710 - 2 | SFFC: E2G Fuel Conversion - Space and WH - BB | 30 |  | 10865 |  | SF Space Heat | 6 | 65190 |  | 61548 | 0 |  | 30 | 0.53201 | 0 | 10258 | 10865 |  | 61548 |  |  | 0 | 0 |  |  | 2.2068 | 143858.1882 | 2.2068 | 0 | 143858.1882 | 0 | 143858.1882 | 143858.1882 | 158244.007 | 9239
| E216 | Fuel Conversion Rebate | 2017 | 10711 - 1 | SFFC: E2G Fuel Conversion - Space and WH - FA | 30 |  | 12000 |  | SF Space Heat | 6 | 72000 |  | 49800 | 0 |  | 30 | 0.58758 | 0 | 8300 | 12000 |  | 49800 |  |  | 0 | 0 |  |  | 2.2068 | 158886.172 | 2.2068 | 0 | 158886.172 | 0 | 158886.172 | 158886.172 | 174774.7892 | 9239
| E216 | Fuel Conversion Rebate | 2017 | 10711 - 2 | SFFC: E2G Fuel Conversion - Space and WH - FA | 30 |  | 10865 |  | SF Space Heat | 29 | 315085 |  | 218428 | 0 |  | 30 | 2.5714 | 0 | 7532 | 10865 |  | 218428 |  |  | 0 | 0 |  |  | 2.2068 | 695314.5763 | 2.2068 | 0 | 695314.5763 | 0 | 695314.5763 | 695314.5763 | 764846.0339 | 9239
| E216 | Fuel Conversion Rebate | 2017 | 10712 - 2 | SFFC: E2G Fuel Conversion - Space Heat Only - BB | 30 |  | 9720 |  | SF Space Heat | 17 | 165240 |  | 131920 | 0 |  | 30 | 1.3485 | 0 | 7760 | 9720 |  | 131920 |  |  | 0 | 0 |  |  | 2.2068 | 364643.7647 | 2.2068 | 0 | 364643.7647 | 0 | 364643.7647 | 364643.7647 | 401108.1411 | 7531
| E216 | Fuel Conversion Rebate | 2017 | 10712 - 1 | SFFC: E2G Fuel Conversion - Space Heat Only - BB | 30 |  | 8500 |  | SF Space Heat | 1 | 8500 |  | 8700 | 0 |  | 30 | 0.069367 | 0 | 8700 | 8500 |  | 8700 |  |  | 0 | 0 |  |  | 2.2068 | 18757.3953 | 2.2068 | 0 | 18757.3953 | 0 | 18757.3953 | 18757.3953 | 20633.1348 | 7531
| E216 | Fuel Conversion Rebate | 2017 | 10713 - 2 | SFFC: E2G Fuel Conversion - Space Heat Only - FA | 30 |  | 9720 |  | SF Space Heat | 31 | 301320 |  | 220534 | 0 |  | 30 | 2.459 | 0 | 7114 | 9720 |  | 220534 |  |  | 0 | 0 |  |  | 2.2068 | 664938.6297 | 2.2068 | 0 | 664938.6297 | 0 | 664938.6297 | 664938.6297 | 731432.4926 | 7531
| E216 | Fuel Conversion Rebate | 2017 | 10713 - 1 | SFFC: E2G Fuel Conversion - Space Heat Only - FA | 30 |  | 8500 |  | SF Space Heat | 9 | 76500 |  | 60300 | 0 |  | 30 | 0.62431 | 0 | 6700 | 8500 |  | 60300 |  |  | 0 | 0 |  |  | 2.2068 | 168816.5577 | 2.2068 | 0 | 168816.5577 | 0 | 168816.5577 | 168816.5577 | 185698.2135 | 7531
| E216 | Fuel Conversion Rebate | 2017 | 10714 - 2 | SFFC: E2G Fuel Conversion - WH Only - Storage | 30 |  | 3054 |  | Res Water Heat | 31 | 94674 |  | 81863 | 0 |  | 30 | 0.77262 | 0 | 2640.7419 | 3054 |  | 81863 |  |  | 0 | 0 |  |  | 1.2639 | 119654.4824 | 1.2639 | 0 | 119654.4824 | 0 | 119654.4824 | 119654.4824 | 131619.9307 | 1708
| E216 | Fuel Conversion Rebate | 2017 | 10714 - 1 | SFFC: E2G Fuel Conversion - WH Only - Storage | 30 |  | 3500 |  | Res Water Heat | 4 | 14000 |  | 10400 | 0 |  | 30 | 0.11425 | 0 | 2600 | 3500 |  | 10400 |  |  | 0 | 0 |  |  | 1.2639 | 17694.0105 | 1.2639 | 0 | 17694.0105 | 0 | 17694.0105 | 17694.0105 | 19463.4116 | 1708
| E216 | Fuel Conversion Rebate | 2017 | 10715 - 1 | SFFC: E2G Fuel Conversion - WH Only - Tankless | 30 |  | 3500 |  | Res Water Heat | 12 | 42000 |  | 11400 | 0 |  | 30 | 0.34276 | 0 | 950 | 3500 |  | 11400 |  |  | 0 | 0 |  |  | 1.2639 | 53082.0316 | 1.2639 | 0 | 53082.0316 | 0 | 53082.0316 | 53082.0316 | 58390.2348 | 1708
| E216 | Fuel Conversion Rebate | 2017 | 10715 - 2 | SFFC: E2G Fuel Conversion - WH Only - Tankless | 30 |  | 3054 |  | Res Water Heat | 115 | 351210 |  | 398206 | 0 |  | 30 | 2.8662 | 0 | 3462.6609 | 3054 |  | 398206 |  |  | 0 | 0 |  |  | 1.2639 | 443879.5316 | 1.2639 | 0 | 443879.5316 | 0 | 443879.5316 | 443879.5316 | 488267.4847 | 1708
| E216 | Fuel Conversion Rebate | 2017 | 10738 - 1 | FCAPP: Clothes Dryer - NG | 30 |  | 725 |  | Res Plug Load | 579 | 419775 |  | 289500 | 0 |  | 30 | 3.4257 | 0 | 500 | 725 |  | 289500 |  |  | 0 | 0 |  |  | 1.2979 | 544843.9682 | 1.2979 | 0 | 544843.9682 | 0 | 544843.9682 | 544843.9682 | 599328.3651 | 1708
| E216 | Fuel Conversion Rebate | 2017 | 10739 - 1 | FCAPP: Range - NG | 30 |  | 314 |  | Res Plug Load | 314 | 98596 |  | 141300 | 0 |  | 30 | 0.80463 | 0 | 450 | 314 |  | 141300 |  |  | 0 | 0 |  |  | 1.2979 | 127971.9752 | 1.2979 | 0 | 127971.9752 | 0 | 127971.9752 | 127971.9752 | 140769.1727 | 1708
| E216 | Fuel Conversion | 2016 |  | E2G Fuel Conv - WH Only - Storage | 30 |  | 3500 |  | Res Water Heat | 24 | 84000 |  | 62400 | 0 |  | 30 | 0.68551 | 0 | 2600 | 3500 |  | 62400 |  |  | 0 | 0 |  |  | 1.2639 | 106164.0632 | 1.2639 | 0 | 106164.0632 | 0 | 106164.0632 | 106164.0632 | 116780.4696 | 1708
| E216 | Fuel Conversion | 2016 |  | E2G Fuel Conv - WH Only - Tankless | 30 |  | 3500 |  | Res Water Heat | 94 | 329000 |  | 329000 | 0 |  | 30 | 2.6849 | 0 | 3500 | 3500 |  | 329000 |  |  | 0 | 0 |  |  | 1.2639 | 415809.2477 | 1.2639 | 0 | 415809.2477 | 0 | 415809.2477 | 415809.2477 | 457390.1725 | 1708
| E216 | Fuel Conversion | 2016 |  | E2G Fuel Conv - Space & WH - BB | 30 |  | 12000 |  | SF Space Heat | 17 | 204000 |  | 183600 | 0 |  | 30 | 1.6648 | 0 | 10800 | 12000 |  | 183600 |  |  | 0 | 0 |  |  | 2.2068 | 450177.4872 | 2.2068 | 0 | 450177.4872 | 0 | 450177.4872 | 450177.4872 | 495195.236 | 9239
| E216 | Fuel Conversion | 2016 |  | E2G Fuel Conv - Space & WH - FA | 30 |  | 12000 |  | SF Space Heat | 22 | 264000 |  | 182600 | 0 |  | 30 | 2.1545 | 0 | 8300 | 12000 |  | 182600 |  |  | 0 | 0 |  |  | 2.2068 | 582582.6305 | 2.2068 | 0 | 582582.6305 | 0 | 582582.6305 | 582582.6305 | 640840.8936 | 9239
| E216 | Fuel Conversion | 2016 |  | E2G Fuel Conv - Space Heat Only - BB | 30 |  | 8500 |  | SF Space Heat | 14 | 119000 |  | 121800 | 0 |  | 30 | 0.97114 | 0 | 8700 | 8500 |  | 121800 |  |  | 0 | 0 |  |  | 2.2068 | 262603.5342 | 2.2068 | 0 | 262603.5342 | 0 | 262603.5342 | 262603.5342 | 288863.8876 | 7531
| E216 | Fuel Conversion | 2016 |  | E2G Fuel Conv - Space Heat Only - FA | 30 |  | 8500 |  | SF Space Heat | 20 | 170000 |  | 134000 | 0 |  | 30 | 1.3873 | 0 | 6700 | 8500 |  | 134000 |  |  | 0 | 0 |  |  | 2.2068 | 375147.906 | 2.2068 | 0 | 375147.906 | 0 | 375147.906 | 375147.906 | 412662.6966 | 7531
| E216 | Fuel Conversion | 2016 |  | Clothes Dryer - NG | 30 |  | 725 |  | Res Plug Load | 367 | 266075 |  | 183500 | 0 |  | 30 | 2.1714 | 0 | 500 | 725 |  | 183500 |  |  | 0 | 0 |  |  | 1.2979 | 345350.1491 | 1.2979 | 0 | 345350.1491 | 0 | 345350.1491 | 345350.1491 | 379885.164 | 1708
| E216 | Fuel Conversion | 2016 |  | E2G Fuel Conv - Natural Gas Range | 30 |  | 314 |  | Res Plug Load | 573 | 179922 |  | 257850 | 0 |  | 30 | 1.4683 | 0 | 450 | 314 |  | 257850 |  |  | 0 | 0 |  |  | 1.2979 | 233528.4771 | 1.2979 | 0 | 233528.4771 | 0 | 233528.4771 | 233528.4771 | 256881.3248 | 1708
[12 empty] | 3676087 | 1320478.64 | 3171049 |  |  |  | 30 |  |  |  | 310614.61 | 3171049 | 1631093.25 | 3481663.61 | 0 | 0 | 1513494.711 | 3230642.6742 | [7 empty] | 6373147.8646 | 7010462.651 | 117700 | 4.2109 | 2.0937
[18 empty] | EES Tracking |  | Year | DBtC | OH | Total Budget
[20 empty] | 2016 | 546187.92 | 168684.23 | 714872.15
[20 empty] | 2017 | 774290.72 | 141930.38 | 916221.1
[20 empty] | Total | 1320478.64 | 310614.61 | 1631093.25
[21 empty] | Budget | Savings
[18 empty] | Exhibit 1 |  |  | 1631093.25 | 3676.087

## E217 MF Retro Elect
Rtn to Summary | [27 empty] | Final Costs |  |  |  | Math Check Only - Columns can be deleted or hidden |  |  |  |  | Final Benefits
| paste | paste |  | paste | paste | paste | paste | paste | paste | paste | paste | paste | paste total DBtC | paste | paste | paste | Formula: G + H | formula | formula: N/L | formula: O/L | formula: M/L | Total only derived from Actual Spending | formula: O-N | Formula total only W+N | Formula total only W+O | Formula | Formula | Formula Total Only | Formula Total Only | Formula | Formula | Formula | Formula | Formula | Formula | Formula | Formula | Formula | Formula Total Only: AL/AC | Formula Total Only: AM/AD
| Sch. No. | Program | Year | Measure ID - Version | Measure Name | Measure Life Period 1 | Measure Life Period 2 | Unit Savings period 1 | Unit Savings Period 2 | End Use | Measure Quantity | kWh Savings - Total | kWh Incentive - Total | kWh Measure Cost - Total | Year 1 NEBs | Unit Annual O&M | Total Measure Life | Weighted Life | Incentives Per Unit | Incremental Measure Cost per Unit | Savings per unit | Program Overhead | Total Customer Cost | Total Utility Program Costs | Total Resource Cost | PV Total Non-Energy Benefits | PV Total Net Euipment O&M | PV Total Utility Program Costs | PV Total Resource Costs | Unit PV First period Savings for 1 kWh | Total First Period Savings | Unit PV Savings for Second Period for 1 kWh | Total Second period Savings | Unadjusted Total | Decrement | Final UC Total Savings | PV Total Savings UC | PV Total Savings TRC | UC B/C Ratio | TRC B/C Ratio
| E217 | Multi-Family Retrofit | 2017 | 10796 - 2 | MFAR: Clothes Washer - Replacement - EWH - E Dryer - Front Load | 11 |  | 848 |  | Res Water Heat | 3 | 2544 |  | 2541.78 | 20.31 |  | 11 | 0.00074426 | 0 | 847.26 | 848 |  | 2541.78 |  |  | 439.8727 | 0 |  |  | 0.66884 | 1701.5205 | 0.66884 | 0 | 1701.5205 | 0 | 1701.5205 | 1701.5205 | 2311.5453
| E217 | Multi-Family Retrofit | 2017 | 10797 - 1 | MFAR: Clothes Washer - Replacement - EWH - E Dryer - Top Load | 11 |  | 809 |  | Res Water Heat | 25 | 20225 |  | 15000 | 6.37 |  | 11 | 0.0059169 | 0 | 600 | 809 |  | 15000 |  |  | 1149.6755 | 0 |  |  | 0.66884 | 13527.2218 | 0.66884 | 0 | 13527.2218 | 0 | 13527.2218 | 13527.2218 | 16029.6195
| E217 | Multi-Family Retrofit | 2017 | 10797 - 2 | MFAR: Clothes Washer - Replacement - EWH - E Dryer - Top Load | 11 |  | 809 |  | Res Water Heat | 315 | 254835 |  | 217189.35 | 6.37 |  | 11 | 0.074553 | 0 | 689.49 | 809 |  | 217189.35 |  |  | 14485.9117 | 0 |  |  | 0.66884 | 170442.9944 | 0.66884 | 0 | 170442.9944 | 0 | 170442.9944 | 170442.9944 | 201973.2056
| E217 | Multi-Family Retrofit | 2017 | 10798 - 1 | MFAR: Refrigerator Replacement - Year 1 to 14 | 10 |  | 494 |  | Res Refrigerator | 147 | 72618 |  | 88200 | 0 |  | 10 | 0.019313 | 0 | 600 | 494 |  | 88200 |  |  | 0 | 0 |  |  | 0.53906 | 39145.1077 | 0.53906 | 0 | 39145.1077 | 0 | 39145.1077 | 39145.1077 | 43059.6185
| E217 | Multi-Family Retrofit | 2017 | 10799 - 1 | MFAR: Refrigerator Replacement - Year 1 to 20 | 15 |  | 9 |  | Res Refrigerator | 147 | 1323 |  | 0 | 0 |  | 15 | 0.0005278 | 0 | 0 | 9 |  | 0 |  |  | 0 | 0 |  |  | 0.74198 | 981.6398 | 0.74198 | 0 | 981.6398 | 0 | 981.6398 | 981.6398 | 1079.8038
| E217 | Multi-Family Retrofit | 2017 | 11242 - 2 | MFRFT: Power Strip - Advanced - IR - DI | 5 |  | 216 |  | Res Plug Load | 1760 | 380160 |  | 96800 | 0 |  | 5 | 0.050554 | 0 | 55 | 216 |  | 96800 |  |  | 0 | 0 |  |  | 0.35579 | 135258.5066 | 0.35579 | 0 | 135258.5066 | 0 | 135258.5066 | 135258.5066 | 148784.3572
| E217 | Multi-Family Retrofit | 2017 | 11243 - 2 | MFRFT: Aerator - DI - EWH - 1.0 gpm | 10 |  | 76.97 |  | Res Water Heat | 2485 | 191270.45 |  | 5218.5 | 9.23 |  | 10 | 0.05087 | 0 | 2.1 | 76.97 |  | 5218.5 |  |  | 155515.6169 | 0 |  |  | 0.61844 | 118289.253 | 0.61844 | 0 | 118289.253 | 0 | 118289.253 | 118289.253 | 285633.7952
| E217 | Multi-Family Retrofit | 2017 | 11245 - 2 | MFRFT: Aerator - DI - EWH - 1.5 gpm | 10 |  | 44.84 |  | Res Water Heat | 1577 | 70712.68 |  | 3311.7 | 5.37 |  | 10 | 0.018807 | 0 | 2.1 | 44.84 |  | 3311.7 |  |  | 57418.5066 | 0 |  |  | 0.61844 | 43731.5335 | 0.61844 | 0 | 43731.5335 | 0 | 43731.5335 | 43731.5335 | 105523.1934
| E217 | Multi-Family Retrofit | 2017 | 11248 - 2 | MFRFT: Insulation - Attic - R0 to R38 - E | 30 |  | 1.2 |  | MF Space Heat | 73633 | 88359.6 |  | 58170.07 | 0 |  | 30 | 0.0705 | 0 | 0.79 | 1.2 |  | 58170.07 |  |  | 0 | 0 |  |  | 1.8464 | 163149.9619 | 1.8464 | 0 | 163149.9619 | 0 | 163149.9619 | 163149.9619 | 179464.9581
| E217 | Multi-Family Retrofit | 2017 | 11250 - 2 | MFRFT: Insulation - Attic - R11 to R38 - E | 30 |  | 0.56 |  | MF Space Heat | 1686257 | 944303.92 |  | 1281555.32 | 0 |  | 30 | 0.75344 | 0 | 0.76 | 0.56 |  | 1281555.32 |  |  | 0 | 0 |  |  | 1.8464 | 1743592.644 | 1.8464 | 0 | 1743592.644 | 0 | 1743592.644 | 1743592.644 | 1917951.9084
| E217 | Multi-Family Retrofit | 2017 | 11259 - 2 | MFRFT: Fixture - LED - Energy Star | 15 |  | 33 |  | Res Lighting | 428 | 14124 |  | 21400 |  |  | 15 | 0.0056346 | 0 | 50 | 33 |  | 21400 |  |  | 0 | 0 |  |  | 0.87865 | 12410.0245 | 0.87865 | 0 | 12410.0245 | 0 | 12410.0245 | 12410.0245 | 13651.027
| E217 | Multi-Family Retrofit | 2017 | 11260 - 2 | MFRFT: Fan - Ventilation - Energy Star | 10 |  | 143 |  | Res Plug Load | 900 | 128700 |  | 36000 | 0 |  | 10 | 0.034229 | 0 | 40 | 143 |  | 36000 |  |  | 0 | 0 |  |  | 0.63739 | 82032.342 | 0.63739 | 0 | 82032.342 | 0 | 82032.342 | 82032.342 | 90235.5762
| E217 | Multi-Family Retrofit | 2017 | 11261 - 1 | MFRFT: Fan - Ventilation - Energy Star - w Air Sealing | 10 |  | 143 |  | Res Plug Load | 120 | 17160 |  | 30000 | 0 |  | 10 | 0.0045639 | 0 | 250 | 143 |  | 30000 |  |  | 0 | 0 |  |  | 0.63739 | 10937.6456 | 0.63739 | 0 | 10937.6456 | 0 | 10937.6456 | 10937.6456 | 12031.4102
| E217 | Multi-Family Retrofit | 2017 | 11263 - 2 | MFRFT: Insulation - Floor - R0 to R30 - E | 30 |  | 1.4 |  | MF Space Heat | 151560 | 212184 |  | 147013.2 | 0 |  | 30 | 0.1693 | 0 | 0.97 | 1.4 |  | 147013.2 |  |  | 0 | 0 |  |  | 1.8464 | 391783.253 | 1.8464 | 0 | 391783.253 | 0 | 391783.253 | 391783.253 | 430961.5783
| E217 | Multi-Family Retrofit | 2017 | 11264 - 2 | MFRFT: Insulation - Floor - R11 to R30 - E | 30 |  | 0.77 |  | MF Space Heat | 183529 | 141317.33 |  | 269787.63 | 0 |  | 30 | 0.11275 | 0 | 1.47 | 0.77 |  | 269787.63 |  |  | 0 | 0 |  |  | 1.8464 | 260932.7906 | 1.8464 | 0 | 260932.7906 | 0 | 260932.7906 | 260932.7906 | 287026.0697
| E217 | Multi-Family Retrofit | 2017 | 11270 - 3 | MFRFT: Lamp - LED - A Lamp - Direct Install - Labor | 12 |  | 16.52 |  | Res Lighting | 64884 | 1071883.68 |  | 437967 | 0 |  | 12 | 0.34209 | 0 | 6.75 | 16.52 |  | 437967 |  |  | 0 | 0 |  |  | 0.74469 | 798217.6685 | 0.74469 | 0 | 798217.6685 | 0 | 798217.6685 | 798217.6685 | 878039.4354
| E217 | Multi-Family Retrofit | 2017 | 11271 - 4 | MFRFT: Lamp - LED - Candelabra - Direct Install | 12 |  | 9.09 |  | Res Lighting | 148 | 1345.32 |  | 1602.84 | 0 |  | 12 | 0.00042936 | 0 | 10.83 | 9.09 |  | 1602.84 |  |  | 0 | 0 |  |  | 0.74469 | 1001.8421 | 0.74469 | 0 | 1001.8421 | 0 | 1001.8421 | 1001.8421 | 1102.0263
| E217 | Multi-Family Retrofit | 2017 | 11272 - 3 | MFRFT: Lamp - LED - Candelabra - Direct Install - Labor | 12 |  | 9.09 |  | Res Lighting | 12065 | 109670.85 |  | 81438.75 | 0 |  | 12 | 0.035002 | 0 | 6.75 | 9.09 |  | 81438.75 |  |  | 0 | 0 |  |  | 0.74469 | 81670.4385 | 0.74469 | 0 | 81670.4385 | 0 | 81670.4385 | 81670.4385 | 89837.4824
| E217 | Multi-Family Retrofit | 2017 | 11274 - 3 | MFRFT: Lamp - LED - MR16 - Direct Install - Labor | 12 |  | 20.8 |  | Res Lighting | 3979 | 82763.2 |  | 26858.25 | 0 |  | 12 | 0.026414 | 0 | 6.75 | 20.8 |  | 26858.25 |  |  | 0 | 0 |  |  | 0.74469 | 61632.6657 | 0.74469 | 0 | 61632.6657 | 0 | 61632.6657 | 61632.6657 | 67795.9323
| E217 | Multi-Family Retrofit | 2017 | 11278 - 3 | MFRFT: Lamp - LED - Globe - Direct Install - Labor | 12 |  | 14.15 |  | Res Lighting | 50271 | 711334.65 |  | 339329.25 | 0 |  | 12 | 0.22702 | 0 | 6.75 | 14.15 |  | 339329.25 |  |  | 0 | 0 |  |  | 0.74469 | 529721.5514 | 0.74469 | 0 | 529721.5514 | 0 | 529721.5514 | 529721.5514 | 582693.7065
| E217 | Multi-Family Retrofit | 2017 | 11280 - 3 | MFRFT: Lamp - LED - Reflector - Direct Install - Labor | 12 |  | 31.86 |  | Res Lighting | 8769 | 279380.34 |  | 59190.75 | 0 |  | 12 | 0.089165 | 0 | 6.75 | 31.86 |  | 59190.75 |  |  | 0 | 0 |  |  | 0.74469 | 208050.862 | 0.74469 | 0 | 208050.862 | 0 | 208050.862 | 208050.862 | 228855.9482
| E217 | Multi-Family Retrofit | 2017 | 11284 - 2 | MFRFT: Showerhead - Direct Install - EWH - 1.5 gpm max | 10 |  | 207 |  | Res Water Heat | 87 | 18009 |  | 1566 | 18.81 |  | 10 | 0.0047897 | 0 | 18 | 207 |  | 1566 |  |  | 11095.681 | 0 |  |  | 0.61844 | 11137.4818 | 0.61844 | 0 | 11137.4818 | 0 | 11137.4818 | 11137.4818 | 23346.911
| E217 | Multi-Family Retrofit | 2017 | 11287 - 2 | MFRFT: Showerhead - Thermostatic Restrictor - Handheld - EWH | 10 |  | 335 |  | Res Water Heat | 57 | 19095 |  | 3306 | 37.1 |  | 10 | 0.0050785 | 0 | 58 | 335 |  | 3306 |  |  | 14338.2015 | 0 |  |  | 0.61844 | 11809.1074 | 0.61844 | 0 | 11809.1074 | 0 | 11809.1074 | 11809.1074 | 27328.2196
| E217 | Multi-Family Retrofit | 2017 | 11287 - 1 | MFRFT: Showerhead - Thermostatic Restrictor - Handheld - EWH | 10 |  | 336 |  | Res Water Heat | -18 | -6048 |  | -1044 |  |  | 10 | -0.0016085 | 0 | 58 | 336 |  | -1044 |  |  | 0 | 0 |  |  | 0.61844 | -3740.3237 | 0.61844 | 0 | -3740.3237 | 0 | -3740.3237 | -3740.3237 | -4114.3561
| E217 | Multi-Family Retrofit | 2017 | 11289 - 2 | MFRFT: Showerhead - Thermostatic Restrictor - EWH | 10 |  | 335 |  | Res Water Heat | 2710 | 907850 |  | 111110 | 37.1 |  | 10 | 0.24145 | 0 | 41 | 335 |  | 111110 |  |  | 681693.4385 | 0 |  |  | 0.61844 | 561450.5447 | 0.61844 | 0 | 561450.5447 | 0 | 561450.5447 | 561450.5447 | 1299289.0377
| E217 | Multi-Family Retrofit | 2017 | 11289 - 1 | MFRFT: Showerhead - Thermostatic Restrictor - EWH | 10 |  | 336 |  | Res Water Heat | -1055 | -354480 |  | -43255 |  |  | 10 | -0.094277 | 0 | 41 | 336 |  | -43255 |  |  | 0 | 0 |  |  | 0.61844 | -219224.5295 | 0.61844 | 0 | -219224.5295 | 0 | -219224.5295 | -219224.5295 | -241146.9824
| E217 | Multi-Family Retrofit | 2017 | 11290 - 3 | MFRFT: Adapter - Thermostatic Restrictor Showerhead - EWH | 10 |  | 53 |  | Res Water Heat | 14701 | 779153 |  | 485133 | 5.24 |  | 10 | 0.20722 | 0 | 33 | 53 |  | 485133 |  |  | 522304.8732 | 0 |  |  | 0.61844 | 481859.2017 | 0.61844 | 0 | 481859.2017 | 0 | 481859.2017 | 481859.2017 | 1052349.9951
| E217 | Multi-Family Retrofit | 2017 | 11290 - 1 | MFRFT: Adapter - Thermostatic Restrictor Showerhead - EWH | 10 |  | 58 |  | Res Water Heat | -7792 | -451936 |  | -257136 |  |  | 10 | -0.1202 | 0 | 33 | 58 |  | -257136 |  |  | 0 | 0 |  |  | 0.61844 | -279495.1957 | 0.61844 | 0 | -279495.1957 | 0 | -279495.1957 | -279495.1957 | -307444.7152
| E217 | Multi-Family Retrofit | 2017 | 11295 - 2 | MFRFT: Water Heater - Pipe Wrap - DI | 15 |  | 20 |  | Res Water Heat | 1237 | 24740 |  | 5566.5 | 0 |  | 15 | 0.0098697 | 0 | 4.5 | 20 |  | 5566.5 |  |  | 0 | 0 |  |  | 0.84607 | 20931.7205 | 0.84607 | 0 | 20931.7205 | 0 | 20931.7205 | 20931.7205 | 23024.8926
| E217 | Multi-Family Retrofit | 2017 | 11296 - 3 | MFRFT: Windows - DP to DP - U30 to U60 - E | 30 |  | 12.8 |  | MF Space Heat | 230597 | 2951641.6 |  | 4106932.57 | 0 |  | 30 | 2.355 | 0 | 17.81 | 12.8 |  | 4106932.57 |  |  | 0 | 0 |  |  | 1.8464 | 5450004.4662 | 1.8464 | 0 | 5450004.4662 | 0 | 5450004.4662 | 5450004.4662 | 5995004.9128
| E217 | Multi-Family Retrofit | 2017 | 11297 - 2 | MFRFT: Windows - DP to TP - U22 to U60 - E | 30 |  | 15.4 |  | MF Space Heat | 5379 | 82836.6 |  | 106880.73 | 0 |  | 30 | 0.066093 | 0 | 19.87 | 15.4 |  | 106880.73 |  |  | 0 | 0 |  |  | 1.8464 | 152952.1199 | 1.8464 | 0 | 152952.1199 | 0 | 152952.1199 | 152952.1199 | 168247.3319
| E217 | Multi-Family Retrofit | 2017 | 11299 - 3 | MFRFT: Windows - SP to DP - U30 to U120 - E | 30 |  | 23.7 |  | MF Space Heat | 36716 | 870169.2 |  | 653911.96 | 0 |  | 30 | 0.69429 | 0 | 17.81 | 23.7 |  | 653911.96 |  |  | 0 | 0 |  |  | 1.8464 | 1606707.9507 | 1.8464 | 0 | 1606707.9507 | 0 | 1606707.9507 | 1606707.9507 | 1767378.7458
| E217 | Multi-Family Retrofit | 2017 | 11302 - 2 | MFRFT: Sealing - Air | 30 |  |  |  | MF Space Heat |  | 514127 |  | 553315.5 | 0 |  | 30 | 0.41021 | 0 | 0 | 0 |  | 553315.5 |  |  | 0 | 0 |  |  | 1.8464 | 0 | 1.8464 | 0 | 0 | 0 | 0 | 0 | 0
| E217 | Multi-Family Retrofit | 2017 | 11307 - 2 | MFRFT: Lighting - Common Area | 15 |  |  |  | Comm Lighting |  | 4963116 |  | 2604509.94 | 0 |  | 15 | 1.98 | 0 | 0 | 0 |  | 2604509.94 |  |  | 0 | 0 |  |  | 0.8628 | 0 | 0.8628 | 0 | 0 | 0 | 0 | 0 | 0
| E217 | Multi-Family Retrofit | 2017 | 11308 - 2 | MFRFT: Ductless Heat Pump | 15 |  |  |  | MF Space Heat |  | 269368 |  | 374425.99 | 0 |  | 15 | 0.10746 | 0 | 0 | 0 |  | 374425.99 |  |  | 0 | 0 |  |  | 1.2701 | 0 | 1.2701 | 0 | 0 | 0 | 0 | 0 | 0
| E217 | Multi-Family Retrofit | 2017 | 11969 - 1 | MFRFT: Thermostat - Electronic Line Voltage - kWh | 15 |  | 49 |  | SF Space Heat | 160 | 7840 |  | 9304 | 0 |  | 15 | 0.0031277 | 0 | 58.15 | 49 |  | 9304 |  |  | 0 | 0 |  |  | 1.4659 | 11492.553 | 1.4659 | 0 | 11492.553 | 0 | 11492.553 | 11492.553 | 12641.8083
| E217 | Multi-Family Retrofit | 2017 | 11970 - 1 | MFRFT: Insulation - Attic - R19 to R38 - E | 30 |  | 0.3 |  | MF Space Heat | 1673210 | 501963 |  | 1221443.3 | 0 |  | 30 | 0.40051 | 0 | 0.73 | 0.3 |  | 1221443.3 |  |  | 0 | 0 |  |  | 1.8464 | 926840.3697 | 1.8464 | 0 | 926840.3697 | 0 | 926840.3697 | 926840.3697 | 1019524.4067
| E217 | Multi-Family Retrofit | 2017 | 11971 - 1 | MFRFT: Refrigerator - Energy Star | 15 |  | 39 |  | Res Refrigerator | 15 | 585 |  | 1503.45 | 0 |  | 15 | 0.00023338 | 0 | 100.23 | 39 |  | 1503.45 |  |  | 0 | 0 |  |  | 0.74198 | 434.0584 | 0.74198 | 0 | 434.0584 | 0 | 434.0584 | 434.0584 | 477.4643
| E217 | Multi-Family Retrofit | 2017 | 11973 - 2 | MFRFT: Power Strip - Advanced - Home Office - DI | 5 |  | 238 |  | Res Plug Load | 1448 | 344624 |  | 97595.2 | 10.24 |  | 5 | 0.045828 | 0 | 67.4 | 238 |  | 97595.2 |  |  | 59562.6099 | 0 |  |  | 0.35579 | 122615.0241 | 0.35579 | 0 | 122615.0241 | 0 | 122615.0241 | 122615.0241 | 194439.1364
| E217 | Multi-Family Retrofit | 2017 | 11973 - 1 | MFRFT: Power Strip - Advanced - Home Office - DI | 5 |  | 255 |  | Res Plug Load | 0 | 0 |  | 0 | 10.24 |  | 5 | 0 | 0 | 0 | 0 |  | 0 |  |  | 0 | 0 |  |  | 0.35579 | 0 | 0.35579 | 0 | 0 | 0 | 0 | 0 | 0
| E217 | Multi-Family Retrofit | 2017 | 11975 - 1 | MFRFT: Clothes Washer - CEE Tier 1 or Above - Any WH - Any Dryer - Top Load | 14 |  | 65 |  | Res Water Heat | 1 | 65 |  | 0 | 0 |  | 14 | 2.4202e-05 | 0 | 0 | 65 |  | 0 |  |  | 0 | 0 |  |  | 0.80501 | 52.3259 | 0.80501 | 0 | 52.3259 | 0 | 52.3259 | 52.3259 | 57.5585
| E217 | Multi-Family Retrofit | 2017 | 11976 - 1 | MFRFT: Thermostat - Web Enabled - kWh | 20 |  | 49 |  | SF Space Heat | 589 | 28861 |  | 284487 | 0 |  | 20 | 0.015352 | 0 | 483 | 49 |  | 284487 |  |  | 0 | 0 |  |  | 1.7467 | 50410.3785 | 1.7467 | 0 | 50410.3785 | 0 | 50410.3785 | 50410.3785 | 55451.4163
| E217 | Multi-Family Retrofit | 2017 | 12008 - 1 | MFRFT: Power Strip - Advanced - Bluetooth - DI | 5 |  | 216 |  | Res Plug Load | 8080 | 1745280 |  | 444400 | 0 |  | 5 | 0.23209 | 0 | 55 | 216 |  | 444400 |  |  | 0 | 0 |  |  | 0.35579 | 620959.5075 | 0.35579 | 0 | 620959.5075 | 0 | 620959.5075 | 620959.5075 | 683055.4583
| E217 | Multi-Family Retrofit | 2016 |  | LED - PAR30 - Direct Install | 12 |  | 22.54 |  | Res Lighting | 0 | 0 |  | 0 |  |  | 12 | 0 | 0 | 0 | 0 |  | 0 |  |  | 0 | 0 |  |  | 0.74469 | 0 | 0.74469 | 0 | 0 | 0 | 0 | 0 | 0
| E217 | Multi-Family Retrofit | 2016 |  | Energy Star LED Fixture - Updated savings | 15 |  | 33 |  | Res Lighting | 3 | 99 |  | 150 |  |  | 15 | 3.9495e-05 | 0 | 50 | 33 |  | 150 |  |  | 0 | 0 |  |  | 0.87865 | 86.9862 | 0.87865 | 0 | 86.9862 | 0 | 86.9862 | 86.9862 | 95.6848
| E217 | Multi-Family Retrofit | 2016 |  | Attic Insulation R0 to R38 | 30 |  | 2.18 |  | MF Space Heat | 272702 | 594490.36 |  | 289064.12 |  |  | 30 | 0.47433 | 0 | 1.06 | 2.18 |  | 289064.12 |  |  | 0 | 0 |  |  | 1.8464 | 1097685.8156 | 1.8464 | 0 | 1097685.8156 | 0 | 1097685.8156 | 1097685.8156 | 1207454.3972
| E217 | Multi-Family Retrofit | 2016 |  | Floor Insulation R0 to R30 | 30 |  | 1.3 |  | MF Space Heat | 137112 | 178245.6 |  | 218008.08 |  |  | 30 | 0.14222 | 0 | 1.59 | 1.3 |  | 218008.08 |  |  | 0 | 0 |  |  | 1.8464 | 329118.3171 | 1.8464 | 0 | 329118.3171 | 0 | 329118.3171 | 329118.3171 | 362030.1488
| E217 | Multi-Family Retrofit | 2016 |  | Parking Garage CO Sensor (Calculated) | 10 |  | 1 |  | Res Plug Load | 0 | 0 |  | 0 | 0 |  | 10 | 0 | 0 | 0 | 0 |  | 0 |  |  | 0 | 0 |  |  | 0.63739 | 0 | 0.63739 | 0 | 0 | 0 | 0 | 0 | 0
| E217 | Multi-Family Retrofit | 2016 |  | Windows (double to double paned) U= 0.6 to 0.30 | 30 |  | 11.94 |  | MF Space Heat | 52222 | 623530.68 |  | 1076295.42 |  |  | 30 | 0.4975 | 0 | 20.61 | 11.94 |  | 1076295.42 |  |  | 0 | 0 |  |  | 1.8464 | 1151306.7816 | 1.8464 | 0 | 1151306.7816 | 0 | 1151306.7816 | 1151306.7816 | 1266437.4597
| E217 | Multi-Family Retrofit | 2016 |  | Windows (single to double paned) U= 1.2 to 0.30 | 30 |  | 21.65 |  | MF Space Heat | 19821 | 429124.65 |  | 408510.81 |  |  | 30 | 0.34239 | 0 | 20.61 | 21.65 |  | 408510.81 |  |  | 0 | 0 |  |  | 1.8464 | 792349.3351 | 1.8464 | 0 | 792349.3351 | 0 | 792349.3351 | 792349.3351 | 871584.2686
| E217 | Multi-Family Retrofit | 2016 |  | Windows (single to triple paned) U= 1.2 to 0.22 | 30 |  | 23.58 |  | MF Space Heat | 1129 | 26621.82 |  | 24804.13 |  |  | 30 | 0.021241 | 0 | 21.97 | 23.58 |  | 24804.13 |  |  | 0 | 0 |  |  | 1.8464 | 49155.371 | 1.8464 | 0 | 49155.371 | 0 | 49155.371 | 49155.371 | 54070.9081
| E217 | Multi-Family Retrofit | 2016 |  | Floor Insulation R11 to R30 | 30 |  | 0.66 |  | MF Space Heat | 15102 | 9967.32 |  | 15253.02 |  |  | 30 | 0.0079527 | 0 | 1.01 | 0.66 |  | 15253.02 |  |  | 0 | 0 |  |  | 1.8464 | 18403.9751 | 1.8464 | 0 | 18403.9751 | 0 | 18403.9751 | 18403.9751 | 20244.3726
| E217 | Multi-Family Retrofit | 2016 |  | Solar Pool Heater (Calculated) | 12 |  | 1 |  | Comm Water Heat | 0 | 0 |  | 0 | 0 |  | 12 | 0 | 0 | 0 | 0 |  | 0 |  |  | 0 | 0 |  |  | 0.6855 | 0 | 0.6855 | 0 | 0 | 0 | 0 | 0 | 0
| E217 | Multi-Family Retrofit | 2016 |  | Pool Heat Pump | 15 |  | 1 |  | Comm Water Heat | 0 | 0 |  | 0 | 0 |  | 15 | 0 | 0 | 0 | 0 |  | 0 |  |  | 0 | 0 |  |  | 0.81041 | 0 | 0.81041 | 0 | 0 | 0 | 0 | 0 | 0
| E217 | Multi-Family Retrofit | 2016 |  | E2G Fuel Conversion - WH Only - Tankless | 30 |  | 3500 |  | Res Water Heat | 1 | 3500 |  | 3489 | 0 |  | 30 | 0.0027926 | 0 | 3489 | 3500 |  | 3489 |  |  | 0 | 0 |  |  | 1.2639 | 4423.5026 | 1.2639 | 0 | 4423.5026 | 0 | 4423.5026 | 4423.5026 | 4865.8529
| E217 | Multi-Family Retrofit | 2016 |  | Water Heater (0.95+) - In-unit | 15 |  | 149 |  | Res Water Heat | 9 | 1341 |  | 657 |  |  | 15 | 0.00053498 | 0 | 73 | 149 |  | 657 |  |  | 0 | 0 |  |  | 0.84607 | 1134.5771 | 0.84607 | 0 | 1134.5771 | 0 | 1134.5771 | 1134.5771 | 1248.0348
| E217 | Multi-Family Retrofit | 2016 |  | Refrigerator CEE Tier 3 | 15 |  | 98 |  | Res Refrigerator | 0 | 0 |  | 0 |  |  | 15 | 0 | 0 | 0 | 0 |  | 0 |  |  | 0 | 0 |  |  | 0.74198 | 0 | 0.74198 | 0 | 0 | 0 | 0 | 0 | 0
| E217 | Multi-Family Retrofit | 2016 |  | Showerhead - Max 1.5 gpm EWH - Direct Install | 10 |  | 307 |  | Res Water Heat | 74 | 22718 |  | 1332 |  |  | 10 | 0.0060421 | 0 | 18 | 307 |  | 1332 |  |  | 0 | 0 |  |  | 0.61844 | 14049.7147 | 0.61844 | 0 | 14049.7147 | 0 | 14049.7147 | 14049.7147 | 15454.6862
| E217 | Multi-Family Retrofit | 2016 |  | Water Heater Pipewrap - Direct Install | 15 |  | 20 |  | Res Water Heat | 2715 | 54300 |  | 12217.5 | 0 |  | 15 | 0.021662 | 0 | 4.5 | 20 |  | 12217.5 |  |  | 0 | 0 |  |  | 0.84607 | 45941.4885 | 0.84607 | 0 | 45941.4885 | 0 | 45941.4885 | 45941.4885 | 50535.6373
| E217 | Multi-Family Retrofit | 2016 |  | LED - A-Lamp - Direct Install | 12 |  | 17 |  | Res Lighting | 8 | 136 |  | 123.28 |  |  | 12 | 4.3405e-05 | 0 | 15.41 | 17 |  | 123.28 |  |  | 0 | 0 |  |  | 0.74469 | 101.2774 | 0.74469 | 0 | 101.2774 | 0 | 101.2774 | 101.2774 | 111.4052
| E217 | Multi-Family Retrofit | 2016 |  | LED - Candelabra - Direct Install | 12 |  | 19 |  | Res Lighting | 98 | 1862 |  | 1099.56 |  |  | 12 | 0.00059426 | 0 | 11.22 | 19 |  | 1099.56 |  |  | 0 | 0 |  |  | 0.74469 | 1386.6069 | 0.74469 | 0 | 1386.6069 | 0 | 1386.6069 | 1386.6069 | 1525.2676
| E217 | Multi-Family Retrofit | 2016 |  | Clothes Washer Replacement Electric WH / Electric Dryer | 14 |  | 764 |  | Res Water Heat | 2 | 1528 |  | 1200 |  |  | 14 | 0.00056894 | 0 | 600 | 764 |  | 1200 |  |  | 0 | 0 |  |  | 0.80501 | 1230.0607 | 0.80501 | 0 | 1230.0607 | 0 | 1230.0607 | 1230.0607 | 1353.0668
| E217 | Multi-Family Retrofit | 2016 |  | Attic Insulation R11 to R38 | 30 |  | 1.39 |  | MF Space Heat | 3652807 | 5077401.73 |  | 2739605.25 |  |  | 30 | 4.0511 | 0 | 0.75 | 1.39 |  | 2739605.25 |  |  | 0 | 0 |  |  | 1.8464 | 9375075.2481 | 1.8464 | 0 | 9375075.2481 | 0 | 9375075.2481 | 9375075.2481 | 10312582.7729
| E217 | Multi-Family Retrofit | 2016 |  | E2G Fuel Conversion - WH Only - Storage | 30 |  | 3500 |  | Res Water Heat | 0 | 0 |  | 0 | 0 |  | 30 | 0 | 0 | 0 | 0 |  | 0 |  |  | 0 | 0 |  |  | 1.2639 | 0 | 1.2639 | 0 | 0 | 0 | 0 | 0 | 0
| E217 | Multi-Family Retrofit | 2016 |  | Thermostatic Restrictor Showerhead Adaptor | 10 |  | 195 |  | Res Water Heat | -1 | -195 |  | -33 |  |  | 10 | -5.1862e-05 | 0 | 33 | 195 |  | -33 |  |  | 0 | 0 |  |  | 0.61844 | -120.5958 | 0.61844 | 0 | -120.5958 | 0 | -120.5958 | -120.5958 | -132.6553
| E217 | Multi-Family Retrofit | 2016 |  | HRV/ERV | 15 |  | 1 |  | MF Space Heat | 0 | 0 |  | 0 | 0 |  | 15 | 0 | 0 | 0 | 0 |  | 0 |  |  | 0 | 0 |  |  | 1.2701 | 0 | 1.2701 | 0 | 0 | 0 | 0 | 0 | 0
| E217 | Multi-Family Retrofit | 2016 |  | Energy Star Heat Pump - Tier 3 = 10.0 HSPF, 16 SEER | 20 |  | 939 |  | SF Heat Pump | 0 | 0 |  | 0 |  |  | 20 | 0 | 0 | 0 | 0 |  | 0 |  |  | 0 | 0 |  |  | 1.6438 | 0 | 1.6438 | 0 | 0 | 0 | 0 | 0 | 0
| E217 | Multi-Family Retrofit | 2016 |  | Fan - Ventilation - Energy Star - w Air Sealing | 10 |  | 143 |  | Res Plug Load | 236 | 33748 |  | 59000 | 0 |  | 10 | 0.0089756 | 0 | 250 | 143 |  | 59000 |  |  | 0 | 0 |  |  | 0.63739 | 21510.703 | 0.63739 | 0 | 21510.703 | 0 | 21510.703 | 21510.703 | 23661.7733
| E217 | Multi-Family Retrofit | 2016 |  | Energy Star LED Fixture - Original savings | 15 |  | 27 |  | Res Lighting | 3 | 81 |  | 150 |  |  | 15 | 3.2314e-05 | 0 | 50 | 27 |  | 150 |  |  | 0 | 0 |  |  | 0.87865 | 71.1705 | 0.87865 | 0 | 71.1705 | 0 | 71.1705 | 71.1705 | 78.2875
| E217 | Multi-Family Retrofit | 2016 |  | Energy Star Heat Pump - Tier 2 = 9.0 HSPF, 14 SEER | 20 |  | 128 |  | SF Heat Pump | 0 | 0 |  | 0 |  |  | 20 | 0 | 0 | 0 | 0 |  | 0 |  |  | 0 | 0 |  |  | 1.6438 | 0 | 1.6438 | 0 | 0 | 0 | 0 | 0 | 0
| E217 | Multi-Family Retrofit | 2016 |  | Energy Star Ventilation Fan | 10 |  | 143 |  | Res Plug Load | 268 | 38324 |  | 10720 |  |  | 10 | 0.010193 | 0 | 40 | 143 |  | 10720 |  |  | 0 | 0 |  |  | 0.63739 | 24427.4085 | 0.63739 | 0 | 24427.4085 | 0 | 24427.4085 | 24427.4085 | 26870.1494
| E217 | Multi-Family Retrofit | 2016 |  | Refrigerator Decommissioning | 7 |  | 356 |  | Res Refrigerator | 0 | 0 |  | 0 |  |  | 7 | 0 | 0 | 0 | 0 |  | 0 |  |  | 0 | 0 |  |  | 0.40127 | 0 | 0.40127 | 0 | 0 | 0 | 0 | 0 | 0
| E217 | Multi-Family Retrofit | 2016 |  | Refrigerator Replacement | 20 |  | 580 |  | Res Refrigerator | 10 | 5800 |  | 5750 |  |  | 20 | 0.0030851 | 0 | 575 | 580 |  | 5750 |  |  | 0 | 0 |  |  | 0.90166 | 5229.656 | 0.90166 | 0 | 5229.656 | 0 | 5229.656 | 5229.656 | 5752.6216
| E217 | Multi-Family Retrofit | 2016 |  | Advanced Power Strip (IR) - Direct Install | 5 |  | 216 |  | Res Plug Load | 13258 | 2863728 |  | 729190 | 0 |  | 5 | 0.38082 | 0 | 55 | 216 |  | 729190 |  |  | 0 | 0 |  |  | 0.35579 | 1018896.182 | 0.35579 | 0 | 1018896.182 | 0 | 1018896.182 | 1018896.182 | 1120785.8002
| E217 | Multi-Family Retrofit | 2016 |  | Aerator - 1.5 gpm EWH - Direct Install | 10 |  | 45 |  | Res Water Heat | 344 | 15480 |  | 722.4 |  |  | 10 | 0.004117 | 0 | 2.1 | 45 |  | 722.4 |  |  | 0 | 0 |  |  | 0.61844 | 9573.4476 | 0.61844 | 0 | 9573.4476 | 0 | 9573.4476 | 9573.4476 | 10530.7924
| E217 | Multi-Family Retrofit | 2016 |  | Clothes Washer CEE Tier 3 (EWH/Edryer) | 14 |  | 180 |  | Res Water Heat | 0 | 0 |  | 0 |  |  | 14 | 0 | 0 | 0 | 0 |  | 0 |  |  | 0 | 0 |  |  | 0.80501 | 0 | 0.80501 | 0 | 0 | 0 | 0 | 0 | 0
| E217 | Multi-Family Retrofit | 2016 |  | Clothes Washer Replacement Electric WH / Electric Dryer (top load) | 11 |  | 809 |  | Res Water Heat | 614 | 496726 |  | 368400 | 6.37 |  | 11 | 0.14532 | 0 | 600 | 809 |  | 368400 |  |  | 28236.0311 | 0 |  |  | 0.66884 | 332228.5669 | 0.66884 | 0 | 332228.5669 | 0 | 332228.5669 | 332228.5669 | 393687.4547
| E217 | Multi-Family Retrofit | 2016 |  | Common Area Lighting (Calculated) | 15 |  | 1 |  | Comm Lighting | 4128800 | 4128800 |  | 1967789.28 |  |  | 15 | 1.6471 | 0 | 0.4766 | 1 |  | 1967789.28 |  |  | 0 | 0 |  |  | 0.8628 | 3562343.2399 | 0.8628 | 0 | 3562343.2399 | 0 | 3562343.2399 | 3562343.2399 | 3918577.5639
| E217 | Multi-Family Retrofit | 2016 |  | Ductless Heat Pump | 15 |  | 1 |  | MF Space Heat | 34318 | 34318 |  | 56160.77 | 0 |  | 15 | 0.013691 | 0 | 1.6365 | 1 |  | 56160.77 |  |  | 0 | 0 |  |  | 1.2701 | 43588.7861 | 1.2701 | 0 | 43588.7861 | 0 | 43588.7861 | 43588.7861 | 47947.6647
| E217 | Multi-Family Retrofit | 2016 |  | Heat Pump Water Heater (Tier 1) - In Unit | 15 |  | 1067 |  | Res Water Heat | 0 | 0 |  | 0 |  |  | 15 | 0 | 0 | 0 | 0 |  | 0 |  |  | 0 | 0 |  |  | 0.84607 | 0 | 0.84607 | 0 | 0 | 0 | 0 | 0 | 0
| E217 | Multi-Family Retrofit | 2016 |  | Heat Pump Water Heater (Tier 2) - In Unit | 15 |  | 1518 |  | Res Water Heat | 1 | 1518 |  | 818 |  |  | 15 | 0.00060559 | 0 | 818 | 1518 |  | 818 |  |  | 0 | 0 |  |  | 0.84607 | 1284.3311 | 0.84607 | 0 | 1284.3311 | 0 | 1284.3311 | 1284.3311 | 1412.7642
| E217 | Multi-Family Retrofit | 2016 |  | LED - A-Lamp - DI - Original savings | 12 |  | 18.97 |  | Res Lighting | 0 | 0 |  | 0 |  |  | 12 | 0 | 0 | 0 | 0 |  | 0 |  |  | 0 | 0 |  |  | 0.74469 | 0 | 0.74469 | 0 | 0 | 0 | 0 | 0 | 0
| E217 | Multi-Family Retrofit | 2016 |  | LED - Candelabra - DI - Original savings | 12 |  | 22.07 |  | Res Lighting | 242 | 5340.94 |  | 2674.1 |  |  | 12 | 0.0017046 | 0 | 11.05 | 22.07 |  | 2674.1 |  |  | 0 | 0 |  |  | 0.74469 | 3977.3277 | 0.74469 | 0 | 3977.3277 | 0 | 3977.3277 | 3977.3277 | 4375.0605
| E217 | Multi-Family Retrofit | 2016 |  | LED - MR-16 - DI - Original savings | 12 |  | 26.58 |  | Res Lighting | 0 | 0 |  | 0 |  |  | 12 | 0 | 0 | 0 | 0 |  | 0 |  |  | 0 | 0 |  |  | 0.74469 | 0 | 0.74469 | 0 | 0 | 0 | 0 | 0 | 0
| E217 | Multi-Family Retrofit | 2016 |  | LED Globe - DI - Original savings | 12 |  | 19.03 |  | Res Lighting | 0 | 0 |  | 0 |  |  | 12 | 0 | 0 | 0 | 0 |  | 0 |  |  | 0 | 0 |  |  | 0.74469 | 0 | 0.74469 | 0 | 0 | 0 | 0 | 0 | 0
| E217 | Multi-Family Retrofit | 2016 |  | LED Reflector - DI - Original savings | 12 |  | 27.94 |  | Res Lighting | 0 | 0 |  | 0 |  |  | 12 | 0 | 0 | 0 | 0 |  | 0 |  |  | 0 | 0 |  |  | 0.74469 | 0 | 0.74469 | 0 | 0 | 0 | 0 | 0 | 0
| E217 | Multi-Family Retrofit | 2016 |  | Refrigerator Replacement - Year 1 to 10 | 10 |  | 494 |  | Res Refrigerator | 695 | 343330 |  | 417000 | 0 |  | 10 | 0.091312 | 0 | 600 | 494 |  | 417000 |  |  | 0 | 0 |  |  | 0.53906 | 185073.8085 | 0.53906 | 0 | 185073.8085 | 0 | 185073.8085 | 185073.8085 | 203581.1894
| E217 | Multi-Family Retrofit | 2016 |  | Thermostatic Restrictor Handheld Showerhead | 10 |  | 336 |  | Res Water Heat | 18 | 6048 |  | 1044 |  |  | 10 | 0.0016085 | 0 | 58 | 336 |  | 1044 |  |  | 0 | 0 |  |  | 0.61844 | 3740.3237 | 0.61844 | 0 | 3740.3237 | 0 | 3740.3237 | 3740.3237 | 4114.3561
| E217 | Multi-Family Retrofit | 2016 |  | Thermostatic Restrictor Showerhead | 10 |  | 336 |  | Res Water Heat | 1055 | 354480 |  | 43255 |  |  | 10 | 0.094277 | 0 | 41 | 336 |  | 43255 |  |  | 0 | 0 |  |  | 0.61844 | 219224.5295 | 0.61844 | 0 | 219224.5295 | 0 | 219224.5295 | 219224.5295 | 241146.9824
| E217 | Multi-Family Retrofit | 2016 |  | Thermostatic Restrictor Showerhead Adapter | 10 |  | 58 |  | Res Water Heat | 7792 | 451936 |  | 257136 |  |  | 10 | 0.1202 | 0 | 33 | 58 |  | 257136 |  |  | 0 | 0 |  |  | 0.61844 | 279495.1957 | 0.61844 | 0 | 279495.1957 | 0 | 279495.1957 | 279495.1957 | 307444.7152
| E217 | Multi-Family Retrofit | 2016 |  | Variable Speed Drive | 15 |  | 1 |  | Comm Space Heat | 0 | 0 |  | 0 | 0 |  | 15 | 0 | 0 | 0 | 0 |  | 0 |  |  | 0 | 0 |  |  | 1.9101 | 0 | 1.9101 | 0 | 0 | 0 | 0 | 0 | 0
| E217 | Multi-Family Retrofit | 2016 |  | Wall Insulation R0 to R11 | 30 |  | 1.3 |  | MF Space Heat | 3149 | 4093.7 |  | 2393.24 |  |  | 30 | 0.0032663 | 0 | 0.76 | 1.3 |  | 2393.24 |  |  | 0 | 0 |  |  | 1.8464 | 7558.7372 | 1.8464 | 0 | 7558.7372 | 0 | 7558.7372 | 7558.7372 | 8314.611
| E217 | Multi-Family Retrofit | 2016 |  | Windows (double to double paned) U= 0.6 to 0.30 | 30 |  | 11.94 |  | MF Space Heat | 29318 | 350056.92 |  | 604243.98 |  |  | 30 | 0.2793 | 0 | 20.61 | 11.94 |  | 604243.98 |  |  | 0 | 0 |  |  | 1.8464 | 646356.176 | 1.8464 | 0 | 646356.176 | 0 | 646356.176 | 646356.176 | 710991.7936
| E217 | Multi-Family Retrofit | 2016 |  | Windows (double to triple paned) U= 0.6 to 0.22 | 30 |  | 13.87 |  | MF Space Heat | 3557 | 49335.59 |  | 78147.29 |  |  | 30 | 0.039364 | 0 | 21.97 | 13.87 |  | 78147.29 |  |  | 0 | 0 |  |  | 1.8464 | 91094.7948 | 1.8464 | 0 | 91094.7948 | 0 | 91094.7948 | 91094.7948 | 100204.2743
| E217 | Multi-Family Retrofit | 2016 |  | Windows (single to double paned) U= 1.2 to 0.30 | 30 |  | 21.65 |  | MF Space Heat | 31281 | 677233.65 |  | 644701.41 |  |  | 30 | 0.54035 | 0 | 20.61 | 21.65 |  | 644701.41 |  |  | 0 | 0 |  |  | 1.8464 | 1250465.645 | 1.8464 | 0 | 1250465.645 | 0 | 1250465.645 | 1250465.645 | 1375512.2095
| E217 | Multi-Family Retrofit | 2016 |  | Windows (single to triple paned) U= 1.2 to 0.22 | 30 |  | 23.58 |  | MF Space Heat | 2495 | 58832.1 |  | 54815.15 |  |  | 30 | 0.046941 | 0 | 21.97 | 23.58 |  | 54815.15 |  |  | 0 | 0 |  |  | 1.8464 | 108629.4514 | 1.8464 | 0 | 108629.4514 | 0 | 108629.4514 | 108629.4514 | 119492.3965
| E217 | Multi-Family Retrofit | 2016 |  | LED - A-Lamp - DI - Labor - Original savings | 12 |  | 18.97 |  | Res Lighting | 75356 | 1429503.32 |  | 759588.48 |  |  | 12 | 0.45623 | 0 | 10.08 | 18.97 |  | 759588.48 |  |  | 0 | 0 |  |  | 0.74469 | 1064532.3075 | 0.74469 | 0 | 1064532.3075 | 0 | 1064532.3075 | 1064532.3075 | 1170985.5382
| E217 | Multi-Family Retrofit | 2016 |  | LED - Candelabra - DI - Labor - Original savings | 12 |  | 22.07 |  | Res Lighting | 10295 | 227210.65 |  | 113759.75 |  |  | 12 | 0.072515 | 0 | 11.05 | 22.07 |  | 113759.75 |  |  | 0 | 0 |  |  | 0.74469 | 169200.7805 | 0.74469 | 0 | 169200.7805 | 0 | 169200.7805 | 169200.7805 | 186120.8586
| E217 | Multi-Family Retrofit | 2016 |  | LED - MR-16 - Direct Install (Labor) | 12 |  | 12.83 |  | Res Lighting | 0 | 0 |  | 0 |  |  | 12 | 0 | 0 | 0 | 0 |  | 0 |  |  | 0 | 0 |  |  | 0.74469 | 0 | 0.74469 | 0 | 0 | 0 | 0 | 0 | 0
| E217 | Multi-Family Retrofit | 2016 |  | LED Reflector - DI - Labor - Original savings | 12 |  | 27.94 |  | Res Lighting | 6568 | 183509.92 |  | 76123.12 |  |  | 12 | 0.058567 | 0 | 11.59 | 27.94 |  | 76123.12 |  |  | 0 | 0 |  |  | 0.74469 | 136657.4221 | 0.74469 | 0 | 136657.4221 | 0 | 136657.4221 | 136657.4221 | 150323.1643
| E217 | Multi-Family Retrofit | 2016 |  | LED Globe - DI - Labor - Original savings | 12 |  | 19.03 |  | Res Lighting | 33365 | 634935.95 |  | 386700.35 |  |  | 12 | 0.20264 | 0 | 11.59 | 19.03 |  | 386700.35 |  |  | 0 | 0 |  |  | 0.74469 | 472828.445 | 0.74469 | 0 | 472828.445 | 0 | 472828.445 | 472828.445 | 520111.2895
| E217 | Multi-Family Retrofit | 2016 |  | Air Sealing | 30 |  | 1 |  | MF Space Heat | 381583.64 | 381583.64 |  | 907750.66 |  |  | 30 | 0.30446 | 0 | 2.3789 | 1 |  | 907750.66 |  |  | 0 | 0 |  |  | 1.8464 | 704568.1096 | 1.8464 | 0 | 704568.1096 | 0 | 704568.1096 | 704568.1096 | 775024.9205
| E217 | Multi-Family Retrofit | 2016 |  | Refrigerator Replacement - Year 1 to 15 | 15 |  | 9 |  | Res Refrigerator | 482 | 4338 |  | 0 | 0 |  | 15 | 0.0017306 | 0 | 0 | 9 |  | 0 |  |  | 0 | 0 |  |  | 0.74198 | 3218.7101 | 0.74198 | 0 | 3218.7101 | 0 | 3218.7101 | 3218.7101 | 3540.5811
| E217 | Multi-Family Retrofit | 2016 |  | Aerator - 1.0 gpm EWH - Direct Install | 10 |  | 76.97 |  | Res Water Heat | 1006 | 77431.82 |  | 2112.6 | 8.33 |  | 10 | 0.020594 | 0 | 2.1 | 76.97 |  | 2112.6 |  |  | 56818.3863 | 0 |  |  | 0.61844 | 47886.9169 | 0.61844 | 0 | 47886.9169 | 0 | 47886.9169 | 47886.9169 | 109493.9949
| E217 | Multi-Family Retrofit | 2016 |  | Aerator - 1.5 gpm EWH - Direct Install | 10 |  | 44.84 |  | Res Water Heat | 1213 | 54390.92 |  | 2547.3 | 4.85 |  | 10 | 0.014466 | 0 | 2.1 | 44.84 |  | 2547.3 |  |  | 39888.5687 | 0 |  |  | 0.61844 | 33637.508 | 0.61844 | 0 | 33637.508 | 0 | 33637.508 | 33637.508 | 76889.8275
| E217 | Multi-Family Retrofit | 2016 |  | Door - Energy Star | 20 |  | 79.5 |  | MF Space Heat | 17 | 1351.5 |  | 5648.59 |  |  | 20 | 0.00071889 | 0 | 332.27 | 79.5 |  | 5648.59 |  |  | 0 | 0 |  |  | 1.5182 | 2051.8429 | 1.5182 | 0 | 2051.8429 | 0 | 2051.8429 | 2051.8429 | 2257.0271
| E217 | Multi-Family Retrofit | 2016 |  | Energy Star Dryer (ventless) | 12 |  | 141 |  | Res Plug Load | 0 | 0 |  | 0 | 5.86 |  | 12 | 0 | 0 | 0 | 0 |  | 0 |  |  | 0 | 0 |  |  | 0.73802 | 0 | 0.73802 | 0 | 0 | 0 | 0 | 0 | 0
| E217 | Multi-Family Retrofit | 2016 |  | Energy Star Dryer (vented) | 12 |  | 93 |  | Res Plug Load | 0 | 0 |  | 0 | -0.31 |  | 12 | 0 | 0 | 0 | 0 |  | 0 |  |  | 0 | 0 |  |  | 0.73802 | 0 | 0.73802 | 0 | 0 | 0 | 0 | 0 | 0
| E217 | Multi-Family Retrofit | 2016 |  | LED - T8 - Tenant Controlled - Original savings | 15 |  | 31 |  | Res Lighting | 0 | 0 |  | 0 |  |  | 15 | 0 | 0 | 0 | 0 |  | 0 |  |  | 0 | 0 |  |  | 0.87865 | 0 | 0.87865 | 0 | 0 | 0 | 0 | 0 | 0
| E217 | Multi-Family Retrofit | 2016 |  | Strategic Energy Management [not yet in DSMC] | 3 |  | 1 |  | MF Space Heat | 0 | 0 |  | 0 |  |  | 3 | 0 | 0 | 0 | 0 |  | 0 |  |  | 0 | 0 |  |  | 0.33882 | 0 | 0.33882 | 0 | 0 | 0 | 0 | 0 | 0
| E217 | Multi-Family Retrofit | 2016 |  | Clothes Washer Replacement Electric WH / Electric Dryer (front load) | 11 |  | 848 |  | Res Water Heat | 3 | 2544 |  | 1800 | 20.31 |  | 11 | 0.00074426 | 0 | 600 | 848 |  | 1800 |  |  | 439.8727 | 0 |  |  | 0.66884 | 1701.5205 | 0.66884 | 0 | 1701.5205 | 0 | 1701.5205 | 1701.5205 | 2311.5453
| E217 | Multi-Family Retrofit | 2016 |  | LED - MR-16 - DI - Labor - Original savings | 12 |  | 26.58 |  | Res Lighting | 5026 | 133591.08 |  | 64483.58 |  |  | 12 | 0.042636 | 0 | 12.83 | 26.58 |  | 64483.58 |  |  | 0 | 0 |  |  | 0.74469 | 99483.519 | 0.74469 | 0 | 99483.519 | 0 | 99483.519 | 99483.519 | 109431.8709
| E217 | Multi-Family Retrofit | 2016 |  | LED - A-Lamp - DI - Updated savings | 12 |  | 16.52 |  | Res Lighting | 0 | 0 |  | 0 |  |  | 12 | 0 | 0 | 0 | 0 |  | 0 |  |  | 0 | 0 |  |  | 0.74469 | 0 | 0.74469 | 0 | 0 | 0 | 0 | 0 | 0
| E217 | Multi-Family Retrofit | 2016 |  | LED - A-Lamp - DI - Backout of original savings | 12 |  | 18.97 |  | Res Lighting | 0 | 0 |  | 0 |  |  | 12 | 0 | 0 | 0 | 0 |  | 0 |  |  | 0 | 0 |  |  | 0.74469 | 0 | 0.74469 | 0 | 0 | 0 | 0 | 0 | 0
| E217 | Multi-Family Retrofit | 2016 |  | LED - A-Lamp - DI - Forecasting only | 12 |  | 16.52 |  | Res Lighting | 0 | 0 |  | 0 |  |  | 12 | 0 | 0 | 0 | 0 |  | 0 |  |  | 0 | 0 |  |  | 0.74469 | 0 | 0.74469 | 0 | 0 | 0 | 0 | 0 | 0
| E217 | Multi-Family Retrofit | 2016 |  | LED - A-Lamp - DI - Labor - Updated savings | 12 |  | 16.52 |  | Res Lighting | 75356 | 1244881.12 |  | 759588.48 |  |  | 12 | 0.39731 | 0 | 10.08 | 16.52 |  | 759588.48 |  |  | 0 | 0 |  |  | 0.74469 | 927046.5851 | 0.74469 | 0 | 927046.5851 | 0 | 927046.5851 | 927046.5851 | 1019751.2436
| E217 | Multi-Family Retrofit | 2016 |  | LED - A-Lamp - DI - Labor - Backout of original savings | 12 |  | 18.97 |  | Res Lighting | -75356 | -1429503.32 |  | -759588.48 |  |  | 12 | -0.45623 | 0 | 10.08 | 18.97 |  | -759588.48 |  |  | 0 | 0 |  |  | 0.74469 | -1064532.3075 | 0.74469 | 0 | -1064532.3075 | 0 | -1064532.3075 | -1064532.3075 | -1170985.5382
| E217 | Multi-Family Retrofit | 2016 |  | LED - A-Lamp - DI - Labor - Forecasting only | 12 |  | 16.52 |  | Res Lighting | 0 | 0 |  | 0 |  |  | 12 | 0 | 0 | 0 | 0 |  | 0 |  |  | 0 | 0 |  |  | 0.74469 | 0 | 0.74469 | 0 | 0 | 0 | 0 | 0 | 0
| E217 | Multi-Family Retrofit | 2016 |  | LED - Candelabra - DI - Updated savings | 12 |  | 9.09 |  | Res Lighting | 242 | 2199.78 |  | 2674.1 |  |  | 12 | 0.00070206 | 0 | 11.05 | 9.09 |  | 2674.1 |  |  | 0 | 0 |  |  | 0.74469 | 1638.1472 | 0.74469 | 0 | 1638.1472 | 0 | 1638.1472 | 1638.1472 | 1801.9619
| E217 | Multi-Family Retrofit | 2016 |  | LED - Candelabra - DI - Backout of original savings | 12 |  | 22.07 |  | Res Lighting | -242 | -5340.94 |  | -2674.1 |  |  | 12 | -0.0017046 | 0 | 11.05 | 22.07 |  | -2674.1 |  |  | 0 | 0 |  |  | 0.74469 | -3977.3277 | 0.74469 | 0 | -3977.3277 | 0 | -3977.3277 | -3977.3277 | -4375.0605
| E217 | Multi-Family Retrofit | 2016 |  | LED - Candelabra - DI - Forecasting only | 12 |  | 9.09 |  | Res Lighting | 0 | 0 |  | 0 |  |  | 12 | 0 | 0 | 0 | 0 |  | 0 |  |  | 0 | 0 |  |  | 0.74469 | 0 | 0.74469 | 0 | 0 | 0 | 0 | 0 | 0
| E217 | Multi-Family Retrofit | 2016 |  | LED - Candelabra - DI - Labor - Updated savings | 12 |  | 9.09 |  | Res Lighting | 10295 | 93581.55 |  | 113759.75 |  |  | 12 | 0.029867 | 0 | 11.05 | 9.09 |  | 113759.75 |  |  | 0 | 0 |  |  | 0.74469 | 69688.9486 | 0.74469 | 0 | 69688.9486 | 0 | 69688.9486 | 69688.9486 | 76657.8434
| E217 | Multi-Family Retrofit | 2016 |  | LED - Candelabra - DI - Labor - Backout of original savings | 12 |  | 22.07 |  | Res Lighting | -10295 | -227210.65 |  | -113759.75 |  |  | 12 | -0.072515 | 0 | 11.05 | 22.07 |  | -113759.75 |  |  | 0 | 0 |  |  | 0.74469 | -169200.7805 | 0.74469 | 0 | -169200.7805 | 0 | -169200.7805 | -169200.7805 | -186120.8586
| E217 | Multi-Family Retrofit | 2016 |  | LED - Candelabra - DI - Labor - Forecasting only | 12 |  | 9.09 |  | Res Lighting | 0 | 0 |  | 0 |  |  | 12 | 0 | 0 | 0 | 0 |  | 0 |  |  | 0 | 0 |  |  | 0.74469 | 0 | 0.74469 | 0 | 0 | 0 | 0 | 0 | 0
| E217 | Multi-Family Retrofit | 2016 |  | LED Globe - DI - Updated savings | 12 |  | 14.15 |  | Res Lighting | 0 | 0 |  | 0 |  |  | 12 | 0 | 0 | 0 | 0 |  | 0 |  |  | 0 | 0 |  |  | 0.74469 | 0 | 0.74469 | 0 | 0 | 0 | 0 | 0 | 0
| E217 | Multi-Family Retrofit | 2016 |  | LED Globe - DI - Backout of original savings | 12 |  | 19.03 |  | Res Lighting | 0 | 0 |  | 0 |  |  | 12 | 0 | 0 | 0 | 0 |  | 0 |  |  | 0 | 0 |  |  | 0.74469 | 0 | 0.74469 | 0 | 0 | 0 | 0 | 0 | 0
| E217 | Multi-Family Retrofit | 2016 |  | LED Globe - DI - Forecasting only | 12 |  | 14.15 |  | Res Lighting | 0 | 0 |  | 0 |  |  | 12 | 0 | 0 | 0 | 0 |  | 0 |  |  | 0 | 0 |  |  | 0.74469 | 0 | 0.74469 | 0 | 0 | 0 | 0 | 0 | 0
| E217 | Multi-Family Retrofit | 2016 |  | LED Globe - DI - Labor - Updated savings | 12 |  | 14.15 |  | Res Lighting | 33365 | 472114.75 |  | 386700.35 |  |  | 12 | 0.15068 | 0 | 11.59 | 14.15 |  | 386700.35 |  |  | 0 | 0 |  |  | 0.74469 | 351577.6404 | 0.74469 | 0 | 351577.6404 | 0 | 351577.6404 | 351577.6404 | 386735.4045
| E217 | Multi-Family Retrofit | 2016 |  | LED Globe - DI - Labor - Backout of original savings | 12 |  | 19.03 |  | Res Lighting | -33365 | -634935.95 |  | -386700.35 |  |  | 12 | -0.20264 | 0 | 11.59 | 19.03 |  | -386700.35 |  |  | 0 | 0 |  |  | 0.74469 | -472828.445 | 0.74469 | 0 | -472828.445 | 0 | -472828.445 | -472828.445 | -520111.2895
| E217 | Multi-Family Retrofit | 2016 |  | LED Globe - DI - Labor - Forecasting only | 12 |  | 14.15 |  | Res Lighting | 0 | 0 |  | 0 |  |  | 12 | 0 | 0 | 0 | 0 |  | 0 |  |  | 0 | 0 |  |  | 0.74469 | 0 | 0.74469 | 0 | 0 | 0 | 0 | 0 | 0
| E217 | Multi-Family Retrofit | 2016 |  | LED - MR-16 - DI - Updated savings | 12 |  | 20.8 |  | Res Lighting | 0 | 0 |  | 0 |  |  | 12 | 0 | 0 | 0 | 0 |  | 0 |  |  | 0 | 0 |  |  | 0.74469 | 0 | 0.74469 | 0 | 0 | 0 | 0 | 0 | 0
| E217 | Multi-Family Retrofit | 2016 |  | LED - MR-16 - DI - Backout of original savings | 12 |  | 26.58 |  | Res Lighting | 0 | 0 |  | 0 |  |  | 12 | 0 | 0 | 0 | 0 |  | 0 |  |  | 0 | 0 |  |  | 0.74469 | 0 | 0.74469 | 0 | 0 | 0 | 0 | 0 | 0
| E217 | Multi-Family Retrofit | 2016 |  | LED - MR-16 - DI - Forecasting only | 12 |  | 20.8 |  | Res Lighting | 0 | 0 |  | 0 |  |  | 12 | 0 | 0 | 0 | 0 |  | 0 |  |  | 0 | 0 |  |  | 0.74469 | 0 | 0.74469 | 0 | 0 | 0 | 0 | 0 | 0
| E217 | Multi-Family Retrofit | 2016 |  | LED - MR-16 - DI - Labor - Updated savings | 12 |  | 20.8 |  | Res Lighting | 5026 | 104540.8 |  | 64483.58 |  |  | 12 | 0.033364 | 0 | 12.83 | 20.8 |  | 64483.58 |  |  | 0 | 0 |  |  | 0.74469 | 77850.1578 | 0.74469 | 0 | 77850.1578 | 0 | 77850.1578 | 77850.1578 | 85635.1736
| E217 | Multi-Family Retrofit | 2016 |  | LED - MR-16 - DI - Labor - Backout of original savings | 12 |  | 26.58 |  | Res Lighting | -5026 | -133591.08 |  | -64483.58 |  |  | 12 | -0.042636 | 0 | 12.83 | 26.58 |  | -64483.58 |  |  | 0 | 0 |  |  | 0.74469 | -99483.519 | 0.74469 | 0 | -99483.519 | 0 | -99483.519 | -99483.519 | -109431.8709
| E217 | Multi-Family Retrofit | 2016 |  | LED - MR-16 - DI - Labor - Forecasting only | 12 |  | 20.8 |  | Res Lighting | 0 | 0 |  | 0 |  |  | 12 | 0 | 0 | 0 | 0 |  | 0 |  |  | 0 | 0 |  |  | 0.74469 | 0 | 0.74469 | 0 | 0 | 0 | 0 | 0 | 0
| E217 | Multi-Family Retrofit | 2016 |  | LED Reflector - DI - Updated savings | 12 |  | 31.86 |  | Res Lighting | 0 | 0 |  | 0 |  |  | 12 | 0 | 0 | 0 | 0 |  | 0 |  |  | 0 | 0 |  |  | 0.74469 | 0 | 0.74469 | 0 | 0 | 0 | 0 | 0 | 0
| E217 | Multi-Family Retrofit | 2016 |  | LED Reflector - DI - Backout of original savings | 12 |  | 27.94 |  | Res Lighting | 0 | 0 |  | 0 |  |  | 12 | 0 | 0 | 0 | 0 |  | 0 |  |  | 0 | 0 |  |  | 0.74469 | 0 | 0.74469 | 0 | 0 | 0 | 0 | 0 | 0
| E217 | Multi-Family Retrofit | 2016 |  | LED Reflector - DI - Forecasting only | 12 |  | 31.86 |  | Res Lighting | 0 | 0 |  | 0 |  |  | 12 | 0 | 0 | 0 | 0 |  | 0 |  |  | 0 | 0 |  |  | 0.74469 | 0 | 0.74469 | 0 | 0 | 0 | 0 | 0 | 0
| E217 | Multi-Family Retrofit | 2016 |  | LED Reflector - DI - Labor - Updated savings | 12 |  | 31.86 |  | Res Lighting | 6568 | 209256.48 |  | 76123.12 |  |  | 12 | 0.066784 | 0 | 11.59 | 31.86 |  | 76123.12 |  |  | 0 | 0 |  |  | 0.74469 | 155830.5465 | 0.74469 | 0 | 155830.5465 | 0 | 155830.5465 | 155830.5465 | 171413.6011
| E217 | Multi-Family Retrofit | 2016 |  | LED Reflector - DI - Labor - Backout of original savings | 12 |  | 27.94 |  | Res Lighting | -6568 | -183509.92 |  | -76123.12 |  |  | 12 | -0.058567 | 0 | 11.59 | 27.94 |  | -76123.12 |  |  | 0 | 0 |  |  | 0.74469 | -136657.4221 | 0.74469 | 0 | -136657.4221 | 0 | -136657.4221 | -136657.4221 | -150323.1643
| E217 | Multi-Family Retrofit | 2016 |  | LED Reflector - DI - Labor - Forecasting only | 12 |  | 31.86 |  | Res Lighting | 0 | 0 |  | 0 |  |  | 12 | 0 | 0 | 0 | 0 |  | 0 |  |  | 0 | 0 |  |  | 0.74469 | 0 | 0.74469 | 0 | 0 | 0 | 0 | 0 | 0
| E217 | Multi-Family Retrofit | 2016 |  | Lamp - TLED - T8 -Tenant Controlled | 15 |  | 9.66 |  | Res Lighting | 0 | 0 |  | 0 |  |  | 15 | 0 | 0 | 0 | 0 |  | 0 |  |  | 0 | 0 |  |  | 0.87865 | 0 | 0.87865 | 0 | 0 | 0 | 0 | 0 | 0
| E217 | Multi-Family Retrofit | 2016 |  | LED - T8 - Tenant Controlled - Backout of original savings | 15 |  | 31 |  | Res Lighting | 0 | 0 |  | 0 |  |  | 15 | 0 | 0 | 0 | 0 |  | 0 |  |  | 0 | 0 |  |  | 0.87865 | 0 | 0.87865 | 0 | 0 | 0 | 0 | 0 | 0
| E217 | Multi-Family Retrofit | 2016 |  | LED - T8 - Tenant Controlled - Forecasting only | 15 |  | 9.66 |  | Res Lighting | 0 | 0 |  | 0 |  |  | 15 | 0 | 0 | 0 | 0 |  | 0 |  |  | 0 | 0 |  |  | 0.87865 | 0 | 0.87865 | 0 | 0 | 0 | 0 | 0 | 0
| E217 | Multi-Family Retrofit | 2016 |  | Energy Star LED Fixture - Backout of original savings | 15 |  | 27 |  | Res Lighting | -3 | -81 |  | -150 |  |  | 15 | -3.2314e-05 | 0 | 50 | 27 |  | -150 |  |  | 0 | 0 |  |  | 0.87865 | -71.1705 | 0.87865 | 0 | -71.1705 | 0 | -71.1705 | -71.1705 | -78.2875
| E217 | Multi-Family Retrofit | 2016 |  | Energy Star LED Fixture - Forecasting only | 15 |  | 33 |  | Res Lighting | 0 | 0 |  | 0 |  |  | 15 | 0 | 0 | 0 | 0 |  | 0 |  |  | 0 | 0 |  |  | 0.87865 | 0 | 0.87865 | 0 | 0 | 0 | 0 | 0 | 0
[12 empty] | 37599747.9 | 18875034.29 | 26398781.75 |  |  |  | 18.6754 |  |  |  | 4212796.04 | 26398781.75 | 23087830.33 | 30611577.79 | 1643387.2463 | 0 | 21423244.2516 | 28404544.6692 | [7 empty] | 37464154.3069 | 42853956.984 | 1.7488 | 1.5087
[18 empty] | EES Tracking |  | Year | DBtC | OH | Total Budget
[20 empty] | 2016 | 7911080.6 | 3582865.07 | 11493945.67
[10 empty] | ORDERNAME |  | Year | DBtC | OH | Total Budget |  |  |  |  | 2017 | 10963953.69 | 629930.97 | 11593884.66
[10 empty] | Multi Family Retrofit {E} |  | 2016 | 7911080.6 | 3582865.07 | 11493945.67 |  |  |  |  | Total | 18875034.29 | 4212796.04 | 23087830.33
[10 empty] | Multi Family Retrofit {E} |  | 2017 | 10762923.69 | 629930.97 | 11392854.66
[10 empty] | Multi Family Retrofit Grants {E} |  | 2017 | 201030 | 0 | 201030 | [5 empty] | Budget | Savings
[18 empty] | Exhibit 1 |  |  | 23087830.33 | 37599.747
[12 empty] | Total 2016 | 7911080.6 | 3582865.07 | 11493945.67
[12 empty] | Total 2017 | 10963953.69 | 629930.97 | 11593884.66
[18 empty] | Variance |  |  | -23087830.33 | Missing from Spending in EES Tracking
2017

## E218 MFNC
Rtn to Summary | [27 empty] | Final Costs |  |  |  | Math Check Only - Columns can be deleted or hidden |  |  |  |  | Final Benefits
| paste | paste |  | paste | paste | paste | paste | paste | paste | paste | paste | paste | paste total DBtC | paste | paste | paste | Formula: G + H | formula | formula: N/L | formula: O/L | formula: M/L | Total only derived from Actual Spending | formula: O-N | Formula total only W+N | Formula total only W+O | Formula | Formula | Formula Total Only | Formula Total Only | Formula | Formula | Formula | Formula | Formula | Formula | Formula | Formula | Formula | Formula Total Only: AL/AC | Formula Total Only: AM/AD
| Sch. No. | Program | Year | Measure ID - Version | Measure Name | Measure Life Period 1 | Measure Life Period 2 | Unit Savings period 1 | Unit Savings Period 2 | End Use | Measure Quantity | kWh Savings - Total | kWh Incentive - Total | kWh Measure Cost - Total | Year 1 NEBs | Unit Annual O&M | Total Measure Life | Weighted Life | Incentives Per Unit | Incremental Measure Cost per Unit | Savings per unit | Program Overhead | Total Customer Cost | Total Utility Program Costs | Total Resource Cost | PV Total Non-Energy Benefits | PV Total Net Euipment O&M | PV Total Utility Program Costs | PV Total Resource Costs | Unit PV First period Savings for 1 kWh | Total First Period Savings | Unit PV Savings for Second Period for 1 kWh | Total Second period Savings | Unadjusted Total | Decrement | Final UC Total Savings | PV Total Savings UC | PV Total Savings TRC | UC B/C Ratio | TRC B/C Ratio
| E218 | Multi-Family New Construction | 2017 | 10042 - 1 | Water Heater - Commercial - Custom | 15 |  | 0 |  | Comm Water Heat | 1 | 0 |  | 0 |  |  | 15 | 0 | 0 | 0 | 0 |  |  |  |  | 0 | 0 |  |  | 0.81041 | 0 | 0.81041 | 0 | 0 | 0 | 0 | 0 | 0
| E218 | Multi-Family New Construction | 2017 | 10055 - 1 | Whole Building Design - Custom | 15 |  | 270143 |  | Comm Flat | 1 | 270143 |  | 70224 |  |  | 15 | 1.4686 | 0 | 70224 | 270143 |  |  |  |  | 0 | 0 |  |  | 0.80778 | 218215.3207 | 0.80778 | 0 | 218215.3207 | 0 | 218215.3207 | 218215.3207 | 240036.8528
| E218 | Multi-Family New Construction | 2017 | 10073 - 1 | Boiler - Hot Water - Custom | 24 |  | 0 |  | Comm Water Heat | 1 | 0 |  | 0 |  |  | 24 | 0 | 0 | 0 | 0 |  |  |  |  | 0 | 0 |  |  | 1.091 | 0 | 1.091 | 0 | 0 | 0 | 0 | 0 | 0
| E218 | Multi-Family New Construction | 2017 | 10076 - 1 | Lighting Power Density Reduction - Custom | 15 |  | 816458 |  | Comm Lighting | 1 | 816458 |  | 173599.4 |  |  | 15 | 4.4385 | 0 | 173599.4 | 816458 |  |  |  |  | 0 | 0 |  |  | 0.8628 | 704442.8495 | 0.8628 | 0 | 704442.8495 | 0 | 704442.8495 | 704442.8495 | 774887.1344
| E218 | Multi-Family New Construction | 2017 | 10258 - 1 | Generic Measure - Custom | 15 |  | 10449 |  | Comm Flat | 1 | 10449 |  | 1290 |  |  | 15 | 0.056804 | 0 | 1290 | 10449 |  |  |  |  | 0 | 0 |  |  | 0.80778 | 8440.4626 | 0.80778 | 0 | 8440.4626 | 0 | 8440.4626 | 8440.4626 | 9284.5089
| E218 | Multi-Family New Construction | 2017 | 11944 - 1 | MFNC: Clothes Washer - Energy Star | 14 |  | 98 |  | Comm Water Heat | 819 | 80262 |  | 88740 | 20.47 |  | 14 | 0.40724 | 0 | 108.3516 | 98 |  |  |  |  | 140079.769 | 0 |  |  | 0.77078 | 61864.7078 | 0.77078 | 0 | 61864.7078 | 0 | 61864.7078 | 61864.7078 | 208130.9476
| E218 | Multi-Family New Construction | 2017 | 11945 - 1 | MFNC: Showerhead - EWH - 1.75 gpm max | 10 |  | 222 |  | Res Water Heat | 117 | 25974 |  | 1755 |  |  | 10 | 0.094136 | 0 | 15 | 222 |  |  |  |  | 0 | 0 |  |  | 0.61844 | 16063.3546 | 0.61844 | 0 | 16063.3546 | 0 | 16063.3546 | 16063.3546 | 17669.69
| E218 | Multi-Family New Construction | 2017 | 11945 - 2 | MFNC: Showerhead - EWH - 1.75 gpm max | 10 |  | 195 |  | Res Water Heat | 405 | 84159 |  | 6544 | 24.18 |  | 10 | 0.30501 | 0 | 16.158 | 207.8 |  |  |  |  | 66398.3417 | 0 |  |  | 0.61844 | 48841.2808 | 0.61844 | 0 | 48841.2808 | 0 | 48841.2808 | 48841.2808 | 120123.7506
| E218 | Multi-Family New Construction | 2017 | 11946 - 2 | MFNC: Showerhead - EWH - 1.5 gpm max | 10 |  | 243 |  | Res Water Heat | 21 | 5103 |  | 361 | 29.2 |  | 10 | 0.018494 | 0 | 17.1905 | 243 |  |  |  |  | 4157.6513 | 0 |  |  | 0.61844 | 3155.8981 | 0.61844 | 0 | 3155.8981 | 0 | 3155.8981 | 3155.8981 | 7629.1392
| E218 | Multi-Family New Construction | 2017 | 11951 - 1 | MFNC: Clothes Washer - CEE Tier 3 | 14 |  | 71 |  | Comm Water Heat | 360 | 25560 |  | 27567 |  |  | 14 | 0.12969 | 0 | 76.575 | 71 |  |  |  |  | 0 | 0 |  |  | 0.77078 | 19701.2525 | 0.77078 | 0 | 19701.2525 | 0 | 19701.2525 | 19701.2525 | 21671.3778
| E218 | Multi-Family New Construction | 2016 |  | Stairwell bi-level >3 <10 floors | 12 |  | 203 |  | Comm Lighting | 0 | 0 |  | 0 |  |  | 12 | 0 | 0 | 0 | 0 |  |  |  |  | 0 | 0 |  |  | 0.73138 | 0 | 0.73138 | 0 | 0 | 0 | 0 | 0 | 0
| E218 | Multi-Family New Construction | 2016 |  | Stairwell bi-level >= 10 floors | 12 |  | 379 |  | Comm Lighting | 0 | 0 |  | 0 |  |  | 12 | 0 | 0 | 0 | 0 |  |  |  |  | 0 | 0 |  |  | 0.73138 | 0 | 0.73138 | 0 | 0 | 0 | 0 | 0 | 0
| E218 | Multi-Family New Construction | 2016 |  | Whole Bldg - electric | 30 |  | 1 |  | MF Space Heat | 351481 | 351481 |  | 105444 |  |  | 30 | 3.8215 | 0 | 0.3 | 1 |  |  |  |  | 0 | 0 |  |  | 1.8464 | 648985.6424 | 1.8464 | 0 | 648985.6424 | 0 | 648985.6424 | 648985.6424 | 713884.2066
| E218 | Multi-Family New Construction | 2016 |  | Energy Star Refrigerator | 22 |  | 44 |  | Res Refrigerator | 46 | 2024 |  | 1380 |  |  | 22 | 0.016138 | 0 | 30 | 44 |  |  |  |  | 0 | 0 |  |  | 0.95535 | 1933.633 | 0.95535 | 0 | 1933.633 | 0 | 1933.633 | 1933.633 | 2126.9963
| E218 | Multi-Family New Construction | 2016 |  | Energy Star hard-wired CFL Fixture - TCt 69 | 15 |  | 69 |  | Res Lighting | 793 | 54717 |  | 15860 |  |  | 15 | 0.29746 | 0 | 20 | 69 |  |  |  |  | 0 | 0 |  |  | 0.87865 | 48076.9832 | 0.87865 | 0 | 48076.9832 | 0 | 48076.9832 | 48076.9832 | 52884.6816
| E218 | Multi-Family New Construction | 2016 |  | Showerhead - Max 1.75 gpm EWH | 10 |  | 222 |  | Res Water Heat | 301 | 66822 |  | 9331 |  |  | 10 | 0.24218 | 0 | 31 | 222 |  |  |  |  | 0 | 0 |  |  | 0.61844 | 41325.3823 | 0.61844 | 0 | 41325.3823 | 0 | 41325.3823 | 41325.3823 | 45457.9205
| E218 | Multi-Family New Construction | 2016 |  | Showerhead - Max 1.50 gpm EWH | 10 |  | 307 |  | Res Water Heat | 526 | 161482 |  | 16306 |  |  | 10 | 0.58525 | 0 | 31 | 307 |  |  |  |  | 0 | 0 |  |  | 0.61844 | 99866.8909 | 0.61844 | 0 | 99866.8909 | 0 | 99866.8909 | 99866.8909 | 109853.5799
| E218 | Multi-Family New Construction | 2016 |  | Corridor Lighting Power Density | 12 |  | 0.0578 |  | Comm Lighting | 942920 | 54500.776 |  | 9429.2 |  |  | 12 | 0.23703 | 0 | 0.01 | 0.0578 |  |  |  |  | 0 | 0 |  |  | 0.73138 | 39860.8269 | 0.73138 | 0 | 39860.8269 | 0 | 39860.8269 | 39860.8269 | 43846.9096
| E218 | Multi-Family New Construction | 2016 |  | Garage Lighting Power Density | 12 |  | 0.0166 |  | Comm Lighting | 0 | 0 |  | 0 |  |  | 12 | 0 | 0 | 0 | 0 |  |  |  |  | 0 | 0 |  |  | 0.73138 | 0 | 0.73138 | 0 | 0 | 0 | 0 | 0 | 0
| E218 | Multi-Family New Construction | 2016 |  | Clothes Washer 2.4+ MEF CEE Tier 3 | 14 |  | 71 |  | Comm Water Heat | 1454 | 103234 |  | 113412 |  |  | 14 | 0.5238 | 0 | 78 | 71 |  |  |  |  | 0 | 0 |  |  | 0.77078 | 79571.17 | 0.77078 | 0 | 79571.17 | 0 | 79571.17 | 79571.17 | 87528.287
| E218 | Multi-Family New Construction | 2016 |  | Whole Building - Commercial Electric | 30 |  | 1 |  | MF Space Heat | 0 | 0 |  | 0 |  |  | 30 | 0 | 0 | 0 | 0 |  |  |  |  | 0 | 0 |  |  | 1.8464 | 0 | 1.8464 | 0 | 0 | 0 | 0 | 0 | 0
| E218 | Multi-Family New Construction | 2016 |  | Variable Refrigerant Flow System | 12 |  | 1 |  | Comm Space Heat | 0 | 0 |  | 0 |  |  | 12 | 0 | 0 | 0 | 0 |  |  |  |  | 0 | 0 |  |  | 1.643 | 0 | 1.643 | 0 | 0 | 0 | 0 | 0 | 0
| E218 | Multi-Family New Construction | 2016 |  | Lighting Power Density Reduction | 12 |  | 1 |  | Res Lighting | 646837 | 646837 |  | 0 |  |  | 12 | 2.8131 | 0 | 0 | 1 |  |  |  |  | 0 | 0 |  |  | 0.74469 | 481691.0003 | 0.74469 | 0 | 481691.0003 | 0 | 481691.0003 | 481691.0003 | 529860.1004
[12 empty] | 2759205.776 | 758084.84 | 641242.6 |  |  |  | 15.4551 |  |  |  | 466693.64 | -116842.24 | 1224778.48 | 1107936.24 | 210635.7619 | 0 | 1136474.4177 | 1028056.268 | [7 empty] | 2522036.6557 | 2984876.0832 | 2.2192 | 2.9034
[18 empty] | EES Tracking |  | Year | DBtC | OH | Total Budget
[20 empty] | 2016 | 395716.44 | 266530.99 | 662247.43
[20 empty] | 2017 | 362368.4 | 200162.65 | 562531.05
[20 empty] | Total | 758084.84 | 466693.64 | 1224778.48
[21 empty] | Budget | Savings
[18 empty] | Exhibit 1 |  |  | 1224778.48 | 2759.206

## E250 Comm Retro Elect
Rtn to Summary | [27 empty] | Final Costs |  |  |  | Math Check Only - Columns can be deleted or hidden |  |  |  |  | Final Benefits
| paste | paste |  | paste | paste | paste | paste | paste | paste | paste | paste | paste | paste total DBtC | paste | paste | paste | Formula: G + H | formula | formula: N/L | formula: O/L | formula: M/L | Total only derived from Actual Spending | formula: O-N | Formula total only W+N | Formula total only W+O | Formula | Formula | Formula Total Only | Formula Total Only | Formula | Formula | Formula | Formula | Formula | Formula | Formula | Formula | Formula | Formula Total Only: AL/AC | Formula Total Only: AM/AD
| Sch. No. | Program | Year | Measure ID - Version | Measure Name | Measure Life Period 1 | Measure Life Period 2 | Unit Savings period 1 | Unit Savings Period 2 | End Use | Measure Quantity | kWh Savings - Total | kWh Incentive - Total | kWh Measure Cost - Total | Year 1 NEBs | Unit Annual O&M | Total Measure Life | Weighted Life | Incentives Per Unit | Incremental Measure Cost per Unit | Savings per unit | Program Overhead | Total Customer Cost | Total Utility Program Costs | Total Resource Cost | PV Total Non-Energy Benefits | PV Total Net Euipment O&M | PV Total Utility Program Costs | PV Total Resource Costs | Unit PV First period Savings for 1 kWh | Total First Period Savings | Unit PV Savings for Second Period for 1 kWh | Total Second period Savings | Unadjusted Total | Decrement | Final UC Total Savings | PV Total Savings UC | PV Total Savings TRC | UC B/C Ratio | TRC B/C Ratio
| E214 | Business Lighting - Grants | 2017 | 10059 - 1 | Lighting - Custom | 20 |  | 62199295.4 |  | Comm Lighting | 1 | 62199295.4 |  | 27283344.92 |  |  | 20 | 7.4592 | 0 | 27283344.92 | 62199295.4 |  | 27283344.92 |  |  | 0 | 0 |  |  | 1.043 | 64871632.5593 | 1.043 | 0 | 64871632.5593 | 0 | 64871632.5593 | 64871632.5593 | 71358795.8152
| E214 | Business Lighting - Grants | 2017 | 10074 - 1 | Lighting - Street - Custom | 20 |  | 5163601 |  | Comm Flat | 1 | 5163601 |  | 6453323.76 |  |  | 20 | 0.61924 | 0 | 6453323.76 | 5163601 |  | 6453323.76 |  |  | 0 | 0 |  |  | 0.97872 | 5053742.441 | 0.97872 | 0 | 5053742.441 | 0 | 5053742.441 | 5053742.441 | 5559116.6851
|  | Business Lighting - Grants | 2017 | 11962 - 1 | Generic Measure - Prescriptive | 20 |  | 112242 |  | Comm Flat | 1 | 112242 |  | 30073.86 |  |  | 20 | 0.013461 | 0 | 30073.86 | 112242 |  | 30073.86 |  |  | 0 | 0 |  |  | 0.97872 | 109853.9874 | 0.97872 | 0 | 109853.9874 | 0 | 109853.9874 | 109853.9874 | 120839.3861
|  | Commercial Industrial Retrofit | 2017 | 10037 - 1 | Insulation - Building Shell - Custom | 24 |  | 0 |  | Comm Space Heat | 1 | 0 |  | 0 |  |  | 24 | 0 | 0 | 0 | 0 |  | 0 |  |  | 0 | 0 |  |  | 2.4811 | 0 | 2.4811 | 0 | 0 | 0 | 0 | 0 | 0
|  | Commercial Industrial Retrofit | 2017 | 10039 - 1 | HVAC - Other - Custom | 15 |  | 42271 |  | Comm Space Heat | 1 | 42271 |  | 10973.07 |  |  | 15 | 0.003802 | 0 | 10973.07 | 42271 |  | 10973.07 |  |  | 0 | 0 |  |  | 1.9101 | 80740.3604 | 1.9101 | 0 | 80740.3604 | 0 | 80740.3604 | 80740.3604 | 88814.3965
|  | Commercial Industrial Retrofit | 2017 | 10041 - 1 | Window - Custom | 30 |  | 14567 |  | Comm Space Heat | 1 | 14567 |  | 14023.74 |  |  | 30 | 0.0026204 | 0 | 14023.74 | 14567 |  | 14023.74 |  |  | 0 | 0 |  |  | 2.7231 | 39666.8775 | 2.7231 | 0 | 39666.8775 | 0 | 39666.8775 | 39666.8775 | 43633.5653
|  | Commercial Industrial Retrofit | 2017 | 10042 - 1 | Water Heater - Commercial - Custom | 15 |  | 13279 |  | Comm Water Heat | 1 | 13279 |  | 4930.35 |  |  | 15 | 0.0011944 | 0 | 4930.35 | 13279 |  | 4930.35 |  |  | 0 | 0 |  |  | 0.81041 | 10761.4235 | 0.81041 | 0 | 10761.4235 | 0 | 10761.4235 | 10761.4235 | 11837.5659
|  | Commercial Industrial Retrofit | 2017 | 10046 - 1 | Energy Recovery System - Custom | 15 |  | 61653 |  | Comm Flat | 1 | 61653 |  | 47995.25 |  |  | 15 | 0.0055453 | 0 | 47995.25 | 61653 |  | 47995.25 |  |  | 0 | 0 |  |  | 0.80778 | 49801.8796 | 0.80778 | 0 | 49801.8796 | 0 | 49801.8796 | 49801.8796 | 54782.0676
|  | Commercial Industrial Retrofit | 2017 | 10049 - 1 | HVAC Control - Base - Custom | 10 |  | 1396496 |  | Comm Space Heat | 1 | 1396496 |  | 418947 |  |  | 10 | 0.083737 | 0 | 418947 | 1396496 |  | 418947 |  |  | 0 | 0 |  |  | 1.437 | 2006825.6975 | 1.437 | 0 | 2006825.6975 | 0 | 2006825.6975 | 2006825.6975 | 2207508.2672
|  | Commercial Industrial Retrofit | 2017 | 10054 - 1 | HVAC - Central Equipment - Custom | 15 |  | 0 |  | Comm Space Heat | 1 | 0 |  | 0 |  |  | 15 | 0 | 0 | 0 | 0 |  | 0 |  |  | 0 | 0 |  |  | 1.9101 | 0 | 1.9101 | 0 | 0 | 0 | 0 | 0 | 0
|  | Commercial Industrial Retrofit | 2017 | 10056 - 1 | Unitary Equipment - Custom | 15 |  | 223134.6 |  | Comm Space Heat | 1 | 223134.6 |  | 243963.5 |  |  | 15 | 0.020069 | 0 | 243963.5 | 223134.6 |  | 243963.5 |  |  | 0 | 0 |  |  | 1.9101 | 426201.6045 | 1.9101 | 0 | 426201.6045 | 0 | 426201.6045 | 426201.6045 | 468821.765
|  | Commercial Industrial Retrofit | 2017 | 10057 - 1 | HVAC Control - Only - Custom | 10 |  | 707823 |  | Comm Space Heat | 1 | 707823 |  | 287618.11 |  |  | 10 | 0.042443 | 0 | 287618.11 | 707823 |  | 287618.11 |  |  | 0 | 0 |  |  | 1.437 | 1017172.5416 | 1.437 | 0 | 1017172.5416 | 0 | 1017172.5416 | 1017172.5416 | 1118889.7958
|  | Commercial Industrial Retrofit | 2017 | 10058 - 1 | Fan - VFD - Custom | 15 |  | 850132 |  | Comm Space Heat | 1 | 850132 |  | 297287.75 |  |  | 15 | 0.076464 | 0 | 297287.75 | 850132 |  | 297287.75 |  |  | 0 | 0 |  |  | 1.9101 | 1623807.4349 | 1.9101 | 0 | 1623807.4349 | 0 | 1623807.4349 | 1623807.4349 | 1786188.1784
|  | Commercial Industrial Retrofit | 2017 | 10059 - 1 | Lighting - Custom | 20 |  | 308866 |  | Comm Lighting | 1 | 308866 |  | 124635 |  |  | 20 | 0.037041 | 0 | 124635 | 308866 |  | 124635 |  |  | 0 | 0 |  |  | 1.043 | 322136.1518 | 1.043 | 0 | 322136.1518 | 0 | 322136.1518 | 322136.1518 | 354349.7669
|  | Commercial Industrial Retrofit | 2017 | 10060 - 1 | CBTU - Assessment Phase | 7 |  | 0 |  | Comm Space Heat | 1 | 0 |  | 9445 |  |  | 7 | 0 | 0 | 9445 | 0 |  | 9445 |  |  | 0 | 0 |  |  | 1.0902 | 0 | 1.0902 | 0 | 0 | 0 | 0 | 0 | 0
|  | Commercial Industrial Retrofit | 2017 | 10061 - 1 | Compressed Air System - Custom | 10 |  | 273669 |  | Comm Flat | 1 | 273669 |  | 32298 |  |  | 10 | 0.01641 | 0 | 32298 | 273669 |  | 32298 |  |  | 0 | 0 |  |  | 0.58924 | 161255.5121 | 0.58924 | 0 | 161255.5121 | 0 | 161255.5121 | 161255.5121 | 177381.0633
|  | Commercial Industrial Retrofit | 2017 | 10063 - 1 | CBTU - Commissioning Phase | 7 |  | 389214 |  | Comm Lighting | 1 | 389214 |  | 205008 |  |  | 7 | 0.016337 | 0 | 205008 | 389214 |  | 205008 |  |  | 0 | 0 |  |  | 0.47242 | 183870.7895 | 0.47242 | 0 | 183870.7895 | 0 | 183870.7895 | 183870.7895 | 202257.8685
|  | Commercial Industrial Retrofit | 2017 | 10064 - 1 | CBTU - Performance Phase | 7 |  | 154091 |  | Comm Lighting | 1 | 154091 |  | 0 |  |  | 7 | 0.0064678 | 0 | 0 | 154091 |  | 0 |  |  | 0 | 0 |  |  | 0.47242 | 72795.0018 | 0.47242 | 0 | 72795.0018 | 0 | 72795.0018 | 72795.0018 | 80074.502
|  | Commercial Industrial Retrofit | 2017 | 10070 - 1 | Pump - VFD - Custom | 15 |  | 224450 |  | Comm Flat | 1 | 224450 |  | 28435.77 |  |  | 15 | 0.020188 | 0 | 28435.77 | 224450 |  | 28435.77 |  |  | 0 | 0 |  |  | 0.80778 | 181305.5631 | 0.80778 | 0 | 181305.5631 | 0 | 181305.5631 | 181305.5631 | 199436.1194
|  | Commercial Industrial Retrofit | 2017 | 10071 - 1 | Compressor or Dryer or Receiver - Custom | 15 |  | 868483.82 |  | Comm Flat | 1 | 868483.82 |  | 226286.96 |  |  | 15 | 0.078114 | 0 | 226286.96 | 868483.82 |  | 226286.96 |  |  | 0 | 0 |  |  | 0.80778 | 701541.3145 | 0.80778 | 0 | 701541.3145 | 0 | 701541.3145 | 701541.3145 | 771695.446
|  | Commercial Industrial Retrofit | 2017 | 10073 - 1 | Boiler - Hot Water - Custom | 24 |  | 0 |  | Comm Water Heat | 1 | 0 |  | 0 |  |  | 24 | 0 | 0 | 0 | 0 |  | 0 |  |  | 0 | 0 |  |  | 1.091 | 0 | 1.091 | 0 | 0 | 0 | 0 | 0 | 0
|  | Commercial Industrial Retrofit | 2017 | 10258 - 1 | Generic Measure - Custom | 15 |  | 437795 |  | Comm Flat | 1 | 437795 |  | 105223 |  |  | 15 | 0.039377 | 0 | 105223 | 437795 |  | 105223 |  |  | 0 | 0 |  |  | 0.80778 | 353640.7619 | 0.80778 | 0 | 353640.7619 | 0 | 353640.7619 | 353640.7619 | 389004.8381
|  | Commercial Industrial Retrofit | 2017 | 10261 - 1 | Refrigeration - Custom | 20 |  | 543148 |  | Comm Refrigeration | 1 | 543148 |  | 219617.5 |  |  | 20 | 0.065137 | 0 | 219617.5 | 543148 |  | 219617.5 |  |  | 0 | 0 |  |  | 0.9653 | 524303.1796 | 0.9653 | 0 | 524303.1796 | 0 | 524303.1796 | 524303.1796 | 576733.4976
|  | Commercial Industrial Retrofit | 2017 | 11912 - 1 | HVAC Control - Performance - Custom | 10 |  | 1131255 |  | Comm Space Heat | 1 | 1131255 |  | 1230830 |  |  | 10 | 0.067833 | 0 | 1230830 | 1131255 |  | 1230830 |  |  | 0 | 0 |  |  | 1.437 | 1625662.8049 | 1.437 | 0 | 1625662.8049 | 0 | 1625662.8049 | 1625662.8049 | 1788229.0854
|  | Commercial Industrial Retrofit | 2017 | 11914 - 1 | Process - Modification - Custom | 15 |  | 3015819 |  | Comm Flat | 1 | 3015819 |  | 1803929.89 |  |  | 15 | 0.27125 | 0 | 1803929.89 | 3015819 |  | 1803929.89 |  |  | 0 | 0 |  |  | 0.80778 | 2436109.4322 | 0.80778 | 0 | 2436109.4322 | 0 | 2436109.4322 | 2436109.4322 | 2679720.3754
|  | Commercial Industrial Retrofit | 2017 | 11931 - 1 | RTU Control - Advanced - Custom | 10 |  | 159997 |  | Comm Space Heat | 1 | 159997 |  | 53817.41 |  |  | 10 | 0.0095938 | 0 | 53817.41 | 159997 |  | 53817.41 |  |  | 0 | 0 |  |  | 1.437 | 229922.6715 | 1.437 | 0 | 229922.6715 | 0 | 229922.6715 | 229922.6715 | 252914.9387
|  | Commercial Industrial Retrofit | 2017 | 12054 - 1 | RTU Control - Advanced - Prescriptive | 10 |  | 0 |  | Comm Space Heat | 1 | 0 |  | 0 |  |  | 10 | 0 | 0 | 0 | 0 |  | 0 |  |  | 0 | 0 |  |  | 1.437 | 0 | 1.437 | 0 | 0 | 0 | 0 | 0 | 0
|  | Energy Smart Grocer | 2017 | 11723 - 1 | ESG: Refrigeration - Open Case Door | 15 |  | 614136.16 |  | Comm Refrigeration | 1 | 614136.16 |  | 404263.39 |  |  | 15 | 0.055238 | 0 | 404263.39 | 614136.16 |  | 404263.39 |  |  | 0 | 0 |  |  | 0.7962 | 488973.2373 | 0.7962 | 0 | 488973.2373 | 0 | 488973.2373 | 488973.2373 | 537870.561
|  | Energy Smart Grocer | 2017 | 11724 - 1 | ESG: Control - HVAC | 10 |  | 70248.9 |  | Comm Space Heat | 1 | 70248.9 |  | 25120.14 |  |  | 10 | 0.0042123 | 0 | 25120.14 | 70248.9 |  | 25120.14 |  |  | 0 | 0 |  |  | 1.437 | 100950.7351 | 1.437 | 0 | 100950.7351 | 0 | 100950.7351 | 100950.7351 | 111045.8086
|  | Energy Smart Grocer | 2017 | 11725 - 1 | ESG: Motor - VFD | 15 |  | 207894.34 |  | Comm Space Heat | 1 | 207894.34 |  | 48373.03 |  |  | 15 | 0.018699 | 0 | 48373.03 | 207894.34 |  | 48373.03 |  |  | 0 | 0 |  |  | 1.9101 | 397091.7163 | 1.9101 | 0 | 397091.7163 | 0 | 397091.7163 | 397091.7163 | 436800.8879
|  | Energy Smart Grocer | 2017 | 11727 - 1 | ESG: Lighting - General | 12 |  | 1355893 |  | Comm Lighting | 1 | 1355893 |  | 246137.62 |  |  | 12 | 0.097563 | 0 | 246137.62 | 1355893 |  | 246137.62 |  |  | 0 | 0 |  |  | 0.73138 | 991674.2511 | 0.73138 | 0 | 991674.2511 | 0 | 991674.2511 | 991674.2511 | 1090841.6762
|  | Energy Smart Grocer | 2017 | 11729 - 1 | ESG: Sealing - Gasket | 3 |  | 8337 |  | Comm Refrigeration | 1 | 8337 |  | 5307.25 |  |  | 3 | 0.00014997 | 0 | 5307.25 | 8337 |  | 5307.25 |  |  | 0 | 0 |  |  | 0.20314 | 1693.5945 | 0.20314 | 0 | 1693.5945 | 0 | 1693.5945 | 1693.5945 | 1862.9539
|  | Energy Smart Grocer | 2017 | 11731 - 1 | ESG: Control - Anti Sweat | 10 |  | 29565.5 |  | Comm Refrigeration | 1 | 29565.5 |  | 6171.78 |  |  | 10 | 0.0017728 | 0 | 6171.78 | 29565.5 |  | 6171.78 |  |  | 0 | 0 |  |  | 0.58027 | 17156.0316 | 0.58027 | 0 | 17156.0316 | 0 | 17156.0316 | 17156.0316 | 18871.6348
|  | Energy Smart Grocer | 2017 | 11732 - 1 | ESG: Motor - ECM | 15 |  | 79686 |  | Comm Refrigeration | 1 | 79686 |  | 9673.6 |  |  | 15 | 0.0071672 | 0 | 9673.6 | 79686 |  | 9673.6 |  |  | 0 | 0 |  |  | 0.7962 | 63445.7372 | 0.7962 | 0 | 63445.7372 | 0 | 63445.7372 | 63445.7372 | 69790.3109
|  | Energy Smart Grocer | 2017 | 11733 - 1 | ESG: Control - Floating Head Pressure | 10 |  | 47167.2 |  | Comm Refrigeration | 1 | 47167.2 |  | 39209.85 |  |  | 10 | 0.0028283 | 0 | 39209.85 | 47167.2 |  | 39209.85 |  |  | 0 | 0 |  |  | 0.58027 | 27369.8052 | 0.58027 | 0 | 27369.8052 | 0 | 27369.8052 | 27369.8052 | 30106.7857
|  | Energy Smart Grocer | 2017 | 11734 - 1 | ESG: Control - Floating Suction Pressure | 10 |  | 34163.04 |  | Comm Refrigeration | 1 | 34163.04 |  | 9802.46 |  |  | 10 | 0.0020485 | 0 | 9802.46 | 34163.04 |  | 9802.46 |  |  | 0 | 0 |  |  | 0.58027 | 19823.8553 | 0.58027 | 0 | 19823.8553 | 0 | 19823.8553 | 19823.8553 | 21806.2409
|  | Energy Smart Grocer | 2017 | 11736 - 1 | ESG: Lighting - Display Case | 12 |  | 277745 |  | Comm Lighting | 1 | 277745 |  | 64637.91 |  |  | 12 | 0.019985 | 0 | 64637.91 | 277745 |  | 64637.91 |  |  | 0 | 0 |  |  | 0.73138 | 203137.3898 | 0.73138 | 0 | 203137.3898 | 0 | 203137.3898 | 203137.3898 | 223451.1288
|  | Energy Smart Grocer | 2017 | 11737 - 1 | ESG: Display Case - Replacement | 20 |  | 49611.08 |  | Comm Refrigeration | 1 | 49611.08 |  | 74085.77 |  |  | 20 | 0.0059496 | 0 | 74085.77 | 49611.08 |  | 74085.77 |  |  | 0 | 0 |  |  | 0.9653 | 47889.7961 | 0.9653 | 0 | 47889.7961 | 0 | 47889.7961 | 47889.7961 | 52678.7757
|  | Energy Smart Grocer | 2017 | 11965 - 1 | ESG: HVAC System | 15 |  | 239714 |  | Comm Space Heat | 1 | 239714 |  | 742580.27 |  |  | 15 | 0.021561 | 0 | 742580.27 | 239714 |  | 742580.27 |  |  | 0 | 0 |  |  | 1.9101 | 457869.3373 | 1.9101 | 0 | 457869.3373 | 0 | 457869.3373 | 457869.3373 | 503656.271
|  | Energy Smart Grocer | 2017 | 11966 - 1 | ESG: Control - Refrigeration | 10 |  | 6230 |  | Comm Refrigeration | 1 | 6230 |  | 3437.5 |  |  | 10 | 0.00037357 | 0 | 3437.5 | 6230 |  | 3437.5 |  |  | 0 | 0 |  |  | 0.58027 | 3615.0945 | 0.58027 | 0 | 3615.0945 | 0 | 3615.0945 | 3615.0945 | 3976.604
|  | Energy Smart Grocer | 2017 | 11967 - 1 | ESG: Refrigeration System | 15 |  | 216569 |  | Comm Refrigeration | 1 | 216569 |  | 162166.01 |  |  | 15 | 0.019479 | 0 | 162166.01 | 216569 |  | 162166.01 |  |  | 0 | 0 |  |  | 0.7962 | 172431.5419 | 0.7962 | 0 | 172431.5419 | 0 | 172431.5419 | 172431.5419 | 189674.6961
|  | Energy Smart Grocer | 2017 | 11967 - 2 | ESG: Refrigeration System | 15 |  | 56307 |  | Comm Refrigeration | 1 | 56307 |  | 35256.68 |  |  | 15 | 0.0050644 | 0 | 35256.68 | 56307 |  | 35256.68 |  |  | 0 | 0 |  |  | 0.7962 | 44831.4525 | 0.7962 | 0 | 44831.4525 | 0 | 44831.4525 | 44831.4525 | 49314.5977
|  | Industrial System Optimization | 2017 | 10258 - 1 | Generic Measure - Custom | 15 |  | 3093712 |  | Comm Flat | 1 | 3093712 |  | 49153.29 |  |  | 15 | 0.27826 | 0 | 49153.29 | 3093712 |  | 49153.29 |  |  | 0 | 0 |  |  | 0.80778 | 2499029.6115 | 0.80778 | 0 | 2499029.6115 | 0 | 2499029.6115 | 2499029.6115 | 2748932.5726
| E250 | CI Retrofit | 2016 |  | Advanced Rooftop Unit Control - Custom, Electric | 10 |  | 145951 |  | Comm Space Heat | 1 | 145951 |  | 92413 |  |  | 10 | 0.0087516 | 0 | 92413 | 145951 |  | 92413 |  |  | 0 | 0 |  |  | 1.437 | 209737.9566 | 1.437 | 0 | 209737.9566 | 0 | 209737.9566 | 209737.9566 | 230711.7522
| E250 | CI Retrofit | 2016 |  | Advanced Rooftop Unit Control, Electric | 10 |  | 18000 |  | Comm Space Heat | 1 | 18000 |  | 4143.48 |  |  | 10 | 0.0010793 | 0 | 4143.48 | 18000 |  | 4143.48 |  |  | 0 | 0 |  |  | 1.437 | 25866.7856 | 1.437 | 0 | 25866.7856 | 0 | 25866.7856 | 25866.7856 | 28453.4641
| E250 | CI Retrofit | 2016 |  | Commissioning CBTU, electric | 7 |  | 276112.5 |  | Comm Space Heat | 2 | 552225 |  | 134456 |  |  | 7 | 0.023179 | 0 | 67228 | 276112.5 |  | 134456 |  |  | 0 | 0 |  |  | 1.0902 | 602011.9997 | 1.0902 | 0 | 602011.9997 | 0 | 602011.9997 | 602011.9997 | 662213.1996
| E250 | CI Retrofit | 2016 |  | Commissioning CBTU, electric - Bonus | 7 |  | 0 |  | Comm Flat | 1 | 0 |  | 0 |  |  | 7 | 0 | 0 | 0 | 0 |  | 0 |  |  | 0 | 0 |  |  | 0.43973 | 0 | 0.43973 | 0 | 0 | 0 | 0 | 0 | 0
| E250 | CI Retrofit | 2016 |  | Commissioning, CBTU Assessment - Electric | 7 |  | 0 |  | Comm Flat | 1 | 0 |  | 2988.7 |  |  | 7 | 0 | 0 | 2988.7 | 0 |  | 2988.7 |  |  | 0 | 0 |  |  | 0.43973 | 0 | 0.43973 | 0 | 0 | 0 | 0 | 0 | 0
| E250 | CI Retrofit | 2016 |  | Compressors | 15 |  | 59370.3 |  | Comm Flat | 6 | 356221.8 |  | 200585.31 |  |  | 15 | 0.03204 | 0 | 33430.885 | 59370.3 |  | 200585.31 |  |  | 0 | 0 |  |  | 0.80778 | 287747.8015 | 0.80778 | 0 | 287747.8015 | 0 | 287747.8015 | 287747.8015 | 316522.5816
| E250 | CI Retrofit | 2016 |  | Economizer | 10 |  | 14657.75 |  | Comm Space Heat | 4 | 58631 |  | 14817.69 |  |  | 10 | 0.0035156 | 0 | 3704.4225 | 14657.75 |  | 14817.69 |  |  | 0 | 0 |  |  | 1.437 | 84255.3058 | 1.437 | 0 | 84255.3058 | 0 | 84255.3058 | 84255.3058 | 92680.8363
| E250 | CI Retrofit | 2016 |  | Energy mgmt. control system | 10 |  | 43150 |  | Comm Flat | 1 | 43150 |  | 28552 |  |  | 10 | 0.0025874 | 0 | 28552 | 43150 |  | 28552 |  |  | 0 | 0 |  |  | 0.58924 | 25425.5153 | 0.58924 | 0 | 25425.5153 | 0 | 25425.5153 | 25425.5153 | 27968.0668
| E250 | CI Retrofit | 2016 |  | Energy mgmt. control system | 10 |  | 183328 |  | Comm Space Heat | 1 | 183328 |  | 98411.55 |  |  | 10 | 0.010993 | 0 | 98411.55 | 183328 |  | 98411.55 |  |  | 0 | 0 |  |  | 1.437 | 263450.3367 | 1.437 | 0 | 263450.3367 | 0 | 263450.3367 | 263450.3367 | 289795.3704
| E250 | CI Retrofit | 2016 |  | Fans, variable frequency drive | 15 |  | 32776 |  | Comm Flat | 1 | 32776 |  | 30095 |  |  | 15 | 0.002948 | 0 | 30095 | 32776 |  | 30095 |  |  | 0 | 0 |  |  | 0.80778 | 26475.7012 | 0.80778 | 0 | 26475.7012 | 0 | 26475.7012 | 26475.7012 | 29123.2713
| E250 | CI Retrofit | 2016 |  | Floor insulation | 24 |  | 20213 |  | Comm Space Heat | 2 | 40426 |  | 32398.95 |  |  | 24 | 0.0058177 | 0 | 16199.475 | 20213 |  | 32398.95 |  |  | 0 | 0 |  |  | 2.4811 | 100299.0129 | 2.4811 | 0 | 100299.0129 | 0 | 100299.0129 | 100299.0129 | 110328.9142
| E250 | CI Retrofit | 2016 |  | Heat Recovery Systems | 15 |  | 87552 |  | Comm Water Heat | 1 | 87552 |  | 39013.52 |  |  | 15 | 0.0078747 | 0 | 39013.52 | 87552 |  | 39013.52 |  |  | 0 | 0 |  |  | 0.81041 | 70952.9448 | 0.81041 | 0 | 70952.9448 | 0 | 70952.9448 | 70952.9448 | 78048.2392
| E250 | CI Retrofit | 2016 |  | Heat Recovery Systems | 15 |  | 1500 |  | Comm Flat | 2 | 3000 |  | 1443.36 |  |  | 15 | 0.00026983 | 0 | 721.68 | 1500 |  | 1443.36 |  |  | 0 | 0 |  |  | 0.80778 | 2423.3312 | 0.80778 | 0 | 2423.3312 | 0 | 2423.3312 | 2423.3312 | 2665.6643
| E250 | CI Retrofit | 2016 |  | HVAC Central equipment | 15 |  | 76488 |  | Comm Space Heat | 1 | 76488 |  | 108231 |  |  | 15 | 0.0068796 | 0 | 108231 | 76488 |  | 108231 |  |  | 0 | 0 |  |  | 1.9101 | 146097.0568 | 1.9101 | 0 | 146097.0568 | 0 | 146097.0568 | 146097.0568 | 160706.7625
| E250 | CI Retrofit | 2016 |  | HVAC Central equipment | 15 |  | 202825 |  | Comm Flat | 1 | 202825 |  | 89379 |  |  | 15 | 0.018243 | 0 | 89379 | 202825 |  | 89379 |  |  | 0 | 0 |  |  | 0.80778 | 163837.384 | 0.80778 | 0 | 163837.384 | 0 | 163837.384 | 163837.384 | 180221.1224
| E250 | CI Retrofit | 2016 |  | HVAC Central equipment | 15 |  | 24208 |  | Comm Space Heat | 1 | 24208 |  | 53115 |  |  | 15 | 0.0021774 | 0 | 53115 | 24208 |  | 53115 |  |  | 0 | 0 |  |  | 1.9101 | 46238.8551 | 1.9101 | 0 | 46238.8551 | 0 | 46238.8551 | 46238.8551 | 50862.7406
| E250 | CI Retrofit | 2016 |  | HVAC controls only | 10 |  | 222348.7 |  | Comm Space Heat | 10 | 2223487 |  | 625725 |  |  | 10 | 0.13333 | 0 | 62572.5 | 222348.7 |  | 625725 |  |  | 0 | 0 |  |  | 1.437 | 3195247.8558 | 1.437 | 0 | 3195247.8558 | 0 | 3195247.8558 | 3195247.8558 | 3514772.6413
| E250 | CI Retrofit | 2016 |  | HVAC controls only | 10 |  | 21191.5 |  | Comm Space Heat | 2 | 42383 |  | 16355 |  |  | 10 | 0.0025414 | 0 | 8177.5 | 21191.5 |  | 16355 |  |  | 0 | 0 |  |  | 1.437 | 60906.2207 | 1.437 | 0 | 60906.2207 | 0 | 60906.2207 | 60906.2207 | 66996.8427
| E250 | CI Retrofit | 2016 |  | HVAC Unitary equipment | 15 |  | 324492.25 |  | Comm Space Heat | 4 | 1297969 |  | 683354.9 |  |  | 15 | 0.11674 | 0 | 170838.725 | 324492.25 |  | 683354.9 |  |  | 0 | 0 |  |  | 1.9101 | 2479205.244 | 1.9101 | 0 | 2479205.244 | 0 | 2479205.244 | 2479205.244 | 2727125.7684
| E250 | CI Retrofit | 2016 |  | HVAC Unitary equipment | 15 |  | 140434 |  | Comm Space Heat | 2 | 280868 |  | 77563 |  |  | 15 | 0.025262 | 0 | 38781.5 | 140434 |  | 77563 |  |  | 0 | 0 |  |  | 1.9101 | 536476.155 | 1.9101 | 0 | 536476.155 | 0 | 536476.155 | 536476.155 | 590123.7705
| E250 | CI Retrofit | 2016 |  | Other process | 15 |  | 48006.6667 |  | Comm Flat | 3 | 144020 |  | 109134.09 |  |  | 15 | 0.012954 | 0 | 36378.03 | 48006.6667 |  | 109134.09 |  |  | 0 | 0 |  |  | 0.80778 | 116336.0535 | 0.80778 | 0 | 116336.0535 | 0 | 116336.0535 | 116336.0535 | 127969.6588
| E250 | CI Retrofit | 2016 |  | Phase 2 - Anti Sweat Controls | 10 |  | 5175 |  | Comm Refrigeration | 1 | 5175 |  | 1533.74 |  |  | 10 | 0.0003103 | 0 | 1533.74 | 5175 |  | 1533.74 |  |  | 0 | 0 |  |  | 0.58027 | 3002.9076 | 0.58027 | 0 | 3002.9076 | 0 | 3002.9076 | 3002.9076 | 3303.1983
| E250 | CI Retrofit | 2016 |  | Phase 2 - ECM Motors | 15 |  | 8748 |  | Comm Refrigeration | 1 | 8748 |  | 886 |  |  | 15 | 0.00078683 | 0 | 886 | 8748 |  | 886 |  |  | 0 | 0 |  |  | 0.7962 | 6965.1295 | 0.7962 | 0 | 6965.1295 | 0 | 6965.1295 | 6965.1295 | 7661.6424
| E250 | CI Retrofit | 2016 |  | Process Modification | 15 |  | 214511.5 |  | Comm Flat | 2 | 429023 |  | 203047.28 |  |  | 15 | 0.038588 | 0 | 101523.64 | 214511.5 |  | 203047.28 |  |  | 0 | 0 |  |  | 0.80778 | 346554.9414 | 0.80778 | 0 | 346554.9414 | 0 | 346554.9414 | 346554.9414 | 381210.4356
| E250 | CI Retrofit | 2016 |  | Pumps | 15 |  | 80179 |  | Comm Water Heat | 1 | 80179 |  | 62262 |  |  | 15 | 0.0072116 | 0 | 62262 | 80179 |  | 62262 |  |  | 0 | 0 |  |  | 0.81041 | 64977.7979 | 0.81041 | 0 | 64977.7979 | 0 | 64977.7979 | 64977.7979 | 71475.5777
| E250 | CI Retrofit | 2016 |  | Refrigeration | 20 |  | 18225 |  | Comm Refrigeration | 1 | 18225 |  | 5427.37 |  |  | 20 | 0.0021856 | 0 | 5427.37 | 18225 |  | 5427.37 |  |  | 0 | 0 |  |  | 0.9653 | 17592.6735 | 0.9653 | 0 | 17592.6735 | 0 | 17592.6735 | 17592.6735 | 19351.9409
| E250 | CI Retrofit | 2016 |  | Refrigeration | 20 |  | 277067 |  | Comm Refrigeration | 5 | 1385335 |  | 1085082.47 |  |  | 20 | 0.16614 | 0 | 217016.494 | 277067 |  | 1085082.47 |  |  | 0 | 0 |  |  | 0.9653 | 1337270.0357 | 0.9653 | 0 | 1337270.0357 | 0 | 1337270.0357 | 1337270.0357 | 1470997.0393
| E250 | CI Retrofit | 2016 |  | Roof ceiling insulation | 24 |  | 20482.5 |  | Comm Space Heat | 2 | 40965 |  | 30809.38 |  |  | 24 | 0.0058953 | 0 | 15404.69 | 20482.5 |  | 30809.38 |  |  | 0 | 0 |  |  | 2.4811 | 101636.3 | 2.4811 | 0 | 101636.3 | 0 | 101636.3 | 101636.3 | 111799.93
| E250 | CI Retrofit | 2016 |  | Software | 10 |  | 165150.5 |  | Comm Flat | 4 | 660602 |  | 105698.08 |  |  | 10 | 0.039611 | 0 | 26424.52 | 165150.5 |  | 105698.08 |  |  | 0 | 0 |  |  | 0.58924 | 389250.2029 | 0.58924 | 0 | 389250.2029 | 0 | 389250.2029 | 389250.2029 | 428175.2232
| E250 | CI Retrofit | 2016 |  | Variable Frequency Drive and Controls | 15 |  | 36833 |  | Comm Flat | 1 | 36833 |  | 41935 |  |  | 15 | 0.0033129 | 0 | 41935 | 36833 |  | 41935 |  |  | 0 | 0 |  |  | 0.80778 | 29752.8528 | 0.80778 | 0 | 29752.8528 | 0 | 29752.8528 | 29752.8528 | 32728.1381
| E250 | CI Retrofit | 2016 |  | Variable Frequency Drive and Controls | 15 |  | 83449 |  | Comm Flat | 1 | 83449 |  | 42919.36 |  |  | 15 | 0.0075057 | 0 | 42919.36 | 83449 |  | 42919.36 |  |  | 0 | 0 |  |  | 0.80778 | 67408.1886 | 0.80778 | 0 | 67408.1886 | 0 | 67408.1886 | 67408.1886 | 74149.0075
| E250 | CI Retrofit | 2016 |  | Variable Frequency Drive and Controls | 15 |  | 166866 |  | Comm Flat | 1 | 166866 |  | 102422 |  |  | 15 | 0.015009 | 0 | 102422 | 166866 |  | 102422 |  |  | 0 | 0 |  |  | 0.80778 | 134790.5284 | 0.80778 | 0 | 134790.5284 | 0 | 134790.5284 | 134790.5284 | 148269.5812
| E250 | CI Retrofit | 2016 |  | VFD - fans | 15 |  | 8092 |  | Comm Flat | 1 | 8092 |  | 3124 |  |  | 15 | 0.00072782 | 0 | 3124 | 8092 |  | 3124 |  |  | 0 | 0 |  |  | 0.80778 | 6536.532 | 0.80778 | 0 | 6536.532 | 0 | 6536.532 | 6536.532 | 7190.1852
| E250 | CI Retrofit | 2016 |  | VFD - pumps | 15 |  | 27001 |  | Comm Flat | 1 | 27001 |  | 14678 |  |  | 15 | 0.0024286 | 0 | 14678 | 27001 |  | 14678 |  |  | 0 | 0 |  |  | 0.80778 | 21810.7886 | 0.80778 | 0 | 21810.7886 | 0 | 21810.7886 | 21810.7886 | 23991.8675
| E250 | CI Retrofit | 2016 |  | VFD - pumps | 15 |  | 23400 |  | Comm Flat | 1 | 23400 |  | 12631 |  |  | 15 | 0.0021047 | 0 | 12631 | 23400 |  | 12631 |  |  | 0 | 0 |  |  | 0.80778 | 18901.9834 | 0.80778 | 0 | 18901.9834 | 0 | 18901.9834 | 18901.9834 | 20792.1818
| E250 | CI Retrofit | 2016 |  | Water, hot water - low flow devices | 10 |  | 9174 |  | Comm Water Heat | 3 | 27522 |  | 9277 |  |  | 10 | 0.0016503 | 0 | 3092.3333 | 9174 |  | 9277 |  |  | 0 | 0 |  |  | 0.59096 | 16264.4249 | 0.59096 | 0 | 16264.4249 | 0 | 16264.4249 | 16264.4249 | 17890.8674
| E250 | CI Retrofit | 2016 |  | Window insulation | 30 |  | 3531 |  | Comm Space Heat | 1 | 3531 |  | 5646.06 |  |  | 30 | 0.00063518 | 0 | 5646.06 | 3531 |  | 5646.06 |  |  | 0 | 0 |  |  | 2.7231 | 9615.14 | 2.7231 | 0 | 9615.14 | 0 | 9615.14 | 9615.14 | 10576.654
| E250 | CI Retrofit | 2016 |  | HVAC controls, electric - base | 10 |  | 172723.6667 |  | Comm Space Heat | 6 | 1036342 |  | 310902 |  |  | 10 | 0.062141 | 0 | 51817 | 172723.6667 |  | 310902 |  |  | 0 | 0 |  |  | 1.437 | 1489268.6817 | 1.437 | 0 | 1489268.6817 | 0 | 1489268.6817 | 1489268.6817 | 1638195.5499
| E250 | CI Retrofit | 2016 |  | HVAC controls, electric - performance | 10 |  | 135775.2 |  | Comm Space Heat | 5 | 678876 |  | 419907 |  |  | 10 | 0.040707 | 0 | 83981.4 | 135775.2 |  | 419907 |  |  | 0 | 0 |  |  | 1.437 | 975574.4393 | 1.437 | 0 | 975574.4393 | 0 | 975574.4393 | 975574.4393 | 1073131.8832
| E250 | CI Retrofit | 2016 |  | Comp, Dryer, Receiver | 15 |  | 176064 |  | Comm Flat | 2 | 352128 |  | 154756.1 |  |  | 15 | 0.031672 | 0 | 77378.05 | 176064 |  | 154756.1 |  |  | 0 | 0 |  |  | 0.80778 | 284440.9237 | 0.80778 | 0 | 284440.9237 | 0 | 284440.9237 | 284440.9237 | 312885.0161
| E250 | CI Retrofit | 2016 |  | Compressed Air System | 15 |  | 11238 |  | Comm Flat | 1 | 11238 |  | 14116 |  |  | 15 | 0.0010108 | 0 | 14116 | 11238 |  | 14116 |  |  | 0 | 0 |  |  | 0.80778 | 9077.7987 | 0.80778 | 0 | 9077.7987 | 0 | 9077.7987 | 9077.7987 | 9985.5786
| E250 | CI Retrofit | 2016 |  | Compressors | 15 |  | 34276.5 |  | Comm Flat | 2 | 68553 |  | 30158 |  |  | 15 | 0.0061659 | 0 | 15079 | 34276.5 |  | 30158 |  |  | 0 | 0 |  |  | 0.80778 | 55375.5414 | 0.80778 | 0 | 55375.5414 | 0 | 55375.5414 | 55375.5414 | 60913.0955
| E250 | CI Retrofit | 2016 |  | Equipment | 15 |  | 675387.5 |  | Comm Flat | 2 | 1350775 |  | 958723 |  |  | 15 | 0.12149 | 0 | 479361.5 | 675387.5 |  | 958723 |  |  | 0 | 0 |  |  | 0.80778 | 1091125.0703 | 0.80778 | 0 | 1091125.0703 | 0 | 1091125.0703 | 1091125.0703 | 1200237.5773
| E250 | CI Retrofit | 2016 |  | Fan, Blower, VFD | 15 |  | 392973.25 |  | Comm Flat | 4 | 1571893 |  | 1514803.52 |  |  | 15 | 0.14138 | 0 | 378700.88 | 392973.25 |  | 1514803.52 |  |  | 0 | 0 |  |  | 0.80778 | 1269739.1202 | 0.80778 | 0 | 1269739.1202 | 0 | 1269739.1202 | 1269739.1202 | 1396713.0322
| E250 | CI Retrofit | 2016 |  | Power Generation | 15 |  | 1500145 |  | Comm Flat | 1 | 1500145 |  | 2900874 |  |  | 15 | 0.13493 | 0 | 2900874 | 1500145 |  | 2900874 |  |  | 0 | 0 |  |  | 0.80778 | 1211782.7311 | 0.80778 | 0 | 1211782.7311 | 0 | 1211782.7311 | 1211782.7311 | 1332961.0042
| E250 | CI Retrofit | 2016 |  | Pump, VFD | 15 |  | 219630 |  | Comm Flat | 3 | 658890 |  | 338218.75 |  |  | 15 | 0.059263 | 0 | 112739.5833 | 219630 |  | 338218.75 |  |  | 0 | 0 |  |  | 0.80778 | 532236.2329 | 0.80778 | 0 | 532236.2329 | 0 | 532236.2329 | 532236.2329 | 585459.8562
| E250 | CI Retrofit | 2016 |  | LED A Lamp 5W Globe | 5 |  | 57 |  | Comm Lighting | 29 | 1653 |  | 145 |  |  | 5 | 4.9559e-05 | 0 | 5 | 57 |  | 145 |  |  | 0 | 0 |  |  | 0.35238 | 582.4912 | 0.35238 | 0 | 582.4912 | 0 | 582.4912 | 582.4912 | 640.7403
| E250 | CI Retrofit | 2016 |  | LED Decorative | 3 |  | 57.3838 |  | Comm Lighting | 383 | 21978 |  | 2295 |  |  | 3 | 0.00039536 | 0 | 5.9922 | 57.3838 |  | 2295 |  |  | 0 | 0 |  |  | 0.22248 | 4889.6488 | 0.22248 | 0 | 4889.6488 | 0 | 4889.6488 | 4889.6488 | 5378.6137
| E250 | CI Retrofit | 2016 |  | LED Direction Par 20 | 5 |  | 120 |  | Comm Lighting | 10 | 1200 |  | 200 |  |  | 5 | 3.5977e-05 | 0 | 20 | 120 |  | 200 |  |  | 0 | 0 |  |  | 0.35238 | 422.8611 | 0.35238 | 0 | 422.8611 | 0 | 422.8611 | 422.8611 | 465.1472
| E250 | CI Retrofit | 2016 |  | LED MR 16 | 5 |  | 99.0306 |  | Comm Lighting | 294 | 29115 |  | 4260 |  |  | 5 | 0.0008729 | 0 | 14.4898 | 99.0306 |  | 4260 |  |  | 0 | 0 |  |  | 0.35238 | 10259.6673 | 0.35238 | 0 | 10259.6673 | 0 | 10259.6673 | 10259.6673 | 11285.634
| E250 | CI Retrofit | 2016 |  | LED MR16 | 5 |  | 58 |  | Comm Lighting | 32 | 1856 |  | 480 |  |  | 5 | 5.5645e-05 | 0 | 15 | 58 |  | 480 |  |  | 0 | 0 |  |  | 0.35238 | 654.0252 | 0.35238 | 0 | 654.0252 | 0 | 654.0252 | 654.0252 | 719.4277
| E250 | CI Retrofit | 2016 |  | LED: Directional (Par, BR, R) 20 | 5 |  | 104.3409 |  | Comm Lighting | 132 | 13773 |  | 2520 |  |  | 5 | 0.00041293 | 0 | 19.0909 | 104.3409 |  | 2520 |  |  | 0 | 0 |  |  | 0.35238 | 4853.3882 | 0.35238 | 0 | 4853.3882 | 0 | 4853.3882 | 4853.3882 | 5338.727
| E250 | CI Retrofit | 2016 |  | LED: Directional (Par, BR, R) 30 | 5 |  | 98.8652 |  | Comm Lighting | 586 | 57935 |  | 11704.92 |  |  | 5 | 0.001737 | 0 | 19.9743 | 98.8652 |  | 11704.92 |  |  | 0 | 0 |  |  | 0.35238 | 20415.3812 | 0.35238 | 0 | 20415.3812 | 0 | 20415.3812 | 20415.3812 | 22456.9193
| E250 | CI Retrofit | 2016 |  | LED: Directional (Par, BR, R) 38/40 | 5 |  | 108.7495 |  | Comm Lighting | 483 | 52526 |  | 9544.43 |  |  | 5 | 0.0015748 | 0 | 19.7607 | 108.7495 |  | 9544.43 |  |  | 0 | 0 |  |  | 0.35238 | 18509.3348 | 0.35238 | 0 | 18509.3348 | 0 | 18509.3348 | 18509.3348 | 20360.2683
| E250 | CI Retrofit | 2016 |  | LED: New Exit Sign | 9 |  | 153.9953 |  | Comm Lighting | 172 | 26487.2 |  | 5555.9 |  |  | 9 | 0.0014294 | 0 | 32.3017 | 153.9953 |  | 5555.9 |  |  | 0 | 0 |  |  | 0.58086 | 15385.3718 | 0.58086 | 0 | 15385.3718 | 0 | 15385.3718 | 15385.3718 | 16923.909
| E250 | CI Retrofit | 2016 |  | LED: Omni Directional | 5 |  | 88.5675 |  | Comm Lighting | 1503 | 133117 |  | 8930.45 |  |  | 5 | 0.003991 | 0 | 5.9417 | 88.5675 |  | 8930.45 |  |  | 0 | 0 |  |  | 0.35238 | 46908.3334 | 0.35238 | 0 | 46908.3334 | 0 | 46908.3334 | 46908.3334 | 51599.1667
| E250 | CI Retrofit | 2016 |  | Lighting Enhanced with Controls | 12 |  | 128048.632 |  | Comm Lighting | 125 | 16006079 |  | 8680542.65 |  |  | 12 | 1.1517 | 0 | 69444.3412 | 128048.632 |  | 8680542.65 |  |  | 0 | 0 |  |  | 0.73138 | 11706540.5637 | 0.73138 | 0 | 11706540.5637 | 0 | 11706540.5637 | 11706540.5637 | 12877194.6201
| E250 | CI Retrofit | 2016 |  | Occupancy Sensor | 10 |  | 140.5068 |  | Comm Lighting | 584 | 82056 |  | 25773.11 |  |  | 10 | 0.0049203 | 0 | 44.132 | 140.5068 |  | 25773.11 |  |  | 0 | 0 |  |  | 0.63153 | 51821.0089 | 0.63153 | 0 | 51821.0089 | 0 | 51821.0089 | 51821.0089 | 57003.1098
| E250 | CI Retrofit | 2016 |  | Per Item Install Cost | 0 |  | 0 |  | Comm Lighting | 38 | 0 |  | 127073.26 |  |  | 0 | 0 | 0 | 3344.0332 | 0 |  | 127073.26 |  |  | 0 | 0
| E250 | CI Retrofit | 2016 |  | Per Item Install Cost | 0 |  | 0 |  | Comm Lighting | 64 | 0 |  | 135559.54 |  |  | 0 | 0 | 0 | 2118.1178 | 0 |  | 135559.54 |  |  | 0 | 0
| E250 | CI Retrofit | 2016 |  | Tubular LED | 12 |  | 26.4406 |  | Comm Lighting | 9281 | 245395 |  | 56556.4 |  |  | 12 | 0.017657 | 0 | 6.0938 | 26.4406 |  | 56556.4 |  |  | 0 | 0 |  |  | 0.73138 | 179477.2175 | 0.73138 | 0 | 179477.2175 | 0 | 179477.2175 | 179477.2175 | 197424.9392
| E250 | CI Retrofit | 2016 |  | LED Decorative | 3 |  | 127 |  | Comm Lighting | 100 | 12700 |  | 500 |  |  | 3 | 0.00022846 | 0 | 5 | 127 |  | 500 |  |  | 0 | 0 |  |  | 0.22248 | 2825.4864 | 0.22248 | 0 | 2825.4864 | 0 | 2825.4864 | 2825.4864 | 3108.035
| E250 | CI Retrofit | 2016 |  | LED MR 16 | 5 |  | 108.8885 |  | Comm Lighting | 1112 | 121084 |  | 15332.73 |  |  | 5 | 0.0036302 | 0 | 13.7884 | 108.8885 |  | 15332.73 |  |  | 0 | 0 |  |  | 0.35238 | 42668.0938 | 0.35238 | 0 | 42668.0938 | 0 | 42668.0938 | 42668.0938 | 46934.9031
| E250 | CI Retrofit | 2016 |  | LED: Directional (Par, BR, R) 20 | 5 |  | 89.7778 |  | Comm Lighting | 45 | 4040 |  | 860.72 |  |  | 5 | 0.00012112 | 0 | 19.1271 | 89.7778 |  | 860.72 |  |  | 0 | 0 |  |  | 0.35238 | 1423.6323 | 0.35238 | 0 | 1423.6323 | 0 | 1423.6323 | 1423.6323 | 1565.9956
| E250 | CI Retrofit | 2016 |  | LED: Directional (Par, BR, R) 30 | 5 |  | 75.323 |  | Comm Lighting | 579 | 43612 |  | 11580.52 |  |  | 5 | 0.0013075 | 0 | 20.0009 | 75.323 |  | 11580.52 |  |  | 0 | 0 |  |  | 0.35238 | 15368.1816 | 0.35238 | 0 | 15368.1816 | 0 | 15368.1816 | 15368.1816 | 16904.9998
| E250 | CI Retrofit | 2016 |  | LED: Directional (Par, BR, R) 38/40 | 5 |  | 175.4269 |  | Comm Lighting | 1963 | 344363 |  | 37969.71 |  |  | 5 | 0.010324 | 0 | 19.3427 | 175.4269 |  | 37969.71 |  |  | 0 | 0 |  |  | 0.35238 | 121348.0953 | 0.35238 | 0 | 121348.0953 | 0 | 121348.0953 | 121348.0953 | 133482.9048
| E250 | CI Retrofit | 2016 |  | LED: New Exit Sign | 9 |  | 149.6919 |  | Comm Lighting | 185 | 27693 |  | 4582.13 |  |  | 9 | 0.0014945 | 0 | 24.7683 | 149.6919 |  | 4582.13 |  |  | 0 | 0 |  |  | 0.58086 | 16085.7736 | 0.58086 | 0 | 16085.7736 | 0 | 16085.7736 | 16085.7736 | 17694.3509
| E250 | CI Retrofit | 2016 |  | LED: Omni Directional | 5 |  | 59.6379 |  | Comm Lighting | 1055 | 62918 |  | 5677.45 |  |  | 5 | 0.0018864 | 0 | 5.3815 | 59.6379 |  | 5677.45 |  |  | 0 | 0 |  |  | 0.35238 | 22171.3118 | 0.35238 | 0 | 22171.3118 | 0 | 22171.3118 | 22171.3118 | 24388.443
| E250 | CI Retrofit | 2016 |  | Lighting Standard | 12 |  | 45769.471 |  | Comm Lighting | 637 | 29155153 |  | 14204563.52 |  |  | 12 | 2.0979 | 0 | 22299.1578 | 45769.471 |  | 14204563.52 |  |  | 0 | 0 |  |  | 0.73138 | 21323522.2215 | 0.73138 | 0 | 21323522.2215 | 0 | 21323522.2215 | 21323522.2215 | 23455874.4437
| E250 | CI Retrofit | 2016 |  | Lighting Standard with Controls | 12 |  | 4597.2557 |  | Comm Lighting | 970 | 4459338 |  | 2632812.23 |  |  | 12 | 0.32087 | 0 | 2714.2394 | 4597.2557 |  | 2632812.23 |  |  | 0 | 0 |  |  | 0.73138 | 3261474.6675 | 0.73138 | 0 | 3261474.6675 | 0 | 3261474.6675 | 3261474.6675 | 3587622.1342
| E250 | CI Retrofit | 2016 |  | Occupancy Sensor | 10 |  | 694.0714 |  | Comm Lighting | 168 | 116604 |  | 7560 |  |  | 10 | 0.0069918 | 0 | 45 | 694.0714 |  | 7560 |  |  | 0 | 0 |  |  | 0.63153 | 73639.1845 | 0.63153 | 0 | 73639.1845 | 0 | 73639.1845 | 73639.1845 | 81003.103
| E250 | CI Retrofit | 2016 |  | Per Item Install Cost | 0 |  | 0 |  | Comm Lighting | 51 | 0 |  | 99109.5 |  |  | 1 | 0 | 0 | 1943.3235 | 0 |  | 99109.5 |  |  | 0 | 0
| E250 | CI Retrofit | 2016 |  | Per Item Install Cost | 0 |  | 0 |  | Comm Lighting | 39 | 0 |  | 145708.71 |  |  | 1 | 0 | 0 | 3736.1208 | 0 |  | 145708.71 |  |  | 0 | 0
| E250 | CI Retrofit | 2016 |  | Street Lighting | 20 |  | 402513.3333 |  | Comm Lighting | 3 | 1207540 |  | 973935.59 |  |  | 20 | 0.14481 | 0 | 324645.1967 | 402513.3333 |  | 973935.59 |  |  | 0 | 0 |  |  | 1.043 | 1259420.8773 | 1.043 | 0 | 1259420.8773 | 0 | 1259420.8773 | 1259420.8773 | 1385362.965
| E250 | CI Retrofit | 2016 |  | Tubular LED | 12 |  | 23.3376 |  | Comm Lighting | 12510 | 291953 |  | 74874 |  |  | 12 | 0.021007 | 0 | 5.9851 | 23.3376 |  | 74874 |  |  | 0 | 0 |  |  | 0.73138 | 213528.8497 | 0.73138 | 0 | 213528.8497 | 0 | 213528.8497 | 213528.8497 | 234881.7347
| E250 | CI Retrofit | 2016 |  | LED Lighting | 12 |  | 62795 |  | Comm Lighting | 1 | 62795 |  | 39436.43 |  |  | 12 | 0.0045184 | 0 | 39436.43 | 62795 |  | 39436.43 |  |  | 0 | 0 |  |  | 0.73138 | 45927.064 | 0.73138 | 0 | 45927.064 | 0 | 45927.064 | 45927.064 | 50519.7704
| E250 | CI Retrofit | 2016 |  | LED Street Lighting | 20 |  | 91060 |  | Comm Lighting | 1 | 91060 |  | 58051 |  |  | 20 | 0.01092 | 0 | 58051 | 91060 |  | 58051 |  |  | 0 | 0 |  |  | 1.043 | 94972.3115 | 1.043 | 0 | 94972.3115 | 0 | 94972.3115 | 94972.3115 | 104469.5427
| E250 | CI Retrofit | 2016 |  | Low wattage T8 relamp, 26 to 28 watts | 6 |  | 960 |  | Comm Lighting | 1 | 960 |  | 592 |  |  | 6 | 3.4538e-05 | 0 | 592 | 960 |  | 592 |  |  | 0 | 0 |  |  | 0.4137 | 397.1483 | 0.4137 | 0 | 397.1483 | 0 | 397.1483 | 397.1483 | 436.8631
| E250 | CI Retrofit | 2016 |  | Ltg Enhanced Ltg | 12 |  | 151493 |  | Comm Lighting | 1 | 151493 |  | 99328.75 |  |  | 12 | 0.010901 | 0 | 99328.75 | 151493 |  | 99328.75 |  |  | 0 | 0 |  |  | 0.73138 | 110799.0876 | 0.73138 | 0 | 110799.0876 | 0 | 110799.0876 | 110799.0876 | 121878.9964
| E250 | CI Retrofit | 2016 |  | LED Lighting | 12 |  | 325522 |  | Comm Lighting | 1 | 325522 |  | 91553.1 |  |  | 12 | 0.023423 | 0 | 91553.1 | 325522 |  | 91553.1 |  |  | 0 | 0 |  |  | 0.73138 | 238080.5753 | 0.73138 | 0 | 238080.5753 | 0 | 238080.5753 | 238080.5753 | 261888.6329
| E250 | CI Retrofit | 2016 |  | LED <= 50W | 20 |  | 181 |  | Comm Lighting | 16 | 2896 |  | 2048 |  |  | 20 | 0.0003473 | 0 | 128 | 181 |  | 2048 |  |  | 0 | 0 |  |  | 1.043 | 3020.4241 | 1.043 | 0 | 3020.4241 | 0 | 3020.4241 | 3020.4241 | 3322.4665
| E250 | CI Retrofit | 2016 |  | LED 151W - 200W | 20 |  | 416 |  | Comm Lighting | 6 | 2496 |  | 715.02 |  |  | 20 | 0.00029933 | 0 | 119.17 | 416 |  | 715.02 |  |  | 0 | 0 |  |  | 1.043 | 2603.2384 | 1.043 | 0 | 2603.2384 | 0 | 2603.2384 | 2603.2384 | 2863.5623
| E250 | CI Retrofit | 2016 |  | LED 51W - 75W | 20 |  | 292.9474 |  | Comm Lighting | 19 | 5566 |  | 3349 |  |  | 20 | 0.0006675 | 0 | 176.2632 | 292.9474 |  | 3349 |  |  | 0 | 0 |  |  | 1.043 | 5805.1382 | 1.043 | 0 | 5805.1382 | 0 | 5805.1382 | 5805.1382 | 6385.652
| E250 | CI Retrofit | 2016 |  | Per Item Install Cost | 1 |  | 0 |  | Com Flat | 1 | 0 |  | 227.58 |  |  | 1 | 0 | 0 | 227.58 | 0 |  | 227.58 |  |  | 0 | 0 |  |  | 0 | 0 | 0 | 0 | 0 | 0 | 0 | 0 | 0
| E250 | CI Retrofit | 2016 |  | LED <= 50W | 20 |  | 181 |  | Comm Lighting | 69 | 12489 |  | 11380.17 |  |  | 20 | 0.0014977 | 0 | 164.93 | 181 |  | 11380.17 |  |  | 0 | 0 |  |  | 1.043 | 13025.5787 | 1.043 | 0 | 13025.5787 | 0 | 13025.5787 | 13025.5787 | 14328.1366
| E250 | CI Retrofit | 2016 |  | LED 101W - 150W | 20 |  | 441 |  | Comm Lighting | 4 | 1764 |  | 1721.2 |  |  | 20 | 0.00021155 | 0 | 430.3 | 441 |  | 1721.2 |  |  | 0 | 0 |  |  | 1.043 | 1839.7887 | 1.043 | 0 | 1839.7887 | 0 | 1839.7887 | 1839.7887 | 2023.7676
| E250 | CI Retrofit | 2016 |  | LED 51W - 75W | 20 |  | 273.4286 |  | Comm Lighting | 7 | 1914 |  | 1196 |  |  | 20 | 0.00022954 | 0 | 170.8571 | 273.4286 |  | 1196 |  |  | 0 | 0 |  |  | 1.043 | 1996.2333 | 1.043 | 0 | 1996.2333 | 0 | 1996.2333 | 1996.2333 | 2195.8566
| E250 | CI Retrofit | 2016 |  | Street Lighting Standard with Controls | 20 |  | 94538.451 |  | Comm Lighting | 51 | 4821461 |  | 3230932.26 |  |  | 20 | 0.57821 | 0 | 63351.6129 | 94538.451 |  | 3230932.26 |  |  | 0 | 0 |  |  | 1.043 | 5028610.7645 | 1.043 | 0 | 5028610.7645 | 0 | 5028610.7645 | 5028610.7645 | 5531471.8409
| E250 | CI Retrofit | 2016 |  | Data Center Cooling system retrofit | 15 |  | 633211 |  | Comm Flat | 5 | 3166055 |  | 1322473.22 |  |  | 15 | 0.28477 | 0 | 264494.644 | 633211 |  | 1322473.22 |  |  | 0 | 0 |  |  | 0.80778 | 2557466.6279 | 0.80778 | 0 | 2557466.6279 | 0 | 2557466.6279 | 2557466.6279 | 2813213.2907
| E250 | CI Retrofit | 2016 |  | Data Center Low cost Measure | 5 |  | 281045 |  | Comm Flat | 1 | 281045 |  | 0 |  |  | 5 | 0.0084261 | 0 | 0 | 281045 |  | 0 |  |  | 0 | 0 |  |  | 0.32775 | 92113.8231 | 0.32775 | 0 | 92113.8231 | 0 | 92113.8231 | 92113.8231 | 101325.2055
| E250 | CI Retrofit | 2016 |  | Generic Measure - Custom | 15 |  | 196624.43 |  | Comm Flat | 1 | 196624.43 |  | 55806.28 |  |  | 15 | 0.017685 | 0 | 55806.28 | 196624.43 |  | 55806.28 |  |  | 0 | 0 |  |  | 0.80778 | 158828.7057 | 0.80778 | 0 | 158828.7057 | 0 | 158828.7057 | 158828.7057 | 174711.5763
| E250 | CI Retrofit | 2016 |  | ESG: Refrigeration - Open Case Door | 15 |  | 210276 |  | Comm Refrigeration | 1 | 210276 |  | 49342.24 |  |  | 15 | 0.018913 | 0 | 49342.24 | 210276 |  | 49342.24 |  |  | 0 | 0 |  |  | 0.7962 | 167421.0756 | 0.7962 | 0 | 167421.0756 | 0 | 167421.0756 | 167421.0756 | 184163.1831
| E250 | CI Retrofit | 2016 |  | ESG: Control - HVAC | 10 |  | 278240.47 |  | Comm Space Heat | 1 | 278240.47 |  | 101657.96 |  |  | 10 | 0.016684 | 0 | 101657.96 | 278240.47 |  | 101657.96 |  |  | 0 | 0 |  |  | 1.437 | 399843.6983 | 1.437 | 0 | 399843.6983 | 0 | 399843.6983 | 399843.6983 | 439828.0681
| E250 | CI Retrofit | 2016 |  | ESG: Motor - VFD | 15 |  | 55115.44 |  | Comm Space Heat | 1 | 55115.44 |  | 34567.33 |  |  | 15 | 0.0049573 | 0 | 34567.33 | 55115.44 |  | 34567.33 |  |  | 0 | 0 |  |  | 1.9101 | 105274.0766 | 1.9101 | 0 | 105274.0766 | 0 | 105274.0766 | 105274.0766 | 115801.4842
| E250 | CI Retrofit | 2016 |  | ESG: Lighting - General | 12 |  | 2402837 |  | Comm Lighting | 1 | 2402837 |  | 1339012.02 |  |  | 12 | 0.1729 | 0 | 1339012.02 | 2402837 |  | 1339012.02 |  |  | 0 | 0 |  |  | 0.73138 | 1757389.1025 | 0.73138 | 0 | 1757389.1025 | 0 | 1757389.1025 | 1757389.1025 | 1933128.0128
| E250 | CI Retrofit | 2016 |  | ESG: Sealing - Gasket | 3 |  | 26315 |  | Comm Refrigeration | 1 | 26315 |  | 9369.86 |  |  | 3 | 0.00047337 | 0 | 9369.86 | 26315 |  | 9369.86 |  |  | 0 | 0 |  |  | 0.20314 | 5345.6805 | 0.20314 | 0 | 5345.6805 | 0 | 5345.6805 | 5345.6805 | 5880.2486
| E250 | CI Retrofit | 2016 |  | ESG: Control - Anti Sweat | 10 |  | 102222.5 |  | Comm Refrigeration | 1 | 102222.5 |  | 18263.61 |  |  | 10 | 0.0061295 | 0 | 18263.61 | 102222.5 |  | 18263.61 |  |  | 0 | 0 |  |  | 0.58027 | 59316.8539 | 0.58027 | 0 | 59316.8539 | 0 | 59316.8539 | 59316.8539 | 65248.5392
| E250 | CI Retrofit | 2016 |  | ESG: Motor - ECM | 15 |  | 133348 |  | Comm Refrigeration | 1 | 133348 |  | 22090.08 |  |  | 15 | 0.011994 | 0 | 22090.08 | 133348 |  | 22090.08 |  |  | 0 | 0 |  |  | 0.7962 | 106171.2491 | 0.7962 | 0 | 106171.2491 | 0 | 106171.2491 | 106171.2491 | 116788.3741
| E250 | CI Retrofit | 2016 |  | ESG: Lighting - Display Case | 12 |  | 905957.5 |  | Comm Lighting | 1 | 905957.5 |  | 265408.94 |  |  | 12 | 0.065188 | 0 | 265408.94 | 905957.5 |  | 265408.94 |  |  | 0 | 0 |  |  | 0.73138 | 662600.0173 | 0.73138 | 0 | 662600.0173 | 0 | 662600.0173 | 662600.0173 | 728860.0191
| E250 | CI Retrofit | 2016 |  | ESG: Display Case - Replacement | 20 |  | 192560.17 |  | Comm Refrigeration | 1 | 192560.17 |  | 485012.6 |  |  | 20 | 0.023093 | 0 | 485012.6 | 192560.17 |  | 485012.6 |  |  | 0 | 0 |  |  | 0.9653 | 185879.1884 | 0.9653 | 0 | 185879.1884 | 0 | 185879.1884 | 185879.1884 | 204467.1072
| E250 | CI Retrofit | 2016 |  | ESG: HVAC System | 15 |  | 93245 |  | Comm Space Heat | 1 | 93245 |  | 186306.18 |  |  | 15 | 0.0083868 | 0 | 186306.18 | 93245 |  | 186306.18 |  |  | 0 | 0 |  |  | 1.9101 | 178104.0171 | 1.9101 | 0 | 178104.0171 | 0 | 178104.0171 | 178104.0171 | 195914.4188
| E250 | CI Retrofit | 2016 |  | ESG: Control - Refrigeration | 10 |  | 1470 |  | Comm Refrigeration | 1 | 1470 |  | 620.88 |  |  | 10 | 8.8145e-05 | 0 | 620.88 | 1470 |  | 620.88 |  |  | 0 | 0 |  |  | 0.58027 | 852.9998 | 0.58027 | 0 | 852.9998 | 0 | 852.9998 | 852.9998 | 938.2998
[12 empty] | 166771451.55 | 34427405.03 | 86586066.23 |  |  |  | 8.946 |  |  |  | 9025997.88 | 52158661.2 | 43453402.91 | 95612064.11 | 0 | 0 | 40320500.0557 | 88718626.8071 | [7 empty] | 155951555.7968 | 171546711.3765 | 3.8678 | 1.9336
[13 empty] | DBtC | OH | Total Budget |  |  | EES Tracking |  | Year | DBtC | OH | Total Budget
[11 empty] | Commercial Industrial Retrofit {E} | 2016 | 4386177.96 | 1593389.13 | 5979567.09 |  |  |  |  | 2016 | 18244867.17 | 4679202.37 | 22924069.54
[11 empty] | Commercial Industrial Retrofit {E} | 2017 | 2865582.89 | 1195818.68 | 4061401.57 |  |  |  |  | 2017 | 16182537.86 | 4346795.51 | 20529333.37
[11 empty] | Business Lighting - Grants {E} | 2016 | 12447787.4 | 2286202.87 | 14733990.27 |  |  |  |  | Total | 34427405.03 | 9025997.88 | 43453402.91
[11 empty] | Business Lighting - Grants {E} | 2017 | 12372523.35 | 2480984.8 | 14853508.15
[11 empty] | Data Center Efficiency {E} | 2016 | 657277 | 107840.36 | 765117.36 | [5 empty] | Budget | Savings
[11 empty] | Data Center Efficiency {E} | 2017 | 0 | 415.8 | 415.8 |  |  | Exhibit 1 |  |  | 43453403.91 | 166771.449
[11 empty] | Industrial System Optimization {E} | 2016 | 26105.26 | 301657.91 | 327763.17
[11 empty] | Industrial System Optimization {E} | 2017 | 197040.31 | 312827.73 | 509868.04
[11 empty] | Energy Smart Grocer {E} | 2016 | 727519.55 | 390112.1 | 1117631.65
[11 empty] | Energy Smart Grocer {E} | 2017 | 747391.31 | 356748.5 | 1104139.81
[12 empty] | 2016 | 18244867.17 | 4679202.37 | 22924069.54
[12 empty] | 2017 | 16182537.86 | 4346795.51 | 20529333.37

## E253 SEM Elect
Rtn to Summary | [27 empty] | Final Costs |  |  |  | Math Check Only - Columns can be deleted or hidden |  |  |  |  | Final Benefits
| paste | paste |  | paste | paste | paste | paste | paste | paste | paste | paste | paste | paste total DBtC | paste | paste | paste | Formula: G + H | formula | formula: N/L | formula: O/L | formula: M/L | Total only derived from Actual Spending | formula: O-N | Formula total only W+N | Formula total only W+O | Formula | Formula | Formula Total Only | Formula Total Only | Formula | Formula | Formula | Formula | Formula | Formula | Formula | Formula | Formula | Formula Total Only: AL/AC | Formula Total Only: AM/AD
| Sch. No. | Program | Year | Measure ID - Version | Measure Name | Measure Life Period 1 | Measure Life Period 2 | Unit Savings period 1 | Unit Savings Period 2 | End Use | Measure Quantity | kWh Savings - Total | kWh Incentive - Total | kWh Measure Cost - Total | Year 1 NEBs | Unit Annual O&M | Total Measure Life | Weighted Life | Incentives Per Unit | Incremental Measure Cost per Unit | Savings per unit | Program Overhead | Total Customer Cost | Total Utility Program Costs | Total Resource Cost | PV Total Non-Energy Benefits | PV Total Net Euipment O&M | PV Total Utility Program Costs | PV Total Resource Costs | Unit PV First period Savings for 1 kWh | Total First Period Savings | Unit PV Savings for Second Period for 1 kWh | Total Second period Savings | Unadjusted Total | Decrement | Final UC Total Savings | PV Total Savings UC | PV Total Savings TRC | UC B/C Ratio | TRC B/C Ratio
| E253 | Community RCM | 2017 | 12055 - 1 | USB: Savings Tracking | 3 |  | 1432457 |  | Comm Flat | 1 | 1432457 | 0 | 0 |  |  | 3 | 0.15177 | 0 | 0 | 1432457 |  |  |  |  | 0 | 0 |  |  | 0.20653 | 295849.3518 | 0.20653 | 0 | 295849.3518 | 0 | 295849.3518 | 295849.3518 | 325434.287
| E253 | Resource Conservation Manager | 2017 | 10258 - 1 | Generic Measure - Custom | 15 |  | 69613 |  | Comm Flat | 1 | 69613 | 1392 | 2785 |  |  | 15 | 0.036877 | 1392 | 2785 | 69613 |  |  |  |  | 0 | 0 |  |  | 0.80778 | 56231.7851 | 0.80778 | 0 | 56231.7851 | 0 | 56231.7851 | 56231.7851 | 61854.9636
| E253 | Resource Conservation Manager | 2017 | 11915 - 1 | RCM - Performance Incentive - Year 1 | 3 |  | 1376928 |  | Comm Flat | 1 | 1376928 | 28083 | 52580.3 |  |  | 3 | 0.14588 | 28083 | 52580.3 | 1376928 |  |  |  |  | 0 | 0 |  |  | 0.20653 | 284380.7921 | 0.20653 | 0 | 284380.7921 | 0 | 284380.7921 | 284380.7921 | 312818.8713
| E253 | Resource Conservation Manager | 2017 | 11916 - 1 | RCM - Performance Target Incentive - Year 1 | 3 |  | 0 |  | Comm Flat | 1 | 0 | 4500 | 4500 |  |  | 3 | 0 | 4500 | 4500 | 0 |  |  |  |  | 0 | 0 |  |  | 0.20653 | 0 | 0.20653 | 0 | 0 | 0 | 0 | 0 | 0
| E253 | Resource Conservation Manager | 2017 | 11917 - 1 | RCM - Start Up Incentive - Year 1 | 3 |  | 0 |  | Comm Flat | 1 | 0 | 34916 | 34916 |  |  | 3 | 0 | 34916 | 34916 | 0 |  |  |  |  | 0 | 0 |  |  | 0.20653 | 0 | 0.20653 | 0 | 0 | 0 | 0 | 0 | 0
| E253 | Resource Conservation Manager | 2017 | 11918 - 1 | RCM - Training Allowance - Year 1 | 3 |  | 0 |  | Comm Flat | 1 | 0 | 2733 | 2733 |  |  | 3 | 0 | 2733 | 2733 | 0 |  |  |  |  | 0 | 0 |  |  | 0.20653 | 0 | 0.20653 | 0 | 0 | 0 | 0 | 0 | 0
| E253 | Resource Conservation Manager | 2017 | 11919 - 1 | RCM - Performance Incentive - Year 2 | 3 |  | 6031929 |  | Comm Flat | 1 | 6031929 | 132555 | 241278.62 |  |  | 3 | 0.63907 | 132555 | 241278.62 | 6031929 |  |  |  |  | 0 | 0 |  |  | 0.20653 | 1245791.1719 | 0.20653 | 0 | 1245791.1719 | 0 | 1245791.1719 | 1245791.1719 | 1370370.2891
| E253 | Resource Conservation Manager | 2017 | 11920 - 1 | RCM - Performance Target Incentive - Year 2 | 3 |  | 0 |  | Comm Flat | 1 | 0 | 39600 | 39600 |  |  | 3 | 0 | 39600 | 39600 | 0 |  |  |  |  | 0 | 0 |  |  | 0.20653 | 0 | 0.20653 | 0 | 0 | 0 | 0 | 0 | 0
| E253 | Resource Conservation Manager | 2017 | 11921 - 1 | RCM - Training Allowance - Year 2 | 3 |  | 0 |  | Comm Flat | 1 | 0 | 4380 | 4380 |  |  | 3 | 0 | 4380 | 4380 | 0 |  |  |  |  | 0 | 0 |  |  | 0.20653 | 0 | 0.20653 | 0 | 0 | 0 | 0 | 0 | 0
| E253 | Resource Conservation Manager | 2017 | 11922 - 1 | RCM - Performance Incentive - Year 3 | 3 |  | 5483183 |  | Comm Flat | 1 | 5483183 | 120795 | 208716.5 |  |  | 3 | 0.58093 | 120795 | 208716.5 | 5483183 |  |  |  |  | 0 | 0 |  |  | 0.20653 | 1132457.1253 | 0.20653 | 0 | 1132457.1253 | 0 | 1132457.1253 | 1132457.1253 | 1245702.8378
| E253 | Resource Conservation Manager | 2017 | 11923 - 1 | RCM - Performance Target Incentive - Year 3 | 3 |  | 0 |  | Comm Flat | 1 | 0 | 48517 | 48517.26 |  |  | 3 | 0 | 48517 | 48517.26 | 0 |  |  |  |  | 0 | 0 |  |  | 0.20653 | 0 | 0.20653 | 0 | 0 | 0 | 0 | 0 | 0
| E253 | Resource Conservation Manager | 2017 | 11924 - 1 | RCM - Training Allowance - Year 3 | 3 |  | 0 |  | Comm Flat | 1 | 0 | 4844 | 4844 |  |  | 3 | 0 | 4844 | 4844 | 0 |  |  |  |  | 0 | 0 |  |  | 0.20653 | 0 | 0.20653 | 0 | 0 | 0 | 0 | 0 | 0
| E253 | RCM Elect | 2016 |  | RCM Renewal Perform Incentive | 3 |  | 658254 |  | Comm Flat | 1 | 658254 | 13165 | 26330 |  |  | 3 | 0.069741 | 13165 | 26330 | 658254 |  |  |  |  | 0 | 0 |  |  | 0.20653 | 135951.0402 | 0.20653 | 0 | 135951.0402 | 0 | 135951.0402 | 135951.0402 | 149546.1442
| E253 | RCM Elect | 2016 |  | RCM Training Stipend | 3 |  | 0 |  | Comm Flat | 1 | 0 | 0 | 0 |  |  | 3 | 0 | 0 | 0 | 0 |  |  |  |  | 0 | 0 |  |  | 0.20653 | 0 | 0.20653 | 0 | 0 | 0 | 0 | 0 | 0
| E253 | RCM Elect | 2016 |  | Year 1 Performance Incentive | 3 |  | 455064 |  | Comm Flat | 14 | 6370896 | 104470.96 | 192020 |  |  | 3 | 0.67498 | 7462.2114 | 13715.7143 | 455064 |  |  |  |  | 0 | 0 |  |  | 0.20653 | 1315798.9748 | 0.20653 | 0 | 1315798.9748 | 0 | 1315798.9748 | 1315798.9748 | 1447378.8722
| E253 | RCM Elect | 2016 |  | Year 1 Performance Target Incentive | 3 |  | 0 |  | Comm Flat | 14 | 0 | 72912 | 72912 |  |  | 3 | 0 | 5208 | 5208 | 0 |  |  |  |  | 0 | 0 |  |  | 0.20653 | 0 | 0.20653 | 0 | 0 | 0 | 0 | 0 | 0
| E253 | RCM Elect | 2016 |  | Year 1 Performance Target Incentive | 3 |  | 0 |  | Comm Flat | 2 | 0 | 0 | 0 |  |  | 3 | 0 | 0 | 0 | 0 |  |  |  |  | 0 | 0 |  |  | 0.20653 | 0 | 0.20653 | 0 | 0 | 0 | 0 | 0 | 0
| E253 | RCM Elect | 2016 |  | Year 1 Start-up Incentive | 3 |  | 0 |  | Comm Flat | 3 | 0 | 16600 | 16600 |  |  | 3 | 0 | 5533.3333 | 5533.3333 | 0 |  |  |  |  | 0 | 0 |  |  | 0.20653 | 0 | 0.20653 | 0 | 0 | 0 | 0 | 0 | 0
| E253 | RCM Elect | 2016 |  | Year 1 Training Allowance | 3 |  | 0 |  | Comm Flat | 20 | 0 | 4650 | 5455 |  |  | 3 | 0 | 232.5 | 272.75 | 0 |  |  |  |  | 0 | 0 |  |  | 0.20653 | 0 | 0.20653 | 0 | 0 | 0 | 0 | 0 | 0
| E253 | RCM Elect | 2016 |  | Year 2 Performance Incentive | 3 |  | 541150.8182 |  | Comm Flat | 11 | 5952659 | 127109.22 | 245865 |  |  | 3 | 0.63067 | 11555.3836 | 22351.3636 | 541150.8182 |  |  |  |  | 0 | 0 |  |  | 0.20653 | 1229419.317 | 0.20653 | 0 | 1229419.317 | 0 | 1229419.317 | 1229419.317 | 1352361.2487
| E253 | RCM Elect | 2016 |  | Year 2 Performance Target Incentive | 3 |  | 0 |  | Comm Flat | 10 | 0 | 51498 | 71498 |  |  | 3 | 0 | 5149.8 | 7149.8 | 0 |  |  |  |  | 0 | 0 |  |  | 0.20653 | 0 | 0.20653 | 0 | 0 | 0 | 0 | 0 | 0
| E253 | RCM Elect | 2016 |  | Year 2 Training Allowance | 3 |  | 0 |  | Comm Flat | 11 | 0 | 3724 | 3724 |  |  | 3 | 0 | 338.5455 | 338.5455 | 0 |  |  |  |  | 0 | 0 |  |  | 0.20653 | 0 | 0.20653 | 0 | 0 | 0 | 0 | 0 | 0
| E253 | RCM Elect | 2016 |  | SRM: Performance Incentive | 3 |  | 74470 |  | Comm Flat | 1 | 74470 | 16679.4 | 16679.4 |  |  | 3 | 0.0078899 | 16679.4 | 16679.4 | 74470 |  |  |  |  | 0 | 0 |  |  | 0.20653 | 15380.4974 | 0.20653 | 0 | 15380.4974 | 0 | 15380.4974 | 15380.4974 | 16918.5472
| E253 | RCM Elect | 2016 |  | SRM: Performance Incentive | 3 |  | 120459 |  | Comm Flat | 1 | 120459 | 11910.34 | 11910.34 |  |  | 3 | 0.012762 | 11910.34 | 11910.34 | 120459 |  |  |  |  | 0 | 0 |  |  | 0.20653 | 24878.7343 | 0.20653 | 0 | 24878.7343 | 0 | 24878.7343 | 24878.7343 | 27366.6077
| E253 | RCM Elect | 2016 |  | SRM: Performance Incentive | 3 |  | 410125 |  | Comm Flat | 1 | 410125 | 29076.18 | 29076.18 |  |  | 3 | 0.043452 | 29076.18 | 29076.18 | 410125 |  |  |  |  | 0 | 0 |  |  | 0.20653 | 84704.2637 | 0.20653 | 0 | 84704.2637 | 0 | 84704.2637 | 84704.2637 | 93174.69
| E253 | RCM Elect | 2016 |  | SRM: Performance Incentive | 3 |  | 325218 |  | Comm Flat | 1 | 325218 | 30555.58 | 30555.58 |  |  | 3 | 0.034456 | 30555.58 | 30555.58 | 325218 |  |  |  |  | 0 | 0 |  |  | 0.20653 | 67168.1834 | 0.20653 | 0 | 67168.1834 | 0 | 67168.1834 | 67168.1834 | 73885.0017
| E253 | RCM Elect | 2016 |  | SRM: Performance Incentive | 3 |  | 9582 |  | Comm Flat | 1 | 9582 | 10640 | 10640 |  |  | 3 | 0.0010152 | 10640 | 10640 | 9582 |  |  |  |  | 0 | 0 |  |  | 0.20653 | 1978.9973 | 0.20653 | 0 | 1978.9973 | 0 | 1978.9973 | 1978.9973 | 2176.897
[12 empty] | 28315773 | 1450602.77 | 1378116.18 |  |  |  | 2.994 |  |  |  | 2051295.84 | -72486.59 | 3501898.61 | 3429412.02 | 0 | 0 | 3249418.7715 | 3182158.3186 | [7 empty] | 5889990.2343 | 6478989.2577 | 1.8126 | 2.036
[13 empty] | DBtC | OH | Total |  |  | EES Tracking |  | Year | DBtC | OH | Total Budget
[11 empty] | Urban Smart Bellevue {E} | 2016 | 470124.76 | 147915 | 618039.76 |  |  |  |  | 2016 | 984865.89 | 1061577.67 | 2046443.56
[11 empty] | Urban Smart Bellevue {E} | 2017 | 39844.68 | 429652.35 | 469497.03 |  |  |  |  | 2017 | 465736.88 | 989718.17 | 1455455.05
[11 empty] | Resource Accounting Software {E} | 2016 | 0 | 324737.96 | 324737.96 |  |  |  |  | Total | 1450602.77 | 2051295.84 | 3501898.61
[11 empty] | Resource Accounting Software {E} | 2017 | 0 | 6639.56 | 6639.56
[11 empty] | Strategic Resource Management {E} | 2016 | 41023.23 | 0 | 41023.23 | [5 empty] | Budget | Savings
[11 empty] | Commercial Strategic Energy Management {E} | 2016 | 473717.9 | 588924.71 | 1062642.61 |  |  | Exhibit 1 |  |  | 3501898.61 | 28315.773
[11 empty] | Commercial Strategic Energy Management {E} | 2017 | 425892.2 | 553426.26 | 979318.46
[12 empty] | 2016 | 984865.89 | 1061577.67 | 2046443.56
[12 empty] | 2017 | 465736.88 | 989718.17 | 1455455.05
[12 empty] | Total | 1450602.77 | 2051295.84 | 3501898.61

## E250 Comm NC Elect
Rtn to Summary | [27 empty] | Final Costs |  |  |  | Math Check Only - Columns can be deleted or hidden |  |  |  |  | Final Benefits
| paste | paste |  | paste | paste | paste | paste | paste | paste | paste | paste | paste | paste total DBtC | paste | paste | paste | Formula: G + H | formula | formula: N/L | formula: O/L | formula: M/L | Total only derived from Actual Spending | formula: O-N | Formula total only W+N | Formula total only W+O | Formula | Formula | Formula Total Only | Formula Total Only | Formula | Formula | Formula | Formula | Formula | Formula | Formula | Formula | Formula | Formula Total Only: AL/AC | Formula Total Only: AM/AD
| Sch. No. | Program | Year | Measure ID - Version | Measure Name | Measure Life Period 1 | Measure Life Period 2 | Unit Savings period 1 | Unit Savings Period 2 | End Use | Measure Quantity | kWh Savings - Total | kWh Incentive - Total | kWh Measure Cost - Total | Year 1 NEBs | Unit Annual O&M | Total Measure Life | Weighted Life | Incentives Per Unit | Incremental Measure Cost per Unit | Savings per unit | Program Overhead | Total Customer Cost | Total Utility Program Costs | Total Resource Cost | PV Total Non-Energy Benefits | PV Total Net Euipment O&M | PV Total Utility Program Costs | PV Total Resource Costs | Unit PV First period Savings for 1 kWh | Total First Period Savings | Unit PV Savings for Second Period for 1 kWh | Total Second period Savings | Unadjusted Total | Decrement | Final UC Total Savings | PV Total Savings UC | PV Total Savings TRC | UC B/C Ratio | TRC B/C Ratio
| E251 | Commercial Industrial New Construction | 2017 | 10046 - 1 | Energy Recovery System - Custom | 15 |  | 896728 |  | Comm Flat | 1 | 896728 | 277279 | 524648.01 |  |  | 15 | 0.30715 | 277279 | 524648.01 | 896728 |  |  |  |  | 0 | 0 |  |  | 0.80778 | 724356.3155 | 0.80778 | 0 | 724356.3155 | 0 | 724356.3155 | 724356.3155 | 796791.947
| E251 | Commercial Industrial New Construction | 2017 | 10057 - 1 | HVAC Control - Only - Custom | 10 |  | 4998 |  | Comm Space Heat | 1 | 4998 | 1499 | 3167 |  |  | 10 | 0.0011413 | 1499 | 3167 | 4998 |  |  |  |  | 0 | 0 |  |  | 1.437 | 7182.3441 | 1.437 | 0 | 7182.3441 | 0 | 7182.3441 | 7182.3441 | 7900.5785
| E251 | Commercial Industrial New Construction | 2017 | 10058 - 1 | Fan - VFD - Custom | 15 |  | 6817 |  | Comm Flat | 1 | 6817 | 2045 | 5603 |  |  | 15 | 0.002335 | 2045 | 5603 | 6817 |  |  |  |  | 0 | 0 |  |  | 0.80778 | 5506.6163 | 0.80778 | 0 | 5506.6163 | 0 | 5506.6163 | 5506.6163 | 6057.2779
| E251 | Commercial Industrial New Construction | 2017 | 10059 - 1 | Lighting - Custom | 20 |  | 20419230 |  | Comm Lighting | 1 | 20419230 | 3897783 | 5071006.74 |  |  | 20 | 9.3255 | 3897783 | 5071006.74 | 20419230 |  |  |  |  | 0 | 0 |  |  | 1.043 | 21296523.9748 | 1.043 | 0 | 21296523.9748 | 0 | 21296523.9748 | 21296523.9748 | 23426176.3723
| E251 | Commercial Industrial New Construction | 2017 | 10061 - 1 | Compressed Air System - Custom | 10 |  | 19849 |  | Comm Flat | 1 | 19849 | 5955 | 12081 |  |  | 10 | 0.0045325 | 5955 | 12081 | 19849 |  |  |  |  | 0 | 0 |  |  | 0.58924 | 11695.737 | 0.58924 | 0 | 11695.737 | 0 | 11695.737 | 11695.737 | 12865.3107
| E251 | Commercial Industrial New Construction | 2017 | 10065 - 1 | Motor - Custom | 15 |  | 53699.3 |  | Comm Flat | 1 | 53699.3 | 8280 | 11828 |  |  | 15 | 0.018393 | 8280 | 11828 | 53699.3 |  |  |  |  | 0 | 0 |  |  | 0.80778 | 43377.0632 | 0.80778 | 0 | 43377.0632 | 0 | 43377.0632 | 43377.0632 | 47714.7695
| E251 | Commercial Industrial New Construction | 2017 | 10070 - 1 | Pump - VFD - Custom | 15 |  | 206800 |  | Comm Flat | 1 | 206800 | 53860 | 53860 |  |  | 15 | 0.070835 | 53860 | 53860 | 206800 |  |  |  |  | 0 | 0 |  |  | 0.80778 | 167048.2979 | 0.80778 | 0 | 167048.2979 | 0 | 167048.2979 | 167048.2979 | 183753.1276
| E251 | Commercial Industrial New Construction | 2017 | 10071 - 1 | Compressor or Dryer or Receiver - Custom | 15 |  | 46854 |  | Comm Flat | 1 | 46854 | 13142 | 15774 |  |  | 15 | 0.016049 | 13142 | 15774 | 46854 |  |  |  |  | 0 | 0 |  |  | 0.80778 | 37847.5868 | 0.80778 | 0 | 37847.5868 | 0 | 37847.5868 | 37847.5868 | 41632.3455
| E251 | Commercial Industrial New Construction | 2017 | 10072 - 1 | Chiller - Custom | 20 |  | 68209 |  | Comm Refrigeration | 1 | 68209 | 20463 | 34271.18 |  |  | 20 | 0.031151 | 20463 | 34271.18 | 68209 |  |  |  |  | 0 | 0 |  |  | 0.9653 | 65842.451 | 0.9653 | 0 | 65842.451 | 0 | 65842.451 | 65842.451 | 72426.6961
| E251 | Commercial Industrial New Construction | 2017 | 10073 - 1 | Boiler - Hot Water - Custom | 24 |  | 0 |  | Comm Water Heat | 1 | 0 | 0 | 0 |  |  | 24 | 0 | 0 | 0 | 0 |  |  |  |  | 0 | 0 |  |  | 1.091 | 0 | 1.091 | 0 | 0 | 0 | 0 | 0 | 0
| E251 | Commercial Industrial New Construction | 2017 | 10076 - 1 | Lighting Power Density Reduction - Custom | 15 |  | 901070 |  | Comm Lighting | 1 | 901070 | 179460 | 179459.5 |  |  | 15 | 0.30864 | 179460 | 179459.5 | 901070 |  |  |  |  | 0 | 0 |  |  | 0.8628 | 777446.3823 | 0.8628 | 0 | 777446.3823 | 0 | 777446.3823 | 777446.3823 | 855191.0205
| E251 | Commercial Industrial New Construction | 2017 | 10261 - 1 | Refrigeration - Custom | 20 |  | 78126 |  | Comm Refrigeration | 1 | 78126 | 19120 | 19120 |  |  | 20 | 0.03568 | 19120 | 19120 | 78126 |  |  |  |  | 0 | 0 |  |  | 0.9653 | 75415.3752 | 0.9653 | 0 | 75415.3752 | 0 | 75415.3752 | 75415.3752 | 82956.9127
| E251 | Commercial Industrial New Construction | 2017 | 11930 - 1 | Commissioning - Custom | 7 |  | 57440 |  | Comm Flat | 1 | 57440 | 44388 | 44388 |  |  | 7 | 0.0091815 | 44388 | 44388 | 57440 |  |  |  |  | 0 | 0 |  |  | 0.43973 | 25257.8318 | 0.43973 | 0 | 25257.8318 | 0 | 25257.8318 | 25257.8318 | 27783.615
| E251 | ESG New Construction | 2017 | 11738 - 1 | ESGNC: Refrigeration System | 15 |  | 5024 |  | Comm Refrigeration | 1 | 5024 | 1507 | 3233 |  |  | 15 | 0.0017209 | 1507 | 3233 | 5024 |  |  |  |  | 0 | 0 |  |  | 0.7962 | 4000.0927 | 0.7962 | 0 | 4000.0927 | 0 | 4000.0927 | 4000.0927 | 4400.1019
| E251 | ESG New Construction | 2017 | 11738 - 2 | ESGNC: Refrigeration System | 15 |  | 640365.01 |  | Comm Refrigeration | 1 | 640365.01 | 122301 | 542428.41 |  |  | 15 | 0.21934 | 122301 | 542428.41 | 640365.01 |  |  |  |  | 0 | 0 |  |  | 0.7962 | 509856.5634 | 0.7962 | 0 | 509856.5634 | 0 | 509856.5634 | 509856.5634 | 560842.2197
| E251 | ESG New Construction | 2017 | 11739 - 1 | ESGNC: Display Case | 20 |  | 169682.26 |  | Comm Refrigeration | 1 | 169682.26 | 42699 | 284443.65 |  |  | 20 | 0.077494 | 42699 | 284443.65 | 169682.26 |  |  |  |  | 0 | 0 |  |  | 0.9653 | 163795.0401 | 0.9653 | 0 | 163795.0401 | 0 | 163795.0401 | 163795.0401 | 180174.5441
| E251 | ESG New Construction | 2017 | 11740 - 1 | ESGNC: HVAC System | 15 |  | 167076 |  | Comm Space Heat | 1 | 167076 | 18117 | 50674.28 |  |  | 15 | 0.057228 | 18117 | 50674.28 | 167076 |  |  |  |  | 0 | 0 |  |  | 1.9101 | 319126.031 | 1.9101 | 0 | 319126.031 | 0 | 319126.031 | 319126.031 | 351038.6341
| E251 | ESG New Construction | 2017 | 11741 - 1 | ESGNC: Lighting - General | 12 |  | 621505 |  | Comm Lighting | 1 | 621505 | 115720 | 307902.75 |  |  | 12 | 0.17031 | 115720 | 307902.75 | 621505 |  |  |  |  | 0 | 0 |  |  | 0.73138 | 454556.8901 | 0.73138 | 0 | 454556.8901 | 0 | 454556.8901 | 454556.8901 | 500012.5791
| E251 | ESG New Construction | 2017 | 11744 - 1 | ESGNC: Control - Refrigeration | 10 |  | 114120.23 |  | Comm Refrigeration | 1 | 114120.23 | 12173 | 243976.44 |  |  | 10 | 0.026059 | 12173 | 243976.44 | 114120.23 |  |  |  |  | 0 | 0 |  |  | 0.58027 | 66220.7734 | 0.58027 | 0 | 66220.7734 | 0 | 66220.7734 | 66220.7734 | 72842.8507
| E251 | CI New Construction Elect | 2016 |  | Compressors | 15 |  | 32035 |  | Comm Flat | 3 | 96105 | 28758.9 | 32348 |  |  | 15 | 0.032919 | 9586.3 | 10782.6667 | 32035 |  |  |  |  | 0 | 0 |  |  | 0.80778 | 77631.4152 | 0.80778 | 0 | 77631.4152 | 0 | 77631.4152 | 77631.4152 | 85394.5567
| E251 | CI New Construction Elect | 2016 |  | HVAC Central equipment | 15 |  | 2731 |  | Comm Space Heat | 1 | 2731 | 819 | 5895 |  |  | 15 | 0.00093544 | 819 | 5895 | 2731 |  |  |  |  | 0 | 0 |  |  | 1.9101 | 5216.3877 | 1.9101 | 0 | 5216.3877 | 0 | 5216.3877 | 5216.3877 | 5738.0265
| E251 | CI New Construction Elect | 2016 |  | HVAC Unitary equipment | 15 |  | 26139 |  | Comm Space Heat | 1 | 26139 | 5338 | 5338 |  |  | 15 | 0.0089533 | 5338 | 5338 | 26139 |  |  |  |  | 0 | 0 |  |  | 1.9101 | 49927.1908 | 1.9101 | 0 | 49927.1908 | 0 | 49927.1908 | 49927.1908 | 54919.9098
| E251 | CI New Construction Elect | 2016 |  | LED Lighting | 12 |  | 382885.4242 |  | Comm Lighting | 33 | 12635219 | 2387944.69 | 3912456.25 |  |  | 12 | 3.4623 | 72361.9603 | 118559.2803 | 382885.4242 |  |  |  |  | 0 | 0 |  |  | 0.73138 | 9241157.9223 | 0.73138 | 0 | 9241157.9223 | 0 | 9241157.9223 | 9241157.9223 | 10165273.7145
| E251 | CI New Construction Elect | 2016 |  | LED Street Lighting | 20 |  | 6199 |  | Comm Lighting | 1 | 6199 | 1240 | 7423.5 |  |  | 20 | 0.0028311 | 1240 | 7423.5 | 6199 |  |  |  |  | 0 | 0 |  |  | 1.043 | 6465.3345 | 1.043 | 0 | 6465.3345 | 0 | 6465.3345 | 6465.3345 | 7111.8679
| E251 | CI New Construction Elect | 2016 |  | Lighting | 12 |  | 174684.5769 |  | Comm Lighting | 26 | 4541799 | 826465.42 | 1180427.09 |  |  | 12 | 1.2445 | 31787.1315 | 45401.0419 | 174684.5769 |  |  |  |  | 0 | 0 |  |  | 0.73138 | 3321785.0684 | 0.73138 | 0 | 3321785.0684 | 0 | 3321785.0684 | 3321785.0684 | 3653963.5752
| E251 | CI New Construction Elect | 2016 |  | Lighting fixtures plus controls | 12 |  | 58213.25 |  | Comm Lighting | 4 | 232853 | 44769 | 91077.72 |  |  | 12 | 0.063807 | 11192.25 | 22769.43 | 58213.25 |  |  |  |  | 0 | 0 |  |  | 0.73138 | 170304.2382 | 0.73138 | 0 | 170304.2382 | 0 | 170304.2382 | 170304.2382 | 187334.662
| E251 | CI New Construction Elect | 2016 |  | Other process | 15 |  | 94417 |  | Comm Flat | 2 | 188834 | 45338 | 65276 |  |  | 15 | 0.064681 | 22669 | 32638 | 94417 |  |  |  |  | 0 | 0 |  |  | 0.80778 | 152535.775 | 0.80778 | 0 | 152535.775 | 0 | 152535.775 | 152535.775 | 167789.3525
| E251 | CI New Construction Elect | 2016 |  | Post Occupancy Commissioning - Electric | 5 |  | 124392 |  | Comm Flat | 1 | 124392 | 0 | 0 |  |  | 5 | 0.014203 | 0 | 0 | 124392 |  |  |  |  | 0 | 0 |  |  | 0.32775 | 40770.0642 | 0.32775 | 0 | 40770.0642 | 0 | 40770.0642 | 40770.0642 | 44847.0706
| E251 | CI New Construction Elect | 2016 |  | Variable Frequency Drive and Controls | 15 |  | 3826 |  | Comm Flat | 1 | 3826 | 838 | 838 |  |  | 15 | 0.0013105 | 838 | 838 | 3826 |  |  |  |  | 0 | 0 |  |  | 0.80778 | 3090.5551 | 0.80778 | 0 | 3090.5551 | 0 | 3090.5551 | 3090.5551 | 3399.6106
| E251 | CI New Construction Elect | 2016 |  | VFD - pumps | 15 |  | 7580 |  | Comm Flat | 1 | 7580 | 2060 | 2060 |  |  | 15 | 0.0025964 | 2060 | 2060 | 7580 |  |  |  |  | 0 | 0 |  |  | 0.80778 | 6122.9502 | 0.80778 | 0 | 6122.9502 | 0 | 6122.9502 | 6122.9502 | 6735.2452
| E251 | CI New Construction Elect | 2016 |  | Whole Bldg - electric | 15 |  | 173040.5 |  | Comm Flat | 4 | 692162 | 513162 | 513162 |  |  | 15 | 0.23708 | 128290.5 | 128290.5 | 173040.5 |  |  |  |  | 0 | 0 |  |  | 0.80778 | 559112.5916 | 0.80778 | 0 | 559112.5916 | 0 | 559112.5916 | 559112.5916 | 615023.8507
| E251 | CI New Construction Elect | 2016 |  | New Consruction - Refrigeration | 15 |  | 653.4289 |  | Comm Flat | 632.28 | 413150 | 85407.51 | 139329.12 |  |  | 15 | 0.14151 | 135.0786 | 220.3598 | 653.4289 |  |  |  |  | 0 | 0 |  |  | 0.80778 | 333733.096 | 0.80778 | 0 | 333733.096 | 0 | 333733.096 | 333733.096 | 367106.4056
| E251 | CI New Construction Elect | 2016 |  | New Construction - HVAC | 15 |  | 96.4286 |  | Comm Flat | 7 | 675 | 202.52 | 589.82 |  |  | 15 | 0.00023121 | 28.9314 | 84.26 | 96.4286 |  |  |  |  | 0 | 0 |  |  | 0.80778 | 545.2495 | 0.80778 | 0 | 545.2495 | 0 | 545.2495 | 545.2495 | 599.7745
| E251 | CI New Construction Elect | 2016 |  | New Construction - Lighting | 12 |  | 6282.22 |  | Comm Lighting | 50 | 314111 | 59004.47 | 527397.9 |  |  | 12 | 0.086073 | 1180.0894 | 10547.958 | 6282.22 |  |  |  |  | 0 | 0 |  |  | 0.73138 | 229734.7878 | 0.73138 | 0 | 229734.7878 | 0 | 229734.7878 | 229734.7878 | 252708.2666
| E251 | CI New Construction Elect | 2016 |  | New Construction Refrigeration Controls | 10 |  | 224.3313 |  | Comm Flat | 128.6 | 28849 | 5366.07 | 7665.82 |  |  | 10 | 0.0065877 | 41.7268 | 59.6098 | 224.3313 |  |  |  |  | 0 | 0 |  |  | 0.58924 | 16998.8573 | 0.58924 | 0 | 16998.8573 | 0 | 16998.8573 | 16998.8573 | 18698.743
[12 empty] | 43792216.8 | 8504769.74 | 13899149.18 |  |  |  | 15.4353 |  |  |  | 457389.77 | 5394379.44 | 8962159.51 | 14356538.95 | 0 | 0 | 8316005.8551 | 13321461.3993 | [7 empty] | 38970186.8502 | 42867205.5352 | 4.6862 | 3.2179
[18 empty] | EES Tracking |  | Year | DBtC | OH | Total Budget
[12 empty] | Year | DBtC | OH | Total Budget |  |  |  |  | 2016 | 3961748.59 | 182223.35 | 4143971.94
[11 empty] | Commercial Industrial New Construction {E} | 2016 | 3856733.01 | 114755.94 | 3971488.95 |  |  |  |  | 2017 | 4543021.15 | 275166.42 | 4818187.57
[11 empty] | Commercial Industrial New Construction {E} | 2017 | 4523273.53 | 179753.84 | 4703027.37 |  |  |  |  | Total | 8504769.74 | 457389.77 | 8962159.51
[11 empty] | ESG New Construction {E} | 2016 | 105015.58 | 67467.41 | 172482.99
[11 empty] | ESG New Construction {E} | 2017 | 19747.62 | 95412.58 | 115160.2 | [5 empty] | Budget | Savings
[18 empty] | Exhibit 1 |  |  | 8962159.51 | 43792.217
[12 empty] | 2016 | 3961748.59 | 182223.35 | 4143971.94
[12 empty] | 2017 | 4543021.15 | 275166.42 | 4818187.57
[12 empty] | Total | 8504769.74 | 457389.77 | 8962159.51

## E258 449
Rtn to Summary | [27 empty] | Final Costs |  |  |  | Math Check Only - Columns can be deleted or hidden |  |  |  |  | Final Benefits
| paste | paste |  | paste | paste | paste | paste | paste | paste | paste | paste | paste | paste total DBtC | paste | paste | paste | Formula: G + H | formula | formula: N/L | formula: O/L | formula: M/L | Total only derived from Actual Spending | formula: O-N | Formula total only W+N | Formula total only W+O | Formula | Formula | Formula Total Only | Formula Total Only | Formula | Formula | Formula | Formula | Formula | Formula | Formula | Formula | Formula | Formula Total Only: AL/AC | Formula Total Only: AM/AD
| Sch. No. | Program | Year | Measure ID - Version | Measure Name | Measure Life Period 1 | Measure Life Period 2 | Unit Savings period 1 | Unit Savings Period 2 | End Use | Measure Quantity | kWh Savings - Total | kWh Incentive - Total | kWh Measure Cost - Total | Year 1 NEBs | Unit Annual O&M | Total Measure Life | Weighted Life | Incentives Per Unit | Incremental Measure Cost per Unit | Savings per unit | Program Overhead | Total Customer Cost | Total Utility Program Costs | Total Resource Cost | PV Total Non-Energy Benefits | PV Total Net Euipment O&M | PV Total Utility Program Costs | PV Total Resource Costs | Unit PV First period Savings for 1 kWh | Total First Period Savings | Unit PV Savings for Second Period for 1 kWh | Total Second period Savings | Unadjusted Total | Decrement | Final UC Total Savings | PV Total Savings UC | PV Total Savings TRC | UC B/C Ratio | TRC B/C Ratio
| E258 | High Voltage Program | 2017 | 10059 - 1 | Lighting - Custom | 20 |  | 1577100 |  | Comm Lighting | 1 | 1577100 |  | 924352.66 |  |  | 20 | 12.0324 | 0 | 924352.66 | 1577100 |  | 924352.66 |  |  | 0 | 0 |  |  | 1.043 | 1644858.6926 | 1.043 | 0 | 1644858.6926 | 0 | 1644858.6926 | 1644858.6926 | 1809344.5618
| E258 | High Voltage Program | 2017 | 10065 - 1 | Motor - Custom | 15 |  | 391116 |  | Comm Flat | 1 | 391116 |  | 403643 |  |  | 15 | 2.238 | 0 | 403643 | 391116 |  | 403643 |  |  | 0 | 0 |  |  | 0.80778 | 315934.5361 | 0.80778 | 0 | 315934.5361 | 0 | 315934.5361 | 315934.5361 | 347527.9897
| E258 | Commercial Self Directed 449 | 2016 |  | LED Lighting | 12 |  | 34782 |  | Comm Lighting | 1 | 34782 |  | 69613.14 |  |  | 12 | 0.15922 | 0 | 69613.14 | 34782 |  | 69613.14 |  |  | 0 | 0 |  |  | 0.73138 | 25438.8907 | 0.73138 | 0 | 25438.8907 | 0 | 25438.8907 | 25438.8907 | 27982.7797
| E258 | Commercial Self Directed 449 | 2016 |  | Lighting - High Voltage Program | 12 |  | 154607.75 |  | Comm Lighting | 4 | 618431 |  | 625819.2 |  |  | 12 | 2.831 | 0 | 156454.8 | 154607.75 |  | 625819.2 |  |  | 0 | 0 |  |  | 0.73138 | 452308.6252 | 0.73138 | 0 | 452308.6252 | 0 | 452308.6252 | 452308.6252 | 497539.4877
[12 empty] | 2621429 | 1628123.61 | 2023428 |  |  |  | 17.2605 |  |  |  | 326313.04 | 2023428 | 1954436.65 | 2349741.04 | 0 | 0 | 1813525.7029 | 2180329.4423 | [7 empty] | 2438540.7445 | 2682394.819 | 1.3446 | 1.2303
[18 empty] | EES Tracking |  | Year | DBtC | OH | Total Budget
[20 empty] | 2016 | 531129.65 | 155686.17 | 686815.82
[20 empty] | 2017 | 1096993.96 | 170626.87 | 1267620.83
[20 empty] | Total | 1628123.61 | 326313.04 | 1954436.65
[21 empty] | Budget | Savings
[18 empty] | Exhibit 1 |  |  | 1954436.65 | 3221.688

## E258 Non-449
Rtn to Summary | [27 empty] | Final Costs |  |  |  | Math Check Only - Columns can be deleted or hidden |  |  |  |  | Final Benefits
| paste | paste |  | paste | paste | paste | paste | paste | paste | paste | paste | paste | paste total DBtC | paste | paste | paste | Formula: G + H | formula | formula: N/L | formula: O/L | formula: M/L | Total only derived from Actual Spending | formula: O-N | Formula total only W+N | Formula total only W+O | Formula | Formula | Formula Total Only | Formula Total Only | Formula | Formula | Formula | Formula | Formula | Formula | Formula | Formula | Formula | Formula Total Only: AL/AC | Formula Total Only: AM/AD
| Sch. No. | Program | Year | Measure ID - Version | Measure Name | Measure Life Period 1 | Measure Life Period 2 | Unit Savings period 1 | Unit Savings Period 2 | End Use | Measure Quantity | kWh Savings - Total | kWh Incentive - Total | kWh Measure Cost - Total | Year 1 NEBs | Unit Annual O&M | Total Measure Life | Weighted Life | Incentives Per Unit | Incremental Measure Cost per Unit | Savings per unit | Program Overhead | Total Customer Cost | Total Utility Program Costs | Total Resource Cost | PV Total Non-Energy Benefits | PV Total Net Euipment O&M | PV Total Utility Program Costs | PV Total Resource Costs | Unit PV First period Savings for 1 kWh | Total First Period Savings | Unit PV Savings for Second Period for 1 kWh | Total Second period Savings | Unadjusted Total | Decrement | Final UC Total Savings | PV Total Savings UC | PV Total Savings TRC | UC B/C Ratio | TRC B/C Ratio
| E258 | High Voltage Program Non 449 | 2017 | 10057 - 1 | HVAC Control - Only - Custom | 10 |  | 4546603 |  | Comm Space Heat | 1 | 4546603 |  | 932326 |  |  | 10 | 2.4342 | 0 | 932326 | 4546603 |  | 932326 |  |  | 0 | 0 |  |  | 1.437 | 6533666.9325 | 1.437 | 0 | 6533666.9325 | 0 | 6533666.9325 | 6533666.9325 | 7187033.6258
| E258 | High Voltage Program Non 449 | 2017 | 11914 - 1 | Process - Modification - Custom | 15 |  | 297907 |  | Comm Flat | 1 | 297907 |  | 243497.13 |  |  | 15 | 0.23924 | 0 | 243497.13 | 297907 |  | 243497.13 |  |  | 0 | 0 |  |  | 0.80778 | 240642.4433 | 0.80778 | 0 | 240642.4433 | 0 | 240642.4433 | 240642.4433 | 264706.6876
| E258 | High Voltage Program Non 449 | 2017 | 11914 - 1 | Process - Modification - Custom | 15 |  | 1244554 |  | Comm Flat | 1 | 1244554 |  | 1128831.44 |  |  | 15 | 0.99947 | 0 | 1128831.44 | 1244554 |  | 1128831.44 |  |  | 0 | 0 |  |  | 0.80778 | 1005322.1822 | 0.80778 | 0 | 1005322.1822 | 0 | 1005322.1822 | 1005322.1822 | 1105854.4005
| E258 | High Voltage Program Non 449 | 2017 | 10054 - 1 | HVAC - Central Equipment - Custom | 15 |  | 97796 |  | Comm Space Heat | 1 | 97796 |  | 91368.51 |  |  | 15 | 0.078537 | 0 | 91368.51 | 97796 |  | 91368.51 |  |  | 0 | 0 |  |  | 1.9101 | 186796.7232 | 1.9101 | 0 | 186796.7232 | 0 | 186796.7232 | 186796.7232 | 205476.3955
| E258 | High Voltage Program Non 449 | 2017 | 10054 - 1 | HVAC - Central Equipment - Custom | 15 |  | 110310 |  | Comm Space Heat | 1 | 110310 |  | 228715.3 |  |  | 15 | 0.088587 | 0 | 228715.3 | 110310 |  | 228715.3 |  |  | 0 | 0 |  |  | 1.9101 | 210699.2775 | 1.9101 | 0 | 210699.2775 | 0 | 210699.2775 | 210699.2775 | 231769.2052
| E258 | High Voltage Program Non 449 | 2017 | 10054 - 1 | HVAC - Central Equipment - Custom | 15 |  | 147774 |  | Comm Space Heat | 1 | 147774 |  | 100954.96 |  |  | 15 | 0.11867 | 0 | 100954.96 | 147774 |  | 100954.96 |  |  | 0 | 0 |  |  | 1.9101 | 282257.9551 | 1.9101 | 0 | 282257.9551 | 0 | 282257.9551 | 282257.9551 | 310483.7506
| E258 | High Voltage Program Non 449 | 2017 | 10054 - 1 | HVAC - Central Equipment - Custom | 15 |  | 343256 |  | Comm Space Heat | 1 | 343256 |  | 769924
| E258 | High Voltage Program Non 449 | 2017 | 10059 - 1 | Lighting - Custom | 15 |  | 536934 |  | Comm Lighting | 1 | 536934 |  | 567142.7
| E258 | High Voltage Program Non 449 | 2017 | 10059 - 1 | Lighting - Custom | 15 |  | 1233407 |  | Comm Lighting | 1 | 1233407 |  | 818854.28
| E258 | High Voltage Program Non 449 | 2017 | 10059 - 1 | Lighting - Custom | 15 |  | 1896385 |  | Comm Lighting | 1 | 1896385 |  | 1604465.63
| E258 | High Voltage Program Non 449 | 2017 | 10058 - 1 | Fan - VFD - Custom | 15 |  | 124685 |  | Comm Flat | 1 | 124685 |  | 160550.21
| E258 | High Voltage Program Non 449 | 2017 | 10070 - 1 | Pump - VFD - Custom | 15 |  | 1983343 |  | Comm Flat | 1 | 1983343 |  | 1174006.44
| E258 | Commercial Self Directed non-449 | 2016 |  | Chiller | 20 |  | 522067 |  | Comm Flat | 1 | 522067 |  | 463508.04 |  |  | 20 | 0.55901 | 0 | 463508.04 | 522067 |  | 463508.04 |  |  | 0 | 0 |  |  | 0.97872 | 510959.7265 | 0.97872 | 0 | 510959.7265 | 0 | 510959.7265 | 510959.7265 | 562055.6992
| E258 | Commercial Self Directed non-449 | 2016 |  | Chiller | 20 |  | 252074 |  | Comm Flat | 1 | 252074 |  | 299155 |  |  | 20 | 0.26991 | 0 | 299155 | 252074 |  | 299155 |  |  | 0 | 0 |  |  | 0.97872 | 246710.9817 | 0.97872 | 0 | 246710.9817 | 0 | 246710.9817 | 246710.9817 | 271382.0799
| E258 | Commercial Self Directed non-449 | 2016 |  | Compressor - High Voltage | 15 |  | 404723 |  | Comm Flat | 1 | 404723 |  | 226029.75 |  |  | 15 | 0.32502 | 0 | 226029.75 | 404723 |  | 226029.75 |  |  | 0 | 0 |  |  | 0.80778 | 326925.9587 | 0.80778 | 0 | 326925.9587 | 0 | 326925.9587 | 326925.9587 | 359618.5545
| E258 | Commercial Self Directed non-449 | 2016 |  | HVAC Central Equip - Sch 258 | 15 |  | 587976 |  | Comm Space Heat | 1 | 587976 |  | 275395 |  |  | 15 | 0.47219 | 0 | 275395 | 587976 |  | 275395 |  |  | 0 | 0 |  |  | 1.9101 | 1123072.4174 | 1.9101 | 0 | 1123072.4174 | 0 | 1123072.4174 | 1123072.4174 | 1235379.6591
| E258 | Commercial Self Directed non-449 | 2016 |  | HVAC controls only | 10 |  | 1057433 |  | Comm Flat | 3 | 3172299 |  | 1115005.13 |  |  | 10 | 1.6984 | 0 | 371668.3767 | 1057433 |  | 1115005.13 |  |  | 0 | 0 |  |  | 0.58924 | 1869231.4426 | 0.58924 | 0 | 1869231.4426 | 0 | 1869231.4426 | 1869231.4426 | 2056154.5869
| E258 | Commercial Self Directed non-449 | 2016 |  | HVAC Unitary equipment | 15 |  | 91968 |  | Comm Flat | 2 | 183936 |  | 101061.39 |  |  | 15 | 0.14771 | 0 | 50530.695 | 91968 |  | 101061.39 |  |  | 0 | 0 |  |  | 0.80778 | 148579.2829 | 0.80778 | 0 | 148579.2829 | 0 | 148579.2829 | 148579.2829 | 163437.2112
| E258 | Commercial Self Directed non-449 | 2016 |  | LED Lighting | 12 |  | 85558 |  | Comm Lighting | 1 | 85558 |  | 34601.59 |  |  | 12 | 0.054967 | 0 | 34601.59 | 85558 |  | 34601.59 |  |  | 0 | 0 |  |  | 0.73138 | 62575.4876 | 0.73138 | 0 | 62575.4876 | 0 | 62575.4876 | 62575.4876 | 68833.0363
| E258 | Commercial Self Directed non-449 | 2016 |  | Lighting - High Voltage Program | 12 |  | 268512 |  | Comm Lighting | 3 | 805536 |  | 581965.1 |  |  | 12 | 0.51752 | 0 | 193988.3667 | 268512 |  | 581965.1 |  |  | 0 | 0 |  |  | 0.73138 | 589153.6497 | 0.73138 | 0 | 589153.6497 | 0 | 589153.6497 | 589153.6497 | 648069.0146
| E258 | Commercial Self Directed non-449 | 2016 |  | Other Process - High Voltage Program | 15 |  | 39794 |  | Comm Flat | 1 | 39794 |  | 22954.83 |  |  | 15 | 0.031957 | 0 | 22954.83 | 39794 |  | 22954.83 |  |  | 0 | 0 |  |  | 0.80778 | 32144.6807 | 0.80778 | 0 | 32144.6807 | 0 | 32144.6807 | 32144.6807 | 35359.1487
| E258 | Commercial Self Directed non-449 | 2016 |  | VFD - pumps | 15 |  | 34352 |  | Comm Flat | 1 | 34352 |  | 34388.97 |  |  | 15 | 0.027587 | 0 | 34388.97 | 34352 |  | 34388.97 |  |  | 0 | 0 |  |  | 0.80778 | 27748.7579 | 0.80778 | 0 | 27748.7579 | 0 | 27748.7579 | 27748.7579 | 30523.6337
| E258 | Commercial Self Directed non-449 | 2016 |  | VFD - pumps | 15 |  | 27019 |  | Comm Flat | 1 | 27019 |  | 26020 |  |  | 15 | 0.021698 | 0 | 26020 | 27019 |  | 26020 |  |  | 0 | 0 |  |  | 0.80778 | 21825.3286 | 0.80778 | 0 | 21825.3286 | 0 | 21825.3286 | 21825.3286 | 24007.8615
[12 empty] | 18678288 | 8399308.45 | 11000721.4 |  |  |  | 8.0846 |  |  |  | 828953.37 | 5905778.14 | 9228261.82 | 11829674.77 | 0 | 0 | 8562922.7243 | 10976779.0387 | [7 empty] | 13418313.2281 | 14760144.5509 | 1.567 | 1.3447
[14 empty] | Budgets match |  |  |  | EES Tracking |  | Year | DBtC | OH | Total Budget
[14 empty] | Savings High | [5 empty] | 2016 | 3053962.7 | 430338.37 | 3484301.07
[20 empty] | 2017 | 5345345.75 | 398615 | 5743960.75
[20 empty] | Total | 8399308.45 | 828953.37 | 9228261.82
[21 empty] | Budget | Savings
[18 empty] | Exhibit 1 |  |  | 9228261.82 | 18078.029

## E262 Lighting to Go Elect
Rtn to Summary | [27 empty] | Final Costs |  |  |  | Math Check Only - Columns can be deleted or hidden |  |  |  |  | Final Benefits
| paste | paste |  | paste | paste | paste | paste | paste | paste | paste | paste | paste | paste total DBtC | paste | paste | paste | Formula: G + H | formula | formula: N/L | formula: O/L | formula: M/L | Total only derived from Actual Spending | formula: O-N | Formula total only W+N | Formula total only W+O | Formula | Formula | Formula Total Only | Formula Total Only | Formula | Formula | Formula | Formula | Formula | Formula | Formula | Formula | Formula | Formula Total Only: AL/AC | Formula Total Only: AM/AD
| Sch. No. | Program | Year | Measure ID - Version | Measure Name | Measure Life Period 1 | Measure Life Period 2 | Unit Savings period 1 | Unit Savings Period 2 | End Use | Measure Quantity | kWh Savings - Total | kWh Incentive - Total | kWh Measure Cost - Total | Year 1 NEBs | Unit Annual O&M | Total Measure Life | Weighted Life | Incentives Per Unit | Incremental Measure Cost per Unit | Savings per unit | Program Overhead | Total Customer Cost | Total Utility Program Costs | Total Resource Cost | PV Total Non-Energy Benefits | PV Total Net Euipment O&M | PV Total Utility Program Costs | PV Total Resource Costs | Unit PV First period Savings for 1 kWh | Total First Period Savings | Unit PV Savings for Second Period for 1 kWh | Total Second period Savings | Unadjusted Total | Decrement | Final UC Total Savings | PV Total Savings UC | PV Total Savings TRC | UC B/C Ratio | TRC B/C Ratio
| E262 | Business Lighting - Markdown | 2017 | 10621 - 1 | LTGO: Fixture - LED - Retrofit Kit - Hard Wired Recessed Can | 12 |  | 110 |  | Comm Lighting | 8119 | 893090 | 112649 | 121785 | 0 |  | 12 | 0.39109 | 13.8747 | 15 | 110 |  | 9136 |  |  | 0 | 0 |  |  | 0.73138 | 653188.9735 | 0.73138 | 0 | 653188.9735 | 0 | 653188.9735 | 653188.9735 | 718507.8709
| E262 | Business Lighting - Markdown | 2017 | 10621 - 2 | LTGO: Fixture - LED - Retrofit Kit - Hard Wired Recessed Can | 12 |  | 110 |  | Comm Lighting | 31091 | 3420010 | 304381 | 310910 | 0 |  | 12 | 1.4977 | 9.79 | 10 | 110 |  | 6529 |  |  | 0 | 0 |  |  | 0.73138 | 2501330.013 | 0.73138 | 0 | 2501330.013 | 0 | 2501330.013 | 2501330.013 | 2751463.0143
| E262 | Business Lighting - Markdown | 2017 | 10622 - 2 | LTGO: Lamp - LED - Integral - Decorative | 5 |  | 57 |  | Comm Lighting | 1290 | 73530 | 4477 | 3870 | 0 |  | 5 | 0.013417 | 3.4705 | 3 | 57 |  | -607 |  |  | 0 | 0 |  |  | 0.35238 | 25910.8134 | 0.35238 | 0 | 25910.8134 | 0 | 25910.8134 | 25910.8134 | 28501.8948
| E262 | Business Lighting - Markdown | 2017 | 10622 - 1 | LTGO: Lamp - LED - Integral - Decorative | 3 |  | 57 |  | Comm Lighting | 2328 | 132696 | 8565 | 9312 | 0 |  | 3 | 0.014527 | 3.6791 | 4 | 57 |  | 747 |  |  | 0 | 0 |  |  | 0.22248 | 29522.1055 | 0.22248 | 0 | 29522.1055 | 0 | 29522.1055 | 29522.1055 | 32474.316
| E262 | Business Lighting - Markdown | 2017 | 10623 - 1 | LTGO: Lamp - LED - Integral - Omnidirectional | 5 |  | 79 |  | Comm Lighting | 9514 | 751606 | 32140 | 38056 | 0 |  | 5 | 0.13714 | 3.3782 | 4 | 79 |  | 5916 |  |  | 0 | 0 |  |  | 0.35238 | 264854.1119 | 0.35238 | 0 | 264854.1119 | 0 | 264854.1119 | 264854.1119 | 291339.523
| E262 | Business Lighting - Markdown | 2017 | 10623 - 2 | LTGO: Lamp - LED - Integral - Omnidirectional | 5 |  | 79 |  | Comm Lighting | 29941 | 2365339 | 78179 | 89823 | 0 |  | 5 | 0.43159 | 2.6111 | 3 | 79 |  | 11644 |  |  | 0 | 0 |  |  | 0.35238 | 833508.1946 | 0.35238 | 0 | 833508.1946 | 0 | 833508.1946 | 833508.1946 | 916859.014
| E262 | Business Lighting - Markdown | 2017 | 10624 - 1 | LTGO: Lamp - LED - Integral - from R BR or PAR20 | 5 |  | 99 |  | Comm Lighting | 2863 | 283437 | 20986 | 22904 | 0 |  | 5 | 0.051717 | 7.3301 | 8 | 99 |  | 1918 |  |  | 0 | 0 |  |  | 0.35238 | 99878.7329 | 0.35238 | 0 | 99878.7329 | 0 | 99878.7329 | 99878.7329 | 109866.6062
| E262 | Business Lighting - Markdown | 2017 | 10625 - 1 | LTGO: Lamp - LED - Integral - from R BR or PAR30 | 5 |  | 99 |  | Comm Lighting | 28672 | 2838528 | 196120 | 229376 | 0 |  | 5 | 0.51793 | 6.8401 | 8 | 99 |  | 33256 |  |  | 0 | 0 |  |  | 0.35238 | 1000252.5424 | 0.35238 | 0 | 1000252.5424 | 0 | 1000252.5424 | 1000252.5424 | 1100277.7967
| E262 | Business Lighting - Markdown | 2017 | 10626 - 1 | LTGO: Lamp - LED - Integral - from R BR or PAR38 or 40 | 5 |  | 128 |  | Comm Lighting | 1693 | 216704 | 15291 | 16930 | 0 |  | 5 | 0.03954 | 9.0319 | 10 | 128 |  | 1639 |  |  | 0 | 0 |  |  | 0.35238 | 76363.0751 | 0.35238 | 0 | 76363.0751 | 0 | 76363.0751 | 76363.0751 | 83999.3827
| E262 | Business Lighting - Markdown | 2017 | 10626 - 2 | LTGO: Lamp - LED - Integral - from R BR or PAR38 or 40 | 5 |  | 128 |  | Comm Lighting | 2333 | 298624 | 17546 | 18664 | 0 |  | 5 | 0.054488 | 7.5208 | 8 | 128 |  | 1118 |  |  | 0 | 0 |  |  | 0.35238 | 105230.3924 | 0.35238 | 0 | 105230.3924 | 0 | 105230.3924 | 105230.3924 | 115753.4316
| E262 | Business Lighting - Markdown | 2017 | 10627 - 2 | LTGO: Lamp - LED - MR16 or PAR16 | 5 |  | 94 |  | Comm Lighting | 1453 | 136582 | 8619 | 8718 | 0 |  | 5 | 0.024921 | 5.9319 | 6 | 94 |  | 99 |  |  | 0 | 0 |  |  | 0.35238 | 48129.3448 | 0.35238 | 0 | 48129.3448 | 0 | 48129.3448 | 48129.3448 | 52942.2792
| E262 | Business Lighting - Markdown | 2017 | 10627 - 1 | LTGO: Lamp - LED - MR16 or PAR16 | 5 |  | 94 |  | Comm Lighting | 1636 | 153784 | 12088 | 13088 | 0 |  | 5 | 0.02806 | 7.3888 | 8 | 94 |  | 1000 |  |  | 0 | 0 |  |  | 0.35238 | 54191.0585 | 0.35238 | 0 | 54191.0585 | 0 | 54191.0585 | 54191.0585 | 59610.1644
| E262 | Business Lighting - Markdown | 2017 | 10628 - 2 | LTGO: Lamp - TLED - 2 3 or 4 foot | 12 |  | 30 |  | Comm Lighting | 73491 | 2204730 | 281594 | 293964 | 0 |  | 12 | 0.96548 | 3.8317 | 4 | 30 |  | 12370 |  |  | 0 | 0 |  |  | 0.73138 | 1612497.4253 | 0.73138 | 0 | 1612497.4253 | 0 | 1612497.4253 | 1612497.4253 | 1773747.1679
| E262 | Business Lighting - Markdown | 2017 | 10628 - 1 | LTGO: Lamp - TLED - 2 3 or 4 foot | 12 |  | 30 |  | Comm Lighting | 86831 | 2604930 | 513710 | 520986 | 0 |  | 12 | 1.1407 | 5.9162 | 6 | 30 |  | 7276 |  |  | 0 | 0 |  |  | 0.73138 | 1905196.064 | 0.73138 | 0 | 1905196.064 | 0 | 1905196.064 | 1905196.064 | 2095715.6704
| E262 | Business Lighting Markdown | 2016 |  | LED - MR16 - Hospital | 5 |  | 156 |  | Comm Lighting | 10 | 1560 |  | 150 | 0 |  | 5 | 0.00028464 | 0 | 15 | 156 |  | 150 |  |  | 0 | 0 |  |  | 0.35238 | 549.7194 | 0.35238 | 0 | 549.7194 | 0 | 549.7194 | 549.7194 | 604.6914
| E262 | Business Lighting Markdown | 2016 |  | LED - Omnidirectional - $5 - Other | 5 |  | 57 |  | Comm Lighting | 328 | 18696 |  | 1640 | 0 |  | 5 | 0.0034113 | 0 | 5 | 57 |  | 1640 |  |  | 0 | 0 |  |  | 0.35238 | 6588.1758 | 0.35238 | 0 | 6588.1758 | 0 | 6588.1758 | 6588.1758 | 7246.9934
| E262 | Business Lighting Markdown | 2016 |  | LED - MR16 - Retail | 5 |  | 163 |  | Comm Lighting | 19 | 3097 |  | 532 |  |  | 5 | 0.00056509 | 0 | 28 | 163 |  | 532 |  |  | 0 | 0 |  |  | 0.35238 | 1091.334 | 0.35238 | 0 | 1091.334 | 0 | 1091.334 | 1091.334 | 1200.4674
| E262 | Business Lighting Markdown | 2016 |  | LED - PAR30 - Other | 5 |  | 133 |  | Comm Lighting | 185 | 24605 |  | 8510 |  |  | 5 | 0.0044895 | 0 | 46 | 133 |  | 8510 |  |  | 0 | 0 |  |  | 0.35238 | 8670.4143 | 0.35238 | 0 | 8670.4143 | 0 | 8670.4143 | 8670.4143 | 9537.4557
| E262 | Business Lighting Markdown | 2016 |  | LED - Omnidirectional - $5 - Hotel Commons | 5 |  | 355 |  | Comm Lighting | 72 | 25560 |  | 2174.4 | 0 |  | 5 | 0.0046638 | 0 | 30.2 | 355 |  | 2174.4 |  |  | 0 | 0 |  |  | 0.35238 | 9006.9413 | 0.35238 | 0 | 9006.9413 | 0 | 9006.9413 | 9006.9413 | 9907.6354
| E262 | Business Lighting Markdown | 2016 |  | LED - MR16 - Office | 5 |  | 77 |  | Comm Lighting | 53 | 4081 |  | 795 | 0 |  | 5 | 0.00074463 | 0 | 15 | 77 |  | 795 |  |  | 0 | 0 |  |  | 0.35238 | 1438.0801 | 0.35238 | 0 | 1438.0801 | 0 | 1438.0801 | 1438.0801 | 1581.8881
| E262 | Business Lighting Markdown | 2016 |  | LED - MR16 - Restaurant | 5 |  | 92 |  | Comm Lighting | 40 | 3680 |  | 600 | 0 |  | 5 | 0.00067146 | 0 | 15 | 92 |  | 600 |  |  | 0 | 0 |  |  | 0.35238 | 1296.774 | 0.35238 | 0 | 1296.774 | 0 | 1296.774 | 1296.774 | 1426.4514
| E262 | Business Lighting Markdown | 2016 |  | LED - MR16 - Retail | 5 |  | 84 |  | Comm Lighting | 128 | 10752 |  | 1920 | 0 |  | 5 | 0.0019618 | 0 | 15 | 84 |  | 1920 |  |  | 0 | 0 |  |  | 0.35238 | 3788.8354 | 0.35238 | 0 | 3788.8354 | 0 | 3788.8354 | 3788.8354 | 4167.7189
| E262 | Business Lighting Markdown | 2016 |  | LED - PAR30 - Other Health | 5 |  | 137 |  | Comm Lighting | 83 | 11371 |  | 1660 | 0 |  | 5 | 0.0020748 | 0 | 20 | 137 |  | 1660 |  |  | 0 | 0 |  |  | 0.35238 | 4006.9612 | 0.35238 | 0 | 4006.9612 | 0 | 4006.9612 | 4006.9612 | 4407.6574
| E262 | Business Lighting Markdown | 2016 |  | LED - PAR30 - Hotel Commons | 5 |  | 255 |  | Comm Lighting | 111 | 28305 |  | 2220 | 0 |  | 5 | 0.0051646 | 0 | 20 | 255 |  | 2220 |  |  | 0 | 0 |  |  | 0.35238 | 9974.236 | 0.35238 | 0 | 9974.236 | 0 | 9974.236 | 9974.236 | 10971.6596
| E262 | Business Lighting Markdown | 2016 |  | LED - PAR30 - Hotel rooms | 5 |  | 41 |  | Comm Lighting | 175 | 7175 |  | 3500 | 0 |  | 5 | 0.0013092 | 0 | 20 | 41 |  | 3500 |  |  | 0 | 0 |  |  | 0.35238 | 2528.3569 | 0.35238 | 0 | 2528.3569 | 0 | 2528.3569 | 2528.3569 | 2781.1926
| E262 | Business Lighting Markdown | 2016 |  | LED - PAR30 - Hospital | 5 |  | 190 |  | Comm Lighting | 82 | 15580 |  | 1640 | 0 |  | 5 | 0.0028428 | 0 | 20 | 190 |  | 1640 |  |  | 0 | 0 |  |  | 0.35238 | 5490.1465 | 0.35238 | 0 | 5490.1465 | 0 | 5490.1465 | 5490.1465 | 6039.1612
| E262 | Business Lighting Markdown | 2016 |  | LED - PAR30 - Office | 5 |  | 93 |  | Comm Lighting | 210 | 19530 |  | 4200 | 0 |  | 5 | 0.0035635 | 0 | 20 | 93 |  | 4200 |  |  | 0 | 0 |  |  | 0.35238 | 6882.0643 | 0.35238 | 0 | 6882.0643 | 0 | 6882.0643 | 6882.0643 | 7570.2707
| E262 | Business Lighting Markdown | 2016 |  | LED - PAR30 - Other | 5 |  | 70 |  | Comm Lighting | 135 | 9450 |  | 2700 | 0 |  | 5 | 0.0017243 | 0 | 20 | 70 |  | 2700 |  |  | 0 | 0 |  |  | 0.35238 | 3330.0311 | 0.35238 | 0 | 3330.0311 | 0 | 3330.0311 | 3330.0311 | 3663.0342
| E262 | Business Lighting Markdown | 2016 |  | LED - PAR30 - Restaurant | 5 |  | 112 |  | Comm Lighting | 205 | 22960 |  | 4100 | 0 |  | 5 | 0.0041894 | 0 | 20 | 112 |  | 4100 |  |  | 0 | 0 |  |  | 0.35238 | 8090.7422 | 0.35238 | 0 | 8090.7422 | 0 | 8090.7422 | 8090.7422 | 8899.8165
| E262 | Business Lighting Markdown | 2016 |  | LED - PAR30 - Retail | 5 |  | 103 |  | Comm Lighting | 641 | 66023 |  | 12820 | 0 |  | 5 | 0.012047 | 0 | 20 | 103 |  | 12820 |  |  | 0 | 0 |  |  | 0.35238 | 23265.4649 | 0.35238 | 0 | 23265.4649 | 0 | 23265.4649 | 23265.4649 | 25592.0114
| E262 | Business Lighting Markdown | 2016 |  | LED - PAR30 - School (K-12) | 5 |  | 71 |  | Comm Lighting | 55 | 3905 |  | 1100 | 0 |  | 5 | 0.00071252 | 0 | 20 | 71 |  | 1100 |  |  | 0 | 0 |  |  | 0.35238 | 1376.0605 | 0.35238 | 0 | 1376.0605 | 0 | 1376.0605 | 1376.0605 | 1513.6665
| E262 | Business Lighting Markdown | 2016 |  | LED - PAR30 - University | 5 |  | 191 |  | Comm Lighting | 11 | 2101 |  | 220 | 0 |  | 5 | 0.00038335 | 0 | 20 | 191 |  | 220 |  |  | 0 | 0 |  |  | 0.35238 | 740.3593 | 0.35238 | 0 | 740.3593 | 0 | 740.3593 | 740.3593 | 814.3952
| E262 | Business Lighting Markdown | 2016 |  | LED - PAR30 - Warehouse | 5 |  | 74 |  | Comm Lighting | 1 | 74 |  | 20 | 0 |  | 5 | 1.3502e-05 | 0 | 20 | 74 |  | 20 |  |  | 0 | 0 |  |  | 0.35238 | 26.0764 | 0.35238 | 0 | 26.0764 | 0 | 26.0764 | 26.0764 | 28.6841
| E262 | Business Lighting Markdown | 2016 |  | LED - PAR30 - Church | 5 |  | 57 |  | Comm Lighting | 21 | 1197 |  | 420 | 0 |  | 5 | 0.00021841 | 0 | 20 | 57 |  | 420 |  |  | 0 | 0 |  |  | 0.35238 | 421.8039 | 0.35238 | 0 | 421.8039 | 0 | 421.8039 | 421.8039 | 463.9843
| E262 | Business Lighting Markdown | 2016 |  | LED - PAR 38 & 40 - Hotel Commons | 5 |  | 344 |  | Comm Lighting | 199 | 68456 |  | 3980 | 0 |  | 5 | 0.012491 | 0 | 20 | 344 |  | 3980 |  |  | 0 | 0 |  |  | 0.35238 | 24122.8158 | 0.35238 | 0 | 24122.8158 | 0 | 24122.8158 | 24122.8158 | 26535.0974
| E262 | Business Lighting Markdown | 2016 |  | LED - PAR 38 & 40 - Office | 5 |  | 126 |  | Comm Lighting | 64 | 8064 |  | 1280 | 0 |  | 5 | 0.0014714 | 0 | 20 | 126 |  | 1280 |  |  | 0 | 0 |  |  | 0.35238 | 2841.6265 | 0.35238 | 0 | 2841.6265 | 0 | 2841.6265 | 2841.6265 | 3125.7892
| E262 | Business Lighting Markdown | 2016 |  | LED - PAR 38 & 40 - Other | 5 |  | 95 |  | Comm Lighting | 91 | 8645 |  | 1820 | 0 |  | 5 | 0.0015774 | 0 | 20 | 95 |  | 1820 |  |  | 0 | 0 |  |  | 0.35238 | 3046.3618 | 0.35238 | 0 | 3046.3618 | 0 | 3046.3618 | 3046.3618 | 3350.998
| E262 | Business Lighting Markdown | 2016 |  | LED - PAR 38 & 40 - Restaurant | 5 |  | 151 |  | Comm Lighting | 57 | 8607 |  | 1140 | 0 |  | 5 | 0.0015705 | 0 | 20 | 151 |  | 1140 |  |  | 0 | 0 |  |  | 0.35238 | 3032.9712 | 0.35238 | 0 | 3032.9712 | 0 | 3032.9712 | 3032.9712 | 3336.2683
| E262 | Business Lighting Markdown | 2016 |  | LED - PAR 38 & 40 - Retail | 5 |  | 139 |  | Comm Lighting | 724 | 100636 |  | 14480 | 0 |  | 5 | 0.018362 | 0 | 20 | 139 |  | 14480 |  |  | 0 | 0 |  |  | 0.35238 | 35462.5407 | 0.35238 | 0 | 35462.5407 | 0 | 35462.5407 | 35462.5407 | 39008.7948
| E262 | Business Lighting Markdown | 2016 |  | LED - PAR 38 & 40 - School (K-12) | 5 |  | 96 |  | Comm Lighting | 35 | 3360 |  | 700 | 0 |  | 5 | 0.00061308 | 0 | 20 | 96 |  | 700 |  |  | 0 | 0 |  |  | 0.35238 | 1184.0111 | 0.35238 | 0 | 1184.0111 | 0 | 1184.0111 | 1184.0111 | 1302.4122
| E262 | Business Lighting Markdown | 2016 |  | LED - PAR 38 & 40 - University | 5 |  | 258 |  | Comm Lighting | 93 | 23994 |  | 1860 | 0 |  | 5 | 0.004378 | 0 | 20 | 258 |  | 1860 |  |  | 0 | 0 |  |  | 0.35238 | 8455.1075 | 0.35238 | 0 | 8455.1075 | 0 | 8455.1075 | 8455.1075 | 9300.6183
| E262 | Business Lighting Markdown | 2016 |  | LED - PAR 38 & 40 - Church | 5 |  | 76 |  | Comm Lighting | 39 | 2964 |  | 780 | 0 |  | 5 | 0.00054082 | 0 | 20 | 76 |  | 780 |  |  | 0 | 0 |  |  | 0.35238 | 1044.4669 | 0.35238 | 0 | 1044.4669 | 0 | 1044.4669 | 1044.4669 | 1148.9136
| E262 | Business Lighting Markdown | 2016 |  | LED - PAR 38 & 40 - Exterior | 5 |  | 170 |  | Comm Lighting | 231 | 39270 |  | 4620 | 0 |  | 5 | 0.0071653 | 0 | 20 | 170 |  | 4620 |  |  | 0 | 0 |  |  | 0.35238 | 13838.1292 | 0.35238 | 0 | 13838.1292 | 0 | 13838.1292 | 13838.1292 | 15221.9422
| E262 | Business Lighting Markdown | 2016 |  | LED - HW Recessed Retrofit Kit - Hotel Commons | 12 |  | 280 |  | Comm Lighting | 506 | 141680 |  | 12650 | 0 |  | 12 | 0.062043 | 0 | 25 | 280 |  | 12650 |  |  | 0 | 0 |  |  | 0.73138 | 103622.0468 | 0.73138 | 0 | 103622.0468 | 0 | 103622.0468 | 103622.0468 | 113984.2515
| E262 | Business Lighting Markdown | 2016 |  | LED - HW Recessed Retrofit Kit - Hotel rooms | 12 |  | 45 |  | Comm Lighting | 250 | 11250 |  | 6250 | 0 |  | 12 | 0.0049265 | 0 | 25 | 45 |  | 6250 |  |  | 0 | 0 |  |  | 0.73138 | 8228.0352 | 0.73138 | 0 | 8228.0352 | 0 | 8228.0352 | 8228.0352 | 9050.8387
| E262 | Business Lighting Markdown | 2016 |  | LED - HW Recessed Retrofit Kit - Hospital | 12 |  | 209 |  | Comm Lighting | 100 | 20900 |  | 2500 | 0 |  | 12 | 0.0091523 | 0 | 25 | 209 |  | 2500 |  |  | 0 | 0 |  |  | 0.73138 | 15285.8609 | 0.73138 | 0 | 15285.8609 | 0 | 15285.8609 | 15285.8609 | 16814.447
| E262 | Business Lighting Markdown | 2016 |  | LED - HW Recessed Retrofit Kit - Office | 12 |  | 103 |  | Comm Lighting | 353 | 36359 |  | 8825 | 0 |  | 12 | 0.015922 | 0 | 25 | 103 |  | 8825 |  |  | 0 | 0 |  |  | 0.73138 | 26592.2784 | 0.73138 | 0 | 26592.2784 | 0 | 26592.2784 | 26592.2784 | 29251.5062
| E262 | Business Lighting Markdown | 2016 |  | LED - HW Recessed Retrofit Kit - Restaurant | 12 |  | 123 |  | Comm Lighting | 95 | 11685 |  | 2375 | 0 |  | 12 | 0.005117 | 0 | 25 | 123 |  | 2375 |  |  | 0 | 0 |  |  | 0.73138 | 8546.1859 | 0.73138 | 0 | 8546.1859 | 0 | 8546.1859 | 8546.1859 | 9400.8045
| E262 | Business Lighting Markdown | 2016 |  | LED - HW Recessed Retrofit Kit - Retail | 12 |  | 113 |  | Comm Lighting | 1305 | 147465 |  | 32625 | 0 |  | 12 | 0.064577 | 0 | 25 | 113 |  | 32625 |  |  | 0 | 0 |  |  | 0.73138 | 107853.0853 | 0.73138 | 0 | 107853.0853 | 0 | 107853.0853 | 107853.0853 | 118638.3939
| E262 | Business Lighting Markdown | 2016 |  | LED - HW Recessed Retrofit Kit - Church | 12 |  | 62 |  | Comm Lighting | 16 | 992 |  | 400 | 0 |  | 12 | 0.00043441 | 0 | 25 | 62 |  | 400 |  |  | 0 | 0 |  |  | 0.73138 | 725.5299 | 0.73138 | 0 | 725.5299 | 0 | 725.5299 | 725.5299 | 798.0828
| E262 | Business Lighting Markdown | 2016 |  | LED - Decorative - Office | 3 |  | 58 |  | Comm Lighting | 123 | 7134 |  | 615 | 0 |  | 3 | 0.00078101 | 0 | 5 | 58 |  | 615 |  |  | 0 | 0 |  |  | 0.22248 | 1587.1669 | 0.22248 | 0 | 1587.1669 | 0 | 1587.1669 | 1587.1669 | 1745.8836
| E262 | Business Lighting Markdown | 2016 |  | LED - Decorative - Restaurant | 3 |  | 70 |  | Comm Lighting | 6 | 420 |  | 30 | 0 |  | 3 | 4.5981e-05 | 0 | 5 | 70 |  | 30 |  |  | 0 | 0 |  |  | 0.22248 | 93.4413 | 0.22248 | 0 | 93.4413 | 0 | 93.4413 | 93.4413 | 102.7854
| E262 | Business Lighting Markdown | 2016 |  | LED - Decorative - Retail | 3 |  | 64 |  | Comm Lighting | 1220 | 78080 |  | 6100 | 0 |  | 3 | 0.008548 | 0 | 5 | 64 |  | 6100 |  |  | 0 | 0 |  |  | 0.22248 | 17371.1792 | 0.22248 | 0 | 17371.1792 | 0 | 17371.1792 | 17371.1792 | 19108.2971
| E262 | Business Lighting Markdown | 2016 |  | LED - PAR20 - Hotel Commons | 5 |  | 299 |  | Comm Lighting | 58 | 17342 |  | 1160 | 0 |  | 5 | 0.0031643 | 0 | 20 | 299 |  | 1160 |  |  | 0 | 0 |  |  | 0.35238 | 6111.0476 | 0.35238 | 0 | 6111.0476 | 0 | 6111.0476 | 6111.0476 | 6722.1523
| E262 | Business Lighting Markdown | 2016 |  | LED - PAR20 - Office | 5 |  | 110 |  | Comm Lighting | 36 | 3960 |  | 720 | 0 |  | 5 | 0.00072255 | 0 | 20 | 110 |  | 720 |  |  | 0 | 0 |  |  | 0.35238 | 1395.4416 | 0.35238 | 0 | 1395.4416 | 0 | 1395.4416 | 1395.4416 | 1534.9858
| E262 | Business Lighting Markdown | 2016 |  | LED - PAR20 - Other | 5 |  | 82 |  | Comm Lighting | 19 | 1558 |  | 380 | 0 |  | 5 | 0.00028428 | 0 | 20 | 82 |  | 380 |  |  | 0 | 0 |  |  | 0.35238 | 549.0147 | 0.35238 | 0 | 549.0147 | 0 | 549.0147 | 549.0147 | 603.9161
| E262 | Business Lighting Markdown | 2016 |  | LED - PAR20 - Restaurant | 5 |  | 131 |  | Comm Lighting | 54 | 7074 |  | 1080 | 0 |  | 5 | 0.0012907 | 0 | 20 | 131 |  | 1080 |  |  | 0 | 0 |  |  | 0.35238 | 2492.7661 | 0.35238 | 0 | 2492.7661 | 0 | 2492.7661 | 2492.7661 | 2742.0428
| E262 | Business Lighting Markdown | 2016 |  | LED - PAR20 - Retail | 5 |  | 120 |  | Comm Lighting | 41 | 4920 |  | 820 | 0 |  | 5 | 0.00089772 | 0 | 20 | 120 |  | 820 |  |  | 0 | 0 |  |  | 0.35238 | 1733.7305 | 0.35238 | 0 | 1733.7305 | 0 | 1733.7305 | 1733.7305 | 1907.1035
| E262 | Business Lighting Markdown | 2016 |  | LED - PAR20 - School (K-12) | 5 |  | 84 |  | Comm Lighting | 6 | 504 |  | 120 | 0 |  | 5 | 9.1961e-05 | 0 | 20 | 84 |  | 120 |  |  | 0 | 0 |  |  | 0.35238 | 177.6017 | 0.35238 | 0 | 177.6017 | 0 | 177.6017 | 177.6017 | 195.3618
| E262 | Business Lighting Markdown | 2016 |  | LED - TLED4 - Grocery | 14 |  | 46 |  | Comm Lighting | 561 | 25806 |  | 17637.84 | 0 |  | 14 | 0.013184 | 0 | 31.44 | 46 |  | 17637.84 |  |  | 0 | 0 |  |  | 0.82124 | 21193.0322 | 0.82124 | 0 | 21193.0322 | 0 | 21193.0322 | 21193.0322 | 23312.3354
| E262 | Business Lighting Markdown | 2016 |  | LED - TLED4 - Other Health | 14 |  | 39 |  | Comm Lighting | 875 | 34125 |  | 27510 | 0 |  | 14 | 0.017434 | 0 | 31.44 | 39 |  | 27510 |  |  | 0 | 0 |  |  | 0.82124 | 28024.9641 | 0.82124 | 0 | 28024.9641 | 0 | 28024.9641 | 28024.9641 | 30827.4605
| E262 | Business Lighting Markdown | 2016 |  | LED - TLED4 - Warehouse | 14 |  | 21 |  | Comm Lighting | 302 | 6342 |  | 9494.88 | 0 |  | 14 | 0.0032401 | 0 | 31.44 | 21 |  | 9494.88 |  |  | 0 | 0 |  |  | 0.82124 | 5208.3318 | 0.82124 | 0 | 5208.3318 | 0 | 5208.3318 | 5208.3318 | 5729.165
| E262 | Business Lighting Markdown | 2016 |  | LED - TLED4 - Hospital | 14 |  | 54 |  | Comm Lighting | 76 | 4104 |  | 2389.44 | 0 |  | 14 | 0.0020967 | 0 | 31.44 | 54 |  | 2389.44 |  |  | 0 | 0 |  |  | 0.82124 | 3370.3869 | 0.82124 | 0 | 3370.3869 | 0 | 3370.3869 | 3370.3869 | 3707.4256
| E262 | Business Lighting Markdown | 2016 |  | LED - TLED4 - School (K-12) | 14 |  | 20 |  | Comm Lighting | 183 | 3660 |  | 5753.52 | 0 |  | 14 | 0.0018699 | 0 | 31.44 | 20 |  | 5753.52 |  |  | 0 | 0 |  |  | 0.82124 | 3005.7544 | 0.82124 | 0 | 3005.7544 | 0 | 3005.7544 | 3005.7544 | 3306.3298
| E262 | Business Lighting Markdown | 2016 |  | LED - TLED4 - Retail | 14 |  | 29 |  | Comm Lighting | 2076 | 60204 |  | 65269.44 | 0 |  | 14 | 0.030758 | 0 | 31.44 | 29 |  | 65269.44 |  |  | 0 | 0 |  |  | 0.82124 | 49442.1961 | 0.82124 | 0 | 49442.1961 | 0 | 49442.1961 | 49442.1961 | 54386.4157
| E262 | Business Lighting Markdown | 2016 |  | LED - Omnidirectional - $5 - Other Health | 5 |  | 112 |  | Comm Lighting | 2400 | 268800 |  | 12000 | 0 |  | 5 | 0.049046 | 0 | 5 | 112 |  | 12000 |  |  | 0 | 0 |  |  | 0.35238 | 94720.8847 | 0.35238 | 0 | 94720.8847 | 0 | 94720.8847 | 94720.8847 | 104192.9732
| E262 | Business Lighting Markdown | 2016 |  | LED - Omnidirectional - $5 - Hotel Commons | 5 |  | 209 |  | Comm Lighting | 1325 | 276925 |  | 6625 | 0 |  | 5 | 0.050529 | 0 | 5 | 209 |  | 6625 |  |  | 0 | 0 |  |  | 0.35238 | 97584.0067 | 0.35238 | 0 | 97584.0067 | 0 | 97584.0067 | 97584.0067 | 107342.4073
| E262 | Business Lighting Markdown | 2016 |  | LED - Omnidirectional - $5 - Hotel Rooms | 5 |  | 34 |  | Comm Lighting | 4968 | 168912 |  | 24840 | 0 |  | 5 | 0.03082 | 0 | 5 | 34 |  | 24840 |  |  | 0 | 0 |  |  | 0.35238 | 59521.9274 | 0.35238 | 0 | 59521.9274 | 0 | 59521.9274 | 59521.9274 | 65474.1201
| E262 | Business Lighting Markdown | 2016 |  | LED - Omnidirectional - $5 - Hospital | 5 |  | 155 |  | Comm Lighting | 72 | 11160 |  | 360 | 0 |  | 5 | 0.0020363 | 0 | 5 | 155 |  | 360 |  |  | 0 | 0 |  |  | 0.35238 | 3932.6082 | 0.35238 | 0 | 3932.6082 | 0 | 3932.6082 | 3932.6082 | 4325.869
| E262 | Business Lighting Markdown | 2016 |  | LED - Omnidirectional - $5 - Office | 5 |  | 76 |  | Comm Lighting | 778 | 59128 |  | 3890 | 0 |  | 5 | 0.010789 | 0 | 5 | 76 |  | 3890 |  |  | 0 | 0 |  |  | 0.35238 | 20835.7756 | 0.35238 | 0 | 20835.7756 | 0 | 20835.7756 | 20835.7756 | 22919.3531
| E262 | Business Lighting Markdown | 2016 |  | LED - Omnidirectional - $5 - Restaurant | 5 |  | 92 |  | Comm Lighting | 55 | 5060 |  | 275 | 0 |  | 5 | 0.00092326 | 0 | 5 | 92 |  | 275 |  |  | 0 | 0 |  |  | 0.35238 | 1783.0643 | 0.35238 | 0 | 1783.0643 | 0 | 1783.0643 | 1783.0643 | 1961.3707
| E262 | Business Lighting Markdown | 2016 |  | LED - Omnidirectional - $5 - Retail | 5 |  | 84 |  | Comm Lighting | 764 | 64176 |  | 3820 | 0 |  | 5 | 0.01171 | 0 | 5 | 84 |  | 3820 |  |  | 0 | 0 |  |  | 0.35238 | 22614.6112 | 0.35238 | 0 | 22614.6112 | 0 | 22614.6112 | 22614.6112 | 24876.0723
| E262 | Business Lighting Markdown | 2016 |  | LED - Omnidirectional - $5 - School (K-12) | 5 |  | 58 |  | Comm Lighting | 199 | 11542 |  | 995 | 0 |  | 5 | 0.002106 | 0 | 5 | 58 |  | 995 |  |  | 0 | 0 |  |  | 0.35238 | 4067.2189 | 0.35238 | 0 | 4067.2189 | 0 | 4067.2189 | 4067.2189 | 4473.9408
| E262 | Business Lighting Markdown | 2016 |  | LED - Omnidirectional - $5 - University | 5 |  | 157 |  | Comm Lighting | 59 | 9263 |  | 295 | 0 |  | 5 | 0.0016902 | 0 | 5 | 157 |  | 295 |  |  | 0 | 0 |  |  | 0.35238 | 3264.1352 | 0.35238 | 0 | 3264.1352 | 0 | 3264.1352 | 3264.1352 | 3590.5488
| E262 | Business Lighting Markdown | 2016 |  | LED - Omnidirectional - $5 - Warehouse | 5 |  | 61 |  | Comm Lighting | 1 | 61 |  | 5 | 0 |  | 5 | 1.113e-05 | 0 | 5 | 61 |  | 5 |  |  | 0 | 0 |  |  | 0.35238 | 21.4954 | 0.35238 | 0 | 21.4954 | 0 | 21.4954 | 21.4954 | 23.645
| E262 | Business Lighting Markdown | 2016 |  | LED - Omnidirectional - $5 - Church | 5 |  | 46 |  | Comm Lighting | 12 | 552 |  | 60 | 0 |  | 5 | 0.00010072 | 0 | 5 | 46 |  | 60 |  |  | 0 | 0 |  |  | 0.35238 | 194.5161 | 0.35238 | 0 | 194.5161 | 0 | 194.5161 | 194.5161 | 213.9677
| E262 | Business Lighting Markdown | 2016 |  | LED - Omnidirectional - $5 - Exterior | 5 |  | 103 |  | Comm Lighting | 65 | 6695 |  | 325 | 0 |  | 5 | 0.0012216 | 0 | 5 | 103 |  | 325 |  |  | 0 | 0 |  |  | 0.35238 | 2359.2125 | 0.35238 | 0 | 2359.2125 | 0 | 2359.2125 | 2359.2125 | 2595.1338
| E262 | Business Lighting Markdown | 2016 |  | LED - TLED4 - Office | 14 |  | 27 |  | Comm Lighting | 2911 | 78597 |  | 91521.84 | 0 |  | 14 | 0.040155 | 0 | 31.44 | 27 |  | 91521.84 |  |  | 0 | 0 |  |  | 0.82124 | 64547.3438 | 0.82124 | 0 | 64547.3438 | 0 | 64547.3438 | 64547.3438 | 71002.0781
| E262 | Business Lighting Markdown | 2016 |  | LED - Hard Wired Recessed Can Retrofit Kit | 12 |  | 110 |  | Comm Lighting | 20038 | 2204180 |  | 300570 | 0 |  | 12 | 0.96524 | 0 | 15 | 110 |  | 300570 |  |  | 0 | 0 |  |  | 0.73138 | 1612095.1658 | 0.73138 | 0 | 1612095.1658 | 0 | 1612095.1658 | 1612095.1658 | 1773304.6824
| E262 | Business Lighting Markdown | 2016 |  | LED - Integral - Decorative | 3 |  | 57 |  | Comm Lighting | 4422 | 252054 |  | 17688 | 0 |  | 3 | 0.027594 | 0 | 4 | 57 |  | 17688 |  |  | 0 | 0 |  |  | 0.22248 | 56076.7828 | 0.22248 | 0 | 56076.7828 | 0 | 56076.7828 | 56076.7828 | 61684.4611
| E262 | Business Lighting Markdown | 2016 |  | LED - Integral - Omnidirectional | 5 |  | 79 |  | Comm Lighting | 23997 | 1895763 |  | 95988 | 0 |  | 5 | 0.34591 | 0 | 4 | 79 |  | 95988 |  |  | 0 | 0 |  |  | 0.35238 | 668037.0109 | 0.35238 | 0 | 668037.0109 | 0 | 668037.0109 | 668037.0109 | 734840.712
| E262 | Business Lighting Markdown | 2016 |  | LED - Integral - from R BR or PAR20 | 5 |  | 99 |  | Comm Lighting | 1877 | 185823 |  | 15016 | 0 |  | 5 | 0.033906 | 0 | 8 | 99 |  | 15016 |  |  | 0 | 0 |  |  | 0.35238 | 65481.0973 | 0.35238 | 0 | 65481.0973 | 0 | 65481.0973 | 65481.0973 | 72029.207
| E262 | Business Lighting Markdown | 2016 |  | LED - Integral - from R BR PAR30 | 5 |  | 99 |  | Comm Lighting | 15138 | 1498662 |  | 121104 | 0 |  | 5 | 0.27345 | 0 | 8 | 99 |  | 121104 |  |  | 0 | 0 |  |  | 0.35238 | 528104.8754 | 0.35238 | 0 | 528104.8754 | 0 | 528104.8754 | 528104.8754 | 580915.3629
| E262 | Business Lighting Markdown | 2016 |  | LED - Integral - from R BR or PAR38 or 40 | 5 |  | 128 |  | Comm Lighting | 2992 | 382976 |  | 29920 | 0 |  | 5 | 0.069879 | 0 | 10 | 128 |  | 29920 |  |  | 0 | 0 |  |  | 0.35238 | 134954.7081 | 0.35238 | 0 | 134954.7081 | 0 | 134954.7081 | 134954.7081 | 148450.1789
| E262 | Business Lighting Markdown | 2016 |  | LED - MR16 or PAR 16 | 5 |  | 94 |  | Comm Lighting | 2162 | 203228 |  | 17296 | 0 |  | 5 | 0.037082 | 0 | 8 | 94 |  | 17296 |  |  | 0 | 0 |  |  | 0.35238 | 71614.3451 | 0.35238 | 0 | 71614.3451 | 0 | 71614.3451 | 71614.3451 | 78775.7796
| E262 | Business Lighting Markdown | 2016 |  | TLED - 4 foot | 12 |  | 30 |  | Comm Lighting | 75880 | 2276400 |  | 2385667.2 | 0 |  | 12 | 0.99686 | 0 | 31.44 | 30 |  | 2385667.2 |  |  | 0 | 0 |  |  | 0.73138 | 1664915.4949 | 0.73138 | 0 | 1664915.4949 | 0 | 1664915.4949 | 1664915.4949 | 1831407.0444
[12 empty] | 27402809 | 2889934.69 | 5112933.56 |  |  |  | 8.6051 |  |  |  | 368262.17 | 3506588.56 | 3258196.86 | 5481195.73 | 0 | 0 | 3023287.4269 | 5086012.5545 | [7 empty] | 14990978.8135 | 16490076.6948 | 4.9585 | 3.2422
[18 empty] | EES Tracking |  | Year | DBtC | OH | Total Budget
[20 empty] | 2016 | 1323571.77 | 215037.42 | 1538609.19
[20 empty] | 2017 | 1566362.92 | 153224.75 | 1719587.67
[20 empty] | Total | 2889934.69 | 368262.17 | 3258196.86
[21 empty] | Budget | Savings
[18 empty] | Exhibit 1 |  |  | 3258196.86 | 27402.809

## E262 Comm HVAC Elect
Rtn to Summary | [27 empty] | Final Costs |  |  |  | Math Check Only - Columns can be deleted or hidden |  |  |  |  | Final Benefits
| paste | paste |  | paste | paste | paste | paste | paste | paste | paste | paste | paste | paste total DBtC | paste | paste | paste | Formula: G + H | formula | formula: N/L | formula: O/L | formula: M/L | Total only derived from Actual Spending | formula: O-N | Formula total only W+N | Formula total only W+O | Formula | Formula | Formula Total Only | Formula Total Only | Formula | Formula | Formula | Formula | Formula | Formula | Formula | Formula | Formula | Formula Total Only: AL/AC | Formula Total Only: AM/AD
| Sch. No. | Program | Year | Measure ID - Version | Measure Name | Measure Life Period 1 | Measure Life Period 2 | Unit Savings period 1 | Unit Savings Period 2 | End Use | Measure Quantity | kWh Savings - Total | kWh Incentive - Total | kWh Measure Cost - Total | Year 1 NEBs | Unit Annual O&M | Total Measure Life | Weighted Life | Incentives Per Unit | Incremental Measure Cost per Unit | Savings per unit | Program Overhead | Total Customer Cost | Total Utility Program Costs | Total Resource Cost | PV Total Non-Energy Benefits | PV Total Net Euipment O&M | PV Total Utility Program Costs | PV Total Resource Costs | Unit PV First period Savings for 1 kWh | Total First Period Savings | Unit PV Savings for Second Period for 1 kWh | Total Second period Savings | Unadjusted Total | Decrement | Final UC Total Savings | PV Total Savings UC | PV Total Savings TRC | UC B/C Ratio | TRC B/C Ratio
| E262 | Commercial HVAC | 2017 | 10723 - 1 | CHVAC: Electric to Gas Pack - Tier 1 | 15 |  |  |  | Comm Space Heat | 1 | 11790 | 2500 | 0 |  |  | 15 | 0.060028 | 2500 | 0 | 11790 |  | -2500 |  |  | 0 | 0 |  |  | 1.9101 | 0 | 1.9101 | 0 | 0 | 0 | 0 | 0 | 0
| E262 | Commercial HVAC | 2017 | 10723 - 2 | CHVAC: Electric to Gas Pack - Tier 1 | 15 |  |  |  | Comm Space Heat | 5 | 57102 | 15500 | 67838.76 | 0 |  | 15 | 0.29073 | 3100 | 13567.752 | 11420.4 |  | 52338.76 |  |  | 0 | 0 |  |  | 1.9101 | 0 | 1.9101 | 0 | 0 | 0 | 0 | 0 | 0
| E262 | Commercial HVAC | 2017 | 10724 - 1 | CHVAC: Electric to Gas Pack - Tier 2 | 15 |  |  |  | Comm Space Heat | 10 | 96700 | 22000 | 150209.5 |  |  | 15 | 0.49234 | 2200 | 15020.95 | 9670 |  | 128209.5 |  |  | 0 | 0 |  |  | 1.9101 | 0 | 1.9101 | 0 | 0 | 0 | 0 | 0 | 0
| E262 | Commercial HVAC | 2017 | 10724 - 2 | CHVAC: Electric to Gas Pack - Tier 2 | 15 |  |  |  | Comm Space Heat | 2 | 315350 | 93500 | 326860 | 0 |  | 15 | 1.6056 | 46750 | 163430 | 157675 |  | 233360 |  |  | 0 | 0 |  |  | 1.9101 | 0 | 1.9101 | 0 | 0 | 0 | 0 | 0 | 0
| E262 | Commercial HVAC | 2017 | 10725 - 1 | CHVAC: Heat Pump to Gas Pack - Tier 1 | 15 |  |  |  | Comm Space Heat | 3 | 18658 | 8000 | 11440.26 |  |  | 15 | 0.094997 | 2666.6667 | 3813.42 | 6219.3333 |  | 3440.26 |  |  | 0 | 0 |  |  | 1.9101 | 0 | 1.9101 | 0 | 0 | 0 | 0 | 0 | 0
| E262 | Commercial HVAC | 2017 | 10725 - 2 | CHVAC: Heat Pump to Gas Pack - Tier 1 | 15 |  |  |  | Comm Space Heat | 3 | 15379 | 6500 | 50165 | 0 |  | 15 | 0.078302 | 2166.6667 | 16721.6667 | 5126.3333 |  | 43665 |  |  | 0 | 0 |  |  | 1.9101 | 0 | 1.9101 | 0 | 0 | 0 | 0 | 0 | 0
| E262 | Commercial HVAC | 2017 | 10726 - 2 | CHVAC: Heat Pump to Gas Pack - Tier 2 | 15 |  |  |  | Comm Space Heat | 6 | 37705.5 | 17325 | 71847.21 | 0 |  | 15 | 0.19198 | 2887.5 | 11974.535 | 6284.25 |  | 54522.21 |  |  | 0 | 0 |  |  | 1.9101 | 0 | 1.9101 | 0 | 0 | 0 | 0 | 0 | 0
| E262 | Commercial HVAC | 2017 | 10727 - 1 | CHVAC: Gas Pack to Gas Pack - Tier 1 | 15 |  |  |  | Comm Space Heat | 19 | 14824 | 6281 | 1054 |  |  | 15 | 0.075476 | 330.5789 | 55.4737 | 780.2105 |  | -5227 |  |  | 0 | 0 |  |  | 1.9101 | 0 | 1.9101 | 0 | 0 | 0 | 0 | 0 | 0
| E262 | Commercial HVAC | 2017 | 10727 - 2 | CHVAC: Gas Pack to Gas Pack - Tier 1 | 15 |  |  |  | Comm Cooling | 6 | 4725 | 2025 | 18000 | 0 |  | 15 | 0.024057 | 337.5 | 3000 | 787.5 |  | 15975 |  |  | 0 | 0 |  |  | 0.53227 | 0 | 0.53227 | 0 | 0 | 0 | 0 | 0 | 0
| E262 | Commercial HVAC | 2017 | 10728 - 2 | CHVAC: Gas Pack to Gas Pack - Tier 2 | 15 |  |  |  | Comm Cooling | 29 | 55084 | 36625 | 391499.39 | 0 |  | 15 | 0.28046 | 1262.931 | 13499.979 | 1899.4483 |  | 354874.39 |  |  | 0 | 0 |  |  | 0.53227 | 0 | 0.53227 | 0 | 0 | 0 | 0 | 0 | 0
| E262 | Commercial HVAC | 2017 | 10728 - 1 | CHVAC: Gas Pack to Gas Pack - Tier 2 | 15 |  |  |  | Comm Space Heat | 3 | 11025 | 4481 | 1000 |  |  | 15 | 0.056133 | 1493.6667 | 333.3333 | 3675 |  | -3481 |  |  | 0 | 0 |  |  | 1.9101 | 0 | 1.9101 | 0 | 0 | 0 | 0 | 0 | 0
| E262 | Commercial HVAC | 2017 | 10730 - 1 | CHVAC: Electric to Heat Pump - Tier 2 | 15 |  |  |  | Comm Space Heat | 4 | 26815 | 11825 | 164167 |  |  | 15 | 0.13653 | 2956.25 | 41041.75 | 6703.75 |  | 152342 |  |  | 0 | 0 |  |  | 1.9101 | 0 | 1.9101 | 0 | 0 | 0 | 0 | 0 | 0
| E262 | Commercial HVAC | 2017 | 10731 - 1 | CHVAC: Heat Pump to Heat Pump - Tier 1 | 15 |  |  |  | Comm Space Heat | 8 | 16600 | 3500 | 64477 |  |  | 15 | 0.084518 | 437.5 | 8059.625 | 2075 |  | 60977 |  |  | 0 | 0 |  |  | 1.9101 | 0 | 1.9101 | 0 | 0 | 0 | 0 | 0 | 0
| E262 | Commercial HVAC | 2017 | 10731 - 2 | CHVAC: Heat Pump to Heat Pump - Tier 1 | 15 |  |  |  | Comm Cooling | 8 | 10752.5 | 2750 | 73575 | 0 |  | 15 | 0.054746 | 343.75 | 9196.875 | 1344.0625 |  | 70825 |  |  | 0 | 0 |  |  | 0.53227 | 0 | 0.53227 | 0 | 0 | 0 | 0 | 0 | 0
| E262 | Commercial HVAC | 2017 | 10732 - 1 | CHVAC: Heat Pump to Heat Pump - Tier 2 | 15 |  |  |  | Comm Space Heat | 15 | 32875 | 9600 | 199200 |  |  | 15 | 0.16738 | 640 | 13280 | 2191.6667 |  | 189600 |  |  | 0 | 0 |  |  | 1.9101 | 0 | 1.9101 | 0 | 0 | 0 | 0 | 0 | 0
| E262 | Commercial HVAC | 2017 | 10732 - 2 | CHVAC: Heat Pump to Heat Pump - Tier 2 | 15 |  |  |  | Comm Cooling | 11 | 16029 | 5850 | 78683.48 | 0 |  | 15 | 0.081611 | 531.8182 | 7153.0436 | 1457.1818 |  | 72833.48 |  |  | 0 | 0 |  |  | 0.53227 | 0 | 0.53227 | 0 | 0 | 0 | 0 | 0 | 0
| E262 | Commercial HVAC | 2017 | 10766 - 2 | CHVAC: Gas Pack to Gas Pack - Tier 2 - EO | 15 |  |  |  | Comm Cooling | 24 | 36472 | 29100 | 320013 | 0 |  | 15 | 0.1857 | 1212.5 | 13333.875 | 1519.6667 |  | 290913 |  |  | 0 | 0 |  |  | 0.53227 | 0 | 0.53227 | 0 | 0 | 0 | 0 | 0 | 0
| E262 | Commercial HVAC | 2017 | 11232 - 1 | PHVAC: Basic Diagnostics | 5 |  |  |  | Comm Space Heat | 48 | 20943.93 | 13980 | 13980 |  |  | 5 | 0.035545 | 291.25 | 291.25 | 436.3319 |  | 0 |  |  | 0 | 0 |  |  | 0.82264 | 0 | 0.82264 | 0 | 0 | 0 | 0 | 0 | 0
| E262 | Commercial HVAC | 2017 | 11232 - 2 | PHVAC: Basic Diagnostics | 5 |  |  |  | Comm Flat | 256 | 108793.67 | 66860 | 66860 | 0 |  | 5 | 0.18464 | 261.1719 | 261.1719 | 424.9753 |  | 0 |  |  | 0 | 0 |  |  | 0.32775 | 0 | 0.32775 | 0 | 0 | 0 | 0 | 0 | 0
| E262 | Commercial HVAC | 2017 | 11233 - 1 | PHVAC: Enable Morning Warmup | 5 |  |  |  | Comm Space Heat | 47 | 14255.95 | 2875 | 2875 |  |  | 5 | 0.024195 | 61.1702 | 61.1702 | 303.3181 |  | 0 |  |  | 0 | 0 |  |  | 0.82264 | 0 | 0.82264 | 0 | 0 | 0 | 0 | 0 | 0
| E262 | Commercial HVAC | 2017 | 11233 - 2 | PHVAC: Enable Morning Warmup | 5 |  |  |  | Comm Flat | 174 | 25623.52 | 5350 | 5350 | 0 |  | 5 | 0.043487 | 30.7471 | 30.7471 | 147.2616 |  | 0 |  |  | 0 | 0 |  |  | 0.32775 | 0 | 0.32775 | 0 | 0 | 0 | 0 | 0 | 0
| E262 | Commercial HVAC | 2017 | 11234 - 2 | PHVAC: Ventilation - Demand Control | 10 |  |  |  | Comm Space Heat | 57 | 42047.44 | 45600 | 45600 | 0 |  | 10 | 0.14272 | 800 | 800 | 737.6744 |  | 0 |  |  | 0 | 0 |  |  | 1.437 | 0 | 1.437 | 0 | 0 | 0 | 0 | 0 | 0
| E262 | Commercial HVAC | 2017 | 11234 - 1 | PHVAC: Ventilation - Demand Control | 10 |  |  |  | Comm Space Heat | 6 | 4618.67 | 4800 | 4800 |  |  | 10 | 0.015677 | 800 | 800 | 769.7783 |  | 0 |  |  | 0 | 0 |  |  | 1.437 | 0 | 1.437 | 0 | 0 | 0 | 0 | 0 | 0
| E262 | Commercial HVAC | 2017 | 11235 - 1 | PHVAC: Economizer Controller - Replacement | 5 |  |  |  | Comm Space Heat | 3 | 2061.96 | 900 | 900 |  |  | 5 | 0.0034995 | 300 | 300 | 687.32 |  | 0 |  |  | 0 | 0 |  |  | 0.82264 | 0 | 0.82264 | 0 | 0 | 0 | 0 | 0 | 0
| E262 | Commercial HVAC | 2017 | 11235 - 2 | PHVAC: Economizer Controller - Replacement | 5 |  |  |  | Comm Flat | 20 | 13860.47 | 6000 | 6000 | 0 |  | 5 | 0.023523 | 300 | 300 | 693.0235 |  | 0 |  |  | 0 | 0 |  |  | 0.32775 | 0 | 0.32775 | 0 | 0 | 0 | 0 | 0 | 0
| E262 | Commercial HVAC | 2017 | 11236 - 1 | PHVAC: Sensor - Replacement | 5 |  |  |  | Comm Space Heat | 60 | 62778.12 | 5400 | 5400 |  |  | 5 | 0.10654 | 90 | 90 | 1046.302 |  | 0 |  |  | 0 | 0 |  |  | 0.82264 | 0 | 0.82264 | 0 | 0 | 0 | 0 | 0 | 0
| E262 | Commercial HVAC | 2017 | 11236 - 2 | PHVAC: Sensor - Replacement | 5 |  |  |  | Comm Flat | 210 | 135825.91 | 18700 | 18700 | 0 |  | 5 | 0.23052 | 89.0476 | 89.0476 | 646.79 |  | 0 |  |  | 0 | 0 |  |  | 0.32775 | 0 | 0.32775 | 0 | 0 | 0 | 0 | 0 | 0
| E262 | Commercial HVAC | 2017 | 11237 - 2 | PHVAC: Thermostat - Replacement | 5 |  |  |  | Comm Flat | 115 | 285415.11 | 34500 | 34500 | 0 |  | 5 | 0.48439 | 300 | 300 | 2481.8705 |  | 0 |  |  | 0 | 0 |  |  | 0.32775 | 0 | 0.32775 | 0 | 0 | 0 | 0 | 0 | 0
| E262 | Commercial HVAC | 2017 | 11703 - 1 | CHVAC: Thermostat Control - Occupancy Based - 5 Degrees | 10 |  | 222 |  | Comm Space Heat | 202 | 44844 | 20200 | 47401.28 |  |  | 10 | 0.15221 | 100 | 234.6598 | 222 |  | 27201.28 |  |  | 0 | 0 |  |  | 1.437 | 64442.7851 | 1.437 | 0 | 64442.7851 | 0 | 64442.7851 | 64442.7851 | 70887.0636
| E262 | Commercial HVAC | 2017 | 11703 - 2 | CHVAC: Thermostat Control - Occupancy Based - 5 Degrees | 10 |  | 260 |  | Comm Space Heat | 183 | 47580 | 18300 | 16247.55 | 0 |  | 10 | 0.1615 | 100 | 88.7844 | 260 |  | -2052.45 |  |  | 0 | 0 |  |  | 1.437 | 68374.5365 | 1.437 | 0 | 68374.5365 | 0 | 68374.5365 | 68374.5365 | 75211.9901
| E262 | Commercial HVAC | 2017 | 11704 - 2 | CHVAC: Heat Pump - Packaged Terminal - Lodging | 15 |  | 737 |  | Comm Space Heat | 25 | 18425 | 2500 | 14552.42 | 0 |  | 15 | 0.09381 | 100 | 582.0968 | 737 |  | 12052.42 |  |  | 0 | 0 |  |  | 1.9101 | 35192.9488 | 1.9101 | 0 | 35192.9488 | 0 | 35192.9488 | 35192.9488 | 38712.2437
| E262 | Commercial HVAC | 2017 | 11704 - 1 | CHVAC: Heat Pump - Packaged Terminal - Lodging | 15 |  | 646 |  | Comm Space Heat | 9 | 5814 | 900 | 5004 |  |  | 15 | 0.029602 | 100 | 556 | 646 |  | 4104 |  |  | 0 | 0 |  |  | 1.9101 | 11105.1183 | 1.9101 | 0 | 11105.1183 | 0 | 11105.1183 | 11105.1183 | 12215.6301
| E262 | Commercial HVAC | 2017 | 11754 - 1 | PHVAC: Damper - Repair | 5 |  |  |  | Comm Space Heat | 30 | 11139.75 | 7500 | 7500 |  |  | 5 | 0.018906 | 250 | 250 | 371.325 |  | 0 |  |  | 0 | 0 |  |  | 0.82264 | 0 | 0.82264 | 0 | 0 | 0 | 0 | 0 | 0
| E262 | Commercial HVAC | 2017 | 11754 - 2 | PHVAC: Damper - Repair | 5 |  |  |  | Comm Flat | 124 | 147835.76 | 30750 | 30750 | 0 |  | 5 | 0.2509 | 247.9839 | 247.9839 | 1192.2239 |  | 0 |  |  | 0 | 0 |  |  | 0.32775 | 0 | 0.32775 | 0 | 0 | 0 | 0 | 0 | 0
| E262 | Commercial HVAC | 2017 | 11963 - 1 | CHVAC: Electric to Ductless Heat Pump - Tier 1 | 15 |  |  |  | Comm Space Heat | 1 | 3909 | 1500 | 10287 | 0 |  | 15 | 0.019903 | 1500 | 10287 | 3909 |  | 8787 |  |  | 0 | 0 |  |  | 1.9101 | 0 | 1.9101 | 0 | 0 | 0 | 0 | 0 | 0
| E262 | Commercial HVAC | 2017 | 11964 - 1 | CHVAC: Electric to Ductless Heat Pump - Tier 2 | 15 |  |  |  | Comm Space Heat | 10 | 27320 | 11000 | 60889.97 | 0 |  | 15 | 0.1391 | 1100 | 6088.997 | 2732 |  | 49889.97 |  |  | 0 | 0 |  |  | 1.9101 | 0 | 1.9101 | 0 | 0 | 0 | 0 | 0 | 0
| E262 | Commercial HVAC Elect | 2016 |  | High Efficiency HVAC Retrofit | 15 |  | 1 |  | Comm Space Heat | 621546 | 621546 | 0 | 0 |  |  | 15 | 3.1646 | 0 | 0 | 1 |  | 0 |  |  | 0 | 0 |  |  | 1.9101 | 1187193.3017 | 1.9101 | 0 | 1187193.3017 | 0 | 1187193.3017 | 1187193.3017 | 1305912.6318
| E262 | Commercial HVAC Elect | 2016 |  | Thermostat Control - Occupancy Based - 5 Degrees | 10 |  | 222 |  | Comm Space Heat | 1101 | 244422 |  | 204885.09 |  |  | 10 | 0.82964 | 0 | 186.09 | 222 |  | 204885.09 |  |  | 0 | 0 |  |  | 1.437 | 351245.081 | 1.437 | 0 | 351245.081 | 0 | 351245.081 | 351245.081 | 386369.5891
| E262 | Commercial HVAC Elect | 2016 |  | Heat Pump - Packaged Terminal - Lodging | 15 |  | 646 |  | Comm Space Heat | 190 | 122740 |  |  |  |  | 15 | 0.62493 | 0 | 0 | 646 |  | 0 |  |  | 0 | 0 |  |  | 1.9101 | 234441.3862 | 1.9101 | 0 | 234441.3862 | 0 | 234441.3862 | 234441.3862 | 257885.5249
| E262 | Commercial HVAC Elect | 2016 |  | Premium HVAC | 5 |  | 1 |  | Comm Cooling | 3827 | 3827 |  |  |  |  | 5 | 0.006495 | 0 | 0 | 1 |  | 0 |  |  | 0 | 0 |  |  | 0.20383 | 780.0591 | 0.20383 | 0 | 780.0591 | 0 | 780.0591 | 780.0591 | 858.065
| E262 | Commercial HVAC Elect | 2016 |  | HVAC Demand Control Ventilation | 10 |  | 1 |  | Comm Cooling | 0 | 0 |  |  |  |  | 10 | 0 | 0 | 0 | 0 |  | 0 |  |  | 0 | 0 |  |  | 0.37715 | 0 | 0.37715 | 0 | 0 | 0 | 0 | 0 | 0
| E262 | Commercial HVAC Elect | 2016 |  | Basic Diagnostics - kWh | 5 |  | 1 |  | Comm Space Heat | 53131.718 | 53131.718 |  |  |  |  | 5 | 0.090173 | 0 | 0 | 1 |  | 0 |  |  | 0 | 0 |  |  | 0.82264 | 43708.0385 | 0.82264 | 0 | 43708.0385 | 0 | 43708.0385 | 43708.0385 | 48078.8424
| E262 | Commercial HVAC Elect | 2016 |  | Enable Morning Warmup - kWh | 5 |  | 1 |  | Comm Space Heat | 8452.392 | 8452.392 |  |  |  |  | 5 | 0.014345 | 0 | 0 | 1 |  | 0 |  |  | 0 | 0 |  |  | 0.82264 | 6953.2379 | 0.82264 | 0 | 6953.2379 | 0 | 6953.2379 | 6953.2379 | 7648.5617
| E262 | Commercial HVAC Elect | 2016 |  | Ventilation - Demand Control - kWh | 5 |  | 1 |  | Comm Space Heat | 4836.3 | 4836.3 |  |  |  |  | 5 | 0.008208 | 0 | 0 | 1 |  | 0 |  |  | 0 | 0 |  |  | 0.82264 | 3978.5122 | 0.82264 | 0 | 3978.5122 | 0 | 3978.5122 | 3978.5122 | 4376.3634
| E262 | Commercial HVAC Elect | 2016 |  | Economizer Controller - Replacement - kWh | 5 |  | 1 |  | Comm Space Heat | 7767.93 | 7767.93 |  |  |  |  | 5 | 0.013183 | 0 | 0 | 1 |  | 0 |  |  | 0 | 0 |  |  | 0.82264 | 6390.1751 | 0.82264 | 0 | 6390.1751 | 0 | 6390.1751 | 6390.1751 | 7029.1927
| E262 | Commercial HVAC Elect | 2016 |  | Sensor - Replacement - kWh | 5 |  | 1 |  | Comm Space Heat | 54567.286 | 54567.286 |  |  |  |  | 5 | 0.092609 | 0 | 0 | 1 |  | 0 |  |  | 0 | 0 |  |  | 0.82264 | 44888.9878 | 0.82264 | 0 | 44888.9878 | 0 | 44888.9878 | 44888.9878 | 49377.8865
| E262 | Commercial HVAC Elect | 2016 |  | Damper - Repair - kWh | 5 |  | 1 |  | Comm Space Heat | 23837.898 | 23837.898 |  |  |  |  | 5 | 0.040457 | 0 | 0 | 1 |  | 0 |  |  | 0 | 0 |  |  | 0.82264 | 19609.9016 | 0.82264 | 0 | 19609.9016 | 0 | 19609.9016 | 19609.9016 | 21570.8918
[12 empty] | 2946106.784 | 964016.07 | 2592511.91 |  |  |  | 11.0059 |  |  |  | 560358.25 | 2017534.91 | 1524374.32 | 3152870.16 | 0 | 0 | 1414470.0009 | 2925554.5699 | [7 empty] | 2078304.0699 | 2286134.4768 | 1.4693 | 0.78144
[18 empty] | EES Tracking |  | Year | DBtC | OH | Total Budget
[20 empty] | 2016 | 390871.06 | 330819.67 | 721690.73
[20 empty] | 2017 | 573145.01 | 229538.58 | 802683.59
[20 empty] | Total | 964016.07 | 560358.25 | 1524374.32
[21 empty] | Budget | Savings
[18 empty] | Exhibit 1 |  |  | 1524374.32 | 2946.106

## E262 Comm Kitch_Laund Elect
Rtn to Summary | [27 empty] | Final Costs |  |  |  | Math Check Only - Columns can be deleted or hidden |  |  |  |  | Final Benefits
| paste | paste |  | paste | paste | paste | paste | paste | paste | paste | paste | paste | paste total DBtC | paste | paste | paste | Formula: G + H | formula | formula: N/L | formula: O/L | formula: M/L | Total only derived from Actual Spending | formula: O-N | Formula total only W+N | Formula total only W+O | Formula | Formula | Formula Total Only | Formula Total Only | Formula | Formula | Formula | Formula | Formula | Formula | Formula | Formula | Formula | Formula Total Only: AL/AC | Formula Total Only: AM/AD
| Sch. No. | Program | Year | Measure ID - Version | Measure Name | Measure Life Period 1 | Measure Life Period 2 | Unit Savings period 1 | Unit Savings Period 2 | End Use | Measure Quantity | kWh Savings - Total | kWh Incentive - Total | kWh Measure Cost - Total | Year 1 NEBs | Unit Annual O&M | Total Measure Life | Weighted Life | Incentives Per Unit | Incremental Measure Cost per Unit | Savings per unit | Program Overhead | Total Customer Cost | Total Utility Program Costs | Total Resource Cost | PV Total Non-Energy Benefits | PV Total Net Euipment O&M | PV Total Utility Program Costs | PV Total Resource Costs | Unit PV First period Savings for 1 kWh | Total First Period Savings | Unit PV Savings for Second Period for 1 kWh | Total Second period Savings | Unadjusted Total | Decrement | Final UC Total Savings | PV Total Savings UC | PV Total Savings TRC | UC B/C Ratio | TRC B/C Ratio
| E262 | Commercial Kitchen Laundry | 2017 | 10804 - 1 | CKTCH: Oven - Convection - Double - E | 12 |  | 5548 |  | Comm Cooking | 10 | 55480 |  | 20140 | 0 |  | 12 | 0.69701 | 0 | 2014 | 5548 |  | 20140 |  |  | 0 | 0 |  |  | 0.68432 | 37965.9405 | 0.68432 | 0 | 37965.9405 | 0 | 37965.9405 | 37965.9405 | 41762.5345
| E262 | Commercial Kitchen Laundry | 2017 | 10806 - 1 | CKTCH: Oven - Convection - Full - E | 12 |  | 2774 |  | Comm Cooking | 20 | 55480 |  | 20140 | 0 |  | 12 | 0.69701 | 0 | 1007 | 2774 |  | 20140 |  |  | 0 | 0 |  |  | 0.68432 | 37965.9405 | 0.68432 | 0 | 37965.9405 | 0 | 37965.9405 | 37965.9405 | 41762.5345
| E262 | Commercial Kitchen Laundry | 2017 | 10808 - 1 | CKTCH: Oven - Convection - Half - E | 12 |  | 2518 |  | Comm Cooking | 4 | 10072 |  | 3172 | 0 |  | 12 | 0.12654 | 0 | 793 | 2518 |  | 3172 |  |  | 0 | 0 |  |  | 0.68432 | 6892.4469 | 0.68432 | 0 | 6892.4469 | 0 | 6892.4469 | 6892.4469 | 7581.6916
| E262 | Commercial Kitchen Laundry | 2017 | 10810 - 1 | CKTCH: Sales Incentive - Oven - E | 0 |  | 0 |  |  | 19 | 0 |  | 950 | 0 |  | 0 | 0 | 0 | 50 | 0 |  | 950 |  |  | 0 | 0
| E262 | Commercial Kitchen Laundry | 2017 | 10811 - 1 | CKTCH: Sales Incentive - Dishwasher - ST or MT - E | 0 |  | 0 |  |  | 1 | 0 |  | 50 | 0 |  | 0 | 0 | 0 | 50 | 0 |  | 50 |  |  | 0 | 0
| E262 | Commercial Kitchen Laundry | 2017 | 10812 - 1 | CKTCH: Sales Incentive - Dishwasher - UC or DT - E | 0 |  | 0 |  |  | 1 | 0 |  | 30 | 0 |  | 0 | 0 | 0 | 30 | 0 |  | 30 |  |  | 0 | 0
| E262 | Commercial Kitchen Laundry | 2017 | 10815 - 1 | CKTCH: Sales Incentive - Refrigeration - E | 0 |  | 0 |  |  | 3 | 0 |  | 90 | 0 |  | 0 | 0 | 0 | 30 | 0 |  | 90 |  |  | 0 | 0
| E262 | Commercial Kitchen Laundry | 2017 | 10821 - 1 | CKTCH: Oven - Combination - 14 Pan or Less - E | 12 |  | 11497 |  | Comm Cooking | 1 | 11497 |  | 1054 | 0 |  | 12 | 0.14444 | 0 | 1054 | 11497 |  | 1054 |  |  | 0 | 0 |  |  | 0.68432 | 7867.5995 | 0.68432 | 0 | 7867.5995 | 0 | 7867.5995 | 7867.5995 | 8654.3594
| E262 | Commercial Kitchen Laundry | 2017 | 10822 - 1 | CKTCH: Oven - Combination - More Than 28 Pans - E | 12 |  | 22009 |  | Comm Cooking | 8 | 176072 |  | 56384 | 0 |  | 12 | 2.212 | 0 | 7048 | 22009 |  | 56384 |  |  | 0 | 0 |  |  | 0.68432 | 120489.1685 | 0.68432 | 0 | 120489.1685 | 0 | 120489.1685 | 120489.1685 | 132538.0854
| E262 | Commercial Kitchen Laundry | 2017 | 10844 - 1 | CKTCH: Food Cabinet - Hot - Under 13 Ft | 12 |  | 439 |  | Comm Cooking | 4 | 1756 |  | 668 | 0 |  | 12 | 0.022061 | 0 | 167 | 439 |  | 668 |  |  | 0 | 0 |  |  | 0.68432 | 1201.6617 | 0.68432 | 0 | 1201.6617 | 0 | 1201.6617 | 1201.6617 | 1321.8279
| E262 | Commercial Kitchen Laundry | 2017 | 10845 - 1 | CKTCH: Food Cabinet - Hot - 13 Ft to Under 28 Ft | 12 |  | 934 |  | Comm Cooking | 5 | 4670 |  | 3550 | 0 |  | 12 | 0.05867 | 0 | 710 | 934 |  | 3550 |  |  | 0 | 0 |  |  | 0.68432 | 3195.7632 | 0.68432 | 0 | 3195.7632 | 0 | 3195.7632 | 3195.7632 | 3515.3395
| E262 | Commercial Kitchen Laundry | 2017 | 10846 - 1 | CKTCH: Ice Maker - AC - Cube Nugget - IHR 1000 or More | 10 |  | 2044 |  | Comm Refrigeration | 3 | 6132 |  | 2292 | 570.05 |  | 10 | 0.064198 | 0 | 764 | 2044 |  | 2292 |  |  | 11595.25 | 0 |  |  | 0.58027 | 3558.2279 | 0.58027 | 0 | 3558.2279 | 0 | 3558.2279 | 3558.2279 | 15509.3007
| E262 | Commercial Kitchen Laundry | 2017 | 10847 - 1 | CKTCH: Ice Maker - AC - Cube Nugget - IHR 175 to 449 | 10 |  | 1517 |  | Comm Refrigeration | 7 | 10619 |  | 2002 | 245.92 |  | 10 | 0.11117 | 0 | 286 | 1517 |  | 2002 |  |  | 11671.7991 | 0 |  |  | 0.58027 | 6161.9083 | 0.58027 | 0 | 6161.9083 | 0 | 6161.9083 | 6161.9083 | 18449.8982
| E262 | Commercial Kitchen Laundry | 2017 | 10848 - 1 | CKTCH: Ice Maker - AC - Cube Nugget - IHR 450 to 999 | 10 |  | 1361 |  | Comm Refrigeration | 10 | 13610 |  | 2490 | 509.9 |  | 10 | 0.14249 | 0 | 249 | 1361 |  | 2490 |  |  | 34572.5111 | 0 |  |  | 0.58027 | 7897.5018 | 0.58027 | 0 | 7897.5018 | 0 | 7897.5018 | 7897.5018 | 43259.7632
| E262 | Commercial Kitchen Laundry | 2017 | 10849 - 1 | CKTCH: Ice Maker - AC - Cube Nugget - IHR 50 to 174 | 10 |  | 429 |  | Comm Refrigeration | 2 | 858 |  | 612 | 77.23 |  | 10 | 0.0089827 | 0 | 306 | 429 |  | 612 |  |  | 1047.2779 | 0 |  |  | 0.58027 | 497.8734 | 0.58027 | 0 | 497.8734 | 0 | 497.8734 | 497.8734 | 1594.9386
| E262 | Commercial Kitchen Laundry | 2017 | 10850 - 1 | CKTCH: Ice Maker - AC - Flake - IHR 1000 or More | 10 |  | 1314 |  | Comm Refrigeration | 1 | 1314 |  | 764 | 0 |  | 10 | 0.013757 | 0 | 764 | 1314 |  | 764 |  |  | 0 | 0 |  |  | 0.58027 | 762.4774 | 0.58027 | 0 | 762.4774 | 0 | 762.4774 | 762.4774 | 838.7251
| E262 | Commercial Kitchen Laundry | 2017 | 10864 - 1 | CKTCH: Steamer - 3 Pan - E | 12 |  | 19482 |  | Comm Cooking | 1 | 19482 |  | 304 | 0 |  | 12 | 0.24476 | 0 | 304 | 19482 |  | 304 |  |  | 0 | 0 |  |  | 0.68432 | 13331.8755 | 0.68432 | 0 | 13331.8755 | 0 | 13331.8755 | 13331.8755 | 14665.063
| E262 | Commercial Kitchen Laundry | 2017 | 10870 - 1 | CKTCH: Steamer - 6 Pan - E | 12 |  | 39311 |  | Comm Cooking | 2 | 78622 |  | 1216 | 0 |  | 12 | 0.98775 | 0 | 608 | 39311 |  | 1216 |  |  | 0 | 0 |  |  | 0.68432 | 53802.4184 | 0.68432 | 0 | 53802.4184 | 0 | 53802.4184 | 53802.4184 | 59182.6602
| E262 | Commercial Kitchen Laundry | 2017 | 10873 - 1 | CKTCH: Dishwasher - Door Type - High Temp - EWH - E Booster | 15 |  | 10200 |  | Comm Water Heat | 1 | 10200 |  | 2659 | 4172.99 |  | 15 | 0.16018 | 0 | 2659 | 10200 |  | 2659 |  |  | 36225.7647 | 0 |  |  | 0.81041 | 8266.1737 | 0.81041 | 0 | 8266.1737 | 0 | 8266.1737 | 8266.1737 | 45318.5557
| E262 | Commercial Kitchen Laundry | 2017 | 10875 - 1 | CKTCH: Dishwasher - Door Type - High Temp - GWH - E Booster | 15 |  | 3966 |  | Comm Water Heat | 1 | 3966 |  | 1813 | 4172.99 |  | 15 | 0.062282 | 0 | 1813 | 3966 |  | 1813 |  |  | 36225.7647 | 0 |  |  | 0.81041 | 3214.0828 | 0.81041 | 0 | 3214.0828 | 0 | 3214.0828 | 3214.0828 | 39761.2558
| E262 | Commercial Kitchen Laundry | 2017 | 10876 - 1 | CKTCH: Dishwasher - Door Type - Low Temp - EWH | 15 |  | 14338 |  | Comm Water Heat | 2 | 28676 |  | 5318 | 9597.84 |  | 15 | 0.45033 | 0 | 2659 | 14338 |  | 5318 |  |  | 166637.8751 | 0 |  |  | 0.81041 | 23239.2937 | 0.81041 | 0 | 23239.2937 | 0 | 23239.2937 | 23239.2937 | 192201.0982
| E262 | Commercial Kitchen Laundry | 2017 | 10887 - 1 | CKTCH: Dishwasher - Single Tank - High Temp - GWH - E Booster | 20 |  | 3556 |  | Comm Water Heat | 2 | 7112 |  | 8822 | 1817.04 |  | 20 | 0.14892 | 0 | 4411 | 3556 |  | 8822 |  |  | 36298.9897 | 0 |  |  | 0.98211 | 6984.7542 | 0.98211 | 0 | 6984.7542 | 0 | 6984.7542 | 6984.7542 | 43982.2194
| E262 | Commercial Kitchen Laundry | 2017 | 10892 - 1 | CKTCH: Dishwasher - Under Counter - High Temp - EWH - E Booster | 10 |  | 2309 |  | Comm Water Heat | 3 | 6927 |  | 696 | 479.68 |  | 10 | 0.072521 | 0 | 232 | 2309 |  | 696 |  |  | 9757.0556 | 0 |  |  | 0.59096 | 4093.5859 | 0.59096 | 0 | 4093.5859 | 0 | 4093.5859 | 4093.5859 | 14260.0001
| E262 | Commercial Kitchen Laundry | 2017 | 10895 - 1 | CKTCH: Dishwasher - Under Counter - High Temp - GWH - E Booster | 10 |  | 1349 |  | Comm Water Heat | 9 | 12141 |  | 1728 | 479.68 |  | 10 | 0.12711 | 0 | 192 | 1349 |  | 1728 |  |  | 29271.1668 | 0 |  |  | 0.59096 | 7174.8558 | 0.59096 | 0 | 7174.8558 | 0 | 7174.8558 | 7174.8558 | 37163.5082
| E262 | Commercial Kitchen Laundry | 2017 | 11845 - 1 | CKTCH: Dishwasher - Single Tank - High Temp - E Booster - NPU | 10 |  | 0 |  | Comm Water Heat | 1 | 0 |  | 0 |  |  | 10 | 0 | 0 | 0 | 0 |  | 0 |  |  | 0 | 0 |  |  | 0.59096 | 0 | 0.59096 | 0 | 0 | 0 | 0 | 0 | 0
| E262 | Comm Kitchen_Laundry Elect | 2016 |  | Oven - Convection - Half - E | 12 |  | 2518 |  | Comm Cooking | 1 | 2518 |  | 793 | 0 |  | 12 | 0.031634 | 0 | 793 | 2518 |  | 793 |  |  | 0 | 0 |  |  | 0.68432 | 1723.1117 | 0.68432 | 0 | 1723.1117 | 0 | 1723.1117 | 1723.1117 | 1895.4229
| E262 | Comm Kitchen_Laundry Elect | 2016 |  | Fryer - Large Vat - E | 12 |  | 2686 |  | Comm Cooking | 0 | 0 |  | 0 | 1357 |  | 12 | 0 | 0 | 0 | 0 |  | 0 |  |  | 0 | 0 |  |  | 0.68432 | 0 | 0.68432 | 0 | 0 | 0 | 0 | 0 | 0
| E262 | Comm Kitchen_Laundry Elect | 2016 |  | Ice Maker - WC - Cube Nugget - IHR 450 to 999 - NPU | 10 |  | 0 |  | Comm Refrigeration | 0 | 0 |  | 0 |  |  | 10 | 0 | 0 | 0 | 0 |  | 0 |  |  | 0 | 0 |  |  | 0.58027 | 0 | 0.58027 | 0 | 0 | 0 | 0 | 0 | 0
| E262 | Comm Kitchen_Laundry Elect | 2016 |  | Combination Oven - $1000 | 12 |  | 11497 |  | Comm Cooking | 0 | 0 |  | 0 |  |  | 12 | 0 | 0 | 0 | 0 |  | 0 |  |  | 0 | 0 |  |  | 0.68432 | 0 | 0.68432 | 0 | 0 | 0 | 0 | 0 | 0
| E262 | Comm Kitchen_Laundry Elect | 2016 |  | Oven - Convection - Double - E | 12 |  | 5548 |  | Comm Cooking | 5 | 27740 |  | 10070 | 0 |  | 12 | 0.3485 | 0 | 2014 | 5548 |  | 10070 |  |  | 0 | 0 |  |  | 0.68432 | 18982.9702 | 0.68432 | 0 | 18982.9702 | 0 | 18982.9702 | 18982.9702 | 20881.2673
| E262 | Comm Kitchen_Laundry Elect | 2016 |  | Oven - Convection - Full - E | 12 |  | 2774 |  | Comm Cooking | 21 | 58254 |  | 21147 | 0 |  | 12 | 0.73186 | 0 | 1007 | 2774 |  | 21147 |  |  | 0 | 0 |  |  | 0.68432 | 39864.2375 | 0.68432 | 0 | 39864.2375 | 0 | 39864.2375 | 39864.2375 | 43850.6612
| E262 | Comm Kitchen_Laundry Elect | 2016 |  | Dishwasher - Door Type High Temp - $750 | 15 |  | 11334 |  | Comm Water Heat | 0 | 0 |  | 0 |  |  | 15 | 0 | 0 | 0 | 0 |  | 0 |  |  | 0 | 0 |  |  | 0.81041 | 0 | 0.81041 | 0 | 0 | 0 | 0 | 0 | 0
| E262 | Comm Kitchen_Laundry Elect | 2016 |  | Dishwasher - Door Type High Temp - Electric Booster | 15 |  | 4407 |  | Comm Water Heat | 1 | 4407 |  | 1813 |  |  | 15 | 0.069208 | 0 | 1813 | 4407 |  | 1813 |  |  | 0 | 0 |  |  | 0.81041 | 3571.4733 | 0.81041 | 0 | 3571.4733 | 0 | 3571.4733 | 3571.4733 | 3928.6206
| E262 | Comm Kitchen_Laundry Elect | 2016 |  | Dishwasher - MT High Temp - $1500 | 20 |  | 26298 |  | Comm Water Heat | 0 | 0 |  | 0 |  |  | 20 | 0 | 0 | 0 | 0 |  | 0 |  |  | 0 | 0 |  |  | 0.98211 | 0 | 0.98211 | 0 | 0 | 0 | 0 | 0 | 0
| E262 | Comm Kitchen_Laundry Elect | 2016 |  | Dishwasher - MT High Temp - Electric Booster | 20 |  | 10342 |  | Comm Water Heat | 1 | 10342 |  | 2312 |  |  | 20 | 0.21655 | 0 | 2312 | 10342 |  | 2312 |  |  | 0 | 0 |  |  | 0.98211 | 10156.964 | 0.98211 | 0 | 10156.964 | 0 | 10156.964 | 10156.964 | 11172.6604
| E262 | Comm Kitchen_Laundry Elect | 2016 |  | Dishwasher - MT Low Temp - $1500 | 20 |  | 18554 |  | Comm Water Heat | 0 | 0 |  | 0 |  |  | 20 | 0 | 0 | 0 | 0 |  | 0 |  |  | 0 | 0 |  |  | 0.98211 | 0 | 0.98211 | 0 | 0 | 0 | 0 | 0 | 0
| E262 | Comm Kitchen_Laundry Elect | 2016 |  | Dishwasher - ST High Temp - $1000 | 20 |  | 8157 |  | Comm Water Heat | 0 | 0 |  | 0 |  |  | 20 | 0 | 0 | 0 | 0 |  | 0 |  |  | 0 | 0 |  |  | 0.98211 | 0 | 0.98211 | 0 | 0 | 0 | 0 | 0 | 0
| E262 | Comm Kitchen_Laundry Elect | 2016 |  | Dishwasher - ST High Temp - Electric Booster | 20 |  | 3951 |  | Comm Water Heat | 0 | 0 |  | 0 |  |  | 20 | 0 | 0 | 0 | 0 |  | 0 |  |  | 0 | 0 |  |  | 0.98211 | 0 | 0.98211 | 0 | 0 | 0 | 0 | 0 | 0
| E262 | Comm Kitchen_Laundry Elect | 2016 |  | Dishwasher - ST Low Temp - $1000 | 20 |  | 13224 |  | Comm Water Heat | 0 | 0 |  | 0 |  |  | 20 | 0 | 0 | 0 | 0 |  | 0 |  |  | 0 | 0 |  |  | 0.98211 | 0 | 0.98211 | 0 | 0 | 0 | 0 | 0 | 0
| E262 | Comm Kitchen_Laundry Elect | 2016 |  | Dishwasher - ST Low Temp - Incidental Elec Savings | 20 |  | 360 |  | Comm Water Heat | 0 | 0 |  | 0 |  |  | 20 | 0 | 0 | 0 | 0 |  | 0 |  |  | 0 | 0 |  |  | 0.98211 | 0 | 0.98211 | 0 | 0 | 0 | 0 | 0 | 0
| E262 | Comm Kitchen_Laundry Elect | 2016 |  | Dishwasher - Under Counter - High Temp - $150 | 10 |  | 2566 |  | Comm Water Heat | 3 | 7698 |  | 696 |  |  | 10 | 0.080593 | 0 | 232 | 2566 |  | 696 |  |  | 0 | 0 |  |  | 0.59096 | 4549.2167 | 0.59096 | 0 | 4549.2167 | 0 | 4549.2167 | 4549.2167 | 5004.1384
| E262 | Comm Kitchen_Laundry Elect | 2016 |  | Dishwasher - Door Type Low Temp - $750 | 15 |  | 15931 |  | Comm Water Heat | 1 | 15931 |  | 2659 |  |  | 15 | 0.25018 | 0 | 2659 | 15931 |  | 2659 |  |  | 0 | 0 |  |  | 0.81041 | 12910.6287 | 0.81041 | 0 | 12910.6287 | 0 | 12910.6287 | 12910.6287 | 14201.6916
| E262 | Comm Kitchen_Laundry Elect | 2016 |  | Dishwasher - Under Counter High Temp - Electric Booster | 10 |  | 1499 |  | Comm Water Heat | 4 | 5996 |  | 768 |  |  | 10 | 0.062774 | 0 | 192 | 1499 |  | 768 |  |  | 0 | 0 |  |  | 0.59096 | 3543.4013 | 0.59096 | 0 | 3543.4013 | 0 | 3543.4013 | 3543.4013 | 3897.7415
| E262 | Comm Kitchen_Laundry Elect | 2016 |  | Dishwasher - Under Counter Low Temp - $150 | 10 |  | 2505 |  | Comm Water Heat | 0 | 0 |  | 0 |  |  | 10 | 0 | 0 | 0 | 0 |  | 0 |  |  | 0 | 0 |  |  | 0.59096 | 0 | 0.59096 | 0 | 0 | 0 | 0 | 0 | 0
| E262 | Comm Kitchen_Laundry Elect | 2016 |  | Ice Machine - 101 to 300 lbs Ice per Day | 10 |  | 805 |  | Comm Refrigeration | 2 | 1610 |  | 572 |  |  | 10 | 0.016856 | 0 | 286 | 805 |  | 572 |  |  | 0 | 0 |  |  | 0.58027 | 934.2379 | 0.58027 | 0 | 934.2379 | 0 | 934.2379 | 934.2379 | 1027.6617
| E262 | Comm Kitchen_Laundry Elect | 2016 |  | Ice Machine - Greater Than 1500 lbs Ice Per Day | 10 |  | 3641 |  | Comm Refrigeration | 0 | 0 |  | 0 |  |  | 10 | 0 | 0 | 0 | 0 |  | 0 |  |  | 0 | 0 |  |  | 0.58027 | 0 | 0.58027 | 0 | 0 | 0 | 0 | 0 | 0
| E262 | Comm Kitchen_Laundry Elect | 2016 |  | Ice Machine - 1001 to 1500 lbs Ice per Day | 10 |  | 2601 |  | Comm Refrigeration | 1 | 2601 |  | 589 |  |  | 10 | 0.027231 | 0 | 589 | 2601 |  | 589 |  |  | 0 | 0 |  |  | 0.58027 | 1509.2875 | 0.58027 | 0 | 1509.2875 | 0 | 1509.2875 | 1509.2875 | 1660.2162
| E262 | Comm Kitchen_Laundry Elect | 2016 |  | Ice Machine - 301 to 500 lbs Ice per Day | 10 |  | 1117 |  | Comm Refrigeration | 2 | 2234 |  | 532 |  |  | 10 | 0.023389 | 0 | 266 | 1117 |  | 532 |  |  | 0 | 0 |  |  | 0.58027 | 1296.3276 | 0.58027 | 0 | 1296.3276 | 0 | 1296.3276 | 1296.3276 | 1425.9604
| E262 | Comm Kitchen_Laundry Elect | 2016 |  | Ice Machine - 501 to 1000 lbs Ice per Day | 10 |  | 1807 |  | Comm Refrigeration | 1 | 1807 |  | 592 |  |  | 10 | 0.018918 | 0 | 592 | 1807 |  | 592 |  |  | 0 | 0 |  |  | 0.58027 | 1048.5515 | 0.58027 | 0 | 1048.5515 | 0 | 1048.5515 | 1048.5515 | 1153.4066
| E262 | Comm Kitchen_Laundry Elect | 2016 |  | Sales Incentive - Refrigeration - E | 0 |  | 0 |  |  | 4 | 0 |  | 120 | 0 |  | 0 | 0 | 0 | 30 | 0 |  | 120 |  |  | 0 | 0
| E262 | Comm Kitchen_Laundry Elect | 2016 |  | Sales Incentive - Oven - E | 0 |  | 0 |  |  | 16 | 0 |  | 800 | 0 |  | 0 | 0 | 0 | 50 | 0 |  | 800 |  |  | 0 | 0
| E262 | Comm Kitchen_Laundry Elect | 2016 |  | Sales Incentive - Dishwasher - ST or MT - E | 0 |  | 0 |  |  | 0 | 0 |  | 0 | 0 |  | 0 | 0 | 0 | 0 | 0 |  | 0 |  |  | 0 | 0
| E262 | Comm Kitchen_Laundry Elect | 2016 |  | Sales Incentive - Fryer - E | 0 |  | 0 |  |  | 0 | 0 |  | 0 | 0 |  | 0 | 0 | 0 | 0 | 0 |  | 0 |  |  | 0 | 0
| E262 | Comm Kitchen_Laundry Elect | 2016 |  | Sales Incentive - Steam Cooker - E | 0 |  | 0 |  |  | 4 | 0 |  | 120 | 0 |  | 0 | 0 | 0 | 30 | 0 |  | 120 |  |  | 0 | 0
| E262 | Comm Kitchen_Laundry Elect | 2016 |  | Sales Incentive - Dishwasher - UC or DT - E | 0 |  | 0 |  |  | 2 | 0 |  | 60 | 0 |  | 0 | 0 | 0 | 30 | 0 |  | 60 |  |  | 0 | 0
| E262 | Comm Kitchen_Laundry Elect | 2016 |  | Steam Cooker - 10 Pan - $500 | 9 |  | 70529 |  | Comm Cooking | 0 | 0 |  | 0 |  |  | 9 | 0 | 0 | 0 | 0 |  | 0 |  |  | 0 | 0 |  |  | 0.54215 | 0 | 0.54215 | 0 | 0 | 0 | 0 | 0 | 0
| E262 | Comm Kitchen_Laundry Elect | 2016 |  | Steam Cooker - 3 Pan - $250 | 9 |  | 20866 |  | Comm Cooking | 1 | 20866 |  | 304 |  |  | 9 | 0.19661 | 0 | 304 | 20866 |  | 304 |  |  | 0 | 0 |  |  | 0.54215 | 11312.5066 | 0.54215 | 0 | 11312.5066 | 0 | 11312.5066 | 11312.5066 | 12443.7573
| E262 | Comm Kitchen_Laundry Elect | 2016 |  | Steam Cooker - 4 Pan - $250 | 9 |  | 27960 |  | Comm Cooking | 0 | 0 |  | 0 |  |  | 9 | 0 | 0 | 0 | 0 |  | 0 |  |  | 0 | 0 |  |  | 0.54215 | 0 | 0.54215 | 0 | 0 | 0 | 0 | 0 | 0
| E262 | Comm Kitchen_Laundry Elect | 2016 |  | Steam Cooker - 5 Pan - $250 | 9 |  | 35055 |  | Comm Cooking | 0 | 0 |  | 0 |  |  | 9 | 0 | 0 | 0 | 0 |  | 0 |  |  | 0 | 0 |  |  | 0.54215 | 0 | 0.54215 | 0 | 0 | 0 | 0 | 0 | 0
| E262 | Comm Kitchen_Laundry Elect | 2016 |  | Steam Cooker - 6 Pan - $500 | 9 |  | 42150 |  | Comm Cooking | 0 | 0 |  | 0 |  |  | 9 | 0 | 0 | 0 | 0 |  | 0 |  |  | 0 | 0 |  |  | 0.54215 | 0 | 0.54215 | 0 | 0 | 0 | 0 | 0 | 0
| E262 | Comm Kitchen_Laundry Elect | 2016 |  | Commercial Fryer | 8 |  | 2449 |  | Comm Cooking | 0 | 0 |  | 0 |  |  | 8 | 0 | 0 | 0 | 0 |  | 0 |  |  | 0 | 0 |  |  | 0.49235 | 0 | 0.49235 | 0 | 0 | 0 | 0 | 0 | 0
| E262 | Comm Kitchen_Laundry Elect | 2016 |  | Commercial Washer - EWH / E Dryer | 7 |  | 750 |  | Comm Water Heat | 1 | 750 |  | 210 | 951.67 |  | 7 | 0.0054964 | 0 | 210 | 750 |  | 210 |  |  | 4993.9612 | 0 |  |  | 0.4409 | 330.6756 | 0.4409 | 0 | 330.6756 | 0 | 330.6756 | 330.6756 | 5357.7044
| E262 | Comm Kitchen_Laundry Elect | 2016 |  | Commercial Washer - EWH Only | 7 |  | 430 |  | Comm Water Heat | 0 | 0 |  | 0 | 804.16 |  | 7 | 0 | 0 | 0 | 0 |  | 0 |  |  | 0 | 0 |  |  | 0.4409 | 0 | 0.4409 | 0 | 0 | 0 | 0 | 0 | 0
| E262 | Comm Kitchen_Laundry Elect | 2016 |  | Commercial Washer - E Dryer Only | 7 |  | 320 |  | Comm Water Heat | 0 | 0 |  | 0 | 673.78 |  | 7 | 0 | 0 | 0 | 0 |  | 0 |  |  | 0 | 0 |  |  | 0.4409 | 0 | 0.4409 | 0 | 0 | 0 | 0 | 0 | 0
| E262 | Comm Kitchen_Laundry Elect | 2016 |  | Fryer - Standard Vat - E | 12 |  | 1604 |  | Comm Cooking | 0 | 0 |  | 0 | 1357 |  | 12 | 0 | 0 | 0 | 0 |  | 0 |  |  | 0 | 0 |  |  | 0.68432 | 0 | 0.68432 | 0 | 0 | 0 | 0 | 0 | 0
| E262 | Comm Kitchen_Laundry Elect | 2016 |  | Steamer - 3 Pan - E | 12 |  | 19482 |  | Comm Cooking | 0 | 0 |  | 0 | 0 |  | 12 | 0 | 0 | 0 | 0 |  | 0 |  |  | 0 | 0 |  |  | 0.68432 | 0 | 0.68432 | 0 | 0 | 0 | 0 | 0 | 0
| E262 | Comm Kitchen_Laundry Elect | 2016 |  | Steamer - 4 Pan - E | 12 |  | 29092 |  | Comm Cooking | 0 | 0 |  | 0 | 0 |  | 12 | 0 | 0 | 0 | 0 |  | 0 |  |  | 0 | 0 |  |  | 0.68432 | 0 | 0.68432 | 0 | 0 | 0 | 0 | 0 | 0
| E262 | Comm Kitchen_Laundry Elect | 2016 |  | Steamer - 5 Pan - E | 12 |  | 32702 |  | Comm Cooking | 0 | 0 |  | 0 | 0 |  | 12 | 0 | 0 | 0 | 0 |  | 0 |  |  | 0 | 0 |  |  | 0.68432 | 0 | 0.68432 | 0 | 0 | 0 | 0 | 0 | 0
| E262 | Comm Kitchen_Laundry Elect | 2016 |  | Steamer - 6 Pan - E | 12 |  | 39311 |  | Comm Cooking | 6 | 235866 |  | 3648 | 0 |  | 12 | 2.9632 | 0 | 608 | 39311 |  | 3648 |  |  | 0 | 0 |  |  | 0.68432 | 161407.2551 | 0.68432 | 0 | 161407.2551 | 0 | 161407.2551 | 161407.2551 | 177547.9807
| E262 | Comm Kitchen_Laundry Elect | 2016 |  | Steamer - 10 Pan - E | 12 |  | 65751 |  | Comm Cooking | 0 | 0 |  | 0 | 0 |  | 12 | 0 | 0 | 0 | 0 |  | 0 |  |  | 0 | 0 |  |  | 0.68432 | 0 | 0.68432 | 0 | 0 | 0 | 0 | 0 | 0
| E262 | Comm Kitchen_Laundry Elect | 2016 |  | Griddle - 2 Linear Ft - E | 12 |  | 1850 |  | Comm Cooking | 0 | 0 |  | 0 | 0 |  | 12 | 0 | 0 | 0 | 0 |  | 0 |  |  | 0 | 0 |  |  | 0.68432 | 0 | 0.68432 | 0 | 0 | 0 | 0 | 0 | 0
| E262 | Comm Kitchen_Laundry Elect | 2016 |  | Griddle - 3 Linear Ft - E | 12 |  | 2775 |  | Comm Cooking | 0 | 0 |  | 0 | 0 |  | 12 | 0 | 0 | 0 | 0 |  | 0 |  |  | 0 | 0 |  |  | 0.68432 | 0 | 0.68432 | 0 | 0 | 0 | 0 | 0 | 0
| E262 | Comm Kitchen_Laundry Elect | 2016 |  | Griddle - 4 Linear Ft - E | 12 |  | 3700 |  | Comm Cooking | 0 | 0 |  | 0 | 0 |  | 12 | 0 | 0 | 0 | 0 |  | 0 |  |  | 0 | 0 |  |  | 0.68432 | 0 | 0.68432 | 0 | 0 | 0 | 0 | 0 | 0
| E262 | Comm Kitchen_Laundry Elect | 2016 |  | Griddle - 5 Linear Ft - E | 12 |  | 4625 |  | Comm Cooking | 0 | 0 |  | 0 | 0 |  | 12 | 0 | 0 | 0 | 0 |  | 0 |  |  | 0 | 0 |  |  | 0.68432 | 0 | 0.68432 | 0 | 0 | 0 | 0 | 0 | 0
| E262 | Comm Kitchen_Laundry Elect | 2016 |  | Griddle - 6 Linear Ft - E | 12 |  | 5550 |  | Comm Cooking | 0 | 0 |  | 0 | 0 |  | 12 | 0 | 0 | 0 | 0 |  | 0 |  |  | 0 | 0 |  |  | 0.68432 | 0 | 0.68432 | 0 | 0 | 0 | 0 | 0 | 0
| E262 | Comm Kitchen_Laundry Elect | 2016 |  | Sales Incentive - Griddle - E | 0 |  | 0 |  |  | 0 | 0 |  | 0 | 0 |  | 0 | 0 | 0 | 0 | 0 |  | 0 |  |  | 0 | 0
| E262 | Comm Kitchen_Laundry Elect | 2016 |  | Food Cabinet - Hot - Under 13 Ft | 12 |  | 439 |  | Comm Cooking | 2 | 878 |  | 334 | 0 |  | 12 | 0.011031 | 0 | 167 | 439 |  | 334 |  |  | 0 | 0 |  |  | 0.68432 | 600.8309 | 0.68432 | 0 | 600.8309 | 0 | 600.8309 | 600.8309 | 660.9139
| E262 | Comm Kitchen_Laundry Elect | 2016 |  | Food Cabinet - Hot - 13 Ft to Under 28 Ft | 12 |  | 934 |  | Comm Cooking | 3 | 2802 |  | 2130 | 0 |  | 12 | 0.035202 | 0 | 710 | 934 |  | 2130 |  |  | 0 | 0 |  |  | 0.68432 | 1917.4579 | 0.68432 | 0 | 1917.4579 | 0 | 1917.4579 | 1917.4579 | 2109.2037
| E262 | Comm Kitchen_Laundry Elect | 2016 |  | Food Cabinet - Hot - 28 Ft or More | 12 |  | 1113 |  | Comm Cooking | 0 | 0 |  | 0 | 0 |  | 12 | 0 | 0 | 0 | 0 |  | 0 |  |  | 0 | 0 |  |  | 0.68432 | 0 | 0.68432 | 0 | 0 | 0 | 0 | 0 | 0
| E262 | Comm Kitchen_Laundry Elect | 2016 |  | Sales Incentive - Hot Food Cabinet | 0 |  | 0 |  |  | 0 | 0 |  | 0 | 0 |  | 0 | 0 | 0 | 0 | 0 |  | 0 |  |  | 0 | 0
| E262 | Comm Kitchen_Laundry Elect | 2016 |  | Ice Maker - AC - Cube Nugget - IHR 50 to 174 | 10 |  | 429 |  | Comm Refrigeration | 0 | 0 |  | 0 | 77.23 |  | 10 | 0 | 0 | 0 | 0 |  | 0 |  |  | 0 | 0 |  |  | 0.58027 | 0 | 0.58027 | 0 | 0 | 0 | 0 | 0 | 0
| E262 | Comm Kitchen_Laundry Elect | 2016 |  | Ice Maker - AC - Cube Nugget - IHR 175 to 449 | 10 |  | 1517 |  | Comm Refrigeration | 1 | 1517 |  | 286 | 245.92 |  | 10 | 0.015882 | 0 | 286 | 1517 |  | 286 |  |  | 1667.3999 | 0 |  |  | 0.58027 | 880.2726 | 0.58027 | 0 | 880.2726 | 0 | 880.2726 | 880.2726 | 2635.6997
| E262 | Comm Kitchen_Laundry Elect | 2016 |  | Ice Maker - AC - Cube Nugget - IHR 450 to 999 | 10 |  | 1361 |  | Comm Refrigeration | 4 | 5444 |  | 996 | 509.9 |  | 10 | 0.056995 | 0 | 249 | 1361 |  | 996 |  |  | 13829.0045 | 0 |  |  | 0.58027 | 3159.0007 | 0.58027 | 0 | 3159.0007 | 0 | 3159.0007 | 3159.0007 | 17303.9053
| E262 | Comm Kitchen_Laundry Elect | 2016 |  | Ice Maker - AC - Cube Nugget - IHR 1000 or More | 10 |  | 2044 |  | Comm Refrigeration | 5 | 10220 |  | 3820 | 570.05 |  | 10 | 0.107 | 0 | 764 | 2044 |  | 3820 |  |  | 19325.4167 | 0 |  |  | 0.58027 | 5930.3798 | 0.58027 | 0 | 5930.3798 | 0 | 5930.3798 | 5930.3798 | 25848.8345
| E262 | Comm Kitchen_Laundry Elect | 2016 |  | Ice Maker - AC - Flake - IHR 175 to 999 | 10 |  | 481 |  | Comm Refrigeration | 0 | 0 |  | 0 | 0 |  | 10 | 0 | 0 | 0 | 0 |  | 0 |  |  | 0 | 0 |  |  | 0.58027 | 0 | 0.58027 | 0 | 0 | 0 | 0 | 0 | 0
| E262 | Comm Kitchen_Laundry Elect | 2016 |  | Ice Maker - AC - Flake - IHR 1000 or More | 10 |  | 1314 |  | Comm Refrigeration | 0 | 0 |  | 0 | 0 |  | 10 | 0 | 0 | 0 | 0 |  | 0 |  |  | 0 | 0 |  |  | 0.58027 | 0 | 0.58027 | 0 | 0 | 0 | 0 | 0 | 0
| E262 | Comm Kitchen_Laundry Elect | 2016 |  | Ice Maker - WC - Cube Nugget - IHR 50 to 174 | 10 |  | 287 |  | Comm Refrigeration | 0 | 0 |  | 0 | 28.38 |  | 10 | 0 | 0 | 0 | 0 |  | 0 |  |  | 0 | 0 |  |  | 0.58027 | 0 | 0.58027 | 0 | 0 | 0 | 0 | 0 | 0
| E262 | Comm Kitchen_Laundry Elect | 2016 |  | Ice Maker - WC - Cube Nugget - IHR 175 to 449 | 10 |  | 1436 |  | Comm Refrigeration | 0 | 0 |  | 0 | 294.1 |  | 10 | 0 | 0 | 0 | 0 |  | 0 |  |  | 0 | 0 |  |  | 0.58027 | 0 | 0.58027 | 0 | 0 | 0 | 0 | 0 | 0
| E262 | Comm Kitchen_Laundry Elect | 2016 |  | Ice Maker - WC - Cube Nugget - IHR 450 to 999 | 10 |  | 385 |  | Comm Refrigeration | 0 | 0 |  | 0 | 221.76 |  | 10 | 0 | 0 | 0 | 0 |  | 0 |  |  | 0 | 0 |  |  | 0.58027 | 0 | 0.58027 | 0 | 0 | 0 | 0 | 0 | 0
| E262 | Comm Kitchen_Laundry Elect | 2016 |  | Ice Maker - WC - Cube Nugget - IHR 1000 or More | 10 |  | 1903 |  | Comm Refrigeration | 0 | 0 |  | 0 | 485.58 |  | 10 | 0 | 0 | 0 | 0 |  | 0 |  |  | 0 | 0 |  |  | 0.58027 | 0 | 0.58027 | 0 | 0 | 0 | 0 | 0 | 0
| E262 | Comm Kitchen_Laundry Elect | 2016 |  | Ice Maker - WC - Flake - IHR 175 to 999 | 10 |  | 456 |  | Comm Refrigeration | 0 | 0 |  | 0 | 0 |  | 10 | 0 | 0 | 0 | 0 |  | 0 |  |  | 0 | 0 |  |  | 0.58027 | 0 | 0.58027 | 0 | 0 | 0 | 0 | 0 | 0
| E262 | Comm Kitchen_Laundry Elect | 2016 |  | Ice Maker - WC - Flake - IHR 1000 or More | 10 |  | 1273 |  | Comm Refrigeration | 0 | 0 |  | 0 | 0 |  | 10 | 0 | 0 | 0 | 0 |  | 0 |  |  | 0 | 0 |  |  | 0.58027 | 0 | 0.58027 | 0 | 0 | 0 | 0 | 0 | 0
| E262 | Comm Kitchen_Laundry Elect | 2016 |  | Oven - Combination - 14 Pan or Less - E | 12 |  | 11497 |  | Comm Cooking | 0 | 0 |  | 0 | 0 |  | 12 | 0 | 0 | 0 | 0 |  | 0 |  |  | 0 | 0 |  |  | 0.68432 | 0 | 0.68432 | 0 | 0 | 0 | 0 | 0 | 0
| E262 | Comm Kitchen_Laundry Elect | 2016 |  | Oven - Combination - 15 to 28 Pans - E | 12 |  | 15074 |  | Comm Cooking | 0 | 0 |  | 0 | 0 |  | 12 | 0 | 0 | 0 | 0 |  | 0 |  |  | 0 | 0 |  |  | 0.68432 | 0 | 0.68432 | 0 | 0 | 0 | 0 | 0 | 0
| E262 | Comm Kitchen_Laundry Elect | 2016 |  | Oven - Combination - More Than 28 Pans - E | 12 |  | 22009 |  | Comm Cooking | 0 | 0 |  | 0 | 0 |  | 12 | 0 | 0 | 0 | 0 |  | 0 |  |  | 0 | 0 |  |  | 0.68432 | 0 | 0.68432 | 0 | 0 | 0 | 0 | 0 | 0
| E262 | Comm Kitchen_Laundry Elect | 2016 |  | Oven - Deck - E | 12 |  | 7313 |  | Comm Cooking | 0 | 0 |  | 0 | 0 |  | 12 | 0 | 0 | 0 | 0 |  | 0 |  |  | 0 | 0 |  |  | 0.68432 | 0 | 0.68432 | 0 | 0 | 0 | 0 | 0 | 0
| E262 | Comm Kitchen_Laundry Elect | 2016 |  | Commercial Washer - GWH / E Dryer - kWh | 7 |  | 320 |  | Comm Water Heat | 0 | 0 |  | 0 | 951.67 |  | 7 | 0 | 0 | 0 | 0 |  | 0 |  |  | 0 | 0 |  |  | 0.4409 | 0 | 0.4409 | 0 | 0 | 0 | 0 | 0 | 0
| E262 | Comm Kitchen_Laundry Elect | 2016 |  | Commercial Washer - EWH / G Dryer - kWh | 7 |  | 430 |  | Comm Water Heat | 0 | 0 |  | 0 | 951.67 |  | 7 | 0 | 0 | 0 | 0 |  | 0 |  |  | 0 | 0 |  |  | 0.4409 | 0 | 0.4409 | 0 | 0 | 0 | 0 | 0 | 0
| E262 | Comm Kitchen_Laundry Elect | 2016 |  | Dishwasher - Door Type - High Temp - EWH - E Booster | 15 |  | 10200 |  | Comm Water Heat | 0 | 0 |  | 0 | 4172.99 |  | 15 | 0 | 0 | 0 | 0 |  | 0 |  |  | 0 | 0 |  |  | 0.81041 | 0 | 0.81041 | 0 | 0 | 0 | 0 | 0 | 0
| E262 | Comm Kitchen_Laundry Elect | 2016 |  | Dishwasher - Door Type - High Temp - E Booster | 15 |  | 3966 |  | Comm Water Heat | 0 | 0 |  | 0 | 2834.03 |  | 15 | 0 | 0 | 0 | 0 |  | 0 |  |  | 0 | 0 |  |  | 0.81041 | 0 | 0.81041 | 0 | 0 | 0 | 0 | 0 | 0
| E262 | Comm Kitchen_Laundry Elect | 2016 |  | Dishwasher - Door Type - High Temp - GWH - E Booster | 15 |  | 3966 |  | Comm Water Heat | 1 | 3966 |  | 1813 | 4172.99 |  | 15 | 0.062282 | 0 | 1813 | 3966 |  | 1813 |  |  | 36225.7647 | 0 |  |  | 0.81041 | 3214.0828 | 0.81041 | 0 | 3214.0828 | 0 | 3214.0828 | 3214.0828 | 39761.2558
| E262 | Comm Kitchen_Laundry Elect | 2016 |  | Dishwasher - Door Type - Low Temp - EWH | 15 |  | 14338 |  | Comm Water Heat | 1 | 14338 |  | 2659 | 9597.84 |  | 15 | 0.22516 | 0 | 2659 | 14338 |  | 2659 |  |  | 83318.9376 | 0 |  |  | 0.81041 | 11619.6469 | 0.81041 | 0 | 11619.6469 | 0 | 11619.6469 | 11619.6469 | 96100.5491
| E262 | Comm Kitchen_Laundry Elect | 2016 |  | Dishwasher - Multi Tank - High Temp - EWH - E Booster | 20 |  | 23668 |  | Comm Water Heat | 0 | 0 |  | 0 | 6894.07 |  | 20 | 0 | 0 | 0 | 0 |  | 0 |  |  | 0 | 0 |  |  | 0.98211 | 0 | 0.98211 | 0 | 0 | 0 | 0 | 0 | 0
| E262 | Comm Kitchen_Laundry Elect | 2016 |  | Dishwasher - Multi Tank - High Temp - E Booster | 20 |  | 9308 |  | Comm Water Heat | 0 | 0 |  | 0 | 4677.82 |  | 20 | 0 | 0 | 0 | 0 |  | 0 |  |  | 0 | 0 |  |  | 0.98211 | 0 | 0.98211 | 0 | 0 | 0 | 0 | 0 | 0
| E262 | Comm Kitchen_Laundry Elect | 2016 |  | Dishwasher - Multi Tank - High Temp - GWH - E Booster | 20 |  | 9308 |  | Comm Water Heat | 0 | 0 |  | 0 | 6894.07 |  | 20 | 0 | 0 | 0 | 0 |  | 0 |  |  | 0 | 0 |  |  | 0.98211 | 0 | 0.98211 | 0 | 0 | 0 | 0 | 0 | 0
| E262 | Comm Kitchen_Laundry Elect | 2016 |  | Dishwasher - Multi Tank - Low Temp - EWH | 20 |  | 16698 |  | Comm Water Heat | 0 | 0 |  | 0 | 8016.35 |  | 20 | 0 | 0 | 0 | 0 |  | 0 |  |  | 0 | 0 |  |  | 0.98211 | 0 | 0.98211 | 0 | 0 | 0 | 0 | 0 | 0
| E262 | Comm Kitchen_Laundry Elect | 2016 |  | Dishwasher - Single Tank - High Temp - EWH - E Booster | 20 |  | 7341 |  | Comm Water Heat | 0 | 0 |  | 0 | 1817.04 |  | 20 | 0 | 0 | 0 | 0 |  | 0 |  |  | 0 | 0 |  |  | 0.98211 | 0 | 0.98211 | 0 | 0 | 0 | 0 | 0 | 0
| E262 | Comm Kitchen_Laundry Elect | 2016 |  | Dishwasher - Single Tank - High Temp - E Booster | 20 |  | 3556 |  | Comm Water Heat | 0 | 0 |  | 0 | 1369.73 |  | 20 | 0 | 0 | 0 | 0 |  | 0 |  |  | 0 | 0 |  |  | 0.98211 | 0 | 0.98211 | 0 | 0 | 0 | 0 | 0 | 0
| E262 | Comm Kitchen_Laundry Elect | 2016 |  | Dishwasher - Single Tank - High Temp - GWH - E Booster | 20 |  | 3556 |  | Comm Water Heat | 0 | 0 |  | 0 | 1817.04 |  | 20 | 0 | 0 | 0 | 0 |  | 0 |  |  | 0 | 0 |  |  | 0.98211 | 0 | 0.98211 | 0 | 0 | 0 | 0 | 0 | 0
| E262 | Comm Kitchen_Laundry Elect | 2016 |  | Dishwasher - Single Tank - Low Temp - EWH | 20 |  | 11901 |  | Comm Water Heat | 0 | 0 |  | 0 | 5558.01 |  | 20 | 0 | 0 | 0 | 0 |  | 0 |  |  | 0 | 0 |  |  | 0.98211 | 0 | 0.98211 | 0 | 0 | 0 | 0 | 0 | 0
| E262 | Comm Kitchen_Laundry Elect | 2016 |  | Dishwasher - Single Tank - Low Temp - E Incidental | 20 |  | 324 |  | Comm Water Heat | 0 | 0 |  | 0 | 463.96 |  | 20 | 0 | 0 | 0 | 0 |  | 0 |  |  | 0 | 0 |  |  | 0.98211 | 0 | 0.98211 | 0 | 0 | 0 | 0 | 0 | 0
| E262 | Comm Kitchen_Laundry Elect | 2016 |  | Dishwasher - Single Tank - Low Temp - GWH - E Incidental | 20 |  | 324 |  | Comm Water Heat | 0 | 0 |  | 0 | 5558.01 |  | 20 | 0 | 0 | 0 | 0 |  | 0 |  |  | 0 | 0 |  |  | 0.98211 | 0 | 0.98211 | 0 | 0 | 0 | 0 | 0 | 0
| E262 | Comm Kitchen_Laundry Elect | 2016 |  | Dishwasher - Under Counter - High Temp - EWH - E Booster | 10 |  | 2309 |  | Comm Water Heat | 0 | 0 |  | 0 | 479.68 |  | 10 | 0 | 0 | 0 | 0 |  | 0 |  |  | 0 | 0 |  |  | 0.59096 | 0 | 0.59096 | 0 | 0 | 0 | 0 | 0 | 0
| E262 | Comm Kitchen_Laundry Elect | 2016 |  | Dishwasher - Under Counter - High Temp - E Booster | 10 |  | 1349 |  | Comm Water Heat | 2 | 2698 |  | 384 | 398.25 |  | 10 | 0.028246 | 0 | 192 | 1349 |  | 384 |  |  | 5400.4717 | 0 |  |  | 0.59096 | 1594.4124 | 0.59096 | 0 | 1594.4124 | 0 | 1594.4124 | 1594.4124 | 7154.3253
| E262 | Comm Kitchen_Laundry Elect | 2016 |  | Dishwasher - Under Counter - High Temp - GWH - E Booster | 10 |  | 1349 |  | Comm Water Heat | 0 | 0 |  | 0 | 479.68 |  | 10 | 0 | 0 | 0 | 0 |  | 0 |  |  | 0 | 0 |  |  | 0.59096 | 0 | 0.59096 | 0 | 0 | 0 | 0 | 0 | 0
| E262 | Comm Kitchen_Laundry Elect | 2016 |  | Dishwasher - Under Counter - Low Temp - EWH | 10 |  | 2254 |  | Comm Water Heat | 0 | 0 |  | 0 | 1126.21 |  | 10 | 0 | 0 | 0 | 0 |  | 0 |  |  | 0 | 0 |  |  | 0.59096 | 0 | 0.59096 | 0 | 0 | 0 | 0 | 0 | 0
[12 empty] | 955169 | 163870 | 197171 |  |  |  | 12.137 |  |  |  | 100145.23 | 197171 | 264015.23 | 297316.23 | 538064.411 | 0 | 244980.2635 | 275880.3285 | [7 empty] | 656620.4788 | 1260346.9377 | 2.6803 | 4.5685
[18 empty] | EES Tracking |  | Year | DBtC | OH | Total Budget
[20 empty] | 2016 | 47500 | 61012.57 | 108512.57
[20 empty] | 2017 | 116370 | 39132.66 | 155502.66
[20 empty] | Total | 163870 | 100145.23 | 264015.23
[21 empty] | Budget | Savings
[18 empty] | Exhibit 1 |  |  | 264015.23 | 955.169

## E249 Residential Energy Reports
Rtn to Summary | [27 empty] | Final Costs |  |  |  | Math Check Only - Columns can be deleted or hidden |  |  |  |  | Final Benefits
| paste | paste |  | paste | paste | paste | paste | paste | paste | paste | paste | paste | paste total DBtC | paste | paste | paste | Formula: G + H | formula | formula: N/L | formula: O/L | formula: M/L | Total only derived from Actual Spending | formula: O-N | Formula total only W+N | Formula total only W+O | Formula | Formula | Formula Total Only | Formula Total Only | Formula | Formula | Formula | Formula | Formula | Formula | Formula | Formula | Formula | Formula Total Only: AL/AC | Formula Total Only: AM/AD
| Sch. No. | Program | Year | Measure ID - Version | Measure Name | Measure Life Period 1 | Measure Life Period 2 | Unit Savings period 1 | Unit Savings Period 2 | End Use | Measure Quantity | kWh Savings - Total | kWh Incentive - Total | kWh Measure Cost - Total | Year 1 NEBs | Unit Annual O&M | Total Measure Life | Weighted Life | Incentives Per Unit | Incremental Measure Cost per Unit | Savings per unit | Program Overhead | Total Customer Cost | Total Utility Program Costs | Total Resource Cost | PV Total Non-Energy Benefits | PV Total Net Euipment O&M | PV Total Utility Program Costs | PV Total Resource Costs | Unit PV First period Savings for 1 kWh | Total First Period Savings | Unit PV Savings for Second Period for 1 kWh | Total Second period Savings | Unadjusted Total | Decrement | Final UC Total Savings | PV Total Savings UC | PV Total Savings TRC | UC B/C Ratio | TRC B/C Ratio
| E249R | Residential Energy Reports | 2016 | 11708 - 2 | RER: Energy Report - Expansion - EO | 2 |  | 169.1891 |  | Res Lighting | 23050 | 3899808 | 112605 | 112605 | 0 |  | 2 | 0.38967 | 4.8852 | 4.8852 | 181.4747 |  | 0 |  |  | 0 | 0 |  |  | 0.15494 | 604233.5118 | 0.15494 | 0 | 604233.5118 | 0 | 604233.5118 | 604233.5118 | 664656.863
| E249R | Residential Energy Reports | 2016 | 11709 - 2 | RER: Energy Report - Expansion - HRU | 2 |  | 257.7372 |  | Res Water Heat | 21558 | 5556298 | 85108 | 85108 | 0 |  | 2 | 0.55519 | 3.9479 | 3.9479 | 295.1468 |  | 0 |  |  | 0 | 0 |  |  | 0.14878 | 826671.3454 | 0.14878 | 0 | 826671.3454 | 0 | 826671.3454 | 826671.3454 | 909338.4799
| E249R | Residential Energy Reports | 2016 | 11710 - 2 | RER: Energy Report - Expansion - Rural | 2 |  | 132.8814 |  | Res Water Heat | 30758 | 4087166 | 111824 | 111824 | 0 |  | 2 | 0.40839 | 3.6356 | 3.6356 | 146.7221 |  | 0 |  |  | 0 | 0 |  |  | 0.14878 | 608092.4774 | 0.14878 | 0 | 608092.4774 | 0 | 608092.4774 | 608092.4774 | 668901.7251
| E249R | Residential Energy Reports | 2016 | 11711 - 2 | RER: Energy Report - Refill | 2 |  | 268.0175 |  | Res Water Heat | 24150 | 6472623 | 112984 | 112984 | 0 |  | 2 | 0.64675 | 4.6784 | 4.6784 | 311.7329 |  | 0 |  |  | 0 | 0 |  |  | 0.14878 | 963003.0577 | 0.14878 | 0 | 963003.0577 | 0 | 963003.0577 | 963003.0577 | 1059303.3635
[12 empty] | 20015895 | 1124535.07 | 422521 |  |  |  | 2 |  |  |  | 1968716.64 | 0 | 3093251.71 | 2391237.64 | 0 | 0 | 2870234.4901 | 2218834.221 | [7 empty] | 3002000.3923 | 3302200.4316 | 1.0459 | 1.4883
[18 empty] | EES Tracking |  | Year | DBtC | OH | Total Budget
[6 empty] | Measure Name | Measure Quantity | kWh/Measure | Total Savings | [10 empty] | 2016 | 410314.31 | 513607.03 | 923921.34
[20 empty] | 2017 | 714220.76 | 1455109.61 | 2169330.37
[5 empty] | 2017 Actuals | RER: Energy Report - Expansion - EO | 20782 | 181.4747 | 3771407 | [10 empty] | Total | 1124535.07 | 1968716.64 | 3093251.71
[5 empty] | 2017 Actuals | RER: Energy Report - Expansion - HRU | 19001 | 295.1468 | 5608085
[5 empty] | 2017 Actuals | RER: Energy Report - Expansion - Rural | 27607 | 146.7221 | 4050558 | [11 empty] | Budget | Savings
[5 empty] | 2017 Actuals | RER: Energy Report - Refill | 19638 | 311.7329 | 6121810 | [8 empty] | Exhibit 1 |  |  | 3093251.71 | 22670.945
[9 empty] | 19551860 | Verified second year lower than first
[5 empty] | 2016 Actuals | RER: Energy Report - Expansion - EO | 23050 | 169.1891 | 3899808
[5 empty] | 2016 Actuals | RER: Energy Report - Expansion - HRU | 21558 | 257.7372 | 5556298
[5 empty] | 2016 Actuals | RER: Energy Report - Expansion - Rural | 30758 | 132.8814 | 4087166
[5 empty] | 2016 Actuals | RER: Energy Report - Refill | 24150 | 268.0175 | 6472623
[9 empty] | 20015895 | Verfied first year lower than reported
~~~~~~~~~~~~~~~~~~~~~~~~~~~~~~~~~~~~~~~~~~~~~~~~~~~~~~~~~~~~~~~~~~~~~~~~~~~~~~~~~~~~~~~~~~~~~~~~~~~~~~
[5 empty] | 2016 Original |  | 100000 |  | 17348304
[5 empty] | 2017 Original | RER: Energy Report - Expansion - EO | 22521 | 35 | 788235
[6 empty] | RER: Energy Report - Expansion - HRU | 21277 | 36 | 765972
[6 empty] | RER: Energy Report - Expansion - Rural | 27956 | 57 | 1593492
[6 empty] | RER: Energy Report - Refill | 28246 | 77 | 2174942
5322641
[5 empty] | Total 2016-2017 Original |  |  |  | 22670945
[5 empty] | DIFFERENCE |  |  |  | -2655050

## E215 SF NC
Rtn to Summary | [27 empty] | Final Costs |  |  |  | Math Check Only - Columns can be deleted or hidden |  |  |  |  | Final Benefits
| paste | paste |  | paste | paste | paste | paste | paste | paste | paste | paste | paste | paste total DBtC | paste | paste | paste | Formula: G + H | formula | formula: N/L | formula: O/L | formula: M/L | Total only derived from Actual Spending | formula: O-N | Formula total only W+N | Formula total only W+O | Formula | Formula | Formula Total Only | Formula Total Only | Formula | Formula | Formula | Formula | Formula | Formula | Formula | Formula | Formula | Formula Total Only: AL/AC | Formula Total Only: AM/AD
| Sch. No. | Program | Year | Measure ID - Version | Measure Name | Measure Life Period 1 | Measure Life Period 2 | Unit Savings period 1 | Unit Savings Period 2 | End Use | Measure Quantity | kWh Savings - Total | kWh Incentive - Total | kWh Measure Cost - Total | Year 1 NEBs | Unit Annual O&M | Total Measure Life | Weighted Life | Incentives Per Unit | Incremental Measure Cost per Unit | Savings per unit | Program Overhead | Total Customer Cost | Total Utility Program Costs | Total Resource Cost | PV Total Non-Energy Benefits | PV Total Net Euipment O&M | PV Total Utility Program Costs | PV Total Resource Costs | Unit PV First period Savings for 1 kWh | Total First Period Savings | Unit PV Savings for Second Period for 1 kWh | Total Second period Savings | Unadjusted Total | Decrement | Final UC Total Savings | PV Total Savings UC | PV Total Savings TRC | UC B/C Ratio | TRC B/C Ratio
[12 empty] | 0 | 0 | 0 |  |  |  | 0 |  |  |  | 91883.61 | 0 | 91883.61 | 91883.61 | 0 | 0 | 85258.9867 | 85258.9867 | [7 empty] | 0 | 0 | 0 | 0
[18 empty] | EES Tracking |  | Year | DBtC | OH | Total Budget
[20 empty] | 2016 | 0 | 33565.75 | 33565.75
[20 empty] | 2017 | 0 | 58317.86 | 58317.86
[20 empty] | Total | 0 | 91883.61 | 91883.61
[21 empty] | Budget | Savings
[18 empty] | Exhibit 1 |  |  | 91883.61 | 0

## E254 NEEA Elect
Rtn to Summary | [27 empty] | Final Costs |  |  |  | Math Check Only - Columns can be deleted or hidden |  |  |  |  | Final Benefits
| paste | paste |  | paste | paste | paste | paste | paste | paste | paste | paste | paste | paste total DBtC | paste | paste | paste | Formula: G + H | formula | formula: N/L | formula: O/L | formula: M/L | Total only derived from Actual Spending | formula: O-N | Formula total only W+N | Formula total only W+O | Formula | Formula | Formula Total Only | Formula Total Only | Formula | Formula | Formula | Formula | Formula | Formula | Formula | Formula | Formula | Formula Total Only: AL/AC | Formula Total Only: AM/AD
| Sch. No. | Program | Year | Measure ID - Version | Measure Name | Measure Life Period 1 | Measure Life Period 2 | Unit Savings period 1 | Unit Savings Period 2 | End Use | Measure Quantity | kWh Savings - Total | kWh Incentive - Total | kWh Measure Cost - Total | Year 1 NEBs | Unit Annual O&M | Total Measure Life | Weighted Life | Incentives Per Unit | Incremental Measure Cost per Unit | Savings per unit | Program Overhead | Total Customer Cost | Total Utility Program Costs | Total Resource Cost | PV Total Non-Energy Benefits | PV Total Net Euipment O&M | PV Total Utility Program Costs | PV Total Resource Costs | Unit PV First period Savings for 1 kWh | Total First Period Savings | Unit PV Savings for Second Period for 1 kWh | Total Second period Savings | Unadjusted Total | Decrement | Final UC Total Savings | PV Total Savings UC | PV Total Savings TRC | UC B/C Ratio | TRC B/C Ratio
| E245 | NW Energy Efficiency Alliance | 2017 | 11712 - 1 | NEEA: Savings Tracking | 7 |  | 15592800 |  | Comm Flat | 1 | 15592800 | 0 | 0 |  |  | 7 | 4.1855 | 0 | 0 | 15592800 |  | 0 |  |  | 0 | 0 |  |  | 0.43973 | 6856551.5368 | 0.43973 | 0 | 6856551.5368 | 0 | 6856551.5368 | 6856551.5368 | 7542206.6905
| E245 | NW Energy Efficiency Alliance | 2016 |  | NEEA: Savings Tracking | 7 |  | 8760000 |  | Comm Flat | 1 | 8760000 | 0 | 0 |  |  | 7 | 2.3514 | 0 | 0 | 8760000 |  | 0 |  |  | 0 | 0 |  |  | 0.43973 | 3851995.2454 | 0.43973 | 0 | 3851995.2454 | 0 | 3851995.2454 | 3851995.2454 | 4237194.7699
[12 empty] | 26078000 | 2610764.83 | 0 |  |  |  | 6.5369 |  |  |  | 5450444.38 | 0 | 8061209.21 | 5450444.38 | 0 | 0 | 7480012.2576 | 5057478.3149 | [7 empty] | 10708546.7822 | 11779401.4604 | 1.4316 | 2.3291
[18 empty] | EES Tracking |  | Year | DBtC | OH | Total Budget
[11 empty] | True up based on latest NEEA report | 26078000 | [7 empty] | 2016 | 1723915.51 | 2304614.19 | 4028529.7
[20 empty] | 2017 | 886849.32 | 3145830.19 | 4032679.51
[20 empty] | Total | 2610764.83 | 5450444.38 | 8061209.21
[21 empty] | Budget | Savings
[18 empty] | Exhibit 1 |  |  | 8061209.21 | 24352.8
[20 empty] | 2016 | 4028529.7 | 8760
[20 empty] | 2017 | 4032679.51 | 15592.8

## T&D
Rtn to Summary | [27 empty] | Final Costs |  |  |  | Math Check Only - Columns can be deleted or hidden |  |  |  |  | Final Benefits
| paste | paste |  | paste | paste | paste | paste | paste | paste | paste | paste | paste | paste total DBtC | paste | paste | paste | Formula: G + H | formula | formula: N/L | formula: O/L | formula: M/L | Total only derived from Actual Spending | formula: O-N | Formula total only W+N | Formula total only W+O | Formula | Formula | Formula Total Only | Formula Total Only | Formula | Formula | Formula | Formula | Formula | Formula | Formula | Formula | Formula | Formula Total Only: AL/AC | Formula Total Only: AM/AD
| Sch. No. | Program | Year | Measure ID - Version | Measure Name | Measure Life Period 1 | Measure Life Period 2 | Unit Savings period 1 | Unit Savings Period 2 | End Use | Measure Quantity | kWh Savings - Total | kWh Incentive - Total | kWh Measure Cost - Total | Year 1 NEBs | Unit Annual O&M | Total Measure Life | Weighted Life | Incentives Per Unit | Incremental Measure Cost per Unit | Savings per unit | Program Overhead | Total Customer Cost | Total Utility Program Costs | Total Resource Cost | PV Total Non-Energy Benefits | PV Total Net Euipment O&M | PV Total Utility Program Costs | PV Total Resource Costs | Unit PV First period Savings for 1 kWh | Total First Period Savings | Unit PV Savings for Second Period for 1 kWh | Total Second period Savings | Unadjusted Total | Decrement | Final UC Total Savings | PV Total Savings UC | PV Total Savings TRC | UC B/C Ratio | TRC B/C Ratio
| T&D | Generation Transmission and Distribution | 2017 | 10059 - 1 | Lighting - Custom | 20 |  | 42451 |  | Comm Lighting | 1 | 42451 | 0 |  |  |  | 20 | 0.25225 | 0 | 0 | 42451 |  | 0 |  |  | 0 | 0 |  |  | 1.043 | 44274.8693 | 1.043 | 0 | 44274.8693 | 0 | 44274.8693 | 44274.8693 | 48702.3562
| T&D | Generation Transmission and Distribution | 2016 |  | Lighting - Custom | 20 |  | 3323355 |  | Comm Lighting | 1 | 3323355 |  |  |  |  | 20 | 19.7478 | 0 | 0 | 3323355 |  | 0 |  |  | 0 | 0 |  |  | 1.043 | 3466139.9786 | 1.043 | 0 | 3466139.9786 | 0 | 3466139.9786 | 3466139.9786 | 3812753.9764
[12 empty] | 3365806 | 0 | 3062159.208 |  |  |  | 20 |  |  |  | 0 | 0 | 0 | 3062159.208 | 0 | 0 | 0 | 2841383.6949 | [7 empty] | 3510414.8478 | 3861456.3326 |  | 1.359
[18 empty] | EES Tracking |  | Year | DBtC | OH | Total Budget
2016
2017
[20 empty] | Total | 0 | 0 | 0
[21 empty] | Budget | Savings
[18 empty] | Exhibit 1 |  |  | 0 | 3365.806

## ElecAvoidedCostsWOCC
Electric Conservation Cost Effectiveness Standard, 2016-2017
Includes Energy and Capacity and does NOT apply the conservation Credit to energy or capacity
Measure Life | Single Family Space Heat | Single Family Heat Pump | Multifamily Space Heat | Residential Water Heat | Residential Refrigerator | Residential Plug Load | Residential Lighting | Commercial Space Heat | Commercial Refrigeration | Commercial Cooling | Commercial Cooking | Commercial Lighting | Commercial Flat | Commercial Water Heat | Multifamily Heat Pump | Residential Dryer
| SF Space Heat | SF Heat Pump | MF Space Heat | Res Water Heat | Res Refrigerator | Res Plug Load | Res Lighting | Comm Space Heat | Comm Refrigeration | Comm Cooling | Comm Cooking | Comm Lighting | Comm Flat | Comm Water Heat | MH Heat Pump | Res Dryer
1 | 0.13958 | 0.13052 | 0.11961 | 0.076388 | 0.06593 | 0.078912 | 0.079567 | 0.18561 | 0.071463 | 0.044824 | 0.072635 | 0.078524 | 0.072631 | 0.072753 | 0.11344 | 0.076633
2 | 0.27099 | 0.25344 | 0.23239 | 0.14878 | 0.12853 | 0.15365 | 0.15494 | 0.3598 | 0.13913 | 0.087307 | 0.14149 | 0.15262 | 0.14144 | 0.14171 | 0.22042 | 0.1492
3 | 0.39488 | 0.36938 | 0.33882 | 0.21734 | 0.18786 | 0.22439 | 0.22631 | 0.52346 | 0.20314 | 0.12749 | 0.20671 | 0.22248 | 0.20653 | 0.20704 | 0.32146 | 0.21785
4 | 0.5119 | 0.4789 | 0.43952 | 0.28265 | 0.2445 | 0.29171 | 0.29423 | 0.67757 | 0.26417 | 0.16628 | 0.26887 | 0.28901 | 0.26858 | 0.2693 | 0.41706 | 0.28322
5 | 0.6224 | 0.58246 | 0.53479 | 0.34485 | 0.29862 | 0.35579 | 0.35891 | 0.82264 | 0.32243 | 0.20383 | 0.32815 | 0.35238 | 0.32775 | 0.32868 | 0.5076 | 0.3455
6 | 0.72746 | 0.68104 | 0.62564 | 0.4048 | 0.35105 | 0.41755 | 0.42122 | 0.96011 | 0.37883 | 0.24113 | 0.38541 | 0.4137 | 0.38498 | 0.38605 | 0.59404 | 0.40559
7 | 0.82688 | 0.77446 | 0.71177 | 0.46202 | 0.40127 | 0.4765 | 0.48067 | 1.0902 | 0.43285 | 0.27741 | 0.44017 | 0.47242 | 0.43973 | 0.4409 | 0.67611 | 0.463
8 | 0.92087 | 0.86282 | 0.79334 | 0.51653 | 0.44922 | 0.53263 | 0.53727 | 1.2125 | 0.48427 | 0.31202 | 0.49235 | 0.52808 | 0.49186 | 0.49317 | 0.75387 | 0.51764
9 | 1.0099 | 0.94657 | 0.87071 | 0.56853 | 0.49502 | 0.58612 | 0.59128 | 1.3279 | 0.53322 | 0.34495 | 0.54215 | 0.58086 | 0.54153 | 0.54306 | 0.82768 | 0.56969
10 | 1.0944 | 1.0261 | 0.94431 | 0.61844 | 0.53906 | 0.63739 | 0.64304 | 1.437 | 0.58027 | 0.37715 | 0.58996 | 0.63153 | 0.58924 | 0.59096 | 0.89793 | 0.61964
11 | 1.1773 | 1.1045 | 1.0169 | 0.66884 | 0.58386 | 0.68905 | 0.69524 | 1.5429 | 0.62801 | 0.41114 | 0.63836 | 0.68269 | 0.63755 | 0.63946 | 0.96746 | 0.67007
12 | 1.2558 | 1.1786 | 1.0856 | 0.71659 | 0.62639 | 0.73802 | 0.74469 | 1.643 | 0.67335 | 0.44362 | 0.68432 | 0.73138 | 0.68343 | 0.6855 | 1.0334 | 0.71794
13 | 1.3296 | 1.2484 | 1.1503 | 0.76169 | 0.6666 | 0.78428 | 0.79138 | 1.7372 | 0.71621 | 0.47444 | 0.72775 | 0.77738 | 0.72679 | 0.72901 | 1.0954 | 0.76314
14 | 1.3996 | 1.3147 | 1.2119 | 0.80501 | 0.70528 | 0.82864 | 0.83619 | 1.8261 | 0.75727 | 0.50413 | 0.76945 | 0.82124 | 0.76837 | 0.77078 | 1.1545 | 0.80649
15 | 1.4659 | 1.3774 | 1.2701 | 0.84607 | 0.74198 | 0.87069 | 0.87865 | 1.9101 | 0.7962 | 0.53227 | 0.80901 | 0.8628 | 0.80778 | 0.81041 | 1.2104 | 0.84757
16 | 1.5285 | 1.4367 | 1.3252 | 0.88511 | 0.77697 | 0.91067 | 0.91904 | 1.9892 | 0.83326 | 0.55925 | 0.84667 | 0.9023 | 0.84529 | 0.84814 | 1.2634 | 0.88664
17 | 1.5875 | 1.4927 | 1.3773 | 0.92208 | 0.81019 | 0.94856 | 0.95729 | 2.0637 | 0.86851 | 0.58528 | 0.8824 | 0.93992 | 0.88092 | 0.88393 | 1.3134 | 0.9237
18 | 1.6434 | 1.5457 | 1.4267 | 0.95741 | 0.84204 | 0.98476 | 0.99381 | 2.1344 | 0.90233 | 0.61068 | 0.9166 | 0.97609 | 0.91508 | 0.91819 | 1.361 | 0.95917
19 | 1.6964 | 1.5961 | 1.4737 | 0.99116 | 0.87253 | 1.0193 | 1.0286 | 2.2011 | 0.93459 | 0.63478 | 0.94926 | 1.0104 | 0.94767 | 0.9509 | 1.4062 | 0.993
20 | 1.7467 | 1.6438 | 1.5182 | 1.0234 | 0.90166 | 1.0523 | 1.0619 | 2.2641 | 0.9653 | 0.65771 | 0.98041 | 1.043 | 0.97872 | 0.98211 | 1.4491 | 1.0252
21 | 1.7958 | 1.6888 | 1.5602 | 1.0538 | 0.92924 | 1.0834 | 1.0933 | 2.3233 | 0.99437 | 0.67948 | 1.0099 | 1.0737 | 1.0081 | 1.0116 | 1.4895 | 1.0557
22 | 1.8439 | 1.7313 | 1.5999 | 1.0826 | 0.95535 | 1.1129 | 1.123 | 2.3791 | 1.0219 | 0.70015 | 1.0378 | 1.1029 | 1.0359 | 1.0396 | 1.5277 | 1.0845
23 | 1.8912 | 1.7713 | 1.6373 | 1.1099 | 0.98007 | 1.1407 | 1.1511 | 2.4316 | 1.0479 | 0.71978 | 1.0642 | 1.1304 | 1.0622 | 1.066 | 1.5638 | 1.1118
24 | 1.9378 | 1.8091 | 1.6725 | 1.1357 | 1.0035 | 1.1671 | 1.1777 | 2.4811 | 1.0725 | 0.73843 | 1.0892 | 1.1564 | 1.0871 | 1.091 | 1.5978 | 1.1376
25 | 1.9837 | 1.8447 | 1.7059 | 1.1601 | 1.0256 | 1.192 | 1.2028 | 2.5276 | 1.0958 | 0.75614 | 1.1128 | 1.1811 | 1.1107 | 1.1147 | 1.6299 | 1.1621
26 | 2.029 | 1.8783 | 1.7373 | 1.1832 | 1.0466 | 1.2156 | 1.2266 | 2.5715 | 1.1179 | 0.77295 | 1.1352 | 1.2044 | 1.133 | 1.1371 | 1.6603 | 1.1852
27 | 2.0739 | 1.91 | 1.767 | 1.2051 | 1.0665 | 1.2379 | 1.2491 | 2.6128 | 1.1388 | 0.78892 | 1.1564 | 1.2264 | 1.1541 | 1.1584 | 1.6889 | 1.207
28 | 2.1185 | 1.94 | 1.795 | 1.2257 | 1.0854 | 1.259 | 1.2704 | 2.6518 | 1.1586 | 0.80409 | 1.1765 | 1.2473 | 1.1741 | 1.1785 | 1.716 | 1.2277
29 | 2.1627 | 1.9683 | 1.8214 | 1.2453 | 1.1032 | 1.279 | 1.2906 | 2.6885 | 1.1773 | 0.8185 | 1.1955 | 1.2671 | 1.193 | 1.1975 | 1.7415 | 1.2473
30 | 2.2068 | 1.9949 | 1.8464 | 1.2639 | 1.1201 | 1.2979 | 1.3097 | 2.7231 | 1.1951 | 0.83219 | 1.2135 | 1.2858 | 1.2109 | 1.2155 | 1.7657 | 1.2659

## qry design
1 | SECTOR
2 | Measure Category
3 | Measure Type
4 | Measure Sub-Type
5 | Savings UOM Type
6 | Program
7 | Measure ID - Version
8 | Measure Name
9 | Measure Life Period 1
10 | Measure Life Period 2
11 | End Use
12 | SumOfMeasure Quantity
13 | SumOfkWh Savings - Total
14 | SumOfkWh Incentive - Total
15 | SumOfkWh Measure Cost - Total
16 | SumOfTherm Savings - Total
17 | SumOfTherm Incentive - Total
18 | SumOfTherm Measure Cost - Total
19 | Year 1 NEBs
20 | Unit Annual O&M
Also in the Query, and also valuable for QC, so please retain. Can be ordered anyway at the end of the essential fields above. They will, however, not be used for the official calculations.
CEEndUse
Unit Savings - kWh Period 1
Unit Savings - kWh Period 2
Unit Incentive - kWh
Unit Measure Cost - kWh
Unit Savings - Therm Period 1
Unit Savings - Therm Period 2
Unit Incentive - Therm
Unit Measure Cost - Therm

## Redo Template Elect
Rtn to Summary | [27 empty] | Final Costs |  |  |  | Math Check Only - Columns can be deleted or hidden |  |  |  |  | Final Benefits
| paste | paste |  | paste | paste | paste | paste | paste | paste | paste | paste | paste | paste total DBtC | paste | paste | paste | Formula: G + H | formula | formula: N/L | formula: O/L | formula: M/L | Total only derived from Actual Spending | formula: O-N | Formula total only W+N | Formula total only W+O | Formula | Formula | Formula Total Only | Formula Total Only | Formula | Formula | Formula | Formula | Formula | Formula | Formula | Formula | Formula | Formula Total Only: AL/AC | Formula Total Only: AM/AD
| Sch. No. | Program | Year | Measure ID - Version | Measure Name | Measure Life Period 1 | Measure Life Period 2 | Unit Savings period 1 | Unit Savings Period 2 | End Use | Measure Quantity | kWh Savings - Total | kWh Incentive - Total | kWh Measure Cost - Total | Year 1 NEBs | Unit Annual O&M | Total Measure Life | Weighted Life | Incentives Per Unit | Incremental Measure Cost per Unit | Savings per unit | Program Overhead | Total Customer Cost | Total Utility Program Costs | Total Resource Cost | PV Total Non-Energy Benefits | PV Total Net Euipment O&M | PV Total Utility Program Costs | PV Total Resource Costs | Unit PV First period Savings for 1 kWh | Total First Period Savings | Unit PV Savings for Second Period for 1 kWh | Total Second period Savings | Unadjusted Total | Decrement | Final UC Total Savings | PV Total Savings UC | PV Total Savings TRC | UC B/C Ratio | TRC B/C Ratio
| E214 | HomePrint | 2017 | 10743 - 2 | HMPT: Lamp - LED - A Lamp - MH | 12 |  | 20.67 |  | Res Lighting | 7615 | 157402.05 | 21078 | 27794.75 | 0 |  | 12 | 0.20379 | 2.768 | 3.65 | 20.67 |  | 6716.75 |  |  | 0 | 0 |  |  | 0.74469 | 117215.2349 | 0.74469 | 0 | 117215.2349 | 0 | 117215.2349 | 117215.2349 | 128936.7584
| E214 | HomePrint | 2017 | 10744 - 1 | HMPT: Power Strip - Advanced | 5 |  | 216 |  | Res Plug Load | 189 | 40824 | 7898 | 7938 | 0 |  | 5 | 0.022023 | 41.7884 | 42 | 216 |  | 40 |  |  | 0 | 0 |  |  | 0.35579 | 14524.9192 | 0.35579 | 0 | 14524.9192 | 0 | 14524.9192 | 14524.9192 | 15977.4111
| E214 | HomePrint | 2017 | 10745 - 3 | HMPT: Lamp - LED - Globe - DI | 12 |  | 18.09 |  | Res Lighting | 30870 | 558438.3 | 119142 | 163611 | 0 |  | 12 | 0.72301 | 3.8595 | 5.3 | 18.09 |  | 44469 |  |  | 0 | 0 |  |  | 0.74469 | 415861.6519 | 0.74469 | 0 | 415861.6519 | 0 | 415861.6519 | 415861.6519 | 457447.8171
| E214 | HomePrint | 2017 | 10746 - 2 | HMPT: Lamp - LED - Globe - MH | 12 |  | 18.09 |  | Res Lighting | 1887 | 34135.83 | 6968 | 10001.1 | 0 |  | 12 | 0.044195 | 3.6926 | 5.3 | 18.09 |  | 3033.1 |  |  | 0 | 0 |  |  | 0.74469 | 25420.5033 | 0.74469 | 0 | 25420.5033 | 0 | 25420.5033 | 25420.5033 | 27962.5536
| E214 | HomePrint | 2017 | 10747 - 6 | HMPT: Lamp - LED - A Lamp - DI | 12 |  | 20.67 |  | Res Lighting | 66232 | 1369015.44 | 185609 | 241746.8 | 0 |  | 12 | 1.7725 | 2.8024 | 3.65 | 20.67 |  | 56137.8 |  |  | 0 | 0 |  |  | 0.74469 | 1019487.7794 | 0.74469 | 0 | 1019487.7794 | 0 | 1019487.7794 | 1019487.7794 | 1121436.5573
| E214 | HomePrint | 2017 | 10747 - 5 | HMPT: Lamp - LED - A Lamp - DI | 12 |  | 20.67 |  | Res Lighting | 3762 | 77760.54 | 12527 | 0 | 0 |  | 12 | 0.10068 | 3.3299 | 0 | 20.67 |  | -12527 |  |  | 0 | 0 |  |  | 0.74469 | 57907.2507 | 0.74469 | 0 | 57907.2507 | 0 | 57907.2507 | 57907.2507 | 63697.9757
| E214 | HomePrint | 2017 | 10748 - 1 | HMPT: Home Energy Audit - CAN - E | 1 |  | 0 |  | SF Space Heat | 132 | 0 | 14520 | 18612 | 0 |  | 1 | 0 | 110 | 141 | 0 |  | 4092 |  |  | 0 | 0 |  |  | 0.13958 | 0 | 0.13958 | 0 | 0 | 0 | 0 | 0 | 0
| E214 | HomePrint | 2017 | 10748 - 2 | HMPT: Home Energy Audit - CAN - E | 1 |  | 0 |  | SF Space Heat | 2942 | 0 | 323620 | 355982 | 0 |  | 1 | 0 | 110 | 121 | 0 |  | 32362 |  |  | 0 | 0 |  |  | 0.13958 | 0 | 0.13958 | 0 | 0 | 0 | 0 | 0 | 0
| E214 | HomePrint | 2017 | 10749 - 4 | HMPT: Home Energy Audit - Service Provider - E | 1 |  | 0 |  | SF Space Heat | 6988 | 0 | 915428 | 1006272 | 0 |  | 1 | 0 | 131 | 144 | 0 |  | 90844 |  |  | 0 | 0 |  |  | 0.13958 | 0 | 0.13958 | 0 | 0 | 0 | 0 | 0 | 0
| E214 | HomePrint | 2017 | 10749 - 3 | HMPT: Home Energy Audit - Service Provider - E | 1 |  | 0 |  | SF Space Heat | 464 | 0 | 60784 | 46400 | 0 |  | 1 | 0 | 131 | 100 | 0 |  | -14384 |  |  | 0 | 0 |  |  | 0.13958 | 0 | 0.13958 | 0 | 0 | 0 | 0 | 0 | 0
| E214 | HomePrint | 2017 | 10750 - 2 | HMPT: Home Energy Audit - CAN - MH | 1 |  | 0 |  | SF Space Heat | 365 | 0 | 32850 | 36500 | 0 |  | 1 | 0 | 90 | 100 | 0 |  | 3650 |  |  | 0 | 0 |  |  | 0.13958 | 0 | 0.13958 | 0 | 0 | 0 | 0 | 0 | 0
| E214 | HomePrint | 2017 | 10750 - 1 | HMPT: Home Energy Audit - CAN - MH | 1 |  | 0 |  | SF Space Heat | 39 | 0 | 3510 | 4719 | 0 |  | 1 | 0 | 90 | 121 | 0 |  | 1209 |  |  | 0 | 0 |  |  | 0.13958 | 0 | 0.13958 | 0 | 0 | 0 | 0 | 0 | 0
| E214 | HomePrint | 2017 | 10751 - 2 | HMPT: Home Energy Audit - Service Provider - MH | 1 |  | 0 |  | SF Space Heat | 523 | 0 | 54915 | 60145 | 0 |  | 1 | 0 | 105 | 115 | 0 |  | 5230 |  |  | 0 | 0 |  |  | 0.13958 | 0 | 0.13958 | 0 | 0 | 0 | 0 | 0 | 0
| E214 | HomePrint | 2017 | 10751 - 1 | HMPT: Home Energy Audit - Service Provider - MH | 1 |  | 0 |  | SF Space Heat | 19 | 0 | 1995 | 1995 | 0 |  | 1 | 0 | 105 | 105 | 0 |  | 0 |  |  | 0 | 0 |  |  | 0.13958 | 0 | 0.13958 | 0 | 0 | 0 | 0 | 0 | 0
| E214 | HomePrint | 2017 | 10752 - 4 | HMPT: Lamp - LED - Reflector - BR30 - DI | 12 |  | 39.41 |  | Res Lighting | 45216 | 1781962.56 | 181609 | 0 | 0 |  | 12 | 2.3071 | 4.0165 | 0 | 39.41 |  | -181609 |  |  | 0 | 0 |  |  | 0.74469 | 1327004.0645 | 0.74469 | 0 | 1327004.0645 | 0 | 1327004.0645 | 1327004.0645 | 1459704.4709
| E214 | HomePrint | 2017 | 10753 - 2 | HMPT: Lamp - LED - Reflector - BR30 - MH | 12 |  | 39.41 |  | Res Lighting | 754 | 29715.14 | 2957 | 3996.2 | 0 |  | 12 | 0.038472 | 3.9218 | 5.3 | 39.41 |  | 1039.2 |  |  | 0 | 0 |  |  | 0.74469 | 22128.4737 | 0.74469 | 0 | 22128.4737 | 0 | 22128.4737 | 22128.4737 | 24341.321
| E214 | HomePrint | 2017 | 10754 - 1 | HMPT: Aerator - EWH - 1.0 gpm | 10 |  | 53 |  | Res Water Heat | 128 | 6784 | 63 | 75.52 | 2.36 |  | 10 | 0.0073193 | 0.49219 | 0.59 | 53 |  | 12.52 |  |  | 2048.1789 | 0 |  |  | 0.61844 | 4195.4954 | 0.61844 | 0 | 4195.4954 | 0 | 4195.4954 | 4195.4954 | 6663.2238
| E214 | HomePrint | 2017 | 10754 - 2 | HMPT: Aerator - EWH - 1.0 gpm | 10 |  | 53 |  | Res Water Heat | 2143 | 113579 | 949 | 1157.22 | 2.36 |  | 10 | 0.12254 | 0.44284 | 0.54 | 53 |  | 208.22 |  |  | 34290.995 | 0 |  |  | 0.61844 | 70241.7706 | 0.61844 | 0 | 70241.7706 | 0 | 70241.7706 | 70241.7706 | 111556.9427
| E214 | HomePrint | 2017 | 10755 - 1 | HMPT: Aerator - EWH - 1.5 gpm | 10 |  | 31 |  | Res Water Heat | 55 | 1705 | 71 | 84.7 | 2.36 |  | 10 | 0.0018395 | 1.2909 | 1.54 | 31 |  | 13.7 |  |  | 880.0769 | 0 |  |  | 0.61844 | 1054.4398 | 0.61844 | 0 | 1054.4398 | 0 | 1054.4398 | 1054.4398 | 2039.9607
| E214 | HomePrint | 2017 | 10755 - 2 | HMPT: Aerator - EWH - 1.5 gpm | 10 |  | 31 |  | Res Water Heat | 671 | 20801 | 784 | 946.11 | 2.36 |  | 10 | 0.022442 | 1.1684 | 1.41 | 31 |  | 162.11 |  |  | 10736.9378 | 0 |  |  | 0.61844 | 12864.1656 | 0.61844 | 0 | 12864.1656 | 0 | 12864.1656 | 12864.1656 | 24887.52
| E214 | HomePrint | 2017 | 10756 - 1 | HMPT: Showerhead - Fixed - LB - EWH - 1.5 gpm | 10 |  | 260 |  | Res Water Heat | 50 | 13000 | 180 | 197 | 20.53 |  | 10 | 0.014026 | 3.6 | 3.94 | 260 |  | 17 |  |  | 6959.9299 | 0 |  |  | 0.61844 | 8039.717 | 0.61844 | 0 | 8039.717 | 0 | 8039.717 | 8039.717 | 15803.6186
| E214 | HomePrint | 2017 | 10756 - 2 | HMPT: Showerhead - Fixed - LB - EWH - 1.5 gpm | 10 |  | 238 |  | Res Water Heat | 1577 | 375326 | 5093 | 6229.15 | 20.53 |  | 10 | 0.40494 | 3.2295 | 3.95 | 238 |  | 1136.15 |  |  | 219516.1898 | 0 |  |  | 0.61844 | 232116.5249 | 0.61844 | 0 | 232116.5249 | 0 | 232116.5249 | 232116.5249 | 474844.3673
| E214 | HomePrint | 2017 | 10757 - 1 | HMPT: Showerhead - Handheld - LB - EWH - 1.5 gpm | 10 |  | 260 |  | Res Water Heat | 108 | 28080 | 935 | 1023.84 | 20.53 |  | 10 | 0.030296 | 8.6574 | 9.48 | 260 |  | 88.84 |  |  | 15033.4486 | 0 |  |  | 0.61844 | 17365.7887 | 0.61844 | 0 | 17365.7887 | 0 | 17365.7887 | 17365.7887 | 34135.8162
| E214 | HomePrint | 2017 | 10757 - 2 | HMPT: Showerhead - Handheld - LB - EWH - 1.5 gpm | 10 |  | 238 |  | Res Water Heat | 2130 | 506940 | 16241 | 19979.4 | 20.53 |  | 10 | 0.54694 | 7.6249 | 9.38 | 238 |  | 3738.4 |  |  | 296493.0148 | 0 |  |  | 0.61844 | 313511.8567 | 0.61844 | 0 | 313511.8567 | 0 | 313511.8567 | 313511.8567 | 641356.0572
| E214 | HomePrint | 2017 | 11943 - 1 | HMPT: Showerhead - LB - GWH - 1.5 gpm - EIE | 10 |  | 7 |  | Res Water Heat | 3589 | 25123 | 0 | 0 | 0 |  | 10 | 0.027105 | 0 | 0 | 7 |  | 0 |  |  | 0 | 0 |  |  | 0.61844 | 15537.0623 | 0.61844 | 0 | 15537.0623 | 0 | 15537.0623 | 15537.0623 | 17090.7686
| E214 | HomePrint | 2016 | 10749 - 2 | HMPT: Home Energy Audit - Service Provider - E | 1 |  | 0 |  | SF Space Heat | 2864 | 0 | 287981 | 113966.99 | 0 |  | 1 | 0 | 100.552 | 39.7929 | 0 |  | -174014.01 |  |  | 0 | 0 |  |  | 0.13958 | 0 | 0.13958 | 0 | 0 | 0 | 0 | 0 | 0
| E214 | HomePrint | 2016 | 10745 - 1 | HMPT: Lamp - LED - Globe - DI | 12 |  | 15 |  | Res Lighting | 3342 | 50130 | 0 | 0 | 0 |  | 12 | 0.064903 | 0 | 0 | 15 |  | 0 |  |  | 0 | 0 |  |  | 0.74469 | 37331.1512 | 0.74469 | 0 | 37331.1512 | 0 | 37331.1512 | 37331.1512 | 41064.2663
| E214 | HomePrint | 2016 | 10743 - 2 | HMPT: Lamp - LED - A Lamp - MH | 12 |  | 20.67 |  | Res Lighting | 3540 | 73171.8 | 11788 | 0 | 0 |  | 12 | 0.094735 | 3.3299 | 0 | 20.67 |  | -11788 |  |  | 0 | 0 |  |  | 0.74469 | 54490.0764 | 0.74469 | 0 | 54490.0764 | 0 | 54490.0764 | 54490.0764 | 59939.084
| E214 | HomePrint | 2016 | 10743 - 1 | HMPT: Lamp - LED - A Lamp - MH | 12 |  | 19 |  | Res Lighting | 0 | 0 | 0 | 12921 | 0 |  | 12 | 0 | 0 | 0 | 0 |  | 12921 |  |  | 0 | 0 |  |  | 0.74469 | 0 | 0.74469 | 0 | 0 | 0 | 0 | 0 | 0
| E214 | HomePrint | 2016 | 10747 - 5 | HMPT: Lamp - LED - A Lamp - DI | 12 |  | 20.67 |  | Res Lighting | 52086 | 1076617.62 | 133008 | 0 | 0 |  | 12 | 1.3939 | 2.5536 | 0 | 20.67 |  | -133008 |  |  | 0 | 0 |  |  | 0.74469 | 801742.9713 | 0.74469 | 0 | 801742.9713 | 0 | 801742.9713 | 801742.9713 | 881917.2685
| E214 | HomePrint | 2016 | 10747 - 4 | HMPT: Lamp - LED - A Lamp - DI | 12 |  | 20 |  | Res Lighting | 0 | 0 | 0 | 20049.96 | 0 |  | 12 | 0 | 0 | 0 | 0 |  | 20049.96 |  |  | 0 | 0 |  |  | 0.74469 | 0 | 0.74469 | 0 | 0 | 0 | 0 | 0 | 0
| E214 | HomePrint | 2016 | 10747 - 3 | HMPT: Lamp - LED - A Lamp - DI | 12 |  | 19 |  | Res Lighting | 9174 | 174306 | 0 | 10500 | 0 |  | 12 | 0.22567 | 0 | 1.1445 | 19 |  | 10500 |  |  | 0 | 0 |  |  | 0.74469 | 129803.384 | 0.74469 | 0 | 129803.384 | 0 | 129803.384 | 129803.384 | 142783.7224
| E214 | HomePrint | 2016 | 10745 - 2 | HMPT: Lamp - LED - Globe - DI | 12 |  | 18 |  | Res Lighting | 0 | 0 | 0 | 114437.6 | 0 |  | 12 | 0 | 0 | 0 | 0 |  | 114437.6 |  |  | 0 | 0 |  |  | 0.74469 | 0 | 0.74469 | 0 | 0 | 0 | 0 | 0 | 0
| E214 | HomePrint | 2016 | 10749 - 3 | HMPT: Home Energy Audit - Service Provider - E | 1 |  | 0 |  | SF Space Heat | 3293 | 0 | 431121 | 306754.34 | 0 |  | 1 | 0 | 130.9204 | 93.1535 | 0 |  | -124366.66 |  |  | 0 | 0 |  |  | 0.13958 | 0 | 0.13958 | 0 | 0 | 0 | 0 | 0 | 0
| E214 | HomePrint | 2016 | 10750 - 1 | HMPT: Home Energy Audit - CAN - MH | 1 |  | 0 |  | SF Space Heat | 224 | 0 | 20160 | 21037.88 | 0 |  | 1 | 0 | 90 | 93.9191 | 0 |  | 877.88 |  |  | 0 | 0 |  |  | 0.13958 | 0 | 0.13958 | 0 | 0 | 0 | 0 | 0 | 0
| E214 | HomePrint | 2016 | 10748 - 1 | HMPT: Home Energy Audit - CAN - E | 1 |  | 0 |  | SF Space Heat | 2385 | 0 | 262995 | 290771.52 | 0 |  | 1 | 0 | 110.2704 | 121.9168 | 0 |  | 27776.52 |  |  | 0 | 0 |  |  | 0.13958 | 0 | 0.13958 | 0 | 0 | 0 | 0 | 0 | 0
| E214 | HomePrint | 2016 | 10755 - 1 | HMPT: Aerator - EWH - 1.5 gpm | 10 |  | 31 |  | Res Water Heat | 851 | 26381 | 846 | 1828.72 | 2.36 |  | 10 | 0.028463 | 0.99412 | 2.1489 | 31 |  | 982.72 |  |  | 13617.1893 | 0 |  |  | 0.61844 | 16315.0596 | 0.61844 | 0 | 16315.0596 | 0 | 16315.0596 | 16315.0596 | 31563.7549
| E214 | HomePrint | 2016 | 10751 - 1 | HMPT: Home Energy Audit - Service Provider - MH | 1 |  | 0 |  | SF Space Heat | 160 | 0 | 16800 | 15615.48 | 0 |  | 1 | 0 | 105 | 97.5968 | 0 |  | -1184.52 |  |  | 0 | 0 |  |  | 0.13958 | 0 | 0.13958 | 0 | 0 | 0 | 0 | 0 | 0
| E214 | HomePrint | 2016 | 10745 - 3 | HMPT: Lamp - LED - Globe - DI | 12 |  | 18.09 |  | Res Lighting | 21592 | 390599.28 | 82864 | 0 | 0 |  | 12 | 0.50571 | 3.8377 | 0 | 18.09 |  | -82864 |  |  | 0 | 0 |  |  | 0.74469 | 290874.1428 | 0.74469 | 0 | 290874.1428 | 0 | 290874.1428 | 290874.1428 | 319961.5571
| E214 | HomePrint | 2016 | 10754 - 1 | HMPT: Aerator - EWH - 1.0 gpm | 10 |  | 53 |  | Res Water Heat | 2141 | 113473 | 867 | 2346.84 | 2.36 |  | 10 | 0.12243 | 0.40495 | 1.0961 | 53 |  | 1479.84 |  |  | 34258.9922 | 0 |  |  | 0.61844 | 70176.216 | 0.61844 | 0 | 70176.216 | 0 | 70176.216 | 70176.216 | 111452.8298
| E214 | HomePrint | 2016 | 10757 - 1 | HMPT: Showerhead - Handheld - LB - EWH - 1.5 gpm | 10 |  | 260 |  | Res Water Heat | 986 | 256360 | 8539 | 9328.32 | 20.53 |  | 10 | 0.27659 | 8.6602 | 9.4608 | 260 |  | 789.32 |  |  | 137249.8181 | 0 |  |  | 0.61844 | 158543.2193 | 0.61844 | 0 | 158543.2193 | 0 | 158543.2193 | 158543.2193 | 311647.3594
| E214 | HomePrint | 2016 | 10756 - 1 | HMPT: Showerhead - Fixed - LB - EWH - 1.5 gpm | 10 |  | 260 |  | Res Water Heat | 890 | 231400 | 3204 | 3667.26 | 20.53 |  | 10 | 0.24966 | 3.6 | 4.1205 | 260 |  | 463.26 |  |  | 123886.7527 | 0 |  |  | 0.61844 | 143106.9627 | 0.61844 | 0 | 143106.9627 | 0 | 143106.9627 | 143106.9627 | 281304.4116
| E214 | HomePrint | 2016 | 11706 - 2 | HMPT: Showerhead - EWH | 10 |  | 260 |  | Res Water Heat | 598 | 155480 | 0 | 0 |  |  | 10 | 0.16775 | 0 | 0 | 260 |  | 0 |  |  | 0 | 0 |  |  | 0.61844 | 96155.0154 | 0.61844 | 0 | 96155.0154 | 0 | 96155.0154 | 96155.0154 | 105770.5169
| E214 | HomePrint | 2016 | 10744 - 2 | HMPT: Power Strip - Advanced | 5 |  | 300 |  | Res Plug Load | 20 | 4320 | 836 | 760 | 0 |  | 5 | 0.0023304 | 41.8 | 38 | 216 |  | -76 |  |  | 0 | 0 |  |  | 0.35579 | 2134.7618 | 0.35579 | 0 | 2134.7618 | 0 | 2134.7618 | 2134.7618 | 2348.238
| E214 | HomePrint | 2016 | 10753 - 2 | HMPT: Lamp - LED - Reflector - BR30 - MH | 12 |  | 39.41 |  | Res Lighting | 354 | 13951.14 | 1713 | 0 | 0 |  | 12 | 0.018062 | 4.839 | 0 | 39.41 |  | -1713 |  |  | 0 | 0 |  |  | 0.74469 | 10389.2303 | 0.74469 | 0 | 10389.2303 | 0 | 10389.2303 | 10389.2303 | 11428.1534
| E214 | HomePrint | 2016 | 10753 - 1 | HMPT: Lamp - LED - Reflector - BR30 - MH | 12 |  | 52 |  | Res Lighting | 0 | 0 | 0 | 1664.6 | 0 |  | 12 | 0 | 0 | 0 | 0 |  | 1664.6 |  |  | 0 | 0 |  |  | 0.74469 | 0 | 0.74469 | 0 | 0 | 0 | 0 | 0 | 0
| E214 | HomePrint | 2016 | 10752 - 4 | HMPT: Lamp - LED - Reflector - BR30 - DI | 12 |  | 39.41 |  | Res Lighting | 32575 | 1283780.75 | 117988 | 0 | 0 |  | 12 | 1.6621 | 3.622 | 0 | 39.41 |  | -117988 |  |  | 0 | 0 |  |  | 0.74469 | 956014.6276 | 0.74469 | 0 | 956014.6276 | 0 | 956014.6276 | 956014.6276 | 1051616.0903
| E214 | HomePrint | 2016 | 10752 - 3 | HMPT: Lamp - LED - Reflector - BR30 - DI | 12 |  | 38 |  | Res Lighting | 0 | 0 | 0 | 729.81 | 0 |  | 12 | 0 | 0 | 0 | 0 |  | 729.81 |  |  | 0 | 0 |  |  | 0.74469 | 0 | 0.74469 | 0 | 0 | 0 | 0 | 0 | 0
| E214 | HomePrint | 2016 | 10752 - 2 | HMPT: Lamp - LED - Reflector - BR30 - DI | 12 |  | 30 |  | Res Lighting | 7199 | 215970 | 0 | 0 | 0 |  | 12 | 0.27961 | 0 | 0 | 30 |  | 0 |  |  | 0 | 0 |  |  | 0.74469 | 160830.0164 | 0.74469 | 0 | 160830.0164 | 0 | 160830.0164 | 160830.0164 | 176913.0181
| E214 | HomePrint | 2016 | 10746 - 1 | HMPT: Lamp - LED - Globe - MH | 12 |  | 20 |  | Res Lighting | 0 | 0 | 0 | 4244.13 | 0 |  | 12 | 0 | 0 | 0 | 0 |  | 4244.13 |  |  | 0 | 0 |  |  | 0.74469 | 0 | 0.74469 | 0 | 0 | 0 | 0 | 0 | 0
| E214 | HomePrint | 2016 | 10744 - 1 | HMPT: Power Strip - Advanced | 5 |  | 216 |  | Res Plug Load | 214 | 46224 | 8943 | 8988 | 0 |  | 5 | 0.024936 | 41.7897 | 42 | 216 |  | 45 |  |  | 0 | 0 |  |  | 0.35579 | 16446.2048 | 0.35579 | 0 | 16446.2048 | 0 | 16446.2048 | 16446.2048 | 18090.8253
| E214 | HomePrint | 2016 | 10746 - 2 | HMPT: Lamp - LED - Globe - MH | 12 |  | 18.09 |  | Res Lighting | 876 | 15846.84 | 4240 | 0 | 0 |  | 12 | 0.020517 | 4.8402 | 0 | 18.09 |  | -4240 |  |  | 0 | 0 |  |  | 0.74469 | 11800.9332 | 0.74469 | 0 | 11800.9332 | 0 | 11800.9332 | 11800.9332 | 12981.0265
[12 empty] | 9268603.29 | 3827699.01 | 2955018.24 |  |  |  | 6.3892 |  |  |  | 742122.98 | -408600.76 | 4569821.99 | 3697141.22 | 894971.5242 | 0 | 4240347.0261 | 3430584.7824 | [7 empty] | 6630630.6713 | 8188665.2626 | 1.5637 | 2.387
[12 empty] | DSMc Incentive | 3363619 |  |  |  |  | EES Tracking |  | Year | DBtC | OH | Total Budget
[20 empty] | 2016 | 1736159.09 | 623180.12 | 2359339.21
[20 empty] | 2017 | 2091539.92 | 118942.86 | 2210482.78
[20 empty] | Total | 3827699.01 | 742122.98 | 4569821.99
[21 empty] | Budget | Savings
[18 empty] | Exhibit 1 |  |  | 4569821.99 | 9268.603