## README
PSE DR Results
Event Descriptions
~Winter: 4 hours/event
~Summer: 4 hours/event
~40 total event hours per season, 80 per year
Worksheet Guide
| Worksheet Name | Description
| Figures | Contains supplemental results figures.
| Peak Hour Selection | Displays the 8760 system shape for each season and flags which hours were selected as peak.
| Summary | Summarizes Cadmus-modeled 5, 10, and 20 year achievable potential as well as levelized cost for each DR product for each season.
| Annual Potential | Summarizes Cadmus-modeled achievable potential for each year of the study for each DR product for each season.
| Summer | Summarizes Cadmus-modeled results generated from the Summer model.
| Winter | Summarizes Cadmus-modeled results generated from the Winter model.
Notes
~All MW and levelized costs in this workbook include line losses - MW reductions are at generator.
~All results presented here use a TRC-perspective cost -incentive costs have been discounted to align with a TRC approach.
~All costs in this workbook are in 2022$.

## Figures
PSE DR Results
Summer Achievable Potential (MW)
| Product Category | 2024 | 2025 | 2026 | 2027 | 2028 | 2029 | 2030 | 2031 | 2032 | 2033 | 2034 | 2035 | 2036 | 2037 | 2038 | 2039 | 2040 | 2041 | 2042 | 2043 | 2044 | 2045 | 2046 | 2047 | 2048 | 2049 | 2050
| Res DLC Water Heat | 9.3605 | 18.7932 | 28.1896 | 37.4216 | 46.3479 | 48.884 | 52.1426 | 56.021 | 60.4132 | 65.2141 | 65.1856 | 66.1285 | 66.9188 | 67.5521 | 71.9813 | 70.0768 | 68.1168 | 66.1064 | 64.052 | 61.9585 | 59.8303 | 57.67 | 55.4627 | 51.5272 | 51.2522 | 50.9622 | 50.6572
| C&I Curtailment | 4.2512 | 8.5035 | 12.7552 | 17.0443 | 21.4422 | 21.5097 | 21.6917 | 21.864 | 22.0499 | 22.0949 | 22.2725 | 22.43 | 22.6408 | 22.7095 | 22.762 | 22.894 | 23.1093 | 23.1754 | 23.3011 | 23.4268 | 23.6144 | 23.6778 | 23.8383 | 24.6295 | 24.7812 | 24.8241 | 24.8616
| Res DLC HVAC | 10.0098 | 23.112 | 40.0584 | 52.7676 | 66.5469 | 74.4716 | 82.3777 | 89.7558 | 96.2049 | 101.4413 | 105.6265 | 109.0152 | 111.9601 | 114.6909 | 117.3291 | 119.926 | 122.5081 | 125.089 | 127.6822 | 130.2997 | 132.9535 | 135.6557 | 138.3769 | 141.1004 | 143.8282 | 146.5597 | 149.2948
| Res CPP | 16.6395 | 33.725 | 51.6392 | 52.4398 | 53.3986 | 54.1479 | 55.1723 | 56.2944 | 57.5848 | 58.3632 | 59.5185 | 60.6773 | 62.0537 | 62.97 | 64.0282 | 65.082 | 66.2479 | 67.0612 | 67.7263 | 68.9199 | 69.8871 | 70.5307 | 71.3326 | 72.1123 | 73.0124 | 73.6334 | 74.2836
| Com CPP | 6.9027 | 13.8838 | 20.8951 | 21.0122 | 21.209 | 21.3512 | 21.6121 | 21.8722 | 22.1311 | 22.2395 | 22.4894 | 22.7231 | 23.0048 | 23.1449 | 23.2496 | 23.4439 | 23.7323 | 23.8637 | 24.052 | 24.2462 | 24.5026 | 24.6343 | 24.8734 | 25.9529 | 26.1792 | 26.3061 | 26.4236
| Ind CPP | 0.60671 | 1.1949 | 1.7753 | 1.7618 | 1.7579 | 1.745 | 1.7401 | 1.7323 | 1.7292 | 1.7173 | 1.7137 | 1.7075 | 1.7069 | 1.6949 | 1.6863 | 1.6815 | 1.6807 | 1.67 | 1.6646 | 1.6578 | 1.6559 | 1.6442 | 1.6377 | 1.6299 | 1.6237 | 1.6066 | 1.59
| Non-Res DLC HVAC | 13.2983 | 27.0594 | 41.2715 | 55.1521 | 69.2717 | 70.1386 | 70.9818 | 71.8031 | 72.6057 | 73.3966 | 74.1826 | 74.9668 | 75.7465 | 76.5208 | 77.2718 | 78.0217 | 78.7696 | 79.5155 | 80.2612 | 81.0071 | 81.755 | 82.5071 | 83.2607 | 84.0142 | 84.7674 | 85.5208 | 86.2742
| Res DLC EV | 0.67095 | 1.9246 | 3.8946 | 6.6651 | 10.3438 | 12.3874 | 14.5557 | 16.8081 | 19.1623 | 21.4177 | 23.7417 | 26.0282 | 28.3264 | 30.3785 | 32.4118 | 34.3244 | 36.2122 | 37.7193 | 39.0934 | 40.2113 | 41.161 | 41.5614 | 41.5614 | 41.5614 | 41.5614 | 41.5614 | 41.5614
| Total | 61.7397 | 128.1964 | 200.4789 | 244.2646 | 290.318 | 304.6354 | 320.274 | 336.1509 | 351.881 | 365.8846 | 374.7306 | 383.6766 | 392.3581 | 399.6617 | 410.7202 | 415.4505 | 420.3768 | 424.2005 | 427.8328 | 431.7274 | 435.3598 | 437.8813 | 440.3438 | 442.5277 | 447.0057 | 450.9742 | 454.9464
Winter Achievable Potential (MW)
| Product Category | 2024 | 2025 | 2026 | 2027 | 2028 | 2029 | 2030 | 2031 | 2032 | 2033 | 2034 | 2035 | 2036 | 2037 | 2038 | 2039 | 2040 | 2041 | 2042 | 2043 | 2044 | 2045 | 2046 | 2047 | 2048 | 2049 | 2050
| Res DLC Water Heat | 14.2646 | 28.6704 | 43.0701 | 57.2919 | 71.1463 | 75.2916 | 80.6423 | 87.0681 | 94.4337 | 102.6057 | 103.3151 | 105.3356 | 107.1626 | 108.7899 | 116.6229 | 114.2694 | 111.8397 | 109.3424 | 106.7877 | 104.1845 | 101.5403 | 98.8609 | 96.1212 | 91.0681 | 90.915 | 90.7419 | 90.5487
| C&I Curtailment | 3.6419 | 7.2794 | 10.9144 | 14.578 | 18.3323 | 18.3814 | 18.5277 | 18.6647 | 18.8151 | 18.8462 | 18.9896 | 19.1153 | 19.2872 | 19.3376 | 19.3765 | 19.482 | 19.6574 | 19.7064 | 19.8065 | 19.906 | 20.0582 | 20.1045 | 20.2325 | 20.8749 | 20.9959 | 21.0229 | 21.0458
| Res DLC HVAC | 22.3737 | 48.9131 | 80.4946 | 104.7727 | 130.1113 | 139.8543 | 149.3038 | 157.8084 | 164.8912 | 170.2496 | 174.1637 | 177.0105 | 179.2674 | 181.2363 | 183.0764 | 184.8567 | 186.6118 | 188.3626 | 190.1284 | 191.9273 | 193.7774 | 195.6955 | 197.6382 | 199.5809 | 201.5237 | 203.4664 | 205.4091
| Res CPP | 7.4756 | 15.1515 | 23.1997 | 23.5594 | 23.9901 | 24.3268 | 24.787 | 25.2911 | 25.8709 | 26.2206 | 26.7396 | 27.2602 | 27.8786 | 28.2903 | 28.7657 | 29.2391 | 29.7629 | 30.1283 | 30.4271 | 30.9633 | 31.3979 | 31.687 | 32.0473 | 32.3976 | 32.802 | 33.081 | 33.3731
| Com CPP | 5.5528 | 11.1687 | 16.8089 | 16.903 | 17.0614 | 17.1757 | 17.3856 | 17.5949 | 17.8031 | 17.8904 | 18.0914 | 18.2794 | 18.506 | 18.6186 | 18.7029 | 18.8592 | 19.0912 | 19.1969 | 19.3484 | 19.5046 | 19.7109 | 19.8168 | 20.0092 | 20.8776 | 21.0596 | 21.1617 | 21.2562
| Ind CPP | 0.5903 | 1.1625 | 1.7273 | 1.7141 | 1.7104 | 1.6978 | 1.6931 | 1.6855 | 1.6824 | 1.6708 | 1.6673 | 1.6613 | 1.6607 | 1.6491 | 1.6407 | 1.636 | 1.6352 | 1.6248 | 1.6196 | 1.613 | 1.6111 | 1.5997 | 1.5934 | 1.5858 | 1.5798 | 1.5631 | 1.547
| Non-Res DLC HVAC | 3.6685 | 7.5503 | 11.645 | 15.3433 | 19.08 | 19.3956 | 19.6907 | 19.9686 | 20.2322 | 20.4852 | 20.7309 | 20.9713 | 21.2066 | 21.4372 | 21.6477 | 21.8578 | 22.0674 | 22.2763 | 22.4853 | 22.6942 | 22.9037 | 23.1144 | 23.3256 | 23.5366 | 23.7477 | 23.9587 | 24.1698
| Res DLC EV | 0.67095 | 1.9246 | 3.8946 | 6.6651 | 10.3438 | 12.3874 | 14.5557 | 16.8081 | 19.1623 | 21.4177 | 23.7417 | 26.0282 | 28.3264 | 30.3785 | 32.4118 | 34.3244 | 36.2122 | 37.7193 | 39.0934 | 40.2113 | 41.161 | 41.5614 | 41.5614 | 41.5614 | 41.5614 | 41.5614 | 41.5614
| Total | 58.2383 | 121.8206 | 191.7546 | 240.8275 | 291.7756 | 308.5106 | 326.586 | 344.8894 | 362.8909 | 379.3861 | 387.4393 | 395.6618 | 403.2955 | 409.7375 | 422.2445 | 424.5247 | 426.8778 | 428.357 | 429.6964 | 431.0043 | 432.1605 | 432.4404 | 432.5288 | 431.483 | 434.185 | 436.557 | 438.911
Summer
| Product-Option | Winter Achievable Potential (MW) 2024: Levelized Cost ($/kW-year); Winter Achievable Potential (MW) 2025: 5-Year Achievable Potential (MW); Winter Achievable Potential (MW) 2026: 10-Year Achievable Potential (MW); Winter Achievable Potential (MW) 2027: 20-Year Achievable Potential (MW); Winter Achievable Potential (MW) 2028: Final Year Achievable Potential (MW); Winter Achievable Potential (MW) 2029: Levelized Cost ($/kW-year); Winter Achievable Potential (MW) 2030: Incremental Achievable Potential (MW); Winter Achievable Potential (MW) 2031: Cumulative Achievable Potential (MW)
1 | Residential CPP | Winter Achievable Potential (MW) 2024: -66.4159; Winter Achievable Potential (MW) 2025: 53.3986; Winter Achievable Potential (MW) 2026: 58.3632; Winter Achievable Potential (MW) 2027: 68.9199; Winter Achievable Potential (MW) 2028: 74.2836; Winter Achievable Potential (MW) 2029: $-66/kW-yr; Winter Achievable Potential (MW) 2030: 74.2836; Winter Achievable Potential (MW) 2031: 0; Winter Achievable Potential (MW) 2032: Res CPP; Winter Achievable Potential (MW) 2033: 74 MW
2 | Commercial CPP | Winter Achievable Potential (MW) 2024: -60.5304; Winter Achievable Potential (MW) 2025: 21.209; Winter Achievable Potential (MW) 2026: 22.2395; Winter Achievable Potential (MW) 2027: 24.2462; Winter Achievable Potential (MW) 2028: 26.4236; Winter Achievable Potential (MW) 2029: $-61/kW-yr; Winter Achievable Potential (MW) 2030: 26.4236; Winter Achievable Potential (MW) 2031: 74.2836; Winter Achievable Potential (MW) 2032: Com CPP; Winter Achievable Potential (MW) 2033: 101 MW
3 | Medium Commercial HVAC DLC Switch | Winter Achievable Potential (MW) 2024: -42.256; Winter Achievable Potential (MW) 2025: 62.4761; Winter Achievable Potential (MW) 2026: 65.8022; Winter Achievable Potential (MW) 2027: 72.5009; Winter Achievable Potential (MW) 2028: 77.2149; Winter Achievable Potential (MW) 2029: $-42/kW-yr; Winter Achievable Potential (MW) 2030: 77.2149; Winter Achievable Potential (MW) 2031: 100.7072; Winter Achievable Potential (MW) 2032: Medium Com HVAC DLC; Winter Achievable Potential (MW) 2033: 178 MW
4 | Residential BYOT | Winter Achievable Potential (MW) 2024: -40.4549; Winter Achievable Potential (MW) 2025: 34.3662; Winter Achievable Potential (MW) 2026: 66.149; Winter Achievable Potential (MW) 2027: 86.8302; Winter Achievable Potential (MW) 2028: 99.7783; Winter Achievable Potential (MW) 2029: $-40/kW-yr; Winter Achievable Potential (MW) 2030: 99.7783; Winter Achievable Potential (MW) 2031: 177.9221; Winter Achievable Potential (MW) 2032: Res BYOT; Winter Achievable Potential (MW) 2033: 278 MW
5 | Industrial Curtailment | Winter Achievable Potential (MW) 2024: -36.8175; Winter Achievable Potential (MW) 2025: 5.4257; Winter Achievable Potential (MW) 2026: 5.3002; Winter Achievable Potential (MW) 2027: 5.1168; Winter Achievable Potential (MW) 2028: 4.9073; Winter Achievable Potential (MW) 2029: $-37/kW-yr; Winter Achievable Potential (MW) 2030: 4.9073; Winter Achievable Potential (MW) 2031: 277.7004; Winter Achievable Potential (MW) 2032: Ind Curtailment; Winter Achievable Potential (MW) 2033: 283 MW
6 | Industrial CPP | Winter Achievable Potential (MW) 2024: -34.8095; Winter Achievable Potential (MW) 2025: 1.7579; Winter Achievable Potential (MW) 2026: 1.7173; Winter Achievable Potential (MW) 2027: 1.6578; Winter Achievable Potential (MW) 2028: 1.59; Winter Achievable Potential (MW) 2029: $-35/kW-yr; Winter Achievable Potential (MW) 2030: 1.59; Winter Achievable Potential (MW) 2031: 282.6077; Winter Achievable Potential (MW) 2032: Ind CPP; Winter Achievable Potential (MW) 2033: 284 MW
7 | Commercial Curtailment | Winter Achievable Potential (MW) 2024: -28.4819; Winter Achievable Potential (MW) 2025: 16.0165; Winter Achievable Potential (MW) 2026: 16.7947; Winter Achievable Potential (MW) 2027: 18.3101; Winter Achievable Potential (MW) 2028: 19.9544; Winter Achievable Potential (MW) 2029: $-28/kW-yr; Winter Achievable Potential (MW) 2030: 19.9544; Winter Achievable Potential (MW) 2031: 284.1977; Winter Achievable Potential (MW) 2032: Com Curtailment; Winter Achievable Potential (MW) 2033: 304 MW
8 | Residential ERWH DLC Grid-Enabled | Winter Achievable Potential (MW) 2024: -4.3081; Winter Achievable Potential (MW) 2025: 12.4987; Winter Achievable Potential (MW) 2026: 41.2962; Winter Achievable Potential (MW) 2027: 39.4651; Winter Achievable Potential (MW) 2028: 21.5316; Winter Achievable Potential (MW) 2029: $-4/kW-yr; Winter Achievable Potential (MW) 2030: 21.5316; Winter Achievable Potential (MW) 2031: 304.152; Winter Achievable Potential (MW) 2032: Res ERWH GE; Winter Achievable Potential (MW) 2033: 326 MW
9 | Small Commercial BYOT | Winter Achievable Potential (MW) 2024: -3.3136; Winter Achievable Potential (MW) 2025: 2.447; Winter Achievable Potential (MW) 2026: 3.0691; Winter Achievable Potential (MW) 2027: 3.5377; Winter Achievable Potential (MW) 2028: 3.7678; Winter Achievable Potential (MW) 2029: $-3/kW-yr; Winter Achievable Potential (MW) 2030: 3.7678; Winter Achievable Potential (MW) 2031: 325.6836; Winter Achievable Potential (MW) 2032: Small Com BYOT; Winter Achievable Potential (MW) 2033: 329 MW
10 | Residential HVAC DLC Switch | Winter Achievable Potential (MW) 2024: 51.8738; Winter Achievable Potential (MW) 2025: 32.1807; Winter Achievable Potential (MW) 2026: 35.2924; Winter Achievable Potential (MW) 2027: 43.4695; Winter Achievable Potential (MW) 2028: 49.5165; Winter Achievable Potential (MW) 2029: $52/kW-yr; Winter Achievable Potential (MW) 2030: 49.5165; Winter Achievable Potential (MW) 2031: 329.4514; Winter Achievable Potential (MW) 2032: Res HVAC DLC; Winter Achievable Potential (MW) 2033: 379 MW
11 | Small Commercial HVAC DLC Switch | Winter Achievable Potential (MW) 2024: 64.4417; Winter Achievable Potential (MW) 2025: 4.3486; Winter Achievable Potential (MW) 2026: 4.5253; Winter Achievable Potential (MW) 2027: 4.9685; Winter Achievable Potential (MW) 2028: 5.2916; Winter Achievable Potential (MW) 2029: $64/kW-yr; Winter Achievable Potential (MW) 2030: 5.2916; Winter Achievable Potential (MW) 2031: 378.9678; Winter Achievable Potential (MW) 2032: Small Com HVAC DLC; Winter Achievable Potential (MW) 2033: 384 MW
12 | Residential ERWH DLC Switch | Winter Achievable Potential (MW) 2024: 73.7421; Winter Achievable Potential (MW) 2025: 30.6003; Winter Achievable Potential (MW) 2026: 14.3487; Winter Achievable Potential (MW) 2027: 0; Winter Achievable Potential (MW) 2028: 0; Winter Achievable Potential (MW) 2029: $74/kW-yr; Winter Achievable Potential (MW) 2030: 0; Winter Achievable Potential (MW) 2031: 384.2594; Winter Achievable Potential (MW) 2032: Res ERWH DLC; Winter Achievable Potential (MW) 2033: 384 MW
13 | Residential EVSE DLC Switch | Winter Achievable Potential (MW) 2024: 105.4295; Winter Achievable Potential (MW) 2025: 10.3438; Winter Achievable Potential (MW) 2026: 21.4177; Winter Achievable Potential (MW) 2027: 40.2113; Winter Achievable Potential (MW) 2028: 41.5614; Winter Achievable Potential (MW) 2029: $105/kW-yr; Winter Achievable Potential (MW) 2030: 41.5614; Winter Achievable Potential (MW) 2031: 384.2594; Winter Achievable Potential (MW) 2032: Res EV DLC; Winter Achievable Potential (MW) 2033: 426 MW
14 | Residential HPWH DLC Grid-Enabled | Winter Achievable Potential (MW) 2024: 257.4545; Winter Achievable Potential (MW) 2025: 0.94218; Winter Achievable Potential (MW) 2026: 7.1016; Winter Achievable Potential (MW) 2027: 22.4934; Winter Achievable Potential (MW) 2028: 29.1257; Winter Achievable Potential (MW) 2029: $257/kW-yr; Winter Achievable Potential (MW) 2030: 29.1257; Winter Achievable Potential (MW) 2031: 425.8207; Winter Achievable Potential (MW) 2032: Res HPWH GE; Winter Achievable Potential (MW) 2033: 455 MW
15 | Residential HPWH DLC Switch | Winter Achievable Potential (MW) 2024: 480.9276; Winter Achievable Potential (MW) 2025: 2.3067; Winter Achievable Potential (MW) 2026: 2.4675; Winter Achievable Potential (MW) 2027: 0; Winter Achievable Potential (MW) 2028: 0; Winter Achievable Potential (MW) 2029: $481/kW-yr; Winter Achievable Potential (MW) 2030: 0; Winter Achievable Potential (MW) 2031: 454.9464; Winter Achievable Potential (MW) 2032: Res HPWH DLC; Winter Achievable Potential (MW) 2033: 455 MW
Winter
| Product-Option | Winter Achievable Potential (MW) 2024: Levelized Cost ($/kW-year); Winter Achievable Potential (MW) 2025: 5-Year Achievable Potential (MW); Winter Achievable Potential (MW) 2026: 10-Year Achievable Potential (MW); Winter Achievable Potential (MW) 2027: 20-Year Achievable Potential (MW); Winter Achievable Potential (MW) 2028: Final Year Achievable Potential (MW); Winter Achievable Potential (MW) 2029: Levelized Cost ($/kW-year); Winter Achievable Potential (MW) 2030: Incremental Achievable Potential (MW); Winter Achievable Potential (MW) 2031: Cumulative Achievable Potential (MW)
1 | Commercial CPP | Winter Achievable Potential (MW) 2024: -57.0912; Winter Achievable Potential (MW) 2025: 17.0614; Winter Achievable Potential (MW) 2026: 17.8904; Winter Achievable Potential (MW) 2027: 19.5046; Winter Achievable Potential (MW) 2028: 21.2562; Winter Achievable Potential (MW) 2029: $-57/kW-yr; Winter Achievable Potential (MW) 2030: 21.2562; Winter Achievable Potential (MW) 2031: 0; Winter Achievable Potential (MW) 2032: Com CPP; Winter Achievable Potential (MW) 2033: 21 MW
2 | Residential CPP | Winter Achievable Potential (MW) 2024: -56.2878; Winter Achievable Potential (MW) 2025: 23.9901; Winter Achievable Potential (MW) 2026: 26.2206; Winter Achievable Potential (MW) 2027: 30.9633; Winter Achievable Potential (MW) 2028: 33.3731; Winter Achievable Potential (MW) 2029: $-56/kW-yr; Winter Achievable Potential (MW) 2030: 33.3731; Winter Achievable Potential (MW) 2031: 21.2562; Winter Achievable Potential (MW) 2032: Res CPP; Winter Achievable Potential (MW) 2033: 55 MW
3 | Residential BYOT | Winter Achievable Potential (MW) 2024: -56.2573; Winter Achievable Potential (MW) 2025: 49.9223; Winter Achievable Potential (MW) 2026: 87.5541; Winter Achievable Potential (MW) 2027: 100.9533; Winter Achievable Potential (MW) 2028: 108.0447; Winter Achievable Potential (MW) 2029: $-56/kW-yr; Winter Achievable Potential (MW) 2030: 108.0447; Winter Achievable Potential (MW) 2031: 54.6293; Winter Achievable Potential (MW) 2032: Res BYOT; Winter Achievable Potential (MW) 2033: 163 MW
4 | Industrial Curtailment | Winter Achievable Potential (MW) 2024: -36.772; Winter Achievable Potential (MW) 2025: 5.2539; Winter Achievable Potential (MW) 2026: 5.1324; Winter Achievable Potential (MW) 2027: 4.9548; Winter Achievable Potential (MW) 2028: 4.7519; Winter Achievable Potential (MW) 2029: $-37/kW-yr; Winter Achievable Potential (MW) 2030: 4.7519; Winter Achievable Potential (MW) 2031: 162.6739; Winter Achievable Potential (MW) 2032: Ind Curtailment; Winter Achievable Potential (MW) 2033: 167 MW
5 | Small Commercial BYOT | Winter Achievable Potential (MW) 2024: -36.3196; Winter Achievable Potential (MW) 2025: 1.9206; Winter Achievable Potential (MW) 2026: 2.4322; Winter Achievable Potential (MW) 2027: 2.8098; Winter Achievable Potential (MW) 2028: 2.9925; Winter Achievable Potential (MW) 2029: $-36/kW-yr; Winter Achievable Potential (MW) 2030: 2.9925; Winter Achievable Potential (MW) 2031: 167.4259; Winter Achievable Potential (MW) 2032: Small Com BYOT; Winter Achievable Potential (MW) 2033: 170 MW
6 | Industrial CPP | Winter Achievable Potential (MW) 2024: -33.701; Winter Achievable Potential (MW) 2025: 1.7104; Winter Achievable Potential (MW) 2026: 1.6708; Winter Achievable Potential (MW) 2027: 1.613; Winter Achievable Potential (MW) 2028: 1.547; Winter Achievable Potential (MW) 2029: $-34/kW-yr; Winter Achievable Potential (MW) 2030: 1.547; Winter Achievable Potential (MW) 2031: 170.4183; Winter Achievable Potential (MW) 2032: Ind CPP; Winter Achievable Potential (MW) 2033: 172 MW
7 | Medium Commercial HVAC DLC Switch | Winter Achievable Potential (MW) 2024: -33.0221; Winter Achievable Potential (MW) 2025: 14.9207; Winter Achievable Potential (MW) 2026: 15.7151; Winter Achievable Potential (MW) 2027: 17.3149; Winter Achievable Potential (MW) 2028: 18.4407; Winter Achievable Potential (MW) 2029: $-33/kW-yr; Winter Achievable Potential (MW) 2030: 18.4407; Winter Achievable Potential (MW) 2031: 171.9653; Winter Achievable Potential (MW) 2032: Medium Com HVAC DLC; Winter Achievable Potential (MW) 2033: 190 MW
8 | Commercial Curtailment | Winter Achievable Potential (MW) 2024: -28.3853; Winter Achievable Potential (MW) 2025: 13.0784; Winter Achievable Potential (MW) 2026: 13.7138; Winter Achievable Potential (MW) 2027: 14.9512; Winter Achievable Potential (MW) 2028: 16.2939; Winter Achievable Potential (MW) 2029: $-28/kW-yr; Winter Achievable Potential (MW) 2030: 16.2939; Winter Achievable Potential (MW) 2031: 190.406; Winter Achievable Potential (MW) 2032: Com Curtailment; Winter Achievable Potential (MW) 2033: 207 MW
9 | Residential ERWH DLC Grid-Enabled | Winter Achievable Potential (MW) 2024: -27.7648; Winter Achievable Potential (MW) 2025: 18.7481; Winter Achievable Potential (MW) 2026: 61.9444; Winter Achievable Potential (MW) 2027: 59.1977; Winter Achievable Potential (MW) 2028: 32.2973; Winter Achievable Potential (MW) 2029: $-28/kW-yr; Winter Achievable Potential (MW) 2030: 32.2973; Winter Achievable Potential (MW) 2031: 206.6998; Winter Achievable Potential (MW) 2032: Res ERWH GE; Winter Achievable Potential (MW) 2033: 239 MW
10 | Residential HVAC DLC Switch | Winter Achievable Potential (MW) 2024: -23.8651; Winter Achievable Potential (MW) 2025: 80.1891; Winter Achievable Potential (MW) 2026: 82.6954; Winter Achievable Potential (MW) 2027: 90.9741; Winter Achievable Potential (MW) 2028: 97.3645; Winter Achievable Potential (MW) 2029: $-24/kW-yr; Winter Achievable Potential (MW) 2030: 97.3645; Winter Achievable Potential (MW) 2031: 238.9971; Winter Achievable Potential (MW) 2032: Res HVAC DLC; Winter Achievable Potential (MW) 2033: 336 MW
11 | Small Commercial HVAC DLC Switch | Winter Achievable Potential (MW) 2024: -0.044764; Winter Achievable Potential (MW) 2025: 2.2387; Winter Achievable Potential (MW) 2026: 2.3379; Winter Achievable Potential (MW) 2027: 2.5696; Winter Achievable Potential (MW) 2028: 2.7367; Winter Achievable Potential (MW) 2029: $0/kW-yr; Winter Achievable Potential (MW) 2030: 2.7367; Winter Achievable Potential (MW) 2031: 336.3616; Winter Achievable Potential (MW) 2032: Small Com HVAC DLC; Winter Achievable Potential (MW) 2033: 339 MW
12 | Residential ERWH DLC Switch | Winter Achievable Potential (MW) 2024: 24.2687; Winter Achievable Potential (MW) 2025: 45.9004; Winter Achievable Potential (MW) 2026: 21.523; Winter Achievable Potential (MW) 2027: 0; Winter Achievable Potential (MW) 2028: 0; Winter Achievable Potential (MW) 2029: $24/kW-yr; Winter Achievable Potential (MW) 2030: 0; Winter Achievable Potential (MW) 2031: 339.0983; Winter Achievable Potential (MW) 2032: Res ERWH DLC; Winter Achievable Potential (MW) 2033: 339 MW
13 | Residential HPWH DLC Grid-Enabled | Winter Achievable Potential (MW) 2024: 91.3882; Winter Achievable Potential (MW) 2025: 1.8844; Winter Achievable Potential (MW) 2026: 14.2033; Winter Achievable Potential (MW) 2027: 44.9868; Winter Achievable Potential (MW) 2028: 58.2513; Winter Achievable Potential (MW) 2029: $91/kW-yr; Winter Achievable Potential (MW) 2030: 58.2513; Winter Achievable Potential (MW) 2031: 339.0983; Winter Achievable Potential (MW) 2032: Res HPWH GE; Winter Achievable Potential (MW) 2033: 397 MW
14 | Residential EVSE DLC Switch | Winter Achievable Potential (MW) 2024: 105.4295; Winter Achievable Potential (MW) 2025: 10.3438; Winter Achievable Potential (MW) 2026: 21.4177; Winter Achievable Potential (MW) 2027: 40.2113; Winter Achievable Potential (MW) 2028: 41.5614; Winter Achievable Potential (MW) 2029: $105/kW-yr; Winter Achievable Potential (MW) 2030: 41.5614; Winter Achievable Potential (MW) 2031: 397.3496; Winter Achievable Potential (MW) 2032: Res EV DLC; Winter Achievable Potential (MW) 2033: 439 MW
15 | Residential HPWH DLC Switch | Winter Achievable Potential (MW) 2024: 203.1248; Winter Achievable Potential (MW) 2025: 4.6135; Winter Achievable Potential (MW) 2026: 4.935; Winter Achievable Potential (MW) 2027: 0; Winter Achievable Potential (MW) 2028: 0; Winter Achievable Potential (MW) 2029: $203/kW-yr; Winter Achievable Potential (MW) 2030: 0; Winter Achievable Potential (MW) 2031: 438.911; Winter Achievable Potential (MW) 2032: Res HPWH DLC; Winter Achievable Potential (MW) 2033: 439 MW
| Summer | Winter Achievable Potential (MW) 2024: Cadmus
| Product Category | Winter Achievable Potential (MW) 2024: 5-Year Achievable Potential (MW); Winter Achievable Potential (MW) 2025: 10-Year Achievable Potential (MW); Winter Achievable Potential (MW) 2026: 20-Year Achievable Potential (MW); Winter Achievable Potential (MW) 2027: Final Year Achievable Potential (MW)
| Res DLC Water Heat | Winter Achievable Potential (MW) 2024: 46.3479; Winter Achievable Potential (MW) 2025: 65.2141; Winter Achievable Potential (MW) 2026: 61.9585; Winter Achievable Potential (MW) 2027: 50.6572
| C&I Curtailment | Winter Achievable Potential (MW) 2024: 21.4422; Winter Achievable Potential (MW) 2025: 22.0949; Winter Achievable Potential (MW) 2026: 23.4268; Winter Achievable Potential (MW) 2027: 24.8616
| Res CPP | Winter Achievable Potential (MW) 2024: 53.3986; Winter Achievable Potential (MW) 2025: 58.3632; Winter Achievable Potential (MW) 2026: 68.9199; Winter Achievable Potential (MW) 2027: 74.2836
| Res DLC HVAC | Winter Achievable Potential (MW) 2024: 66.5469; Winter Achievable Potential (MW) 2025: 101.4413; Winter Achievable Potential (MW) 2026: 130.2997; Winter Achievable Potential (MW) 2027: 149.2948
| Com CPP | Winter Achievable Potential (MW) 2024: 21.209; Winter Achievable Potential (MW) 2025: 22.2395; Winter Achievable Potential (MW) 2026: 24.2462; Winter Achievable Potential (MW) 2027: 26.4236
| Ind CPP | Winter Achievable Potential (MW) 2024: 1.7579; Winter Achievable Potential (MW) 2025: 1.7173; Winter Achievable Potential (MW) 2026: 1.6578; Winter Achievable Potential (MW) 2027: 1.59
| Non-Res DLC HVAC | Winter Achievable Potential (MW) 2024: 69.2717; Winter Achievable Potential (MW) 2025: 73.3966; Winter Achievable Potential (MW) 2026: 81.0071; Winter Achievable Potential (MW) 2027: 86.2742
| Res DLC EV | Winter Achievable Potential (MW) 2024: 10.3438; Winter Achievable Potential (MW) 2025: 21.4177; Winter Achievable Potential (MW) 2026: 40.2113; Winter Achievable Potential (MW) 2027: 41.5614
| Winter | Winter Achievable Potential (MW) 2024: Cadmus
| Product Category | Winter Achievable Potential (MW) 2024: 5-Year Achievable Potential (MW); Winter Achievable Potential (MW) 2025: 10-Year Achievable Potential (MW); Winter Achievable Potential (MW) 2026: 20-Year Achievable Potential (MW); Winter Achievable Potential (MW) 2027: Final Year Achievable Potential (MW)
| Res DLC Water Heat | Winter Achievable Potential (MW) 2024: 71.1463; Winter Achievable Potential (MW) 2025: 102.6057; Winter Achievable Potential (MW) 2026: 104.1845; Winter Achievable Potential (MW) 2027: 90.5487
| C&I Curtailment | Winter Achievable Potential (MW) 2024: 18.3323; Winter Achievable Potential (MW) 2025: 18.8462; Winter Achievable Potential (MW) 2026: 19.906; Winter Achievable Potential (MW) 2027: 21.0458
| Res DLC HVAC | Winter Achievable Potential (MW) 2024: 130.1113; Winter Achievable Potential (MW) 2025: 170.2496; Winter Achievable Potential (MW) 2026: 191.9273; Winter Achievable Potential (MW) 2027: 205.4091
| Res CPP | Winter Achievable Potential (MW) 2024: 23.9901; Winter Achievable Potential (MW) 2025: 26.2206; Winter Achievable Potential (MW) 2026: 30.9633; Winter Achievable Potential (MW) 2027: 33.3731
| Com CPP | Winter Achievable Potential (MW) 2024: 17.0614; Winter Achievable Potential (MW) 2025: 17.8904; Winter Achievable Potential (MW) 2026: 19.5046; Winter Achievable Potential (MW) 2027: 21.2562
| Res DLC EV | Winter Achievable Potential (MW) 2024: 10.3438; Winter Achievable Potential (MW) 2025: 21.4177; Winter Achievable Potential (MW) 2026: 40.2113; Winter Achievable Potential (MW) 2027: 41.5614
| Ind CPP | Winter Achievable Potential (MW) 2024: 1.7104; Winter Achievable Potential (MW) 2025: 1.6708; Winter Achievable Potential (MW) 2026: 1.613; Winter Achievable Potential (MW) 2027: 1.547
| Non-Res DLC HVAC | Winter Achievable Potential (MW) 2024: 19.08; Winter Achievable Potential (MW) 2025: 20.4852; Winter Achievable Potential (MW) 2026: 22.6942; Winter Achievable Potential (MW) 2027: 24.1698
|  | Summer |  |  |  | Winter
| Product Category | Winter Achievable Potential (MW) 2024: 5-Year Achievable Potential (MW); Winter Achievable Potential (MW) 2025: 10-Year Achievable Potential (MW); Winter Achievable Potential (MW) 2026: 20-Year Achievable Potential (MW); Winter Achievable Potential (MW) 2027: Final Year Achievable Potential (MW); Winter Achievable Potential (MW) 2028: 5-Year Achievable Potential (MW); Winter Achievable Potential (MW) 2029: 10-Year Achievable Potential (MW); Winter Achievable Potential (MW) 2030: 20-Year Achievable Potential (MW); Winter Achievable Potential (MW) 2031: Final Year Achievable Potential (MW)
| Res DLC Water Heat | Winter Achievable Potential (MW) 2024: 46.3479; Winter Achievable Potential (MW) 2025: 65.2141; Winter Achievable Potential (MW) 2026: 61.9585; Winter Achievable Potential (MW) 2027: 50.6572; Winter Achievable Potential (MW) 2028: 71.1463; Winter Achievable Potential (MW) 2029: 102.6057; Winter Achievable Potential (MW) 2030: 104.1845; Winter Achievable Potential (MW) 2031: 90.5487
| C&I Curtailment | Winter Achievable Potential (MW) 2024: 21.4422; Winter Achievable Potential (MW) 2025: 22.0949; Winter Achievable Potential (MW) 2026: 23.4268; Winter Achievable Potential (MW) 2027: 24.8616; Winter Achievable Potential (MW) 2028: 18.3323; Winter Achievable Potential (MW) 2029: 18.8462; Winter Achievable Potential (MW) 2030: 19.906; Winter Achievable Potential (MW) 2031: 21.0458
| Res DLC HVAC | Winter Achievable Potential (MW) 2024: 66.5469; Winter Achievable Potential (MW) 2025: 101.4413; Winter Achievable Potential (MW) 2026: 130.2997; Winter Achievable Potential (MW) 2027: 149.2948; Winter Achievable Potential (MW) 2028: 130.1113; Winter Achievable Potential (MW) 2029: 170.2496; Winter Achievable Potential (MW) 2030: 191.9273; Winter Achievable Potential (MW) 2031: 205.4091
| Res CPP | Winter Achievable Potential (MW) 2024: 53.3986; Winter Achievable Potential (MW) 2025: 58.3632; Winter Achievable Potential (MW) 2026: 68.9199; Winter Achievable Potential (MW) 2027: 74.2836; Winter Achievable Potential (MW) 2028: 23.9901; Winter Achievable Potential (MW) 2029: 26.2206; Winter Achievable Potential (MW) 2030: 30.9633; Winter Achievable Potential (MW) 2031: 33.3731
| Com CPP | Winter Achievable Potential (MW) 2024: 21.209; Winter Achievable Potential (MW) 2025: 22.2395; Winter Achievable Potential (MW) 2026: 24.2462; Winter Achievable Potential (MW) 2027: 26.4236; Winter Achievable Potential (MW) 2028: 17.0614; Winter Achievable Potential (MW) 2029: 17.8904; Winter Achievable Potential (MW) 2030: 19.5046; Winter Achievable Potential (MW) 2031: 21.2562
| Res DLC EV | Winter Achievable Potential (MW) 2024: 10.3438; Winter Achievable Potential (MW) 2025: 21.4177; Winter Achievable Potential (MW) 2026: 40.2113; Winter Achievable Potential (MW) 2027: 41.5614; Winter Achievable Potential (MW) 2028: 10.3438; Winter Achievable Potential (MW) 2029: 21.4177; Winter Achievable Potential (MW) 2030: 40.2113; Winter Achievable Potential (MW) 2031: 41.5614
| Ind CPP | Winter Achievable Potential (MW) 2024: 1.7579; Winter Achievable Potential (MW) 2025: 1.7173; Winter Achievable Potential (MW) 2026: 1.6578; Winter Achievable Potential (MW) 2027: 1.59; Winter Achievable Potential (MW) 2028: 1.7104; Winter Achievable Potential (MW) 2029: 1.6708; Winter Achievable Potential (MW) 2030: 1.613; Winter Achievable Potential (MW) 2031: 1.547
| Non-Res DLC HVAC | Winter Achievable Potential (MW) 2024: 69.2717; Winter Achievable Potential (MW) 2025: 73.3966; Winter Achievable Potential (MW) 2026: 81.0071; Winter Achievable Potential (MW) 2027: 86.2742; Winter Achievable Potential (MW) 2028: 19.08; Winter Achievable Potential (MW) 2029: 20.4852; Winter Achievable Potential (MW) 2030: 22.6942; Winter Achievable Potential (MW) 2031: 24.1698
| Total | Winter Achievable Potential (MW) 2024: 290.318; Winter Achievable Potential (MW) 2025: 365.8846; Winter Achievable Potential (MW) 2026: 431.7274; Winter Achievable Potential (MW) 2027: 454.9464; Winter Achievable Potential (MW) 2028: 291.7756; Winter Achievable Potential (MW) 2029: 379.3861; Winter Achievable Potential (MW) 2030: 431.0043; Winter Achievable Potential (MW) 2031: 438.911
|  | Summer |  |  |  | Winter
| Sector | Winter Achievable Potential (MW) 2024: 5-Year Achievable Potential (MW); Winter Achievable Potential (MW) 2025: 10-Year Achievable Potential (MW); Winter Achievable Potential (MW) 2026: 20-Year Achievable Potential (MW); Winter Achievable Potential (MW) 2027: Final Year Achievable Potential (MW); Winter Achievable Potential (MW) 2028: 5-Year Achievable Potential (MW); Winter Achievable Potential (MW) 2029: 10-Year Achievable Potential (MW); Winter Achievable Potential (MW) 2030: 20-Year Achievable Potential (MW); Winter Achievable Potential (MW) 2031: Final Year Achievable Potential (MW)
| Residential | Winter Achievable Potential (MW) 2024: 176.6372; Winter Achievable Potential (MW) 2025: 246.4364; Winter Achievable Potential (MW) 2026: 301.3894; Winter Achievable Potential (MW) 2027: 315.797; Winter Achievable Potential (MW) 2028: 235.5915; Winter Achievable Potential (MW) 2029: 320.4936; Winter Achievable Potential (MW) 2030: 367.2865; Winter Achievable Potential (MW) 2031: 370.8923
| Commercial | Winter Achievable Potential (MW) 2024: 106.4972; Winter Achievable Potential (MW) 2025: 112.4308; Winter Achievable Potential (MW) 2026: 123.5634; Winter Achievable Potential (MW) 2027: 132.6522; Winter Achievable Potential (MW) 2028: 49.2198; Winter Achievable Potential (MW) 2029: 52.0893; Winter Achievable Potential (MW) 2030: 57.15; Winter Achievable Potential (MW) 2031: 61.7198
| Industrial | Winter Achievable Potential (MW) 2024: 7.1836; Winter Achievable Potential (MW) 2025: 7.0174; Winter Achievable Potential (MW) 2026: 6.7746; Winter Achievable Potential (MW) 2027: 6.4972; Winter Achievable Potential (MW) 2028: 6.9643; Winter Achievable Potential (MW) 2029: 6.8032; Winter Achievable Potential (MW) 2030: 6.5678; Winter Achievable Potential (MW) 2031: 6.2989
| Total | Winter Achievable Potential (MW) 2024: 290.318; Winter Achievable Potential (MW) 2025: 365.8846; Winter Achievable Potential (MW) 2026: 431.7274; Winter Achievable Potential (MW) 2027: 454.9464; Winter Achievable Potential (MW) 2028: 291.7756; Winter Achievable Potential (MW) 2029: 379.3861; Winter Achievable Potential (MW) 2030: 431.0043; Winter Achievable Potential (MW) 2031: 438.911

## Peak Hour Selection
Typical Operation Scenario Results
[5 empty] | Summer |  |  |  | Winter
| hourID | Month | Day | Season | System Shape | Rolling Average | Peak Flag Value | Peak Flag | System Shape | Rolling Average | Peak Flag Value | Peak Flag
| 1 | 1 | 1 | Winter | 0.0001028 | 0.00015197 | 0 |  | 0.0001028 | 0.00015197 | 0
| 2 | 1 | 1 | Winter | 9.8263e-05 | 0.00013265 | 0 |  | 9.8263e-05 | 0.00013265 | 0
| 3 | 1 | 1 | Winter | 9.4928e-05 | 0.00011451 | 0 |  | 9.4928e-05 | 0.00011451 | 0
| 4 | 1 | 1 | Winter | 9.435e-05 | 9.7585e-05 | 0 |  | 9.435e-05 | 9.7585e-05 | 0
| 5 | 1 | 1 | Winter | 9.5773e-05 | 9.5828e-05 | 0 |  | 9.5773e-05 | 9.5828e-05 | 0
| 6 | 1 | 1 | Winter | 0.00010102 | 9.6518e-05 | 0 |  | 0.00010102 | 9.6518e-05 | 0
| 7 | 1 | 1 | Winter | 0.00010707 | 9.9552e-05 | 0 |  | 0.00010707 | 9.9552e-05 | 0
| 8 | 1 | 1 | Winter | 0.00011133 | 0.0001038 | 0 |  | 0.00011133 | 0.0001038 | 0
| 9 | 1 | 1 | Winter | 0.00011596 | 0.00010884 | 0 |  | 0.00011596 | 0.00010884 | 0
| 10 | 1 | 1 | Winter | 0.00012174 | 0.00011402 | 0 |  | 0.00012174 | 0.00011402 | 0
| 11 | 1 | 1 | Winter | 0.00012667 | 0.00011893 | 0 |  | 0.00012667 | 0.00011893 | 0
| 12 | 1 | 1 | Winter | 0.00012903 | 0.00012335 | 0 |  | 0.00012903 | 0.00012335 | 0
| 13 | 1 | 1 | Winter | 0.00012939 | 0.00012671 | 0 |  | 0.00012939 | 0.00012671 | 0
| 14 | 1 | 1 | Winter | 0.0001293 | 0.0001286 | 0 |  | 0.0001293 | 0.0001286 | 0
| 15 | 1 | 1 | Winter | 0.00012996 | 0.00012942 | 0 |  | 0.00012996 | 0.00012942 | 0
| 16 | 1 | 1 | Winter | 0.00013183 | 0.00013012 | 0 |  | 0.00013183 | 0.00013012 | 0
| 17 | 1 | 1 | Winter | 0.00013828 | 0.00013234 | 0 |  | 0.00013828 | 0.00013234 | 0
| 18 | 1 | 1 | Winter | 0.00014201 | 0.00013552 | 0 |  | 0.00014201 | 0.00013552 | 0
| 19 | 1 | 1 | Winter | 0.00013797 | 0.00013752 | 0 |  | 0.00013797 | 0.00013752 | 0
| 20 | 1 | 1 | Winter | 0.00013277 | 0.00013776 | 0 |  | 0.00013277 | 0.00013776 | 0
| 21 | 1 | 1 | Winter | 0.00012739 | 0.00013503 | 0 |  | 0.00012739 | 0.00013503 | 0
| 22 | 1 | 1 | Winter | 0.00012112 | 0.00012981 | 0 |  | 0.00012112 | 0.00012981 | 0
| 23 | 1 | 1 | Winter | 0.00011178 | 0.00012326 | 0 |  | 0.00011178 | 0.00012326 | 0
| 24 | 1 | 1 | Winter | 0.00010369 | 0.00011599 | 0 |  | 0.00010369 | 0.00011599 | 0
| 1 | 1 | 2 | Winter | 9.764e-05 | 0.00010856 | 0 |  | 9.764e-05 | 0.00010856 | 0
| 2 | 1 | 2 | Winter | 9.2794e-05 | 0.00010148 | 0 |  | 9.2794e-05 | 0.00010148 | 0
| 3 | 1 | 2 | Winter | 9.0882e-05 | 9.6251e-05 | 0 |  | 9.0882e-05 | 9.6251e-05 | 0
| 4 | 1 | 2 | Winter | 9.0793e-05 | 9.3027e-05 | 0 |  | 9.0793e-05 | 9.3027e-05 | 0
| 5 | 1 | 2 | Winter | 9.2305e-05 | 9.1693e-05 | 0 |  | 9.2305e-05 | 9.1693e-05 | 0
| 6 | 1 | 2 | Winter | 9.6751e-05 | 9.2683e-05 | 0 |  | 9.6751e-05 | 9.2683e-05 | 0
| 7 | 1 | 2 | Winter | 0.00010364 | 9.5873e-05 | 0 |  | 0.00010364 | 9.5873e-05 | 0
| 8 | 1 | 2 | Winter | 0.00011169 | 0.0001011 | 0 |  | 0.00011169 | 0.0001011 | 0
| 9 | 1 | 2 | Winter | 0.00011965 | 0.00010793 | 0 |  | 0.00011965 | 0.00010793 | 0
| 10 | 1 | 2 | Winter | 0.00012654 | 0.00011538 | 0 |  | 0.00012654 | 0.00011538 | 0
| 11 | 1 | 2 | Winter | 0.00013259 | 0.00012262 | 0 |  | 0.00013259 | 0.00012262 | 0
| 12 | 1 | 2 | Winter | 0.00013592 | 0.00012868 | 0 |  | 0.00013592 | 0.00012868 | 0
| 13 | 1 | 2 | Winter | 0.00013712 | 0.00013304 | 0 |  | 0.00013712 | 0.00013304 | 0
| 14 | 1 | 2 | Winter | 0.00013699 | 0.00013566 | 0 |  | 0.00013699 | 0.00013566 | 0
| 15 | 1 | 2 | Winter | 0.00013686 | 0.00013672 | 0 |  | 0.00013686 | 0.00013672 | 0
| 16 | 1 | 2 | Winter | 0.00013872 | 0.00013742 | 0 |  | 0.00013872 | 0.00013742 | 0
| 17 | 1 | 2 | Winter | 0.00014513 | 0.00013942 | 0 |  | 0.00014513 | 0.00013942 | 0
| 18 | 1 | 2 | Winter | 0.00014851 | 0.0001423 | 0 |  | 0.00014851 | 0.0001423 | 0
| 19 | 1 | 2 | Winter | 0.0001445 | 0.00014421 | 0 |  | 0.0001445 | 0.00014421 | 0
| 20 | 1 | 2 | Winter | 0.00013926 | 0.00014435 | 0 |  | 0.00013926 | 0.00014435 | 0
| 21 | 1 | 2 | Winter | 0.00013299 | 0.00014131 | 0 |  | 0.00013299 | 0.00014131 | 0
| 22 | 1 | 2 | Winter | 0.0001261 | 0.00013571 | 0 |  | 0.0001261 | 0.00013571 | 0
| 23 | 1 | 2 | Winter | 0.00011738 | 0.00012893 | 0 |  | 0.00011738 | 0.00012893 | 0
| 24 | 1 | 2 | Winter | 0.00011 | 0.00012162 | 0 |  | 0.00011 | 0.00012162 | 0
| 1 | 1 | 3 | Winter | 0.00010391 | 0.00011435 | 0 |  | 0.00010391 | 0.00011435 | 0
| 2 | 1 | 3 | Winter | 0.00010049 | 0.00010794 | 0 |  | 0.00010049 | 0.00010794 | 0
| 3 | 1 | 3 | Winter | 9.893e-05 | 0.00010333 | 0 |  | 9.893e-05 | 0.00010333 | 0
| 4 | 1 | 3 | Winter | 9.8707e-05 | 0.00010051 | 0 |  | 9.8707e-05 | 0.00010051 | 0
| 5 | 1 | 3 | Winter | 0.00010057 | 9.9674e-05 | 0 |  | 0.00010057 | 9.9674e-05 | 0
| 6 | 1 | 3 | Winter | 0.0001064 | 0.00010115 | 0 |  | 0.0001064 | 0.00010115 | 0
| 7 | 1 | 3 | Winter | 0.0001132 | 0.00010472 | 0 |  | 0.0001132 | 0.00010472 | 0
| 8 | 1 | 3 | Winter | 0.00012058 | 0.00011019 | 0 |  | 0.00012058 | 0.00011019 | 0
| 9 | 1 | 3 | Winter | 0.00012779 | 0.00011699 | 0 |  | 0.00012779 | 0.00011699 | 0
| 10 | 1 | 3 | Winter | 0.00013521 | 0.0001242 | 0 |  | 0.00013521 | 0.0001242 | 0
| 11 | 1 | 3 | Winter | 0.00013921 | 0.0001307 | 0 |  | 0.00013921 | 0.0001307 | 0
| 12 | 1 | 3 | Winter | 0.00014112 | 0.00013583 | 0 |  | 0.00014112 | 0.00013583 | 0
| 13 | 1 | 3 | Winter | 0.00014081 | 0.00013909 | 0 |  | 0.00014081 | 0.00013909 | 0
| 14 | 1 | 3 | Winter | 0.00013832 | 0.00013987 | 0 |  | 0.00013832 | 0.00013987 | 0
| 15 | 1 | 3 | Winter | 0.00013561 | 0.00013897 | 0 |  | 0.00013561 | 0.00013897 | 0
| 16 | 1 | 3 | Winter | 0.00013668 | 0.00013786 | 0 |  | 0.00013668 | 0.00013786 | 0
| 17 | 1 | 3 | Winter | 0.00014428 | 0.00013872 | 0 |  | 0.00014428 | 0.00013872 | 0
| 18 | 1 | 3 | Winter | 0.00015282 | 0.00014235 | 0 |  | 0.00015282 | 0.00014235 | 0
| 19 | 1 | 3 | Winter | 0.00014997 | 0.00014594 | 0 |  | 0.00014997 | 0.00014594 | 0
| 20 | 1 | 3 | Winter | 0.00014535 | 0.00014811 | 0 |  | 0.00014535 | 0.00014811 | 0
| 21 | 1 | 3 | Winter | 0.00013926 | 0.00014685 | 0 |  | 0.00013926 | 0.00014685 | 0
| 22 | 1 | 3 | Winter | 0.00013068 | 0.00014131 | 0 |  | 0.00013068 | 0.00014131 | 0
| 23 | 1 | 3 | Winter | 0.00011867 | 0.00013349 | 0 |  | 0.00011867 | 0.00013349 | 0
| 24 | 1 | 3 | Winter | 0.00010889 | 0.00012437 | 0 |  | 0.00010889 | 0.00012437 | 0
| 1 | 1 | 4 | Winter | 0.00010186 | 0.00011503 | 0 |  | 0.00010186 | 0.00011503 | 0
| 2 | 1 | 4 | Winter | 9.7863e-05 | 0.00010682 | 0 |  | 9.7863e-05 | 0.00010682 | 0
| 3 | 1 | 4 | Winter | 9.684e-05 | 0.00010136 | 0 |  | 9.684e-05 | 0.00010136 | 0
| 4 | 1 | 4 | Winter | 9.764e-05 | 9.8552e-05 | 0 |  | 9.764e-05 | 9.8552e-05 | 0
| 5 | 1 | 4 | Winter | 0.00010302 | 9.8841e-05 | 0 |  | 0.00010302 | 9.8841e-05 | 0
| 6 | 1 | 4 | Winter | 0.00011476 | 0.00010306 | 0 |  | 0.00011476 | 0.00010306 | 0
| 7 | 1 | 4 | Winter | 0.00012739 | 0.0001107 | 0 |  | 0.00012739 | 0.0001107 | 0
| 8 | 1 | 4 | Winter | 0.00013815 | 0.00012083 | 0 |  | 0.00013815 | 0.00012083 | 0
| 9 | 1 | 4 | Winter | 0.00014401 | 0.00013108 | 0 |  | 0.00014401 | 0.00013108 | 0
| 10 | 1 | 4 | Winter | 0.0001453 | 0.00013871 | 0 |  | 0.0001453 | 0.00013871 | 0
| 11 | 1 | 4 | Winter | 0.00014655 | 0.0001435 | 0 |  | 0.00014655 | 0.0001435 | 0
| 12 | 1 | 4 | Winter | 0.00014757 | 0.00014586 | 0 |  | 0.00014757 | 0.00014586 | 0
| 13 | 1 | 4 | Winter | 0.00014797 | 0.00014685 | 0 |  | 0.00014797 | 0.00014685 | 0
| 14 | 1 | 4 | Winter | 0.00014704 | 0.00014728 | 0 |  | 0.00014704 | 0.00014728 | 0
| 15 | 1 | 4 | Winter | 0.00014486 | 0.00014686 | 0 |  | 0.00014486 | 0.00014686 | 0
| 16 | 1 | 4 | Winter | 0.00014455 | 0.0001461 | 0 |  | 0.00014455 | 0.0001461 | 0
| 17 | 1 | 4 | Winter | 0.00015037 | 0.0001467 | 0 |  | 0.00015037 | 0.0001467 | 0
| 18 | 1 | 4 | Winter | 0.00015798 | 0.00014944 | 0 |  | 0.00015798 | 0.00014944 | 0
| 19 | 1 | 4 | Winter | 0.00015513 | 0.00015201 | 0 |  | 0.00015513 | 0.00015201 | 0
| 20 | 1 | 4 | Winter | 0.00014899 | 0.00015312 | 0 |  | 0.00014899 | 0.00015312 | 0
| 21 | 1 | 4 | Winter | 0.00014317 | 0.00015132 | 0 |  | 0.00014317 | 0.00015132 | 0
| 22 | 1 | 4 | Winter | 0.00013357 | 0.00014522 | 0 |  | 0.00013357 | 0.00014522 | 0
| 23 | 1 | 4 | Winter | 0.00012121 | 0.00013673 | 0 |  | 0.00012121 | 0.00013673 | 0
| 24 | 1 | 4 | Winter | 0.00011036 | 0.00012707 | 0 |  | 0.00011036 | 0.00012707 | 0
| 1 | 1 | 5 | Winter | 0.00010373 | 0.00011721 | 0 |  | 0.00010373 | 0.00011721 | 0
| 2 | 1 | 5 | Winter | 9.9997e-05 | 0.00010882 | 0 |  | 9.9997e-05 | 0.00010882 | 0
| 3 | 1 | 5 | Winter | 9.933e-05 | 0.00010335 | 0 |  | 9.933e-05 | 0.00010335 | 0
| 4 | 1 | 5 | Winter | 0.00010097 | 0.00010101 | 0 |  | 0.00010097 | 0.00010101 | 0
| 5 | 1 | 5 | Winter | 0.0001072 | 0.00010188 | 0 |  | 0.0001072 | 0.00010188 | 0
| 6 | 1 | 5 | Winter | 0.00011845 | 0.00010649 | 0 |  | 0.00011845 | 0.00010649 | 0
| 7 | 1 | 5 | Winter | 0.00013343 | 0.00011501 | 0 |  | 0.00013343 | 0.00011501 | 0
| 8 | 1 | 5 | Winter | 0.00014397 | 0.00012576 | 0 |  | 0.00014397 | 0.00012576 | 0
| 9 | 1 | 5 | Winter | 0.00014988 | 0.00013643 | 0 |  | 0.00014988 | 0.00013643 | 0
| 10 | 1 | 5 | Winter | 0.0001502 | 0.00014437 | 0 |  | 0.0001502 | 0.00014437 | 0
| 11 | 1 | 5 | Winter | 0.00015104 | 0.00014877 | 0 |  | 0.00015104 | 0.00014877 | 0
| 12 | 1 | 5 | Winter | 0.00015246 | 0.0001509 | 0 |  | 0.00015246 | 0.0001509 | 0
| 13 | 1 | 5 | Winter | 0.00015411 | 0.00015195 | 0 |  | 0.00015411 | 0.00015195 | 0
| 14 | 1 | 5 | Winter | 0.00015415 | 0.00015294 | 0 |  | 0.00015415 | 0.00015294 | 0
| 15 | 1 | 5 | Winter | 0.00015309 | 0.00015345 | 0 |  | 0.00015309 | 0.00015345 | 0
| 16 | 1 | 5 | Winter | 0.00015317 | 0.00015363 | 0 |  | 0.00015317 | 0.00015363 | 0
| 17 | 1 | 5 | Winter | 0.00015758 | 0.0001545 | 0 |  | 0.00015758 | 0.0001545 | 0
| 18 | 1 | 5 | Winter | 0.00016287 | 0.00015668 | 0 |  | 0.00016287 | 0.00015668 | 0
| 19 | 1 | 5 | Winter | 0.00015798 | 0.0001579 | 0 |  | 0.00015798 | 0.0001579 | 0
| 20 | 1 | 5 | Winter | 0.00015113 | 0.00015739 | 0 |  | 0.00015113 | 0.00015739 | 0
| 21 | 1 | 5 | Winter | 0.00014344 | 0.00015385 | 0 |  | 0.00014344 | 0.00015385 | 0
| 22 | 1 | 5 | Winter | 0.0001333 | 0.00014646 | 0 |  | 0.0001333 | 0.00014646 | 0
| 23 | 1 | 5 | Winter | 0.00012129 | 0.00013729 | 0 |  | 0.00012129 | 0.00013729 | 0
| 24 | 1 | 5 | Winter | 0.00011067 | 0.00012717 | 0 |  | 0.00011067 | 0.00012717 | 0
| 1 | 1 | 6 | Winter | 0.00010351 | 0.00011719 | 0 |  | 0.00010351 | 0.00011719 | 0
| 2 | 1 | 6 | Winter | 9.9597e-05 | 0.00010877 | 0 |  | 9.9597e-05 | 0.00010877 | 0
| 3 | 1 | 6 | Winter | 9.7729e-05 | 0.00010288 | 0 |  | 9.7729e-05 | 0.00010288 | 0
| 4 | 1 | 6 | Winter | 9.8885e-05 | 9.993e-05 | 0 |  | 9.8885e-05 | 9.993e-05 | 0
| 5 | 1 | 6 | Winter | 0.0001048 | 0.00010025 | 0 |  | 0.0001048 | 0.00010025 | 0
| 6 | 1 | 6 | Winter | 0.00011627 | 0.00010442 | 0 |  | 0.00011627 | 0.00010442 | 0
| 7 | 1 | 6 | Winter | 0.00012979 | 0.00011244 | 0 |  | 0.00012979 | 0.00011244 | 0
| 8 | 1 | 6 | Winter | 0.00014064 | 0.00012287 | 0 |  | 0.00014064 | 0.00012287 | 0
| 9 | 1 | 6 | Winter | 0.00014526 | 0.00013299 | 0 |  | 0.00014526 | 0.00013299 | 0
| 10 | 1 | 6 | Winter | 0.00014593 | 0.0001404 | 0 |  | 0.00014593 | 0.0001404 | 0
| 11 | 1 | 6 | Winter | 0.00014379 | 0.0001439 | 0 |  | 0.00014379 | 0.0001439 | 0
| 12 | 1 | 6 | Winter | 0.00014068 | 0.00014391 | 0 |  | 0.00014068 | 0.00014391 | 0
| 13 | 1 | 6 | Winter | 0.00013806 | 0.00014211 | 0 |  | 0.00013806 | 0.00014211 | 0
| 14 | 1 | 6 | Winter | 0.00013499 | 0.00013938 | 0 |  | 0.00013499 | 0.00013938 | 0
| 15 | 1 | 6 | Winter | 0.00013348 | 0.0001368 | 0 |  | 0.00013348 | 0.0001368 | 0
| 16 | 1 | 6 | Winter | 0.00013494 | 0.00013537 | 0 |  | 0.00013494 | 0.00013537 | 0
| 17 | 1 | 6 | Winter | 0.00014353 | 0.00013673 | 0 |  | 0.00014353 | 0.00013673 | 0
| 18 | 1 | 6 | Winter | 0.00015309 | 0.00014126 | 0 |  | 0.00015309 | 0.00014126 | 0
| 19 | 1 | 6 | Winter | 0.00015077 | 0.00014558 | 0 |  | 0.00015077 | 0.00014558 | 0
| 20 | 1 | 6 | Winter | 0.00014682 | 0.00014855 | 0 |  | 0.00014682 | 0.00014855 | 0
| 21 | 1 | 6 | Winter | 0.00014179 | 0.00014812 | 0 |  | 0.00014179 | 0.00014812 | 0
| 22 | 1 | 6 | Winter | 0.00013285 | 0.00014306 | 0 |  | 0.00013285 | 0.00014306 | 0
| 23 | 1 | 6 | Winter | 0.00012205 | 0.00013588 | 0 |  | 0.00012205 | 0.00013588 | 0
| 24 | 1 | 6 | Winter | 0.00011187 | 0.00012714 | 0 |  | 0.00011187 | 0.00012714 | 0
| 1 | 1 | 7 | Winter | 0.00010533 | 0.00011803 | 0 |  | 0.00010533 | 0.00011803 | 0
| 2 | 1 | 7 | Winter | 0.00010222 | 0.00011037 | 0 |  | 0.00010222 | 0.00011037 | 0
| 3 | 1 | 7 | Winter | 0.0001012 | 0.00010515 | 0 |  | 0.0001012 | 0.00010515 | 0
| 4 | 1 | 7 | Winter | 0.00010298 | 0.00010293 | 0 |  | 0.00010298 | 0.00010293 | 0
| 5 | 1 | 7 | Winter | 0.00010836 | 0.00010369 | 0 |  | 0.00010836 | 0.00010369 | 0
| 6 | 1 | 7 | Winter | 0.0001196 | 0.00010803 | 0 |  | 0.0001196 | 0.00010803 | 0
| 7 | 1 | 7 | Winter | 0.00013374 | 0.00011617 | 0 |  | 0.00013374 | 0.00011617 | 0
| 8 | 1 | 7 | Winter | 0.00014539 | 0.00012677 | 0 |  | 0.00014539 | 0.00012677 | 0
| 9 | 1 | 7 | Winter | 0.00014966 | 0.0001371 | 0 |  | 0.00014966 | 0.0001371 | 0
| 10 | 1 | 7 | Winter | 0.00014944 | 0.00014456 | 0 |  | 0.00014944 | 0.00014456 | 0
| 11 | 1 | 7 | Winter | 0.00014695 | 0.00014786 | 0 |  | 0.00014695 | 0.00014786 | 0
| 12 | 1 | 7 | Winter | 0.00014464 | 0.00014767 | 0 |  | 0.00014464 | 0.00014767 | 0
| 13 | 1 | 7 | Winter | 0.00014357 | 0.00014615 | 0 |  | 0.00014357 | 0.00014615 | 0
| 14 | 1 | 7 | Winter | 0.0001421 | 0.00014431 | 0 |  | 0.0001421 | 0.00014431 | 0
| 15 | 1 | 7 | Winter | 0.00014041 | 0.00014268 | 0 |  | 0.00014041 | 0.00014268 | 0
| 16 | 1 | 7 | Winter | 0.00014019 | 0.00014157 | 0 |  | 0.00014019 | 0.00014157 | 0
| 17 | 1 | 7 | Winter | 0.00014704 | 0.00014244 | 0 |  | 0.00014704 | 0.00014244 | 0
| 18 | 1 | 7 | Winter | 0.00015758 | 0.0001463 | 0 |  | 0.00015758 | 0.0001463 | 0
| 19 | 1 | 7 | Winter | 0.0001566 | 0.00015035 | 0 |  | 0.0001566 | 0.00015035 | 0
| 20 | 1 | 7 | Winter | 0.00015242 | 0.00015341 | 0 |  | 0.00015242 | 0.00015341 | 0
| 21 | 1 | 7 | Winter | 0.00014624 | 0.00015321 | 0 |  | 0.00014624 | 0.00015321 | 0
| 22 | 1 | 7 | Winter | 0.00013641 | 0.00014792 | 0 |  | 0.00013641 | 0.00014792 | 0
| 23 | 1 | 7 | Winter | 0.00012401 | 0.00013977 | 0 |  | 0.00012401 | 0.00013977 | 0
| 24 | 1 | 7 | Winter | 0.00011347 | 0.00013003 | 0 |  | 0.00011347 | 0.00013003 | 0
| 1 | 1 | 8 | Winter | 0.00010662 | 0.00012013 | 0 |  | 0.00010662 | 0.00012013 | 0
| 2 | 1 | 8 | Winter | 0.00010311 | 0.0001118 | 0 |  | 0.00010311 | 0.0001118 | 0
| 3 | 1 | 8 | Winter | 0.00010071 | 0.00010598 | 0 |  | 0.00010071 | 0.00010598 | 0
| 4 | 1 | 8 | Winter | 0.00010164 | 0.00010302 | 0 |  | 0.00010164 | 0.00010302 | 0
| 5 | 1 | 8 | Winter | 0.00010622 | 0.00010292 | 0 |  | 0.00010622 | 0.00010292 | 0
| 6 | 1 | 8 | Winter | 0.0001164 | 0.00010624 | 0 |  | 0.0001164 | 0.00010624 | 0
| 7 | 1 | 8 | Winter | 0.00013019 | 0.00011361 | 0 |  | 0.00013019 | 0.00011361 | 0
| 8 | 1 | 8 | Winter | 0.0001409 | 0.00012343 | 0 |  | 0.0001409 | 0.00012343 | 0
| 9 | 1 | 8 | Winter | 0.00014659 | 0.00013352 | 0 |  | 0.00014659 | 0.00013352 | 0
| 10 | 1 | 8 | Winter | 0.00014811 | 0.00014145 | 0 |  | 0.00014811 | 0.00014145 | 0
| 11 | 1 | 8 | Winter | 0.00014833 | 0.00014598 | 0 |  | 0.00014833 | 0.00014598 | 0
| 12 | 1 | 8 | Winter | 0.00014824 | 0.00014782 | 0 |  | 0.00014824 | 0.00014782 | 0
| 13 | 1 | 8 | Winter | 0.00014739 | 0.00014802 | 0 |  | 0.00014739 | 0.00014802 | 0
| 14 | 1 | 8 | Winter | 0.0001433 | 0.00014682 | 0 |  | 0.0001433 | 0.00014682 | 0
| 15 | 1 | 8 | Winter | 0.00014046 | 0.00014485 | 0 |  | 0.00014046 | 0.00014485 | 0
| 16 | 1 | 8 | Winter | 0.00014095 | 0.00014303 | 0 |  | 0.00014095 | 0.00014303 | 0
| 17 | 1 | 8 | Winter | 0.00014655 | 0.00014281 | 0 |  | 0.00014655 | 0.00014281 | 0
| 18 | 1 | 8 | Winter | 0.00015446 | 0.0001456 | 0 |  | 0.00015446 | 0.0001456 | 0
| 19 | 1 | 8 | Winter | 0.00015193 | 0.00014847 | 0 |  | 0.00015193 | 0.00014847 | 0
| 20 | 1 | 8 | Winter | 0.00014753 | 0.00015012 | 0 |  | 0.00014753 | 0.00015012 | 0
| 21 | 1 | 8 | Winter | 0.00014215 | 0.00014902 | 0 |  | 0.00014215 | 0.00014902 | 0
| 22 | 1 | 8 | Winter | 0.00013534 | 0.00014424 | 0 |  | 0.00013534 | 0.00014424 | 0
| 23 | 1 | 8 | Winter | 0.00012579 | 0.0001377 | 0 |  | 0.00012579 | 0.0001377 | 0
| 24 | 1 | 8 | Winter | 0.00011698 | 0.00013006 | 0 |  | 0.00011698 | 0.00013006 | 0
| 1 | 1 | 9 | Winter | 0.00011142 | 0.00012238 | 0 |  | 0.00011142 | 0.00012238 | 0
| 2 | 1 | 9 | Winter | 0.00010796 | 0.00011554 | 0 |  | 0.00010796 | 0.00011554 | 0
| 3 | 1 | 9 | Winter | 0.0001072 | 0.00011089 | 0 |  | 0.0001072 | 0.00011089 | 0
| 4 | 1 | 9 | Winter | 0.00010804 | 0.00010866 | 0 |  | 0.00010804 | 0.00010866 | 0
| 5 | 1 | 9 | Winter | 0.0001116 | 0.0001087 | 0 |  | 0.0001116 | 0.0001087 | 0
| 6 | 1 | 9 | Winter | 0.00011836 | 0.0001113 | 0 |  | 0.00011836 | 0.0001113 | 0
| 7 | 1 | 9 | Winter | 0.0001277 | 0.00011643 | 0 |  | 0.0001277 | 0.00011643 | 0
| 8 | 1 | 9 | Winter | 0.00013779 | 0.00012386 | 0 |  | 0.00013779 | 0.00012386 | 0
| 9 | 1 | 9 | Winter | 0.00014633 | 0.00013254 | 0 |  | 0.00014633 | 0.00013254 | 0
| 10 | 1 | 9 | Winter | 0.00015193 | 0.00014094 | 0 |  | 0.00015193 | 0.00014094 | 0
| 11 | 1 | 9 | Winter | 0.00015242 | 0.00014712 | 0 |  | 0.00015242 | 0.00014712 | 0
| 12 | 1 | 9 | Winter | 0.00015077 | 0.00015036 | 0 |  | 0.00015077 | 0.00015036 | 0
| 13 | 1 | 9 | Winter | 0.00014642 | 0.00015038 | 0 |  | 0.00014642 | 0.00015038 | 0
| 14 | 1 | 9 | Winter | 0.00014308 | 0.00014817 | 0 |  | 0.00014308 | 0.00014817 | 0
| 15 | 1 | 9 | Winter | 0.00014064 | 0.00014523 | 0 |  | 0.00014064 | 0.00014523 | 0
| 16 | 1 | 9 | Winter | 0.00014144 | 0.00014289 | 0 |  | 0.00014144 | 0.00014289 | 0
| 17 | 1 | 9 | Winter | 0.00014695 | 0.00014303 | 0 |  | 0.00014695 | 0.00014303 | 0
| 18 | 1 | 9 | Winter | 0.00015411 | 0.00014578 | 0 |  | 0.00015411 | 0.00014578 | 0
| 19 | 1 | 9 | Winter | 0.00015202 | 0.00014863 | 0 |  | 0.00015202 | 0.00014863 | 0
| 20 | 1 | 9 | Winter | 0.00014713 | 0.00015005 | 0 |  | 0.00014713 | 0.00015005 | 0
| 21 | 1 | 9 | Winter | 0.00014179 | 0.00014876 | 0 |  | 0.00014179 | 0.00014876 | 0
| 22 | 1 | 9 | Winter | 0.00013437 | 0.00014383 | 0 |  | 0.00013437 | 0.00014383 | 0
| 23 | 1 | 9 | Winter | 0.0001249 | 0.00013705 | 0 |  | 0.0001249 | 0.00013705 | 0
| 24 | 1 | 9 | Winter | 0.00011543 | 0.00012912 | 0 |  | 0.00011543 | 0.00012912 | 0
| 1 | 1 | 10 | Winter | 0.00010853 | 0.00012081 | 0 |  | 0.00010853 | 0.00012081 | 0
| 2 | 1 | 10 | Winter | 0.00010369 | 0.00011314 | 0 |  | 0.00010369 | 0.00011314 | 0
| 3 | 1 | 10 | Winter | 0.00010142 | 0.00010727 | 0 |  | 0.00010142 | 0.00010727 | 0
| 4 | 1 | 10 | Winter | 0.00010066 | 0.00010358 | 0 |  | 0.00010066 | 0.00010358 | 0
| 5 | 1 | 10 | Winter | 0.00010266 | 0.00010211 | 0 |  | 0.00010266 | 0.00010211 | 0
| 6 | 1 | 10 | Winter | 0.0001072 | 0.00010299 | 0 |  | 0.0001072 | 0.00010299 | 0
| 7 | 1 | 10 | Winter | 0.00011387 | 0.0001061 | 0 |  | 0.00011387 | 0.0001061 | 0
| 8 | 1 | 10 | Winter | 0.00012178 | 0.00011138 | 0 |  | 0.00012178 | 0.00011138 | 0
| 9 | 1 | 10 | Winter | 0.00012912 | 0.00011799 | 0 |  | 0.00012912 | 0.00011799 | 0
| 10 | 1 | 10 | Winter | 0.00013494 | 0.00012493 | 0 |  | 0.00013494 | 0.00012493 | 0
| 11 | 1 | 10 | Winter | 0.00013726 | 0.00013078 | 0 |  | 0.00013726 | 0.00013078 | 0
| 12 | 1 | 10 | Winter | 0.00013614 | 0.00013437 | 0 |  | 0.00013614 | 0.00013437 | 0
| 13 | 1 | 10 | Winter | 0.00013446 | 0.0001357 | 0 |  | 0.00013446 | 0.0001357 | 0
| 14 | 1 | 10 | Winter | 0.00013192 | 0.00013494 | 0 |  | 0.00013192 | 0.00013494 | 0
| 15 | 1 | 10 | Winter | 0.00012912 | 0.00013291 | 0 |  | 0.00012912 | 0.00013291 | 0
| 16 | 1 | 10 | Winter | 0.00013157 | 0.00013177 | 0 |  | 0.00013157 | 0.00013177 | 0
| 17 | 1 | 10 | Winter | 0.00013975 | 0.00013309 | 0 |  | 0.00013975 | 0.00013309 | 0
| 18 | 1 | 10 | Winter | 0.00014922 | 0.00013741 | 0 |  | 0.00014922 | 0.00013741 | 0
| 19 | 1 | 10 | Winter | 0.00014686 | 0.00014185 | 0 |  | 0.00014686 | 0.00014185 | 0
| 20 | 1 | 10 | Winter | 0.00014179 | 0.0001444 | 0 |  | 0.00014179 | 0.0001444 | 0
| 21 | 1 | 10 | Winter | 0.00013548 | 0.00014334 | 0 |  | 0.00013548 | 0.00014334 | 0
| 22 | 1 | 10 | Winter | 0.00012699 | 0.00013778 | 0 |  | 0.00012699 | 0.00013778 | 0
| 23 | 1 | 10 | Winter | 0.00011507 | 0.00012983 | 0 |  | 0.00011507 | 0.00012983 | 0
| 24 | 1 | 10 | Winter | 0.00010538 | 0.00012073 | 0 |  | 0.00010538 | 0.00012073 | 0
| 1 | 1 | 11 | Winter | 9.5684e-05 | 0.00011078 | 0 |  | 9.5684e-05 | 0.00011078 | 0
| 2 | 1 | 11 | Winter | 9.3594e-05 | 0.00010243 | 0 |  | 9.3594e-05 | 0.00010243 | 0
| 3 | 1 | 11 | Winter | 9.3283e-05 | 9.6984e-05 | 0 |  | 9.3283e-05 | 9.6984e-05 | 0
| 4 | 1 | 11 | Winter | 9.5906e-05 | 9.4617e-05 | 0 |  | 9.5906e-05 | 9.4617e-05 | 0
| 5 | 1 | 11 | Winter | 0.00010249 | 9.6317e-05 | 0 |  | 0.00010249 | 9.6317e-05 | 0
| 6 | 1 | 11 | Winter | 0.00011538 | 0.00010176 | 0 |  | 0.00011538 | 0.00010176 | 0
| 7 | 1 | 11 | Winter | 0.00013254 | 0.00011158 | 0 |  | 0.00013254 | 0.00011158 | 0
| 8 | 1 | 11 | Winter | 0.00014375 | 0.00012354 | 0 |  | 0.00014375 | 0.00012354 | 0
| 9 | 1 | 11 | Winter | 0.00014553 | 0.0001343 | 0 |  | 0.00014553 | 0.0001343 | 0
| 10 | 1 | 11 | Winter | 0.00014357 | 0.00014135 | 0 |  | 0.00014357 | 0.00014135 | 0
| 11 | 1 | 11 | Winter | 0.00014121 | 0.00014351 | 0 |  | 0.00014121 | 0.00014351 | 0
| 12 | 1 | 11 | Winter | 0.00013708 | 0.00014185 | 0 |  | 0.00013708 | 0.00014185 | 0
| 13 | 1 | 11 | Winter | 0.00013526 | 0.00013928 | 0 |  | 0.00013526 | 0.00013928 | 0
| 14 | 1 | 11 | Winter | 0.0001333 | 0.00013671 | 0 |  | 0.0001333 | 0.00013671 | 0
| 15 | 1 | 11 | Winter | 0.00013183 | 0.00013437 | 0 |  | 0.00013183 | 0.00013437 | 0
| 16 | 1 | 11 | Winter | 0.00013357 | 0.00013349 | 0 |  | 0.00013357 | 0.00013349 | 0
| 17 | 1 | 11 | Winter | 0.00013623 | 0.00013373 | 0 |  | 0.00013623 | 0.00013373 | 0
| 18 | 1 | 11 | Winter | 0.00014046 | 0.00013552 | 0 |  | 0.00014046 | 0.00013552 | 0
| 19 | 1 | 11 | Winter | 0.00014241 | 0.00013817 | 0 |  | 0.00014241 | 0.00013817 | 0
| 20 | 1 | 11 | Winter | 0.00013819 | 0.00013932 | 0 |  | 0.00013819 | 0.00013932 | 0
| 21 | 1 | 11 | Winter | 0.00013085 | 0.00013798 | 0 |  | 0.00013085 | 0.00013798 | 0
| 22 | 1 | 11 | Winter | 0.00012138 | 0.00013321 | 0 |  | 0.00012138 | 0.00013321 | 0
| 23 | 1 | 11 | Winter | 0.00010858 | 0.00012475 | 0 |  | 0.00010858 | 0.00012475 | 0
| 24 | 1 | 11 | Winter | 9.7729e-05 | 0.00011464 | 0 |  | 9.7729e-05 | 0.00011464 | 0
| 1 | 1 | 12 | Winter | 9.1949e-05 | 0.00010491 | 0 |  | 9.1949e-05 | 0.00010491 | 0
| 2 | 1 | 12 | Winter | 8.8436e-05 | 9.6673e-05 | 0 |  | 8.8436e-05 | 9.6673e-05 | 0
| 3 | 1 | 12 | Winter | 8.7769e-05 | 9.1471e-05 | 0 |  | 8.7769e-05 | 9.1471e-05 | 0
| 4 | 1 | 12 | Winter | 8.9059e-05 | 8.9303e-05 | 0 |  | 8.9059e-05 | 8.9303e-05 | 0
| 5 | 1 | 12 | Winter | 9.4439e-05 | 8.9926e-05 | 0 |  | 9.4439e-05 | 8.9926e-05 | 0
| 6 | 1 | 12 | Winter | 0.00010573 | 9.425e-05 | 0 |  | 0.00010573 | 9.425e-05 | 0
| 7 | 1 | 12 | Winter | 0.00012209 | 0.00010283 | 0 |  | 0.00012209 | 0.00010283 | 0
| 8 | 1 | 12 | Winter | 0.0001341 | 0.00011409 | 0 |  | 0.0001341 | 0.00011409 | 0
| 9 | 1 | 12 | Winter | 0.00013539 | 0.00012433 | 0 |  | 0.00013539 | 0.00012433 | 0
| 10 | 1 | 12 | Winter | 0.00013379 | 0.00013134 | 0 |  | 0.00013379 | 0.00013134 | 0
| 11 | 1 | 12 | Winter | 0.00013294 | 0.00013406 | 0 |  | 0.00013294 | 0.00013406 | 0
| 12 | 1 | 12 | Winter | 0.00013312 | 0.00013381 | 0 |  | 0.00013312 | 0.00013381 | 0
| 13 | 1 | 12 | Winter | 0.00013312 | 0.00013324 | 0 |  | 0.00013312 | 0.00013324 | 0
| 14 | 1 | 12 | Winter | 0.0001321 | 0.00013282 | 0 |  | 0.0001321 | 0.00013282 | 0
| 15 | 1 | 12 | Winter | 0.00013117 | 0.00013238 | 0 |  | 0.00013117 | 0.00013238 | 0
| 16 | 1 | 12 | Winter | 0.00013161 | 0.000132 | 0 |  | 0.00013161 | 0.000132 | 0
| 17 | 1 | 12 | Winter | 0.00013446 | 0.00013233 | 0 |  | 0.00013446 | 0.00013233 | 0
| 18 | 1 | 12 | Winter | 0.00013979 | 0.00013426 | 0 |  | 0.00013979 | 0.00013426 | 0
| 19 | 1 | 12 | Winter | 0.00014135 | 0.0001368 | 0 |  | 0.00014135 | 0.0001368 | 0
| 20 | 1 | 12 | Winter | 0.00013695 | 0.00013813 | 0 |  | 0.00013695 | 0.00013813 | 0
| 21 | 1 | 12 | Winter | 0.00013059 | 0.00013717 | 0 |  | 0.00013059 | 0.00013717 | 0
| 22 | 1 | 12 | Winter | 0.00012112 | 0.0001325 | 0 |  | 0.00012112 | 0.0001325 | 0
| 23 | 1 | 12 | Winter | 0.00010884 | 0.00012437 | 0 |  | 0.00010884 | 0.00012437 | 0
| 24 | 1 | 12 | Winter | 9.8085e-05 | 0.00011466 | 0 |  | 9.8085e-05 | 0.00011466 | 0
| 1 | 1 | 13 | Winter | 9.1193e-05 | 0.00010481 | 0 |  | 9.1193e-05 | 0.00010481 | 0
| 2 | 1 | 13 | Winter | 8.7325e-05 | 9.6362e-05 | 0 |  | 8.7325e-05 | 9.6362e-05 | 0
| 3 | 1 | 13 | Winter | 8.5858e-05 | 9.0615e-05 | 0 |  | 8.5858e-05 | 9.0615e-05 | 0
| 4 | 1 | 13 | Winter | 8.6613e-05 | 8.7747e-05 | 0 |  | 8.6613e-05 | 8.7747e-05 | 0
| 5 | 1 | 13 | Winter | 9.0971e-05 | 8.7692e-05 | 0 |  | 9.0971e-05 | 8.7692e-05 | 0
| 6 | 1 | 13 | Winter | 0.00010182 | 9.1315e-05 | 0 |  | 0.00010182 | 9.1315e-05 | 0
| 7 | 1 | 13 | Winter | 0.00011769 | 9.9274e-05 | 0 |  | 0.00011769 | 9.9274e-05 | 0
| 8 | 1 | 13 | Winter | 0.00012872 | 0.0001098 | 0 |  | 0.00012872 | 0.0001098 | 0
| 9 | 1 | 13 | Winter | 0.00013001 | 0.00011956 | 0 |  | 0.00013001 | 0.00011956 | 0
| 10 | 1 | 13 | Winter | 0.00012805 | 0.00012612 | 0 |  | 0.00012805 | 0.00012612 | 0
| 11 | 1 | 13 | Winter | 0.0001261 | 0.00012822 | 0 |  | 0.0001261 | 0.00012822 | 0
| 12 | 1 | 13 | Winter | 0.00012445 | 0.00012715 | 0 |  | 0.00012445 | 0.00012715 | 0
| 13 | 1 | 13 | Winter | 0.00012267 | 0.00012532 | 0 |  | 0.00012267 | 0.00012532 | 0
| 14 | 1 | 13 | Winter | 0.00012054 | 0.00012344 | 0 |  | 0.00012054 | 0.00012344 | 0
| 15 | 1 | 13 | Winter | 0.00011943 | 0.00012177 | 0 |  | 0.00011943 | 0.00012177 | 0
| 16 | 1 | 13 | Winter | 0.0001196 | 0.00012056 | 0 |  | 0.0001196 | 0.00012056 | 0
| 17 | 1 | 13 | Winter | 0.00012236 | 0.00012048 | 0 |  | 0.00012236 | 0.00012048 | 0
| 18 | 1 | 13 | Winter | 0.00012854 | 0.00012248 | 0 |  | 0.00012854 | 0.00012248 | 0
| 19 | 1 | 13 | Winter | 0.00013117 | 0.00012542 | 0 |  | 0.00013117 | 0.00012542 | 0
| 20 | 1 | 13 | Winter | 0.00012761 | 0.00012742 | 0 |  | 0.00012761 | 0.00012742 | 0
| 21 | 1 | 13 | Winter | 0.00012174 | 0.00012726 | 0 |  | 0.00012174 | 0.00012726 | 0
| 22 | 1 | 13 | Winter | 0.00011338 | 0.00012347 | 0 |  | 0.00011338 | 0.00012347 | 0
| 23 | 1 | 13 | Winter | 0.00010244 | 0.00011629 | 0 |  | 0.00010244 | 0.00011629 | 0
| 24 | 1 | 13 | Winter | 9.2438e-05 | 0.0001075 | 0 |  | 9.2438e-05 | 0.0001075 | 0
| 1 | 1 | 14 | Winter | 8.5546e-05 | 9.8452e-05 | 0 |  | 8.5546e-05 | 9.8452e-05 | 0
| 2 | 1 | 14 | Winter | 8.19e-05 | 9.0582e-05 | 0 |  | 8.19e-05 | 9.0582e-05 | 0
| 3 | 1 | 14 | Winter | 8.0389e-05 | 8.5068e-05 | 0 |  | 8.0389e-05 | 8.5068e-05 | 0
| 4 | 1 | 14 | Winter | 8.0611e-05 | 8.2112e-05 | 0 |  | 8.0611e-05 | 8.2112e-05 | 0
| 5 | 1 | 14 | Winter | 8.4524e-05 | 8.1856e-05 | 0 |  | 8.4524e-05 | 8.1856e-05 | 0
| 6 | 1 | 14 | Winter | 9.4706e-05 | 8.5057e-05 | 0 |  | 9.4706e-05 | 8.5057e-05 | 0
| 7 | 1 | 14 | Winter | 0.00010907 | 9.2227e-05 | 0 |  | 0.00010907 | 9.2227e-05 | 0
| 8 | 1 | 14 | Winter | 0.00011903 | 0.00010183 | 0 |  | 0.00011903 | 0.00010183 | 0
| 9 | 1 | 14 | Winter | 0.00012187 | 0.00011117 | 0 |  | 0.00012187 | 0.00011117 | 0
| 10 | 1 | 14 | Winter | 0.00012316 | 0.00011828 | 0 |  | 0.00012316 | 0.00011828 | 0
| 11 | 1 | 14 | Winter | 0.00012334 | 0.00012185 | 0 |  | 0.00012334 | 0.00012185 | 0
| 12 | 1 | 14 | Winter | 0.00012281 | 0.00012279 | 0 |  | 0.00012281 | 0.00012279 | 0
| 13 | 1 | 14 | Winter | 0.00012138 | 0.00012267 | 0 |  | 0.00012138 | 0.00012267 | 0
| 14 | 1 | 14 | Winter | 0.00012067 | 0.00012205 | 0 |  | 0.00012067 | 0.00012205 | 0
| 15 | 1 | 14 | Winter | 0.00011996 | 0.00012121 | 0 |  | 0.00011996 | 0.00012121 | 0
| 16 | 1 | 14 | Winter | 0.00012143 | 0.00012086 | 0 |  | 0.00012143 | 0.00012086 | 0
| 17 | 1 | 14 | Winter | 0.0001257 | 0.00012194 | 0 |  | 0.0001257 | 0.00012194 | 0
| 18 | 1 | 14 | Winter | 0.00012952 | 0.00012415 | 0 |  | 0.00012952 | 0.00012415 | 0
| 19 | 1 | 14 | Winter | 0.00013343 | 0.00012752 | 0 |  | 0.00013343 | 0.00012752 | 0
| 20 | 1 | 14 | Winter | 0.00013068 | 0.00012983 | 0 |  | 0.00013068 | 0.00012983 | 0
| 21 | 1 | 14 | Winter | 0.00012547 | 0.00012978 | 0 |  | 0.00012547 | 0.00012978 | 0
| 22 | 1 | 14 | Winter | 0.00011716 | 0.00012669 | 0 |  | 0.00011716 | 0.00012669 | 0
| 23 | 1 | 14 | Winter | 0.00010733 | 0.00012016 | 0 |  | 0.00010733 | 0.00012016 | 0
| 24 | 1 | 14 | Winter | 9.7685e-05 | 0.00011191 | 0 |  | 9.7685e-05 | 0.00011191 | 0
| 1 | 1 | 15 | Winter | 9.1326e-05 | 0.00010338 | 0 |  | 9.1326e-05 | 0.00010338 | 0
| 2 | 1 | 15 | Winter | 8.7858e-05 | 9.6051e-05 | 0 |  | 8.7858e-05 | 9.6051e-05 | 0
| 3 | 1 | 15 | Winter | 8.5991e-05 | 9.0715e-05 | 0 |  | 8.5991e-05 | 9.0715e-05 | 0
| 4 | 1 | 15 | Winter | 8.6969e-05 | 8.8036e-05 | 0 |  | 8.6969e-05 | 8.8036e-05 | 0
| 5 | 1 | 15 | Winter | 9.1238e-05 | 8.8014e-05 | 0 |  | 9.1238e-05 | 8.8014e-05 | 0
| 6 | 1 | 15 | Winter | 0.00010146 | 9.1415e-05 | 0 |  | 0.00010146 | 9.1415e-05 | 0
| 7 | 1 | 15 | Winter | 0.00011631 | 9.8996e-05 | 0 |  | 0.00011631 | 9.8996e-05 | 0
| 8 | 1 | 15 | Winter | 0.00012699 | 0.000109 | 0 |  | 0.00012699 | 0.000109 | 0
| 9 | 1 | 15 | Winter | 0.0001309 | 0.00011892 | 0 |  | 0.0001309 | 0.00011892 | 0
| 10 | 1 | 15 | Winter | 0.00013108 | 0.00012632 | 0 |  | 0.00013108 | 0.00012632 | 0
| 11 | 1 | 15 | Winter | 0.00012836 | 0.00012933 | 0 |  | 0.00012836 | 0.00012933 | 0
| 12 | 1 | 15 | Winter | 0.00012498 | 0.00012883 | 0 |  | 0.00012498 | 0.00012883 | 0
| 13 | 1 | 15 | Winter | 0.00012303 | 0.00012686 | 0 |  | 0.00012303 | 0.00012686 | 0
| 14 | 1 | 15 | Winter | 0.00012174 | 0.00012453 | 0 |  | 0.00012174 | 0.00012453 | 0
| 15 | 1 | 15 | Winter | 0.00011996 | 0.00012243 | 0 |  | 0.00011996 | 0.00012243 | 0
| 16 | 1 | 15 | Winter | 0.00011872 | 0.00012086 | 0 |  | 0.00011872 | 0.00012086 | 0
| 17 | 1 | 15 | Winter | 0.00012085 | 0.00012032 | 0 |  | 0.00012085 | 0.00012032 | 0
| 18 | 1 | 15 | Winter | 0.00012685 | 0.00012159 | 0 |  | 0.00012685 | 0.00012159 | 0
| 19 | 1 | 15 | Winter | 0.0001329 | 0.00012483 | 0 |  | 0.0001329 | 0.00012483 | 0
| 20 | 1 | 15 | Winter | 0.00013019 | 0.0001277 | 0 |  | 0.00013019 | 0.0001277 | 0
| 21 | 1 | 15 | Winter | 0.00012703 | 0.00012924 | 0 |  | 0.00012703 | 0.00012924 | 0
| 22 | 1 | 15 | Winter | 0.00012098 | 0.00012777 | 0 |  | 0.00012098 | 0.00012777 | 0
| 23 | 1 | 15 | Winter | 0.0001124 | 0.00012265 | 0 |  | 0.0001124 | 0.00012265 | 0
| 24 | 1 | 15 | Winter | 0.00010373 | 0.00011604 | 0 |  | 0.00010373 | 0.00011604 | 0
| 1 | 1 | 16 | Winter | 9.7418e-05 | 0.00010863 | 0 |  | 9.7418e-05 | 0.00010863 | 0
| 2 | 1 | 16 | Winter | 9.3238e-05 | 0.0001017 | 0 |  | 9.3238e-05 | 0.0001017 | 0
| 3 | 1 | 16 | Winter | 9.0793e-05 | 9.6295e-05 | 0 |  | 9.0793e-05 | 9.6295e-05 | 0
| 4 | 1 | 16 | Winter | 9.066e-05 | 9.3027e-05 | 0 |  | 9.066e-05 | 9.3027e-05 | 0
| 5 | 1 | 16 | Winter | 9.2394e-05 | 9.1771e-05 | 0 |  | 9.2394e-05 | 9.1771e-05 | 0
| 6 | 1 | 16 | Winter | 9.7151e-05 | 9.2749e-05 | 0 |  | 9.7151e-05 | 9.2749e-05 | 0
| 7 | 1 | 16 | Winter | 0.00010498 | 9.6295e-05 | 0 |  | 0.00010498 | 9.6295e-05 | 0
| 8 | 1 | 16 | Winter | 0.00011436 | 0.00010222 | 0 |  | 0.00011436 | 0.00010222 | 0
| 9 | 1 | 16 | Winter | 0.00012241 | 0.00010972 | 0 |  | 0.00012241 | 0.00010972 | 0
| 10 | 1 | 16 | Winter | 0.00012859 | 0.00011758 | 0 |  | 0.00012859 | 0.00011758 | 0
| 11 | 1 | 16 | Winter | 0.00013157 | 0.00012423 | 0 |  | 0.00013157 | 0.00012423 | 0
| 12 | 1 | 16 | Winter | 0.00013228 | 0.00012871 | 0 |  | 0.00013228 | 0.00012871 | 0
| 13 | 1 | 16 | Winter | 0.00013121 | 0.00013091 | 0 |  | 0.00013121 | 0.00013091 | 0
| 14 | 1 | 16 | Winter | 0.00012841 | 0.00013086 | 0 |  | 0.00012841 | 0.00013086 | 0
| 15 | 1 | 16 | Winter | 0.00012521 | 0.00012928 | 0 |  | 0.00012521 | 0.00012928 | 0
| 16 | 1 | 16 | Winter | 0.00012681 | 0.00012791 | 0 |  | 0.00012681 | 0.00012791 | 0
| 17 | 1 | 16 | Winter | 0.00012916 | 0.0001274 | 0 |  | 0.00012916 | 0.0001274 | 0
| 18 | 1 | 16 | Winter | 0.0001349 | 0.00012902 | 0 |  | 0.0001349 | 0.00012902 | 0
| 19 | 1 | 16 | Winter | 0.00013792 | 0.0001322 | 0 |  | 0.00013792 | 0.0001322 | 0
| 20 | 1 | 16 | Winter | 0.00013366 | 0.00013391 | 0 |  | 0.00013366 | 0.00013391 | 0
| 21 | 1 | 16 | Winter | 0.00012912 | 0.0001339 | 0 |  | 0.00012912 | 0.0001339 | 0
| 22 | 1 | 16 | Winter | 0.00012298 | 0.00013092 | 0 |  | 0.00012298 | 0.00013092 | 0
| 23 | 1 | 16 | Winter | 0.00011462 | 0.0001251 | 0 |  | 0.00011462 | 0.0001251 | 0
| 24 | 1 | 16 | Winter | 0.00010676 | 0.00011837 | 0 |  | 0.00010676 | 0.00011837 | 0
| 1 | 1 | 17 | Winter | 0.00010075 | 0.00011128 | 0 |  | 0.00010075 | 0.00011128 | 0
| 2 | 1 | 17 | Winter | 9.515e-05 | 0.00010432 | 0 |  | 9.515e-05 | 0.00010432 | 0
| 3 | 1 | 17 | Winter | 9.3816e-05 | 9.9119e-05 | 0 |  | 9.3816e-05 | 9.9119e-05 | 0
| 4 | 1 | 17 | Winter | 9.515e-05 | 9.6217e-05 | 0 |  | 9.515e-05 | 9.6217e-05 | 0
| 5 | 1 | 17 | Winter | 9.7685e-05 | 9.545e-05 | 0 |  | 9.7685e-05 | 9.545e-05 | 0
| 6 | 1 | 17 | Winter | 0.00010427 | 9.7729e-05 | 0 |  | 0.00010427 | 9.7729e-05 | 0
| 7 | 1 | 17 | Winter | 0.00011289 | 0.0001025 | 0 |  | 0.00011289 | 0.0001025 | 0
| 8 | 1 | 17 | Winter | 0.00012312 | 0.00010949 | 0 |  | 0.00012312 | 0.00010949 | 0
| 9 | 1 | 17 | Winter | 0.00012979 | 0.00011752 | 0 |  | 0.00012979 | 0.00011752 | 0
| 10 | 1 | 17 | Winter | 0.00013281 | 0.00012465 | 0 |  | 0.00013281 | 0.00012465 | 0
| 11 | 1 | 17 | Winter | 0.00013214 | 0.00012946 | 0 |  | 0.00013214 | 0.00012946 | 0
| 12 | 1 | 17 | Winter | 0.00013352 | 0.00013207 | 0 |  | 0.00013352 | 0.00013207 | 0
| 13 | 1 | 17 | Winter | 0.00013637 | 0.00013371 | 0 |  | 0.00013637 | 0.00013371 | 0
| 14 | 1 | 17 | Winter | 0.0001349 | 0.00013423 | 0 |  | 0.0001349 | 0.00013423 | 0
| 15 | 1 | 17 | Winter | 0.00013481 | 0.0001349 | 0 |  | 0.00013481 | 0.0001349 | 0
| 16 | 1 | 17 | Winter | 0.00013628 | 0.00013559 | 0 |  | 0.00013628 | 0.00013559 | 0
| 17 | 1 | 17 | Winter | 0.00014237 | 0.00013709 | 0 |  | 0.00014237 | 0.00013709 | 0
| 18 | 1 | 17 | Winter | 0.00014784 | 0.00014032 | 0 |  | 0.00014784 | 0.00014032 | 0
| 19 | 1 | 17 | Winter | 0.00014468 | 0.00014279 | 0 |  | 0.00014468 | 0.00014279 | 0
| 20 | 1 | 17 | Winter | 0.00013975 | 0.00014366 | 0 |  | 0.00013975 | 0.00014366 | 0
| 21 | 1 | 17 | Winter | 0.00013388 | 0.00014154 | 0 |  | 0.00013388 | 0.00014154 | 0
| 22 | 1 | 17 | Winter | 0.00012414 | 0.00013561 | 0 |  | 0.00012414 | 0.00013561 | 0
| 23 | 1 | 17 | Winter | 0.00011289 | 0.00012766 | 0 |  | 0.00011289 | 0.00012766 | 0
| 24 | 1 | 17 | Winter | 0.00010364 | 0.00011864 | 0 |  | 0.00010364 | 0.00011864 | 0
| 1 | 1 | 18 | Winter | 9.8663e-05 | 0.00010983 | 0 |  | 9.8663e-05 | 0.00010983 | 0
| 2 | 1 | 18 | Winter | 9.644e-05 | 0.00010291 | 0 |  | 9.644e-05 | 0.00010291 | 0
| 3 | 1 | 18 | Winter | 9.6217e-05 | 9.8741e-05 | 0 |  | 9.6217e-05 | 9.8741e-05 | 0
| 4 | 1 | 18 | Winter | 9.933e-05 | 9.7662e-05 | 0 |  | 9.933e-05 | 9.7662e-05 | 0
| 5 | 1 | 18 | Winter | 0.00010693 | 9.973e-05 | 0 |  | 0.00010693 | 9.973e-05 | 0
| 6 | 1 | 18 | Winter | 0.00011978 | 0.00010557 | 0 |  | 0.00011978 | 0.00010557 | 0
| 7 | 1 | 18 | Winter | 0.00013739 | 0.00011586 | 0 |  | 0.00013739 | 0.00011586 | 0
| 8 | 1 | 18 | Winter | 0.00014726 | 0.00012784 | 0 |  | 0.00014726 | 0.00012784 | 0
| 9 | 1 | 18 | Winter | 0.00014517 | 0.0001374 | 0 |  | 0.00014517 | 0.0001374 | 0
| 10 | 1 | 18 | Winter | 0.00013939 | 0.0001423 | 0 |  | 0.00013939 | 0.0001423 | 0
| 11 | 1 | 18 | Winter | 0.00013392 | 0.00014144 | 0 |  | 0.00013392 | 0.00014144 | 0
| 12 | 1 | 18 | Winter | 0.00012903 | 0.00013688 | 0 |  | 0.00012903 | 0.00013688 | 0
| 13 | 1 | 18 | Winter | 0.00012627 | 0.00013215 | 0 |  | 0.00012627 | 0.00013215 | 0
| 14 | 1 | 18 | Winter | 0.00012356 | 0.0001282 | 0 |  | 0.00012356 | 0.0001282 | 0
| 15 | 1 | 18 | Winter | 0.00012227 | 0.00012528 | 0 |  | 0.00012227 | 0.00012528 | 0
| 16 | 1 | 18 | Winter | 0.00012503 | 0.00012428 | 0 |  | 0.00012503 | 0.00012428 | 0
| 17 | 1 | 18 | Winter | 0.00013428 | 0.00012629 | 0 |  | 0.00013428 | 0.00012629 | 0
| 18 | 1 | 18 | Winter | 0.00014522 | 0.0001317 | 0 |  | 0.00014522 | 0.0001317 | 0
| 19 | 1 | 18 | Winter | 0.00014339 | 0.00013698 | 0 |  | 0.00014339 | 0.00013698 | 0
| 20 | 1 | 18 | Winter | 0.00013895 | 0.00014046 | 0 |  | 0.00013895 | 0.00014046 | 0
| 21 | 1 | 18 | Winter | 0.00013214 | 0.00013992 | 0 |  | 0.00013214 | 0.00013992 | 0
| 22 | 1 | 18 | Winter | 0.00012063 | 0.00013378 | 0 |  | 0.00012063 | 0.00013378 | 0
| 23 | 1 | 18 | Winter | 0.00010787 | 0.0001249 | 0 |  | 0.00010787 | 0.0001249 | 0
| 24 | 1 | 18 | Winter | 9.7996e-05 | 0.00011466 | 0 |  | 9.7996e-05 | 0.00011466 | 0
| 1 | 1 | 19 | Winter | 9.2527e-05 | 0.00010475 | 0 |  | 9.2527e-05 | 0.00010475 | 0
| 2 | 1 | 19 | Winter | 8.9815e-05 | 9.7051e-05 | 0 |  | 8.9815e-05 | 9.7051e-05 | 0
| 3 | 1 | 19 | Winter | 8.9504e-05 | 9.246e-05 | 0 |  | 8.9504e-05 | 9.246e-05 | 0
| 4 | 1 | 19 | Winter | 9.1149e-05 | 9.0748e-05 | 0 |  | 9.1149e-05 | 9.0748e-05 | 0
| 5 | 1 | 19 | Winter | 9.6929e-05 | 9.1849e-05 | 0 |  | 9.6929e-05 | 9.1849e-05 | 0
| 6 | 1 | 19 | Winter | 0.00010862 | 9.6551e-05 | 0 |  | 0.00010862 | 9.6551e-05 | 0
| 7 | 1 | 19 | Winter | 0.00012427 | 0.00010524 | 0 |  | 0.00012427 | 0.00010524 | 0
| 8 | 1 | 19 | Winter | 0.0001329 | 0.00011568 | 0 |  | 0.0001329 | 0.00011568 | 0
| 9 | 1 | 19 | Winter | 0.00013348 | 0.00012482 | 0 |  | 0.00013348 | 0.00012482 | 0
| 10 | 1 | 19 | Winter | 0.00013005 | 0.00013018 | 0 |  | 0.00013005 | 0.00013018 | 0
| 11 | 1 | 19 | Winter | 0.00012792 | 0.00013109 | 0 |  | 0.00012792 | 0.00013109 | 0
| 12 | 1 | 19 | Winter | 0.00012694 | 0.0001296 | 0 |  | 0.00012694 | 0.0001296 | 0
| 13 | 1 | 19 | Winter | 0.00012685 | 0.00012794 | 0 |  | 0.00012685 | 0.00012794 | 0
| 14 | 1 | 19 | Winter | 0.00012725 | 0.00012724 | 0 |  | 0.00012725 | 0.00012724 | 0
| 15 | 1 | 19 | Winter | 0.0001277 | 0.00012719 | 0 |  | 0.0001277 | 0.00012719 | 0
| 16 | 1 | 19 | Winter | 0.00013174 | 0.00012839 | 0 |  | 0.00013174 | 0.00012839 | 0
| 17 | 1 | 19 | Winter | 0.00014197 | 0.00013217 | 0 |  | 0.00014197 | 0.00013217 | 0
| 18 | 1 | 19 | Winter | 0.00014877 | 0.00013755 | 0 |  | 0.00014877 | 0.00013755 | 0
| 19 | 1 | 19 | Winter | 0.00014642 | 0.00014223 | 0 |  | 0.00014642 | 0.00014223 | 0
| 20 | 1 | 19 | Winter | 0.00014179 | 0.00014474 | 0 |  | 0.00014179 | 0.00014474 | 0
| 21 | 1 | 19 | Winter | 0.00013494 | 0.00014298 | 0 |  | 0.00013494 | 0.00014298 | 0
| 22 | 1 | 19 | Winter | 0.00012543 | 0.00013715 | 0 |  | 0.00012543 | 0.00013715 | 0
| 23 | 1 | 19 | Winter | 0.00011405 | 0.00012905 | 0 |  | 0.00011405 | 0.00012905 | 0
| 24 | 1 | 19 | Winter | 0.00010467 | 0.00011977 | 0 |  | 0.00010467 | 0.00011977 | 0
| 1 | 1 | 20 | Winter | 0.00011058 | 0.00011368 | 0 |  | 0.00011058 | 0.00011368 | 0
| 2 | 1 | 20 | Winter | 0.00010738 | 0.00010917 | 0 |  | 0.00010738 | 0.00010917 | 0
| 3 | 1 | 20 | Winter | 0.0001068 | 0.00010736 | 0 |  | 0.0001068 | 0.00010736 | 0
| 4 | 1 | 20 | Winter | 0.00010889 | 0.00010841 | 0 |  | 0.00010889 | 0.00010841 | 0
| 5 | 1 | 20 | Winter | 0.00011605 | 0.00010978 | 0 |  | 0.00011605 | 0.00010978 | 0
| 6 | 1 | 20 | Winter | 0.00012881 | 0.00011514 | 0 |  | 0.00012881 | 0.00011514 | 0
| 7 | 1 | 20 | Winter | 0.00014473 | 0.00012462 | 0 |  | 0.00014473 | 0.00012462 | 0
| 8 | 1 | 20 | Winter | 0.00015673 | 0.00013658 | 0 |  | 0.00015673 | 0.00013658 | 0
| 9 | 1 | 20 | Winter | 0.00016064 | 0.00014773 | 0 |  | 0.00016064 | 0.00014773 | 0
| 10 | 1 | 20 | Winter | 0.00015958 | 0.00015542 | 0 |  | 0.00015958 | 0.00015542 | 0
| 11 | 1 | 20 | Winter | 0.00015713 | 0.00015852 | 0 |  | 0.00015713 | 0.00015852 | 0
| 12 | 1 | 20 | Winter | 0.00015251 | 0.00015746 | 0 |  | 0.00015251 | 0.00015746 | 0
| 13 | 1 | 20 | Winter | 0.00014966 | 0.00015472 | 0 |  | 0.00014966 | 0.00015472 | 0
| 14 | 1 | 20 | Winter | 0.00014739 | 0.00015167 | 0 |  | 0.00014739 | 0.00015167 | 0
| 15 | 1 | 20 | Winter | 0.0001441 | 0.00014842 | 0 |  | 0.0001441 | 0.00014842 | 0
| 16 | 1 | 20 | Winter | 0.00014241 | 0.00014589 | 0 |  | 0.00014241 | 0.00014589 | 0
| 17 | 1 | 20 | Winter | 0.00014797 | 0.00014547 | 0 |  | 0.00014797 | 0.00014547 | 0
| 18 | 1 | 20 | Winter | 0.0001586 | 0.00014827 | 0 |  | 0.0001586 | 0.00014827 | 0
| 19 | 1 | 20 | Winter | 0.00015669 | 0.00015142 | 0 |  | 0.00015669 | 0.00015142 | 0
| 20 | 1 | 20 | Winter | 0.0001514 | 0.00015366 | 0 |  | 0.0001514 | 0.00015366 | 0
| 21 | 1 | 20 | Winter | 0.00014459 | 0.00015282 | 0 |  | 0.00014459 | 0.00015282 | 0
| 22 | 1 | 20 | Winter | 0.00013419 | 0.00014672 | 0 |  | 0.00013419 | 0.00014672 | 0
| 23 | 1 | 20 | Winter | 0.00012165 | 0.00013796 | 0 |  | 0.00012165 | 0.00013796 | 0
| 24 | 1 | 20 | Winter | 0.00011058 | 0.00012775 | 0 |  | 0.00011058 | 0.00012775 | 0
| 1 | 1 | 21 | Winter | 0.00010453 | 0.00011774 | 0 |  | 0.00010453 | 0.00011774 | 0
| 2 | 1 | 21 | Winter | 0.00010097 | 0.00010943 | 0 |  | 0.00010097 | 0.00010943 | 0
| 3 | 1 | 21 | Winter | 0.0001004 | 0.00010412 | 0 |  | 0.0001004 | 0.00010412 | 0
| 4 | 1 | 21 | Winter | 0.00010178 | 0.00010192 | 0 |  | 0.00010178 | 0.00010192 | 0
| 5 | 1 | 21 | Winter | 0.0001084 | 0.00010289 | 0 |  | 0.0001084 | 0.00010289 | 0
| 6 | 1 | 21 | Winter | 0.00012014 | 0.00010768 | 0 |  | 0.00012014 | 0.00010768 | 0
| 7 | 1 | 21 | Winter | 0.00013406 | 0.00011609 | 0 |  | 0.00013406 | 0.00011609 | 0
| 8 | 1 | 21 | Winter | 0.00014575 | 0.00012709 | 0 |  | 0.00014575 | 0.00012709 | 0
| 9 | 1 | 21 | Winter | 0.00014971 | 0.00013741 | 0 |  | 0.00014971 | 0.00013741 | 0
| 10 | 1 | 21 | Winter | 0.00015122 | 0.00014518 | 0 |  | 0.00015122 | 0.00014518 | 0
| 11 | 1 | 21 | Winter | 0.00015006 | 0.00014918 | 0 |  | 0.00015006 | 0.00014918 | 0
| 12 | 1 | 21 | Winter | 0.00014904 | 0.00015001 | 0 |  | 0.00014904 | 0.00015001 | 0
| 13 | 1 | 21 | Winter | 0.00014682 | 0.00014928 | 0 |  | 0.00014682 | 0.00014928 | 0
| 14 | 1 | 21 | Winter | 0.00014339 | 0.00014733 | 0 |  | 0.00014339 | 0.00014733 | 0
| 15 | 1 | 21 | Winter | 0.00014117 | 0.0001451 | 0 |  | 0.00014117 | 0.0001451 | 0
| 16 | 1 | 21 | Winter | 0.00014184 | 0.0001433 | 0 |  | 0.00014184 | 0.0001433 | 0
| 17 | 1 | 21 | Winter | 0.00014779 | 0.00014355 | 0 |  | 0.00014779 | 0.00014355 | 0
| 18 | 1 | 21 | Winter | 0.00015735 | 0.00014704 | 0 |  | 0.00015735 | 0.00014704 | 0
| 19 | 1 | 21 | Winter | 0.00015642 | 0.00015085 | 0 |  | 0.00015642 | 0.00015085 | 0
| 20 | 1 | 21 | Winter | 0.0001514 | 0.00015324 | 0 |  | 0.0001514 | 0.00015324 | 0
| 21 | 1 | 21 | Winter | 0.00014455 | 0.00015243 | 0 |  | 0.00014455 | 0.00015243 | 0
| 22 | 1 | 21 | Winter | 0.00013614 | 0.00014713 | 0 |  | 0.00013614 | 0.00014713 | 0
| 23 | 1 | 21 | Winter | 0.00012316 | 0.00013881 | 0 |  | 0.00012316 | 0.00013881 | 0
| 24 | 1 | 21 | Winter | 0.0001132 | 0.00012926 | 0 |  | 0.0001132 | 0.00012926 | 0
| 1 | 1 | 22 | Winter | 0.0001068 | 0.00011983 | 0 |  | 0.0001068 | 0.00011983 | 0
| 2 | 1 | 22 | Winter | 0.00010351 | 0.00011167 | 0 |  | 0.00010351 | 0.00011167 | 0
| 3 | 1 | 22 | Winter | 0.00010306 | 0.00010664 | 0 |  | 0.00010306 | 0.00010664 | 0
| 4 | 1 | 22 | Winter | 0.00010449 | 0.00010447 | 0 |  | 0.00010449 | 0.00010447 | 0
| 5 | 1 | 22 | Winter | 0.00011076 | 0.00010545 | 0 |  | 0.00011076 | 0.00010545 | 0
| 6 | 1 | 22 | Winter | 0.00012209 | 0.0001101 | 0 |  | 0.00012209 | 0.0001101 | 0
| 7 | 1 | 22 | Winter | 0.00013663 | 0.00011849 | 0 |  | 0.00013663 | 0.00011849 | 0
| 8 | 1 | 22 | Winter | 0.00014882 | 0.00012958 | 0 |  | 0.00014882 | 0.00012958 | 0
| 9 | 1 | 22 | Winter | 0.0001542 | 0.00014044 | 0 |  | 0.0001542 | 0.00014044 | 0
| 10 | 1 | 22 | Winter | 0.00015495 | 0.00014865 | 0 |  | 0.00015495 | 0.00014865 | 0
| 11 | 1 | 22 | Winter | 0.0001514 | 0.00015234 | 0 |  | 0.0001514 | 0.00015234 | 0
| 12 | 1 | 22 | Winter | 0.00014757 | 0.00015203 | 0 |  | 0.00014757 | 0.00015203 | 0
| 13 | 1 | 22 | Winter | 0.00014335 | 0.00014932 | 0 |  | 0.00014335 | 0.00014932 | 0
| 14 | 1 | 22 | Winter | 0.00013801 | 0.00014508 | 0 |  | 0.00013801 | 0.00014508 | 0
| 15 | 1 | 22 | Winter | 0.00013534 | 0.00014107 | 0 |  | 0.00013534 | 0.00014107 | 0
| 16 | 1 | 22 | Winter | 0.00013606 | 0.00013819 | 0 |  | 0.00013606 | 0.00013819 | 0
| 17 | 1 | 22 | Winter | 0.00014281 | 0.00013806 | 0 |  | 0.00014281 | 0.00013806 | 0
| 18 | 1 | 22 | Winter | 0.00015638 | 0.00014265 | 0 |  | 0.00015638 | 0.00014265 | 0
| 19 | 1 | 22 | Winter | 0.00015802 | 0.00014832 | 0 |  | 0.00015802 | 0.00014832 | 0
| 20 | 1 | 22 | Winter | 0.00015442 | 0.00015291 | 0 |  | 0.00015442 | 0.00015291 | 0
| 21 | 1 | 22 | Winter | 0.00014962 | 0.00015461 | 0 |  | 0.00014962 | 0.00015461 | 0
| 22 | 1 | 22 | Winter | 0.00014299 | 0.00015126 | 0 |  | 0.00014299 | 0.00015126 | 0
| 23 | 1 | 22 | Winter | 0.00013419 | 0.0001453 | 0 |  | 0.00013419 | 0.0001453 | 0
| 24 | 1 | 22 | Winter | 0.00012641 | 0.0001383 | 0 |  | 0.00012641 | 0.0001383 | 0
| 1 | 1 | 23 | Winter | 0.00012085 | 0.00013111 | 0 |  | 0.00012085 | 0.00013111 | 0
| 2 | 1 | 23 | Winter | 0.0001184 | 0.00012496 | 0 |  | 0.0001184 | 0.00012496 | 0
| 3 | 1 | 23 | Winter | 0.00011832 | 0.00012099 | 0 |  | 0.00011832 | 0.00012099 | 0
| 4 | 1 | 23 | Winter | 0.00012018 | 0.00011944 | 0 |  | 0.00012018 | 0.00011944 | 0
| 5 | 1 | 23 | Winter | 0.00012432 | 0.00012031 | 0 |  | 0.00012432 | 0.00012031 | 0
| 6 | 1 | 23 | Winter | 0.00013152 | 0.00012358 | 0 |  | 0.00013152 | 0.00012358 | 0
| 7 | 1 | 23 | Winter | 0.00014197 | 0.0001295 | 0 |  | 0.00014197 | 0.0001295 | 0
| 8 | 1 | 23 | Winter | 0.00015277 | 0.00013765 | 0 |  | 0.00015277 | 0.00013765 | 0
| 9 | 1 | 23 | Winter | 0.00016171 | 0.00014699 | 0 |  | 0.00016171 | 0.00014699 | 0
| 10 | 1 | 23 | Winter | 0.0001642 | 0.00015516 | 0 |  | 0.0001642 | 0.00015516 | 0
| 11 | 1 | 23 | Winter | 0.00016038 | 0.00015977 | 0 |  | 0.00016038 | 0.00015977 | 0
| 12 | 1 | 23 | Winter | 0.0001542 | 0.00016012 | 0 |  | 0.0001542 | 0.00016012 | 0
| 13 | 1 | 23 | Winter | 0.00014766 | 0.00015661 | 0 |  | 0.00014766 | 0.00015661 | 0
| 14 | 1 | 23 | Winter | 0.00014086 | 0.00015077 | 0 |  | 0.00014086 | 0.00015077 | 0
| 15 | 1 | 23 | Winter | 0.00013726 | 0.00014499 | 0 |  | 0.00013726 | 0.00014499 | 0
| 16 | 1 | 23 | Winter | 0.00013792 | 0.00014092 | 0 |  | 0.00013792 | 0.00014092 | 0
| 17 | 1 | 23 | Winter | 0.0001457 | 0.00014044 | 0 |  | 0.0001457 | 0.00014044 | 0
| 18 | 1 | 23 | Winter | 0.00015807 | 0.00014474 | 0 |  | 0.00015807 | 0.00014474 | 0
| 19 | 1 | 23 | Winter | 0.00015829 | 0.00015 | 0 |  | 0.00015829 | 0.00015 | 0
| 20 | 1 | 23 | Winter | 0.00015331 | 0.00015384 | 0 |  | 0.00015331 | 0.00015384 | 0
| 21 | 1 | 23 | Winter | 0.00014717 | 0.00015421 | 0 |  | 0.00014717 | 0.00015421 | 0
| 22 | 1 | 23 | Winter | 0.00013859 | 0.00014934 | 0 |  | 0.00013859 | 0.00014934 | 0
| 23 | 1 | 23 | Winter | 0.00012854 | 0.0001419 | 0 |  | 0.00012854 | 0.0001419 | 0
| 24 | 1 | 23 | Winter | 0.00011916 | 0.00013337 | 0 |  | 0.00011916 | 0.00013337 | 0
| 1 | 1 | 24 | Winter | 0.00011276 | 0.00012476 | 0 |  | 0.00011276 | 0.00012476 | 0
| 2 | 1 | 24 | Winter | 0.0001084 | 0.00011721 | 0 |  | 0.0001084 | 0.00011721 | 0
| 3 | 1 | 24 | Winter | 0.00010591 | 0.00011156 | 0 |  | 0.00010591 | 0.00011156 | 0
| 4 | 1 | 24 | Winter | 0.00010618 | 0.00010831 | 0 |  | 0.00010618 | 0.00010831 | 0
| 5 | 1 | 24 | Winter | 0.0001084 | 0.00010722 | 0 |  | 0.0001084 | 0.00010722 | 0
| 6 | 1 | 24 | Winter | 0.00011307 | 0.00010839 | 0 |  | 0.00011307 | 0.00010839 | 0
| 7 | 1 | 24 | Winter | 0.00012103 | 0.00011217 | 0 |  | 0.00012103 | 0.00011217 | 0
| 8 | 1 | 24 | Winter | 0.00012961 | 0.00011803 | 0 |  | 0.00012961 | 0.00011803 | 0
| 9 | 1 | 24 | Winter | 0.00013819 | 0.00012547 | 0 |  | 0.00013819 | 0.00012547 | 0
| 10 | 1 | 24 | Winter | 0.00014539 | 0.00013355 | 0 |  | 0.00014539 | 0.00013355 | 0
| 11 | 1 | 24 | Winter | 0.00014979 | 0.00014075 | 0 |  | 0.00014979 | 0.00014075 | 0
| 12 | 1 | 24 | Winter | 0.00015202 | 0.00014635 | 0 |  | 0.00015202 | 0.00014635 | 0
| 13 | 1 | 24 | Winter | 0.00015273 | 0.00014998 | 0 |  | 0.00015273 | 0.00014998 | 0
| 14 | 1 | 24 | Winter | 0.00015086 | 0.00015135 | 0 |  | 0.00015086 | 0.00015135 | 0
| 15 | 1 | 24 | Winter | 0.00014877 | 0.0001511 | 0 |  | 0.00014877 | 0.0001511 | 0
| 16 | 1 | 24 | Winter | 0.00014864 | 0.00015025 | 0 |  | 0.00014864 | 0.00015025 | 0
| 17 | 1 | 24 | Winter | 0.00015282 | 0.00015027 | 0 |  | 0.00015282 | 0.00015027 | 0
| 18 | 1 | 24 | Winter | 0.00016091 | 0.00015279 | 0 |  | 0.00016091 | 0.00015279 | 0
| 19 | 1 | 24 | Winter | 0.00015927 | 0.00015541 | 0 |  | 0.00015927 | 0.00015541 | 0
| 20 | 1 | 24 | Winter | 0.00015424 | 0.00015681 | 0 |  | 0.00015424 | 0.00015681 | 0
| 21 | 1 | 24 | Winter | 0.00014753 | 0.00015549 | 0 |  | 0.00014753 | 0.00015549 | 0
| 22 | 1 | 24 | Winter | 0.0001381 | 0.00014978 | 0 |  | 0.0001381 | 0.00014978 | 0
| 23 | 1 | 24 | Winter | 0.00012587 | 0.00014144 | 0 |  | 0.00012587 | 0.00014144 | 0
| 24 | 1 | 24 | Winter | 0.00011574 | 0.00013181 | 0 |  | 0.00011574 | 0.00013181 | 0
| 1 | 1 | 25 | Winter | 0.00011005 | 0.00012244 | 0 |  | 0.00011005 | 0.00012244 | 0
| 2 | 1 | 25 | Winter | 0.00010724 | 0.00011472 | 0 |  | 0.00010724 | 0.00011472 | 0
| 3 | 1 | 25 | Winter | 0.00010671 | 0.00010993 | 0 |  | 0.00010671 | 0.00010993 | 0
| 4 | 1 | 25 | Winter | 0.0001096 | 0.0001084 | 0 |  | 0.0001096 | 0.0001084 | 0
| 5 | 1 | 25 | Winter | 0.00011614 | 0.00010992 | 0 |  | 0.00011614 | 0.00010992 | 0
| 6 | 1 | 25 | Winter | 0.00012908 | 0.00011538 | 0 |  | 0.00012908 | 0.00011538 | 0
| 7 | 1 | 25 | Winter | 0.00014464 | 0.00012486 | 0 |  | 0.00014464 | 0.00012486 | 0
| 8 | 1 | 25 | Winter | 0.00015758 | 0.00013686 | 0 |  | 0.00015758 | 0.00013686 | 0
| 9 | 1 | 25 | Winter | 0.00016216 | 0.00014836 | 0 |  | 0.00016216 | 0.00014836 | 0
| 10 | 1 | 25 | Winter | 0.00016096 | 0.00015633 | 0 |  | 0.00016096 | 0.00015633 | 0
| 11 | 1 | 25 | Winter | 0.00015744 | 0.00015953 | 0 |  | 0.00015744 | 0.00015953 | 0
| 12 | 1 | 25 | Winter | 0.00015451 | 0.00015877 | 0 |  | 0.00015451 | 0.00015877 | 0
| 13 | 1 | 25 | Winter | 0.00015197 | 0.00015622 | 0 |  | 0.00015197 | 0.00015622 | 0
| 14 | 1 | 25 | Winter | 0.00014882 | 0.00015319 | 0 |  | 0.00014882 | 0.00015319 | 0
| 15 | 1 | 25 | Winter | 0.00014508 | 0.0001501 | 0 |  | 0.00014508 | 0.0001501 | 0
| 16 | 1 | 25 | Winter | 0.00014504 | 0.00014773 | 0 |  | 0.00014504 | 0.00014773 | 0
| 17 | 1 | 25 | Winter | 0.00015095 | 0.00014747 | 0 |  | 0.00015095 | 0.00014747 | 0
| 18 | 1 | 25 | Winter | 0.00016389 | 0.00015124 | 0 |  | 0.00016389 | 0.00015124 | 0
| 19 | 1 | 25 | Winter | 0.00016478 | 0.00015616 | 0 |  | 0.00016478 | 0.00015616 | 0
| 20 | 1 | 25 | Winter | 0.00015962 | 0.00015981 | 0 |  | 0.00015962 | 0.00015981 | 0
| 21 | 1 | 25 | Winter | 0.00015335 | 0.00016041 | 0 |  | 0.00015335 | 0.00016041 | 0
| 22 | 1 | 25 | Winter | 0.00014317 | 0.00015523 | 0 |  | 0.00014317 | 0.00015523 | 0
| 23 | 1 | 25 | Winter | 0.00013072 | 0.00014672 | 0 |  | 0.00013072 | 0.00014672 | 0
| 24 | 1 | 25 | Winter | 0.00012063 | 0.00013697 | 0 |  | 0.00012063 | 0.00013697 | 0
| 1 | 1 | 26 | Winter | 0.00011547 | 0.0001275 | 0 |  | 0.00011547 | 0.0001275 | 0
| 2 | 1 | 26 | Winter | 0.00011245 | 0.00011982 | 0 |  | 0.00011245 | 0.00011982 | 0
| 3 | 1 | 26 | Winter | 0.00011285 | 0.00011535 | 0 |  | 0.00011285 | 0.00011535 | 0
| 4 | 1 | 26 | Winter | 0.00011591 | 0.00011417 | 0 |  | 0.00011591 | 0.00011417 | 0
| 5 | 1 | 26 | Winter | 0.00012276 | 0.00011599 | 0 |  | 0.00012276 | 0.00011599 | 0
| 6 | 1 | 26 | Winter | 0.0001349 | 0.00012161 | 0 |  | 0.0001349 | 0.00012161 | 0
| 7 | 1 | 26 | Winter | 0.00015095 | 0.00013113 | 0 |  | 0.00015095 | 0.00013113 | 0
| 8 | 1 | 26 | Winter | 0.0001626 | 0.0001428 | 0 |  | 0.0001626 | 0.0001428 | 0
| 9 | 1 | 26 | Winter | 0.00016767 | 0.00015403 | 0 |  | 0.00016767 | 0.00015403 | 0
| 10 | 1 | 26 | Winter | 0.00016669 | 0.00016198 | 0 |  | 0.00016669 | 0.00016198 | 0
| 11 | 1 | 26 | Winter | 0.0001634 | 0.00016509 | 0 |  | 0.0001634 | 0.00016509 | 0
| 12 | 1 | 26 | Winter | 0.00015958 | 0.00016433 | 0 |  | 0.00015958 | 0.00016433 | 0
| 13 | 1 | 26 | Winter | 0.00015829 | 0.00016199 | 0 |  | 0.00015829 | 0.00016199 | 0
| 14 | 1 | 26 | Winter | 0.00015589 | 0.00015929 | 0 |  | 0.00015589 | 0.00015929 | 0
| 15 | 1 | 26 | Winter | 0.00015473 | 0.00015712 | 0 |  | 0.00015473 | 0.00015712 | 0
| 16 | 1 | 26 | Winter | 0.00015598 | 0.00015622 | 0 |  | 0.00015598 | 0.00015622 | 0
| 17 | 1 | 26 | Winter | 0.00016131 | 0.00015698 | 0 |  | 0.00016131 | 0.00015698 | 0
| 18 | 1 | 26 | Winter | 0.00017043 | 0.00016061 | 0 |  | 0.00017043 | 0.00016061 | 0
| 19 | 1 | 26 | Winter | 0.00016736 | 0.00016377 | 0 |  | 0.00016736 | 0.00016377 | 0
| 20 | 1 | 26 | Winter | 0.00016118 | 0.00016507 | 0 |  | 0.00016118 | 0.00016507 | 0
| 21 | 1 | 26 | Winter | 0.00015344 | 0.0001631 | 0 |  | 0.00015344 | 0.0001631 | 0
| 22 | 1 | 26 | Winter | 0.00014175 | 0.00015593 | 0 |  | 0.00014175 | 0.00015593 | 0
| 23 | 1 | 26 | Winter | 0.00012801 | 0.00014609 | 0 |  | 0.00012801 | 0.00014609 | 0
| 24 | 1 | 26 | Winter | 0.00011805 | 0.00013531 | 0 |  | 0.00011805 | 0.00013531 | 0
| 1 | 1 | 27 | Winter | 0.00011098 | 0.0001247 | 0 |  | 0.00011098 | 0.0001247 | 0
| 2 | 1 | 27 | Winter | 0.00010782 | 0.00011621 | 0 |  | 0.00010782 | 0.00011621 | 0
| 3 | 1 | 27 | Winter | 0.00010693 | 0.00011095 | 0 |  | 0.00010693 | 0.00011095 | 0
| 4 | 1 | 27 | Winter | 0.00010827 | 0.0001085 | 0 |  | 0.00010827 | 0.0001085 | 0
| 5 | 1 | 27 | Winter | 0.00011427 | 0.00010932 | 0 |  | 0.00011427 | 0.00010932 | 0
| 6 | 1 | 27 | Winter | 0.00012636 | 0.00011396 | 0 |  | 0.00012636 | 0.00011396 | 0
| 7 | 1 | 27 | Winter | 0.00014117 | 0.00012252 | 0 |  | 0.00014117 | 0.00012252 | 0
| 8 | 1 | 27 | Winter | 0.00015317 | 0.00013374 | 0 |  | 0.00015317 | 0.00013374 | 0
| 9 | 1 | 27 | Winter | 0.00015887 | 0.00014489 | 0 |  | 0.00015887 | 0.00014489 | 0
| 10 | 1 | 27 | Winter | 0.00015949 | 0.00015317 | 0 |  | 0.00015949 | 0.00015317 | 0
| 11 | 1 | 27 | Winter | 0.00015633 | 0.00015696 | 0 |  | 0.00015633 | 0.00015696 | 0
| 12 | 1 | 27 | Winter | 0.00015477 | 0.00015736 | 0 |  | 0.00015477 | 0.00015736 | 0
| 13 | 1 | 27 | Winter | 0.00015015 | 0.00015519 | 0 |  | 0.00015015 | 0.00015519 | 0
| 14 | 1 | 27 | Winter | 0.0001449 | 0.00015154 | 0 |  | 0.0001449 | 0.00015154 | 0
| 15 | 1 | 27 | Winter | 0.00014041 | 0.00014756 | 0 |  | 0.00014041 | 0.00014756 | 0
| 16 | 1 | 27 | Winter | 0.00014206 | 0.00014438 | 0 |  | 0.00014206 | 0.00014438 | 0
| 17 | 1 | 27 | Winter | 0.00014922 | 0.00014415 | 0 |  | 0.00014922 | 0.00014415 | 0
| 18 | 1 | 27 | Winter | 0.00015953 | 0.00014781 | 0 |  | 0.00015953 | 0.00014781 | 0
| 19 | 1 | 27 | Winter | 0.000159 | 0.00015245 | 0 |  | 0.000159 | 0.00015245 | 0
| 20 | 1 | 27 | Winter | 0.000153 | 0.00015519 | 0 |  | 0.000153 | 0.00015519 | 0
| 21 | 1 | 27 | Winter | 0.00014637 | 0.00015447 | 0 |  | 0.00014637 | 0.00015447 | 0
| 22 | 1 | 27 | Winter | 0.00013597 | 0.00014858 | 0 |  | 0.00013597 | 0.00014858 | 0
| 23 | 1 | 27 | Winter | 0.00012347 | 0.0001397 | 0 |  | 0.00012347 | 0.0001397 | 0
| 24 | 1 | 27 | Winter | 0.00011325 | 0.00012976 | 0 |  | 0.00011325 | 0.00012976 | 0
| 1 | 1 | 28 | Winter | 0.00010693 | 0.0001199 | 0 |  | 0.00010693 | 0.0001199 | 0
| 2 | 1 | 28 | Winter | 0.00010427 | 0.00011198 | 0 |  | 0.00010427 | 0.00011198 | 0
| 3 | 1 | 28 | Winter | 0.00010315 | 0.0001069 | 0 |  | 0.00010315 | 0.0001069 | 0
| 4 | 1 | 28 | Winter | 0.00010507 | 0.00010485 | 0 |  | 0.00010507 | 0.00010485 | 0
| 5 | 1 | 28 | Winter | 0.00011151 | 0.000106 | 0 |  | 0.00011151 | 0.000106 | 0
| 6 | 1 | 28 | Winter | 0.00012312 | 0.00011071 | 0 |  | 0.00012312 | 0.00011071 | 0
| 7 | 1 | 28 | Winter | 0.00013797 | 0.00011942 | 0 |  | 0.00013797 | 0.00011942 | 0
| 8 | 1 | 28 | Winter | 0.00014975 | 0.00013059 | 0 |  | 0.00014975 | 0.00013059 | 0
| 9 | 1 | 28 | Winter | 0.00015406 | 0.00014122 | 0 |  | 0.00015406 | 0.00014122 | 0
| 10 | 1 | 28 | Winter | 0.0001538 | 0.00014889 | 0 |  | 0.0001538 | 0.00014889 | 0
| 11 | 1 | 28 | Winter | 0.00015246 | 0.00015252 | 0 |  | 0.00015246 | 0.00015252 | 0
| 12 | 1 | 28 | Winter | 0.000151 | 0.00015283 | 0 |  | 0.000151 | 0.00015283 | 0
| 13 | 1 | 28 | Winter | 0.00014851 | 0.00015144 | 0 |  | 0.00014851 | 0.00015144 | 0
| 14 | 1 | 28 | Winter | 0.00014424 | 0.00014905 | 0 |  | 0.00014424 | 0.00014905 | 0
| 15 | 1 | 28 | Winter | 0.00014193 | 0.00014642 | 0 |  | 0.00014193 | 0.00014642 | 0
| 16 | 1 | 28 | Winter | 0.00014224 | 0.00014423 | 0 |  | 0.00014224 | 0.00014423 | 0
| 17 | 1 | 28 | Winter | 0.00014553 | 0.00014348 | 0 |  | 0.00014553 | 0.00014348 | 0
| 18 | 1 | 28 | Winter | 0.00015513 | 0.0001462 | 0 |  | 0.00015513 | 0.0001462 | 0
| 19 | 1 | 28 | Winter | 0.0001554 | 0.00014957 | 0 |  | 0.0001554 | 0.00014957 | 0
| 20 | 1 | 28 | Winter | 0.00014997 | 0.00015151 | 0 |  | 0.00014997 | 0.00015151 | 0
| 21 | 1 | 28 | Winter | 0.00014335 | 0.00015096 | 0 |  | 0.00014335 | 0.00015096 | 0
| 22 | 1 | 28 | Winter | 0.00013379 | 0.00014563 | 0 |  | 0.00013379 | 0.00014563 | 0
| 23 | 1 | 28 | Winter | 0.00012192 | 0.00013726 | 0 |  | 0.00012192 | 0.00013726 | 0
| 24 | 1 | 28 | Winter | 0.00011169 | 0.00012769 | 0 |  | 0.00011169 | 0.00012769 | 0
| 1 | 1 | 29 | Winter | 0.00010551 | 0.00011823 | 0 |  | 0.00010551 | 0.00011823 | 0
| 2 | 1 | 29 | Winter | 0.00010209 | 0.0001103 | 0 |  | 0.00010209 | 0.0001103 | 0
| 3 | 1 | 29 | Winter | 0.0001016 | 0.00010522 | 0 |  | 0.0001016 | 0.00010522 | 0
| 4 | 1 | 29 | Winter | 0.00010271 | 0.00010298 | 0 |  | 0.00010271 | 0.00010298 | 0
| 5 | 1 | 29 | Winter | 0.0001092 | 0.0001039 | 0 |  | 0.0001092 | 0.0001039 | 0
| 6 | 1 | 29 | Winter | 0.00012036 | 0.00010847 | 0 |  | 0.00012036 | 0.00010847 | 0
| 7 | 1 | 29 | Winter | 0.00013472 | 0.00011675 | 0 |  | 0.00013472 | 0.00011675 | 0
| 8 | 1 | 29 | Winter | 0.00014668 | 0.00012774 | 0 |  | 0.00014668 | 0.00012774 | 0
| 9 | 1 | 29 | Winter | 0.0001514 | 0.00013829 | 0 |  | 0.0001514 | 0.00013829 | 0
| 10 | 1 | 29 | Winter | 0.00015233 | 0.00014628 | 0 |  | 0.00015233 | 0.00014628 | 0
| 11 | 1 | 29 | Winter | 0.00014971 | 0.00015003 | 0 |  | 0.00014971 | 0.00015003 | 0
| 12 | 1 | 29 | Winter | 0.00014722 | 0.00015016 | 0 |  | 0.00014722 | 0.00015016 | 0
| 13 | 1 | 29 | Winter | 0.00014406 | 0.00014833 | 0 |  | 0.00014406 | 0.00014833 | 0
| 14 | 1 | 29 | Winter | 0.00013908 | 0.00014502 | 0 |  | 0.00013908 | 0.00014502 | 0
| 15 | 1 | 29 | Winter | 0.00013632 | 0.00014167 | 0 |  | 0.00013632 | 0.00014167 | 0
| 16 | 1 | 29 | Winter | 0.00013712 | 0.00013915 | 0 |  | 0.00013712 | 0.00013915 | 0
| 17 | 1 | 29 | Winter | 0.00014237 | 0.00013872 | 0 |  | 0.00014237 | 0.00013872 | 0
| 18 | 1 | 29 | Winter | 0.00015197 | 0.00014195 | 0 |  | 0.00015197 | 0.00014195 | 0
| 19 | 1 | 29 | Winter | 0.00015193 | 0.00014585 | 0 |  | 0.00015193 | 0.00014585 | 0
| 20 | 1 | 29 | Winter | 0.00014659 | 0.00014822 | 0 |  | 0.00014659 | 0.00014822 | 0
| 21 | 1 | 29 | Winter | 0.00014037 | 0.00014772 | 0 |  | 0.00014037 | 0.00014772 | 0
| 22 | 1 | 29 | Winter | 0.00013241 | 0.00014283 | 0 |  | 0.00013241 | 0.00014283 | 0
| 23 | 1 | 29 | Winter | 0.00012263 | 0.0001355 | 0 |  | 0.00012263 | 0.0001355 | 0
| 24 | 1 | 29 | Winter | 0.00011329 | 0.00012717 | 0 |  | 0.00011329 | 0.00012717 | 0
| 1 | 1 | 30 | Winter | 0.00010693 | 0.00011882 | 0 |  | 0.00010693 | 0.00011882 | 0
| 2 | 1 | 30 | Winter | 0.00010275 | 0.0001114 | 0 |  | 0.00010275 | 0.0001114 | 0
| 3 | 1 | 30 | Winter | 0.00010111 | 0.00010602 | 0 |  | 0.00010111 | 0.00010602 | 0
| 4 | 1 | 30 | Winter | 0.00010133 | 0.00010303 | 0 |  | 0.00010133 | 0.00010303 | 0
| 5 | 1 | 30 | Winter | 0.00010364 | 0.00010221 | 0 |  | 0.00010364 | 0.00010221 | 0
| 6 | 1 | 30 | Winter | 0.00010956 | 0.00010391 | 0 |  | 0.00010956 | 0.00010391 | 0
| 7 | 1 | 30 | Winter | 0.00011752 | 0.00010801 | 0 |  | 0.00011752 | 0.00010801 | 0
| 8 | 1 | 30 | Winter | 0.0001265 | 0.0001143 | 0 |  | 0.0001265 | 0.0001143 | 0
| 9 | 1 | 30 | Winter | 0.00013477 | 0.00012208 | 0 |  | 0.00013477 | 0.00012208 | 0
| 10 | 1 | 30 | Winter | 0.00013988 | 0.00012966 | 0 |  | 0.00013988 | 0.00012966 | 0
| 11 | 1 | 30 | Winter | 0.00014299 | 0.00013603 | 0 |  | 0.00014299 | 0.00013603 | 0
| 12 | 1 | 30 | Winter | 0.00014335 | 0.00014025 | 0 |  | 0.00014335 | 0.00014025 | 0
| 13 | 1 | 30 | Winter | 0.00014215 | 0.00014209 | 0 |  | 0.00014215 | 0.00014209 | 0
| 14 | 1 | 30 | Winter | 0.00013832 | 0.0001417 | 0 |  | 0.00013832 | 0.0001417 | 0
| 15 | 1 | 30 | Winter | 0.00013561 | 0.00013986 | 0 |  | 0.00013561 | 0.00013986 | 0
| 16 | 1 | 30 | Winter | 0.00013477 | 0.00013771 | 0 |  | 0.00013477 | 0.00013771 | 0
| 17 | 1 | 30 | Winter | 0.00013757 | 0.00013657 | 0 |  | 0.00013757 | 0.00013657 | 0
| 18 | 1 | 30 | Winter | 0.00014477 | 0.00013818 | 0 |  | 0.00014477 | 0.00013818 | 0
| 19 | 1 | 30 | Winter | 0.00014424 | 0.00014034 | 0 |  | 0.00014424 | 0.00014034 | 0
| 20 | 1 | 30 | Winter | 0.00013859 | 0.00014129 | 0 |  | 0.00013859 | 0.00014129 | 0
| 21 | 1 | 30 | Winter | 0.00013325 | 0.00014021 | 0 |  | 0.00013325 | 0.00014021 | 0
| 22 | 1 | 30 | Winter | 0.00012579 | 0.00013547 | 0 |  | 0.00012579 | 0.00013547 | 0
| 23 | 1 | 30 | Winter | 0.00011676 | 0.0001286 | 0 |  | 0.00011676 | 0.0001286 | 0
| 24 | 1 | 30 | Winter | 0.00010827 | 0.00012102 | 0 |  | 0.00010827 | 0.00012102 | 0
| 1 | 1 | 31 | Winter | 0.00010173 | 0.00011314 | 0 |  | 0.00010173 | 0.00011314 | 0
| 2 | 1 | 31 | Winter | 9.764e-05 | 0.0001061 | 0 |  | 9.764e-05 | 0.0001061 | 0
| 3 | 1 | 31 | Winter | 9.5061e-05 | 0.00010067 | 0 |  | 9.5061e-05 | 0.00010067 | 0
| 4 | 1 | 31 | Winter | 9.4706e-05 | 9.7284e-05 | 0 |  | 9.4706e-05 | 9.7284e-05 | 0
| 5 | 1 | 31 | Winter | 9.5817e-05 | 9.5806e-05 | 0 |  | 9.5817e-05 | 9.5806e-05 | 0
| 6 | 1 | 31 | Winter | 0.00010026 | 9.6462e-05 | 0 |  | 0.00010026 | 9.6462e-05 | 0
| 7 | 1 | 31 | Winter | 0.0001068 | 9.9396e-05 | 0 |  | 0.0001068 | 9.9396e-05 | 0
| 8 | 1 | 31 | Winter | 0.00011471 | 0.0001044 | 0 |  | 0.00011471 | 0.0001044 | 0
| 9 | 1 | 31 | Winter | 0.00012263 | 0.0001111 | 0 |  | 0.00012263 | 0.0001111 | 0
| 10 | 1 | 31 | Winter | 0.00012974 | 0.00011847 | 0 |  | 0.00012974 | 0.00011847 | 0
| 11 | 1 | 31 | Winter | 0.00013388 | 0.00012524 | 0 |  | 0.00013388 | 0.00012524 | 0
| 12 | 1 | 31 | Winter | 0.00013619 | 0.00013061 | 0 |  | 0.00013619 | 0.00013061 | 0
| 13 | 1 | 31 | Winter | 0.00013828 | 0.00013452 | 0 |  | 0.00013828 | 0.00013452 | 0
| 14 | 1 | 31 | Winter | 0.00013815 | 0.00013662 | 0 |  | 0.00013815 | 0.00013662 | 0
| 15 | 1 | 31 | Winter | 0.00013743 | 0.00013751 | 0 |  | 0.00013743 | 0.00013751 | 0
| 16 | 1 | 31 | Winter | 0.00013806 | 0.00013798 | 0 |  | 0.00013806 | 0.00013798 | 0
| 17 | 1 | 31 | Winter | 0.00014224 | 0.00013897 | 0 |  | 0.00014224 | 0.00013897 | 0
| 18 | 1 | 31 | Winter | 0.00014953 | 0.00014181 | 0 |  | 0.00014953 | 0.00014181 | 0
| 19 | 1 | 31 | Winter | 0.00014779 | 0.0001444 | 0 |  | 0.00014779 | 0.0001444 | 0
| 20 | 1 | 31 | Winter | 0.00014286 | 0.0001456 | 0 |  | 0.00014286 | 0.0001456 | 0
| 21 | 1 | 31 | Winter | 0.00013637 | 0.00014414 | 0 |  | 0.00013637 | 0.00014414 | 0
| 22 | 1 | 31 | Winter | 0.0001273 | 0.00013858 | 0 |  | 0.0001273 | 0.00013858 | 0
| 23 | 1 | 31 | Winter | 0.0001164 | 0.00013073 | 0 |  | 0.0001164 | 0.00013073 | 0
| 24 | 1 | 31 | Winter | 0.00010587 | 0.00012148 | 0 |  | 0.00010587 | 0.00012148 | 0
| 1 | 2 | 1 | Winter | 0.00010026 | 0.00011246 | 0 |  | 0.00010026 | 0.00011246 | 0
| 2 | 2 | 1 | Winter | 9.7107e-05 | 0.00010491 | 0 |  | 9.7107e-05 | 0.00010491 | 0
| 3 | 2 | 1 | Winter | 9.6128e-05 | 9.9841e-05 | 0 |  | 9.6128e-05 | 9.9841e-05 | 0
| 4 | 2 | 1 | Winter | 9.7551e-05 | 9.7762e-05 | 0 |  | 9.7551e-05 | 9.7762e-05 | 0
| 5 | 2 | 1 | Winter | 0.00010329 | 9.8518e-05 | 0 |  | 0.00010329 | 9.8518e-05 | 0
| 6 | 2 | 1 | Winter | 0.00011471 | 0.00010292 | 0 |  | 0.00011471 | 0.00010292 | 0
| 7 | 2 | 1 | Winter | 0.00012903 | 0.00011115 | 0 |  | 0.00012903 | 0.00011115 | 0
| 8 | 2 | 1 | Winter | 0.00013988 | 0.00012173 | 0 |  | 0.00013988 | 0.00012173 | 0
| 9 | 2 | 1 | Winter | 0.00014437 | 0.000132 | 0 |  | 0.00014437 | 0.000132 | 0
| 10 | 2 | 1 | Winter | 0.00014486 | 0.00013954 | 0 |  | 0.00014486 | 0.00013954 | 0
| 11 | 2 | 1 | Winter | 0.0001445 | 0.0001434 | 0 |  | 0.0001445 | 0.0001434 | 0
| 12 | 2 | 1 | Winter | 0.00014464 | 0.00014459 | 0 |  | 0.00014464 | 0.00014459 | 0
| 13 | 2 | 1 | Winter | 0.00014388 | 0.00014447 | 0 |  | 0.00014388 | 0.00014447 | 0
| 14 | 2 | 1 | Winter | 0.00014197 | 0.00014375 | 0 |  | 0.00014197 | 0.00014375 | 0
| 15 | 2 | 1 | Winter | 0.00014072 | 0.0001428 | 0 |  | 0.00014072 | 0.0001428 | 0
| 16 | 2 | 1 | Winter | 0.00014028 | 0.00014171 | 0 |  | 0.00014028 | 0.00014171 | 0
| 17 | 2 | 1 | Winter | 0.00014344 | 0.0001416 | 0 |  | 0.00014344 | 0.0001416 | 0
| 18 | 2 | 1 | Winter | 0.000151 | 0.00014386 | 0 |  | 0.000151 | 0.00014386 | 0
| 19 | 2 | 1 | Winter | 0.00014913 | 0.00014596 | 0 |  | 0.00014913 | 0.00014596 | 0
| 20 | 2 | 1 | Winter | 0.00014326 | 0.0001467 | 0 |  | 0.00014326 | 0.0001467 | 0
| 21 | 2 | 1 | Winter | 0.00013588 | 0.00014482 | 0 |  | 0.00013588 | 0.00014482 | 0
| 22 | 2 | 1 | Winter | 0.00012623 | 0.00013862 | 0 |  | 0.00012623 | 0.00013862 | 0
| 23 | 2 | 1 | Winter | 0.00011511 | 0.00013012 | 0 |  | 0.00011511 | 0.00013012 | 0
| 24 | 2 | 1 | Winter | 0.00010542 | 0.00012066 | 0 |  | 0.00010542 | 0.00012066 | 0
| 1 | 2 | 2 | Winter | 9.9552e-05 | 0.00011158 | 0 |  | 9.9552e-05 | 0.00011158 | 0
| 2 | 2 | 2 | Winter | 9.6795e-05 | 0.00010422 | 0 |  | 9.6795e-05 | 0.00010422 | 0
| 3 | 2 | 2 | Winter | 9.6484e-05 | 9.9563e-05 | 0 |  | 9.6484e-05 | 9.9563e-05 | 0
| 4 | 2 | 2 | Winter | 9.8396e-05 | 9.7807e-05 | 0 |  | 9.8396e-05 | 9.7807e-05 | 0
| 5 | 2 | 2 | Winter | 0.00010444 | 9.903e-05 | 0 |  | 0.00010444 | 9.903e-05 | 0
| 6 | 2 | 2 | Winter | 0.00011623 | 0.00010389 | 0 |  | 0.00011623 | 0.00010389 | 0
| 7 | 2 | 2 | Winter | 0.00013134 | 0.0001126 | 0 |  | 0.00013134 | 0.0001126 | 0
| 8 | 2 | 2 | Winter | 0.00014335 | 0.00012384 | 0 |  | 0.00014335 | 0.00012384 | 0
| 9 | 2 | 2 | Winter | 0.00014864 | 0.00013489 | 0 |  | 0.00014864 | 0.00013489 | 0
| 10 | 2 | 2 | Winter | 0.00014939 | 0.00014318 | 0 |  | 0.00014939 | 0.00014318 | 0
| 11 | 2 | 2 | Winter | 0.00014904 | 0.00014761 | 0 |  | 0.00014904 | 0.00014761 | 0
| 12 | 2 | 2 | Winter | 0.00014868 | 0.00014894 | 0 |  | 0.00014868 | 0.00014894 | 0
| 13 | 2 | 2 | Winter | 0.00014771 | 0.00014871 | 0 |  | 0.00014771 | 0.00014871 | 0
| 14 | 2 | 2 | Winter | 0.0001461 | 0.00014788 | 0 |  | 0.0001461 | 0.00014788 | 0
| 15 | 2 | 2 | Winter | 0.00014499 | 0.00014687 | 0 |  | 0.00014499 | 0.00014687 | 0
| 16 | 2 | 2 | Winter | 0.00014633 | 0.00014628 | 0 |  | 0.00014633 | 0.00014628 | 0
| 17 | 2 | 2 | Winter | 0.00015104 | 0.00014712 | 0 |  | 0.00015104 | 0.00014712 | 0
| 18 | 2 | 2 | Winter | 0.00016033 | 0.00015067 | 0 |  | 0.00016033 | 0.00015067 | 0
| 19 | 2 | 2 | Winter | 0.00015975 | 0.00015436 | 0 |  | 0.00015975 | 0.00015436 | 0
| 20 | 2 | 2 | Winter | 0.00015482 | 0.00015649 | 0 |  | 0.00015482 | 0.00015649 | 0
| 21 | 2 | 2 | Winter | 0.00014771 | 0.00015565 | 0 |  | 0.00014771 | 0.00015565 | 0
| 22 | 2 | 2 | Winter | 0.00013743 | 0.00014993 | 0 |  | 0.00013743 | 0.00014993 | 0
| 23 | 2 | 2 | Winter | 0.00012467 | 0.00014116 | 0 |  | 0.00012467 | 0.00014116 | 0
| 24 | 2 | 2 | Winter | 0.00011431 | 0.00013103 | 0 |  | 0.00011431 | 0.00013103 | 0
| 1 | 2 | 3 | Winter | 0.00010804 | 0.00012112 | 0 |  | 0.00010804 | 0.00012112 | 0
| 2 | 2 | 3 | Winter | 0.00010507 | 0.00011302 | 0 |  | 0.00010507 | 0.00011302 | 0
| 3 | 2 | 3 | Winter | 0.00010378 | 0.0001078 | 0 |  | 0.00010378 | 0.0001078 | 0
| 4 | 2 | 3 | Winter | 0.00010578 | 0.00010567 | 0 |  | 0.00010578 | 0.00010567 | 0
| 5 | 2 | 3 | Winter | 0.00011182 | 0.00010661 | 0 |  | 0.00011182 | 0.00010661 | 0
| 6 | 2 | 3 | Winter | 0.00012378 | 0.00011129 | 0 |  | 0.00012378 | 0.00011129 | 0
| 7 | 2 | 3 | Winter | 0.00013912 | 0.00012013 | 0 |  | 0.00013912 | 0.00012013 | 0
| 8 | 2 | 3 | Winter | 0.0001506 | 0.00013133 | 0 |  | 0.0001506 | 0.00013133 | 0
| 9 | 2 | 3 | Winter | 0.00015424 | 0.00014194 | 0 |  | 0.00015424 | 0.00014194 | 0
| 10 | 2 | 3 | Winter | 0.00015353 | 0.00014937 | 0 |  | 0.00015353 | 0.00014937 | 0
| 11 | 2 | 3 | Winter | 0.00014886 | 0.00015181 | 0 |  | 0.00014886 | 0.00015181 | 0
| 12 | 2 | 3 | Winter | 0.00014628 | 0.00015073 | 0 |  | 0.00014628 | 0.00015073 | 0
| 13 | 2 | 3 | Winter | 0.00014308 | 0.00014794 | 0 |  | 0.00014308 | 0.00014794 | 0
| 14 | 2 | 3 | Winter | 0.00013921 | 0.00014436 | 0 |  | 0.00013921 | 0.00014436 | 0
| 15 | 2 | 3 | Winter | 0.0001361 | 0.00014117 | 0 |  | 0.0001361 | 0.00014117 | 0
| 16 | 2 | 3 | Winter | 0.00013606 | 0.00013861 | 0 |  | 0.00013606 | 0.00013861 | 0
| 17 | 2 | 3 | Winter | 0.00014046 | 0.00013796 | 0 |  | 0.00014046 | 0.00013796 | 0
| 18 | 2 | 3 | Winter | 0.00015304 | 0.00014141 | 0 |  | 0.00015304 | 0.00014141 | 0
| 19 | 2 | 3 | Winter | 0.00015513 | 0.00014617 | 0 |  | 0.00015513 | 0.00014617 | 0
| 20 | 2 | 3 | Winter | 0.00015108 | 0.00014993 | 0 |  | 0.00015108 | 0.00014993 | 0
| 21 | 2 | 3 | Winter | 0.00014464 | 0.00015097 | 0 |  | 0.00014464 | 0.00015097 | 0
| 22 | 2 | 3 | Winter | 0.00013486 | 0.00014643 | 0 |  | 0.00013486 | 0.00014643 | 0
| 23 | 2 | 3 | Winter | 0.00012214 | 0.00013818 | 0 |  | 0.00012214 | 0.00013818 | 0
| 24 | 2 | 3 | Winter | 0.00011236 | 0.0001285 | 0 |  | 0.00011236 | 0.0001285 | 0
| 1 | 2 | 4 | Winter | 0.00010595 | 0.00011883 | 0 |  | 0.00010595 | 0.00011883 | 0
| 2 | 2 | 4 | Winter | 0.00010209 | 0.00011063 | 0 |  | 0.00010209 | 0.00011063 | 0
| 3 | 2 | 4 | Winter | 0.00010142 | 0.00010545 | 0 |  | 0.00010142 | 0.00010545 | 0
| 4 | 2 | 4 | Winter | 0.00010289 | 0.00010309 | 0 |  | 0.00010289 | 0.00010309 | 0
| 5 | 2 | 4 | Winter | 0.00010924 | 0.00010391 | 0 |  | 0.00010924 | 0.00010391 | 0
| 6 | 2 | 4 | Winter | 0.00012085 | 0.0001086 | 0 |  | 0.00012085 | 0.0001086 | 0
| 7 | 2 | 4 | Winter | 0.00013521 | 0.00011705 | 0 |  | 0.00013521 | 0.00011705 | 0
| 8 | 2 | 4 | Winter | 0.00014722 | 0.00012813 | 0 |  | 0.00014722 | 0.00012813 | 0
| 9 | 2 | 4 | Winter | 0.00015175 | 0.00013876 | 0 |  | 0.00015175 | 0.00013876 | 0
| 10 | 2 | 4 | Winter | 0.00015295 | 0.00014678 | 0 |  | 0.00015295 | 0.00014678 | 0
| 11 | 2 | 4 | Winter | 0.00015264 | 0.00015114 | 0 |  | 0.00015264 | 0.00015114 | 0
| 12 | 2 | 4 | Winter | 0.00015269 | 0.00015251 | 0 |  | 0.00015269 | 0.00015251 | 0
| 13 | 2 | 4 | Winter | 0.00015206 | 0.00015259 | 0 |  | 0.00015206 | 0.00015259 | 0
| 14 | 2 | 4 | Winter | 0.0001502 | 0.0001519 | 0 |  | 0.0001502 | 0.0001519 | 0
| 15 | 2 | 4 | Winter | 0.00014882 | 0.00015094 | 0 |  | 0.00014882 | 0.00015094 | 0
| 16 | 2 | 4 | Winter | 0.00014846 | 0.00014988 | 0 |  | 0.00014846 | 0.00014988 | 0
| 17 | 2 | 4 | Winter | 0.00015157 | 0.00014976 | 0 |  | 0.00015157 | 0.00014976 | 0
| 18 | 2 | 4 | Winter | 0.00015807 | 0.00015173 | 0 |  | 0.00015807 | 0.00015173 | 0
| 19 | 2 | 4 | Winter | 0.00015642 | 0.00015363 | 0 |  | 0.00015642 | 0.00015363 | 0
| 20 | 2 | 4 | Winter | 0.00014984 | 0.00015397 | 0 |  | 0.00014984 | 0.00015397 | 0
| 21 | 2 | 4 | Winter | 0.0001421 | 0.00015161 | 0 |  | 0.0001421 | 0.00015161 | 0
| 22 | 2 | 4 | Winter | 0.00013219 | 0.00014514 | 0 |  | 0.00013219 | 0.00014514 | 0
| 23 | 2 | 4 | Winter | 0.00012058 | 0.00013618 | 0 |  | 0.00012058 | 0.00013618 | 0
| 24 | 2 | 4 | Winter | 0.00011031 | 0.0001263 | 0 |  | 0.00011031 | 0.0001263 | 0
| 1 | 2 | 5 | Winter | 0.00010364 | 0.00011668 | 0 |  | 0.00010364 | 0.00011668 | 0
| 2 | 2 | 5 | Winter | 0.00010053 | 0.00010877 | 0 |  | 0.00010053 | 0.00010877 | 0
| 3 | 2 | 5 | Winter | 9.9241e-05 | 0.00010343 | 0 |  | 9.9241e-05 | 0.00010343 | 0
| 4 | 2 | 5 | Winter | 0.00010044 | 0.00010096 | 0 |  | 0.00010044 | 0.00010096 | 0
| 5 | 2 | 5 | Winter | 0.00010591 | 0.00010153 | 0 |  | 0.00010591 | 0.00010153 | 0
| 6 | 2 | 5 | Winter | 0.00011596 | 0.00010539 | 0 |  | 0.00011596 | 0.00010539 | 0
| 7 | 2 | 5 | Winter | 0.00012921 | 0.00011288 | 0 |  | 0.00012921 | 0.00011288 | 0
| 8 | 2 | 5 | Winter | 0.00013992 | 0.00012275 | 0 |  | 0.00013992 | 0.00012275 | 0
| 9 | 2 | 5 | Winter | 0.00014415 | 0.00013231 | 0 |  | 0.00014415 | 0.00013231 | 0
| 10 | 2 | 5 | Winter | 0.00014304 | 0.00013908 | 0 |  | 0.00014304 | 0.00013908 | 0
| 11 | 2 | 5 | Winter | 0.00014055 | 0.00014191 | 0 |  | 0.00014055 | 0.00014191 | 0
| 12 | 2 | 5 | Winter | 0.00014064 | 0.00014209 | 0 |  | 0.00014064 | 0.00014209 | 0
| 13 | 2 | 5 | Winter | 0.00013966 | 0.00014097 | 0 |  | 0.00013966 | 0.00014097 | 0
| 14 | 2 | 5 | Winter | 0.00013579 | 0.00013916 | 0 |  | 0.00013579 | 0.00013916 | 0
| 15 | 2 | 5 | Winter | 0.0001333 | 0.00013735 | 0 |  | 0.0001333 | 0.00013735 | 0
| 16 | 2 | 5 | Winter | 0.00013401 | 0.00013569 | 0 |  | 0.00013401 | 0.00013569 | 0
| 17 | 2 | 5 | Winter | 0.00013735 | 0.00013511 | 0 |  | 0.00013735 | 0.00013511 | 0
| 18 | 2 | 5 | Winter | 0.00014526 | 0.00013748 | 0 |  | 0.00014526 | 0.00013748 | 0
| 19 | 2 | 5 | Winter | 0.00014593 | 0.00014064 | 0 |  | 0.00014593 | 0.00014064 | 0
| 20 | 2 | 5 | Winter | 0.00014081 | 0.00014234 | 0 |  | 0.00014081 | 0.00014234 | 0
| 21 | 2 | 5 | Winter | 0.00013494 | 0.00014174 | 0 |  | 0.00013494 | 0.00014174 | 0
| 22 | 2 | 5 | Winter | 0.00012752 | 0.0001373 | 0 |  | 0.00012752 | 0.0001373 | 0
| 23 | 2 | 5 | Winter | 0.000118 | 0.00013032 | 0 |  | 0.000118 | 0.00013032 | 0
| 24 | 2 | 5 | Winter | 0.00010902 | 0.00012237 | 0 |  | 0.00010902 | 0.00012237 | 0
| 1 | 2 | 6 | Winter | 0.00010262 | 0.00011429 | 0 |  | 0.00010262 | 0.00011429 | 0
| 2 | 2 | 6 | Winter | 9.9063e-05 | 0.00010718 | 0 |  | 9.9063e-05 | 0.00010718 | 0
| 3 | 2 | 6 | Winter | 9.7774e-05 | 0.00010212 | 0 |  | 9.7774e-05 | 0.00010212 | 0
| 4 | 2 | 6 | Winter | 9.7685e-05 | 9.9285e-05 | 0 |  | 9.7685e-05 | 9.9285e-05 | 0
| 5 | 2 | 6 | Winter | 0.00010022 | 9.8685e-05 | 0 |  | 0.00010022 | 9.8685e-05 | 0
| 6 | 2 | 6 | Winter | 0.00010627 | 0.00010049 | 0 |  | 0.00010627 | 0.00010049 | 0
| 7 | 2 | 6 | Winter | 0.0001156 | 0.00010494 | 0 |  | 0.0001156 | 0.00010494 | 0
| 8 | 2 | 6 | Winter | 0.00012458 | 0.00011167 | 0 |  | 0.00012458 | 0.00011167 | 0
| 9 | 2 | 6 | Winter | 0.00013357 | 0.00012 | 0 |  | 0.00013357 | 0.00012 | 0
| 10 | 2 | 6 | Winter | 0.0001397 | 0.00012836 | 0 |  | 0.0001397 | 0.00012836 | 0
| 11 | 2 | 6 | Winter | 0.00014268 | 0.00013513 | 0 |  | 0.00014268 | 0.00013513 | 0
| 12 | 2 | 6 | Winter | 0.00014348 | 0.00013986 | 0 |  | 0.00014348 | 0.00013986 | 0
| 13 | 2 | 6 | Winter | 0.00014055 | 0.0001416 | 0 |  | 0.00014055 | 0.0001416 | 0
| 14 | 2 | 6 | Winter | 0.00013619 | 0.00014072 | 0 |  | 0.00013619 | 0.00014072 | 0
| 15 | 2 | 6 | Winter | 0.00013281 | 0.00013826 | 0 |  | 0.00013281 | 0.00013826 | 0
| 16 | 2 | 6 | Winter | 0.00013245 | 0.0001355 | 0 |  | 0.00013245 | 0.0001355 | 0
| 17 | 2 | 6 | Winter | 0.00013543 | 0.00013422 | 0 |  | 0.00013543 | 0.00013422 | 0
| 18 | 2 | 6 | Winter | 0.00014393 | 0.00013616 | 0 |  | 0.00014393 | 0.00013616 | 0
| 19 | 2 | 6 | Winter | 0.00014579 | 0.0001394 | 0 |  | 0.00014579 | 0.0001394 | 0
| 20 | 2 | 6 | Winter | 0.0001413 | 0.00014161 | 0 |  | 0.0001413 | 0.00014161 | 0
| 21 | 2 | 6 | Winter | 0.00013601 | 0.00014176 | 0 |  | 0.00013601 | 0.00014176 | 0
| 22 | 2 | 6 | Winter | 0.00012908 | 0.00013805 | 0 |  | 0.00012908 | 0.00013805 | 0
| 23 | 2 | 6 | Winter | 0.00012 | 0.0001316 | 0 |  | 0.00012 | 0.0001316 | 0
| 24 | 2 | 6 | Winter | 0.00011151 | 0.00012415 | 0 |  | 0.00011151 | 0.00012415 | 0
| 1 | 2 | 7 | Winter | 0.00010538 | 0.00011649 | 0 |  | 0.00010538 | 0.00011649 | 0
| 2 | 2 | 7 | Winter | 0.00010204 | 0.00010973 | 0 |  | 0.00010204 | 0.00010973 | 0
| 3 | 2 | 7 | Winter | 0.0001008 | 0.00010493 | 0 |  | 0.0001008 | 0.00010493 | 0
| 4 | 2 | 7 | Winter | 0.00010102 | 0.00010231 | 0 |  | 0.00010102 | 0.00010231 | 0
| 5 | 2 | 7 | Winter | 0.00010355 | 0.00010185 | 0 |  | 0.00010355 | 0.00010185 | 0
| 6 | 2 | 7 | Winter | 0.00010907 | 0.00010361 | 0 |  | 0.00010907 | 0.00010361 | 0
| 7 | 2 | 7 | Winter | 0.00011698 | 0.00010766 | 0 |  | 0.00011698 | 0.00010766 | 0
| 8 | 2 | 7 | Winter | 0.0001265 | 0.00011402 | 0 |  | 0.0001265 | 0.00011402 | 0
| 9 | 2 | 7 | Winter | 0.00013539 | 0.00012198 | 0 |  | 0.00013539 | 0.00012198 | 0
| 10 | 2 | 7 | Winter | 0.00013881 | 0.00012942 | 0 |  | 0.00013881 | 0.00012942 | 0
| 11 | 2 | 7 | Winter | 0.00013961 | 0.00013508 | 0 |  | 0.00013961 | 0.00013508 | 0
| 12 | 2 | 7 | Winter | 0.00013832 | 0.00013803 | 0 |  | 0.00013832 | 0.00013803 | 0
| 13 | 2 | 7 | Winter | 0.00013695 | 0.00013842 | 0 |  | 0.00013695 | 0.00013842 | 0
| 14 | 2 | 7 | Winter | 0.00013423 | 0.00013728 | 0 |  | 0.00013423 | 0.00013728 | 0
| 15 | 2 | 7 | Winter | 0.00013463 | 0.00013603 | 0 |  | 0.00013463 | 0.00013603 | 0
| 16 | 2 | 7 | Winter | 0.00013579 | 0.0001354 | 0 |  | 0.00013579 | 0.0001354 | 0
| 17 | 2 | 7 | Winter | 0.00013659 | 0.00013531 | 0 |  | 0.00013659 | 0.00013531 | 0
| 18 | 2 | 7 | Winter | 0.00014504 | 0.00013801 | 0 |  | 0.00014504 | 0.00013801 | 0
| 19 | 2 | 7 | Winter | 0.00014677 | 0.00014105 | 0 |  | 0.00014677 | 0.00014105 | 0
| 20 | 2 | 7 | Winter | 0.0001457 | 0.00014353 | 0 |  | 0.0001457 | 0.00014353 | 0
| 21 | 2 | 7 | Winter | 0.00014299 | 0.00014513 | 0 |  | 0.00014299 | 0.00014513 | 0
| 22 | 2 | 7 | Winter | 0.00013446 | 0.00014248 | 0 |  | 0.00013446 | 0.00014248 | 0
| 23 | 2 | 7 | Winter | 0.00012307 | 0.00013656 | 0 |  | 0.00012307 | 0.00013656 | 0
| 24 | 2 | 7 | Winter | 0.00011347 | 0.0001285 | 0 |  | 0.00011347 | 0.0001285 | 0
| 1 | 2 | 8 | Winter | 0.00010804 | 0.00011976 | 0 |  | 0.00010804 | 0.00011976 | 0
| 2 | 2 | 8 | Winter | 0.00010578 | 0.00011259 | 0 |  | 0.00010578 | 0.00011259 | 0
| 3 | 2 | 8 | Winter | 0.000106 | 0.00010832 | 0 |  | 0.000106 | 0.00010832 | 0
| 4 | 2 | 8 | Winter | 0.00010867 | 0.00010712 | 0 |  | 0.00010867 | 0.00010712 | 0
| 5 | 2 | 8 | Winter | 0.00011587 | 0.00010908 | 0 |  | 0.00011587 | 0.00010908 | 0
| 6 | 2 | 8 | Winter | 0.00012899 | 0.00011488 | 0 |  | 0.00012899 | 0.00011488 | 0
| 7 | 2 | 8 | Winter | 0.00014526 | 0.0001247 | 0 |  | 0.00014526 | 0.0001247 | 0
| 8 | 2 | 8 | Winter | 0.00015838 | 0.00013712 | 0 |  | 0.00015838 | 0.00013712 | 0
| 9 | 2 | 8 | Winter | 0.00016256 | 0.00014879 | 0 |  | 0.00016256 | 0.00014879 | 0
| 10 | 2 | 8 | Winter | 0.00016113 | 0.00015683 | 0 |  | 0.00016113 | 0.00015683 | 0
| 11 | 2 | 8 | Winter | 0.00015735 | 0.00015985 | 0 |  | 0.00015735 | 0.00015985 | 0
| 12 | 2 | 8 | Winter | 0.00015349 | 0.00015863 | 0 |  | 0.00015349 | 0.00015863 | 0
| 13 | 2 | 8 | Winter | 0.0001506 | 0.00015564 | 0 |  | 0.0001506 | 0.00015564 | 0
| 14 | 2 | 8 | Winter | 0.00014677 | 0.00015205 | 0 |  | 0.00014677 | 0.00015205 | 0
| 15 | 2 | 8 | Winter | 0.00014397 | 0.00014871 | 0 |  | 0.00014397 | 0.00014871 | 0
| 16 | 2 | 8 | Winter | 0.00014424 | 0.00014639 | 0 |  | 0.00014424 | 0.00014639 | 0
| 17 | 2 | 8 | Winter | 0.00014873 | 0.00014593 | 0 |  | 0.00014873 | 0.00014593 | 0
| 18 | 2 | 8 | Winter | 0.00016113 | 0.00014952 | 0 |  | 0.00016113 | 0.00014952 | 0
| 19 | 2 | 8 | Winter | 0.00016367 | 0.00015444 | 0 |  | 0.00016367 | 0.00015444 | 0
| 20 | 2 | 8 | Winter | 0.00015944 | 0.00015824 | 0 |  | 0.00015944 | 0.00015824 | 0
| 21 | 2 | 8 | Winter | 0.00015237 | 0.00015915 | 0 |  | 0.00015237 | 0.00015915 | 0
| 22 | 2 | 8 | Winter | 0.0001417 | 0.0001543 | 0 |  | 0.0001417 | 0.0001543 | 0
| 23 | 2 | 8 | Winter | 0.00012965 | 0.00014579 | 0 |  | 0.00012965 | 0.00014579 | 0
| 24 | 2 | 8 | Winter | 0.00011947 | 0.0001358 | 0 |  | 0.00011947 | 0.0001358 | 0
| 1 | 2 | 9 | Winter | 0.00011365 | 0.00012612 | 0 |  | 0.00011365 | 0.00012612 | 0
| 2 | 2 | 9 | Winter | 0.00011222 | 0.00011875 | 0 |  | 0.00011222 | 0.00011875 | 0
| 3 | 2 | 9 | Winter | 0.00011196 | 0.00011432 | 0 |  | 0.00011196 | 0.00011432 | 0
| 4 | 2 | 9 | Winter | 0.0001152 | 0.00011326 | 0 |  | 0.0001152 | 0.00011326 | 0
| 5 | 2 | 9 | Winter | 0.00012263 | 0.0001155 | 0 |  | 0.00012263 | 0.0001155 | 0
| 6 | 2 | 9 | Winter | 0.00013548 | 0.00012132 | 0 |  | 0.00013548 | 0.00012132 | 0
| 7 | 2 | 9 | Winter | 0.00015197 | 0.00013132 | 0 |  | 0.00015197 | 0.00013132 | 0
| 8 | 2 | 9 | Winter | 0.00016398 | 0.00014351 | 0 |  | 0.00016398 | 0.00014351 | 0
| 9 | 2 | 9 | Winter | 0.00016834 | 0.00015494 | 0 |  | 0.00016834 | 0.00015494 | 0
| 10 | 2 | 9 | Winter | 0.00016607 | 0.00016259 | 0 |  | 0.00016607 | 0.00016259 | 0
| 11 | 2 | 9 | Winter | 0.00016131 | 0.00016492 | 0 |  | 0.00016131 | 0.00016492 | 0
| 12 | 2 | 9 | Winter | 0.00015638 | 0.00016302 | 0 |  | 0.00015638 | 0.00016302 | 0
| 13 | 2 | 9 | Winter | 0.00015166 | 0.00015885 | 0 |  | 0.00015166 | 0.00015885 | 0
| 14 | 2 | 9 | Winter | 0.00014677 | 0.00015403 | 0 |  | 0.00014677 | 0.00015403 | 0
| 15 | 2 | 9 | Winter | 0.00014264 | 0.00014936 | 0 |  | 0.00014264 | 0.00014936 | 0
| 16 | 2 | 9 | Winter | 0.00014193 | 0.00014575 | 0 |  | 0.00014193 | 0.00014575 | 0
| 17 | 2 | 9 | Winter | 0.0001465 | 0.00014446 | 0 |  | 0.0001465 | 0.00014446 | 0
| 18 | 2 | 9 | Winter | 0.00015953 | 0.00014765 | 0 |  | 0.00015953 | 0.00014765 | 0
| 19 | 2 | 9 | Winter | 0.00016678 | 0.00015369 | 0 |  | 0.00016678 | 0.00015369 | 0
| 20 | 2 | 9 | Winter | 0.00016367 | 0.00015912 | 0 |  | 0.00016367 | 0.00015912 | 0
| 21 | 2 | 9 | Winter | 0.00015878 | 0.00016219 | 0 |  | 0.00015878 | 0.00016219 | 0
| 22 | 2 | 9 | Winter | 0.00014904 | 0.00015957 | 0 |  | 0.00014904 | 0.00015957 | 0
| 23 | 2 | 9 | Winter | 0.00013708 | 0.00015214 | 0 |  | 0.00013708 | 0.00015214 | 0
| 24 | 2 | 9 | Winter | 0.00012756 | 0.00014311 | 0 |  | 0.00012756 | 0.00014311 | 0
| 1 | 2 | 10 | Winter | 0.00012303 | 0.00013418 | 0 |  | 0.00012303 | 0.00013418 | 0
| 2 | 2 | 10 | Winter | 0.00012165 | 0.00012733 | 0 |  | 0.00012165 | 0.00012733 | 0
| 3 | 2 | 10 | Winter | 0.00012281 | 0.00012376 | 0 |  | 0.00012281 | 0.00012376 | 0
| 4 | 2 | 10 | Winter | 0.00012641 | 0.00012347 | 0 |  | 0.00012641 | 0.00012347 | 0
| 5 | 2 | 10 | Winter | 0.00013397 | 0.00012621 | 0 |  | 0.00013397 | 0.00012621 | 0
| 6 | 2 | 10 | Winter | 0.00014664 | 0.00013245 | 0 |  | 0.00014664 | 0.00013245 | 0
| 7 | 2 | 10 | Winter | 0.0001626 | 0.0001424 | 0 |  | 0.0001626 | 0.0001424 | 0.0001626 | 0
| 8 | 2 | 10 | Winter | 0.0001738 | 0.00015425 | 0 |  | 0.0001738 | 0.00015425 | 0.0001738 | 0
| 9 | 2 | 10 | Winter | 0.00017781 | 0.00016521 | 0 |  | 0.00017781 | 0.00016521 | 0.00017781 | 0
| 10 | 2 | 10 | Winter | 0.00017483 | 0.00017226 | 0 |  | 0.00017483 | 0.00017226 | 0.00017483 | 0
| 11 | 2 | 10 | Winter | 0.00016923 | 0.00017392 | 0 |  | 0.00016923 | 0.00017392 | 0
| 12 | 2 | 10 | Winter | 0.00016385 | 0.00017143 | 0 |  | 0.00016385 | 0.00017143 | 0
| 13 | 2 | 10 | Winter | 0.00015869 | 0.00016665 | 0 |  | 0.00015869 | 0.00016665 | 0
| 14 | 2 | 10 | Winter | 0.00015402 | 0.00016144 | 0 |  | 0.00015402 | 0.00016144 | 0
| 15 | 2 | 10 | Winter | 0.00015157 | 0.00015703 | 0 |  | 0.00015157 | 0.00015703 | 0
| 16 | 2 | 10 | Winter | 0.00015135 | 0.00015391 | 0 |  | 0.00015135 | 0.00015391 | 0
| 17 | 2 | 10 | Winter | 0.00015562 | 0.00015314 | 0 |  | 0.00015562 | 0.00015314 | 0
| 18 | 2 | 10 | Winter | 0.00016642 | 0.00015624 | 0 |  | 0.00016642 | 0.00015624 | 0
| 19 | 2 | 10 | Winter | 0.0001698 | 0.0001608 | 0 |  | 0.0001698 | 0.0001608 | 0
| 20 | 2 | 10 | Winter | 0.00016593 | 0.00016445 | 0 |  | 0.00016593 | 0.00016445 | 0
| 21 | 2 | 10 | Winter | 0.00016029 | 0.00016561 | 0 |  | 0.00016029 | 0.00016561 | 0
| 22 | 2 | 10 | Winter | 0.00015068 | 0.00016168 | 0 |  | 0.00015068 | 0.00016168 | 0
| 23 | 2 | 10 | Winter | 0.00013832 | 0.00015381 | 0 |  | 0.00013832 | 0.00015381 | 0
| 24 | 2 | 10 | Winter | 0.00012774 | 0.00014426 | 0 |  | 0.00012774 | 0.00014426 | 0
| 1 | 2 | 11 | Winter | 0.00012161 | 0.00013459 | 0 |  | 0.00012161 | 0.00013459 | 0
| 2 | 2 | 11 | Winter | 0.00011894 | 0.00012665 | 0 |  | 0.00011894 | 0.00012665 | 0
| 3 | 2 | 11 | Winter | 0.00011907 | 0.00012184 | 0 |  | 0.00011907 | 0.00012184 | 0
| 4 | 2 | 11 | Winter | 0.00012116 | 0.00012019 | 0 |  | 0.00012116 | 0.00012019 | 0
| 5 | 2 | 11 | Winter | 0.00012832 | 0.00012187 | 0 |  | 0.00012832 | 0.00012187 | 0
| 6 | 2 | 11 | Winter | 0.00014059 | 0.00012729 | 0 |  | 0.00014059 | 0.00012729 | 0
| 7 | 2 | 11 | Winter | 0.00015713 | 0.0001368 | 0 |  | 0.00015713 | 0.0001368 | 0
| 8 | 2 | 11 | Winter | 0.00016931 | 0.00014884 | 0 |  | 0.00016931 | 0.00014884 | 0
| 9 | 2 | 11 | Winter | 0.00017421 | 0.00016031 | 0 |  | 0.00017421 | 0.00016031 | 0
| 10 | 2 | 11 | Winter | 0.00017549 | 0.00016904 | 0 |  | 0.00017549 | 0.00016904 | 0
| 11 | 2 | 11 | Winter | 0.00017518 | 0.00017355 | 0 |  | 0.00017518 | 0.00017355 | 0
| 12 | 2 | 11 | Winter | 0.00017354 | 0.00017461 | 0 |  | 0.00017354 | 0.00017461 | 0
| 13 | 2 | 11 | Winter | 0.00017309 | 0.00017433 | 0 |  | 0.00017309 | 0.00017433 | 0
| 14 | 2 | 11 | Winter | 0.00017212 | 0.00017348 | 0 |  | 0.00017212 | 0.00017348 | 0
| 15 | 2 | 11 | Winter | 0.00017212 | 0.00017272 | 0 |  | 0.00017212 | 0.00017272 | 0
| 16 | 2 | 11 | Winter | 0.00017309 | 0.0001726 | 0 |  | 0.00017309 | 0.0001726 | 0.00017309 | 0
| 17 | 2 | 11 | Winter | 0.00017683 | 0.00017354 | 0 |  | 0.00017683 | 0.00017354 | 0.00017683 | 0
| 18 | 2 | 11 | Winter | 0.0001851 | 0.00017678 | 0 |  | 0.0001851 | 0.00017678 | 0.0001851 | 0
| 19 | 2 | 11 | Winter | 0.0001855 | 0.00018013 | 0 |  | 0.0001855 | 0.00018013 | 0.0001855 | 0
| 20 | 2 | 11 | Winter | 0.00017981 | 0.00018181 | 0 |  | 0.00017981 | 0.00018181 | 0
| 21 | 2 | 11 | Winter | 0.00017309 | 0.00018087 | 0 |  | 0.00017309 | 0.00018087 | 0
| 22 | 2 | 11 | Winter | 0.00016269 | 0.00017527 | 0 |  | 0.00016269 | 0.00017527 | 0
| 23 | 2 | 11 | Winter | 0.00014948 | 0.00016627 | 0 |  | 0.00014948 | 0.00016627 | 0
| 24 | 2 | 11 | Winter | 0.00013912 | 0.0001561 | 0 |  | 0.00013912 | 0.0001561 | 0
| 1 | 2 | 12 | Winter | 0.00013348 | 0.00014619 | 0 |  | 0.00013348 | 0.00014619 | 0
| 2 | 2 | 12 | Winter | 0.00013072 | 0.0001382 | 0 |  | 0.00013072 | 0.0001382 | 0
| 3 | 2 | 12 | Winter | 0.00013005 | 0.00013334 | 0 |  | 0.00013005 | 0.00013334 | 0
| 4 | 2 | 12 | Winter | 0.00013241 | 0.00013167 | 0 |  | 0.00013241 | 0.00013167 | 0
| 5 | 2 | 12 | Winter | 0.00013832 | 0.00013288 | 0 |  | 0.00013832 | 0.00013288 | 0
| 6 | 2 | 12 | Winter | 0.00014931 | 0.00013752 | 0 |  | 0.00014931 | 0.00013752 | 0
| 7 | 2 | 12 | Winter | 0.00016362 | 0.00014592 | 0 |  | 0.00016362 | 0.00014592 | 0
| 8 | 2 | 12 | Winter | 0.00017621 | 0.00015686 | 0 |  | 0.00017621 | 0.00015686 | 0
| 9 | 2 | 12 | Winter | 0.00018216 | 0.00016782 | 0 |  | 0.00018216 | 0.00016782 | 0
| 10 | 2 | 12 | Winter | 0.00018412 | 0.00017653 | 0 |  | 0.00018412 | 0.00017653 | 0
| 11 | 2 | 12 | Winter | 0.00018341 | 0.00018147 | 0 |  | 0.00018341 | 0.00018147 | 0
| 12 | 2 | 12 | Winter | 0.0001799 | 0.0001824 | 0 |  | 0.0001799 | 0.0001824 | 0
| 13 | 2 | 12 | Winter | 0.00017736 | 0.0001812 | 0 |  | 0.00017736 | 0.0001812 | 0
| 14 | 2 | 12 | Winter | 0.00017607 | 0.00017918 | 0 |  | 0.00017607 | 0.00017918 | 0
| 15 | 2 | 12 | Winter | 0.00017456 | 0.00017697 | 0 |  | 0.00017456 | 0.00017697 | 0
| 16 | 2 | 12 | Winter | 0.00017461 | 0.00017565 | 0 |  | 0.00017461 | 0.00017565 | 0.00017461 | 0
| 17 | 2 | 12 | Winter | 0.00017856 | 0.00017595 | 0 |  | 0.00017856 | 0.00017595 | 0.00017856 | 0
| 18 | 2 | 12 | Winter | 0.00018594 | 0.00017842 | 0 |  | 0.00018594 | 0.00017842 | 0.00018594 | 0
| 19 | 2 | 12 | Winter | 0.0001855 | 0.00018115 | 0 |  | 0.0001855 | 0.00018115 | 0.0001855 | 0
| 20 | 2 | 12 | Winter | 0.00018016 | 0.00018254 | 0 |  | 0.00018016 | 0.00018254 | 0
| 21 | 2 | 12 | Winter | 0.00017358 | 0.0001813 | 0 |  | 0.00017358 | 0.0001813 | 0
| 22 | 2 | 12 | Winter | 0.000165 | 0.00017606 | 0 |  | 0.000165 | 0.00017606 | 0
| 23 | 2 | 12 | Winter | 0.00015575 | 0.00016862 | 0 |  | 0.00015575 | 0.00016862 | 0
| 24 | 2 | 12 | Winter | 0.00014731 | 0.00016041 | 0 |  | 0.00014731 | 0.00016041 | 0
| 1 | 2 | 13 | Winter | 0.00014019 | 0.00015206 | 0 |  | 0.00014019 | 0.00015206 | 0
| 2 | 2 | 13 | Winter | 0.00013655 | 0.00014495 | 0 |  | 0.00013655 | 0.00014495 | 0
| 3 | 2 | 13 | Winter | 0.00013543 | 0.00013987 | 0 |  | 0.00013543 | 0.00013987 | 0
| 4 | 2 | 13 | Winter | 0.00013614 | 0.00013708 | 0 |  | 0.00013614 | 0.00013708 | 0
| 5 | 2 | 13 | Winter | 0.00013788 | 0.0001365 | 0 |  | 0.00013788 | 0.0001365 | 0
| 6 | 2 | 13 | Winter | 0.00014286 | 0.00013808 | 0 |  | 0.00014286 | 0.00013808 | 0
| 7 | 2 | 13 | Winter | 0.00015051 | 0.00014185 | 0 |  | 0.00015051 | 0.00014185 | 0
| 8 | 2 | 13 | Winter | 0.00015975 | 0.00014775 | 0 |  | 0.00015975 | 0.00014775 | 0
| 9 | 2 | 13 | Winter | 0.00016891 | 0.00015551 | 0 |  | 0.00016891 | 0.00015551 | 0
| 10 | 2 | 13 | Winter | 0.00017421 | 0.00016335 | 0 |  | 0.00017421 | 0.00016335 | 0
| 11 | 2 | 13 | Winter | 0.00017549 | 0.00016959 | 0 |  | 0.00017549 | 0.00016959 | 0
| 12 | 2 | 13 | Winter | 0.00017443 | 0.00017326 | 0 |  | 0.00017443 | 0.00017326 | 0
| 13 | 2 | 13 | Winter | 0.00017274 | 0.00017422 | 0 |  | 0.00017274 | 0.00017422 | 0
| 14 | 2 | 13 | Winter | 0.00016883 | 0.00017287 | 0 |  | 0.00016883 | 0.00017287 | 0
| 15 | 2 | 13 | Winter | 0.00016522 | 0.0001703 | 0 |  | 0.00016522 | 0.0001703 | 0
| 16 | 2 | 13 | Winter | 0.00016376 | 0.00016764 | 0 |  | 0.00016376 | 0.00016764 | 0
| 17 | 2 | 13 | Winter | 0.00016816 | 0.00016649 | 0 |  | 0.00016816 | 0.00016649 | 0
| 18 | 2 | 13 | Winter | 0.00017545 | 0.00016815 | 0 |  | 0.00017545 | 0.00016815 | 0
| 19 | 2 | 13 | Winter | 0.00017776 | 0.00017128 | 0 |  | 0.00017776 | 0.00017128 | 0
| 20 | 2 | 13 | Winter | 0.00017051 | 0.00017297 | 0 |  | 0.00017051 | 0.00017297 | 0
| 21 | 2 | 13 | Winter | 0.00016269 | 0.0001716 | 0 |  | 0.00016269 | 0.0001716 | 0
| 22 | 2 | 13 | Winter | 0.00015406 | 0.00016626 | 0 |  | 0.00015406 | 0.00016626 | 0
| 23 | 2 | 13 | Winter | 0.00014304 | 0.00015758 | 0 |  | 0.00014304 | 0.00015758 | 0
| 24 | 2 | 13 | Winter | 0.00013401 | 0.00014845 | 0 |  | 0.00013401 | 0.00014845 | 0
| 1 | 2 | 14 | Winter | 0.00012841 | 0.00013988 | 0 |  | 0.00012841 | 0.00013988 | 0
| 2 | 2 | 14 | Winter | 0.00012494 | 0.0001326 | 0 |  | 0.00012494 | 0.0001326 | 0
| 3 | 2 | 14 | Winter | 0.00012352 | 0.00012772 | 0 |  | 0.00012352 | 0.00012772 | 0
| 4 | 2 | 14 | Winter | 0.00012396 | 0.00012521 | 0 |  | 0.00012396 | 0.00012521 | 0
| 5 | 2 | 14 | Winter | 0.00012707 | 0.00012487 | 0 |  | 0.00012707 | 0.00012487 | 0
| 6 | 2 | 14 | Winter | 0.00013232 | 0.00012672 | 0 |  | 0.00013232 | 0.00012672 | 0
| 7 | 2 | 14 | Winter | 0.00014024 | 0.0001309 | 0 |  | 0.00014024 | 0.0001309 | 0
| 8 | 2 | 14 | Winter | 0.00014926 | 0.00013722 | 0 |  | 0.00014926 | 0.00013722 | 0
| 9 | 2 | 14 | Winter | 0.00015891 | 0.00014518 | 0 |  | 0.00015891 | 0.00014518 | 0
| 10 | 2 | 14 | Winter | 0.00016562 | 0.00015351 | 0 |  | 0.00016562 | 0.00015351 | 0
| 11 | 2 | 14 | Winter | 0.00016794 | 0.00016043 | 0 |  | 0.00016794 | 0.00016043 | 0
| 12 | 2 | 14 | Winter | 0.00016776 | 0.00016506 | 0 |  | 0.00016776 | 0.00016506 | 0
| 13 | 2 | 14 | Winter | 0.00016629 | 0.0001669 | 0 |  | 0.00016629 | 0.0001669 | 0
| 14 | 2 | 14 | Winter | 0.00016322 | 0.0001663 | 0 |  | 0.00016322 | 0.0001663 | 0
| 15 | 2 | 14 | Winter | 0.00016064 | 0.00016448 | 0 |  | 0.00016064 | 0.00016448 | 0
| 16 | 2 | 14 | Winter | 0.00016078 | 0.00016273 | 0 |  | 0.00016078 | 0.00016273 | 0
| 17 | 2 | 14 | Winter | 0.00016398 | 0.00016216 | 0 |  | 0.00016398 | 0.00016216 | 0
| 18 | 2 | 14 | Winter | 0.0001726 | 0.0001645 | 0 |  | 0.0001726 | 0.0001645 | 0
| 19 | 2 | 14 | Winter | 0.00017376 | 0.00016778 | 0 |  | 0.00017376 | 0.00016778 | 0
| 20 | 2 | 14 | Winter | 0.00016669 | 0.00016926 | 0 |  | 0.00016669 | 0.00016926 | 0
| 21 | 2 | 14 | Winter | 0.00015847 | 0.00016788 | 0 |  | 0.00015847 | 0.00016788 | 0
| 22 | 2 | 14 | Winter | 0.00014917 | 0.00016202 | 0 |  | 0.00014917 | 0.00016202 | 0
| 23 | 2 | 14 | Winter | 0.00013757 | 0.00015297 | 0 |  | 0.00013757 | 0.00015297 | 0
| 24 | 2 | 14 | Winter | 0.00012845 | 0.00014341 | 0 |  | 0.00012845 | 0.00014341 | 0
| 1 | 2 | 15 | Winter | 0.00012276 | 0.00013449 | 0 |  | 0.00012276 | 0.00013449 | 0
| 2 | 2 | 15 | Winter | 0.00011929 | 0.00012702 | 0 |  | 0.00011929 | 0.00012702 | 0
| 3 | 2 | 15 | Winter | 0.00011916 | 0.00012242 | 0 |  | 0.00011916 | 0.00012242 | 0
| 4 | 2 | 15 | Winter | 0.00012085 | 0.00012052 | 0 |  | 0.00012085 | 0.00012052 | 0
| 5 | 2 | 15 | Winter | 0.00012596 | 0.00012132 | 0 |  | 0.00012596 | 0.00012132 | 0
| 6 | 2 | 15 | Winter | 0.0001353 | 0.00012532 | 0 |  | 0.0001353 | 0.00012532 | 0
| 7 | 2 | 15 | Winter | 0.00014735 | 0.00013237 | 0 |  | 0.00014735 | 0.00013237 | 0
| 8 | 2 | 15 | Winter | 0.00015735 | 0.00014149 | 0 |  | 0.00015735 | 0.00014149 | 0
| 9 | 2 | 15 | Winter | 0.00016313 | 0.00015078 | 0 |  | 0.00016313 | 0.00015078 | 0
| 10 | 2 | 15 | Winter | 0.00016602 | 0.00015847 | 0 |  | 0.00016602 | 0.00015847 | 0
| 11 | 2 | 15 | Winter | 0.0001674 | 0.00016348 | 0 |  | 0.0001674 | 0.00016348 | 0
| 12 | 2 | 15 | Winter | 0.00016745 | 0.000166 | 0 |  | 0.00016745 | 0.000166 | 0
| 13 | 2 | 15 | Winter | 0.00016691 | 0.00016695 | 0 |  | 0.00016691 | 0.00016695 | 0
| 14 | 2 | 15 | Winter | 0.00016425 | 0.0001665 | 0 |  | 0.00016425 | 0.0001665 | 0
| 15 | 2 | 15 | Winter | 0.00016047 | 0.00016477 | 0 |  | 0.00016047 | 0.00016477 | 0
| 16 | 2 | 15 | Winter | 0.00015913 | 0.00016269 | 0 |  | 0.00015913 | 0.00016269 | 0
| 17 | 2 | 15 | Winter | 0.00016064 | 0.00016112 | 0 |  | 0.00016064 | 0.00016112 | 0
| 18 | 2 | 15 | Winter | 0.00016696 | 0.0001618 | 0 |  | 0.00016696 | 0.0001618 | 0
| 19 | 2 | 15 | Winter | 0.000167 | 0.00016343 | 0 |  | 0.000167 | 0.00016343 | 0
| 20 | 2 | 15 | Winter | 0.00016131 | 0.00016398 | 0 |  | 0.00016131 | 0.00016398 | 0
| 21 | 2 | 15 | Winter | 0.00015429 | 0.00016239 | 0 |  | 0.00015429 | 0.00016239 | 0
| 22 | 2 | 15 | Winter | 0.0001441 | 0.00015668 | 0 |  | 0.0001441 | 0.00015668 | 0
| 23 | 2 | 15 | Winter | 0.00013143 | 0.00014778 | 0 |  | 0.00013143 | 0.00014778 | 0
| 24 | 2 | 15 | Winter | 0.00012129 | 0.00013778 | 0 |  | 0.00012129 | 0.00013778 | 0
| 1 | 2 | 16 | Winter | 0.00011574 | 0.00012814 | 0 |  | 0.00011574 | 0.00012814 | 0
| 2 | 2 | 16 | Winter | 0.00011267 | 0.00012028 | 0 |  | 0.00011267 | 0.00012028 | 0
| 3 | 2 | 16 | Winter | 0.00011178 | 0.00011537 | 0 |  | 0.00011178 | 0.00011537 | 0
| 4 | 2 | 16 | Winter | 0.00011365 | 0.00011346 | 0 |  | 0.00011365 | 0.00011346 | 0
| 5 | 2 | 16 | Winter | 0.00011907 | 0.00011429 | 0 |  | 0.00011907 | 0.00011429 | 0
| 6 | 2 | 16 | Winter | 0.00013094 | 0.00011886 | 0 |  | 0.00013094 | 0.00011886 | 0
| 7 | 2 | 16 | Winter | 0.00014584 | 0.00012737 | 0 |  | 0.00014584 | 0.00012737 | 0
| 8 | 2 | 16 | Winter | 0.00015691 | 0.00013819 | 0 |  | 0.00015691 | 0.00013819 | 0
| 9 | 2 | 16 | Winter | 0.00016069 | 0.00014859 | 0 |  | 0.00016069 | 0.00014859 | 0
| 10 | 2 | 16 | Winter | 0.00016007 | 0.00015588 | 0 |  | 0.00016007 | 0.00015588 | 0
| 11 | 2 | 16 | Winter | 0.00015798 | 0.00015891 | 0 |  | 0.00015798 | 0.00015891 | 0
| 12 | 2 | 16 | Winter | 0.0001562 | 0.00015873 | 0 |  | 0.0001562 | 0.00015873 | 0
| 13 | 2 | 16 | Winter | 0.00015233 | 0.00015664 | 0 |  | 0.00015233 | 0.00015664 | 0
| 14 | 2 | 16 | Winter | 0.00014633 | 0.00015321 | 0 |  | 0.00014633 | 0.00015321 | 0
| 15 | 2 | 16 | Winter | 0.00014126 | 0.00014903 | 0 |  | 0.00014126 | 0.00014903 | 0
| 16 | 2 | 16 | Winter | 0.00014095 | 0.00014522 | 0 |  | 0.00014095 | 0.00014522 | 0
| 17 | 2 | 16 | Winter | 0.00014339 | 0.00014298 | 0 |  | 0.00014339 | 0.00014298 | 0
| 18 | 2 | 16 | Winter | 0.00015228 | 0.00014447 | 0 |  | 0.00015228 | 0.00014447 | 0
| 19 | 2 | 16 | Winter | 0.00015833 | 0.00014874 | 0 |  | 0.00015833 | 0.00014874 | 0
| 20 | 2 | 16 | Winter | 0.000155 | 0.00015225 | 0 |  | 0.000155 | 0.00015225 | 0
| 21 | 2 | 16 | Winter | 0.00014891 | 0.00015363 | 0 |  | 0.00014891 | 0.00015363 | 0
| 22 | 2 | 16 | Winter | 0.00014019 | 0.00015061 | 0 |  | 0.00014019 | 0.00015061 | 0
| 23 | 2 | 16 | Winter | 0.00012747 | 0.00014289 | 0 |  | 0.00012747 | 0.00014289 | 0
| 24 | 2 | 16 | Winter | 0.00011792 | 0.00013362 | 0 |  | 0.00011792 | 0.00013362 | 0
| 1 | 2 | 17 | Winter | 0.00011098 | 0.00012414 | 0 |  | 0.00011098 | 0.00012414 | 0
| 2 | 2 | 17 | Winter | 0.00010862 | 0.00011625 | 0 |  | 0.00010862 | 0.00011625 | 0
| 3 | 2 | 17 | Winter | 0.0001084 | 0.00011148 | 0 |  | 0.0001084 | 0.00011148 | 0
| 4 | 2 | 17 | Winter | 0.00011067 | 0.00010967 | 0 |  | 0.00011067 | 0.00010967 | 0
| 5 | 2 | 17 | Winter | 0.000118 | 0.00011142 | 0 |  | 0.000118 | 0.00011142 | 0
| 6 | 2 | 17 | Winter | 0.00013036 | 0.00011686 | 0 |  | 0.00013036 | 0.00011686 | 0
| 7 | 2 | 17 | Winter | 0.00014682 | 0.00012646 | 0 |  | 0.00014682 | 0.00012646 | 0
| 8 | 2 | 17 | Winter | 0.00015766 | 0.00013821 | 0 |  | 0.00015766 | 0.00013821 | 0
| 9 | 2 | 17 | Winter | 0.00016064 | 0.00014887 | 0 |  | 0.00016064 | 0.00014887 | 0
| 10 | 2 | 17 | Winter | 0.00015949 | 0.00015615 | 0 |  | 0.00015949 | 0.00015615 | 0
| 11 | 2 | 17 | Winter | 0.00015482 | 0.00015815 | 0 |  | 0.00015482 | 0.00015815 | 0
| 12 | 2 | 17 | Winter | 0.00015037 | 0.00015633 | 0 |  | 0.00015037 | 0.00015633 | 0
| 13 | 2 | 17 | Winter | 0.00014668 | 0.00015284 | 0 |  | 0.00014668 | 0.00015284 | 0
| 14 | 2 | 17 | Winter | 0.00014197 | 0.00014846 | 0 |  | 0.00014197 | 0.00014846 | 0
| 15 | 2 | 17 | Winter | 0.00013748 | 0.00014413 | 0 |  | 0.00013748 | 0.00014413 | 0
| 16 | 2 | 17 | Winter | 0.00013588 | 0.0001405 | 0 |  | 0.00013588 | 0.0001405 | 0
| 17 | 2 | 17 | Winter | 0.00014064 | 0.00013899 | 0 |  | 0.00014064 | 0.00013899 | 0
| 18 | 2 | 17 | Winter | 0.00015197 | 0.00014149 | 0 |  | 0.00015197 | 0.00014149 | 0
| 19 | 2 | 17 | Winter | 0.00015891 | 0.00014685 | 0 |  | 0.00015891 | 0.00014685 | 0
| 20 | 2 | 17 | Winter | 0.00015651 | 0.00015201 | 0 |  | 0.00015651 | 0.00015201 | 0
| 21 | 2 | 17 | Winter | 0.00015171 | 0.00015477 | 0 |  | 0.00015171 | 0.00015477 | 0
| 22 | 2 | 17 | Winter | 0.00014224 | 0.00015234 | 0 |  | 0.00014224 | 0.00015234 | 0
| 23 | 2 | 17 | Winter | 0.00013108 | 0.00014538 | 0 |  | 0.00013108 | 0.00014538 | 0
| 24 | 2 | 17 | Winter | 0.00012103 | 0.00013651 | 0 |  | 0.00012103 | 0.00013651 | 0
| 1 | 2 | 18 | Winter | 0.00011529 | 0.00012741 | 0 |  | 0.00011529 | 0.00012741 | 0
| 2 | 2 | 18 | Winter | 0.00011262 | 0.00012 | 0 |  | 0.00011262 | 0.00012 | 0
| 3 | 2 | 18 | Winter | 0.00011187 | 0.0001152 | 0 |  | 0.00011187 | 0.0001152 | 0
| 4 | 2 | 18 | Winter | 0.00011431 | 0.00011352 | 0 |  | 0.00011431 | 0.00011352 | 0
| 5 | 2 | 18 | Winter | 0.00012085 | 0.00011491 | 0 |  | 0.00012085 | 0.00011491 | 0
| 6 | 2 | 18 | Winter | 0.00013259 | 0.0001199 | 0 |  | 0.00013259 | 0.0001199 | 0
| 7 | 2 | 18 | Winter | 0.00014735 | 0.00012878 | 0 |  | 0.00014735 | 0.00012878 | 0
| 8 | 2 | 18 | Winter | 0.00015771 | 0.00013962 | 0 |  | 0.00015771 | 0.00013962 | 0
| 9 | 2 | 18 | Winter | 0.00016113 | 0.00014969 | 0 |  | 0.00016113 | 0.00014969 | 0
| 10 | 2 | 18 | Winter | 0.00016238 | 0.00015714 | 0 |  | 0.00016238 | 0.00015714 | 0
| 11 | 2 | 18 | Winter | 0.00016136 | 0.00016064 | 0 |  | 0.00016136 | 0.00016064 | 0
| 12 | 2 | 18 | Winter | 0.00016113 | 0.0001615 | 0 |  | 0.00016113 | 0.0001615 | 0
| 13 | 2 | 18 | Winter | 0.0001594 | 0.00016107 | 0 |  | 0.0001594 | 0.00016107 | 0
| 14 | 2 | 18 | Winter | 0.00015611 | 0.0001595 | 0 |  | 0.00015611 | 0.0001595 | 0
| 15 | 2 | 18 | Winter | 0.00015393 | 0.00015764 | 0 |  | 0.00015393 | 0.00015764 | 0
| 16 | 2 | 18 | Winter | 0.0001526 | 0.00015551 | 0 |  | 0.0001526 | 0.00015551 | 0
| 17 | 2 | 18 | Winter | 0.0001558 | 0.00015461 | 0 |  | 0.0001558 | 0.00015461 | 0
| 18 | 2 | 18 | Winter | 0.00016207 | 0.0001561 | 0 |  | 0.00016207 | 0.0001561 | 0
| 19 | 2 | 18 | Winter | 0.00016331 | 0.00015844 | 0 |  | 0.00016331 | 0.00015844 | 0
| 20 | 2 | 18 | Winter | 0.00015807 | 0.00015981 | 0 |  | 0.00015807 | 0.00015981 | 0
| 21 | 2 | 18 | Winter | 0.00015135 | 0.0001587 | 0 |  | 0.00015135 | 0.0001587 | 0
| 22 | 2 | 18 | Winter | 0.0001405 | 0.00015331 | 0 |  | 0.0001405 | 0.00015331 | 0
| 23 | 2 | 18 | Winter | 0.00012743 | 0.00014434 | 0 |  | 0.00012743 | 0.00014434 | 0
| 24 | 2 | 18 | Winter | 0.00011654 | 0.00013396 | 0 |  | 0.00011654 | 0.00013396 | 0
| 1 | 2 | 19 | Winter | 0.00010987 | 0.00012358 | 0 |  | 0.00010987 | 0.00012358 | 0
| 2 | 2 | 19 | Winter | 0.00010649 | 0.00011508 | 0 |  | 0.00010649 | 0.00011508 | 0
| 3 | 2 | 19 | Winter | 0.00010489 | 0.00010945 | 0 |  | 0.00010489 | 0.00010945 | 0
| 4 | 2 | 19 | Winter | 0.00010729 | 0.00010713 | 0 |  | 0.00010729 | 0.00010713 | 0
| 5 | 2 | 19 | Winter | 0.00011262 | 0.00010782 | 0 |  | 0.00011262 | 0.00010782 | 0
| 6 | 2 | 19 | Winter | 0.00012414 | 0.00011224 | 0 |  | 0.00012414 | 0.00011224 | 0
| 7 | 2 | 19 | Winter | 0.00013846 | 0.00012063 | 0 |  | 0.00013846 | 0.00012063 | 0
| 8 | 2 | 19 | Winter | 0.00014877 | 0.000131 | 0 |  | 0.00014877 | 0.000131 | 0
| 9 | 2 | 19 | Winter | 0.00015246 | 0.00014096 | 0 |  | 0.00015246 | 0.00014096 | 0
| 10 | 2 | 19 | Winter | 0.00015255 | 0.00014806 | 0 |  | 0.00015255 | 0.00014806 | 0
| 11 | 2 | 19 | Winter | 0.00014895 | 0.00015068 | 0 |  | 0.00014895 | 0.00015068 | 0
| 12 | 2 | 19 | Winter | 0.0001461 | 0.00015002 | 0 |  | 0.0001461 | 0.00015002 | 0
| 13 | 2 | 19 | Winter | 0.00014193 | 0.00014738 | 0 |  | 0.00014193 | 0.00014738 | 0
| 14 | 2 | 19 | Winter | 0.00013855 | 0.00014388 | 0 |  | 0.00013855 | 0.00014388 | 0
| 15 | 2 | 19 | Winter | 0.00013703 | 0.0001409 | 0 |  | 0.00013703 | 0.0001409 | 0
| 16 | 2 | 19 | Winter | 0.00013899 | 0.00013912 | 0 |  | 0.00013899 | 0.00013912 | 0
| 17 | 2 | 19 | Winter | 0.0001437 | 0.00013957 | 0 |  | 0.0001437 | 0.00013957 | 0
| 18 | 2 | 19 | Winter | 0.00015113 | 0.00014271 | 0 |  | 0.00015113 | 0.00014271 | 0
| 19 | 2 | 19 | Winter | 0.000153 | 0.0001467 | 0 |  | 0.000153 | 0.0001467 | 0
| 20 | 2 | 19 | Winter | 0.00014815 | 0.00014899 | 0 |  | 0.00014815 | 0.00014899 | 0
| 21 | 2 | 19 | Winter | 0.0001421 | 0.00014859 | 0 |  | 0.0001421 | 0.00014859 | 0
| 22 | 2 | 19 | Winter | 0.00013423 | 0.00014437 | 0 |  | 0.00013423 | 0.00014437 | 0
| 23 | 2 | 19 | Winter | 0.00012432 | 0.0001372 | 0 |  | 0.00012432 | 0.0001372 | 0
| 24 | 2 | 19 | Winter | 0.00011516 | 0.00012895 | 0 |  | 0.00011516 | 0.00012895 | 0
| 1 | 2 | 20 | Winter | 0.0001088 | 0.00012063 | 0 |  | 0.0001088 | 0.00012063 | 0
| 2 | 2 | 20 | Winter | 0.00010502 | 0.00011332 | 0 |  | 0.00010502 | 0.00011332 | 0
| 3 | 2 | 20 | Winter | 0.00010333 | 0.00010808 | 0 |  | 0.00010333 | 0.00010808 | 0
| 4 | 2 | 20 | Winter | 0.00010351 | 0.00010517 | 0 |  | 0.00010351 | 0.00010517 | 0
| 5 | 2 | 20 | Winter | 0.00010676 | 0.00010465 | 0 |  | 0.00010676 | 0.00010465 | 0
| 6 | 2 | 20 | Winter | 0.00011347 | 0.00010677 | 0 |  | 0.00011347 | 0.00010677 | 0
| 7 | 2 | 20 | Winter | 0.00012249 | 0.00011156 | 0 |  | 0.00012249 | 0.00011156 | 0
| 8 | 2 | 20 | Winter | 0.00013201 | 0.00011868 | 0 |  | 0.00013201 | 0.00011868 | 0
| 9 | 2 | 20 | Winter | 0.00013832 | 0.00012657 | 0 |  | 0.00013832 | 0.00012657 | 0
| 10 | 2 | 20 | Winter | 0.00014175 | 0.00013364 | 0 |  | 0.00014175 | 0.00013364 | 0
| 11 | 2 | 20 | Winter | 0.00014139 | 0.00013837 | 0 |  | 0.00014139 | 0.00013837 | 0
| 12 | 2 | 20 | Winter | 0.00013828 | 0.00013994 | 0 |  | 0.00013828 | 0.00013994 | 0
| 13 | 2 | 20 | Winter | 0.00013414 | 0.00013889 | 0 |  | 0.00013414 | 0.00013889 | 0
| 14 | 2 | 20 | Winter | 0.00013019 | 0.000136 | 0 |  | 0.00013019 | 0.000136 | 0
| 15 | 2 | 20 | Winter | 0.00012921 | 0.00013295 | 0 |  | 0.00012921 | 0.00013295 | 0
| 16 | 2 | 20 | Winter | 0.00013294 | 0.00013162 | 0 |  | 0.00013294 | 0.00013162 | 0
| 17 | 2 | 20 | Winter | 0.0001377 | 0.00013251 | 0 |  | 0.0001377 | 0.00013251 | 0
| 18 | 2 | 20 | Winter | 0.0001453 | 0.00013629 | 0 |  | 0.0001453 | 0.00013629 | 0
| 19 | 2 | 20 | Winter | 0.00014793 | 0.00014097 | 0 |  | 0.00014793 | 0.00014097 | 0
| 20 | 2 | 20 | Winter | 0.00014379 | 0.00014368 | 0 |  | 0.00014379 | 0.00014368 | 0
| 21 | 2 | 20 | Winter | 0.00013921 | 0.00014406 | 0 |  | 0.00013921 | 0.00014406 | 0
| 22 | 2 | 20 | Winter | 0.0001317 | 0.00014066 | 0 |  | 0.0001317 | 0.00014066 | 0
| 23 | 2 | 20 | Winter | 0.00012241 | 0.00013428 | 0 |  | 0.00012241 | 0.00013428 | 0
| 24 | 2 | 20 | Winter | 0.00011365 | 0.00012674 | 0 |  | 0.00011365 | 0.00012674 | 0
| 1 | 2 | 21 | Winter | 0.00010818 | 0.00011898 | 0 |  | 0.00010818 | 0.00011898 | 0
| 2 | 2 | 21 | Winter | 0.00010475 | 0.00011225 | 0 |  | 0.00010475 | 0.00011225 | 0
| 3 | 2 | 21 | Winter | 0.00010258 | 0.00010729 | 0 |  | 0.00010258 | 0.00010729 | 0
| 4 | 2 | 21 | Winter | 0.00010195 | 0.00010437 | 0 |  | 0.00010195 | 0.00010437 | 0
| 5 | 2 | 21 | Winter | 0.0001044 | 0.00010342 | 0 |  | 0.0001044 | 0.00010342 | 0
| 6 | 2 | 21 | Winter | 0.00010867 | 0.0001044 | 0 |  | 0.00010867 | 0.0001044 | 0
| 7 | 2 | 21 | Winter | 0.00011605 | 0.00010777 | 0 |  | 0.00011605 | 0.00010777 | 0
| 8 | 2 | 21 | Winter | 0.0001237 | 0.0001132 | 0 |  | 0.0001237 | 0.0001132 | 0
| 9 | 2 | 21 | Winter | 0.00013081 | 0.0001198 | 0 |  | 0.00013081 | 0.0001198 | 0
| 10 | 2 | 21 | Winter | 0.00013686 | 0.00012685 | 0 |  | 0.00013686 | 0.00012685 | 0
| 11 | 2 | 21 | Winter | 0.00013957 | 0.00013273 | 0 |  | 0.00013957 | 0.00013273 | 0
| 12 | 2 | 21 | Winter | 0.00013881 | 0.00013651 | 0 |  | 0.00013881 | 0.00013651 | 0
| 13 | 2 | 21 | Winter | 0.00013926 | 0.00013862 | 0 |  | 0.00013926 | 0.00013862 | 0
| 14 | 2 | 21 | Winter | 0.0001373 | 0.00013873 | 0 |  | 0.0001373 | 0.00013873 | 0
| 15 | 2 | 21 | Winter | 0.00013357 | 0.00013723 | 0 |  | 0.00013357 | 0.00013723 | 0
| 16 | 2 | 21 | Winter | 0.00013374 | 0.00013597 | 0 |  | 0.00013374 | 0.00013597 | 0
| 17 | 2 | 21 | Winter | 0.00013641 | 0.00013526 | 0 |  | 0.00013641 | 0.00013526 | 0
| 18 | 2 | 21 | Winter | 0.00014152 | 0.00013631 | 0 |  | 0.00014152 | 0.00013631 | 0
| 19 | 2 | 21 | Winter | 0.00014473 | 0.0001391 | 0 |  | 0.00014473 | 0.0001391 | 0
| 20 | 2 | 21 | Winter | 0.00014046 | 0.00014078 | 0 |  | 0.00014046 | 0.00014078 | 0
| 21 | 2 | 21 | Winter | 0.00013334 | 0.00014001 | 0 |  | 0.00013334 | 0.00014001 | 0
| 22 | 2 | 21 | Winter | 0.00012525 | 0.00013594 | 0 |  | 0.00012525 | 0.00013594 | 0
| 23 | 2 | 21 | Winter | 0.00011369 | 0.00012819 | 0 |  | 0.00011369 | 0.00012819 | 0
| 24 | 2 | 21 | Winter | 0.00010418 | 0.00011912 | 0 |  | 0.00010418 | 0.00011912 | 0
| 1 | 2 | 22 | Winter | 9.8529e-05 | 0.00011041 | 0 |  | 9.8529e-05 | 0.00011041 | 0
| 2 | 2 | 22 | Winter | 9.4972e-05 | 0.00010284 | 0 |  | 9.4972e-05 | 0.00010284 | 0
| 3 | 2 | 22 | Winter | 9.3461e-05 | 9.7785e-05 | 0 |  | 9.3461e-05 | 9.7785e-05 | 0
| 4 | 2 | 22 | Winter | 9.4083e-05 | 9.5261e-05 | 0 |  | 9.4083e-05 | 9.5261e-05 | 0
| 5 | 2 | 22 | Winter | 9.933e-05 | 9.5462e-05 | 0 |  | 9.933e-05 | 9.5462e-05 | 0
| 6 | 2 | 22 | Winter | 0.0001108 | 9.9419e-05 | 0 |  | 0.0001108 | 9.9419e-05 | 0
| 7 | 2 | 22 | Winter | 0.00012481 | 0.00010726 | 0 |  | 0.00012481 | 0.00010726 | 0
| 8 | 2 | 22 | Winter | 0.00013526 | 0.00011755 | 0 |  | 0.00013526 | 0.00011755 | 0
| 9 | 2 | 22 | Winter | 0.00014006 | 0.00012773 | 0 |  | 0.00014006 | 0.00012773 | 0
| 10 | 2 | 22 | Winter | 0.00014233 | 0.00013561 | 0 |  | 0.00014233 | 0.00013561 | 0
| 11 | 2 | 22 | Winter | 0.00014375 | 0.00014035 | 0 |  | 0.00014375 | 0.00014035 | 0
| 12 | 2 | 22 | Winter | 0.0001445 | 0.00014266 | 0 |  | 0.0001445 | 0.00014266 | 0
| 13 | 2 | 22 | Winter | 0.00014504 | 0.0001439 | 0 |  | 0.00014504 | 0.0001439 | 0
| 14 | 2 | 22 | Winter | 0.00014317 | 0.00014411 | 0 |  | 0.00014317 | 0.00014411 | 0
| 15 | 2 | 22 | Winter | 0.00013628 | 0.00014225 | 0 |  | 0.00013628 | 0.00014225 | 0
| 16 | 2 | 22 | Winter | 0.0001333 | 0.00013945 | 0 |  | 0.0001333 | 0.00013945 | 0
| 17 | 2 | 22 | Winter | 0.00013477 | 0.00013688 | 0 |  | 0.00013477 | 0.00013688 | 0
| 18 | 2 | 22 | Winter | 0.00014344 | 0.00013695 | 0 |  | 0.00014344 | 0.00013695 | 0
| 19 | 2 | 22 | Winter | 0.00015108 | 0.00014065 | 0 |  | 0.00015108 | 0.00014065 | 0
| 20 | 2 | 22 | Winter | 0.00014895 | 0.00014456 | 0 |  | 0.00014895 | 0.00014456 | 0
| 21 | 2 | 22 | Winter | 0.00014321 | 0.00014667 | 0 |  | 0.00014321 | 0.00014667 | 0
| 22 | 2 | 22 | Winter | 0.00013383 | 0.00014427 | 0 |  | 0.00013383 | 0.00014427 | 0
| 23 | 2 | 22 | Winter | 0.00012254 | 0.00013713 | 0 |  | 0.00012254 | 0.00013713 | 0
| 24 | 2 | 22 | Winter | 0.00011307 | 0.00012816 | 0 |  | 0.00011307 | 0.00012816 | 0
| 1 | 2 | 23 | Winter | 0.00010751 | 0.00011924 | 0 |  | 0.00010751 | 0.00011924 | 0
| 2 | 2 | 23 | Winter | 0.00010418 | 0.00011182 | 0 |  | 0.00010418 | 0.00011182 | 0
| 3 | 2 | 23 | Winter | 0.00010453 | 0.00010732 | 0 |  | 0.00010453 | 0.00010732 | 0
| 4 | 2 | 23 | Winter | 0.00010724 | 0.00010587 | 0 |  | 0.00010724 | 0.00010587 | 0
| 5 | 2 | 23 | Winter | 0.00011365 | 0.0001074 | 0 |  | 0.00011365 | 0.0001074 | 0
| 6 | 2 | 23 | Winter | 0.00012636 | 0.00011295 | 0 |  | 0.00012636 | 0.00011295 | 0
| 7 | 2 | 23 | Winter | 0.00014197 | 0.00012231 | 0 |  | 0.00014197 | 0.00012231 | 0
| 8 | 2 | 23 | Winter | 0.00015317 | 0.00013379 | 0 |  | 0.00015317 | 0.00013379 | 0
| 9 | 2 | 23 | Winter | 0.00015553 | 0.00014426 | 0 |  | 0.00015553 | 0.00014426 | 0
| 10 | 2 | 23 | Winter | 0.00015322 | 0.00015097 | 0 |  | 0.00015322 | 0.00015097 | 0
| 11 | 2 | 23 | Winter | 0.00014917 | 0.00015277 | 0 |  | 0.00014917 | 0.00015277 | 0
| 12 | 2 | 23 | Winter | 0.00014535 | 0.00015082 | 0 |  | 0.00014535 | 0.00015082 | 0
| 13 | 2 | 23 | Winter | 0.00014326 | 0.00014775 | 0 |  | 0.00014326 | 0.00014775 | 0
| 14 | 2 | 23 | Winter | 0.00014046 | 0.00014456 | 0 |  | 0.00014046 | 0.00014456 | 0
| 15 | 2 | 23 | Winter | 0.00013863 | 0.00014193 | 0 |  | 0.00013863 | 0.00014193 | 0
| 16 | 2 | 23 | Winter | 0.00013717 | 0.00013988 | 0 |  | 0.00013717 | 0.00013988 | 0
| 17 | 2 | 23 | Winter | 0.00014233 | 0.00013965 | 0 |  | 0.00014233 | 0.00013965 | 0
| 18 | 2 | 23 | Winter | 0.00015193 | 0.00014251 | 0 |  | 0.00015193 | 0.00014251 | 0
| 19 | 2 | 23 | Winter | 0.00015851 | 0.00014748 | 0 |  | 0.00015851 | 0.00014748 | 0
| 20 | 2 | 23 | Winter | 0.00015558 | 0.00015208 | 0 |  | 0.00015558 | 0.00015208 | 0
| 21 | 2 | 23 | Winter | 0.00014984 | 0.00015396 | 0 |  | 0.00014984 | 0.00015396 | 0
| 22 | 2 | 23 | Winter | 0.00014095 | 0.00015122 | 0 |  | 0.00014095 | 0.00015122 | 0
| 23 | 2 | 23 | Winter | 0.00012885 | 0.0001438 | 0 |  | 0.00012885 | 0.0001438 | 0
| 24 | 2 | 23 | Winter | 0.00011854 | 0.00013454 | 0 |  | 0.00011854 | 0.00013454 | 0
| 1 | 2 | 24 | Winter | 0.00011325 | 0.0001254 | 0 |  | 0.00011325 | 0.0001254 | 0
| 2 | 2 | 24 | Winter | 0.00011165 | 0.00011807 | 0 |  | 0.00011165 | 0.00011807 | 0
| 3 | 2 | 24 | Winter | 0.00011214 | 0.00011389 | 0 |  | 0.00011214 | 0.00011389 | 0
| 4 | 2 | 24 | Winter | 0.00011494 | 0.00011299 | 0 |  | 0.00011494 | 0.00011299 | 0
| 5 | 2 | 24 | Winter | 0.00012258 | 0.00011533 | 0 |  | 0.00012258 | 0.00011533 | 0
| 6 | 2 | 24 | Winter | 0.00013557 | 0.00012131 | 0 |  | 0.00013557 | 0.00012131 | 0
| 7 | 2 | 24 | Winter | 0.00015309 | 0.00013154 | 0 |  | 0.00015309 | 0.00013154 | 0
| 8 | 2 | 24 | Winter | 0.00016336 | 0.00014365 | 0 |  | 0.00016336 | 0.00014365 | 0
| 9 | 2 | 24 | Winter | 0.00016402 | 0.00015401 | 0 |  | 0.00016402 | 0.00015401 | 0
| 10 | 2 | 24 | Winter | 0.00015864 | 0.00015978 | 0 |  | 0.00015864 | 0.00015978 | 0
| 11 | 2 | 24 | Winter | 0.00015273 | 0.00015969 | 0 |  | 0.00015273 | 0.00015969 | 0
| 12 | 2 | 24 | Winter | 0.00014753 | 0.00015573 | 0 |  | 0.00014753 | 0.00015573 | 0
| 13 | 2 | 24 | Winter | 0.00014299 | 0.00015047 | 0 |  | 0.00014299 | 0.00015047 | 0
| 14 | 2 | 24 | Winter | 0.00013783 | 0.00014527 | 0 |  | 0.00013783 | 0.00014527 | 0
| 15 | 2 | 24 | Winter | 0.00013406 | 0.0001406 | 0 |  | 0.00013406 | 0.0001406 | 0
| 16 | 2 | 24 | Winter | 0.00013325 | 0.00013703 | 0 |  | 0.00013325 | 0.00013703 | 0
| 17 | 2 | 24 | Winter | 0.0001377 | 0.00013571 | 0 |  | 0.0001377 | 0.00013571 | 0
| 18 | 2 | 24 | Winter | 0.00014851 | 0.00013838 | 0 |  | 0.00014851 | 0.00013838 | 0
| 19 | 2 | 24 | Winter | 0.00015562 | 0.00014377 | 0 |  | 0.00015562 | 0.00014377 | 0
| 20 | 2 | 24 | Winter | 0.00015322 | 0.00014876 | 0 |  | 0.00015322 | 0.00014876 | 0
| 21 | 2 | 24 | Winter | 0.00014708 | 0.00015111 | 0 |  | 0.00014708 | 0.00015111 | 0
| 22 | 2 | 24 | Winter | 0.00013761 | 0.00014838 | 0 |  | 0.00013761 | 0.00014838 | 0
| 23 | 2 | 24 | Winter | 0.00012485 | 0.00014069 | 0 |  | 0.00012485 | 0.00014069 | 0
| 24 | 2 | 24 | Winter | 0.00011449 | 0.00013101 | 0 |  | 0.00011449 | 0.00013101 | 0
| 1 | 2 | 25 | Winter | 0.00010889 | 0.00012146 | 0 |  | 0.00010889 | 0.00012146 | 0
| 2 | 2 | 25 | Winter | 0.00010582 | 0.00011351 | 0 |  | 0.00010582 | 0.00011351 | 0
| 3 | 2 | 25 | Winter | 0.00010631 | 0.00010888 | 0 |  | 0.00010631 | 0.00010888 | 0
| 4 | 2 | 25 | Winter | 0.00010898 | 0.0001075 | 0 |  | 0.00010898 | 0.0001075 | 0
| 5 | 2 | 25 | Winter | 0.000116 | 0.00010928 | 0 |  | 0.000116 | 0.00010928 | 0
| 6 | 2 | 25 | Winter | 0.0001277 | 0.00011475 | 0 |  | 0.0001277 | 0.00011475 | 0
| 7 | 2 | 25 | Winter | 0.00014321 | 0.00012397 | 0 |  | 0.00014321 | 0.00012397 | 0
| 8 | 2 | 25 | Winter | 0.00015309 | 0.000135 | 0 |  | 0.00015309 | 0.000135 | 0
| 9 | 2 | 25 | Winter | 0.00015602 | 0.000145 | 0 |  | 0.00015602 | 0.000145 | 0
| 10 | 2 | 25 | Winter | 0.00015504 | 0.00015184 | 0 |  | 0.00015504 | 0.00015184 | 0
| 11 | 2 | 25 | Winter | 0.00015375 | 0.00015447 | 0 |  | 0.00015375 | 0.00015447 | 0
| 12 | 2 | 25 | Winter | 0.00015317 | 0.0001545 | 0 |  | 0.00015317 | 0.0001545 | 0
| 13 | 2 | 25 | Winter | 0.00015126 | 0.00015331 | 0 |  | 0.00015126 | 0.00015331 | 0
| 14 | 2 | 25 | Winter | 0.00014735 | 0.00015138 | 0 |  | 0.00014735 | 0.00015138 | 0
| 15 | 2 | 25 | Winter | 0.00014508 | 0.00014922 | 0 |  | 0.00014508 | 0.00014922 | 0
| 16 | 2 | 25 | Winter | 0.00014482 | 0.00014713 | 0 |  | 0.00014482 | 0.00014713 | 0
| 17 | 2 | 25 | Winter | 0.00014811 | 0.00014634 | 0 |  | 0.00014811 | 0.00014634 | 0
| 18 | 2 | 25 | Winter | 0.00015375 | 0.00014794 | 0 |  | 0.00015375 | 0.00014794 | 0
| 19 | 2 | 25 | Winter | 0.0001586 | 0.00015132 | 0 |  | 0.0001586 | 0.00015132 | 0
| 20 | 2 | 25 | Winter | 0.00015513 | 0.0001539 | 0 |  | 0.00015513 | 0.0001539 | 0
| 21 | 2 | 25 | Winter | 0.00014864 | 0.00015403 | 0 |  | 0.00014864 | 0.00015403 | 0
| 22 | 2 | 25 | Winter | 0.0001389 | 0.00015032 | 0 |  | 0.0001389 | 0.00015032 | 0
| 23 | 2 | 25 | Winter | 0.00012627 | 0.00014224 | 0 |  | 0.00012627 | 0.00014224 | 0
| 24 | 2 | 25 | Winter | 0.00011649 | 0.00013258 | 0 |  | 0.00011649 | 0.00013258 | 0
| 1 | 2 | 26 | Winter | 0.00010929 | 0.00012274 | 0 |  | 0.00010929 | 0.00012274 | 0
| 2 | 2 | 26 | Winter | 0.00010622 | 0.00011457 | 0 |  | 0.00010622 | 0.00011457 | 0
| 3 | 2 | 26 | Winter | 0.00010507 | 0.00010927 | 0 |  | 0.00010507 | 0.00010927 | 0
| 4 | 2 | 26 | Winter | 0.0001064 | 0.00010674 | 0 |  | 0.0001064 | 0.00010674 | 0
| 5 | 2 | 26 | Winter | 0.00011267 | 0.00010759 | 0 |  | 0.00011267 | 0.00010759 | 0
| 6 | 2 | 26 | Winter | 0.00012481 | 0.00011224 | 0 |  | 0.00012481 | 0.00011224 | 0
| 7 | 2 | 26 | Winter | 0.00014055 | 0.00012111 | 0 |  | 0.00014055 | 0.00012111 | 0
| 8 | 2 | 26 | Winter | 0.00015126 | 0.00013232 | 0 |  | 0.00015126 | 0.00013232 | 0
| 9 | 2 | 26 | Winter | 0.00015433 | 0.00014274 | 0 |  | 0.00015433 | 0.00014274 | 0
| 10 | 2 | 26 | Winter | 0.00015233 | 0.00014962 | 0 |  | 0.00015233 | 0.00014962 | 0
| 11 | 2 | 26 | Winter | 0.00014811 | 0.00015151 | 0 |  | 0.00014811 | 0.00015151 | 0
| 12 | 2 | 26 | Winter | 0.00014299 | 0.00014944 | 0 |  | 0.00014299 | 0.00014944 | 0
| 13 | 2 | 26 | Winter | 0.00013828 | 0.00014543 | 0 |  | 0.00013828 | 0.00014543 | 0
| 14 | 2 | 26 | Winter | 0.00013437 | 0.00014094 | 0 |  | 0.00013437 | 0.00014094 | 0
| 15 | 2 | 26 | Winter | 0.0001325 | 0.00013703 | 0 |  | 0.0001325 | 0.00013703 | 0
| 16 | 2 | 26 | Winter | 0.00013241 | 0.00013439 | 0 |  | 0.00013241 | 0.00013439 | 0
| 17 | 2 | 26 | Winter | 0.00013646 | 0.00013393 | 0 |  | 0.00013646 | 0.00013393 | 0
| 18 | 2 | 26 | Winter | 0.00014477 | 0.00013653 | 0 |  | 0.00014477 | 0.00013653 | 0
| 19 | 2 | 26 | Winter | 0.00015055 | 0.00014105 | 0 |  | 0.00015055 | 0.00014105 | 0
| 20 | 2 | 26 | Winter | 0.00014744 | 0.0001448 | 0 |  | 0.00014744 | 0.0001448 | 0
| 21 | 2 | 26 | Winter | 0.00014246 | 0.0001463 | 0 |  | 0.00014246 | 0.0001463 | 0
| 22 | 2 | 26 | Winter | 0.0001353 | 0.00014394 | 0 |  | 0.0001353 | 0.00014394 | 0
| 23 | 2 | 26 | Winter | 0.00012503 | 0.00013756 | 0 |  | 0.00012503 | 0.00013756 | 0
| 24 | 2 | 26 | Winter | 0.00011654 | 0.00012983 | 0 |  | 0.00011654 | 0.00012983 | 0
| 1 | 2 | 27 | Winter | 0.00011133 | 0.00012205 | 0 |  | 0.00011133 | 0.00012205 | 0
| 2 | 2 | 27 | Winter | 0.00010827 | 0.00011529 | 0 |  | 0.00010827 | 0.00011529 | 0
| 3 | 2 | 27 | Winter | 0.00010853 | 0.00011117 | 0 |  | 0.00010853 | 0.00011117 | 0
| 4 | 2 | 27 | Winter | 0.00011005 | 0.00010955 | 0 |  | 0.00011005 | 0.00010955 | 0
| 5 | 2 | 27 | Winter | 0.00011405 | 0.00011022 | 0 |  | 0.00011405 | 0.00011022 | 0
| 6 | 2 | 27 | Winter | 0.00012147 | 0.00011352 | 0 |  | 0.00012147 | 0.00011352 | 0
| 7 | 2 | 27 | Winter | 0.00013228 | 0.00011946 | 0 |  | 0.00013228 | 0.00011946 | 0
| 8 | 2 | 27 | Winter | 0.00014161 | 0.00012735 | 0 |  | 0.00014161 | 0.00012735 | 0
| 9 | 2 | 27 | Winter | 0.00014668 | 0.00013551 | 0 |  | 0.00014668 | 0.00013551 | 0
| 10 | 2 | 27 | Winter | 0.0001453 | 0.00014147 | 0 |  | 0.0001453 | 0.00014147 | 0
| 11 | 2 | 27 | Winter | 0.00014161 | 0.0001438 | 0 |  | 0.00014161 | 0.0001438 | 0
| 12 | 2 | 27 | Winter | 0.00013828 | 0.00014297 | 0 |  | 0.00013828 | 0.00014297 | 0
| 13 | 2 | 27 | Winter | 0.00013379 | 0.00013975 | 0 |  | 0.00013379 | 0.00013975 | 0
| 14 | 2 | 27 | Winter | 0.00012836 | 0.00013551 | 0 |  | 0.00012836 | 0.00013551 | 0
| 15 | 2 | 27 | Winter | 0.00012521 | 0.00013141 | 0 |  | 0.00012521 | 0.00013141 | 0
| 16 | 2 | 27 | Winter | 0.00012481 | 0.00012804 | 0 |  | 0.00012481 | 0.00012804 | 0
| 17 | 2 | 27 | Winter | 0.00012943 | 0.00012695 | 0 |  | 0.00012943 | 0.00012695 | 0
| 18 | 2 | 27 | Winter | 0.00013797 | 0.00012935 | 0 |  | 0.00013797 | 0.00012935 | 0
| 19 | 2 | 27 | Winter | 0.00014344 | 0.00013391 | 0 |  | 0.00014344 | 0.00013391 | 0
| 20 | 2 | 27 | Winter | 0.00014015 | 0.00013775 | 0 |  | 0.00014015 | 0.00013775 | 0
| 21 | 2 | 27 | Winter | 0.00013557 | 0.00013928 | 0 |  | 0.00013557 | 0.00013928 | 0
| 22 | 2 | 27 | Winter | 0.0001289 | 0.00013701 | 0 |  | 0.0001289 | 0.00013701 | 0
| 23 | 2 | 27 | Winter | 0.00012009 | 0.00013118 | 0 |  | 0.00012009 | 0.00013118 | 0
| 24 | 2 | 27 | Winter | 0.0001112 | 0.00012394 | 0 |  | 0.0001112 | 0.00012394 | 0
| 1 | 2 | 28 | Winter | 0.00010604 | 0.00011656 | 0 |  | 0.00010604 | 0.00011656 | 0
| 2 | 2 | 28 | Winter | 0.000102 | 0.00010983 | 0 |  | 0.000102 | 0.00010983 | 0
| 3 | 2 | 28 | Winter | 0.00010013 | 0.00010484 | 0 |  | 0.00010013 | 0.00010484 | 0
| 4 | 2 | 28 | Winter | 0.00010013 | 0.00010208 | 0 |  | 0.00010013 | 0.00010208 | 0
| 5 | 2 | 28 | Winter | 0.00010218 | 0.00010111 | 0 |  | 0.00010218 | 0.00010111 | 0
| 6 | 2 | 28 | Winter | 0.00010684 | 0.00010232 | 0 |  | 0.00010684 | 0.00010232 | 0
| 7 | 2 | 28 | Winter | 0.00011534 | 0.00010612 | 0 |  | 0.00011534 | 0.00010612 | 0
| 8 | 2 | 28 | Winter | 0.00012276 | 0.00011178 | 0 |  | 0.00012276 | 0.00011178 | 0
| 9 | 2 | 28 | Winter | 0.00013032 | 0.00011882 | 0 |  | 0.00013032 | 0.00011882 | 0
| 10 | 2 | 28 | Winter | 0.00013512 | 0.00012589 | 0 |  | 0.00013512 | 0.00012589 | 0
| 11 | 2 | 28 | Winter | 0.00013686 | 0.00013127 | 0 |  | 0.00013686 | 0.00013127 | 0
| 12 | 2 | 28 | Winter | 0.00013526 | 0.00013439 | 0 |  | 0.00013526 | 0.00013439 | 0
| 13 | 2 | 28 | Winter | 0.00013303 | 0.00013507 | 0 |  | 0.00013303 | 0.00013507 | 0
| 14 | 2 | 28 | Winter | 0.00012881 | 0.00013349 | 0 |  | 0.00012881 | 0.00013349 | 0
| 15 | 2 | 28 | Winter | 0.00012556 | 0.00013066 | 0 |  | 0.00012556 | 0.00013066 | 0
| 16 | 2 | 28 | Winter | 0.00012565 | 0.00012826 | 0 |  | 0.00012565 | 0.00012826 | 0
| 17 | 2 | 28 | Winter | 0.00012983 | 0.00012746 | 0 |  | 0.00012983 | 0.00012746 | 0
| 18 | 2 | 28 | Winter | 0.00013779 | 0.00012971 | 0 |  | 0.00013779 | 0.00012971 | 0
| 19 | 2 | 28 | Winter | 0.00014135 | 0.00013366 | 0 |  | 0.00014135 | 0.00013366 | 0
| 20 | 2 | 28 | Winter | 0.00013743 | 0.0001366 | 0 |  | 0.00013743 | 0.0001366 | 0
| 21 | 2 | 28 | Winter | 0.00013201 | 0.00013715 | 0 |  | 0.00013201 | 0.00013715 | 0
| 22 | 2 | 28 | Winter | 0.00012418 | 0.00013374 | 0 |  | 0.00012418 | 0.00013374 | 0
| 23 | 2 | 28 | Winter | 0.00011414 | 0.00012694 | 0 |  | 0.00011414 | 0.00012694 | 0
| 24 | 2 | 28 | Winter | 0.0001052 | 0.00011888 | 0 |  | 0.0001052 | 0.00011888 | 0
| 1 | 3 | 1 | Shoulder | 0.0001004 | 0.00011098 | 0 |  | 0.0001004 | 0.00011098 | 0
| 2 | 3 | 1 | Shoulder | 9.8618e-05 | 0.00010459 | 0 |  | 9.8618e-05 | 0.00010459 | 0
| 3 | 3 | 1 | Shoulder | 9.8885e-05 | 0.00010077 | 0 |  | 9.8885e-05 | 0.00010077 | 0
| 4 | 3 | 1 | Shoulder | 0.00010102 | 9.973e-05 | 0 |  | 0.00010102 | 9.973e-05 | 0
| 5 | 3 | 1 | Shoulder | 0.000108 | 0.00010163 | 0 |  | 0.000108 | 0.00010163 | 0
| 6 | 3 | 1 | Shoulder | 0.00012116 | 0.00010727 | 0 |  | 0.00012116 | 0.00010727 | 0
| 7 | 3 | 1 | Shoulder | 0.00013686 | 0.00011676 | 0 |  | 0.00013686 | 0.00011676 | 0
| 8 | 3 | 1 | Shoulder | 0.00014762 | 0.00012841 | 0 |  | 0.00014762 | 0.00012841 | 0
| 9 | 3 | 1 | Shoulder | 0.00015024 | 0.00013897 | 0 |  | 0.00015024 | 0.00013897 | 0
| 10 | 3 | 1 | Shoulder | 0.00014704 | 0.00014544 | 0 |  | 0.00014704 | 0.00014544 | 0
| 11 | 3 | 1 | Shoulder | 0.00014161 | 0.00014663 | 0 |  | 0.00014161 | 0.00014663 | 0
| 12 | 3 | 1 | Shoulder | 0.00013677 | 0.00014391 | 0 |  | 0.00013677 | 0.00014391 | 0
| 13 | 3 | 1 | Shoulder | 0.00013201 | 0.00013936 | 0 |  | 0.00013201 | 0.00013936 | 0
| 14 | 3 | 1 | Shoulder | 0.00012636 | 0.00013419 | 0 |  | 0.00012636 | 0.00013419 | 0
| 15 | 3 | 1 | Shoulder | 0.00012218 | 0.00012933 | 0 |  | 0.00012218 | 0.00012933 | 0
| 16 | 3 | 1 | Shoulder | 0.00012014 | 0.00012517 | 0 |  | 0.00012014 | 0.00012517 | 0
| 17 | 3 | 1 | Shoulder | 0.00012276 | 0.00012286 | 0 |  | 0.00012276 | 0.00012286 | 0
| 18 | 3 | 1 | Shoulder | 0.00013099 | 0.00012402 | 0 |  | 0.00013099 | 0.00012402 | 0
| 19 | 3 | 1 | Shoulder | 0.00013823 | 0.00012803 | 0 |  | 0.00013823 | 0.00012803 | 0
| 20 | 3 | 1 | Shoulder | 0.00013601 | 0.000132 | 0 |  | 0.00013601 | 0.000132 | 0
| 21 | 3 | 1 | Shoulder | 0.00013085 | 0.00013402 | 0 |  | 0.00013085 | 0.00013402 | 0
| 22 | 3 | 1 | Shoulder | 0.00012192 | 0.00013175 | 0 |  | 0.00012192 | 0.00013175 | 0
| 23 | 3 | 1 | Shoulder | 0.00011147 | 0.00012506 | 0 |  | 0.00011147 | 0.00012506 | 0
| 24 | 3 | 1 | Shoulder | 0.00010244 | 0.00011667 | 0 |  | 0.00010244 | 0.00011667 | 0
| 1 | 3 | 2 | Shoulder | 9.7151e-05 | 0.00010824 | 0 |  | 9.7151e-05 | 0.00010824 | 0
| 2 | 3 | 2 | Shoulder | 9.4483e-05 | 0.00010139 | 0 |  | 9.4483e-05 | 0.00010139 | 0
| 3 | 3 | 2 | Shoulder | 9.4217e-05 | 9.7073e-05 | 0 |  | 9.4217e-05 | 9.7073e-05 | 0
| 4 | 3 | 2 | Shoulder | 9.6217e-05 | 9.5517e-05 | 0 |  | 9.6217e-05 | 9.5517e-05 | 0
| 5 | 3 | 2 | Shoulder | 0.00010213 | 9.6762e-05 | 0 |  | 0.00010213 | 9.6762e-05 | 0
| 6 | 3 | 2 | Shoulder | 0.00011427 | 0.00010171 | 0 |  | 0.00011427 | 0.00010171 | 0
| 7 | 3 | 2 | Shoulder | 0.0001293 | 0.00011048 | 0 |  | 0.0001293 | 0.00011048 | 0
| 8 | 3 | 2 | Shoulder | 0.00013997 | 0.00012142 | 0 |  | 0.00013997 | 0.00012142 | 0
| 9 | 3 | 2 | Shoulder | 0.00014464 | 0.00013204 | 0 |  | 0.00014464 | 0.00013204 | 0
| 10 | 3 | 2 | Shoulder | 0.00014539 | 0.00013982 | 0 |  | 0.00014539 | 0.00013982 | 0
| 11 | 3 | 2 | Shoulder | 0.0001441 | 0.00014353 | 0 |  | 0.0001441 | 0.00014353 | 0
| 12 | 3 | 2 | Shoulder | 0.00014193 | 0.00014401 | 0 |  | 0.00014193 | 0.00014401 | 0
| 13 | 3 | 2 | Shoulder | 0.00013797 | 0.00014235 | 0 |  | 0.00013797 | 0.00014235 | 0
| 14 | 3 | 2 | Shoulder | 0.0001329 | 0.00013922 | 0 |  | 0.0001329 | 0.00013922 | 0
| 15 | 3 | 2 | Shoulder | 0.00012934 | 0.00013553 | 0 |  | 0.00012934 | 0.00013553 | 0
| 16 | 3 | 2 | Shoulder | 0.00012792 | 0.00013203 | 0 |  | 0.00012792 | 0.00013203 | 0
| 17 | 3 | 2 | Shoulder | 0.00013099 | 0.00013029 | 0 |  | 0.00013099 | 0.00013029 | 0
| 18 | 3 | 2 | Shoulder | 0.00013917 | 0.00013185 | 0 |  | 0.00013917 | 0.00013185 | 0
| 19 | 3 | 2 | Shoulder | 0.00014739 | 0.00013637 | 0 |  | 0.00014739 | 0.00013637 | 0
| 20 | 3 | 2 | Shoulder | 0.00014522 | 0.00014069 | 0 |  | 0.00014522 | 0.00014069 | 0
| 21 | 3 | 2 | Shoulder | 0.00013975 | 0.00014288 | 0 |  | 0.00013975 | 0.00014288 | 0
| 22 | 3 | 2 | Shoulder | 0.00013076 | 0.00014078 | 0 |  | 0.00013076 | 0.00014078 | 0
| 23 | 3 | 2 | Shoulder | 0.00011956 | 0.00013382 | 0 |  | 0.00011956 | 0.00013382 | 0
| 24 | 3 | 2 | Shoulder | 0.00011027 | 0.00012508 | 0 |  | 0.00011027 | 0.00012508 | 0
| 1 | 3 | 3 | Shoulder | 0.00010524 | 0.00011646 | 0 |  | 0.00010524 | 0.00011646 | 0
| 2 | 3 | 3 | Shoulder | 0.00010306 | 0.00010953 | 0 |  | 0.00010306 | 0.00010953 | 0
| 3 | 3 | 3 | Shoulder | 0.00010418 | 0.00010569 | 0 |  | 0.00010418 | 0.00010569 | 0
| 4 | 3 | 3 | Shoulder | 0.00010747 | 0.00010499 | 0 |  | 0.00010747 | 0.00010499 | 0
| 5 | 3 | 3 | Shoulder | 0.00011556 | 0.00010757 | 0 |  | 0.00011556 | 0.00010757 | 0
| 6 | 3 | 3 | Shoulder | 0.00012988 | 0.00011427 | 0 |  | 0.00012988 | 0.00011427 | 0
| 7 | 3 | 3 | Shoulder | 0.00014562 | 0.00012463 | 0 |  | 0.00014562 | 0.00012463 | 0
| 8 | 3 | 3 | Shoulder | 0.00015598 | 0.00013676 | 0 |  | 0.00015598 | 0.00013676 | 0
| 9 | 3 | 3 | Shoulder | 0.00015589 | 0.00014684 | 0 |  | 0.00015589 | 0.00014684 | 0
| 10 | 3 | 3 | Shoulder | 0.00014944 | 0.00015173 | 0 |  | 0.00014944 | 0.00015173 | 0
| 11 | 3 | 3 | Shoulder | 0.00014179 | 0.00015077 | 0 |  | 0.00014179 | 0.00015077 | 0
| 12 | 3 | 3 | Shoulder | 0.00013428 | 0.00014535 | 0 |  | 0.00013428 | 0.00014535 | 0
| 13 | 3 | 3 | Shoulder | 0.00012876 | 0.00013857 | 0 |  | 0.00012876 | 0.00013857 | 0
| 14 | 3 | 3 | Shoulder | 0.00012312 | 0.00013199 | 0 |  | 0.00012312 | 0.00013199 | 0
| 15 | 3 | 3 | Shoulder | 0.00011894 | 0.00012627 | 0 |  | 0.00011894 | 0.00012627 | 0
| 16 | 3 | 3 | Shoulder | 0.00011734 | 0.00012204 | 0 |  | 0.00011734 | 0.00012204 | 0
| 17 | 3 | 3 | Shoulder | 0.00011934 | 0.00011968 | 0 |  | 0.00011934 | 0.00011968 | 0
| 18 | 3 | 3 | Shoulder | 0.00012743 | 0.00012076 | 0 |  | 0.00012743 | 0.00012076 | 0
| 19 | 3 | 3 | Shoulder | 0.00013779 | 0.00012547 | 0 |  | 0.00013779 | 0.00012547 | 0
| 20 | 3 | 3 | Shoulder | 0.00013819 | 0.00013069 | 0 |  | 0.00013819 | 0.00013069 | 0
| 21 | 3 | 3 | Shoulder | 0.00013437 | 0.00013444 | 0 |  | 0.00013437 | 0.00013444 | 0
| 22 | 3 | 3 | Shoulder | 0.00012672 | 0.00013427 | 0 |  | 0.00012672 | 0.00013427 | 0
| 23 | 3 | 3 | Shoulder | 0.00011663 | 0.00012898 | 0 |  | 0.00011663 | 0.00012898 | 0
| 24 | 3 | 3 | Shoulder | 0.000108 | 0.00012143 | 0 |  | 0.000108 | 0.00012143 | 0
| 1 | 3 | 4 | Shoulder | 0.00010346 | 0.0001137 | 0 |  | 0.00010346 | 0.0001137 | 0
| 2 | 3 | 4 | Shoulder | 0.00010213 | 0.00010756 | 0 |  | 0.00010213 | 0.00010756 | 0
| 3 | 3 | 4 | Shoulder | 0.00010262 | 0.00010405 | 0 |  | 0.00010262 | 0.00010405 | 0
| 4 | 3 | 4 | Shoulder | 0.00010555 | 0.00010344 | 0 |  | 0.00010555 | 0.00010344 | 0
| 5 | 3 | 4 | Shoulder | 0.00011289 | 0.0001058 | 0 |  | 0.00011289 | 0.0001058 | 0
| 6 | 3 | 4 | Shoulder | 0.0001257 | 0.00011169 | 0 |  | 0.0001257 | 0.00011169 | 0
| 7 | 3 | 4 | Shoulder | 0.00014166 | 0.00012145 | 0 |  | 0.00014166 | 0.00012145 | 0
| 8 | 3 | 4 | Shoulder | 0.00015135 | 0.0001329 | 0 |  | 0.00015135 | 0.0001329 | 0
| 9 | 3 | 4 | Shoulder | 0.00015291 | 0.0001429 | 0 |  | 0.00015291 | 0.0001429 | 0
| 10 | 3 | 4 | Shoulder | 0.00014744 | 0.00014834 | 0 |  | 0.00014744 | 0.00014834 | 0
| 11 | 3 | 4 | Shoulder | 0.00014028 | 0.00014799 | 0 |  | 0.00014028 | 0.00014799 | 0
| 12 | 3 | 4 | Shoulder | 0.00013459 | 0.0001438 | 0 |  | 0.00013459 | 0.0001438 | 0
| 13 | 3 | 4 | Shoulder | 0.00013339 | 0.00013892 | 0 |  | 0.00013339 | 0.00013892 | 0
| 14 | 3 | 4 | Shoulder | 0.00013317 | 0.00013536 | 0 |  | 0.00013317 | 0.00013536 | 0
| 15 | 3 | 4 | Shoulder | 0.00013308 | 0.00013355 | 0 |  | 0.00013308 | 0.00013355 | 0
| 16 | 3 | 4 | Shoulder | 0.00013446 | 0.00013352 | 0 |  | 0.00013446 | 0.00013352 | 0
| 17 | 3 | 4 | Shoulder | 0.00013895 | 0.00013491 | 0 |  | 0.00013895 | 0.00013491 | 0
| 18 | 3 | 4 | Shoulder | 0.0001449 | 0.00013785 | 0 |  | 0.0001449 | 0.00013785 | 0
| 19 | 3 | 4 | Shoulder | 0.00014673 | 0.00014126 | 0 |  | 0.00014673 | 0.00014126 | 0
| 20 | 3 | 4 | Shoulder | 0.00014219 | 0.00014319 | 0 |  | 0.00014219 | 0.00014319 | 0
| 21 | 3 | 4 | Shoulder | 0.00013561 | 0.00014236 | 0 |  | 0.00013561 | 0.00014236 | 0
| 22 | 3 | 4 | Shoulder | 0.00012605 | 0.00013765 | 0 |  | 0.00012605 | 0.00013765 | 0
| 23 | 3 | 4 | Shoulder | 0.00011427 | 0.00012953 | 0 |  | 0.00011427 | 0.00012953 | 0
| 24 | 3 | 4 | Shoulder | 0.00010475 | 0.00012017 | 0 |  | 0.00010475 | 0.00012017 | 0
| 1 | 3 | 5 | Shoulder | 9.8441e-05 | 0.00011088 | 0 |  | 9.8441e-05 | 0.00011088 | 0
| 2 | 3 | 5 | Shoulder | 9.5328e-05 | 0.0001032 | 0 |  | 9.5328e-05 | 0.0001032 | 0
| 3 | 3 | 5 | Shoulder | 9.4217e-05 | 9.8185e-05 | 0 |  | 9.4217e-05 | 9.8185e-05 | 0
| 4 | 3 | 5 | Shoulder | 9.555e-05 | 9.5884e-05 | 0 |  | 9.555e-05 | 9.5884e-05 | 0
| 5 | 3 | 5 | Shoulder | 0.00010053 | 9.6406e-05 | 0 |  | 0.00010053 | 9.6406e-05 | 0
| 6 | 3 | 5 | Shoulder | 0.00011156 | 0.00010046 | 0 |  | 0.00011156 | 0.00010046 | 0
| 7 | 3 | 5 | Shoulder | 0.00012596 | 0.0001084 | 0 |  | 0.00012596 | 0.0001084 | 0
| 8 | 3 | 5 | Shoulder | 0.00013534 | 0.00011835 | 0 |  | 0.00013534 | 0.00011835 | 0
| 9 | 3 | 5 | Shoulder | 0.00013952 | 0.0001281 | 0 |  | 0.00013952 | 0.0001281 | 0
| 10 | 3 | 5 | Shoulder | 0.00013957 | 0.0001351 | 0 |  | 0.00013957 | 0.0001351 | 0
| 11 | 3 | 5 | Shoulder | 0.00013939 | 0.00013846 | 0 |  | 0.00013939 | 0.00013846 | 0
| 12 | 3 | 5 | Shoulder | 0.00013868 | 0.00013929 | 0 |  | 0.00013868 | 0.00013929 | 0
| 13 | 3 | 5 | Shoulder | 0.00013681 | 0.00013861 | 0 |  | 0.00013681 | 0.00013861 | 0
| 14 | 3 | 5 | Shoulder | 0.0001341 | 0.00013725 | 0 |  | 0.0001341 | 0.00013725 | 0
| 15 | 3 | 5 | Shoulder | 0.00013117 | 0.00013519 | 0 |  | 0.00013117 | 0.00013519 | 0
| 16 | 3 | 5 | Shoulder | 0.00013179 | 0.00013347 | 0 |  | 0.00013179 | 0.00013347 | 0
| 17 | 3 | 5 | Shoulder | 0.00013406 | 0.00013278 | 0 |  | 0.00013406 | 0.00013278 | 0
| 18 | 3 | 5 | Shoulder | 0.0001397 | 0.00013418 | 0 |  | 0.0001397 | 0.00013418 | 0
| 19 | 3 | 5 | Shoulder | 0.0001425 | 0.00013701 | 0 |  | 0.0001425 | 0.00013701 | 0
| 20 | 3 | 5 | Shoulder | 0.00013886 | 0.00013878 | 0 |  | 0.00013886 | 0.00013878 | 0
| 21 | 3 | 5 | Shoulder | 0.00013303 | 0.00013852 | 0 |  | 0.00013303 | 0.00013852 | 0
| 22 | 3 | 5 | Shoulder | 0.0001261 | 0.00013512 | 0 |  | 0.0001261 | 0.00013512 | 0
| 23 | 3 | 5 | Shoulder | 0.00011658 | 0.00012864 | 0 |  | 0.00011658 | 0.00012864 | 0
| 24 | 3 | 5 | Shoulder | 0.00010836 | 0.00012102 | 0 |  | 0.00010836 | 0.00012102 | 0
| 1 | 3 | 6 | Shoulder | 0.0001024 | 0.00011336 | 0 |  | 0.0001024 | 0.00011336 | 0
| 2 | 3 | 6 | Shoulder | 9.8352e-05 | 0.00010642 | 0 |  | 9.8352e-05 | 0.00010642 | 0
| 3 | 3 | 6 | Shoulder | 9.7062e-05 | 0.00010154 | 0 |  | 9.7062e-05 | 0.00010154 | 0
| 4 | 3 | 6 | Shoulder | 9.7284e-05 | 9.8774e-05 | 0 |  | 9.7284e-05 | 9.8774e-05 | 0
| 5 | 3 | 6 | Shoulder | 0.00010026 | 9.824e-05 | 0 |  | 0.00010026 | 9.824e-05 | 0
| 6 | 3 | 6 | Shoulder | 0.0001064 | 0.00010025 | 0 |  | 0.0001064 | 0.00010025 | 0
| 7 | 3 | 6 | Shoulder | 0.00011485 | 0.0001047 | 0 |  | 0.00011485 | 0.0001047 | 0
| 8 | 3 | 6 | Shoulder | 0.00012401 | 0.00011138 | 0 |  | 0.00012401 | 0.00011138 | 0
| 9 | 3 | 6 | Shoulder | 0.00013059 | 0.00011896 | 0 |  | 0.00013059 | 0.00011896 | 0
| 10 | 3 | 6 | Shoulder | 0.00013312 | 0.00012564 | 0 |  | 0.00013312 | 0.00012564 | 0
| 11 | 3 | 6 | Shoulder | 0.00013285 | 0.00013014 | 0 |  | 0.00013285 | 0.00013014 | 0
| 12 | 3 | 6 | Shoulder | 0.00012934 | 0.00013148 | 0 |  | 0.00012934 | 0.00013148 | 0
| 13 | 3 | 6 | Shoulder | 0.00012516 | 0.00013012 | 0 |  | 0.00012516 | 0.00013012 | 0
| 14 | 3 | 6 | Shoulder | 0.00012085 | 0.00012705 | 0 |  | 0.00012085 | 0.00012705 | 0
| 15 | 3 | 6 | Shoulder | 0.00011738 | 0.00012318 | 0 |  | 0.00011738 | 0.00012318 | 0
| 16 | 3 | 6 | Shoulder | 0.00011805 | 0.00012036 | 0 |  | 0.00011805 | 0.00012036 | 0
| 17 | 3 | 6 | Shoulder | 0.00012245 | 0.00011968 | 0 |  | 0.00012245 | 0.00011968 | 0
| 18 | 3 | 6 | Shoulder | 0.00013041 | 0.00012207 | 0 |  | 0.00013041 | 0.00012207 | 0
| 19 | 3 | 6 | Shoulder | 0.00013659 | 0.00012687 | 0 |  | 0.00013659 | 0.00012687 | 0
| 20 | 3 | 6 | Shoulder | 0.00013441 | 0.00013097 | 0 |  | 0.00013441 | 0.00013097 | 0
| 21 | 3 | 6 | Shoulder | 0.00012996 | 0.00013284 | 0 |  | 0.00012996 | 0.00013284 | 0
| 22 | 3 | 6 | Shoulder | 0.00012481 | 0.00013144 | 0 |  | 0.00012481 | 0.00013144 | 0
| 23 | 3 | 6 | Shoulder | 0.00011667 | 0.00012646 | 0 |  | 0.00011667 | 0.00012646 | 0
| 24 | 3 | 6 | Shoulder | 0.00010853 | 0.00011999 | 0 |  | 0.00010853 | 0.00011999 | 0
| 1 | 3 | 7 | Shoulder | 0.00010231 | 0.00011308 | 0 |  | 0.00010231 | 0.00011308 | 0
| 2 | 3 | 7 | Shoulder | 9.8485e-05 | 0.0001065 | 0 |  | 9.8485e-05 | 0.0001065 | 0
| 3 | 3 | 7 | Shoulder | 9.6884e-05 | 0.00010155 | 0 |  | 9.6884e-05 | 0.00010155 | 0
| 4 | 3 | 7 | Shoulder | 9.6262e-05 | 9.8485e-05 | 0 |  | 9.6262e-05 | 9.8485e-05 | 0
| 5 | 3 | 7 | Shoulder | 9.8885e-05 | 9.7629e-05 | 0 |  | 9.8885e-05 | 9.7629e-05 | 0
| 6 | 3 | 7 | Shoulder | 0.00010449 | 9.913e-05 | 0 |  | 0.00010449 | 9.913e-05 | 0
| 7 | 3 | 7 | Shoulder | 0.00011289 | 0.00010313 | 0 |  | 0.00011289 | 0.00010313 | 0
| 8 | 3 | 7 | Shoulder | 0.00012058 | 0.00010921 | 0 |  | 0.00012058 | 0.00010921 | 0
| 9 | 3 | 7 | Shoulder | 0.00012801 | 0.00011649 | 0 |  | 0.00012801 | 0.00011649 | 0
| 10 | 3 | 7 | Shoulder | 0.00013419 | 0.00012392 | 0 |  | 0.00013419 | 0.00012392 | 0
| 11 | 3 | 7 | Shoulder | 0.00013392 | 0.00012918 | 0 |  | 0.00013392 | 0.00012918 | 0
| 12 | 3 | 7 | Shoulder | 0.00013361 | 0.00013243 | 0 |  | 0.00013361 | 0.00013243 | 0
| 13 | 3 | 7 | Shoulder | 0.00013548 | 0.0001343 | 0 |  | 0.00013548 | 0.0001343 | 0
| 14 | 3 | 7 | Shoulder | 0.00013223 | 0.00013381 | 0 |  | 0.00013223 | 0.00013381 | 0
| 15 | 3 | 7 | Shoulder | 0.00012796 | 0.00013232 | 0 |  | 0.00012796 | 0.00013232 | 0
| 16 | 3 | 7 | Shoulder | 0.00012756 | 0.00013081 | 0 |  | 0.00012756 | 0.00013081 | 0
| 17 | 3 | 7 | Shoulder | 0.00013148 | 0.00012981 | 0 |  | 0.00013148 | 0.00012981 | 0
| 18 | 3 | 7 | Shoulder | 0.00014015 | 0.00013179 | 0 |  | 0.00014015 | 0.00013179 | 0
| 19 | 3 | 7 | Shoulder | 0.00014686 | 0.00013651 | 0 |  | 0.00014686 | 0.00013651 | 0
| 20 | 3 | 7 | Shoulder | 0.00014602 | 0.00014112 | 0 |  | 0.00014602 | 0.00014112 | 0
| 21 | 3 | 7 | Shoulder | 0.00014037 | 0.00014335 | 0 |  | 0.00014037 | 0.00014335 | 0
| 22 | 3 | 7 | Shoulder | 0.00013214 | 0.00014135 | 0 |  | 0.00013214 | 0.00014135 | 0
| 23 | 3 | 7 | Shoulder | 0.00012249 | 0.00013526 | 0 |  | 0.00012249 | 0.00013526 | 0
| 24 | 3 | 7 | Shoulder | 0.00011356 | 0.00012714 | 0 |  | 0.00011356 | 0.00012714 | 0
| 1 | 3 | 8 | Shoulder | 0.00010889 | 0.00011927 | 0 |  | 0.00010889 | 0.00011927 | 0
| 2 | 3 | 8 | Shoulder | 0.00010751 | 0.00011311 | 0 |  | 0.00010751 | 0.00011311 | 0
| 3 | 3 | 8 | Shoulder | 0.0001084 | 0.00010959 | 0 |  | 0.0001084 | 0.00010959 | 0
| 4 | 3 | 8 | Shoulder | 0.00011182 | 0.00010916 | 0 |  | 0.00011182 | 0.00010916 | 0
| 5 | 3 | 8 | Shoulder | 0.00012036 | 0.00011202 | 0 |  | 0.00012036 | 0.00011202 | 0
| 6 | 3 | 8 | Shoulder | 0.00013432 | 0.00011873 | 0 |  | 0.00013432 | 0.00011873 | 0
| 7 | 3 | 8 | Shoulder | 0.000151 | 0.00012938 | 0 |  | 0.000151 | 0.00012938 | 0
| 8 | 3 | 8 | Shoulder | 0.0001618 | 0.00014187 | 0 |  | 0.0001618 | 0.00014187 | 0
| 9 | 3 | 8 | Shoulder | 0.0001622 | 0.00015233 | 0 |  | 0.0001622 | 0.00015233 | 0
| 10 | 3 | 8 | Shoulder | 0.00015589 | 0.00015772 | 0 |  | 0.00015589 | 0.00015772 | 0
| 11 | 3 | 8 | Shoulder | 0.00014802 | 0.00015698 | 0 |  | 0.00014802 | 0.00015698 | 0
| 12 | 3 | 8 | Shoulder | 0.00014135 | 0.00015186 | 0 |  | 0.00014135 | 0.00015186 | 0
| 13 | 3 | 8 | Shoulder | 0.00013601 | 0.00014532 | 0 |  | 0.00013601 | 0.00014532 | 0
| 14 | 3 | 8 | Shoulder | 0.00013125 | 0.00013916 | 0 |  | 0.00013125 | 0.00013916 | 0
| 15 | 3 | 8 | Shoulder | 0.00012925 | 0.00013447 | 0 |  | 0.00012925 | 0.00013447 | 0
| 16 | 3 | 8 | Shoulder | 0.00012854 | 0.00013127 | 0 |  | 0.00012854 | 0.00013127 | 0
| 17 | 3 | 8 | Shoulder | 0.00013103 | 0.00013002 | 0 |  | 0.00013103 | 0.00013002 | 0
| 18 | 3 | 8 | Shoulder | 0.00013828 | 0.00013178 | 0 |  | 0.00013828 | 0.00013178 | 0
| 19 | 3 | 8 | Shoulder | 0.00014553 | 0.00013584 | 0 |  | 0.00014553 | 0.00013584 | 0
| 20 | 3 | 8 | Shoulder | 0.00014441 | 0.00013981 | 0 |  | 0.00014441 | 0.00013981 | 0
| 21 | 3 | 8 | Shoulder | 0.00013881 | 0.00014176 | 0 |  | 0.00013881 | 0.00014176 | 0
| 22 | 3 | 8 | Shoulder | 0.00012899 | 0.00013944 | 0 |  | 0.00012899 | 0.00013944 | 0
| 23 | 3 | 8 | Shoulder | 0.0001176 | 0.00013245 | 0 |  | 0.0001176 | 0.00013245 | 0
| 24 | 3 | 8 | Shoulder | 0.00010796 | 0.00012334 | 0 |  | 0.00010796 | 0.00012334 | 0
| 1 | 3 | 9 | Shoulder | 0.00010222 | 0.00011419 | 0 |  | 0.00010222 | 0.00011419 | 0
| 2 | 3 | 9 | Shoulder | 0.00010066 | 0.00010711 | 0 |  | 0.00010066 | 0.00010711 | 0
| 3 | 3 | 9 | Shoulder | 0.00010133 | 0.00010304 | 0 |  | 0.00010133 | 0.00010304 | 0
| 4 | 3 | 9 | Shoulder | 0.00010471 | 0.00010223 | 0 |  | 0.00010471 | 0.00010223 | 0
| 5 | 3 | 9 | Shoulder | 0.00011267 | 0.00010484 | 0 |  | 0.00011267 | 0.00010484 | 0
| 6 | 3 | 9 | Shoulder | 0.0001257 | 0.0001111 | 0 |  | 0.0001257 | 0.0001111 | 0
| 7 | 3 | 9 | Shoulder | 0.00014152 | 0.00012115 | 0 |  | 0.00014152 | 0.00012115 | 0
| 8 | 3 | 9 | Shoulder | 0.0001506 | 0.00013262 | 0 |  | 0.0001506 | 0.00013262 | 0
| 9 | 3 | 9 | Shoulder | 0.00015171 | 0.00014238 | 0 |  | 0.00015171 | 0.00014238 | 0
| 10 | 3 | 9 | Shoulder | 0.00014797 | 0.00014795 | 0 |  | 0.00014797 | 0.00014795 | 0
| 11 | 3 | 9 | Shoulder | 0.00014273 | 0.00014825 | 0 |  | 0.00014273 | 0.00014825 | 0
| 12 | 3 | 9 | Shoulder | 0.00013708 | 0.00014487 | 0 |  | 0.00013708 | 0.00014487 | 0
| 13 | 3 | 9 | Shoulder | 0.00013277 | 0.00014014 | 0 |  | 0.00013277 | 0.00014014 | 0
| 14 | 3 | 9 | Shoulder | 0.00012823 | 0.0001352 | 0 |  | 0.00012823 | 0.0001352 | 0
| 15 | 3 | 9 | Shoulder | 0.00012583 | 0.00013098 | 0 |  | 0.00012583 | 0.00013098 | 0
| 16 | 3 | 9 | Shoulder | 0.00012485 | 0.00012792 | 0 |  | 0.00012485 | 0.00012792 | 0
| 17 | 3 | 9 | Shoulder | 0.00012872 | 0.00012691 | 0 |  | 0.00012872 | 0.00012691 | 0
| 18 | 3 | 9 | Shoulder | 0.00013517 | 0.00012864 | 0 |  | 0.00013517 | 0.00012864 | 0
| 19 | 3 | 9 | Shoulder | 0.00014406 | 0.0001332 | 0 |  | 0.00014406 | 0.0001332 | 0
| 20 | 3 | 9 | Shoulder | 0.00014508 | 0.00013826 | 0 |  | 0.00014508 | 0.00013826 | 0
| 21 | 3 | 9 | Shoulder | 0.00014032 | 0.00014116 | 0 |  | 0.00014032 | 0.00014116 | 0
| 22 | 3 | 9 | Shoulder | 0.00013228 | 0.00014044 | 0 |  | 0.00013228 | 0.00014044 | 0
| 23 | 3 | 9 | Shoulder | 0.00012236 | 0.00013501 | 0 |  | 0.00012236 | 0.00013501 | 0
| 24 | 3 | 9 | Shoulder | 0.00011316 | 0.00012703 | 0 |  | 0.00011316 | 0.00012703 | 0
| 1 | 3 | 10 | Shoulder | 0.00010858 | 0.00011909 | 0 |  | 0.00010858 | 0.00011909 | 0
| 2 | 3 | 10 | Shoulder | 0.0001072 | 0.00011282 | 0 |  | 0.0001072 | 0.00011282 | 0
| 3 | 3 | 10 | Shoulder | 0.00010818 | 0.00010928 | 0 |  | 0.00010818 | 0.00010928 | 0
| 4 | 3 | 10 | Shoulder | 0.00011116 | 0.00010878 | 0 |  | 0.00011116 | 0.00010878 | 0
| 5 | 3 | 10 | Shoulder | 0.0001196 | 0.00011153 | 0 |  | 0.0001196 | 0.00011153 | 0
| 6 | 3 | 10 | Shoulder | 0.00013272 | 0.00011792 | 0 |  | 0.00013272 | 0.00011792 | 0
| 7 | 3 | 10 | Shoulder | 0.00014837 | 0.00012796 | 0 |  | 0.00014837 | 0.00012796 | 0
| 8 | 3 | 10 | Shoulder | 0.00015815 | 0.00013971 | 0 |  | 0.00015815 | 0.00013971 | 0
| 9 | 3 | 10 | Shoulder | 0.00015766 | 0.00014923 | 0 |  | 0.00015766 | 0.00014923 | 0
| 10 | 3 | 10 | Shoulder | 0.00015144 | 0.00015391 | 0 |  | 0.00015144 | 0.00015391 | 0
| 11 | 3 | 10 | Shoulder | 0.00014313 | 0.0001526 | 0 |  | 0.00014313 | 0.0001526 | 0
| 12 | 3 | 10 | Shoulder | 0.00013721 | 0.00014736 | 0 |  | 0.00013721 | 0.00014736 | 0
| 13 | 3 | 10 | Shoulder | 0.00013254 | 0.00014108 | 0 |  | 0.00013254 | 0.00014108 | 0
| 14 | 3 | 10 | Shoulder | 0.00012703 | 0.00013498 | 0 |  | 0.00012703 | 0.00013498 | 0
| 15 | 3 | 10 | Shoulder | 0.00012236 | 0.00012979 | 0 |  | 0.00012236 | 0.00012979 | 0
| 16 | 3 | 10 | Shoulder | 0.00012103 | 0.00012574 | 0 |  | 0.00012103 | 0.00012574 | 0
| 17 | 3 | 10 | Shoulder | 0.00012427 | 0.00012367 | 0 |  | 0.00012427 | 0.00012367 | 0
| 18 | 3 | 10 | Shoulder | 0.00013094 | 0.00012465 | 0 |  | 0.00013094 | 0.00012465 | 0
| 19 | 3 | 10 | Shoulder | 0.0001413 | 0.00012939 | 0 |  | 0.0001413 | 0.00012939 | 0
| 20 | 3 | 10 | Shoulder | 0.00014233 | 0.00013471 | 0 |  | 0.00014233 | 0.00013471 | 0
| 21 | 3 | 10 | Shoulder | 0.00013877 | 0.00013833 | 0 |  | 0.00013877 | 0.00013833 | 0
| 22 | 3 | 10 | Shoulder | 0.0001305 | 0.00013822 | 0 |  | 0.0001305 | 0.00013822 | 0
| 23 | 3 | 10 | Shoulder | 0.00012023 | 0.00013295 | 0 |  | 0.00012023 | 0.00013295 | 0
| 24 | 3 | 10 | Shoulder | 0.00011196 | 0.00012536 | 0 |  | 0.00011196 | 0.00012536 | 0
| 1 | 3 | 11 | Shoulder | 0.00010733 | 0.0001175 | 0 |  | 0.00010733 | 0.0001175 | 0
| 2 | 3 | 11 | Shoulder | 0.00010613 | 0.00011141 | 0 |  | 0.00010613 | 0.00011141 | 0
| 3 | 3 | 11 | Shoulder | 0.00010649 | 0.00010798 | 0 |  | 0.00010649 | 0.00010798 | 0
| 4 | 3 | 11 | Shoulder | 0.00011 | 0.00010749 | 0 |  | 0.00011 | 0.00010749 | 0
| 5 | 3 | 11 | Shoulder | 0.00011836 | 0.00011025 | 0 |  | 0.00011836 | 0.00011025 | 0
| 6 | 3 | 11 | Shoulder | 0.00013268 | 0.00011688 | 0 |  | 0.00013268 | 0.00011688 | 0
| 7 | 3 | 11 | Shoulder | 0.00014975 | 0.0001277 | 0 |  | 0.00014975 | 0.0001277 | 0
| 8 | 3 | 11 | Shoulder | 0.00015895 | 0.00013994 | 0 |  | 0.00015895 | 0.00013994 | 0
| 9 | 3 | 11 | Shoulder | 0.00015589 | 0.00014932 | 0 |  | 0.00015589 | 0.00014932 | 0
| 10 | 3 | 11 | Shoulder | 0.00014793 | 0.00015313 | 0 |  | 0.00014793 | 0.00015313 | 0
| 11 | 3 | 11 | Shoulder | 0.00013997 | 0.00015068 | 0 |  | 0.00013997 | 0.00015068 | 0
| 12 | 3 | 11 | Shoulder | 0.00013374 | 0.00014438 | 0 |  | 0.00013374 | 0.00014438 | 0
| 13 | 3 | 11 | Shoulder | 0.00012885 | 0.00013762 | 0 |  | 0.00012885 | 0.00013762 | 0
| 14 | 3 | 11 | Shoulder | 0.00012343 | 0.0001315 | 0 |  | 0.00012343 | 0.0001315 | 0
| 15 | 3 | 11 | Shoulder | 0.00011947 | 0.00012637 | 0 |  | 0.00011947 | 0.00012637 | 0
| 16 | 3 | 11 | Shoulder | 0.000118 | 0.00012244 | 0 |  | 0.000118 | 0.00012244 | 0
| 17 | 3 | 11 | Shoulder | 0.00012054 | 0.00012036 | 0 |  | 0.00012054 | 0.00012036 | 0
| 18 | 3 | 11 | Shoulder | 0.00012672 | 0.00012118 | 0 |  | 0.00012672 | 0.00012118 | 0
| 19 | 3 | 11 | Shoulder | 0.00013757 | 0.00012571 | 0 |  | 0.00013757 | 0.00012571 | 0
| 20 | 3 | 11 | Shoulder | 0.0001397 | 0.00013113 | 0 |  | 0.0001397 | 0.00013113 | 0
| 21 | 3 | 11 | Shoulder | 0.0001361 | 0.00013502 | 0 |  | 0.0001361 | 0.00013502 | 0
| 22 | 3 | 11 | Shoulder | 0.00012903 | 0.0001356 | 0 |  | 0.00012903 | 0.0001356 | 0
| 23 | 3 | 11 | Shoulder | 0.0001192 | 0.00013101 | 0 |  | 0.0001192 | 0.00013101 | 0
| 24 | 3 | 11 | Shoulder | 0.00011125 | 0.0001239 | 0 |  | 0.00011125 | 0.0001239 | 0
| 1 | 3 | 12 | Shoulder | 0.00010671 | 0.00011655 | 0 |  | 0.00010671 | 0.00011655 | 0
| 2 | 3 | 12 | Shoulder | 0.00010533 | 0.00011062 | 0 |  | 0.00010533 | 0.00011062 | 0
| 3 | 3 | 12 | Shoulder | 0.000106 | 0.00010732 | 0 |  | 0.000106 | 0.00010732 | 0
| 4 | 3 | 12 | Shoulder | 0.00010956 | 0.0001069 | 0 |  | 0.00010956 | 0.0001069 | 0
| 5 | 3 | 12 | Shoulder | 0.00011747 | 0.00010959 | 0 |  | 0.00011747 | 0.00010959 | 0
| 6 | 3 | 12 | Shoulder | 0.00013117 | 0.00011605 | 0 |  | 0.00013117 | 0.00011605 | 0
| 7 | 3 | 12 | Shoulder | 0.00014673 | 0.00012623 | 0 |  | 0.00014673 | 0.00012623 | 0
| 8 | 3 | 12 | Shoulder | 0.0001562 | 0.00013789 | 0 |  | 0.0001562 | 0.00013789 | 0
| 9 | 3 | 12 | Shoulder | 0.0001538 | 0.00014697 | 0 |  | 0.0001538 | 0.00014697 | 0
| 10 | 3 | 12 | Shoulder | 0.00014664 | 0.00015084 | 0 |  | 0.00014664 | 0.00015084 | 0
| 11 | 3 | 12 | Shoulder | 0.00013912 | 0.00014894 | 0 |  | 0.00013912 | 0.00014894 | 0
| 12 | 3 | 12 | Shoulder | 0.00013277 | 0.00014308 | 0 |  | 0.00013277 | 0.00014308 | 0
| 13 | 3 | 12 | Shoulder | 0.00012672 | 0.00013631 | 0 |  | 0.00012672 | 0.00013631 | 0
| 14 | 3 | 12 | Shoulder | 0.00012107 | 0.00012992 | 0 |  | 0.00012107 | 0.00012992 | 0
| 15 | 3 | 12 | Shoulder | 0.00011676 | 0.00012433 | 0 |  | 0.00011676 | 0.00012433 | 0
| 16 | 3 | 12 | Shoulder | 0.00011422 | 0.00011969 | 0 |  | 0.00011422 | 0.00011969 | 0
| 17 | 3 | 12 | Shoulder | 0.000116 | 0.00011701 | 0 |  | 0.000116 | 0.00011701 | 0
| 18 | 3 | 12 | Shoulder | 0.00012116 | 0.00011704 | 0 |  | 0.00012116 | 0.00011704 | 0
| 19 | 3 | 12 | Shoulder | 0.00012948 | 0.00012022 | 0 |  | 0.00012948 | 0.00012022 | 0
| 20 | 3 | 12 | Shoulder | 0.00013125 | 0.00012447 | 0 |  | 0.00013125 | 0.00012447 | 0
| 21 | 3 | 12 | Shoulder | 0.00012863 | 0.00012763 | 0 |  | 0.00012863 | 0.00012763 | 0
| 22 | 3 | 12 | Shoulder | 0.0001233 | 0.00012816 | 0 |  | 0.0001233 | 0.00012816 | 0
| 23 | 3 | 12 | Shoulder | 0.00011529 | 0.00012462 | 0 |  | 0.00011529 | 0.00012462 | 0
| 24 | 3 | 12 | Shoulder | 0.00010773 | 0.00011874 | 0 |  | 0.00010773 | 0.00011874 | 0
| 1 | 3 | 13 | Shoulder | 0.00010284 | 0.00011229 | 0 |  | 0.00010284 | 0.00011229 | 0
| 2 | 3 | 13 | Shoulder | 0.00010124 | 0.00010678 | 0 |  | 0.00010124 | 0.00010678 | 0
| 3 | 3 | 13 | Shoulder | 0.00010102 | 0.00010321 | 0 |  | 0.00010102 | 0.00010321 | 0
| 4 | 3 | 13 | Shoulder | 0.00010306 | 0.00010204 | 0 |  | 0.00010306 | 0.00010204 | 0
| 5 | 3 | 13 | Shoulder | 0.00010804 | 0.00010334 | 0 |  | 0.00010804 | 0.00010334 | 0
| 6 | 3 | 13 | Shoulder | 0.00011538 | 0.00010688 | 0 |  | 0.00011538 | 0.00010688 | 0
| 7 | 3 | 13 | Shoulder | 0.00012547 | 0.00011299 | 0 |  | 0.00012547 | 0.00011299 | 0
| 8 | 3 | 13 | Shoulder | 0.00013454 | 0.00012086 | 0 |  | 0.00013454 | 0.00012086 | 0
| 9 | 3 | 13 | Shoulder | 0.00013788 | 0.00012832 | 0 |  | 0.00013788 | 0.00012832 | 0
| 10 | 3 | 13 | Shoulder | 0.00013459 | 0.00013312 | 0 |  | 0.00013459 | 0.00013312 | 0
| 11 | 3 | 13 | Shoulder | 0.00012934 | 0.00013409 | 0 |  | 0.00012934 | 0.00013409 | 0
| 12 | 3 | 13 | Shoulder | 0.00012187 | 0.00013092 | 0 |  | 0.00012187 | 0.00013092 | 0
| 13 | 3 | 13 | Shoulder | 0.00011503 | 0.00012521 | 0 |  | 0.00011503 | 0.00012521 | 0
| 14 | 3 | 13 | Shoulder | 0.00010973 | 0.00011899 | 0 |  | 0.00010973 | 0.00011899 | 0
| 15 | 3 | 13 | Shoulder | 0.00010587 | 0.00011312 | 0 |  | 0.00010587 | 0.00011312 | 0
| 16 | 3 | 13 | Shoulder | 0.0001052 | 0.00010896 | 0 |  | 0.0001052 | 0.00010896 | 0
| 17 | 3 | 13 | Shoulder | 0.00010756 | 0.00010709 | 0 |  | 0.00010756 | 0.00010709 | 0
| 18 | 3 | 13 | Shoulder | 0.0001136 | 0.00010806 | 0 |  | 0.0001136 | 0.00010806 | 0
| 19 | 3 | 13 | Shoulder | 0.00012183 | 0.00011205 | 0 |  | 0.00012183 | 0.00011205 | 0
| 20 | 3 | 13 | Shoulder | 0.00012303 | 0.0001165 | 0 |  | 0.00012303 | 0.0001165 | 0
| 21 | 3 | 13 | Shoulder | 0.00012054 | 0.00011975 | 0 |  | 0.00012054 | 0.00011975 | 0
| 22 | 3 | 13 | Shoulder | 0.00011507 | 0.00012012 | 0 |  | 0.00011507 | 0.00012012 | 0
| 23 | 3 | 13 | Shoulder | 0.00010782 | 0.00011661 | 0 |  | 0.00010782 | 0.00011661 | 0
| 24 | 3 | 13 | Shoulder | 0.00010111 | 0.00011113 | 0 |  | 0.00010111 | 0.00011113 | 0
| 1 | 3 | 14 | Shoulder | 9.5817e-05 | 0.00010495 | 0 |  | 9.5817e-05 | 0.00010495 | 0
| 2 | 3 | 14 | Shoulder | 9.3816e-05 | 9.9641e-05 | 0 |  | 9.3816e-05 | 9.9641e-05 | 0
| 3 | 3 | 14 | Shoulder | 0 | 7.2685e-05 | 0 |  | 0 | 7.2685e-05 | 0
| 4 | 3 | 14 | Shoulder | 9.3372e-05 | 7.0751e-05 | 0 |  | 9.3372e-05 | 7.0751e-05 | 0
| 5 | 3 | 14 | Shoulder | 9.395e-05 | 7.0284e-05 | 0 |  | 9.395e-05 | 7.0284e-05 | 0
| 6 | 3 | 14 | Shoulder | 9.7996e-05 | 7.1329e-05 | 0 |  | 9.7996e-05 | 7.1329e-05 | 0
| 7 | 3 | 14 | Shoulder | 0.00010427 | 9.7396e-05 | 0 |  | 0.00010427 | 9.7396e-05 | 0
| 8 | 3 | 14 | Shoulder | 0.00011191 | 0.00010203 | 0 |  | 0.00011191 | 0.00010203 | 0
| 9 | 3 | 14 | Shoulder | 0.00012027 | 0.00010861 | 0 |  | 0.00012027 | 0.00010861 | 0
| 10 | 3 | 14 | Shoulder | 0.00012659 | 0.00011576 | 0 |  | 0.00012659 | 0.00011576 | 0
| 11 | 3 | 14 | Shoulder | 0.00013188 | 0.00012266 | 0 |  | 0.00013188 | 0.00012266 | 0
| 12 | 3 | 14 | Shoulder | 0.00013441 | 0.00012829 | 0 |  | 0.00013441 | 0.00012829 | 0
| 13 | 3 | 14 | Shoulder | 0.00013552 | 0.0001321 | 0 |  | 0.00013552 | 0.0001321 | 0
| 14 | 3 | 14 | Shoulder | 0.00013419 | 0.000134 | 0 |  | 0.00013419 | 0.000134 | 0
| 15 | 3 | 14 | Shoulder | 0.00013241 | 0.00013413 | 0 |  | 0.00013241 | 0.00013413 | 0
| 16 | 3 | 14 | Shoulder | 0.0001321 | 0.00013355 | 0 |  | 0.0001321 | 0.00013355 | 0
| 17 | 3 | 14 | Shoulder | 0.00013414 | 0.00013321 | 0 |  | 0.00013414 | 0.00013321 | 0
| 18 | 3 | 14 | Shoulder | 0.00013841 | 0.00013427 | 0 |  | 0.00013841 | 0.00013427 | 0
| 19 | 3 | 14 | Shoulder | 0.0001409 | 0.00013639 | 0 |  | 0.0001409 | 0.00013639 | 0
| 20 | 3 | 14 | Shoulder | 0.00014393 | 0.00013935 | 0 |  | 0.00014393 | 0.00013935 | 0
| 21 | 3 | 14 | Shoulder | 0.00014112 | 0.00014109 | 0 |  | 0.00014112 | 0.00014109 | 0
| 22 | 3 | 14 | Shoulder | 0.00013388 | 0.00013996 | 0 |  | 0.00013388 | 0.00013996 | 0
| 23 | 3 | 14 | Shoulder | 0.00012294 | 0.00013547 | 0 |  | 0.00012294 | 0.00013547 | 0
| 24 | 3 | 14 | Shoulder | 0.0001116 | 0.00012739 | 0 |  | 0.0001116 | 0.00012739 | 0
| 1 | 3 | 15 | Shoulder | 0.00010493 | 0.00011834 | 0 |  | 0.00010493 | 0.00011834 | 0
| 2 | 3 | 15 | Shoulder | 0.00010209 | 0.00011039 | 0 |  | 0.00010209 | 0.00011039 | 0
| 3 | 3 | 15 | Shoulder | 0.00010191 | 0.00010513 | 0 |  | 0.00010191 | 0.00010513 | 0
| 4 | 3 | 15 | Shoulder | 0.00010431 | 0.00010331 | 0 |  | 0.00010431 | 0.00010331 | 0
| 5 | 3 | 15 | Shoulder | 0.00011178 | 0.00010502 | 0 |  | 0.00011178 | 0.00010502 | 0
| 6 | 3 | 15 | Shoulder | 0.00012458 | 0.00011065 | 0 |  | 0.00012458 | 0.00011065 | 0
| 7 | 3 | 15 | Shoulder | 0.00014152 | 0.00012055 | 0 |  | 0.00014152 | 0.00012055 | 0
| 8 | 3 | 15 | Shoulder | 0.00015429 | 0.00013304 | 0 |  | 0.00015429 | 0.00013304 | 0
| 9 | 3 | 15 | Shoulder | 0.0001594 | 0.00014495 | 0 |  | 0.0001594 | 0.00014495 | 0
| 10 | 3 | 15 | Shoulder | 0.00015713 | 0.00015309 | 0 |  | 0.00015713 | 0.00015309 | 0
| 11 | 3 | 15 | Shoulder | 0.00015313 | 0.00015599 | 0 |  | 0.00015313 | 0.00015599 | 0
| 12 | 3 | 15 | Shoulder | 0.00014966 | 0.00015483 | 0 |  | 0.00014966 | 0.00015483 | 0
| 13 | 3 | 15 | Shoulder | 0.00014619 | 0.00015153 | 0 |  | 0.00014619 | 0.00015153 | 0
| 14 | 3 | 15 | Shoulder | 0.00014099 | 0.00014749 | 0 |  | 0.00014099 | 0.00014749 | 0
| 15 | 3 | 15 | Shoulder | 0.00013681 | 0.00014341 | 0 |  | 0.00013681 | 0.00014341 | 0
| 16 | 3 | 15 | Shoulder | 0.00013499 | 0.00013975 | 0 |  | 0.00013499 | 0.00013975 | 0
| 17 | 3 | 15 | Shoulder | 0.00013579 | 0.00013715 | 0 |  | 0.00013579 | 0.00013715 | 0
| 18 | 3 | 15 | Shoulder | 0.00013855 | 0.00013653 | 0 |  | 0.00013855 | 0.00013653 | 0
| 19 | 3 | 15 | Shoulder | 0.00014068 | 0.0001375 | 0 |  | 0.00014068 | 0.0001375 | 0
| 20 | 3 | 15 | Shoulder | 0.00014624 | 0.00014031 | 0 |  | 0.00014624 | 0.00014031 | 0
| 21 | 3 | 15 | Shoulder | 0.00014588 | 0.00014284 | 0 |  | 0.00014588 | 0.00014284 | 0
| 22 | 3 | 15 | Shoulder | 0.00013908 | 0.00014297 | 0 |  | 0.00013908 | 0.00014297 | 0
| 23 | 3 | 15 | Shoulder | 0.00012836 | 0.00013989 | 0 |  | 0.00012836 | 0.00013989 | 0
| 24 | 3 | 15 | Shoulder | 0.00011823 | 0.00013289 | 0 |  | 0.00011823 | 0.00013289 | 0
| 1 | 3 | 16 | Shoulder | 0.00011245 | 0.00012453 | 0 |  | 0.00011245 | 0.00012453 | 0
| 2 | 3 | 16 | Shoulder | 0.00011013 | 0.00011729 | 0 |  | 0.00011013 | 0.00011729 | 0
| 3 | 3 | 16 | Shoulder | 0.00011036 | 0.00011279 | 0 |  | 0.00011036 | 0.00011279 | 0
| 4 | 3 | 16 | Shoulder | 0.00011307 | 0.0001115 | 0 |  | 0.00011307 | 0.0001115 | 0
| 5 | 3 | 16 | Shoulder | 0.00011956 | 0.00011328 | 0 |  | 0.00011956 | 0.00011328 | 0
| 6 | 3 | 16 | Shoulder | 0.00013277 | 0.00011894 | 0 |  | 0.00013277 | 0.00011894 | 0
| 7 | 3 | 16 | Shoulder | 0.00014953 | 0.00012873 | 0 |  | 0.00014953 | 0.00012873 | 0
| 8 | 3 | 16 | Shoulder | 0.00016269 | 0.00014114 | 0 |  | 0.00016269 | 0.00014114 | 0
| 9 | 3 | 16 | Shoulder | 0.00016438 | 0.00015234 | 0 |  | 0.00016438 | 0.00015234 | 0
| 10 | 3 | 16 | Shoulder | 0.00015766 | 0.00015857 | 0 |  | 0.00015766 | 0.00015857 | 0
| 11 | 3 | 16 | Shoulder | 0.00014926 | 0.0001585 | 0 |  | 0.00014926 | 0.0001585 | 0
| 12 | 3 | 16 | Shoulder | 0.00014259 | 0.00015347 | 0 |  | 0.00014259 | 0.00015347 | 0
| 13 | 3 | 16 | Shoulder | 0.00013623 | 0.00014644 | 0 |  | 0.00013623 | 0.00014644 | 0
| 14 | 3 | 16 | Shoulder | 0.00013001 | 0.00013952 | 0 |  | 0.00013001 | 0.00013952 | 0
| 15 | 3 | 16 | Shoulder | 0.0001249 | 0.00013343 | 0 |  | 0.0001249 | 0.00013343 | 0
| 16 | 3 | 16 | Shoulder | 0.00012138 | 0.00012813 | 0 |  | 0.00012138 | 0.00012813 | 0
| 17 | 3 | 16 | Shoulder | 0.00012063 | 0.00012423 | 0 |  | 0.00012063 | 0.00012423 | 0
| 18 | 3 | 16 | Shoulder | 0.00012418 | 0.00012277 | 0 |  | 0.00012418 | 0.00012277 | 0
| 19 | 3 | 16 | Shoulder | 0.00012823 | 0.00012361 | 0 |  | 0.00012823 | 0.00012361 | 0
| 20 | 3 | 16 | Shoulder | 0.0001361 | 0.00012729 | 0 |  | 0.0001361 | 0.00012729 | 0
| 21 | 3 | 16 | Shoulder | 0.00013815 | 0.00013167 | 0 |  | 0.00013815 | 0.00013167 | 0
| 22 | 3 | 16 | Shoulder | 0.00013165 | 0.00013353 | 0 |  | 0.00013165 | 0.00013353 | 0
| 23 | 3 | 16 | Shoulder | 0.00012196 | 0.00013197 | 0 |  | 0.00012196 | 0.00013197 | 0
| 24 | 3 | 16 | Shoulder | 0.00011258 | 0.00012609 | 0 |  | 0.00011258 | 0.00012609 | 0
| 1 | 3 | 17 | Shoulder | 0.0001068 | 0.00011825 | 0 |  | 0.0001068 | 0.00011825 | 0
| 2 | 3 | 17 | Shoulder | 0.0001056 | 0.00011173 | 0 |  | 0.0001056 | 0.00011173 | 0
| 3 | 3 | 17 | Shoulder | 0.00010591 | 0.00010772 | 0 |  | 0.00010591 | 0.00010772 | 0
| 4 | 3 | 17 | Shoulder | 0.00010898 | 0.00010682 | 0 |  | 0.00010898 | 0.00010682 | 0
| 5 | 3 | 17 | Shoulder | 0.00011618 | 0.00010917 | 0 |  | 0.00011618 | 0.00010917 | 0
| 6 | 3 | 17 | Shoulder | 0.0001293 | 0.00011509 | 0 |  | 0.0001293 | 0.00011509 | 0
| 7 | 3 | 17 | Shoulder | 0.00014602 | 0.00012512 | 0 |  | 0.00014602 | 0.00012512 | 0
| 8 | 3 | 17 | Shoulder | 0.00015798 | 0.00013737 | 0 |  | 0.00015798 | 0.00013737 | 0
| 9 | 3 | 17 | Shoulder | 0.00016109 | 0.00014859 | 0 |  | 0.00016109 | 0.00014859 | 0
| 10 | 3 | 17 | Shoulder | 0.0001566 | 0.00015542 | 0 |  | 0.0001566 | 0.00015542 | 0
| 11 | 3 | 17 | Shoulder | 0.00014775 | 0.00015585 | 0 |  | 0.00014775 | 0.00015585 | 0
| 12 | 3 | 17 | Shoulder | 0.00013961 | 0.00015126 | 0 |  | 0.00013961 | 0.00015126 | 0
| 13 | 3 | 17 | Shoulder | 0.00013223 | 0.00014405 | 0 |  | 0.00013223 | 0.00014405 | 0
| 14 | 3 | 17 | Shoulder | 0.0001265 | 0.00013652 | 0 |  | 0.0001265 | 0.00013652 | 0
| 15 | 3 | 17 | Shoulder | 0.00012085 | 0.0001298 | 0 |  | 0.00012085 | 0.0001298 | 0
| 16 | 3 | 17 | Shoulder | 0.00011685 | 0.00012411 | 0 |  | 0.00011685 | 0.00012411 | 0
| 17 | 3 | 17 | Shoulder | 0.0001164 | 0.00012015 | 0 |  | 0.0001164 | 0.00012015 | 0
| 18 | 3 | 17 | Shoulder | 0.00011929 | 0.00011835 | 0 |  | 0.00011929 | 0.00011835 | 0
| 19 | 3 | 17 | Shoulder | 0.00012209 | 0.00011866 | 0 |  | 0.00012209 | 0.00011866 | 0
| 20 | 3 | 17 | Shoulder | 0.00012699 | 0.00012119 | 0 |  | 0.00012699 | 0.00012119 | 0
| 21 | 3 | 17 | Shoulder | 0.00012819 | 0.00012414 | 0 |  | 0.00012819 | 0.00012414 | 0
| 22 | 3 | 17 | Shoulder | 0.00012205 | 0.00012483 | 0 |  | 0.00012205 | 0.00012483 | 0
| 23 | 3 | 17 | Shoulder | 0.00011294 | 0.00012254 | 0 |  | 0.00011294 | 0.00012254 | 0
| 24 | 3 | 17 | Shoulder | 0.00010391 | 0.00011677 | 0 |  | 0.00010391 | 0.00011677 | 0
| 1 | 3 | 18 | Shoulder | 9.8352e-05 | 0.00010931 | 0 |  | 9.8352e-05 | 0.00010931 | 0
| 2 | 3 | 18 | Shoulder | 9.604e-05 | 0.00010281 | 0 |  | 9.604e-05 | 0.00010281 | 0
| 3 | 3 | 18 | Shoulder | 9.6128e-05 | 9.8607e-05 | 0 |  | 9.6128e-05 | 9.8607e-05 | 0
| 4 | 3 | 18 | Shoulder | 9.8707e-05 | 9.7307e-05 | 0 |  | 9.8707e-05 | 9.7307e-05 | 0
| 5 | 3 | 18 | Shoulder | 0.00010564 | 9.913e-05 | 0 |  | 0.00010564 | 9.913e-05 | 0
| 6 | 3 | 18 | Shoulder | 0.00011756 | 0.00010451 | 0 |  | 0.00011756 | 0.00010451 | 0
| 7 | 3 | 18 | Shoulder | 0.00013325 | 0.00011379 | 0 |  | 0.00013325 | 0.00011379 | 0
| 8 | 3 | 18 | Shoulder | 0.00014406 | 0.00012513 | 0 |  | 0.00014406 | 0.00012513 | 0
| 9 | 3 | 18 | Shoulder | 0.00014748 | 0.00013559 | 0 |  | 0.00014748 | 0.00013559 | 0
| 10 | 3 | 18 | Shoulder | 0.00014682 | 0.0001429 | 0 |  | 0.00014682 | 0.0001429 | 0
| 11 | 3 | 18 | Shoulder | 0.00014437 | 0.00014568 | 0 |  | 0.00014437 | 0.00014568 | 0
| 12 | 3 | 18 | Shoulder | 0.0001417 | 0.00014509 | 0 |  | 0.0001417 | 0.00014509 | 0
| 13 | 3 | 18 | Shoulder | 0.00013601 | 0.00014223 | 0 |  | 0.00013601 | 0.00014223 | 0
| 14 | 3 | 18 | Shoulder | 0.0001289 | 0.00013775 | 0 |  | 0.0001289 | 0.00013775 | 0
| 15 | 3 | 18 | Shoulder | 0.00012619 | 0.0001332 | 0 |  | 0.00012619 | 0.0001332 | 0
| 16 | 3 | 18 | Shoulder | 0.00012627 | 0.00012934 | 0 |  | 0.00012627 | 0.00012934 | 0
| 17 | 3 | 18 | Shoulder | 0.00013188 | 0.00012831 | 0 |  | 0.00013188 | 0.00012831 | 0
| 18 | 3 | 18 | Shoulder | 0.00013837 | 0.00013068 | 0 |  | 0.00013837 | 0.00013068 | 0
| 19 | 3 | 18 | Shoulder | 0.00014015 | 0.00013417 | 0 |  | 0.00014015 | 0.00013417 | 0
| 20 | 3 | 18 | Shoulder | 0.00014086 | 0.00013781 | 0 |  | 0.00014086 | 0.00013781 | 0
| 21 | 3 | 18 | Shoulder | 0.0001369 | 0.00013907 | 0 |  | 0.0001369 | 0.00013907 | 0
| 22 | 3 | 18 | Shoulder | 0.00012792 | 0.00013646 | 0 |  | 0.00012792 | 0.00013646 | 0
| 23 | 3 | 18 | Shoulder | 0.0001172 | 0.00013072 | 0 |  | 0.0001172 | 0.00013072 | 0
| 24 | 3 | 18 | Shoulder | 0.00010782 | 0.00012246 | 0 |  | 0.00010782 | 0.00012246 | 0
| 1 | 3 | 19 | Shoulder | 0.00010244 | 0.00011385 | 0 |  | 0.00010244 | 0.00011385 | 0
| 2 | 3 | 19 | Shoulder | 9.9463e-05 | 0.00010673 | 0 |  | 9.9463e-05 | 0.00010673 | 0
| 3 | 3 | 19 | Shoulder | 9.8752e-05 | 0.00010212 | 0 |  | 9.8752e-05 | 0.00010212 | 0
| 4 | 3 | 19 | Shoulder | 9.9997e-05 | 0.00010016 | 0 |  | 9.9997e-05 | 0.00010016 | 0
| 5 | 3 | 19 | Shoulder | 0.00010489 | 0.00010077 | 0 |  | 0.00010489 | 0.00010077 | 0
| 6 | 3 | 19 | Shoulder | 0.00011511 | 0.00010469 | 0 |  | 0.00011511 | 0.00010469 | 0
| 7 | 3 | 19 | Shoulder | 0.00012979 | 0.00011245 | 0 |  | 0.00012979 | 0.00011245 | 0
| 8 | 3 | 19 | Shoulder | 0.00014006 | 0.00012246 | 0 |  | 0.00014006 | 0.00012246 | 0
| 9 | 3 | 19 | Shoulder | 0.00014353 | 0.00013212 | 0 |  | 0.00014353 | 0.00013212 | 0
| 10 | 3 | 19 | Shoulder | 0.00014072 | 0.00013852 | 0 |  | 0.00014072 | 0.00013852 | 0
| 11 | 3 | 19 | Shoulder | 0.00013699 | 0.00014032 | 0 |  | 0.00013699 | 0.00014032 | 0
| 12 | 3 | 19 | Shoulder | 0.0001329 | 0.00013853 | 0 |  | 0.0001329 | 0.00013853 | 0
| 13 | 3 | 19 | Shoulder | 0.00012952 | 0.00013503 | 0 |  | 0.00012952 | 0.00013503 | 0
| 14 | 3 | 19 | Shoulder | 0.00012498 | 0.0001311 | 0 |  | 0.00012498 | 0.0001311 | 0
| 15 | 3 | 19 | Shoulder | 0.00012174 | 0.00012729 | 0 |  | 0.00012174 | 0.00012729 | 0
| 16 | 3 | 19 | Shoulder | 0.00012129 | 0.00012438 | 0 |  | 0.00012129 | 0.00012438 | 0
| 17 | 3 | 19 | Shoulder | 0.00012356 | 0.0001229 | 0 |  | 0.00012356 | 0.0001229 | 0
| 18 | 3 | 19 | Shoulder | 0.0001273 | 0.00012347 | 0 |  | 0.0001273 | 0.00012347 | 0
| 19 | 3 | 19 | Shoulder | 0.00012921 | 0.00012534 | 0 |  | 0.00012921 | 0.00012534 | 0
| 20 | 3 | 19 | Shoulder | 0.00013161 | 0.00012792 | 0 |  | 0.00013161 | 0.00012792 | 0
| 21 | 3 | 19 | Shoulder | 0.00012908 | 0.0001293 | 0 |  | 0.00012908 | 0.0001293 | 0
| 22 | 3 | 19 | Shoulder | 0.00012316 | 0.00012826 | 0 |  | 0.00012316 | 0.00012826 | 0
| 23 | 3 | 19 | Shoulder | 0.0001148 | 0.00012466 | 0 |  | 0.0001148 | 0.00012466 | 0
| 24 | 3 | 19 | Shoulder | 0.00010609 | 0.00011828 | 0 |  | 0.00010609 | 0.00011828 | 0
| 1 | 3 | 20 | Shoulder | 9.9597e-05 | 0.00011091 | 0 |  | 9.9597e-05 | 0.00011091 | 0
| 2 | 3 | 20 | Shoulder | 9.5417e-05 | 0.00010398 | 0 |  | 9.5417e-05 | 0.00010398 | 0
| 3 | 3 | 20 | Shoulder | 9.3772e-05 | 9.8718e-05 | 0 |  | 9.3772e-05 | 9.8718e-05 | 0
| 4 | 3 | 20 | Shoulder | 9.355e-05 | 9.5584e-05 | 0 |  | 9.355e-05 | 9.5584e-05 | 0
| 5 | 3 | 20 | Shoulder | 9.604e-05 | 9.4695e-05 | 0 |  | 9.604e-05 | 9.4695e-05 | 0
| 6 | 3 | 20 | Shoulder | 0.0001008 | 9.604e-05 | 0 |  | 0.0001008 | 9.604e-05 | 0
| 7 | 3 | 20 | Shoulder | 0.0001096 | 9.9997e-05 | 0 |  | 0.0001096 | 9.9997e-05 | 0
| 8 | 3 | 20 | Shoulder | 0.0001192 | 0.00010641 | 0 |  | 0.0001192 | 0.00010641 | 0
| 9 | 3 | 20 | Shoulder | 0.00012716 | 0.00011419 | 0 |  | 0.00012716 | 0.00011419 | 0
| 10 | 3 | 20 | Shoulder | 0.00013277 | 0.00012218 | 0 |  | 0.00013277 | 0.00012218 | 0
| 11 | 3 | 20 | Shoulder | 0.00013406 | 0.0001283 | 0 |  | 0.00013406 | 0.0001283 | 0
| 12 | 3 | 20 | Shoulder | 0.00013165 | 0.00013141 | 0 |  | 0.00013165 | 0.00013141 | 0
| 13 | 3 | 20 | Shoulder | 0.00012859 | 0.00013177 | 0 |  | 0.00012859 | 0.00013177 | 0
| 14 | 3 | 20 | Shoulder | 0.00012347 | 0.00012944 | 0 |  | 0.00012347 | 0.00012944 | 0
| 15 | 3 | 20 | Shoulder | 0.00011787 | 0.0001254 | 0 |  | 0.00011787 | 0.0001254 | 0
| 16 | 3 | 20 | Shoulder | 0.00011556 | 0.00012137 | 0 |  | 0.00011556 | 0.00012137 | 0
| 17 | 3 | 20 | Shoulder | 0.00011676 | 0.00011842 | 0 |  | 0.00011676 | 0.00011842 | 0
| 18 | 3 | 20 | Shoulder | 0.00012134 | 0.00011788 | 0 |  | 0.00012134 | 0.00011788 | 0
| 19 | 3 | 20 | Shoulder | 0.00012583 | 0.00011987 | 0 |  | 0.00012583 | 0.00011987 | 0
| 20 | 3 | 20 | Shoulder | 0.00012979 | 0.00012343 | 0 |  | 0.00012979 | 0.00012343 | 0
| 21 | 3 | 20 | Shoulder | 0.00012965 | 0.00012665 | 0 |  | 0.00012965 | 0.00012665 | 0
| 22 | 3 | 20 | Shoulder | 0.0001245 | 0.00012744 | 0 |  | 0.0001245 | 0.00012744 | 0
| 23 | 3 | 20 | Shoulder | 0.00011556 | 0.00012487 | 0 |  | 0.00011556 | 0.00012487 | 0
| 24 | 3 | 20 | Shoulder | 0.00010756 | 0.00011932 | 0 |  | 0.00010756 | 0.00011932 | 0
| 1 | 3 | 21 | Shoulder | 0.00010115 | 0.00011219 | 0 |  | 0.00010115 | 0.00011219 | 0
| 2 | 3 | 21 | Shoulder | 9.7373e-05 | 0.00010541 | 0 |  | 9.7373e-05 | 0.00010541 | 0
| 3 | 3 | 21 | Shoulder | 9.5373e-05 | 0.00010036 | 0 |  | 9.5373e-05 | 0.00010036 | 0
| 4 | 3 | 21 | Shoulder | 9.5684e-05 | 9.7396e-05 | 0 |  | 9.5684e-05 | 9.7396e-05 | 0
| 5 | 3 | 21 | Shoulder | 9.7996e-05 | 9.6606e-05 | 0 |  | 9.7996e-05 | 9.6606e-05 | 0
| 6 | 3 | 21 | Shoulder | 0.00010302 | 9.8018e-05 | 0 |  | 0.00010302 | 9.8018e-05 | 0
| 7 | 3 | 21 | Shoulder | 0.0001104 | 0.00010178 | 0 |  | 0.0001104 | 0.00010178 | 0
| 8 | 3 | 21 | Shoulder | 0.00011947 | 0.00010772 | 0 |  | 0.00011947 | 0.00010772 | 0
| 9 | 3 | 21 | Shoulder | 0.00012801 | 0.00011523 | 0 |  | 0.00012801 | 0.00011523 | 0
| 10 | 3 | 21 | Shoulder | 0.0001337 | 0.0001229 | 0 |  | 0.0001337 | 0.0001229 | 0
| 11 | 3 | 21 | Shoulder | 0.00013739 | 0.00012964 | 0 |  | 0.00013739 | 0.00012964 | 0
| 12 | 3 | 21 | Shoulder | 0.00013912 | 0.00013456 | 0 |  | 0.00013912 | 0.00013456 | 0
| 13 | 3 | 21 | Shoulder | 0.00014028 | 0.00013762 | 0 |  | 0.00014028 | 0.00013762 | 0
| 14 | 3 | 21 | Shoulder | 0.00013899 | 0.00013895 | 0 |  | 0.00013899 | 0.00013895 | 0
| 15 | 3 | 21 | Shoulder | 0.0001373 | 0.00013892 | 0 |  | 0.0001373 | 0.00013892 | 0
| 16 | 3 | 21 | Shoulder | 0.0001373 | 0.00013847 | 0 |  | 0.0001373 | 0.00013847 | 0
| 17 | 3 | 21 | Shoulder | 0.00013984 | 0.00013836 | 0 |  | 0.00013984 | 0.00013836 | 0
| 18 | 3 | 21 | Shoulder | 0.00014268 | 0.00013928 | 0 |  | 0.00014268 | 0.00013928 | 0
| 19 | 3 | 21 | Shoulder | 0.00014366 | 0.00014087 | 0 |  | 0.00014366 | 0.00014087 | 0
| 20 | 3 | 21 | Shoulder | 0.00014522 | 0.00014285 | 0 |  | 0.00014522 | 0.00014285 | 0
| 21 | 3 | 21 | Shoulder | 0.00014219 | 0.00014344 | 0 |  | 0.00014219 | 0.00014344 | 0
| 22 | 3 | 21 | Shoulder | 0.00013312 | 0.00014105 | 0 |  | 0.00013312 | 0.00014105 | 0
| 23 | 3 | 21 | Shoulder | 0.00012125 | 0.00013544 | 0 |  | 0.00012125 | 0.00013544 | 0
| 24 | 3 | 21 | Shoulder | 0.0001108 | 0.00012684 | 0 |  | 0.0001108 | 0.00012684 | 0
| 1 | 3 | 22 | Shoulder | 0.00010391 | 0.00011727 | 0 |  | 0.00010391 | 0.00011727 | 0
| 2 | 3 | 22 | Shoulder | 0.00010009 | 0.00010901 | 0 |  | 0.00010009 | 0.00010901 | 0
| 3 | 3 | 22 | Shoulder | 9.9508e-05 | 0.00010358 | 0 |  | 9.9508e-05 | 0.00010358 | 0
| 4 | 3 | 22 | Shoulder | 0.00010009 | 0.0001009 | 0 |  | 0.00010009 | 0.0001009 | 0
| 5 | 3 | 22 | Shoulder | 0.00010618 | 0.00010146 | 0 |  | 0.00010618 | 0.00010146 | 0
| 6 | 3 | 22 | Shoulder | 0.00011774 | 0.00010588 | 0 |  | 0.00011774 | 0.00010588 | 0
| 7 | 3 | 22 | Shoulder | 0.0001329 | 0.00011422 | 0 |  | 0.0001329 | 0.00011422 | 0
| 8 | 3 | 22 | Shoulder | 0.00014473 | 0.00012538 | 0 |  | 0.00014473 | 0.00012538 | 0
| 9 | 3 | 22 | Shoulder | 0.00014864 | 0.000136 | 0 |  | 0.00014864 | 0.000136 | 0
| 10 | 3 | 22 | Shoulder | 0.00014828 | 0.00014364 | 0 |  | 0.00014828 | 0.00014364 | 0
| 11 | 3 | 22 | Shoulder | 0.00014473 | 0.00014659 | 0 |  | 0.00014473 | 0.00014659 | 0
| 12 | 3 | 22 | Shoulder | 0.00014046 | 0.00014553 | 0 |  | 0.00014046 | 0.00014553 | 0
| 13 | 3 | 22 | Shoulder | 0.00013606 | 0.00014238 | 0 |  | 0.00013606 | 0.00014238 | 0
| 14 | 3 | 22 | Shoulder | 0.00013023 | 0.00013787 | 0 |  | 0.00013023 | 0.00013787 | 0
| 15 | 3 | 22 | Shoulder | 0.00012623 | 0.00013324 | 0 |  | 0.00012623 | 0.00013324 | 0
| 16 | 3 | 22 | Shoulder | 0.00012485 | 0.00012934 | 0 |  | 0.00012485 | 0.00012934 | 0
| 17 | 3 | 22 | Shoulder | 0.00012485 | 0.00012654 | 0 |  | 0.00012485 | 0.00012654 | 0
| 18 | 3 | 22 | Shoulder | 0.00012792 | 0.00012596 | 0 |  | 0.00012792 | 0.00012596 | 0
| 19 | 3 | 22 | Shoulder | 0.00013054 | 0.00012704 | 0 |  | 0.00013054 | 0.00012704 | 0
| 20 | 3 | 22 | Shoulder | 0.00013526 | 0.00012964 | 0 |  | 0.00013526 | 0.00012964 | 0
| 21 | 3 | 22 | Shoulder | 0.00013699 | 0.00013268 | 0 |  | 0.00013699 | 0.00013268 | 0
| 22 | 3 | 22 | Shoulder | 0.00012996 | 0.00013319 | 0 |  | 0.00012996 | 0.00013319 | 0
| 23 | 3 | 22 | Shoulder | 0.00011894 | 0.00013029 | 0 |  | 0.00011894 | 0.00013029 | 0
| 24 | 3 | 22 | Shoulder | 0.0001096 | 0.00012387 | 0 |  | 0.0001096 | 0.00012387 | 0
| 1 | 3 | 23 | Shoulder | 0.00010382 | 0.00011558 | 0 |  | 0.00010382 | 0.00011558 | 0
| 2 | 3 | 23 | Shoulder | 0.00010182 | 0.00010854 | 0 |  | 0.00010182 | 0.00010854 | 0
| 3 | 3 | 23 | Shoulder | 0.00010209 | 0.00010433 | 0 |  | 0.00010209 | 0.00010433 | 0
| 4 | 3 | 23 | Shoulder | 0.00010435 | 0.00010302 | 0 |  | 0.00010435 | 0.00010302 | 0
| 5 | 3 | 23 | Shoulder | 0.00011147 | 0.00010493 | 0 |  | 0.00011147 | 0.00010493 | 0
| 6 | 3 | 23 | Shoulder | 0.00012387 | 0.00011045 | 0 |  | 0.00012387 | 0.00011045 | 0
| 7 | 3 | 23 | Shoulder | 0.00014037 | 0.00012002 | 0 |  | 0.00014037 | 0.00012002 | 0
| 8 | 3 | 23 | Shoulder | 0.0001518 | 0.00013188 | 0 |  | 0.0001518 | 0.00013188 | 0
| 9 | 3 | 23 | Shoulder | 0.00015331 | 0.00014234 | 0 |  | 0.00015331 | 0.00014234 | 0
| 10 | 3 | 23 | Shoulder | 0.00014895 | 0.00014861 | 0 |  | 0.00014895 | 0.00014861 | 0
| 11 | 3 | 23 | Shoulder | 0.00014099 | 0.00014876 | 0 |  | 0.00014099 | 0.00014876 | 0
| 12 | 3 | 23 | Shoulder | 0.00013583 | 0.00014477 | 0 |  | 0.00013583 | 0.00014477 | 0
| 13 | 3 | 23 | Shoulder | 0.00013094 | 0.00013918 | 0 |  | 0.00013094 | 0.00013918 | 0
| 14 | 3 | 23 | Shoulder | 0.0001261 | 0.00013347 | 0 |  | 0.0001261 | 0.00013347 | 0
| 15 | 3 | 23 | Shoulder | 0.00012121 | 0.00012852 | 0 |  | 0.00012121 | 0.00012852 | 0
| 16 | 3 | 23 | Shoulder | 0.00011818 | 0.00012411 | 0 |  | 0.00011818 | 0.00012411 | 0
| 17 | 3 | 23 | Shoulder | 0.00011858 | 0.00012102 | 0 |  | 0.00011858 | 0.00012102 | 0
| 18 | 3 | 23 | Shoulder | 0.00012201 | 0.00011999 | 0 |  | 0.00012201 | 0.00011999 | 0
| 19 | 3 | 23 | Shoulder | 0.00012521 | 0.00012099 | 0 |  | 0.00012521 | 0.00012099 | 0
| 20 | 3 | 23 | Shoulder | 0.0001309 | 0.00012417 | 0 |  | 0.0001309 | 0.00012417 | 0
| 21 | 3 | 23 | Shoulder | 0.00013076 | 0.00012722 | 0 |  | 0.00013076 | 0.00012722 | 0
| 22 | 3 | 23 | Shoulder | 0.00012316 | 0.00012751 | 0 |  | 0.00012316 | 0.00012751 | 0
| 23 | 3 | 23 | Shoulder | 0.00011218 | 0.00012425 | 0 |  | 0.00011218 | 0.00012425 | 0
| 24 | 3 | 23 | Shoulder | 0.00010182 | 0.00011698 | 0 |  | 0.00010182 | 0.00011698 | 0
| 1 | 3 | 24 | Shoulder | 9.5595e-05 | 0.00010819 | 0 |  | 9.5595e-05 | 0.00010819 | 0
| 2 | 3 | 24 | Shoulder | 9.2527e-05 | 0.00010053 | 0 |  | 9.2527e-05 | 0.00010053 | 0
| 3 | 3 | 24 | Shoulder | 9.1593e-05 | 9.5384e-05 | 0 |  | 9.1593e-05 | 9.5384e-05 | 0
| 4 | 3 | 24 | Shoulder | 9.4305e-05 | 9.3505e-05 | 0 |  | 9.4305e-05 | 9.3505e-05 | 0
| 5 | 3 | 24 | Shoulder | 0.00010009 | 9.4628e-05 | 0 |  | 0.00010009 | 9.4628e-05 | 0
| 6 | 3 | 24 | Shoulder | 0.00011218 | 9.9541e-05 | 0 |  | 0.00011218 | 9.9541e-05 | 0
| 7 | 3 | 24 | Shoulder | 0.0001285 | 0.00010877 | 0 |  | 0.0001285 | 0.00010877 | 0
| 8 | 3 | 24 | Shoulder | 0.00013904 | 0.00011995 | 0 |  | 0.00013904 | 0.00011995 | 0
| 9 | 3 | 24 | Shoulder | 0.00014446 | 0.00013104 | 0 |  | 0.00014446 | 0.00013104 | 0
| 10 | 3 | 24 | Shoulder | 0.00014668 | 0.00013967 | 0 |  | 0.00014668 | 0.00013967 | 0
| 11 | 3 | 24 | Shoulder | 0.0001461 | 0.00014407 | 0 |  | 0.0001461 | 0.00014407 | 0
| 12 | 3 | 24 | Shoulder | 0.00014379 | 0.00014526 | 0 |  | 0.00014379 | 0.00014526 | 0
| 13 | 3 | 24 | Shoulder | 0.00014135 | 0.00014448 | 0 |  | 0.00014135 | 0.00014448 | 0
| 14 | 3 | 24 | Shoulder | 0.00013735 | 0.00014215 | 0 |  | 0.00013735 | 0.00014215 | 0
| 15 | 3 | 24 | Shoulder | 0.00013357 | 0.00013901 | 0 |  | 0.00013357 | 0.00013901 | 0
| 16 | 3 | 24 | Shoulder | 0.00013063 | 0.00013572 | 0 |  | 0.00013063 | 0.00013572 | 0
| 17 | 3 | 24 | Shoulder | 0.00013134 | 0.00013322 | 0 |  | 0.00013134 | 0.00013322 | 0
| 18 | 3 | 24 | Shoulder | 0.00013579 | 0.00013283 | 0 |  | 0.00013579 | 0.00013283 | 0
| 19 | 3 | 24 | Shoulder | 0.00013712 | 0.00013372 | 0 |  | 0.00013712 | 0.00013372 | 0
| 20 | 3 | 24 | Shoulder | 0.00013868 | 0.00013573 | 0 |  | 0.00013868 | 0.00013573 | 0
| 21 | 3 | 24 | Shoulder | 0.00013655 | 0.00013703 | 0 |  | 0.00013655 | 0.00013703 | 0
| 22 | 3 | 24 | Shoulder | 0.00012805 | 0.0001351 | 0 |  | 0.00012805 | 0.0001351 | 0
| 23 | 3 | 24 | Shoulder | 0.000116 | 0.00012982 | 0 |  | 0.000116 | 0.00012982 | 0
| 24 | 3 | 24 | Shoulder | 0.00010547 | 0.00012152 | 0 |  | 0.00010547 | 0.00012152 | 0
| 1 | 3 | 25 | Shoulder | 9.8441e-05 | 0.00011199 | 0 |  | 9.8441e-05 | 0.00011199 | 0
| 2 | 3 | 25 | Shoulder | 9.4972e-05 | 0.00010372 | 0 |  | 9.4972e-05 | 0.00010372 | 0
| 3 | 3 | 25 | Shoulder | 9.4083e-05 | 9.824e-05 | 0 |  | 9.4083e-05 | 9.824e-05 | 0
| 4 | 3 | 25 | Shoulder | 9.5373e-05 | 9.5717e-05 | 0 |  | 9.5373e-05 | 9.5717e-05 | 0
| 5 | 3 | 25 | Shoulder | 0.00010089 | 9.6329e-05 | 0 |  | 0.00010089 | 9.6329e-05 | 0
| 6 | 3 | 25 | Shoulder | 0.0001124 | 0.00010069 | 0 |  | 0.0001124 | 0.00010069 | 0
| 7 | 3 | 25 | Shoulder | 0.0001277 | 0.00010909 | 0 |  | 0.0001277 | 0.00010909 | 0
| 8 | 3 | 25 | Shoulder | 0.00013797 | 0.00011974 | 0 |  | 0.00013797 | 0.00011974 | 0
| 9 | 3 | 25 | Shoulder | 0.00014117 | 0.00012981 | 0 |  | 0.00014117 | 0.00012981 | 0
| 10 | 3 | 25 | Shoulder | 0.00013979 | 0.00013666 | 0 |  | 0.00013979 | 0.00013666 | 0
| 11 | 3 | 25 | Shoulder | 0.00013823 | 0.00013929 | 0 |  | 0.00013823 | 0.00013929 | 0
| 12 | 3 | 25 | Shoulder | 0.00013534 | 0.00013863 | 0 |  | 0.00013534 | 0.00013863 | 0
| 13 | 3 | 25 | Shoulder | 0.00013157 | 0.00013623 | 0 |  | 0.00013157 | 0.00013623 | 0
| 14 | 3 | 25 | Shoulder | 0.00012672 | 0.00013297 | 0 |  | 0.00012672 | 0.00013297 | 0
| 15 | 3 | 25 | Shoulder | 0.00012183 | 0.00012886 | 0 |  | 0.00012183 | 0.00012886 | 0
| 16 | 3 | 25 | Shoulder | 0.00011796 | 0.00012452 | 0 |  | 0.00011796 | 0.00012452 | 0
| 17 | 3 | 25 | Shoulder | 0.00011734 | 0.00012096 | 0 |  | 0.00011734 | 0.00012096 | 0
| 18 | 3 | 25 | Shoulder | 0.00011947 | 0.00011915 | 0 |  | 0.00011947 | 0.00011915 | 0
| 19 | 3 | 25 | Shoulder | 0.00012196 | 0.00011918 | 0 |  | 0.00012196 | 0.00011918 | 0
| 20 | 3 | 25 | Shoulder | 0.00012667 | 0.00012136 | 0 |  | 0.00012667 | 0.00012136 | 0
| 21 | 3 | 25 | Shoulder | 0.00012996 | 0.00012452 | 0 |  | 0.00012996 | 0.00012452 | 0
| 22 | 3 | 25 | Shoulder | 0.00012458 | 0.0001258 | 0 |  | 0.00012458 | 0.0001258 | 0
| 23 | 3 | 25 | Shoulder | 0.00011454 | 0.00012394 | 0 |  | 0.00011454 | 0.00012394 | 0
| 24 | 3 | 25 | Shoulder | 0.00010555 | 0.00011866 | 0 |  | 0.00010555 | 0.00011866 | 0
| 1 | 3 | 26 | Shoulder | 9.9508e-05 | 0.00011105 | 0 |  | 9.9508e-05 | 0.00011105 | 0
| 2 | 3 | 26 | Shoulder | 9.6484e-05 | 0.00010402 | 0 |  | 9.6484e-05 | 0.00010402 | 0
| 3 | 3 | 26 | Shoulder | 9.5595e-05 | 9.9285e-05 | 0 |  | 9.5595e-05 | 9.9285e-05 | 0
| 4 | 3 | 26 | Shoulder | 9.7284e-05 | 9.7218e-05 | 0 |  | 9.7284e-05 | 9.7218e-05 | 0
| 5 | 3 | 26 | Shoulder | 0.00010218 | 9.7885e-05 | 0 |  | 0.00010218 | 9.7885e-05 | 0
| 6 | 3 | 26 | Shoulder | 0.00011374 | 0.0001022 | 0 |  | 0.00011374 | 0.0001022 | 0
| 7 | 3 | 26 | Shoulder | 0.00012845 | 0.00011041 | 0 |  | 0.00012845 | 0.00011041 | 0
| 8 | 3 | 26 | Shoulder | 0.00013859 | 0.00012074 | 0 |  | 0.00013859 | 0.00012074 | 0
| 9 | 3 | 26 | Shoulder | 0.00014157 | 0.00013059 | 0 |  | 0.00014157 | 0.00013059 | 0
| 10 | 3 | 26 | Shoulder | 0.00014006 | 0.00013717 | 0 |  | 0.00014006 | 0.00013717 | 0
| 11 | 3 | 26 | Shoulder | 0.00013695 | 0.00013929 | 0 |  | 0.00013695 | 0.00013929 | 0
| 12 | 3 | 26 | Shoulder | 0.00013512 | 0.00013842 | 0 |  | 0.00013512 | 0.00013842 | 0
| 13 | 3 | 26 | Shoulder | 0.00013063 | 0.00013569 | 0 |  | 0.00013063 | 0.00013569 | 0
| 14 | 3 | 26 | Shoulder | 0.00012565 | 0.00013209 | 0 |  | 0.00012565 | 0.00013209 | 0
| 15 | 3 | 26 | Shoulder | 0.00012147 | 0.00012822 | 0 |  | 0.00012147 | 0.00012822 | 0
| 16 | 3 | 26 | Shoulder | 0.00011854 | 0.00012407 | 0 |  | 0.00011854 | 0.00012407 | 0
| 17 | 3 | 26 | Shoulder | 0.00011867 | 0.00012108 | 0 |  | 0.00011867 | 0.00012108 | 0
| 18 | 3 | 26 | Shoulder | 0.00012112 | 0.00011995 | 0 |  | 0.00012112 | 0.00011995 | 0
| 19 | 3 | 26 | Shoulder | 0.00012272 | 0.00012026 | 0 |  | 0.00012272 | 0.00012026 | 0
| 20 | 3 | 26 | Shoulder | 0.00012543 | 0.00012198 | 0 |  | 0.00012543 | 0.00012198 | 0
| 21 | 3 | 26 | Shoulder | 0.00012507 | 0.00012358 | 0 |  | 0.00012507 | 0.00012358 | 0
| 22 | 3 | 26 | Shoulder | 0.00011885 | 0.00012302 | 0 |  | 0.00011885 | 0.00012302 | 0
| 23 | 3 | 26 | Shoulder | 0.00011067 | 0.00012 | 0 |  | 0.00011067 | 0.00012 | 0
| 24 | 3 | 26 | Shoulder | 0.00010142 | 0.000114 | 0 |  | 0.00010142 | 0.000114 | 0
| 1 | 3 | 27 | Shoulder | 9.4305e-05 | 0.00010631 | 0 |  | 9.4305e-05 | 0.00010631 | 0
| 2 | 3 | 27 | Shoulder | 9.106e-05 | 9.9363e-05 | 0 |  | 9.106e-05 | 9.9363e-05 | 0
| 3 | 3 | 27 | Shoulder | 8.937e-05 | 9.4039e-05 | 0 |  | 8.937e-05 | 9.4039e-05 | 0
| 4 | 3 | 27 | Shoulder | 8.9726e-05 | 9.1115e-05 | 0 |  | 8.9726e-05 | 9.1115e-05 | 0
| 5 | 3 | 27 | Shoulder | 9.2571e-05 | 9.0682e-05 | 0 |  | 9.2571e-05 | 9.0682e-05 | 0
| 6 | 3 | 27 | Shoulder | 9.8441e-05 | 9.2527e-05 | 0 |  | 9.8441e-05 | 9.2527e-05 | 0
| 7 | 3 | 27 | Shoulder | 0.00010658 | 9.6829e-05 | 0 |  | 0.00010658 | 9.6829e-05 | 0
| 8 | 3 | 27 | Shoulder | 0.00011574 | 0.00010333 | 0 |  | 0.00011574 | 0.00010333 | 0
| 9 | 3 | 27 | Shoulder | 0.00012338 | 0.00011103 | 0 |  | 0.00012338 | 0.00011103 | 0
| 10 | 3 | 27 | Shoulder | 0.00012667 | 0.00011809 | 0 |  | 0.00012667 | 0.00011809 | 0
| 11 | 3 | 27 | Shoulder | 0.00012654 | 0.00012308 | 0 |  | 0.00012654 | 0.00012308 | 0
| 12 | 3 | 27 | Shoulder | 0.00012414 | 0.00012518 | 0 |  | 0.00012414 | 0.00012518 | 0
| 13 | 3 | 27 | Shoulder | 0.00011898 | 0.00012408 | 0 |  | 0.00011898 | 0.00012408 | 0
| 14 | 3 | 27 | Shoulder | 0.00011156 | 0.00012031 | 0 |  | 0.00011156 | 0.00012031 | 0
| 15 | 3 | 27 | Shoulder | 0.00010671 | 0.00011535 | 0 |  | 0.00010671 | 0.00011535 | 0
| 16 | 3 | 27 | Shoulder | 0.00010493 | 0.00011055 | 0 |  | 0.00010493 | 0.00011055 | 0
| 17 | 3 | 27 | Shoulder | 0.00010613 | 0.00010733 | 0 |  | 0.00010613 | 0.00010733 | 0
| 18 | 3 | 27 | Shoulder | 0.00010978 | 0.00010689 | 0 |  | 0.00010978 | 0.00010689 | 0
| 19 | 3 | 27 | Shoulder | 0.00011169 | 0.00010813 | 0 |  | 0.00011169 | 0.00010813 | 0
| 20 | 3 | 27 | Shoulder | 0.00011587 | 0.00011087 | 0 |  | 0.00011587 | 0.00011087 | 0
| 21 | 3 | 27 | Shoulder | 0.00011725 | 0.00011365 | 0 |  | 0.00011725 | 0.00011365 | 0
| 22 | 3 | 27 | Shoulder | 0.0001132 | 0.0001145 | 0 |  | 0.0001132 | 0.0001145 | 0
| 23 | 3 | 27 | Shoulder | 0.00010618 | 0.00011312 | 0 |  | 0.00010618 | 0.00011312 | 0
| 24 | 3 | 27 | Shoulder | 9.7774e-05 | 0.0001086 | 0 |  | 9.7774e-05 | 0.0001086 | 0
| 1 | 3 | 28 | Shoulder | 9.266e-05 | 0.00010245 | 0 |  | 9.266e-05 | 0.00010245 | 0
| 2 | 3 | 28 | Shoulder | 8.8925e-05 | 9.6384e-05 | 0 |  | 8.8925e-05 | 9.6384e-05 | 0
| 3 | 3 | 28 | Shoulder | 8.7325e-05 | 9.1671e-05 | 0 |  | 8.7325e-05 | 9.1671e-05 | 0
| 4 | 3 | 28 | Shoulder | 8.8081e-05 | 8.9248e-05 | 0 |  | 8.8081e-05 | 8.9248e-05 | 0
| 5 | 3 | 28 | Shoulder | 8.9904e-05 | 8.8559e-05 | 0 |  | 8.9904e-05 | 8.8559e-05 | 0
| 6 | 3 | 28 | Shoulder | 9.5595e-05 | 9.0226e-05 | 0 |  | 9.5595e-05 | 9.0226e-05 | 0
| 7 | 3 | 28 | Shoulder | 0.00010329 | 9.4217e-05 | 0 |  | 0.00010329 | 9.4217e-05 | 0
| 8 | 3 | 28 | Shoulder | 0.00011214 | 0.00010023 | 0 |  | 0.00011214 | 0.00010023 | 0
| 9 | 3 | 28 | Shoulder | 0.00012134 | 0.00010809 | 0 |  | 0.00012134 | 0.00010809 | 0
| 10 | 3 | 28 | Shoulder | 0.00012921 | 0.00011649 | 0 |  | 0.00012921 | 0.00011649 | 0
| 11 | 3 | 28 | Shoulder | 0.00013317 | 0.00012396 | 0 |  | 0.00013317 | 0.00012396 | 0
| 12 | 3 | 28 | Shoulder | 0.0001361 | 0.00012995 | 0 |  | 0.0001361 | 0.00012995 | 0
| 13 | 3 | 28 | Shoulder | 0.00013761 | 0.00013402 | 0 |  | 0.00013761 | 0.00013402 | 0
| 14 | 3 | 28 | Shoulder | 0.00013837 | 0.00013631 | 0 |  | 0.00013837 | 0.00013631 | 0
| 15 | 3 | 28 | Shoulder | 0.00013819 | 0.00013757 | 0 |  | 0.00013819 | 0.00013757 | 0
| 16 | 3 | 28 | Shoulder | 0.00013739 | 0.00013789 | 0 |  | 0.00013739 | 0.00013789 | 0
| 17 | 3 | 28 | Shoulder | 0.00013454 | 0.00013712 | 0 |  | 0.00013454 | 0.00013712 | 0
| 18 | 3 | 28 | Shoulder | 0.0001373 | 0.00013686 | 0 |  | 0.0001373 | 0.00013686 | 0
| 19 | 3 | 28 | Shoulder | 0.00013952 | 0.00013719 | 0 |  | 0.00013952 | 0.00013719 | 0
| 20 | 3 | 28 | Shoulder | 0.00014175 | 0.00013828 | 0 |  | 0.00014175 | 0.00013828 | 0
| 21 | 3 | 28 | Shoulder | 0.00014295 | 0.00014038 | 0 |  | 0.00014295 | 0.00014038 | 0
| 22 | 3 | 28 | Shoulder | 0.00013517 | 0.00013985 | 0 |  | 0.00013517 | 0.00013985 | 0
| 23 | 3 | 28 | Shoulder | 0.00012405 | 0.00013598 | 0 |  | 0.00012405 | 0.00013598 | 0
| 24 | 3 | 28 | Shoulder | 0.00011338 | 0.00012889 | 0 |  | 0.00011338 | 0.00012889 | 0
| 1 | 3 | 29 | Shoulder | 0.00010747 | 0.00012002 | 0 |  | 0.00010747 | 0.00012002 | 0
| 2 | 3 | 29 | Shoulder | 0.00010462 | 0.00011238 | 0 |  | 0.00010462 | 0.00011238 | 0
| 3 | 3 | 29 | Shoulder | 0.00010386 | 0.00010733 | 0 |  | 0.00010386 | 0.00010733 | 0
| 4 | 3 | 29 | Shoulder | 0.00010702 | 0.00010574 | 0 |  | 0.00010702 | 0.00010574 | 0
| 5 | 3 | 29 | Shoulder | 0.00011387 | 0.00010734 | 0 |  | 0.00011387 | 0.00010734 | 0
| 6 | 3 | 29 | Shoulder | 0.00012756 | 0.00011308 | 0 |  | 0.00012756 | 0.00011308 | 0
| 7 | 3 | 29 | Shoulder | 0.00014473 | 0.0001233 | 0 |  | 0.00014473 | 0.0001233 | 0
| 8 | 3 | 29 | Shoulder | 0.00015606 | 0.00013556 | 0 |  | 0.00015606 | 0.00013556 | 0
| 9 | 3 | 29 | Shoulder | 0.00015655 | 0.00014623 | 0 |  | 0.00015655 | 0.00014623 | 0
| 10 | 3 | 29 | Shoulder | 0.00014988 | 0.00015181 | 0 |  | 0.00014988 | 0.00015181 | 0
| 11 | 3 | 29 | Shoulder | 0.00014393 | 0.00015161 | 0 |  | 0.00014393 | 0.00015161 | 0
| 12 | 3 | 29 | Shoulder | 0.00013926 | 0.00014741 | 0 |  | 0.00013926 | 0.00014741 | 0
| 13 | 3 | 29 | Shoulder | 0.00013503 | 0.00014203 | 0 |  | 0.00013503 | 0.00014203 | 0
| 14 | 3 | 29 | Shoulder | 0.00013005 | 0.00013707 | 0 |  | 0.00013005 | 0.00013707 | 0
| 15 | 3 | 29 | Shoulder | 0.00012601 | 0.00013259 | 0 |  | 0.00012601 | 0.00013259 | 0
| 16 | 3 | 29 | Shoulder | 0.00012285 | 0.00012849 | 0 |  | 0.00012285 | 0.00012849 | 0
| 17 | 3 | 29 | Shoulder | 0.00012263 | 0.00012538 | 0 |  | 0.00012263 | 0.00012538 | 0
| 18 | 3 | 29 | Shoulder | 0.00012654 | 0.00012451 | 0 |  | 0.00012654 | 0.00012451 | 0
| 19 | 3 | 29 | Shoulder | 0.00012894 | 0.00012524 | 0 |  | 0.00012894 | 0.00012524 | 0
| 20 | 3 | 29 | Shoulder | 0.00013352 | 0.00012791 | 0 |  | 0.00013352 | 0.00012791 | 0
| 21 | 3 | 29 | Shoulder | 0.00013695 | 0.00013149 | 0 |  | 0.00013695 | 0.00013149 | 0
| 22 | 3 | 29 | Shoulder | 0.00013063 | 0.00013251 | 0 |  | 0.00013063 | 0.00013251 | 0
| 23 | 3 | 29 | Shoulder | 0.00012018 | 0.00013032 | 0 |  | 0.00012018 | 0.00013032 | 0
| 24 | 3 | 29 | Shoulder | 0.00011102 | 0.0001247 | 0 |  | 0.00011102 | 0.0001247 | 0
| 1 | 3 | 30 | Shoulder | 0.00010587 | 0.00011693 | 0 |  | 0.00010587 | 0.00011693 | 0
| 2 | 3 | 30 | Shoulder | 0.00010404 | 0.00011028 | 0 |  | 0.00010404 | 0.00011028 | 0
| 3 | 3 | 30 | Shoulder | 0.00010524 | 0.00010654 | 0 |  | 0.00010524 | 0.00010654 | 0
| 4 | 3 | 30 | Shoulder | 0.00010867 | 0.00010595 | 0 |  | 0.00010867 | 0.00010595 | 0
| 5 | 3 | 30 | Shoulder | 0.000116 | 0.00010849 | 0 |  | 0.000116 | 0.00010849 | 0
| 6 | 3 | 30 | Shoulder | 0.00012952 | 0.00011486 | 0 |  | 0.00012952 | 0.00011486 | 0
| 7 | 3 | 30 | Shoulder | 0.00014677 | 0.00012524 | 0 |  | 0.00014677 | 0.00012524 | 0
| 8 | 3 | 30 | Shoulder | 0.00015851 | 0.0001377 | 0 |  | 0.00015851 | 0.0001377 | 0
| 9 | 3 | 30 | Shoulder | 0.00015927 | 0.00014852 | 0 |  | 0.00015927 | 0.00014852 | 0
| 10 | 3 | 30 | Shoulder | 0.00015197 | 0.00015413 | 0 |  | 0.00015197 | 0.00015413 | 0
| 11 | 3 | 30 | Shoulder | 0.00014277 | 0.00015313 | 0 |  | 0.00014277 | 0.00015313 | 0
| 12 | 3 | 30 | Shoulder | 0.00013646 | 0.00014762 | 0 |  | 0.00013646 | 0.00014762 | 0
| 13 | 3 | 30 | Shoulder | 0.0001297 | 0.00014022 | 0 |  | 0.0001297 | 0.00014022 | 0
| 14 | 3 | 30 | Shoulder | 0.00012401 | 0.00013323 | 0 |  | 0.00012401 | 0.00013323 | 0
| 15 | 3 | 30 | Shoulder | 0.00011934 | 0.00012737 | 0 |  | 0.00011934 | 0.00012737 | 0
| 16 | 3 | 30 | Shoulder | 0.00011507 | 0.00012203 | 0 |  | 0.00011507 | 0.00012203 | 0
| 17 | 3 | 30 | Shoulder | 0.00011347 | 0.00011797 | 0 |  | 0.00011347 | 0.00011797 | 0
| 18 | 3 | 30 | Shoulder | 0.00011623 | 0.00011603 | 0 |  | 0.00011623 | 0.00011603 | 0
| 19 | 3 | 30 | Shoulder | 0.00011894 | 0.00011593 | 0 |  | 0.00011894 | 0.00011593 | 0
| 20 | 3 | 30 | Shoulder | 0.00012316 | 0.00011795 | 0 |  | 0.00012316 | 0.00011795 | 0
| 21 | 3 | 30 | Shoulder | 0.0001281 | 0.00012161 | 0 |  | 0.0001281 | 0.00012161 | 0
| 22 | 3 | 30 | Shoulder | 0.00012214 | 0.00012308 | 0 |  | 0.00012214 | 0.00012308 | 0
| 23 | 3 | 30 | Shoulder | 0.00011267 | 0.00012152 | 0 |  | 0.00011267 | 0.00012152 | 0
| 24 | 3 | 30 | Shoulder | 0.00010355 | 0.00011661 | 0 |  | 0.00010355 | 0.00011661 | 0
| 1 | 3 | 31 | Shoulder | 9.8885e-05 | 0.00010931 | 0 |  | 9.8885e-05 | 0.00010931 | 0
| 2 | 3 | 31 | Shoulder | 9.684e-05 | 0.00010299 | 0 |  | 9.684e-05 | 0.00010299 | 0
| 3 | 3 | 31 | Shoulder | 9.8218e-05 | 9.9374e-05 | 0 |  | 9.8218e-05 | 9.9374e-05 | 0
| 4 | 3 | 31 | Shoulder | 0.00010133 | 9.8818e-05 | 0 |  | 0.00010133 | 9.8818e-05 | 0
| 5 | 3 | 31 | Shoulder | 0.00010907 | 0.00010136 | 0 |  | 0.00010907 | 0.00010136 | 0
| 6 | 3 | 31 | Shoulder | 0.00012254 | 0.00010779 | 0 |  | 0.00012254 | 0.00010779 | 0
| 7 | 3 | 31 | Shoulder | 0.00013984 | 0.00011819 | 0 |  | 0.00013984 | 0.00011819 | 0
| 8 | 3 | 31 | Shoulder | 0.00015122 | 0.00013066 | 0 |  | 0.00015122 | 0.00013066 | 0
| 9 | 3 | 31 | Shoulder | 0.00015042 | 0.000141 | 0 |  | 0.00015042 | 0.000141 | 0
| 10 | 3 | 31 | Shoulder | 0.00014308 | 0.00014614 | 0 |  | 0.00014308 | 0.00014614 | 0
| 11 | 3 | 31 | Shoulder | 0.00013472 | 0.00014486 | 0 |  | 0.00013472 | 0.00014486 | 0
| 12 | 3 | 31 | Shoulder | 0.00012761 | 0.00013896 | 0 |  | 0.00012761 | 0.00013896 | 0
| 13 | 3 | 31 | Shoulder | 0.00012241 | 0.00013195 | 0 |  | 0.00012241 | 0.00013195 | 0
| 14 | 3 | 31 | Shoulder | 0.00011618 | 0.00012523 | 0 |  | 0.00011618 | 0.00012523 | 0
| 15 | 3 | 31 | Shoulder | 0.00011098 | 0.00011929 | 0 |  | 0.00011098 | 0.00011929 | 0
| 16 | 3 | 31 | Shoulder | 0.0001076 | 0.00011429 | 0 |  | 0.0001076 | 0.00011429 | 0
| 17 | 3 | 31 | Shoulder | 0.00010756 | 0.00011058 | 0 |  | 0.00010756 | 0.00011058 | 0
| 18 | 3 | 31 | Shoulder | 0.00011 | 0.00010903 | 0 |  | 0.00011 | 0.00010903 | 0
| 19 | 3 | 31 | Shoulder | 0.00011205 | 0.0001093 | 0 |  | 0.00011205 | 0.0001093 | 0
| 20 | 3 | 31 | Shoulder | 0.00011627 | 0.00011147 | 0 |  | 0.00011627 | 0.00011147 | 0
| 21 | 3 | 31 | Shoulder | 0.0001192 | 0.00011438 | 0 |  | 0.0001192 | 0.00011438 | 0
| 22 | 3 | 31 | Shoulder | 0.00011369 | 0.0001153 | 0 |  | 0.00011369 | 0.0001153 | 0
| 23 | 3 | 31 | Shoulder | 0.00010413 | 0.00011332 | 0 |  | 0.00010413 | 0.00011332 | 0
| 24 | 3 | 31 | Shoulder | 9.5061e-05 | 0.00010802 | 0 |  | 9.5061e-05 | 0.00010802 | 0
| 1 | 4 | 1 | Shoulder | 9.2216e-05 | 0.00010128 | 0 |  | 9.2216e-05 | 0.00010128 | 0
| 2 | 4 | 1 | Shoulder | 9.0793e-05 | 9.555e-05 | 0 |  | 9.0793e-05 | 9.555e-05 | 0
| 3 | 4 | 1 | Shoulder | 9.0882e-05 | 9.2238e-05 | 0 |  | 9.0882e-05 | 9.2238e-05 | 0
| 4 | 4 | 1 | Shoulder | 9.3061e-05 | 9.1738e-05 | 0 |  | 9.3061e-05 | 9.1738e-05 | 0
| 5 | 4 | 1 | Shoulder | 9.9685e-05 | 9.3605e-05 | 0 |  | 9.9685e-05 | 9.3605e-05 | 0
| 6 | 4 | 1 | Shoulder | 0.00011276 | 9.9096e-05 | 0 |  | 0.00011276 | 9.9096e-05 | 0
| 7 | 4 | 1 | Shoulder | 0.00012832 | 0.00010846 | 0 |  | 0.00012832 | 0.00010846 | 0
| 8 | 4 | 1 | Shoulder | 0.00013908 | 0.00011996 | 0 |  | 0.00013908 | 0.00011996 | 0
| 9 | 4 | 1 | Shoulder | 0.00014055 | 0.00013018 | 0 |  | 0.00014055 | 0.00013018 | 0
| 10 | 4 | 1 | Shoulder | 0.0001353 | 0.00013581 | 0 |  | 0.0001353 | 0.00013581 | 0
| 11 | 4 | 1 | Shoulder | 0.00012872 | 0.00013591 | 0 |  | 0.00012872 | 0.00013591 | 0
| 12 | 4 | 1 | Shoulder | 0.00012383 | 0.0001321 | 0 |  | 0.00012383 | 0.0001321 | 0
| 13 | 4 | 1 | Shoulder | 0.00011956 | 0.00012685 | 0 |  | 0.00011956 | 0.00012685 | 0
| 14 | 4 | 1 | Shoulder | 0.00011507 | 0.00012179 | 0 |  | 0.00011507 | 0.00012179 | 0
| 15 | 4 | 1 | Shoulder | 0.00011147 | 0.00011748 | 0 |  | 0.00011147 | 0.00011748 | 0
| 16 | 4 | 1 | Shoulder | 0.00010991 | 0.000114 | 0 |  | 0.00010991 | 0.000114 | 0
| 17 | 4 | 1 | Shoulder | 0.00011009 | 0.00011163 | 0 |  | 0.00011009 | 0.00011163 | 0
| 18 | 4 | 1 | Shoulder | 0.00011311 | 0.00011115 | 0 |  | 0.00011311 | 0.00011115 | 0
| 19 | 4 | 1 | Shoulder | 0.00011569 | 0.0001122 | 0 |  | 0.00011569 | 0.0001122 | 0
| 20 | 4 | 1 | Shoulder | 0.00011814 | 0.00011426 | 0 |  | 0.00011814 | 0.00011426 | 0
| 21 | 4 | 1 | Shoulder | 0.00012107 | 0.000117 | 0 |  | 0.00012107 | 0.000117 | 0
| 22 | 4 | 1 | Shoulder | 0.00011609 | 0.00011775 | 0 |  | 0.00011609 | 0.00011775 | 0
| 23 | 4 | 1 | Shoulder | 0.00010702 | 0.00011558 | 0 |  | 0.00010702 | 0.00011558 | 0
| 24 | 4 | 1 | Shoulder | 9.8174e-05 | 0.00011059 | 0 |  | 9.8174e-05 | 0.00011059 | 0
| 1 | 4 | 2 | Shoulder | 9.2838e-05 | 0.00010353 | 0 |  | 9.2838e-05 | 0.00010353 | 0
| 2 | 4 | 2 | Shoulder | 9.0793e-05 | 9.7207e-05 | 0 |  | 9.0793e-05 | 9.7207e-05 | 0
| 3 | 4 | 2 | Shoulder | 9.0837e-05 | 9.3161e-05 | 0 |  | 9.0837e-05 | 9.3161e-05 | 0
| 4 | 4 | 2 | Shoulder | 9.2883e-05 | 9.1838e-05 | 0 |  | 9.2883e-05 | 9.1838e-05 | 0
| 5 | 4 | 2 | Shoulder | 9.8307e-05 | 9.3205e-05 | 0 |  | 9.8307e-05 | 9.3205e-05 | 0
| 6 | 4 | 2 | Shoulder | 0.00010893 | 9.774e-05 | 0 |  | 0.00010893 | 9.774e-05 | 0
| 7 | 4 | 2 | Shoulder | 0.00012227 | 0.0001056 | 0 |  | 0.00012227 | 0.0001056 | 0
| 8 | 4 | 2 | Shoulder | 0.00013317 | 0.00011567 | 0 |  | 0.00013317 | 0.00011567 | 0
| 9 | 4 | 2 | Shoulder | 0.00013663 | 0.00012525 | 0 |  | 0.00013663 | 0.00012525 | 0
| 10 | 4 | 2 | Shoulder | 0.00013494 | 0.00013175 | 0 |  | 0.00013494 | 0.00013175 | 0
| 11 | 4 | 2 | Shoulder | 0.00013054 | 0.00013382 | 0 |  | 0.00013054 | 0.00013382 | 0
| 12 | 4 | 2 | Shoulder | 0.00012565 | 0.00013194 | 0 |  | 0.00012565 | 0.00013194 | 0
| 13 | 4 | 2 | Shoulder | 0.00012125 | 0.0001281 | 0 |  | 0.00012125 | 0.0001281 | 0
| 14 | 4 | 2 | Shoulder | 0.00011574 | 0.0001233 | 0 |  | 0.00011574 | 0.0001233 | 0
| 15 | 4 | 2 | Shoulder | 0.00011156 | 0.00011855 | 0 |  | 0.00011156 | 0.00011855 | 0
| 16 | 4 | 2 | Shoulder | 0.00010862 | 0.00011429 | 0 |  | 0.00010862 | 0.00011429 | 0
| 17 | 4 | 2 | Shoulder | 0.00010867 | 0.00011115 | 0 |  | 0.00010867 | 0.00011115 | 0
| 18 | 4 | 2 | Shoulder | 0.00011049 | 0.00010983 | 0 |  | 0.00011049 | 0.00010983 | 0
| 19 | 4 | 2 | Shoulder | 0.00011129 | 0.00010977 | 0 |  | 0.00011129 | 0.00010977 | 0
| 20 | 4 | 2 | Shoulder | 0.00011374 | 0.00011105 | 0 |  | 0.00011374 | 0.00011105 | 0
| 21 | 4 | 2 | Shoulder | 0.00011734 | 0.00011321 | 0 |  | 0.00011734 | 0.00011321 | 0
| 22 | 4 | 2 | Shoulder | 0.00011378 | 0.00011404 | 0 |  | 0.00011378 | 0.00011404 | 0
| 23 | 4 | 2 | Shoulder | 0.00010676 | 0.0001129 | 0 |  | 0.00010676 | 0.0001129 | 0
| 24 | 4 | 2 | Shoulder | 9.9285e-05 | 0.00010929 | 0 |  | 9.9285e-05 | 0.00010929 | 0
| 1 | 4 | 3 | Shoulder | 9.3816e-05 | 0.00010341 | 0 |  | 9.3816e-05 | 0.00010341 | 0
| 2 | 4 | 3 | Shoulder | 9.0615e-05 | 9.7618e-05 | 0 |  | 9.0615e-05 | 9.7618e-05 | 0
| 3 | 4 | 3 | Shoulder | 9.017e-05 | 9.3472e-05 | 0 |  | 9.017e-05 | 9.3472e-05 | 0
| 4 | 4 | 3 | Shoulder | 9.0971e-05 | 9.1393e-05 | 0 |  | 9.0971e-05 | 9.1393e-05 | 0
| 5 | 4 | 3 | Shoulder | 9.4261e-05 | 9.1504e-05 | 0 |  | 9.4261e-05 | 9.1504e-05 | 0
| 6 | 4 | 3 | Shoulder | 0.00010044 | 9.3961e-05 | 0 |  | 0.00010044 | 9.3961e-05 | 0
| 7 | 4 | 3 | Shoulder | 0.00010907 | 9.8685e-05 | 0 |  | 0.00010907 | 9.8685e-05 | 0
| 8 | 4 | 3 | Shoulder | 0.00011796 | 0.00010543 | 0 |  | 0.00011796 | 0.00010543 | 0
| 9 | 4 | 3 | Shoulder | 0.00012414 | 0.0001129 | 0 |  | 0.00012414 | 0.0001129 | 0
| 10 | 4 | 3 | Shoulder | 0.00012481 | 0.00011899 | 0 |  | 0.00012481 | 0.00011899 | 0
| 11 | 4 | 3 | Shoulder | 0.00012041 | 0.00012183 | 0 |  | 0.00012041 | 0.00012183 | 0
| 12 | 4 | 3 | Shoulder | 0.00011569 | 0.00012126 | 0 |  | 0.00011569 | 0.00012126 | 0
| 13 | 4 | 3 | Shoulder | 0.0001108 | 0.00011793 | 0 |  | 0.0001108 | 0.00011793 | 0
| 14 | 4 | 3 | Shoulder | 0.00010591 | 0.0001132 | 0 |  | 0.00010591 | 0.0001132 | 0
| 15 | 4 | 3 | Shoulder | 0.00010209 | 0.00010862 | 0 |  | 0.00010209 | 0.00010862 | 0
| 16 | 4 | 3 | Shoulder | 0.00010057 | 0.00010484 | 0 |  | 0.00010057 | 0.00010484 | 0
| 17 | 4 | 3 | Shoulder | 0.00010195 | 0.00010263 | 0 |  | 0.00010195 | 0.00010263 | 0
| 18 | 4 | 3 | Shoulder | 0.00010511 | 0.00010243 | 0 |  | 0.00010511 | 0.00010243 | 0
| 19 | 4 | 3 | Shoulder | 0.00010751 | 0.00010379 | 0 |  | 0.00010751 | 0.00010379 | 0
| 20 | 4 | 3 | Shoulder | 0.00010951 | 0.00010602 | 0 |  | 0.00010951 | 0.00010602 | 0
| 21 | 4 | 3 | Shoulder | 0.00011049 | 0.00010816 | 0 |  | 0.00011049 | 0.00010816 | 0
| 22 | 4 | 3 | Shoulder | 0.00010618 | 0.00010842 | 0 |  | 0.00010618 | 0.00010842 | 0
| 23 | 4 | 3 | Shoulder | 9.9285e-05 | 0.00010637 | 0 |  | 9.9285e-05 | 0.00010637 | 0
| 24 | 4 | 3 | Shoulder | 9.1949e-05 | 0.00010198 | 0 |  | 9.1949e-05 | 0.00010198 | 0
| 1 | 4 | 4 | Shoulder | 8.5902e-05 | 9.5828e-05 | 0 |  | 8.5902e-05 | 9.5828e-05 | 0
| 2 | 4 | 4 | Shoulder | 8.1856e-05 | 8.9748e-05 | 0 |  | 8.1856e-05 | 8.9748e-05 | 0
| 3 | 4 | 4 | Shoulder | 8.0033e-05 | 8.4935e-05 | 0 |  | 8.0033e-05 | 8.4935e-05 | 0
| 4 | 4 | 4 | Shoulder | 7.9988e-05 | 8.1945e-05 | 0 |  | 7.9988e-05 | 8.1945e-05 | 0
| 5 | 4 | 4 | Shoulder | 8.2301e-05 | 8.1044e-05 | 0 |  | 8.2301e-05 | 8.1044e-05 | 0
| 6 | 4 | 4 | Shoulder | 8.6747e-05 | 8.2267e-05 | 0 |  | 8.6747e-05 | 8.2267e-05 | 0
| 7 | 4 | 4 | Shoulder | 9.5462e-05 | 8.6124e-05 | 0 |  | 9.5462e-05 | 8.6124e-05 | 0
| 8 | 4 | 4 | Shoulder | 0.00010471 | 9.2305e-05 | 0 |  | 0.00010471 | 9.2305e-05 | 0
| 9 | 4 | 4 | Shoulder | 0.00011414 | 0.00010026 | 0 |  | 0.00011414 | 0.00010026 | 0
| 10 | 4 | 4 | Shoulder | 0.00011974 | 0.00010851 | 0 |  | 0.00011974 | 0.00010851 | 0
| 11 | 4 | 4 | Shoulder | 0.00012107 | 0.00011491 | 0 |  | 0.00012107 | 0.00011491 | 0
| 12 | 4 | 4 | Shoulder | 0.00012009 | 0.00011876 | 0 |  | 0.00012009 | 0.00011876 | 0
| 13 | 4 | 4 | Shoulder | 0.00011752 | 0.0001196 | 0 |  | 0.00011752 | 0.0001196 | 0
| 14 | 4 | 4 | Shoulder | 0.00011245 | 0.00011778 | 0 |  | 0.00011245 | 0.00011778 | 0
| 15 | 4 | 4 | Shoulder | 0.0001088 | 0.00011471 | 0 |  | 0.0001088 | 0.00011471 | 0
| 16 | 4 | 4 | Shoulder | 0.00010764 | 0.0001116 | 0 |  | 0.00010764 | 0.0001116 | 0
| 17 | 4 | 4 | Shoulder | 0.00010889 | 0.00010945 | 0 |  | 0.00010889 | 0.00010945 | 0
| 18 | 4 | 4 | Shoulder | 0.00011196 | 0.00010932 | 0 |  | 0.00011196 | 0.00010932 | 0
| 19 | 4 | 4 | Shoulder | 0.00011431 | 0.0001107 | 0 |  | 0.00011431 | 0.0001107 | 0
| 20 | 4 | 4 | Shoulder | 0.00011738 | 0.00011314 | 0 |  | 0.00011738 | 0.00011314 | 0
| 21 | 4 | 4 | Shoulder | 0.00012303 | 0.00011667 | 0 |  | 0.00012303 | 0.00011667 | 0
| 22 | 4 | 4 | Shoulder | 0.0001196 | 0.00011858 | 0 |  | 0.0001196 | 0.00011858 | 0
| 23 | 4 | 4 | Shoulder | 0.00011142 | 0.00011786 | 0 |  | 0.00011142 | 0.00011786 | 0
| 24 | 4 | 4 | Shoulder | 0.00010373 | 0.00011445 | 0 |  | 0.00010373 | 0.00011445 | 0
| 1 | 4 | 5 | Shoulder | 9.893e-05 | 0.00010842 | 0 |  | 9.893e-05 | 0.00010842 | 0
| 2 | 4 | 5 | Shoulder | 9.7373e-05 | 0.00010286 | 0 |  | 9.7373e-05 | 0.00010286 | 0
| 3 | 4 | 5 | Shoulder | 9.8485e-05 | 9.963e-05 | 0 |  | 9.8485e-05 | 9.963e-05 | 0
| 4 | 4 | 5 | Shoulder | 0.00010186 | 9.9163e-05 | 0 |  | 0.00010186 | 9.9163e-05 | 0
| 5 | 4 | 5 | Shoulder | 0.00010982 | 0.00010189 | 0 |  | 0.00010982 | 0.00010189 | 0
| 6 | 4 | 5 | Shoulder | 0.00012276 | 0.00010823 | 0 |  | 0.00012276 | 0.00010823 | 0
| 7 | 4 | 5 | Shoulder | 0.00013792 | 0.00011809 | 0 |  | 0.00013792 | 0.00011809 | 0
| 8 | 4 | 5 | Shoulder | 0.00014882 | 0.00012983 | 0 |  | 0.00014882 | 0.00012983 | 0
| 9 | 4 | 5 | Shoulder | 0.00015042 | 0.00013998 | 0 |  | 0.00015042 | 0.00013998 | 0
| 10 | 4 | 5 | Shoulder | 0.00014424 | 0.00014535 | 0 |  | 0.00014424 | 0.00014535 | 0
| 11 | 4 | 5 | Shoulder | 0.00013655 | 0.000145 | 0 |  | 0.00013655 | 0.000145 | 0
| 12 | 4 | 5 | Shoulder | 0.00013041 | 0.0001404 | 0 |  | 0.00013041 | 0.0001404 | 0
| 13 | 4 | 5 | Shoulder | 0.00012476 | 0.00013399 | 0 |  | 0.00012476 | 0.00013399 | 0
| 14 | 4 | 5 | Shoulder | 0.00011925 | 0.00012774 | 0 |  | 0.00011925 | 0.00012774 | 0
| 15 | 4 | 5 | Shoulder | 0.00011396 | 0.00012209 | 0 |  | 0.00011396 | 0.00012209 | 0
| 16 | 4 | 5 | Shoulder | 0.00011036 | 0.00011708 | 0 |  | 0.00011036 | 0.00011708 | 0
| 17 | 4 | 5 | Shoulder | 0.00010991 | 0.00011337 | 0 |  | 0.00010991 | 0.00011337 | 0
| 18 | 4 | 5 | Shoulder | 0.00011245 | 0.00011167 | 0 |  | 0.00011245 | 0.00011167 | 0
| 19 | 4 | 5 | Shoulder | 0.00011449 | 0.0001118 | 0 |  | 0.00011449 | 0.0001118 | 0
| 20 | 4 | 5 | Shoulder | 0.00011792 | 0.00011369 | 0 |  | 0.00011792 | 0.00011369 | 0
| 21 | 4 | 5 | Shoulder | 0.00012209 | 0.00011674 | 0 |  | 0.00012209 | 0.00011674 | 0
| 22 | 4 | 5 | Shoulder | 0.00011796 | 0.00011812 | 0 |  | 0.00011796 | 0.00011812 | 0
| 23 | 4 | 5 | Shoulder | 0.00010836 | 0.00011658 | 0 |  | 0.00010836 | 0.00011658 | 0
| 24 | 4 | 5 | Shoulder | 0.00010022 | 0.00011216 | 0 |  | 0.00010022 | 0.00011216 | 0
| 1 | 4 | 6 | Shoulder | 9.5284e-05 | 0.00010545 | 0 |  | 9.5284e-05 | 0.00010545 | 0
| 2 | 4 | 6 | Shoulder | 9.3327e-05 | 9.9296e-05 | 0 |  | 9.3327e-05 | 9.9296e-05 | 0
| 3 | 4 | 6 | Shoulder | 9.3505e-05 | 9.5584e-05 | 0 |  | 9.3505e-05 | 9.5584e-05 | 0
| 4 | 4 | 6 | Shoulder | 9.7107e-05 | 9.4806e-05 | 0 |  | 9.7107e-05 | 9.4806e-05 | 0
| 5 | 4 | 6 | Shoulder | 0.00010453 | 9.7118e-05 | 0 |  | 0.00010453 | 9.7118e-05 | 0
| 6 | 4 | 6 | Shoulder | 0.00011796 | 0.00010328 | 0 |  | 0.00011796 | 0.00010328 | 0
| 7 | 4 | 6 | Shoulder | 0.00013361 | 0.0001133 | 0 |  | 0.00013361 | 0.0001133 | 0
| 8 | 4 | 6 | Shoulder | 0.00014335 | 0.00012486 | 0 |  | 0.00014335 | 0.00012486 | 0
| 9 | 4 | 6 | Shoulder | 0.00014313 | 0.00013451 | 0 |  | 0.00014313 | 0.00013451 | 0
| 10 | 4 | 6 | Shoulder | 0.00013721 | 0.00013932 | 0 |  | 0.00013721 | 0.00013932 | 0
| 11 | 4 | 6 | Shoulder | 0.00013041 | 0.00013852 | 0 |  | 0.00013041 | 0.00013852 | 0
| 12 | 4 | 6 | Shoulder | 0.0001241 | 0.00013371 | 0 |  | 0.0001241 | 0.00013371 | 0
| 13 | 4 | 6 | Shoulder | 0.00011876 | 0.00012762 | 0 |  | 0.00011876 | 0.00012762 | 0
| 14 | 4 | 6 | Shoulder | 0.00011351 | 0.00012169 | 0 |  | 0.00011351 | 0.00012169 | 0
| 15 | 4 | 6 | Shoulder | 0.00010965 | 0.0001165 | 0 |  | 0.00010965 | 0.0001165 | 0
| 16 | 4 | 6 | Shoulder | 0.00010698 | 0.00011222 | 0 |  | 0.00010698 | 0.00011222 | 0
| 17 | 4 | 6 | Shoulder | 0.00010676 | 0.00010922 | 0 |  | 0.00010676 | 0.00010922 | 0
| 18 | 4 | 6 | Shoulder | 0.00010965 | 0.00010826 | 0 |  | 0.00010965 | 0.00010826 | 0
| 19 | 4 | 6 | Shoulder | 0.00011191 | 0.00010882 | 0 |  | 0.00011191 | 0.00010882 | 0
| 20 | 4 | 6 | Shoulder | 0.00011454 | 0.00011071 | 0 |  | 0.00011454 | 0.00011071 | 0
| 21 | 4 | 6 | Shoulder | 0.00011805 | 0.00011354 | 0 |  | 0.00011805 | 0.00011354 | 0
| 22 | 4 | 6 | Shoulder | 0.00011294 | 0.00011436 | 0 |  | 0.00011294 | 0.00011436 | 0
| 23 | 4 | 6 | Shoulder | 0.00010346 | 0.00011225 | 0 |  | 0.00010346 | 0.00011225 | 0
| 24 | 4 | 6 | Shoulder | 9.515e-05 | 0.0001074 | 0 |  | 9.515e-05 | 0.0001074 | 0
| 1 | 4 | 7 | Shoulder | 9.0037e-05 | 0.0001004 | 0 |  | 9.0037e-05 | 0.0001004 | 0
| 2 | 4 | 7 | Shoulder | 8.7903e-05 | 9.4139e-05 | 0 |  | 8.7903e-05 | 9.4139e-05 | 0
| 3 | 4 | 7 | Shoulder | 8.7947e-05 | 9.0259e-05 | 0 |  | 8.7947e-05 | 9.0259e-05 | 0
| 4 | 4 | 7 | Shoulder | 8.977e-05 | 8.8914e-05 | 0 |  | 8.977e-05 | 8.8914e-05 | 0
| 5 | 4 | 7 | Shoulder | 9.5773e-05 | 9.0348e-05 | 0 |  | 9.5773e-05 | 9.0348e-05 | 0
| 6 | 4 | 7 | Shoulder | 0.0001064 | 9.4972e-05 | 0 |  | 0.0001064 | 9.4972e-05 | 0
| 7 | 4 | 7 | Shoulder | 0.00012045 | 0.0001031 | 0 |  | 0.00012045 | 0.0001031 | 0
| 8 | 4 | 7 | Shoulder | 0.00012979 | 0.0001131 | 0 |  | 0.00012979 | 0.0001131 | 0
| 9 | 4 | 7 | Shoulder | 0.00013468 | 0.00012283 | 0 |  | 0.00013468 | 0.00012283 | 0
| 10 | 4 | 7 | Shoulder | 0.00013583 | 0.00013019 | 0 |  | 0.00013583 | 0.00013019 | 0
| 11 | 4 | 7 | Shoulder | 0.00013623 | 0.00013413 | 0 |  | 0.00013623 | 0.00013413 | 0
| 12 | 4 | 7 | Shoulder | 0.00013579 | 0.00013563 | 0 |  | 0.00013579 | 0.00013563 | 0
| 13 | 4 | 7 | Shoulder | 0.00013379 | 0.00013541 | 0 |  | 0.00013379 | 0.00013541 | 0
| 14 | 4 | 7 | Shoulder | 0.0001325 | 0.00013458 | 0 |  | 0.0001325 | 0.00013458 | 0
| 15 | 4 | 7 | Shoulder | 0.00013068 | 0.00013319 | 0 |  | 0.00013068 | 0.00013319 | 0
| 16 | 4 | 7 | Shoulder | 0.00012956 | 0.00013163 | 0 |  | 0.00012956 | 0.00013163 | 0
| 17 | 4 | 7 | Shoulder | 0.00013072 | 0.00013086 | 0 |  | 0.00013072 | 0.00013086 | 0
| 18 | 4 | 7 | Shoulder | 0.00013374 | 0.00013118 | 0 |  | 0.00013374 | 0.00013118 | 0
| 19 | 4 | 7 | Shoulder | 0.00013459 | 0.00013215 | 0 |  | 0.00013459 | 0.00013215 | 0
| 20 | 4 | 7 | Shoulder | 0.0001349 | 0.00013349 | 0 |  | 0.0001349 | 0.00013349 | 0
| 21 | 4 | 7 | Shoulder | 0.00013388 | 0.00013428 | 0 |  | 0.00013388 | 0.00013428 | 0
| 22 | 4 | 7 | Shoulder | 0.00012543 | 0.0001322 | 0 |  | 0.00012543 | 0.0001322 | 0
| 23 | 4 | 7 | Shoulder | 0.000114 | 0.00012705 | 0 |  | 0.000114 | 0.00012705 | 0
| 24 | 4 | 7 | Shoulder | 0.000104 | 0.00011933 | 0 |  | 0.000104 | 0.00011933 | 0
| 1 | 4 | 8 | Shoulder | 9.7373e-05 | 0.0001102 | 0 |  | 9.7373e-05 | 0.0001102 | 0
| 2 | 4 | 8 | Shoulder | 9.435e-05 | 0.00010243 | 0 |  | 9.435e-05 | 0.00010243 | 0
| 3 | 4 | 8 | Shoulder | 9.3861e-05 | 9.7396e-05 | 0 |  | 9.3861e-05 | 9.7396e-05 | 0
| 4 | 4 | 8 | Shoulder | 9.5906e-05 | 9.5373e-05 | 0 |  | 9.5906e-05 | 9.5373e-05 | 0
| 5 | 4 | 8 | Shoulder | 0.00010178 | 9.6473e-05 | 0 |  | 0.00010178 | 9.6473e-05 | 0
| 6 | 4 | 8 | Shoulder | 0.0001136 | 0.00010129 | 0 |  | 0.0001136 | 0.00010129 | 0
| 7 | 4 | 8 | Shoulder | 0.00012881 | 0.00011002 | 0 |  | 0.00012881 | 0.00011002 | 0
| 8 | 4 | 8 | Shoulder | 0.00013881 | 0.00012075 | 0 |  | 0.00013881 | 0.00012075 | 0
| 9 | 4 | 8 | Shoulder | 0.00014032 | 0.00013039 | 0 |  | 0.00014032 | 0.00013039 | 0
| 10 | 4 | 8 | Shoulder | 0.00013659 | 0.00013613 | 0 |  | 0.00013659 | 0.00013613 | 0
| 11 | 4 | 8 | Shoulder | 0.00013197 | 0.00013692 | 0 |  | 0.00013197 | 0.00013692 | 0
| 12 | 4 | 8 | Shoulder | 0.00012761 | 0.00013412 | 0 |  | 0.00012761 | 0.00013412 | 0
| 13 | 4 | 8 | Shoulder | 0.00012374 | 0.00012998 | 0 |  | 0.00012374 | 0.00012998 | 0
| 14 | 4 | 8 | Shoulder | 0.00011885 | 0.00012554 | 0 |  | 0.00011885 | 0.00012554 | 0
| 15 | 4 | 8 | Shoulder | 0.00011489 | 0.00012127 | 0 |  | 0.00011489 | 0.00012127 | 0
| 16 | 4 | 8 | Shoulder | 0.00011173 | 0.0001173 | 0 |  | 0.00011173 | 0.0001173 | 0
| 17 | 4 | 8 | Shoulder | 0.00011222 | 0.00011442 | 0 |  | 0.00011222 | 0.00011442 | 0
| 18 | 4 | 8 | Shoulder | 0.00011471 | 0.00011339 | 0 |  | 0.00011471 | 0.00011339 | 0
| 19 | 4 | 8 | Shoulder | 0.00011698 | 0.00011391 | 0 |  | 0.00011698 | 0.00011391 | 0
| 20 | 4 | 8 | Shoulder | 0.00011974 | 0.00011591 | 0 |  | 0.00011974 | 0.00011591 | 0
| 21 | 4 | 8 | Shoulder | 0.00012392 | 0.00011884 | 0 |  | 0.00012392 | 0.00011884 | 0
| 22 | 4 | 8 | Shoulder | 0.00011947 | 0.00012003 | 0 |  | 0.00011947 | 0.00012003 | 0
| 23 | 4 | 8 | Shoulder | 0.00011049 | 0.0001184 | 0 |  | 0.00011049 | 0.0001184 | 0
| 24 | 4 | 8 | Shoulder | 0.00010173 | 0.0001139 | 0 |  | 0.00010173 | 0.0001139 | 0
| 1 | 4 | 9 | Shoulder | 9.7418e-05 | 0.00010728 | 0 |  | 9.7418e-05 | 0.00010728 | 0
| 2 | 4 | 9 | Shoulder | 9.5017e-05 | 0.00010116 | 0 |  | 9.5017e-05 | 0.00010116 | 0
| 3 | 4 | 9 | Shoulder | 9.5506e-05 | 9.7418e-05 | 0 |  | 9.5506e-05 | 9.7418e-05 | 0
| 4 | 4 | 9 | Shoulder | 9.7951e-05 | 9.6473e-05 | 0 |  | 9.7951e-05 | 9.6473e-05 | 0
| 5 | 4 | 9 | Shoulder | 0.00010502 | 9.8374e-05 | 0 |  | 0.00010502 | 9.8374e-05 | 0
| 6 | 4 | 9 | Shoulder | 0.00011738 | 0.00010397 | 0 |  | 0.00011738 | 0.00010397 | 0
| 7 | 4 | 9 | Shoulder | 0.00013272 | 0.00011327 | 0 |  | 0.00013272 | 0.00011327 | 0
| 8 | 4 | 9 | Shoulder | 0.0001417 | 0.00012421 | 0 |  | 0.0001417 | 0.00012421 | 0
| 9 | 4 | 9 | Shoulder | 0.00014277 | 0.00013364 | 0 |  | 0.00014277 | 0.00013364 | 0
| 10 | 4 | 9 | Shoulder | 0.00013859 | 0.00013895 | 0 |  | 0.00013859 | 0.00013895 | 0
| 11 | 4 | 9 | Shoulder | 0.00013561 | 0.00013967 | 0 |  | 0.00013561 | 0.00013967 | 0
| 12 | 4 | 9 | Shoulder | 0.00013308 | 0.00013751 | 0 |  | 0.00013308 | 0.00013751 | 0
| 13 | 4 | 9 | Shoulder | 0.00013054 | 0.00013446 | 0 |  | 0.00013054 | 0.00013446 | 0
| 14 | 4 | 9 | Shoulder | 0.00012743 | 0.00013167 | 0 |  | 0.00012743 | 0.00013167 | 0
| 15 | 4 | 9 | Shoulder | 0.00012538 | 0.00012911 | 0 |  | 0.00012538 | 0.00012911 | 0
| 16 | 4 | 9 | Shoulder | 0.00012392 | 0.00012682 | 0 |  | 0.00012392 | 0.00012682 | 0
| 17 | 4 | 9 | Shoulder | 0.00012579 | 0.00012563 | 0 |  | 0.00012579 | 0.00012563 | 0
| 18 | 4 | 9 | Shoulder | 0.00012912 | 0.00012605 | 0 |  | 0.00012912 | 0.00012605 | 0
| 19 | 4 | 9 | Shoulder | 0.00012974 | 0.00012714 | 0 |  | 0.00012974 | 0.00012714 | 0
| 20 | 4 | 9 | Shoulder | 0.00013081 | 0.00012886 | 0 |  | 0.00013081 | 0.00012886 | 0
| 21 | 4 | 9 | Shoulder | 0.00013117 | 0.00013021 | 0 |  | 0.00013117 | 0.00013021 | 0
| 22 | 4 | 9 | Shoulder | 0.00012463 | 0.00012909 | 0 |  | 0.00012463 | 0.00012909 | 0
| 23 | 4 | 9 | Shoulder | 0.00011551 | 0.00012553 | 0 |  | 0.00011551 | 0.00012553 | 0
| 24 | 4 | 9 | Shoulder | 0.00010609 | 0.00011935 | 0 |  | 0.00010609 | 0.00011935 | 0
| 1 | 4 | 10 | Shoulder | 0.00010004 | 0.00011157 | 0 |  | 0.00010004 | 0.00011157 | 0
| 2 | 4 | 10 | Shoulder | 9.6306e-05 | 0.00010449 | 0 |  | 9.6306e-05 | 0.00010449 | 0
| 3 | 4 | 10 | Shoulder | 9.4972e-05 | 9.9352e-05 | 0 |  | 9.4972e-05 | 9.9352e-05 | 0
| 4 | 4 | 10 | Shoulder | 9.6217e-05 | 9.6884e-05 | 0 |  | 9.6217e-05 | 9.6884e-05 | 0
| 5 | 4 | 10 | Shoulder | 9.8529e-05 | 9.6506e-05 | 0 |  | 9.8529e-05 | 9.6506e-05 | 0
| 6 | 4 | 10 | Shoulder | 0.00010524 | 9.8741e-05 | 0 |  | 0.00010524 | 9.8741e-05 | 0
| 7 | 4 | 10 | Shoulder | 0.00011449 | 0.00010362 | 0 |  | 0.00011449 | 0.00010362 | 0
| 8 | 4 | 10 | Shoulder | 0.00012414 | 0.0001106 | 0 |  | 0.00012414 | 0.0001106 | 0
| 9 | 4 | 10 | Shoulder | 0.00013001 | 0.00011847 | 0 |  | 0.00013001 | 0.00011847 | 0
| 10 | 4 | 10 | Shoulder | 0.0001313 | 0.00012498 | 0 |  | 0.0001313 | 0.00012498 | 0
| 11 | 4 | 10 | Shoulder | 0.00012872 | 0.00012854 | 0 |  | 0.00012872 | 0.00012854 | 0
| 12 | 4 | 10 | Shoulder | 0.00012472 | 0.00012869 | 0 |  | 0.00012472 | 0.00012869 | 0
| 13 | 4 | 10 | Shoulder | 0.00011898 | 0.00012593 | 0 |  | 0.00011898 | 0.00012593 | 0
| 14 | 4 | 10 | Shoulder | 0.00011449 | 0.00012173 | 0 |  | 0.00011449 | 0.00012173 | 0
| 15 | 4 | 10 | Shoulder | 0.00011067 | 0.00011721 | 0 |  | 0.00011067 | 0.00011721 | 0
| 16 | 4 | 10 | Shoulder | 0.00010978 | 0.00011348 | 0 |  | 0.00010978 | 0.00011348 | 0
| 17 | 4 | 10 | Shoulder | 0.00011116 | 0.00011152 | 0 |  | 0.00011116 | 0.00011152 | 0
| 18 | 4 | 10 | Shoulder | 0.0001148 | 0.0001116 | 0 |  | 0.0001148 | 0.0001116 | 0
| 19 | 4 | 10 | Shoulder | 0.00011792 | 0.00011341 | 0 |  | 0.00011792 | 0.00011341 | 0
| 20 | 4 | 10 | Shoulder | 0.00012098 | 0.00011621 | 0 |  | 0.00012098 | 0.00011621 | 0
| 21 | 4 | 10 | Shoulder | 0.0001249 | 0.00011965 | 0 |  | 0.0001249 | 0.00011965 | 0
| 22 | 4 | 10 | Shoulder | 0.00012165 | 0.00012136 | 0 |  | 0.00012165 | 0.00012136 | 0
| 23 | 4 | 10 | Shoulder | 0.00011387 | 0.00012035 | 0 |  | 0.00011387 | 0.00012035 | 0
| 24 | 4 | 10 | Shoulder | 0.00010671 | 0.00011678 | 0 |  | 0.00010671 | 0.00011678 | 0
| 1 | 4 | 11 | Shoulder | 0.0001012 | 0.00011086 | 0 |  | 0.0001012 | 0.00011086 | 0
| 2 | 4 | 11 | Shoulder | 9.9152e-05 | 0.00010523 | 0 |  | 9.9152e-05 | 0.00010523 | 0
| 3 | 4 | 11 | Shoulder | 9.9508e-05 | 0.00010164 | 0 |  | 9.9508e-05 | 0.00010164 | 0
| 4 | 4 | 11 | Shoulder | 0.00010129 | 0.00010029 | 0 |  | 0.00010129 | 0.00010029 | 0
| 5 | 4 | 11 | Shoulder | 0.00010515 | 0.00010128 | 0 |  | 0.00010515 | 0.00010128 | 0
| 6 | 4 | 11 | Shoulder | 0.00011271 | 0.00010467 | 0 |  | 0.00011271 | 0.00010467 | 0
| 7 | 4 | 11 | Shoulder | 0.00012107 | 0.00011006 | 0 |  | 0.00012107 | 0.00011006 | 0
| 8 | 4 | 11 | Shoulder | 0.00012979 | 0.00011718 | 0 |  | 0.00012979 | 0.00011718 | 0
| 9 | 4 | 11 | Shoulder | 0.00013303 | 0.00012415 | 0 |  | 0.00013303 | 0.00012415 | 0
| 10 | 4 | 11 | Shoulder | 0.00013152 | 0.00012885 | 0 |  | 0.00013152 | 0.00012885 | 0
| 11 | 4 | 11 | Shoulder | 0.00012636 | 0.00013018 | 0 |  | 0.00012636 | 0.00013018 | 0
| 12 | 4 | 11 | Shoulder | 0.00012134 | 0.00012806 | 0 |  | 0.00012134 | 0.00012806 | 0
| 13 | 4 | 11 | Shoulder | 0.00011707 | 0.00012407 | 0 |  | 0.00011707 | 0.00012407 | 0
| 14 | 4 | 11 | Shoulder | 0.00011187 | 0.00011916 | 0 |  | 0.00011187 | 0.00011916 | 0
| 15 | 4 | 11 | Shoulder | 0.00010738 | 0.00011441 | 0 |  | 0.00010738 | 0.00011441 | 0
| 16 | 4 | 11 | Shoulder | 0.00010547 | 0.00011045 | 0 |  | 0.00010547 | 0.00011045 | 0
| 17 | 4 | 11 | Shoulder | 0.0001068 | 0.00010788 | 0 |  | 0.0001068 | 0.00010788 | 0
| 18 | 4 | 11 | Shoulder | 0.00011125 | 0.00010772 | 0 |  | 0.00011125 | 0.00010772 | 0
| 19 | 4 | 11 | Shoulder | 0.00011431 | 0.00010946 | 0 |  | 0.00011431 | 0.00010946 | 0
| 20 | 4 | 11 | Shoulder | 0.000118 | 0.00011259 | 0 |  | 0.000118 | 0.00011259 | 0
| 21 | 4 | 11 | Shoulder | 0.0001241 | 0.00011691 | 0 |  | 0.0001241 | 0.00011691 | 0
| 22 | 4 | 11 | Shoulder | 0.00012014 | 0.00011914 | 0 |  | 0.00012014 | 0.00011914 | 0
| 23 | 4 | 11 | Shoulder | 0.0001112 | 0.00011836 | 0 |  | 0.0001112 | 0.00011836 | 0
| 24 | 4 | 11 | Shoulder | 0.00010249 | 0.00011448 | 0 |  | 0.00010249 | 0.00011448 | 0
| 1 | 4 | 12 | Shoulder | 9.7729e-05 | 0.00010789 | 0 |  | 9.7729e-05 | 0.00010789 | 0
| 2 | 4 | 12 | Shoulder | 9.6662e-05 | 0.00010202 | 0 |  | 9.6662e-05 | 0.00010202 | 0
| 3 | 4 | 12 | Shoulder | 9.724e-05 | 9.8529e-05 | 0 |  | 9.724e-05 | 9.8529e-05 | 0
| 4 | 4 | 12 | Shoulder | 0.00010044 | 9.8018e-05 | 0 |  | 0.00010044 | 9.8018e-05 | 0
| 5 | 4 | 12 | Shoulder | 0.00010862 | 0.00010074 | 0 |  | 0.00010862 | 0.00010074 | 0
| 6 | 4 | 12 | Shoulder | 0.0001229 | 0.0001073 | 0 |  | 0.0001229 | 0.0001073 | 0
| 7 | 4 | 12 | Shoulder | 0.00013952 | 0.00011787 | 0 |  | 0.00013952 | 0.00011787 | 0
| 8 | 4 | 12 | Shoulder | 0.00014882 | 0.00012996 | 0 |  | 0.00014882 | 0.00012996 | 0
| 9 | 4 | 12 | Shoulder | 0.00014699 | 0.00013956 | 0 |  | 0.00014699 | 0.00013956 | 0
| 10 | 4 | 12 | Shoulder | 0.00014064 | 0.00014399 | 0 |  | 0.00014064 | 0.00014399 | 0
| 11 | 4 | 12 | Shoulder | 0.00013361 | 0.00014251 | 0 |  | 0.00013361 | 0.00014251 | 0
| 12 | 4 | 12 | Shoulder | 0.00012765 | 0.00013722 | 0 |  | 0.00012765 | 0.00013722 | 0
| 13 | 4 | 12 | Shoulder | 0.0001233 | 0.0001313 | 0 |  | 0.0001233 | 0.0001313 | 0
| 14 | 4 | 12 | Shoulder | 0.00011716 | 0.00012543 | 0 |  | 0.00011716 | 0.00012543 | 0
| 15 | 4 | 12 | Shoulder | 0.00011267 | 0.00012019 | 0 |  | 0.00011267 | 0.00012019 | 0
| 16 | 4 | 12 | Shoulder | 0.00011013 | 0.00011581 | 0 |  | 0.00011013 | 0.00011581 | 0
| 17 | 4 | 12 | Shoulder | 0.00011022 | 0.00011255 | 0 |  | 0.00011022 | 0.00011255 | 0
| 18 | 4 | 12 | Shoulder | 0.00011329 | 0.00011158 | 0 |  | 0.00011329 | 0.00011158 | 0
| 19 | 4 | 12 | Shoulder | 0.00011449 | 0.00011204 | 0 |  | 0.00011449 | 0.00011204 | 0
| 20 | 4 | 12 | Shoulder | 0.00011578 | 0.00011345 | 0 |  | 0.00011578 | 0.00011345 | 0
| 21 | 4 | 12 | Shoulder | 0.00012 | 0.00011589 | 0 |  | 0.00012 | 0.00011589 | 0
| 22 | 4 | 12 | Shoulder | 0.00011485 | 0.00011628 | 0 |  | 0.00011485 | 0.00011628 | 0
| 23 | 4 | 12 | Shoulder | 0.00010427 | 0.00011372 | 0 |  | 0.00010427 | 0.00011372 | 0
| 24 | 4 | 12 | Shoulder | 9.5728e-05 | 0.00010871 | 0 |  | 9.5728e-05 | 0.00010871 | 0
| 1 | 4 | 13 | Shoulder | 9.0882e-05 | 0.00010143 | 0 |  | 9.0882e-05 | 0.00010143 | 0
| 2 | 4 | 13 | Shoulder | 8.8881e-05 | 9.4939e-05 | 0 |  | 8.8881e-05 | 9.4939e-05 | 0
| 3 | 4 | 13 | Shoulder | 8.8881e-05 | 9.1093e-05 | 0 |  | 8.8881e-05 | 9.1093e-05 | 0
| 4 | 4 | 13 | Shoulder | 9.1993e-05 | 9.0159e-05 | 0 |  | 9.1993e-05 | 9.0159e-05 | 0
| 5 | 4 | 13 | Shoulder | 9.9019e-05 | 9.2194e-05 | 0 |  | 9.9019e-05 | 9.2194e-05 | 0
| 6 | 4 | 13 | Shoulder | 0.00011236 | 9.8063e-05 | 0 |  | 0.00011236 | 9.8063e-05 | 0
| 7 | 4 | 13 | Shoulder | 0.00012801 | 0.00010784 | 0 |  | 0.00012801 | 0.00010784 | 0
| 8 | 4 | 13 | Shoulder | 0.00013668 | 0.00011902 | 0 |  | 0.00013668 | 0.00011902 | 0
| 9 | 4 | 13 | Shoulder | 0.00013517 | 0.00012805 | 0 |  | 0.00013517 | 0.00012805 | 0
| 10 | 4 | 13 | Shoulder | 0.00012908 | 0.00013223 | 0 |  | 0.00012908 | 0.00013223 | 0
| 11 | 4 | 13 | Shoulder | 0.00012312 | 0.00013101 | 0 |  | 0.00012312 | 0.00013101 | 0
| 12 | 4 | 13 | Shoulder | 0.0001188 | 0.00012654 | 0 |  | 0.0001188 | 0.00012654 | 0
| 13 | 4 | 13 | Shoulder | 0.00011525 | 0.00012156 | 0 |  | 0.00011525 | 0.00012156 | 0
| 14 | 4 | 13 | Shoulder | 0.00011129 | 0.00011711 | 0 |  | 0.00011129 | 0.00011711 | 0
| 15 | 4 | 13 | Shoulder | 0.00010764 | 0.00011325 | 0 |  | 0.00010764 | 0.00011325 | 0
| 16 | 4 | 13 | Shoulder | 0.00010582 | 0.00011 | 0 |  | 0.00010582 | 0.00011 | 0
| 17 | 4 | 13 | Shoulder | 0.000106 | 0.00010769 | 0 |  | 0.000106 | 0.00010769 | 0
| 18 | 4 | 13 | Shoulder | 0.0001092 | 0.00010717 | 0 |  | 0.0001092 | 0.00010717 | 0
| 19 | 4 | 13 | Shoulder | 0.00011018 | 0.0001078 | 0 |  | 0.00011018 | 0.0001078 | 0
| 20 | 4 | 13 | Shoulder | 0.00011182 | 0.0001093 | 0 |  | 0.00011182 | 0.0001093 | 0
| 21 | 4 | 13 | Shoulder | 0.00011543 | 0.00011166 | 0 |  | 0.00011543 | 0.00011166 | 0
| 22 | 4 | 13 | Shoulder | 0.00011089 | 0.00011208 | 0 |  | 0.00011089 | 0.00011208 | 0
| 23 | 4 | 13 | Shoulder | 0.00010097 | 0.00010978 | 0 |  | 0.00010097 | 0.00010978 | 0
| 24 | 4 | 13 | Shoulder | 9.1727e-05 | 0.00010475 | 0 |  | 9.1727e-05 | 0.00010475 | 0
| 1 | 4 | 14 | Shoulder | 8.6258e-05 | 9.7462e-05 | 0 |  | 8.6258e-05 | 9.7462e-05 | 0
| 2 | 4 | 14 | Shoulder | 8.4568e-05 | 9.0882e-05 | 0 |  | 8.4568e-05 | 9.0882e-05 | 0
| 3 | 4 | 14 | Shoulder | 8.4168e-05 | 8.668e-05 | 0 |  | 8.4168e-05 | 8.668e-05 | 0
| 4 | 4 | 14 | Shoulder | 8.728e-05 | 8.5569e-05 | 0 |  | 8.728e-05 | 8.5569e-05 | 0
| 5 | 4 | 14 | Shoulder | 9.4305e-05 | 8.758e-05 | 0 |  | 9.4305e-05 | 8.758e-05 | 0
| 6 | 4 | 14 | Shoulder | 0.00010773 | 9.3372e-05 | 0 |  | 0.00010773 | 9.3372e-05 | 0
| 7 | 4 | 14 | Shoulder | 0.00012316 | 0.00010312 | 0 |  | 0.00012316 | 0.00010312 | 0
| 8 | 4 | 14 | Shoulder | 0.00013201 | 0.0001143 | 0 |  | 0.00013201 | 0.0001143 | 0
| 9 | 4 | 14 | Shoulder | 0.00013054 | 0.00012336 | 0 |  | 0.00013054 | 0.00012336 | 0
| 10 | 4 | 14 | Shoulder | 0.0001249 | 0.00012765 | 0 |  | 0.0001249 | 0.00012765 | 0
| 11 | 4 | 14 | Shoulder | 0.00012005 | 0.00012687 | 0 |  | 0.00012005 | 0.00012687 | 0
| 12 | 4 | 14 | Shoulder | 0.00011583 | 0.00012283 | 0 |  | 0.00011583 | 0.00012283 | 0
| 13 | 4 | 14 | Shoulder | 0.0001124 | 0.00011829 | 0 |  | 0.0001124 | 0.00011829 | 0
| 14 | 4 | 14 | Shoulder | 0.00010951 | 0.00011445 | 0 |  | 0.00010951 | 0.00011445 | 0
| 15 | 4 | 14 | Shoulder | 0.0001064 | 0.00011103 | 0 |  | 0.0001064 | 0.00011103 | 0
| 16 | 4 | 14 | Shoulder | 0.00010458 | 0.00010822 | 0 |  | 0.00010458 | 0.00010822 | 0
| 17 | 4 | 14 | Shoulder | 0.00010449 | 0.00010624 | 0 |  | 0.00010449 | 0.00010624 | 0
| 18 | 4 | 14 | Shoulder | 0.00010729 | 0.00010569 | 0 |  | 0.00010729 | 0.00010569 | 0
| 19 | 4 | 14 | Shoulder | 0.00010827 | 0.00010615 | 0 |  | 0.00010827 | 0.00010615 | 0
| 20 | 4 | 14 | Shoulder | 0.00010849 | 0.00010713 | 0 |  | 0.00010849 | 0.00010713 | 0
| 21 | 4 | 14 | Shoulder | 0.00011196 | 0.000109 | 0 |  | 0.00011196 | 0.000109 | 0
| 22 | 4 | 14 | Shoulder | 0.00010702 | 0.00010893 | 0 |  | 0.00010702 | 0.00010893 | 0
| 23 | 4 | 14 | Shoulder | 9.7596e-05 | 0.00010627 | 0 |  | 9.7596e-05 | 0.00010627 | 0
| 24 | 4 | 14 | Shoulder | 8.8525e-05 | 0.00010128 | 0 |  | 8.8525e-05 | 0.00010128 | 0
| 1 | 4 | 15 | Shoulder | 8.2256e-05 | 9.385e-05 | 0 |  | 8.2256e-05 | 9.385e-05 | 0
| 2 | 4 | 15 | Shoulder | 8.0211e-05 | 8.7147e-05 | 0 |  | 8.0211e-05 | 8.7147e-05 | 0
| 3 | 4 | 15 | Shoulder | 7.9455e-05 | 8.2612e-05 | 0 |  | 7.9455e-05 | 8.2612e-05 | 0
| 4 | 4 | 15 | Shoulder | 8.1723e-05 | 8.0911e-05 | 0 |  | 8.1723e-05 | 8.0911e-05 | 0
| 5 | 4 | 15 | Shoulder | 8.8125e-05 | 8.2378e-05 | 0 |  | 8.8125e-05 | 8.2378e-05 | 0
| 6 | 4 | 15 | Shoulder | 0.00010017 | 8.7369e-05 | 0 |  | 0.00010017 | 8.7369e-05 | 0
| 7 | 4 | 15 | Shoulder | 0.00011543 | 9.6362e-05 | 0 |  | 0.00011543 | 9.6362e-05 | 0
| 8 | 4 | 15 | Shoulder | 0.0001245 | 0.00010706 | 0 |  | 0.0001245 | 0.00010706 | 0
| 9 | 4 | 15 | Shoulder | 0.00012374 | 0.00011596 | 0 |  | 0.00012374 | 0.00011596 | 0
| 10 | 4 | 15 | Shoulder | 0.00011938 | 0.00012076 | 0 |  | 0.00011938 | 0.00012076 | 0
| 11 | 4 | 15 | Shoulder | 0.00011471 | 0.00012058 | 0 |  | 0.00011471 | 0.00012058 | 0
| 12 | 4 | 15 | Shoulder | 0.0001116 | 0.00011736 | 0 |  | 0.0001116 | 0.00011736 | 0
| 13 | 4 | 15 | Shoulder | 0.00010982 | 0.00011388 | 0 |  | 0.00010982 | 0.00011388 | 0
| 14 | 4 | 15 | Shoulder | 0.0001072 | 0.00011083 | 0 |  | 0.0001072 | 0.00011083 | 0
| 15 | 4 | 15 | Shoulder | 0.0001052 | 0.00010846 | 0 |  | 0.0001052 | 0.00010846 | 0
| 16 | 4 | 15 | Shoulder | 0.00010427 | 0.00010662 | 0 |  | 0.00010427 | 0.00010662 | 0
| 17 | 4 | 15 | Shoulder | 0.00010515 | 0.00010545 | 0 |  | 0.00010515 | 0.00010545 | 0
| 18 | 4 | 15 | Shoulder | 0.00010698 | 0.0001054 | 0 |  | 0.00010698 | 0.0001054 | 0
| 19 | 4 | 15 | Shoulder | 0.00010791 | 0.00010608 | 0 |  | 0.00010791 | 0.00010608 | 0
| 20 | 4 | 15 | Shoulder | 0.00010764 | 0.00010692 | 0 |  | 0.00010764 | 0.00010692 | 0
| 21 | 4 | 15 | Shoulder | 0.00010942 | 0.00010799 | 0 |  | 0.00010942 | 0.00010799 | 0
| 22 | 4 | 15 | Shoulder | 0.00010462 | 0.0001074 | 0 |  | 0.00010462 | 0.0001074 | 0
| 23 | 4 | 15 | Shoulder | 9.4839e-05 | 0.00010413 | 0 |  | 9.4839e-05 | 0.00010413 | 0
| 24 | 4 | 15 | Shoulder | 8.4924e-05 | 9.8452e-05 | 0 |  | 8.4924e-05 | 9.8452e-05 | 0
| 1 | 4 | 16 | Shoulder | 7.8388e-05 | 9.0693e-05 | 0 |  | 7.8388e-05 | 9.0693e-05 | 0
| 2 | 4 | 16 | Shoulder | 7.532e-05 | 8.3368e-05 | 0 |  | 7.532e-05 | 8.3368e-05 | 0
| 3 | 4 | 16 | Shoulder | 7.4253e-05 | 7.8221e-05 | 0 |  | 7.4253e-05 | 7.8221e-05 | 0
| 4 | 4 | 16 | Shoulder | 7.4386e-05 | 7.5587e-05 | 0 |  | 7.4386e-05 | 7.5587e-05 | 0
| 5 | 4 | 16 | Shoulder | 7.9322e-05 | 7.582e-05 | 0 |  | 7.9322e-05 | 7.582e-05 | 0
| 6 | 4 | 16 | Shoulder | 8.9103e-05 | 7.9266e-05 | 0 |  | 8.9103e-05 | 7.9266e-05 | 0
| 7 | 4 | 16 | Shoulder | 0.0001024 | 8.6302e-05 | 0 |  | 0.0001024 | 8.6302e-05 | 0
| 8 | 4 | 16 | Shoulder | 0.00011125 | 9.5517e-05 | 0 |  | 0.00011125 | 9.5517e-05 | 0
| 9 | 4 | 16 | Shoulder | 0.00011338 | 0.00010403 | 0 |  | 0.00011338 | 0.00010403 | 0
| 10 | 4 | 16 | Shoulder | 0.00011156 | 0.00010965 | 0 |  | 0.00011156 | 0.00010965 | 0
| 11 | 4 | 16 | Shoulder | 0.00010907 | 0.00011131 | 0 |  | 0.00010907 | 0.00011131 | 0
| 12 | 4 | 16 | Shoulder | 0.00010822 | 0.00011056 | 0 |  | 0.00010822 | 0.00011056 | 0
| 13 | 4 | 16 | Shoulder | 0.00010698 | 0.00010896 | 0 |  | 0.00010698 | 0.00010896 | 0
| 14 | 4 | 16 | Shoulder | 0.00010609 | 0.00010759 | 0 |  | 0.00010609 | 0.00010759 | 0
| 15 | 4 | 16 | Shoulder | 0.00010471 | 0.0001065 | 0 |  | 0.00010471 | 0.0001065 | 0
| 16 | 4 | 16 | Shoulder | 0.00010484 | 0.00010565 | 0 |  | 0.00010484 | 0.00010565 | 0
| 17 | 4 | 16 | Shoulder | 0.00010582 | 0.00010537 | 0 |  | 0.00010582 | 0.00010537 | 0
| 18 | 4 | 16 | Shoulder | 0.00010738 | 0.00010569 | 0 |  | 0.00010738 | 0.00010569 | 0
| 19 | 4 | 16 | Shoulder | 0.00010618 | 0.00010605 | 0 |  | 0.00010618 | 0.00010605 | 0
| 20 | 4 | 16 | Shoulder | 0.00010458 | 0.00010599 | 0 |  | 0.00010458 | 0.00010599 | 0
| 21 | 4 | 16 | Shoulder | 0.00010555 | 0.00010592 | 0 |  | 0.00010555 | 0.00010592 | 0
| 22 | 4 | 16 | Shoulder | 0.00010169 | 0.0001045 | 0 |  | 0.00010169 | 0.0001045 | 0
| 23 | 4 | 16 | Shoulder | 9.3238e-05 | 0.00010126 | 0 |  | 9.3238e-05 | 0.00010126 | 0
| 24 | 4 | 16 | Shoulder | 8.4479e-05 | 9.624e-05 | 0 |  | 8.4479e-05 | 9.624e-05 | 0
| 1 | 4 | 17 | Shoulder | 7.7365e-05 | 8.9192e-05 | 0 |  | 7.7365e-05 | 8.9192e-05 | 0
| 2 | 4 | 17 | Shoulder | 7.3186e-05 | 8.2067e-05 | 0 |  | 7.3186e-05 | 8.2067e-05 | 0
| 3 | 4 | 17 | Shoulder | 7.1007e-05 | 7.6509e-05 | 0 |  | 7.1007e-05 | 7.6509e-05 | 0
| 4 | 4 | 17 | Shoulder | 7.0385e-05 | 7.2986e-05 | 0 |  | 7.0385e-05 | 7.2986e-05 | 0
| 5 | 4 | 17 | Shoulder | 7.2474e-05 | 7.1763e-05 | 0 |  | 7.2474e-05 | 7.1763e-05 | 0
| 6 | 4 | 17 | Shoulder | 7.6209e-05 | 7.2519e-05 | 0 |  | 7.6209e-05 | 7.2519e-05 | 0
| 7 | 4 | 17 | Shoulder | 8.2478e-05 | 7.5387e-05 | 0 |  | 8.2478e-05 | 7.5387e-05 | 0
| 8 | 4 | 17 | Shoulder | 9.0482e-05 | 8.0411e-05 | 0 |  | 9.0482e-05 | 8.0411e-05 | 0
| 9 | 4 | 17 | Shoulder | 9.6395e-05 | 8.6391e-05 | 0 |  | 9.6395e-05 | 8.6391e-05 | 0
| 10 | 4 | 17 | Shoulder | 9.9152e-05 | 9.2127e-05 | 0 |  | 9.9152e-05 | 9.2127e-05 | 0
| 11 | 4 | 17 | Shoulder | 9.9063e-05 | 9.6273e-05 | 0 |  | 9.9063e-05 | 9.6273e-05 | 0
| 12 | 4 | 17 | Shoulder | 9.8085e-05 | 9.8174e-05 | 0 |  | 9.8085e-05 | 9.8174e-05 | 0
| 13 | 4 | 17 | Shoulder | 9.6706e-05 | 9.8252e-05 | 0 |  | 9.6706e-05 | 9.8252e-05 | 0
| 14 | 4 | 17 | Shoulder | 9.5862e-05 | 9.7429e-05 | 0 |  | 9.5862e-05 | 9.7429e-05 | 0
| 15 | 4 | 17 | Shoulder | 9.5239e-05 | 9.6473e-05 | 0 |  | 9.5239e-05 | 9.6473e-05 | 0
| 16 | 4 | 17 | Shoulder | 9.5951e-05 | 9.5939e-05 | 0 |  | 9.5951e-05 | 9.5939e-05 | 0
| 17 | 4 | 17 | Shoulder | 9.8174e-05 | 9.6306e-05 | 0 |  | 9.8174e-05 | 9.6306e-05 | 0
| 18 | 4 | 17 | Shoulder | 0.00010164 | 9.7751e-05 | 0 |  | 0.00010164 | 9.7751e-05 | 0
| 19 | 4 | 17 | Shoulder | 0.00010235 | 9.953e-05 | 0 |  | 0.00010235 | 9.953e-05 | 0
| 20 | 4 | 17 | Shoulder | 0.00010111 | 0.00010082 | 0 |  | 0.00010111 | 0.00010082 | 0
| 21 | 4 | 17 | Shoulder | 0.0001016 | 0.00010168 | 0 |  | 0.0001016 | 0.00010168 | 0
| 22 | 4 | 17 | Shoulder | 9.7818e-05 | 0.00010072 | 0 |  | 9.7818e-05 | 0.00010072 | 0
| 23 | 4 | 17 | Shoulder | 8.9993e-05 | 9.7629e-05 | 0 |  | 8.9993e-05 | 9.7629e-05 | 0
| 24 | 4 | 17 | Shoulder | 8.2212e-05 | 9.2905e-05 | 0 |  | 8.2212e-05 | 9.2905e-05 | 0
| 1 | 4 | 18 | Shoulder | 7.5098e-05 | 8.628e-05 | 0 |  | 7.5098e-05 | 8.628e-05 | 0
| 2 | 4 | 18 | Shoulder | 7.1229e-05 | 7.9633e-05 | 0 |  | 7.1229e-05 | 7.9633e-05 | 0
| 3 | 4 | 18 | Shoulder | 6.8962e-05 | 7.4375e-05 | 0 |  | 6.8962e-05 | 7.4375e-05 | 0
| 4 | 4 | 18 | Shoulder | 6.8962e-05 | 7.1063e-05 | 0 |  | 6.8962e-05 | 7.1063e-05 | 0
| 5 | 4 | 18 | Shoulder | 6.9629e-05 | 6.9695e-05 | 0 |  | 6.9629e-05 | 6.9695e-05 | 0
| 6 | 4 | 18 | Shoulder | 7.2741e-05 | 7.0073e-05 | 0 |  | 7.2741e-05 | 7.0073e-05 | 0
| 7 | 4 | 18 | Shoulder | 7.7854e-05 | 7.2296e-05 | 0 |  | 7.7854e-05 | 7.2296e-05 | 0
| 8 | 4 | 18 | Shoulder | 8.4568e-05 | 7.6198e-05 | 0 |  | 8.4568e-05 | 7.6198e-05 | 0
| 9 | 4 | 18 | Shoulder | 9.0837e-05 | 8.15e-05 | 0 |  | 9.0837e-05 | 8.15e-05 | 0
| 10 | 4 | 18 | Shoulder | 9.5239e-05 | 8.7125e-05 | 0 |  | 9.5239e-05 | 8.7125e-05 | 0
| 11 | 4 | 18 | Shoulder | 9.6128e-05 | 9.1693e-05 | 0 |  | 9.6128e-05 | 9.1693e-05 | 0
| 12 | 4 | 18 | Shoulder | 9.6706e-05 | 9.4728e-05 | 0 |  | 9.6706e-05 | 9.4728e-05 | 0
| 13 | 4 | 18 | Shoulder | 9.644e-05 | 9.6128e-05 | 0 |  | 9.644e-05 | 9.6128e-05 | 0
| 14 | 4 | 18 | Shoulder | 9.6395e-05 | 9.6417e-05 | 0 |  | 9.6395e-05 | 9.6417e-05 | 0
| 15 | 4 | 18 | Shoulder | 9.6306e-05 | 9.6462e-05 | 0 |  | 9.6306e-05 | 9.6462e-05 | 0
| 16 | 4 | 18 | Shoulder | 9.7729e-05 | 9.6718e-05 | 0 |  | 9.7729e-05 | 9.6718e-05 | 0
| 17 | 4 | 18 | Shoulder | 0.00010106 | 9.7874e-05 | 0 |  | 0.00010106 | 9.7874e-05 | 0
| 18 | 4 | 18 | Shoulder | 0.0001052 | 0.00010007 | 0 |  | 0.0001052 | 0.00010007 | 0
| 19 | 4 | 18 | Shoulder | 0.00010618 | 0.00010254 | 0 |  | 0.00010618 | 0.00010254 | 0
| 20 | 4 | 18 | Shoulder | 0.0001056 | 0.00010451 | 0 |  | 0.0001056 | 0.00010451 | 0
| 21 | 4 | 18 | Shoulder | 0.00010716 | 0.00010603 | 0 |  | 0.00010716 | 0.00010603 | 0
| 22 | 4 | 18 | Shoulder | 0.00010164 | 0.00010514 | 0 |  | 0.00010164 | 0.00010514 | 0
| 23 | 4 | 18 | Shoulder | 9.0437e-05 | 0.00010121 | 0 |  | 9.0437e-05 | 0.00010121 | 0
| 24 | 4 | 18 | Shoulder | 8.0878e-05 | 9.5028e-05 | 0 |  | 8.0878e-05 | 9.5028e-05 | 0
| 1 | 4 | 19 | Shoulder | 7.3986e-05 | 8.6736e-05 | 0 |  | 7.3986e-05 | 8.6736e-05 | 0
| 2 | 4 | 19 | Shoulder | 6.9984e-05 | 7.8821e-05 | 0 |  | 6.9984e-05 | 7.8821e-05 | 0
| 3 | 4 | 19 | Shoulder | 6.8873e-05 | 7.343e-05 | 0 |  | 6.8873e-05 | 7.343e-05 | 0
| 4 | 4 | 19 | Shoulder | 6.914e-05 | 7.0496e-05 | 0 |  | 6.914e-05 | 7.0496e-05 | 0
| 5 | 4 | 19 | Shoulder | 7.3586e-05 | 7.0396e-05 | 0 |  | 7.3586e-05 | 7.0396e-05 | 0
| 6 | 4 | 19 | Shoulder | 8.2434e-05 | 7.3508e-05 | 0 |  | 8.2434e-05 | 7.3508e-05 | 0
| 7 | 4 | 19 | Shoulder | 9.3639e-05 | 7.9699e-05 | 0 |  | 9.3639e-05 | 7.9699e-05 | 0
| 8 | 4 | 19 | Shoulder | 0.00010346 | 8.8281e-05 | 0 |  | 0.00010346 | 8.8281e-05 | 0
| 9 | 4 | 19 | Shoulder | 0.00010698 | 9.6629e-05 | 0 |  | 0.00010698 | 9.6629e-05 | 0
| 10 | 4 | 19 | Shoulder | 0.00010716 | 0.00010281 | 0 |  | 0.00010716 | 0.00010281 | 0
| 11 | 4 | 19 | Shoulder | 0.00010702 | 0.00010615 | 0 |  | 0.00010702 | 0.00010615 | 0
| 12 | 4 | 19 | Shoulder | 0.00010595 | 0.00010678 | 0 |  | 0.00010595 | 0.00010678 | 0
| 13 | 4 | 19 | Shoulder | 0.00010658 | 0.00010668 | 0 |  | 0.00010658 | 0.00010668 | 0
| 14 | 4 | 19 | Shoulder | 0.00010547 | 0.00010625 | 0 |  | 0.00010547 | 0.00010625 | 0
| 15 | 4 | 19 | Shoulder | 0.00010453 | 0.00010563 | 0 |  | 0.00010453 | 0.00010563 | 0
| 16 | 4 | 19 | Shoulder | 0.00010489 | 0.00010537 | 0 |  | 0.00010489 | 0.00010537 | 0
| 17 | 4 | 19 | Shoulder | 0.00010671 | 0.0001054 | 0 |  | 0.00010671 | 0.0001054 | 0
| 18 | 4 | 19 | Shoulder | 0.00010929 | 0.00010635 | 0 |  | 0.00010929 | 0.00010635 | 0
| 19 | 4 | 19 | Shoulder | 0.00010933 | 0.00010756 | 0 |  | 0.00010933 | 0.00010756 | 0
| 20 | 4 | 19 | Shoulder | 0.00010853 | 0.00010847 | 0 |  | 0.00010853 | 0.00010847 | 0
| 21 | 4 | 19 | Shoulder | 0.0001096 | 0.00010919 | 0 |  | 0.0001096 | 0.00010919 | 0
| 22 | 4 | 19 | Shoulder | 0.00010289 | 0.00010759 | 0 |  | 0.00010289 | 0.00010759 | 0
| 23 | 4 | 19 | Shoulder | 9.266e-05 | 0.00010342 | 0 |  | 9.266e-05 | 0.00010342 | 0
| 24 | 4 | 19 | Shoulder | 8.2256e-05 | 9.6851e-05 | 0 |  | 8.2256e-05 | 9.6851e-05 | 0
| 1 | 4 | 20 | Shoulder | 7.5231e-05 | 8.8259e-05 | 0 |  | 7.5231e-05 | 8.8259e-05 | 0
| 2 | 4 | 20 | Shoulder | 7.1363e-05 | 8.0378e-05 | 0 |  | 7.1363e-05 | 8.0378e-05 | 0
| 3 | 4 | 20 | Shoulder | 7.0162e-05 | 7.4753e-05 | 0 |  | 7.0162e-05 | 7.4753e-05 | 0
| 4 | 4 | 20 | Shoulder | 7.0651e-05 | 7.1852e-05 | 0 |  | 7.0651e-05 | 7.1852e-05 | 0
| 5 | 4 | 20 | Shoulder | 7.4475e-05 | 7.1663e-05 | 0 |  | 7.4475e-05 | 7.1663e-05 | 0
| 6 | 4 | 20 | Shoulder | 8.3634e-05 | 7.4731e-05 | 0 |  | 8.3634e-05 | 7.4731e-05 | 0
| 7 | 4 | 20 | Shoulder | 9.5684e-05 | 8.1111e-05 | 0 |  | 9.5684e-05 | 8.1111e-05 | 0
| 8 | 4 | 20 | Shoulder | 0.00010507 | 8.9715e-05 | 0 |  | 0.00010507 | 8.9715e-05 | 0
| 9 | 4 | 20 | Shoulder | 0.0001076 | 9.7996e-05 | 0 |  | 0.0001076 | 9.7996e-05 | 0
| 10 | 4 | 20 | Shoulder | 0.00010769 | 0.00010401 | 0 |  | 0.00010769 | 0.00010401 | 0
| 11 | 4 | 20 | Shoulder | 0.00010609 | 0.00010661 | 0 |  | 0.00010609 | 0.00010661 | 0
| 12 | 4 | 20 | Shoulder | 0.00010511 | 0.00010662 | 0 |  | 0.00010511 | 0.00010662 | 0
| 13 | 4 | 20 | Shoulder | 0.00010458 | 0.00010587 | 0 |  | 0.00010458 | 0.00010587 | 0
| 14 | 4 | 20 | Shoulder | 0.00010427 | 0.00010501 | 0 |  | 0.00010427 | 0.00010501 | 0
| 15 | 4 | 20 | Shoulder | 0.00010333 | 0.00010432 | 0 |  | 0.00010333 | 0.00010432 | 0
| 16 | 4 | 20 | Shoulder | 0.00010315 | 0.00010383 | 0 |  | 0.00010315 | 0.00010383 | 0
| 17 | 4 | 20 | Shoulder | 0.00010475 | 0.00010388 | 0 |  | 0.00010475 | 0.00010388 | 0
| 18 | 4 | 20 | Shoulder | 0.00010773 | 0.00010474 | 0 |  | 0.00010773 | 0.00010474 | 0
| 19 | 4 | 20 | Shoulder | 0.00010778 | 0.00010585 | 0 |  | 0.00010778 | 0.00010585 | 0
| 20 | 4 | 20 | Shoulder | 0.00010676 | 0.00010676 | 0 |  | 0.00010676 | 0.00010676 | 0
| 21 | 4 | 20 | Shoulder | 0.00010809 | 0.00010759 | 0 |  | 0.00010809 | 0.00010759 | 0
| 22 | 4 | 20 | Shoulder | 0.00010311 | 0.00010643 | 0 |  | 0.00010311 | 0.00010643 | 0
| 23 | 4 | 20 | Shoulder | 9.3105e-05 | 0.00010276 | 0 |  | 9.3105e-05 | 0.00010276 | 0
| 24 | 4 | 20 | Shoulder | 8.279e-05 | 9.6773e-05 | 0 |  | 8.279e-05 | 9.6773e-05 | 0
| 1 | 4 | 21 | Shoulder | 7.612e-05 | 8.8781e-05 | 0 |  | 7.612e-05 | 8.8781e-05 | 0
| 2 | 4 | 21 | Shoulder | 7.3141e-05 | 8.1289e-05 | 0 |  | 7.3141e-05 | 8.1289e-05 | 0
| 3 | 4 | 21 | Shoulder | 7.1496e-05 | 7.5887e-05 | 0 |  | 7.1496e-05 | 7.5887e-05 | 0
| 4 | 4 | 21 | Shoulder | 7.3452e-05 | 7.3552e-05 | 0 |  | 7.3452e-05 | 7.3552e-05 | 0
| 5 | 4 | 21 | Shoulder | 7.6698e-05 | 7.3697e-05 | 0 |  | 7.6698e-05 | 7.3697e-05 | 0
| 6 | 4 | 21 | Shoulder | 8.688e-05 | 7.7132e-05 | 0 |  | 8.688e-05 | 7.7132e-05 | 0
| 7 | 4 | 21 | Shoulder | 9.8352e-05 | 8.3846e-05 | 0 |  | 9.8352e-05 | 8.3846e-05 | 0
| 8 | 4 | 21 | Shoulder | 0.00010702 | 9.2238e-05 | 0 |  | 0.00010702 | 9.2238e-05 | 0
| 9 | 4 | 21 | Shoulder | 0.00010929 | 0.00010039 | 0 |  | 0.00010929 | 0.00010039 | 0
| 10 | 4 | 21 | Shoulder | 0.00010809 | 0.00010569 | 0 |  | 0.00010809 | 0.00010569 | 0
| 11 | 4 | 21 | Shoulder | 0.00010689 | 0.00010782 | 0 |  | 0.00010689 | 0.00010782 | 0
| 12 | 4 | 21 | Shoulder | 0.00010578 | 0.00010751 | 0 |  | 0.00010578 | 0.00010751 | 0
| 13 | 4 | 21 | Shoulder | 0.00010551 | 0.00010657 | 0 |  | 0.00010551 | 0.00010657 | 0
| 14 | 4 | 21 | Shoulder | 0.00010418 | 0.00010559 | 0 |  | 0.00010418 | 0.00010559 | 0
| 15 | 4 | 21 | Shoulder | 0.00010391 | 0.00010484 | 0 |  | 0.00010391 | 0.00010484 | 0
| 16 | 4 | 21 | Shoulder | 0.00010373 | 0.00010433 | 0 |  | 0.00010373 | 0.00010433 | 0
| 17 | 4 | 21 | Shoulder | 0.00010591 | 0.00010443 | 0 |  | 0.00010591 | 0.00010443 | 0
| 18 | 4 | 21 | Shoulder | 0.00010849 | 0.00010551 | 0 |  | 0.00010849 | 0.00010551 | 0
| 19 | 4 | 21 | Shoulder | 0.00010827 | 0.0001066 | 0 |  | 0.00010827 | 0.0001066 | 0
| 20 | 4 | 21 | Shoulder | 0.00010769 | 0.00010759 | 0 |  | 0.00010769 | 0.00010759 | 0
| 21 | 4 | 21 | Shoulder | 0.00010902 | 0.00010837 | 0 |  | 0.00010902 | 0.00010837 | 0
| 22 | 4 | 21 | Shoulder | 0.00010382 | 0.0001072 | 0 |  | 0.00010382 | 0.0001072 | 0
| 23 | 4 | 21 | Shoulder | 9.355e-05 | 0.00010352 | 0 |  | 9.355e-05 | 0.00010352 | 0
| 24 | 4 | 21 | Shoulder | 8.3101e-05 | 9.7373e-05 | 0 |  | 8.3101e-05 | 9.7373e-05 | 0
| 1 | 4 | 22 | Shoulder | 7.6165e-05 | 8.9159e-05 | 0 |  | 7.6165e-05 | 8.9159e-05 | 0
| 2 | 4 | 22 | Shoulder | 7.2385e-05 | 8.13e-05 | 0 |  | 7.2385e-05 | 8.13e-05 | 0
| 3 | 4 | 22 | Shoulder | 7.0829e-05 | 7.562e-05 | 0 |  | 7.0829e-05 | 7.562e-05 | 0
| 4 | 4 | 22 | Shoulder | 7.1718e-05 | 7.2774e-05 | 0 |  | 7.1718e-05 | 7.2774e-05 | 0
| 5 | 4 | 22 | Shoulder | 7.5231e-05 | 7.2541e-05 | 0 |  | 7.5231e-05 | 7.2541e-05 | 0
| 6 | 4 | 22 | Shoulder | 8.3946e-05 | 7.5431e-05 | 0 |  | 8.3946e-05 | 7.5431e-05 | 0
| 7 | 4 | 22 | Shoulder | 9.5639e-05 | 8.1634e-05 | 0 |  | 9.5639e-05 | 8.1634e-05 | 0
| 8 | 4 | 22 | Shoulder | 0.00010542 | 9.0059e-05 | 0 |  | 0.00010542 | 9.0059e-05 | 0
| 9 | 4 | 22 | Shoulder | 0.00010991 | 9.873e-05 | 0 |  | 0.00010991 | 9.873e-05 | 0
| 10 | 4 | 22 | Shoulder | 0.00011067 | 0.00010541 | 0 |  | 0.00011067 | 0.00010541 | 0
| 11 | 4 | 22 | Shoulder | 0.00010996 | 0.00010899 | 0 |  | 0.00010996 | 0.00010899 | 0
| 12 | 4 | 22 | Shoulder | 0.00010929 | 0.00010996 | 0 |  | 0.00010929 | 0.00010996 | 0
| 13 | 4 | 22 | Shoulder | 0.00010689 | 0.0001092 | 0 |  | 0.00010689 | 0.0001092 | 0
| 14 | 4 | 22 | Shoulder | 0.00010507 | 0.0001078 | 0 |  | 0.00010507 | 0.0001078 | 0
| 15 | 4 | 22 | Shoulder | 0.00010284 | 0.00010602 | 0 |  | 0.00010284 | 0.00010602 | 0
| 16 | 4 | 22 | Shoulder | 0.00010186 | 0.00010417 | 0 |  | 0.00010186 | 0.00010417 | 0
| 17 | 4 | 22 | Shoulder | 0.00010226 | 0.00010301 | 0 |  | 0.00010226 | 0.00010301 | 0
| 18 | 4 | 22 | Shoulder | 0.00010444 | 0.00010285 | 0 |  | 0.00010444 | 0.00010285 | 0
| 19 | 4 | 22 | Shoulder | 0.0001048 | 0.00010334 | 0 |  | 0.0001048 | 0.00010334 | 0
| 20 | 4 | 22 | Shoulder | 0.00010529 | 0.0001042 | 0 |  | 0.00010529 | 0.0001042 | 0
| 21 | 4 | 22 | Shoulder | 0.00010822 | 0.00010569 | 0 |  | 0.00010822 | 0.00010569 | 0
| 22 | 4 | 22 | Shoulder | 0.00010409 | 0.0001056 | 0 |  | 0.00010409 | 0.0001056 | 0
| 23 | 4 | 22 | Shoulder | 9.4394e-05 | 0.000103 | 0 |  | 9.4394e-05 | 0.000103 | 0
| 24 | 4 | 22 | Shoulder | 8.5146e-05 | 9.7963e-05 | 0 |  | 8.5146e-05 | 9.7963e-05 | 0
| 1 | 4 | 23 | Shoulder | 7.9144e-05 | 9.0693e-05 | 0 |  | 7.9144e-05 | 9.0693e-05 | 0
| 2 | 4 | 23 | Shoulder | 7.6387e-05 | 8.3768e-05 | 0 |  | 7.6387e-05 | 8.3768e-05 | 0
| 3 | 4 | 23 | Shoulder | 7.5542e-05 | 7.9055e-05 | 0 |  | 7.5542e-05 | 7.9055e-05 | 0
| 4 | 4 | 23 | Shoulder | 7.6476e-05 | 7.6887e-05 | 0 |  | 7.6476e-05 | 7.6887e-05 | 0
| 5 | 4 | 23 | Shoulder | 8.1056e-05 | 7.7365e-05 | 0 |  | 8.1056e-05 | 7.7365e-05 | 0
| 6 | 4 | 23 | Shoulder | 9.017e-05 | 8.0811e-05 | 0 |  | 9.017e-05 | 8.0811e-05 | 0
| 7 | 4 | 23 | Shoulder | 0.0001028 | 8.7625e-05 | 0 |  | 0.0001028 | 8.7625e-05 | 0
| 8 | 4 | 23 | Shoulder | 0.00011227 | 9.6573e-05 | 0 |  | 0.00011227 | 9.6573e-05 | 0
| 9 | 4 | 23 | Shoulder | 0.00011511 | 0.00010509 | 0 |  | 0.00011511 | 0.00010509 | 0
| 10 | 4 | 23 | Shoulder | 0.00011374 | 0.00011098 | 0 |  | 0.00011374 | 0.00011098 | 0
| 11 | 4 | 23 | Shoulder | 0.00011071 | 0.00011296 | 0 |  | 0.00011071 | 0.00011296 | 0
| 12 | 4 | 23 | Shoulder | 0.00010782 | 0.00011185 | 0 |  | 0.00010782 | 0.00011185 | 0
| 13 | 4 | 23 | Shoulder | 0.00010595 | 0.00010956 | 0 |  | 0.00010595 | 0.00010956 | 0
| 14 | 4 | 23 | Shoulder | 0.00010382 | 0.00010708 | 0 |  | 0.00010382 | 0.00010708 | 0
| 15 | 4 | 23 | Shoulder | 0.00010173 | 0.00010483 | 0 |  | 0.00010173 | 0.00010483 | 0
| 16 | 4 | 23 | Shoulder | 0.00010071 | 0.00010305 | 0 |  | 0.00010071 | 0.00010305 | 0
| 17 | 4 | 23 | Shoulder | 0.00010142 | 0.00010192 | 0 |  | 0.00010142 | 0.00010192 | 0
| 18 | 4 | 23 | Shoulder | 0.00010262 | 0.00010162 | 0 |  | 0.00010262 | 0.00010162 | 0
| 19 | 4 | 23 | Shoulder | 0.00010342 | 0.00010204 | 0 |  | 0.00010342 | 0.00010204 | 0
| 20 | 4 | 23 | Shoulder | 0.00010413 | 0.0001029 | 0 |  | 0.00010413 | 0.0001029 | 0
| 21 | 4 | 23 | Shoulder | 0.00010613 | 0.00010408 | 0 |  | 0.00010613 | 0.00010408 | 0
| 22 | 4 | 23 | Shoulder | 0.00010178 | 0.00010386 | 0 |  | 0.00010178 | 0.00010386 | 0
| 23 | 4 | 23 | Shoulder | 9.3639e-05 | 0.00010142 | 0 |  | 9.3639e-05 | 0.00010142 | 0
| 24 | 4 | 23 | Shoulder | 8.5769e-05 | 9.6829e-05 | 0 |  | 8.5769e-05 | 9.6829e-05 | 0
| 1 | 4 | 24 | Shoulder | 7.9499e-05 | 9.017e-05 | 0 |  | 7.9499e-05 | 9.017e-05 | 0
| 2 | 4 | 24 | Shoulder | 7.5765e-05 | 8.3668e-05 | 0 |  | 7.5765e-05 | 8.3668e-05 | 0
| 3 | 4 | 24 | Shoulder | 7.3853e-05 | 7.8721e-05 | 0 |  | 7.3853e-05 | 7.8721e-05 | 0
| 4 | 4 | 24 | Shoulder | 7.4119e-05 | 7.5809e-05 | 0 |  | 7.4119e-05 | 7.5809e-05 | 0
| 5 | 4 | 24 | Shoulder | 7.5409e-05 | 7.4786e-05 | 0 |  | 7.5409e-05 | 7.4786e-05 | 0
| 6 | 4 | 24 | Shoulder | 7.9322e-05 | 7.5676e-05 | 0 |  | 7.9322e-05 | 7.5676e-05 | 0
| 7 | 4 | 24 | Shoulder | 8.6258e-05 | 7.8777e-05 | 0 |  | 8.6258e-05 | 7.8777e-05 | 0
| 8 | 4 | 24 | Shoulder | 9.4128e-05 | 8.3779e-05 | 0 |  | 9.4128e-05 | 8.3779e-05 | 0
| 9 | 4 | 24 | Shoulder | 0.0001028 | 9.0626e-05 | 0 |  | 0.0001028 | 9.0626e-05 | 0
| 10 | 4 | 24 | Shoulder | 0.00010858 | 9.794e-05 | 0 |  | 0.00010858 | 9.794e-05 | 0
| 11 | 4 | 24 | Shoulder | 0.00011142 | 0.00010423 | 0 |  | 0.00011142 | 0.00010423 | 0
| 12 | 4 | 24 | Shoulder | 0.00011187 | 0.00010867 | 0 |  | 0.00011187 | 0.00010867 | 0
| 13 | 4 | 24 | Shoulder | 0.0001112 | 0.00011077 | 0 |  | 0.0001112 | 0.00011077 | 0
| 14 | 4 | 24 | Shoulder | 0.00011005 | 0.00011113 | 0 |  | 0.00011005 | 0.00011113 | 0
| 15 | 4 | 24 | Shoulder | 0.00010853 | 0.00011041 | 0 |  | 0.00010853 | 0.00011041 | 0
| 16 | 4 | 24 | Shoulder | 0.00010858 | 0.00010959 | 0 |  | 0.00010858 | 0.00010959 | 0
| 17 | 4 | 24 | Shoulder | 0.00010933 | 0.00010912 | 0 |  | 0.00010933 | 0.00010912 | 0
| 18 | 4 | 24 | Shoulder | 0.00011142 | 0.00010947 | 0 |  | 0.00011142 | 0.00010947 | 0
| 19 | 4 | 24 | Shoulder | 0.00011191 | 0.00011031 | 0 |  | 0.00011191 | 0.00011031 | 0
| 20 | 4 | 24 | Shoulder | 0.00011209 | 0.00011119 | 0 |  | 0.00011209 | 0.00011119 | 0
| 21 | 4 | 24 | Shoulder | 0.00011316 | 0.00011215 | 0 |  | 0.00011316 | 0.00011215 | 0
| 22 | 4 | 24 | Shoulder | 0.00010827 | 0.00011136 | 0 |  | 0.00010827 | 0.00011136 | 0
| 23 | 4 | 24 | Shoulder | 9.9908e-05 | 0.00010836 | 0 |  | 9.9908e-05 | 0.00010836 | 0
| 24 | 4 | 24 | Shoulder | 9.1238e-05 | 0.00010314 | 0 |  | 9.1238e-05 | 0.00010314 | 0
| 1 | 4 | 25 | Shoulder | 8.5813e-05 | 9.6306e-05 | 0 |  | 8.5813e-05 | 9.6306e-05 | 0
| 2 | 4 | 25 | Shoulder | 8.1634e-05 | 8.9648e-05 | 0 |  | 8.1634e-05 | 8.9648e-05 | 0
| 3 | 4 | 25 | Shoulder | 7.9144e-05 | 8.4457e-05 | 0 |  | 7.9144e-05 | 8.4457e-05 | 0
| 4 | 4 | 25 | Shoulder | 7.8966e-05 | 8.1389e-05 | 0 |  | 7.8966e-05 | 8.1389e-05 | 0
| 5 | 4 | 25 | Shoulder | 8.03e-05 | 8.0011e-05 | 0 |  | 8.03e-05 | 8.0011e-05 | 0
| 6 | 4 | 25 | Shoulder | 8.4257e-05 | 8.0667e-05 | 0 |  | 8.4257e-05 | 8.0667e-05 | 0
| 7 | 4 | 25 | Shoulder | 9.0704e-05 | 8.3557e-05 | 0 |  | 9.0704e-05 | 8.3557e-05 | 0
| 8 | 4 | 25 | Shoulder | 9.7774e-05 | 8.8259e-05 | 0 |  | 9.7774e-05 | 8.8259e-05 | 0
| 9 | 4 | 25 | Shoulder | 0.00010542 | 9.4539e-05 | 0 |  | 0.00010542 | 9.4539e-05 | 0
| 10 | 4 | 25 | Shoulder | 0.00010996 | 0.00010096 | 0 |  | 0.00010996 | 0.00010096 | 0
| 11 | 4 | 25 | Shoulder | 0.00011053 | 0.00010592 | 0 |  | 0.00011053 | 0.00010592 | 0
| 12 | 4 | 25 | Shoulder | 0.00011031 | 0.00010906 | 0 |  | 0.00011031 | 0.00010906 | 0
| 13 | 4 | 25 | Shoulder | 0.00010747 | 0.00010957 | 0 |  | 0.00010747 | 0.00010957 | 0
| 14 | 4 | 25 | Shoulder | 0.00010484 | 0.00010829 | 0 |  | 0.00010484 | 0.00010829 | 0
| 15 | 4 | 25 | Shoulder | 0.00010178 | 0.0001061 | 0 |  | 0.00010178 | 0.0001061 | 0
| 16 | 4 | 25 | Shoulder | 0.00010084 | 0.00010373 | 0 |  | 0.00010084 | 0.00010373 | 0
| 17 | 4 | 25 | Shoulder | 0.00010231 | 0.00010244 | 0 |  | 0.00010231 | 0.00010244 | 0
| 18 | 4 | 25 | Shoulder | 0.00010471 | 0.00010241 | 0 |  | 0.00010471 | 0.00010241 | 0
| 19 | 4 | 25 | Shoulder | 0.00010604 | 0.00010348 | 0 |  | 0.00010604 | 0.00010348 | 0
| 20 | 4 | 25 | Shoulder | 0.00010693 | 0.000105 | 0 |  | 0.00010693 | 0.000105 | 0
| 21 | 4 | 25 | Shoulder | 0.00010991 | 0.0001069 | 0 |  | 0.00010991 | 0.0001069 | 0
| 22 | 4 | 25 | Shoulder | 0.00010627 | 0.00010729 | 0 |  | 0.00010627 | 0.00010729 | 0
| 23 | 4 | 25 | Shoulder | 9.6706e-05 | 0.00010495 | 0 |  | 9.6706e-05 | 0.00010495 | 0
| 24 | 4 | 25 | Shoulder | 8.7325e-05 | 0.00010005 | 0 |  | 8.7325e-05 | 0.00010005 | 0
| 1 | 4 | 26 | Shoulder | 8.1634e-05 | 9.2983e-05 | 0 |  | 8.1634e-05 | 9.2983e-05 | 0
| 2 | 4 | 26 | Shoulder | 7.8521e-05 | 8.6047e-05 | 0 |  | 7.8521e-05 | 8.6047e-05 | 0
| 3 | 4 | 26 | Shoulder | 7.7543e-05 | 8.1256e-05 | 0 |  | 7.7543e-05 | 8.1256e-05 | 0
| 4 | 4 | 26 | Shoulder | 7.8699e-05 | 7.9099e-05 | 0 |  | 7.8699e-05 | 7.9099e-05 | 0
| 5 | 4 | 26 | Shoulder | 8.399e-05 | 7.9688e-05 | 0 |  | 8.399e-05 | 7.9688e-05 | 0
| 6 | 4 | 26 | Shoulder | 9.4528e-05 | 8.369e-05 | 0 |  | 9.4528e-05 | 8.369e-05 | 0
| 7 | 4 | 26 | Shoulder | 0.00010724 | 9.1115e-05 | 0 |  | 0.00010724 | 9.1115e-05 | 0
| 8 | 4 | 26 | Shoulder | 0.00011636 | 0.00010053 | 0 |  | 0.00011636 | 0.00010053 | 0
| 9 | 4 | 26 | Shoulder | 0.0001184 | 0.00010913 | 0 |  | 0.0001184 | 0.00010913 | 0
| 10 | 4 | 26 | Shoulder | 0.000118 | 0.000115 | 0 |  | 0.000118 | 0.000115 | 0
| 11 | 4 | 26 | Shoulder | 0.000116 | 0.00011719 | 0 |  | 0.000116 | 0.00011719 | 0
| 12 | 4 | 26 | Shoulder | 0.00011436 | 0.00011669 | 0 |  | 0.00011436 | 0.00011669 | 0
| 13 | 4 | 26 | Shoulder | 0.00011302 | 0.00011535 | 0 |  | 0.00011302 | 0.00011535 | 0
| 14 | 4 | 26 | Shoulder | 0.00011022 | 0.0001134 | 0 |  | 0.00011022 | 0.0001134 | 0
| 15 | 4 | 26 | Shoulder | 0.00010747 | 0.00011127 | 0 |  | 0.00010747 | 0.00011127 | 0
| 16 | 4 | 26 | Shoulder | 0.00010578 | 0.00010912 | 0 |  | 0.00010578 | 0.00010912 | 0
| 17 | 4 | 26 | Shoulder | 0.00010573 | 0.0001073 | 0 |  | 0.00010573 | 0.0001073 | 0
| 18 | 4 | 26 | Shoulder | 0.00010862 | 0.0001069 | 0 |  | 0.00010862 | 0.0001069 | 0
| 19 | 4 | 26 | Shoulder | 0.00010911 | 0.00010731 | 0 |  | 0.00010911 | 0.00010731 | 0
| 20 | 4 | 26 | Shoulder | 0.00010867 | 0.00010803 | 0 |  | 0.00010867 | 0.00010803 | 0
| 21 | 4 | 26 | Shoulder | 0.00011107 | 0.00010937 | 0 |  | 0.00011107 | 0.00010937 | 0
| 22 | 4 | 26 | Shoulder | 0.00010773 | 0.00010914 | 0 |  | 0.00010773 | 0.00010914 | 0
| 23 | 4 | 26 | Shoulder | 9.7685e-05 | 0.00010629 | 0 |  | 9.7685e-05 | 0.00010629 | 0
| 24 | 4 | 26 | Shoulder | 8.7947e-05 | 0.00010111 | 0 |  | 8.7947e-05 | 0.00010111 | 0
| 1 | 4 | 27 | Shoulder | 8.2345e-05 | 9.3928e-05 | 0 |  | 8.2345e-05 | 9.3928e-05 | 0
| 2 | 4 | 27 | Shoulder | 7.9188e-05 | 8.6791e-05 | 0 |  | 7.9188e-05 | 8.6791e-05 | 0
| 3 | 4 | 27 | Shoulder | 7.7988e-05 | 8.1867e-05 | 0 |  | 7.7988e-05 | 8.1867e-05 | 0
| 4 | 4 | 27 | Shoulder | 7.941e-05 | 7.9733e-05 | 0 |  | 7.941e-05 | 7.9733e-05 | 0
| 5 | 4 | 27 | Shoulder | 8.5057e-05 | 8.0411e-05 | 0 |  | 8.5057e-05 | 8.0411e-05 | 0
| 6 | 4 | 27 | Shoulder | 9.5417e-05 | 8.4468e-05 | 0 |  | 9.5417e-05 | 8.4468e-05 | 0
| 7 | 4 | 27 | Shoulder | 0.00010849 | 9.2093e-05 | 0 |  | 0.00010849 | 9.2093e-05 | 0
| 8 | 4 | 27 | Shoulder | 0.00011694 | 0.00010148 | 0 |  | 0.00011694 | 0.00010148 | 0
| 9 | 4 | 27 | Shoulder | 0.00011925 | 0.00011002 | 0 |  | 0.00011925 | 0.00011002 | 0
| 10 | 4 | 27 | Shoulder | 0.000118 | 0.00011567 | 0 |  | 0.000118 | 0.00011567 | 0
| 11 | 4 | 27 | Shoulder | 0.00011574 | 0.00011748 | 0 |  | 0.00011574 | 0.00011748 | 0
| 12 | 4 | 27 | Shoulder | 0.00011351 | 0.00011663 | 0 |  | 0.00011351 | 0.00011663 | 0
| 13 | 4 | 27 | Shoulder | 0.00011062 | 0.00011447 | 0 |  | 0.00011062 | 0.00011447 | 0
| 14 | 4 | 27 | Shoulder | 0.00010716 | 0.00011176 | 0 |  | 0.00010716 | 0.00011176 | 0
| 15 | 4 | 27 | Shoulder | 0.00010453 | 0.00010896 | 0 |  | 0.00010453 | 0.00010896 | 0
| 16 | 4 | 27 | Shoulder | 0.00010369 | 0.0001065 | 0 |  | 0.00010369 | 0.0001065 | 0
| 17 | 4 | 27 | Shoulder | 0.00010431 | 0.00010492 | 0 |  | 0.00010431 | 0.00010492 | 0
| 18 | 4 | 27 | Shoulder | 0.00010689 | 0.00010485 | 0 |  | 0.00010689 | 0.00010485 | 0
| 19 | 4 | 27 | Shoulder | 0.00010769 | 0.00010564 | 0 |  | 0.00010769 | 0.00010564 | 0
| 20 | 4 | 27 | Shoulder | 0.00010858 | 0.00010687 | 0 |  | 0.00010858 | 0.00010687 | 0
| 21 | 4 | 27 | Shoulder | 0.00011089 | 0.00010851 | 0 |  | 0.00011089 | 0.00010851 | 0
| 22 | 4 | 27 | Shoulder | 0.00010627 | 0.00010836 | 0 |  | 0.00010627 | 0.00010836 | 0
| 23 | 4 | 27 | Shoulder | 9.5595e-05 | 0.00010533 | 0 |  | 9.5595e-05 | 0.00010533 | 0
| 24 | 4 | 27 | Shoulder | 8.6124e-05 | 9.9719e-05 | 0 |  | 8.6124e-05 | 9.9719e-05 | 0
| 1 | 4 | 28 | Shoulder | 7.9322e-05 | 9.1827e-05 | 0 |  | 7.9322e-05 | 9.1827e-05 | 0
| 2 | 4 | 28 | Shoulder | 7.6654e-05 | 8.4424e-05 | 0 |  | 7.6654e-05 | 8.4424e-05 | 0
| 3 | 4 | 28 | Shoulder | 7.5542e-05 | 7.941e-05 | 0 |  | 7.5542e-05 | 7.941e-05 | 0
| 4 | 4 | 28 | Shoulder | 7.652e-05 | 7.7009e-05 | 0 |  | 7.652e-05 | 7.7009e-05 | 0
| 5 | 4 | 28 | Shoulder | 8.1589e-05 | 7.7576e-05 | 0 |  | 8.1589e-05 | 7.7576e-05 | 0
| 6 | 4 | 28 | Shoulder | 9.2082e-05 | 8.1434e-05 | 0 |  | 9.2082e-05 | 8.1434e-05 | 0
| 7 | 4 | 28 | Shoulder | 0.00010427 | 8.8614e-05 | 0 |  | 0.00010427 | 8.8614e-05 | 0
| 8 | 4 | 28 | Shoulder | 0.00011302 | 9.774e-05 | 0 |  | 0.00011302 | 9.774e-05 | 0
| 9 | 4 | 28 | Shoulder | 0.00011498 | 0.00010609 | 0 |  | 0.00011498 | 0.00010609 | 0
| 10 | 4 | 28 | Shoulder | 0.00011205 | 0.00011108 | 0 |  | 0.00011205 | 0.00011108 | 0
| 11 | 4 | 28 | Shoulder | 0.00011005 | 0.00011252 | 0 |  | 0.00011005 | 0.00011252 | 0
| 12 | 4 | 28 | Shoulder | 0.00010933 | 0.0001116 | 0 |  | 0.00010933 | 0.0001116 | 0
| 13 | 4 | 28 | Shoulder | 0.0001084 | 0.00010996 | 0 |  | 0.0001084 | 0.00010996 | 0
| 14 | 4 | 28 | Shoulder | 0.00010667 | 0.00010861 | 0 |  | 0.00010667 | 0.00010861 | 0
| 15 | 4 | 28 | Shoulder | 0.00010529 | 0.00010742 | 0 |  | 0.00010529 | 0.00010742 | 0
| 16 | 4 | 28 | Shoulder | 0.00010404 | 0.0001061 | 0 |  | 0.00010404 | 0.0001061 | 0
| 17 | 4 | 28 | Shoulder | 0.00010507 | 0.00010527 | 0 |  | 0.00010507 | 0.00010527 | 0
| 18 | 4 | 28 | Shoulder | 0.00010742 | 0.00010545 | 0 |  | 0.00010742 | 0.00010545 | 0
| 19 | 4 | 28 | Shoulder | 0.00010769 | 0.00010605 | 0 |  | 0.00010769 | 0.00010605 | 0
| 20 | 4 | 28 | Shoulder | 0.00010773 | 0.00010698 | 0 |  | 0.00010773 | 0.00010698 | 0
| 21 | 4 | 28 | Shoulder | 0.00010929 | 0.00010803 | 0 |  | 0.00010929 | 0.00010803 | 0
| 22 | 4 | 28 | Shoulder | 0.00010449 | 0.0001073 | 0 |  | 0.00010449 | 0.0001073 | 0
| 23 | 4 | 28 | Shoulder | 9.4172e-05 | 0.00010392 | 0 |  | 9.4172e-05 | 0.00010392 | 0
| 24 | 4 | 28 | Shoulder | 8.439e-05 | 9.8085e-05 | 0 |  | 8.439e-05 | 9.8085e-05 | 0
| 1 | 4 | 29 | Shoulder | 7.8032e-05 | 9.027e-05 | 0 |  | 7.8032e-05 | 9.027e-05 | 0
| 2 | 4 | 29 | Shoulder | 7.4831e-05 | 8.2856e-05 | 0 |  | 7.4831e-05 | 8.2856e-05 | 0
| 3 | 4 | 29 | Shoulder | 7.3541e-05 | 7.7699e-05 | 0 |  | 7.3541e-05 | 7.7699e-05 | 0
| 4 | 4 | 29 | Shoulder | 7.4297e-05 | 7.5175e-05 | 0 |  | 7.4297e-05 | 7.5175e-05 | 0
| 5 | 4 | 29 | Shoulder | 7.8655e-05 | 7.5331e-05 | 0 |  | 7.8655e-05 | 7.5331e-05 | 0
| 6 | 4 | 29 | Shoulder | 8.7992e-05 | 7.8621e-05 | 0 |  | 8.7992e-05 | 7.8621e-05 | 0
| 7 | 4 | 29 | Shoulder | 0.00010022 | 8.5291e-05 | 0 |  | 0.00010022 | 8.5291e-05 | 0
| 8 | 4 | 29 | Shoulder | 0.00010844 | 9.3828e-05 | 0 |  | 0.00010844 | 9.3828e-05 | 0
| 9 | 4 | 29 | Shoulder | 0.00011009 | 0.00010169 | 0 |  | 0.00011009 | 0.00010169 | 0
| 10 | 4 | 29 | Shoulder | 0.00010827 | 0.00010676 | 0 |  | 0.00010827 | 0.00010676 | 0
| 11 | 4 | 29 | Shoulder | 0.00010627 | 0.00010827 | 0 |  | 0.00010627 | 0.00010827 | 0
| 12 | 4 | 29 | Shoulder | 0.00010555 | 0.00010754 | 0 |  | 0.00010555 | 0.00010754 | 0
| 13 | 4 | 29 | Shoulder | 0.00010555 | 0.00010641 | 0 |  | 0.00010555 | 0.00010641 | 0
| 14 | 4 | 29 | Shoulder | 0.00010489 | 0.00010557 | 0 |  | 0.00010489 | 0.00010557 | 0
| 15 | 4 | 29 | Shoulder | 0.00010422 | 0.00010505 | 0 |  | 0.00010422 | 0.00010505 | 0
| 16 | 4 | 29 | Shoulder | 0.00010444 | 0.00010478 | 0 |  | 0.00010444 | 0.00010478 | 0
| 17 | 4 | 29 | Shoulder | 0.00010618 | 0.00010493 | 0 |  | 0.00010618 | 0.00010493 | 0
| 18 | 4 | 29 | Shoulder | 0.00010764 | 0.00010562 | 0 |  | 0.00010764 | 0.00010562 | 0
| 19 | 4 | 29 | Shoulder | 0.00010689 | 0.00010629 | 0 |  | 0.00010689 | 0.00010629 | 0
| 20 | 4 | 29 | Shoulder | 0.00010524 | 0.00010649 | 0 |  | 0.00010524 | 0.00010649 | 0
| 21 | 4 | 29 | Shoulder | 0.00010671 | 0.00010662 | 0 |  | 0.00010671 | 0.00010662 | 0
| 22 | 4 | 29 | Shoulder | 0.00010258 | 0.00010535 | 0 |  | 0.00010258 | 0.00010535 | 0
| 23 | 4 | 29 | Shoulder | 9.2705e-05 | 0.00010181 | 0 |  | 9.2705e-05 | 0.00010181 | 0
| 24 | 4 | 29 | Shoulder | 8.2967e-05 | 9.624e-05 | 0 |  | 8.2967e-05 | 9.624e-05 | 0
| 1 | 4 | 30 | Shoulder | 7.6209e-05 | 8.8614e-05 | 0 |  | 7.6209e-05 | 8.8614e-05 | 0
| 2 | 4 | 30 | Shoulder | 7.2741e-05 | 8.1156e-05 | 0 |  | 7.2741e-05 | 8.1156e-05 | 0
| 3 | 4 | 30 | Shoulder | 7.0874e-05 | 7.5698e-05 | 0 |  | 7.0874e-05 | 7.5698e-05 | 0
| 4 | 4 | 30 | Shoulder | 7.0874e-05 | 7.2674e-05 | 0 |  | 7.0874e-05 | 7.2674e-05 | 0
| 5 | 4 | 30 | Shoulder | 7.3364e-05 | 7.1963e-05 | 0 |  | 7.3364e-05 | 7.1963e-05 | 0
| 6 | 4 | 30 | Shoulder | 8.0878e-05 | 7.3997e-05 | 0 |  | 8.0878e-05 | 7.3997e-05 | 0
| 7 | 4 | 30 | Shoulder | 9.1282e-05 | 7.9099e-05 | 0 |  | 9.1282e-05 | 7.9099e-05 | 0
| 8 | 4 | 30 | Shoulder | 0.0001008 | 8.658e-05 | 0 |  | 0.0001008 | 8.658e-05 | 0
| 9 | 4 | 30 | Shoulder | 0.00010756 | 9.5128e-05 | 0 |  | 0.00010756 | 9.5128e-05 | 0
| 10 | 4 | 30 | Shoulder | 0.00011 | 0.00010241 | 0 |  | 0.00011 | 0.00010241 | 0
| 11 | 4 | 30 | Shoulder | 0.00011067 | 0.00010726 | 0 |  | 0.00011067 | 0.00010726 | 0
| 12 | 4 | 30 | Shoulder | 0.00011089 | 0.00010978 | 0 |  | 0.00011089 | 0.00010978 | 0
| 13 | 4 | 30 | Shoulder | 0.00010924 | 0.0001102 | 0 |  | 0.00010924 | 0.0001102 | 0
| 14 | 4 | 30 | Shoulder | 0.0001068 | 0.0001094 | 0 |  | 0.0001068 | 0.0001094 | 0
| 15 | 4 | 30 | Shoulder | 0.00010444 | 0.00010784 | 0 |  | 0.00010444 | 0.00010784 | 0
| 16 | 4 | 30 | Shoulder | 0.00010302 | 0.00010588 | 0 |  | 0.00010302 | 0.00010588 | 0
| 17 | 4 | 30 | Shoulder | 0.00010298 | 0.00010431 | 0 |  | 0.00010298 | 0.00010431 | 0
| 18 | 4 | 30 | Shoulder | 0.00010378 | 0.00010355 | 0 |  | 0.00010378 | 0.00010355 | 0
| 19 | 4 | 30 | Shoulder | 0.00010369 | 0.00010336 | 0 |  | 0.00010369 | 0.00010336 | 0
| 20 | 4 | 30 | Shoulder | 0.00010213 | 0.00010314 | 0 |  | 0.00010213 | 0.00010314 | 0
| 21 | 4 | 30 | Shoulder | 0.00010306 | 0.00010316 | 0 |  | 0.00010306 | 0.00010316 | 0
| 22 | 4 | 30 | Shoulder | 0.00010102 | 0.00010248 | 0 |  | 0.00010102 | 0.00010248 | 0
| 23 | 4 | 30 | Shoulder | 9.3594e-05 | 9.9952e-05 | 0 |  | 9.3594e-05 | 9.9952e-05 | 0
| 24 | 4 | 30 | Shoulder | 8.5413e-05 | 9.5773e-05 | 0 |  | 8.5413e-05 | 9.5773e-05 | 0
| 1 | 5 | 1 | Shoulder | 7.8254e-05 | 8.957e-05 | 0 |  | 7.8254e-05 | 8.957e-05 | 0
| 2 | 5 | 1 | Shoulder | 7.452e-05 | 8.2945e-05 | 0 |  | 7.452e-05 | 8.2945e-05 | 0
| 3 | 5 | 1 | Shoulder | 7.3141e-05 | 7.7832e-05 | 0 |  | 7.3141e-05 | 7.7832e-05 | 0
| 4 | 5 | 1 | Shoulder | 7.283e-05 | 7.4686e-05 | 0 |  | 7.283e-05 | 7.4686e-05 | 0
| 5 | 5 | 1 | Shoulder | 7.4164e-05 | 7.3664e-05 | 0 |  | 7.4164e-05 | 7.3664e-05 | 0
| 6 | 5 | 1 | Shoulder | 7.8521e-05 | 7.4664e-05 | 0 |  | 7.8521e-05 | 7.4664e-05 | 0
| 7 | 5 | 1 | Shoulder | 8.3323e-05 | 7.721e-05 | 0 |  | 8.3323e-05 | 7.721e-05 | 0
| 8 | 5 | 1 | Shoulder | 9.1015e-05 | 8.1756e-05 | 0 |  | 9.1015e-05 | 8.1756e-05 | 0
| 9 | 5 | 1 | Shoulder | 9.8129e-05 | 8.7747e-05 | 0 |  | 9.8129e-05 | 8.7747e-05 | 0
| 10 | 5 | 1 | Shoulder | 0.00010186 | 9.3583e-05 | 0 |  | 0.00010186 | 9.3583e-05 | 0
| 11 | 5 | 1 | Shoulder | 0.00010386 | 9.8718e-05 | 0 |  | 0.00010386 | 9.8718e-05 | 0
| 12 | 5 | 1 | Shoulder | 0.0001036 | 0.00010186 | 0 |  | 0.0001036 | 0.00010186 | 0
| 13 | 5 | 1 | Shoulder | 0.00010142 | 0.00010269 | 0 |  | 0.00010142 | 0.00010269 | 0
| 14 | 5 | 1 | Shoulder | 9.8752e-05 | 0.00010191 | 0 |  | 9.8752e-05 | 0.00010191 | 0
| 15 | 5 | 1 | Shoulder | 9.6217e-05 | 9.9997e-05 | 0 |  | 9.6217e-05 | 9.9997e-05 | 0
| 16 | 5 | 1 | Shoulder | 9.5639e-05 | 9.8007e-05 | 0 |  | 9.5639e-05 | 9.8007e-05 | 0
| 17 | 5 | 1 | Shoulder | 9.6662e-05 | 9.6818e-05 | 0 |  | 9.6662e-05 | 9.6818e-05 | 0
| 18 | 5 | 1 | Shoulder | 9.9285e-05 | 9.6951e-05 | 0 |  | 9.9285e-05 | 9.6951e-05 | 0
| 19 | 5 | 1 | Shoulder | 0.00010009 | 9.7918e-05 | 0 |  | 0.00010009 | 9.7918e-05 | 0
| 20 | 5 | 1 | Shoulder | 0.00010057 | 9.9152e-05 | 0 |  | 0.00010057 | 9.9152e-05 | 0
| 21 | 5 | 1 | Shoulder | 0.00010249 | 0.00010061 | 0 |  | 0.00010249 | 0.00010061 | 0
| 22 | 5 | 1 | Shoulder | 0.0001008 | 0.00010099 | 0 |  | 0.0001008 | 0.00010099 | 0
| 23 | 5 | 1 | Shoulder | 9.435e-05 | 9.9552e-05 | 0 |  | 9.435e-05 | 9.9552e-05 | 0
| 24 | 5 | 1 | Shoulder | 8.6702e-05 | 9.6084e-05 | 0 |  | 8.6702e-05 | 9.6084e-05 | 0
| 1 | 5 | 2 | Shoulder | 8.1056e-05 | 9.0726e-05 | 0 |  | 8.1056e-05 | 9.0726e-05 | 0
| 2 | 5 | 2 | Shoulder | 7.7587e-05 | 8.4924e-05 | 0 |  | 7.7587e-05 | 8.4924e-05 | 0
| 3 | 5 | 2 | Shoulder | 7.5898e-05 | 8.0311e-05 | 0 |  | 7.5898e-05 | 8.0311e-05 | 0
| 4 | 5 | 2 | Shoulder | 7.6031e-05 | 7.7643e-05 | 0 |  | 7.6031e-05 | 7.7643e-05 | 0
| 5 | 5 | 2 | Shoulder | 7.7765e-05 | 7.6821e-05 | 0 |  | 7.7765e-05 | 7.6821e-05 | 0
| 6 | 5 | 2 | Shoulder | 8.1367e-05 | 7.7765e-05 | 0 |  | 8.1367e-05 | 7.7765e-05 | 0
| 7 | 5 | 2 | Shoulder | 8.7903e-05 | 8.0767e-05 | 0 |  | 8.7903e-05 | 8.0767e-05 | 0
| 8 | 5 | 2 | Shoulder | 9.4572e-05 | 8.5402e-05 | 0 |  | 9.4572e-05 | 8.5402e-05 | 0
| 9 | 5 | 2 | Shoulder | 9.9019e-05 | 9.0715e-05 | 0 |  | 9.9019e-05 | 9.0715e-05 | 0
| 10 | 5 | 2 | Shoulder | 0.00010173 | 9.5806e-05 | 0 |  | 0.00010173 | 9.5806e-05 | 0
| 11 | 5 | 2 | Shoulder | 0.00010249 | 9.9452e-05 | 0 |  | 0.00010249 | 9.9452e-05 | 0
| 12 | 5 | 2 | Shoulder | 0.00010169 | 0.00010123 | 0 |  | 0.00010169 | 0.00010123 | 0
| 13 | 5 | 2 | Shoulder | 0.00010026 | 0.00010154 | 0 |  | 0.00010026 | 0.00010154 | 0
| 14 | 5 | 2 | Shoulder | 9.8085e-05 | 0.00010063 | 0 |  | 9.8085e-05 | 0.00010063 | 0
| 15 | 5 | 2 | Shoulder | 9.5684e-05 | 9.893e-05 | 0 |  | 9.5684e-05 | 9.893e-05 | 0
| 16 | 5 | 2 | Shoulder | 9.4706e-05 | 9.7184e-05 | 0 |  | 9.4706e-05 | 9.7184e-05 | 0
| 17 | 5 | 2 | Shoulder | 9.6084e-05 | 9.614e-05 | 0 |  | 9.6084e-05 | 9.614e-05 | 0
| 18 | 5 | 2 | Shoulder | 9.9597e-05 | 9.6518e-05 | 0 |  | 9.9597e-05 | 9.6518e-05 | 0
| 19 | 5 | 2 | Shoulder | 0.00010155 | 9.7985e-05 | 0 |  | 0.00010155 | 9.7985e-05 | 0
| 20 | 5 | 2 | Shoulder | 0.00010226 | 9.9874e-05 | 0 |  | 0.00010226 | 9.9874e-05 | 0
| 21 | 5 | 2 | Shoulder | 0.00010502 | 0.00010211 | 0 |  | 0.00010502 | 0.00010211 | 0
| 22 | 5 | 2 | Shoulder | 0.00010324 | 0.00010302 | 0 |  | 0.00010324 | 0.00010302 | 0
| 23 | 5 | 2 | Shoulder | 9.3905e-05 | 0.00010111 | 0 |  | 9.3905e-05 | 0.00010111 | 0
| 24 | 5 | 2 | Shoulder | 8.4746e-05 | 9.6729e-05 | 0 |  | 8.4746e-05 | 9.6729e-05 | 0
| 1 | 5 | 3 | Shoulder | 7.9055e-05 | 9.0237e-05 | 0 |  | 7.9055e-05 | 9.0237e-05 | 0
| 2 | 5 | 3 | Shoulder | 7.6343e-05 | 8.3512e-05 | 0 |  | 7.6343e-05 | 8.3512e-05 | 0
| 3 | 5 | 3 | Shoulder | 7.5542e-05 | 7.8921e-05 | 0 |  | 7.5542e-05 | 7.8921e-05 | 0
| 4 | 5 | 3 | Shoulder | 7.7587e-05 | 7.7132e-05 | 0 |  | 7.7587e-05 | 7.7132e-05 | 0
| 5 | 5 | 3 | Shoulder | 8.2167e-05 | 7.791e-05 | 0 |  | 8.2167e-05 | 7.791e-05 | 0
| 6 | 5 | 3 | Shoulder | 9.2127e-05 | 8.1856e-05 | 0 |  | 9.2127e-05 | 8.1856e-05 | 0
| 7 | 5 | 3 | Shoulder | 0.00010462 | 8.9126e-05 | 0 |  | 0.00010462 | 8.9126e-05 | 0
| 8 | 5 | 3 | Shoulder | 0.00011462 | 9.8385e-05 | 0 |  | 0.00011462 | 9.8385e-05 | 0
| 9 | 5 | 3 | Shoulder | 0.00011663 | 0.000107 | 0 |  | 0.00011663 | 0.000107 | 0
| 10 | 5 | 3 | Shoulder | 0.00011596 | 0.00011296 | 0 |  | 0.00011596 | 0.00011296 | 0
| 11 | 5 | 3 | Shoulder | 0.0001156 | 0.0001157 | 0 |  | 0.0001156 | 0.0001157 | 0
| 12 | 5 | 3 | Shoulder | 0.00011516 | 0.00011584 | 0 |  | 0.00011516 | 0.00011584 | 0
| 13 | 5 | 3 | Shoulder | 0.00011396 | 0.00011517 | 0 |  | 0.00011396 | 0.00011517 | 0
| 14 | 5 | 3 | Shoulder | 0.00011254 | 0.00011431 | 0 |  | 0.00011254 | 0.00011431 | 0
| 15 | 5 | 3 | Shoulder | 0.00011169 | 0.00011334 | 0 |  | 0.00011169 | 0.00011334 | 0
| 16 | 5 | 3 | Shoulder | 0.00011125 | 0.00011236 | 0 |  | 0.00011125 | 0.00011236 | 0
| 17 | 5 | 3 | Shoulder | 0.00011302 | 0.00011212 | 0 |  | 0.00011302 | 0.00011212 | 0
| 18 | 5 | 3 | Shoulder | 0.00011605 | 0.000113 | 0 |  | 0.00011605 | 0.000113 | 0
| 19 | 5 | 3 | Shoulder | 0.000116 | 0.00011408 | 0 |  | 0.000116 | 0.00011408 | 0
| 20 | 5 | 3 | Shoulder | 0.00011449 | 0.00011489 | 0 |  | 0.00011449 | 0.00011489 | 0
| 21 | 5 | 3 | Shoulder | 0.00011396 | 0.00011513 | 0 |  | 0.00011396 | 0.00011513 | 0
| 22 | 5 | 3 | Shoulder | 0.00010809 | 0.00011314 | 0 |  | 0.00010809 | 0.00011314 | 0
| 23 | 5 | 3 | Shoulder | 9.6884e-05 | 0.00010836 | 0 |  | 9.6884e-05 | 0.00010836 | 0
| 24 | 5 | 3 | Shoulder | 8.7547e-05 | 0.00010162 | 0 |  | 8.7547e-05 | 0.00010162 | 0
| 1 | 5 | 4 | Shoulder | 8.1322e-05 | 9.3461e-05 | 0 |  | 8.1322e-05 | 9.3461e-05 | 0
| 2 | 5 | 4 | Shoulder | 7.741e-05 | 8.5791e-05 | 0 |  | 7.741e-05 | 8.5791e-05 | 0
| 3 | 5 | 4 | Shoulder | 7.5942e-05 | 8.0555e-05 | 0 |  | 7.5942e-05 | 8.0555e-05 | 0
| 4 | 5 | 4 | Shoulder | 7.6254e-05 | 7.7732e-05 | 0 |  | 7.6254e-05 | 7.7732e-05 | 0
| 5 | 5 | 4 | Shoulder | 8.0211e-05 | 7.7454e-05 | 0 |  | 8.0211e-05 | 7.7454e-05 | 0
| 6 | 5 | 4 | Shoulder | 8.9815e-05 | 8.0555e-05 | 0 |  | 8.9815e-05 | 8.0555e-05 | 0
| 7 | 5 | 4 | Shoulder | 0.00010195 | 8.7058e-05 | 0 |  | 0.00010195 | 8.7058e-05 | 0
| 8 | 5 | 4 | Shoulder | 0.00011071 | 9.5673e-05 | 0 |  | 0.00011071 | 9.5673e-05 | 0
| 9 | 5 | 4 | Shoulder | 0.00011449 | 0.00010424 | 0 |  | 0.00011449 | 0.00010424 | 0
| 10 | 5 | 4 | Shoulder | 0.00011431 | 0.00011037 | 0 |  | 0.00011431 | 0.00011037 | 0
| 11 | 5 | 4 | Shoulder | 0.00011311 | 0.00011316 | 0 |  | 0.00011311 | 0.00011316 | 0
| 12 | 5 | 4 | Shoulder | 0.00011187 | 0.00011345 | 0 |  | 0.00011187 | 0.00011345 | 0
| 13 | 5 | 4 | Shoulder | 0.00010973 | 0.00011226 | 0 |  | 0.00010973 | 0.00011226 | 0
| 14 | 5 | 4 | Shoulder | 0.00010711 | 0.00011046 | 0 |  | 0.00010711 | 0.00011046 | 0
| 15 | 5 | 4 | Shoulder | 0.00010435 | 0.00010827 | 0 |  | 0.00010435 | 0.00010827 | 0
| 16 | 5 | 4 | Shoulder | 0.00010253 | 0.00010593 | 0 |  | 0.00010253 | 0.00010593 | 0
| 17 | 5 | 4 | Shoulder | 0.00010315 | 0.00010429 | 0 |  | 0.00010315 | 0.00010429 | 0
| 18 | 5 | 4 | Shoulder | 0.0001056 | 0.00010391 | 0 |  | 0.0001056 | 0.00010391 | 0
| 19 | 5 | 4 | Shoulder | 0.00010631 | 0.0001044 | 0 |  | 0.00010631 | 0.0001044 | 0
| 20 | 5 | 4 | Shoulder | 0.000106 | 0.00010527 | 0 |  | 0.000106 | 0.00010527 | 0
| 21 | 5 | 4 | Shoulder | 0.00010729 | 0.0001063 | 0 |  | 0.00010729 | 0.0001063 | 0
| 22 | 5 | 4 | Shoulder | 0.00010533 | 0.00010623 | 0 |  | 0.00010533 | 0.00010623 | 0
| 23 | 5 | 4 | Shoulder | 9.5684e-05 | 0.00010358 | 0 |  | 9.5684e-05 | 0.00010358 | 0
| 24 | 5 | 4 | Shoulder | 8.6213e-05 | 9.8629e-05 | 0 |  | 8.6213e-05 | 9.8629e-05 | 0
| 1 | 5 | 5 | Shoulder | 8.07e-05 | 9.1982e-05 | 0 |  | 8.07e-05 | 9.1982e-05 | 0
| 2 | 5 | 5 | Shoulder | 7.8254e-05 | 8.5213e-05 | 0 |  | 7.8254e-05 | 8.5213e-05 | 0
| 3 | 5 | 5 | Shoulder | 7.781e-05 | 8.0744e-05 | 0 |  | 7.781e-05 | 8.0744e-05 | 0
| 4 | 5 | 5 | Shoulder | 7.9455e-05 | 7.9055e-05 | 0 |  | 7.9455e-05 | 7.9055e-05 | 0
| 5 | 5 | 5 | Shoulder | 8.5102e-05 | 8.0155e-05 | 0 |  | 8.5102e-05 | 8.0155e-05 | 0
| 6 | 5 | 5 | Shoulder | 9.5773e-05 | 8.4535e-05 | 0 |  | 9.5773e-05 | 8.4535e-05 | 0
| 7 | 5 | 5 | Shoulder | 0.00010778 | 9.2027e-05 | 0 |  | 0.00010778 | 9.2027e-05 | 0
| 8 | 5 | 5 | Shoulder | 0.00011578 | 0.00010111 | 0 |  | 0.00011578 | 0.00010111 | 0
| 9 | 5 | 5 | Shoulder | 0.00011627 | 0.0001089 | 0 |  | 0.00011627 | 0.0001089 | 0
| 10 | 5 | 5 | Shoulder | 0.00011316 | 0.00011325 | 0 |  | 0.00011316 | 0.00011325 | 0
| 11 | 5 | 5 | Shoulder | 0.00010987 | 0.00011377 | 0 |  | 0.00010987 | 0.00011377 | 0
| 12 | 5 | 5 | Shoulder | 0.00010929 | 0.00011215 | 0 |  | 0.00010929 | 0.00011215 | 0
| 13 | 5 | 5 | Shoulder | 0.00010809 | 0.0001101 | 0 |  | 0.00010809 | 0.0001101 | 0
| 14 | 5 | 5 | Shoulder | 0.00010729 | 0.00010863 | 0 |  | 0.00010729 | 0.00010863 | 0
| 15 | 5 | 5 | Shoulder | 0.00010498 | 0.00010741 | 0 |  | 0.00010498 | 0.00010741 | 0
| 16 | 5 | 5 | Shoulder | 0.00010351 | 0.00010597 | 0 |  | 0.00010351 | 0.00010597 | 0
| 17 | 5 | 5 | Shoulder | 0.00010409 | 0.00010497 | 0 |  | 0.00010409 | 0.00010497 | 0
| 18 | 5 | 5 | Shoulder | 0.000106 | 0.00010464 | 0 |  | 0.000106 | 0.00010464 | 0
| 19 | 5 | 5 | Shoulder | 0.00010564 | 0.00010481 | 0 |  | 0.00010564 | 0.00010481 | 0
| 20 | 5 | 5 | Shoulder | 0.0001052 | 0.00010523 | 0 |  | 0.0001052 | 0.00010523 | 0
| 21 | 5 | 5 | Shoulder | 0.00010631 | 0.00010579 | 0 |  | 0.00010631 | 0.00010579 | 0
| 22 | 5 | 5 | Shoulder | 0.00010355 | 0.00010518 | 0 |  | 0.00010355 | 0.00010518 | 0
| 23 | 5 | 5 | Shoulder | 9.3905e-05 | 0.00010224 | 0 |  | 9.3905e-05 | 0.00010224 | 0
| 24 | 5 | 5 | Shoulder | 8.4035e-05 | 9.6951e-05 | 0 |  | 8.4035e-05 | 9.6951e-05 | 0
| 1 | 5 | 6 | Shoulder | 7.7232e-05 | 8.9681e-05 | 0 |  | 7.7232e-05 | 8.9681e-05 | 0
| 2 | 5 | 6 | Shoulder | 7.3364e-05 | 8.2134e-05 | 0 |  | 7.3364e-05 | 8.2134e-05 | 0
| 3 | 5 | 6 | Shoulder | 7.1718e-05 | 7.6587e-05 | 0 |  | 7.1718e-05 | 7.6587e-05 | 0
| 4 | 5 | 6 | Shoulder | 7.1896e-05 | 7.3552e-05 | 0 |  | 7.1896e-05 | 7.3552e-05 | 0
| 5 | 5 | 6 | Shoulder | 7.5098e-05 | 7.3019e-05 | 0 |  | 7.5098e-05 | 7.3019e-05 | 0
| 6 | 5 | 6 | Shoulder | 8.2567e-05 | 7.532e-05 | 0 |  | 8.2567e-05 | 7.532e-05 | 0
| 7 | 5 | 6 | Shoulder | 9.3594e-05 | 8.0789e-05 | 0 |  | 9.3594e-05 | 8.0789e-05 | 0
| 8 | 5 | 6 | Shoulder | 0.00010235 | 8.8403e-05 | 0 |  | 0.00010235 | 8.8403e-05 | 0
| 9 | 5 | 6 | Shoulder | 0.0001068 | 9.6329e-05 | 0 |  | 0.0001068 | 9.6329e-05 | 0
| 10 | 5 | 6 | Shoulder | 0.00010751 | 0.00010256 | 0 |  | 0.00010751 | 0.00010256 | 0
| 11 | 5 | 6 | Shoulder | 0.00010711 | 0.00010594 | 0 |  | 0.00010711 | 0.00010594 | 0
| 12 | 5 | 6 | Shoulder | 0.0001064 | 0.00010696 | 0 |  | 0.0001064 | 0.00010696 | 0
| 13 | 5 | 6 | Shoulder | 0.00010609 | 0.00010678 | 0 |  | 0.00010609 | 0.00010678 | 0
| 14 | 5 | 6 | Shoulder | 0.00010498 | 0.00010614 | 0 |  | 0.00010498 | 0.00010614 | 0
| 15 | 5 | 6 | Shoulder | 0.00010382 | 0.00010532 | 0 |  | 0.00010382 | 0.00010532 | 0
| 16 | 5 | 6 | Shoulder | 0.00010413 | 0.00010475 | 0 |  | 0.00010413 | 0.00010475 | 0
| 17 | 5 | 6 | Shoulder | 0.00010555 | 0.00010462 | 0 |  | 0.00010555 | 0.00010462 | 0
| 18 | 5 | 6 | Shoulder | 0.00010751 | 0.00010525 | 0 |  | 0.00010751 | 0.00010525 | 0
| 19 | 5 | 6 | Shoulder | 0.00010787 | 0.00010627 | 0 |  | 0.00010787 | 0.00010627 | 0
| 20 | 5 | 6 | Shoulder | 0.00010693 | 0.00010697 | 0 |  | 0.00010693 | 0.00010697 | 0
| 21 | 5 | 6 | Shoulder | 0.00010787 | 0.00010754 | 0 |  | 0.00010787 | 0.00010754 | 0
| 22 | 5 | 6 | Shoulder | 0.00010582 | 0.00010712 | 0 |  | 0.00010582 | 0.00010712 | 0
| 23 | 5 | 6 | Shoulder | 9.6662e-05 | 0.00010432 | 0 |  | 9.6662e-05 | 0.00010432 | 0
| 24 | 5 | 6 | Shoulder | 8.7681e-05 | 9.9508e-05 | 0 |  | 8.7681e-05 | 9.9508e-05 | 0
| 1 | 5 | 7 | Shoulder | 8.1589e-05 | 9.2938e-05 | 0 |  | 8.1589e-05 | 9.2938e-05 | 0
| 2 | 5 | 7 | Shoulder | 7.8388e-05 | 8.608e-05 | 0 |  | 7.8388e-05 | 8.608e-05 | 0
| 3 | 5 | 7 | Shoulder | 7.7054e-05 | 8.1178e-05 | 0 |  | 7.7054e-05 | 8.1178e-05 | 0
| 4 | 5 | 7 | Shoulder | 7.8566e-05 | 7.8899e-05 | 0 |  | 7.8566e-05 | 7.8899e-05 | 0
| 5 | 5 | 7 | Shoulder | 8.279e-05 | 7.9199e-05 | 0 |  | 8.279e-05 | 7.9199e-05 | 0
| 6 | 5 | 7 | Shoulder | 9.2216e-05 | 8.2656e-05 | 0 |  | 9.2216e-05 | 8.2656e-05 | 0
| 7 | 5 | 7 | Shoulder | 0.00010418 | 8.9437e-05 | 0 |  | 0.00010418 | 8.9437e-05 | 0
| 8 | 5 | 7 | Shoulder | 0.00011454 | 9.8429e-05 | 0 |  | 0.00011454 | 9.8429e-05 | 0
| 9 | 5 | 7 | Shoulder | 0.00011934 | 0.00010757 | 0 |  | 0.00011934 | 0.00010757 | 0
| 10 | 5 | 7 | Shoulder | 0.00011992 | 0.00011449 | 0 |  | 0.00011992 | 0.00011449 | 0
| 11 | 5 | 7 | Shoulder | 0.00011952 | 0.00011833 | 0 |  | 0.00011952 | 0.00011833 | 0
| 12 | 5 | 7 | Shoulder | 0.0001184 | 0.00011929 | 0 |  | 0.0001184 | 0.00011929 | 0
| 13 | 5 | 7 | Shoulder | 0.00011471 | 0.00011814 | 0 |  | 0.00011471 | 0.00011814 | 0
| 14 | 5 | 7 | Shoulder | 0.00011089 | 0.00011588 | 0 |  | 0.00011089 | 0.00011588 | 0
| 15 | 5 | 7 | Shoulder | 0.00010831 | 0.00011308 | 0 |  | 0.00010831 | 0.00011308 | 0
| 16 | 5 | 7 | Shoulder | 0.00010533 | 0.00010981 | 0 |  | 0.00010533 | 0.00010981 | 0
| 17 | 5 | 7 | Shoulder | 0.00010529 | 0.00010746 | 0 |  | 0.00010529 | 0.00010746 | 0
| 18 | 5 | 7 | Shoulder | 0.00010747 | 0.0001066 | 0 |  | 0.00010747 | 0.0001066 | 0
| 19 | 5 | 7 | Shoulder | 0.00010756 | 0.00010641 | 0 |  | 0.00010756 | 0.00010641 | 0
| 20 | 5 | 7 | Shoulder | 0.00010698 | 0.00010682 | 0 |  | 0.00010698 | 0.00010682 | 0
| 21 | 5 | 7 | Shoulder | 0.00010889 | 0.00010772 | 0 |  | 0.00010889 | 0.00010772 | 0
| 22 | 5 | 7 | Shoulder | 0.00010764 | 0.00010777 | 0 |  | 0.00010764 | 0.00010777 | 0
| 23 | 5 | 7 | Shoulder | 0.00010031 | 0.00010595 | 0 |  | 0.00010031 | 0.00010595 | 0
| 24 | 5 | 7 | Shoulder | 9.2483e-05 | 0.00010233 | 0 |  | 9.2483e-05 | 0.00010233 | 0
| 1 | 5 | 8 | Shoulder | 8.6035e-05 | 9.6618e-05 | 0 |  | 8.6035e-05 | 9.6618e-05 | 0
| 2 | 5 | 8 | Shoulder | 8.3101e-05 | 9.0482e-05 | 0 |  | 8.3101e-05 | 9.0482e-05 | 0
| 3 | 5 | 8 | Shoulder | 8.1145e-05 | 8.5691e-05 | 0 |  | 8.1145e-05 | 8.5691e-05 | 0
| 4 | 5 | 8 | Shoulder | 8.1278e-05 | 8.289e-05 | 0 |  | 8.1278e-05 | 8.289e-05 | 0
| 5 | 5 | 8 | Shoulder | 8.3634e-05 | 8.2289e-05 | 0 |  | 8.3634e-05 | 8.2289e-05 | 0
| 6 | 5 | 8 | Shoulder | 8.8259e-05 | 8.3579e-05 | 0 |  | 8.8259e-05 | 8.3579e-05 | 0
| 7 | 5 | 8 | Shoulder | 9.5595e-05 | 8.7191e-05 | 0 |  | 9.5595e-05 | 8.7191e-05 | 0
| 8 | 5 | 8 | Shoulder | 0.00010218 | 9.2416e-05 | 0 |  | 0.00010218 | 9.2416e-05 | 0
| 9 | 5 | 8 | Shoulder | 0.00010782 | 9.8463e-05 | 0 |  | 0.00010782 | 9.8463e-05 | 0
| 10 | 5 | 8 | Shoulder | 0.00011031 | 0.00010398 | 0 |  | 0.00011031 | 0.00010398 | 0
| 11 | 5 | 8 | Shoulder | 0.0001092 | 0.00010738 | 0 |  | 0.0001092 | 0.00010738 | 0
| 12 | 5 | 8 | Shoulder | 0.00010658 | 0.00010848 | 0 |  | 0.00010658 | 0.00010848 | 0
| 13 | 5 | 8 | Shoulder | 0.00010395 | 0.00010751 | 0 |  | 0.00010395 | 0.00010751 | 0
| 14 | 5 | 8 | Shoulder | 0.00010102 | 0.00010519 | 0 |  | 0.00010102 | 0.00010519 | 0
| 15 | 5 | 8 | Shoulder | 9.9063e-05 | 0.00010265 | 0 |  | 9.9063e-05 | 0.00010265 | 0
| 16 | 5 | 8 | Shoulder | 9.7951e-05 | 0.0001005 | 0 |  | 9.7951e-05 | 0.0001005 | 0
| 17 | 5 | 8 | Shoulder | 9.9196e-05 | 9.9308e-05 | 0 |  | 9.9196e-05 | 9.9308e-05 | 0
| 18 | 5 | 8 | Shoulder | 0.00010231 | 9.963e-05 | 0 |  | 0.00010231 | 9.963e-05 | 0
| 19 | 5 | 8 | Shoulder | 0.00010404 | 0.00010087 | 0 |  | 0.00010404 | 0.00010087 | 0
| 20 | 5 | 8 | Shoulder | 0.00010471 | 0.00010256 | 0 |  | 0.00010471 | 0.00010256 | 0
| 21 | 5 | 8 | Shoulder | 0.00010551 | 0.00010414 | 0 |  | 0.00010551 | 0.00010414 | 0
| 22 | 5 | 8 | Shoulder | 0.0001036 | 0.00010447 | 0 |  | 0.0001036 | 0.00010447 | 0
| 23 | 5 | 8 | Shoulder | 9.6529e-05 | 0.00010259 | 0 |  | 9.6529e-05 | 0.00010259 | 0
| 24 | 5 | 8 | Shoulder | 8.8837e-05 | 9.8618e-05 | 0 |  | 8.8837e-05 | 9.8618e-05 | 0
| 1 | 5 | 9 | Shoulder | 8.2256e-05 | 9.2805e-05 | 0 |  | 8.2256e-05 | 9.2805e-05 | 0
| 2 | 5 | 9 | Shoulder | 7.8521e-05 | 8.6536e-05 | 0 |  | 7.8521e-05 | 8.6536e-05 | 0
| 3 | 5 | 9 | Shoulder | 7.6298e-05 | 8.1478e-05 | 0 |  | 7.6298e-05 | 8.1478e-05 | 0
| 4 | 5 | 9 | Shoulder | 7.5853e-05 | 7.8232e-05 | 0 |  | 7.5853e-05 | 7.8232e-05 | 0
| 5 | 5 | 9 | Shoulder | 7.7276e-05 | 7.6987e-05 | 0 |  | 7.7276e-05 | 7.6987e-05 | 0
| 6 | 5 | 9 | Shoulder | 8.0344e-05 | 7.7443e-05 | 0 |  | 8.0344e-05 | 7.7443e-05 | 0
| 7 | 5 | 9 | Shoulder | 8.5902e-05 | 7.9844e-05 | 0 |  | 8.5902e-05 | 7.9844e-05 | 0
| 8 | 5 | 9 | Shoulder | 9.3416e-05 | 8.4235e-05 | 0 |  | 9.3416e-05 | 8.4235e-05 | 0
| 9 | 5 | 9 | Shoulder | 9.9685e-05 | 8.9837e-05 | 0 |  | 9.9685e-05 | 8.9837e-05 | 0
| 10 | 5 | 9 | Shoulder | 0.00010249 | 9.5373e-05 | 0 |  | 0.00010249 | 9.5373e-05 | 0
| 11 | 5 | 9 | Shoulder | 0.00010302 | 9.9652e-05 | 0 |  | 0.00010302 | 9.9652e-05 | 0
| 12 | 5 | 9 | Shoulder | 0.000102 | 0.0001018 | 0 |  | 0.000102 | 0.0001018 | 0
| 13 | 5 | 9 | Shoulder | 9.9863e-05 | 0.00010184 | 0 |  | 9.9863e-05 | 0.00010184 | 0
| 14 | 5 | 9 | Shoulder | 9.7018e-05 | 0.00010047 | 0 |  | 9.7018e-05 | 0.00010047 | 0
| 15 | 5 | 9 | Shoulder | 9.4305e-05 | 9.8296e-05 | 0 |  | 9.4305e-05 | 9.8296e-05 | 0
| 16 | 5 | 9 | Shoulder | 9.2527e-05 | 9.5928e-05 | 0 |  | 9.2527e-05 | 9.5928e-05 | 0
| 17 | 5 | 9 | Shoulder | 9.3372e-05 | 9.4305e-05 | 0 |  | 9.3372e-05 | 9.4305e-05 | 0
| 18 | 5 | 9 | Shoulder | 9.6484e-05 | 9.4172e-05 | 0 |  | 9.6484e-05 | 9.4172e-05 | 0
| 19 | 5 | 9 | Shoulder | 9.7907e-05 | 9.5072e-05 | 0 |  | 9.7907e-05 | 9.5072e-05 | 0
| 20 | 5 | 9 | Shoulder | 9.8707e-05 | 9.6618e-05 | 0 |  | 9.8707e-05 | 9.6618e-05 | 0
| 21 | 5 | 9 | Shoulder | 0.00010151 | 9.8652e-05 | 0 |  | 0.00010151 | 9.8652e-05 | 0
| 22 | 5 | 9 | Shoulder | 0.00010089 | 9.9752e-05 | 0 |  | 0.00010089 | 9.9752e-05 | 0
| 23 | 5 | 9 | Shoulder | 9.2972e-05 | 9.8518e-05 | 0 |  | 9.2972e-05 | 9.8518e-05 | 0
| 24 | 5 | 9 | Shoulder | 8.4657e-05 | 9.5006e-05 | 0 |  | 8.4657e-05 | 9.5006e-05 | 0
| 1 | 5 | 10 | Shoulder | 7.8343e-05 | 8.9214e-05 | 0 |  | 7.8343e-05 | 8.9214e-05 | 0
| 2 | 5 | 10 | Shoulder | 7.572e-05 | 8.2923e-05 | 0 |  | 7.572e-05 | 8.2923e-05 | 0
| 3 | 5 | 10 | Shoulder | 7.5453e-05 | 7.8543e-05 | 0 |  | 7.5453e-05 | 7.8543e-05 | 0
| 4 | 5 | 10 | Shoulder | 7.7765e-05 | 7.6821e-05 | 0 |  | 7.7765e-05 | 7.6821e-05 | 0
| 5 | 5 | 10 | Shoulder | 8.3012e-05 | 7.7988e-05 | 0 |  | 8.3012e-05 | 7.7988e-05 | 0
| 6 | 5 | 10 | Shoulder | 9.3861e-05 | 8.2523e-05 | 0 |  | 9.3861e-05 | 8.2523e-05 | 0
| 7 | 5 | 10 | Shoulder | 0.00010644 | 9.027e-05 | 0 |  | 0.00010644 | 9.027e-05 | 0
| 8 | 5 | 10 | Shoulder | 0.00011467 | 9.9497e-05 | 0 |  | 0.00011467 | 9.9497e-05 | 0
| 9 | 5 | 10 | Shoulder | 0.00011547 | 0.00010761 | 0 |  | 0.00011547 | 0.00010761 | 0
| 10 | 5 | 10 | Shoulder | 0.00011311 | 0.00011242 | 0 |  | 0.00011311 | 0.00011242 | 0
| 11 | 5 | 10 | Shoulder | 0.00011085 | 0.00011352 | 0 |  | 0.00011085 | 0.00011352 | 0
| 12 | 5 | 10 | Shoulder | 0.00010907 | 0.00011212 | 0 |  | 0.00010907 | 0.00011212 | 0
| 13 | 5 | 10 | Shoulder | 0.00010796 | 0.00011025 | 0 |  | 0.00010796 | 0.00011025 | 0
| 14 | 5 | 10 | Shoulder | 0.00010613 | 0.0001085 | 0 |  | 0.00010613 | 0.0001085 | 0
| 15 | 5 | 10 | Shoulder | 0.00010386 | 0.00010676 | 0 |  | 0.00010386 | 0.00010676 | 0
| 16 | 5 | 10 | Shoulder | 0.00010298 | 0.00010523 | 0 |  | 0.00010298 | 0.00010523 | 0
| 17 | 5 | 10 | Shoulder | 0.00010404 | 0.00010425 | 0 |  | 0.00010404 | 0.00010425 | 0
| 18 | 5 | 10 | Shoulder | 0.00010662 | 0.00010438 | 0 |  | 0.00010662 | 0.00010438 | 0
| 19 | 5 | 10 | Shoulder | 0.0001072 | 0.00010521 | 0 |  | 0.0001072 | 0.00010521 | 0
| 20 | 5 | 10 | Shoulder | 0.00010631 | 0.00010604 | 0 |  | 0.00010631 | 0.00010604 | 0
| 21 | 5 | 10 | Shoulder | 0.00010635 | 0.00010662 | 0 |  | 0.00010635 | 0.00010662 | 0
| 22 | 5 | 10 | Shoulder | 0.00010404 | 0.00010598 | 0 |  | 0.00010404 | 0.00010598 | 0
| 23 | 5 | 10 | Shoulder | 9.395e-05 | 0.00010266 | 0 |  | 9.395e-05 | 0.00010266 | 0
| 24 | 5 | 10 | Shoulder | 8.4657e-05 | 9.7251e-05 | 0 |  | 8.4657e-05 | 9.7251e-05 | 0
| 1 | 5 | 11 | Shoulder | 7.821e-05 | 9.0215e-05 | 0 |  | 7.821e-05 | 9.0215e-05 | 0
| 2 | 5 | 11 | Shoulder | 7.4786e-05 | 8.2901e-05 | 0 |  | 7.4786e-05 | 8.2901e-05 | 0
| 3 | 5 | 11 | Shoulder | 7.4075e-05 | 7.7932e-05 | 0 |  | 7.4075e-05 | 7.7932e-05 | 0
| 4 | 5 | 11 | Shoulder | 7.5676e-05 | 7.5687e-05 | 0 |  | 7.5676e-05 | 7.5687e-05 | 0
| 5 | 5 | 11 | Shoulder | 8.0611e-05 | 7.6287e-05 | 0 |  | 8.0611e-05 | 7.6287e-05 | 0
| 6 | 5 | 11 | Shoulder | 9.0437e-05 | 8.02e-05 | 0 |  | 9.0437e-05 | 8.02e-05 | 0
| 7 | 5 | 11 | Shoulder | 0.0001032 | 8.748e-05 | 0 |  | 0.0001032 | 8.748e-05 | 0
| 8 | 5 | 11 | Shoulder | 0.00011178 | 9.6506e-05 | 0 |  | 0.00011178 | 9.6506e-05 | 0
| 9 | 5 | 11 | Shoulder | 0.00011262 | 0.00010451 | 0 |  | 0.00011262 | 0.00010451 | 0
| 10 | 5 | 11 | Shoulder | 0.00011013 | 0.00010943 | 0 |  | 0.00011013 | 0.00010943 | 0
| 11 | 5 | 11 | Shoulder | 0.00010809 | 0.00011066 | 0 |  | 0.00010809 | 0.00011066 | 0
| 12 | 5 | 11 | Shoulder | 0.00010676 | 0.0001094 | 0 |  | 0.00010676 | 0.0001094 | 0
| 13 | 5 | 11 | Shoulder | 0.00010555 | 0.00010763 | 0 |  | 0.00010555 | 0.00010763 | 0
| 14 | 5 | 11 | Shoulder | 0.00010431 | 0.00010618 | 0 |  | 0.00010431 | 0.00010618 | 0
| 15 | 5 | 11 | Shoulder | 0.0001032 | 0.00010495 | 0 |  | 0.0001032 | 0.00010495 | 0
| 16 | 5 | 11 | Shoulder | 0.00010253 | 0.0001039 | 0 |  | 0.00010253 | 0.0001039 | 0
| 17 | 5 | 11 | Shoulder | 0.0001044 | 0.00010361 | 0 |  | 0.0001044 | 0.00010361 | 0
| 18 | 5 | 11 | Shoulder | 0.00010702 | 0.00010429 | 0 |  | 0.00010702 | 0.00010429 | 0
| 19 | 5 | 11 | Shoulder | 0.00010702 | 0.00010524 | 0 |  | 0.00010702 | 0.00010524 | 0
| 20 | 5 | 11 | Shoulder | 0.00010569 | 0.00010603 | 0 |  | 0.00010569 | 0.00010603 | 0
| 21 | 5 | 11 | Shoulder | 0.00010573 | 0.00010637 | 0 |  | 0.00010573 | 0.00010637 | 0
| 22 | 5 | 11 | Shoulder | 0.00010369 | 0.00010553 | 0 |  | 0.00010369 | 0.00010553 | 0
| 23 | 5 | 11 | Shoulder | 9.3505e-05 | 0.00010215 | 0 |  | 9.3505e-05 | 0.00010215 | 0
| 24 | 5 | 11 | Shoulder | 8.3412e-05 | 9.6584e-05 | 0 |  | 8.3412e-05 | 9.6584e-05 | 0
| 1 | 5 | 12 | Shoulder | 7.6609e-05 | 8.9303e-05 | 0 |  | 7.6609e-05 | 8.9303e-05 | 0
| 2 | 5 | 12 | Shoulder | 7.3141e-05 | 8.1667e-05 | 0 |  | 7.3141e-05 | 8.1667e-05 | 0
| 3 | 5 | 12 | Shoulder | 7.0918e-05 | 7.602e-05 | 0 |  | 7.0918e-05 | 7.602e-05 | 0
| 4 | 5 | 12 | Shoulder | 7.1185e-05 | 7.2963e-05 | 0 |  | 7.1185e-05 | 7.2963e-05 | 0
| 5 | 5 | 12 | Shoulder | 7.4431e-05 | 7.2419e-05 | 0 |  | 7.4431e-05 | 7.2419e-05 | 0
| 6 | 5 | 12 | Shoulder | 8.19e-05 | 7.4608e-05 | 0 |  | 8.19e-05 | 7.4608e-05 | 0
| 7 | 5 | 12 | Shoulder | 9.1949e-05 | 7.9866e-05 | 0 |  | 9.1949e-05 | 7.9866e-05 | 0
| 8 | 5 | 12 | Shoulder | 0.00010093 | 8.7303e-05 | 0 |  | 0.00010093 | 8.7303e-05 | 0
| 9 | 5 | 12 | Shoulder | 0.00010507 | 9.4961e-05 | 0 |  | 0.00010507 | 9.4961e-05 | 0
| 10 | 5 | 12 | Shoulder | 0.0001064 | 0.00010109 | 0 |  | 0.0001064 | 0.00010109 | 0
| 11 | 5 | 12 | Shoulder | 0.00010689 | 0.00010482 | 0 |  | 0.00010689 | 0.00010482 | 0
| 12 | 5 | 12 | Shoulder | 0.00010676 | 0.00010628 | 0 |  | 0.00010676 | 0.00010628 | 0
| 13 | 5 | 12 | Shoulder | 0.00010578 | 0.00010645 | 0 |  | 0.00010578 | 0.00010645 | 0
| 14 | 5 | 12 | Shoulder | 0.00010484 | 0.00010607 | 0 |  | 0.00010484 | 0.00010607 | 0
| 15 | 5 | 12 | Shoulder | 0.00010391 | 0.00010532 | 0 |  | 0.00010391 | 0.00010532 | 0
| 16 | 5 | 12 | Shoulder | 0.00010413 | 0.00010467 | 0 |  | 0.00010413 | 0.00010467 | 0
| 17 | 5 | 12 | Shoulder | 0.00010547 | 0.00010459 | 0 |  | 0.00010547 | 0.00010459 | 0
| 18 | 5 | 12 | Shoulder | 0.00010791 | 0.00010535 | 0 |  | 0.00010791 | 0.00010535 | 0
| 19 | 5 | 12 | Shoulder | 0.00010813 | 0.00010641 | 0 |  | 0.00010813 | 0.00010641 | 0
| 20 | 5 | 12 | Shoulder | 0.00010658 | 0.00010702 | 0 |  | 0.00010658 | 0.00010702 | 0
| 21 | 5 | 12 | Shoulder | 0.00010613 | 0.00010719 | 0 |  | 0.00010613 | 0.00010719 | 0
| 22 | 5 | 12 | Shoulder | 0.00010409 | 0.00010623 | 0 |  | 0.00010409 | 0.00010623 | 0
| 23 | 5 | 12 | Shoulder | 9.4261e-05 | 0.00010276 | 0 |  | 9.4261e-05 | 0.00010276 | 0
| 24 | 5 | 12 | Shoulder | 8.4613e-05 | 9.7273e-05 | 0 |  | 8.4613e-05 | 9.7273e-05 | 0
| 1 | 5 | 13 | Shoulder | 7.6921e-05 | 8.997e-05 | 0 |  | 7.6921e-05 | 8.997e-05 | 0
| 2 | 5 | 13 | Shoulder | 7.3097e-05 | 8.2223e-05 | 0 |  | 7.3097e-05 | 8.2223e-05 | 0
| 3 | 5 | 13 | Shoulder | 7.1229e-05 | 7.6465e-05 | 0 |  | 7.1229e-05 | 7.6465e-05 | 0
| 4 | 5 | 13 | Shoulder | 7.1229e-05 | 7.3119e-05 | 0 |  | 7.1229e-05 | 7.3119e-05 | 0
| 5 | 5 | 13 | Shoulder | 7.4564e-05 | 7.253e-05 | 0 |  | 7.4564e-05 | 7.253e-05 | 0
| 6 | 5 | 13 | Shoulder | 8.2345e-05 | 7.4842e-05 | 0 |  | 8.2345e-05 | 7.4842e-05 | 0
| 7 | 5 | 13 | Shoulder | 9.3238e-05 | 8.0344e-05 | 0 |  | 9.3238e-05 | 8.0344e-05 | 0
| 8 | 5 | 13 | Shoulder | 0.0001028 | 8.8236e-05 | 0 |  | 0.0001028 | 8.8236e-05 | 0
| 9 | 5 | 13 | Shoulder | 0.00010649 | 9.6217e-05 | 0 |  | 0.00010649 | 9.6217e-05 | 0
| 10 | 5 | 13 | Shoulder | 0.000106 | 0.00010213 | 0 |  | 0.000106 | 0.00010213 | 0
| 11 | 5 | 13 | Shoulder | 0.0001056 | 0.00010522 | 0 |  | 0.0001056 | 0.00010522 | 0
| 12 | 5 | 13 | Shoulder | 0.00010609 | 0.00010604 | 0 |  | 0.00010609 | 0.00010604 | 0
| 13 | 5 | 13 | Shoulder | 0.0001064 | 0.00010602 | 0 |  | 0.0001064 | 0.00010602 | 0
| 14 | 5 | 13 | Shoulder | 0.000106 | 0.00010602 | 0 |  | 0.000106 | 0.00010602 | 0
| 15 | 5 | 13 | Shoulder | 0.00010551 | 0.000106 | 0 |  | 0.00010551 | 0.000106 | 0
| 16 | 5 | 13 | Shoulder | 0.00010573 | 0.00010591 | 0 |  | 0.00010573 | 0.00010591 | 0
| 17 | 5 | 13 | Shoulder | 0.00010716 | 0.0001061 | 0 |  | 0.00010716 | 0.0001061 | 0
| 18 | 5 | 13 | Shoulder | 0.00010969 | 0.00010702 | 0 |  | 0.00010969 | 0.00010702 | 0
| 19 | 5 | 13 | Shoulder | 0.00010942 | 0.000108 | 0 |  | 0.00010942 | 0.000108 | 0
| 20 | 5 | 13 | Shoulder | 0.00010769 | 0.00010849 | 0 |  | 0.00010769 | 0.00010849 | 0
| 21 | 5 | 13 | Shoulder | 0.00010676 | 0.00010839 | 0 |  | 0.00010676 | 0.00010839 | 0
| 22 | 5 | 13 | Shoulder | 0.00010489 | 0.00010719 | 0 |  | 0.00010489 | 0.00010719 | 0
| 23 | 5 | 13 | Shoulder | 9.4972e-05 | 0.00010358 | 0 |  | 9.4972e-05 | 0.00010358 | 0
| 24 | 5 | 13 | Shoulder | 8.4879e-05 | 9.7874e-05 | 0 |  | 8.4879e-05 | 9.7874e-05 | 0
| 1 | 5 | 14 | Shoulder | 7.6965e-05 | 9.0426e-05 | 0 |  | 7.6965e-05 | 9.0426e-05 | 0
| 2 | 5 | 14 | Shoulder | 7.283e-05 | 8.2412e-05 | 0 |  | 7.283e-05 | 8.2412e-05 | 0
| 3 | 5 | 14 | Shoulder | 7.1629e-05 | 7.6576e-05 | 0 |  | 7.1629e-05 | 7.6576e-05 | 0
| 4 | 5 | 14 | Shoulder | 7.1541e-05 | 7.3241e-05 | 0 |  | 7.1541e-05 | 7.3241e-05 | 0
| 5 | 5 | 14 | Shoulder | 7.4431e-05 | 7.2608e-05 | 0 |  | 7.4431e-05 | 7.2608e-05 | 0
| 6 | 5 | 14 | Shoulder | 8.0878e-05 | 7.462e-05 | 0 |  | 8.0878e-05 | 7.462e-05 | 0
| 7 | 5 | 14 | Shoulder | 9.146e-05 | 7.9577e-05 | 0 |  | 9.146e-05 | 7.9577e-05 | 0
| 8 | 5 | 14 | Shoulder | 0.0001008 | 8.6891e-05 | 0 |  | 0.0001008 | 8.6891e-05 | 0
| 9 | 5 | 14 | Shoulder | 0.00010467 | 9.445e-05 | 0 |  | 0.00010467 | 9.445e-05 | 0
| 10 | 5 | 14 | Shoulder | 0.00010569 | 0.00010065 | 0 |  | 0.00010569 | 0.00010065 | 0
| 11 | 5 | 14 | Shoulder | 0.00010604 | 0.0001043 | 0 |  | 0.00010604 | 0.0001043 | 0
| 12 | 5 | 14 | Shoulder | 0.00010569 | 0.00010552 | 0 |  | 0.00010569 | 0.00010552 | 0
| 13 | 5 | 14 | Shoulder | 0.00010604 | 0.00010587 | 0 |  | 0.00010604 | 0.00010587 | 0
| 14 | 5 | 14 | Shoulder | 0.00010555 | 0.00010583 | 0 |  | 0.00010555 | 0.00010583 | 0
| 15 | 5 | 14 | Shoulder | 0.00010542 | 0.00010568 | 0 |  | 0.00010542 | 0.00010568 | 0
| 16 | 5 | 14 | Shoulder | 0.0001056 | 0.00010565 | 0 |  | 0.0001056 | 0.00010565 | 0
| 17 | 5 | 14 | Shoulder | 0.0001072 | 0.00010594 | 0 |  | 0.0001072 | 0.00010594 | 0
| 18 | 5 | 14 | Shoulder | 0.00010871 | 0.00010673 | 0 |  | 0.00010871 | 0.00010673 | 0
| 19 | 5 | 14 | Shoulder | 0.00010724 | 0.00010719 | 0 |  | 0.00010724 | 0.00010719 | 0
| 20 | 5 | 14 | Shoulder | 0.00010462 | 0.00010694 | 0 |  | 0.00010462 | 0.00010694 | 0
| 21 | 5 | 14 | Shoulder | 0.00010298 | 0.00010589 | 0 |  | 0.00010298 | 0.00010589 | 0
| 22 | 5 | 14 | Shoulder | 0.00010173 | 0.00010414 | 0 |  | 0.00010173 | 0.00010414 | 0
| 23 | 5 | 14 | Shoulder | 9.3905e-05 | 0.00010081 | 0 |  | 9.3905e-05 | 0.00010081 | 0
| 24 | 5 | 14 | Shoulder | 8.4435e-05 | 9.5762e-05 | 0 |  | 8.4435e-05 | 9.5762e-05 | 0
| 1 | 5 | 15 | Shoulder | 7.7098e-05 | 8.9292e-05 | 0 |  | 7.7098e-05 | 8.9292e-05 | 0
| 2 | 5 | 15 | Shoulder | 7.2741e-05 | 8.2045e-05 | 0 |  | 7.2741e-05 | 8.2045e-05 | 0
| 3 | 5 | 15 | Shoulder | 7.0251e-05 | 7.6131e-05 | 0 |  | 7.0251e-05 | 7.6131e-05 | 0
| 4 | 5 | 15 | Shoulder | 6.9362e-05 | 7.2363e-05 | 0 |  | 6.9362e-05 | 7.2363e-05 | 0
| 5 | 5 | 15 | Shoulder | 7.0518e-05 | 7.0718e-05 | 0 |  | 7.0518e-05 | 7.0718e-05 | 0
| 6 | 5 | 15 | Shoulder | 7.2741e-05 | 7.0718e-05 | 0 |  | 7.2741e-05 | 7.0718e-05 | 0
| 7 | 5 | 15 | Shoulder | 7.8477e-05 | 7.2774e-05 | 0 |  | 7.8477e-05 | 7.2774e-05 | 0
| 8 | 5 | 15 | Shoulder | 8.5457e-05 | 7.6798e-05 | 0 |  | 8.5457e-05 | 7.6798e-05 | 0
| 9 | 5 | 15 | Shoulder | 9.2127e-05 | 8.2201e-05 | 0 |  | 9.2127e-05 | 8.2201e-05 | 0
| 10 | 5 | 15 | Shoulder | 9.6351e-05 | 8.8103e-05 | 0 |  | 9.6351e-05 | 8.8103e-05 | 0
| 11 | 5 | 15 | Shoulder | 9.7329e-05 | 9.2816e-05 | 0 |  | 9.7329e-05 | 9.2816e-05 | 0
| 12 | 5 | 15 | Shoulder | 9.724e-05 | 9.5762e-05 | 0 |  | 9.724e-05 | 9.5762e-05 | 0
| 13 | 5 | 15 | Shoulder | 9.6618e-05 | 9.6884e-05 | 0 |  | 9.6618e-05 | 9.6884e-05 | 0
| 14 | 5 | 15 | Shoulder | 9.5639e-05 | 9.6706e-05 | 0 |  | 9.5639e-05 | 9.6706e-05 | 0
| 15 | 5 | 15 | Shoulder | 9.5417e-05 | 9.6228e-05 | 0 |  | 9.5417e-05 | 9.6228e-05 | 0
| 16 | 5 | 15 | Shoulder | 9.644e-05 | 9.6028e-05 | 0 |  | 9.644e-05 | 9.6028e-05 | 0
| 17 | 5 | 15 | Shoulder | 9.8796e-05 | 9.6573e-05 | 0 |  | 9.8796e-05 | 9.6573e-05 | 0
| 18 | 5 | 15 | Shoulder | 0.00010178 | 9.8107e-05 | 0 |  | 0.00010178 | 9.8107e-05 | 0
| 19 | 5 | 15 | Shoulder | 0.00010262 | 9.9908e-05 | 0 |  | 0.00010262 | 9.9908e-05 | 0
| 20 | 5 | 15 | Shoulder | 0.00010075 | 0.00010099 | 0 |  | 0.00010075 | 0.00010099 | 0
| 21 | 5 | 15 | Shoulder | 9.9463e-05 | 0.00010115 | 0 |  | 9.9463e-05 | 0.00010115 | 0
| 22 | 5 | 15 | Shoulder | 9.9196e-05 | 0.00010051 | 0 |  | 9.9196e-05 | 0.00010051 | 0
| 23 | 5 | 15 | Shoulder | 9.1816e-05 | 9.7807e-05 | 0 |  | 9.1816e-05 | 9.7807e-05 | 0
| 24 | 5 | 15 | Shoulder | 8.3412e-05 | 9.3472e-05 | 0 |  | 8.3412e-05 | 9.3472e-05 | 0
| 1 | 5 | 16 | Shoulder | 7.6609e-05 | 8.7758e-05 | 0 |  | 7.6609e-05 | 8.7758e-05 | 0
| 2 | 5 | 16 | Shoulder | 7.2341e-05 | 8.1044e-05 | 0 |  | 7.2341e-05 | 8.1044e-05 | 0
| 3 | 5 | 16 | Shoulder | 6.9673e-05 | 7.5509e-05 | 0 |  | 6.9673e-05 | 7.5509e-05 | 0
| 4 | 5 | 16 | Shoulder | 6.8873e-05 | 7.1874e-05 | 0 |  | 6.8873e-05 | 7.1874e-05 | 0
| 5 | 5 | 16 | Shoulder | 6.9317e-05 | 7.0051e-05 | 0 |  | 6.9317e-05 | 7.0051e-05 | 0
| 6 | 5 | 16 | Shoulder | 7.074e-05 | 6.9651e-05 | 0 |  | 7.074e-05 | 6.9651e-05 | 0
| 7 | 5 | 16 | Shoulder | 7.4564e-05 | 7.0874e-05 | 0 |  | 7.4564e-05 | 7.0874e-05 | 0
| 8 | 5 | 16 | Shoulder | 8.0789e-05 | 7.3853e-05 | 0 |  | 8.0789e-05 | 7.3853e-05 | 0
| 9 | 5 | 16 | Shoulder | 8.8081e-05 | 7.8543e-05 | 0 |  | 8.8081e-05 | 7.8543e-05 | 0
| 10 | 5 | 16 | Shoulder | 9.3505e-05 | 8.4235e-05 | 0 |  | 9.3505e-05 | 8.4235e-05 | 0
| 11 | 5 | 16 | Shoulder | 9.6217e-05 | 8.9648e-05 | 0 |  | 9.6217e-05 | 8.9648e-05 | 0
| 12 | 5 | 16 | Shoulder | 9.684e-05 | 9.3661e-05 | 0 |  | 9.684e-05 | 9.3661e-05 | 0
| 13 | 5 | 16 | Shoulder | 9.7774e-05 | 9.6084e-05 | 0 |  | 9.7774e-05 | 9.6084e-05 | 0
| 14 | 5 | 16 | Shoulder | 9.7863e-05 | 9.7173e-05 | 0 |  | 9.7863e-05 | 9.7173e-05 | 0
| 15 | 5 | 16 | Shoulder | 9.8396e-05 | 9.7718e-05 | 0 |  | 9.8396e-05 | 9.7718e-05 | 0
| 16 | 5 | 16 | Shoulder | 0.00010022 | 9.8563e-05 | 0 |  | 0.00010022 | 9.8563e-05 | 0
| 17 | 5 | 16 | Shoulder | 0.00010391 | 0.0001001 | 0 |  | 0.00010391 | 0.0001001 | 0
| 18 | 5 | 16 | Shoulder | 0.00010831 | 0.00010271 | 0 |  | 0.00010831 | 0.00010271 | 0
| 19 | 5 | 16 | Shoulder | 0.00010924 | 0.00010542 | 0 |  | 0.00010924 | 0.00010542 | 0
| 20 | 5 | 16 | Shoulder | 0.00010871 | 0.00010754 | 0 |  | 0.00010871 | 0.00010754 | 0
| 21 | 5 | 16 | Shoulder | 0.0001068 | 0.00010827 | 0 |  | 0.0001068 | 0.00010827 | 0
| 22 | 5 | 16 | Shoulder | 0.00010471 | 0.00010737 | 0 |  | 0.00010471 | 0.00010737 | 0
| 23 | 5 | 16 | Shoulder | 9.4394e-05 | 0.00010365 | 0 |  | 9.4394e-05 | 0.00010365 | 0
| 24 | 5 | 16 | Shoulder | 8.3812e-05 | 9.7429e-05 | 0 |  | 8.3812e-05 | 9.7429e-05 | 0
| 1 | 5 | 17 | Shoulder | 7.5987e-05 | 8.9726e-05 | 0 |  | 7.5987e-05 | 8.9726e-05 | 0
| 2 | 5 | 17 | Shoulder | 7.1363e-05 | 8.1389e-05 | 0 |  | 7.1363e-05 | 8.1389e-05 | 0
| 3 | 5 | 17 | Shoulder | 6.9362e-05 | 7.5131e-05 | 0 |  | 6.9362e-05 | 7.5131e-05 | 0
| 4 | 5 | 17 | Shoulder | 6.8784e-05 | 7.1374e-05 | 0 |  | 6.8784e-05 | 7.1374e-05 | 0
| 5 | 5 | 17 | Shoulder | 7.1629e-05 | 7.0284e-05 | 0 |  | 7.1629e-05 | 7.0284e-05 | 0
| 6 | 5 | 17 | Shoulder | 7.8921e-05 | 7.2174e-05 | 0 |  | 7.8921e-05 | 7.2174e-05 | 0
| 7 | 5 | 17 | Shoulder | 8.8259e-05 | 7.6898e-05 | 0 |  | 8.8259e-05 | 7.6898e-05 | 0
| 8 | 5 | 17 | Shoulder | 9.8618e-05 | 8.4357e-05 | 0 |  | 9.8618e-05 | 8.4357e-05 | 0
| 9 | 5 | 17 | Shoulder | 0.00010431 | 9.2527e-05 | 0 |  | 0.00010431 | 9.2527e-05 | 0
| 10 | 5 | 17 | Shoulder | 0.00010729 | 9.9619e-05 | 0 |  | 0.00010729 | 9.9619e-05 | 0
| 11 | 5 | 17 | Shoulder | 0.00010844 | 0.00010467 | 0 |  | 0.00010844 | 0.00010467 | 0
| 12 | 5 | 17 | Shoulder | 0.00010947 | 0.00010738 | 0 |  | 0.00010947 | 0.00010738 | 0
| 13 | 5 | 17 | Shoulder | 0.00010942 | 0.00010866 | 0 |  | 0.00010942 | 0.00010866 | 0
| 14 | 5 | 17 | Shoulder | 0.0001068 | 0.00010853 | 0 |  | 0.0001068 | 0.00010853 | 0
| 15 | 5 | 17 | Shoulder | 0.00010578 | 0.00010787 | 0 |  | 0.00010578 | 0.00010787 | 0
| 16 | 5 | 17 | Shoulder | 0.00010507 | 0.00010677 | 0 |  | 0.00010507 | 0.00010677 | 0
| 17 | 5 | 17 | Shoulder | 0.0001068 | 0.00010611 | 0 |  | 0.0001068 | 0.00010611 | 0
| 18 | 5 | 17 | Shoulder | 0.00011053 | 0.00010704 | 0 |  | 0.00011053 | 0.00010704 | 0
| 19 | 5 | 17 | Shoulder | 0.00011089 | 0.00010832 | 0 |  | 0.00011089 | 0.00010832 | 0
| 20 | 5 | 17 | Shoulder | 0.00011049 | 0.00010968 | 0 |  | 0.00011049 | 0.00010968 | 0
| 21 | 5 | 17 | Shoulder | 0.00010836 | 0.00011007 | 0 |  | 0.00010836 | 0.00011007 | 0
| 22 | 5 | 17 | Shoulder | 0.00010467 | 0.0001086 | 0 |  | 0.00010467 | 0.0001086 | 0
| 23 | 5 | 17 | Shoulder | 9.4661e-05 | 0.00010454 | 0 |  | 9.4661e-05 | 0.00010454 | 0
| 24 | 5 | 17 | Shoulder | 8.5635e-05 | 9.8329e-05 | 0 |  | 8.5635e-05 | 9.8329e-05 | 0
| 1 | 5 | 18 | Shoulder | 7.8655e-05 | 9.0904e-05 | 0 |  | 7.8655e-05 | 9.0904e-05 | 0
| 2 | 5 | 18 | Shoulder | 7.5498e-05 | 8.3612e-05 | 0 |  | 7.5498e-05 | 8.3612e-05 | 0
| 3 | 5 | 18 | Shoulder | 7.4208e-05 | 7.8499e-05 | 0 |  | 7.4208e-05 | 7.8499e-05 | 0
| 4 | 5 | 18 | Shoulder | 7.5453e-05 | 7.5953e-05 | 0 |  | 7.5453e-05 | 7.5953e-05 | 0
| 5 | 5 | 18 | Shoulder | 7.9544e-05 | 7.6176e-05 | 0 |  | 7.9544e-05 | 7.6176e-05 | 0
| 6 | 5 | 18 | Shoulder | 8.8703e-05 | 7.9477e-05 | 0 |  | 8.8703e-05 | 7.9477e-05 | 0
| 7 | 5 | 18 | Shoulder | 0.00010124 | 8.6235e-05 | 0 |  | 0.00010124 | 8.6235e-05 | 0
| 8 | 5 | 18 | Shoulder | 0.00010956 | 9.4761e-05 | 0 |  | 0.00010956 | 9.4761e-05 | 0
| 9 | 5 | 18 | Shoulder | 0.00011222 | 0.00010293 | 0 |  | 0.00011222 | 0.00010293 | 0
| 10 | 5 | 18 | Shoulder | 0.00011249 | 0.00010888 | 0 |  | 0.00011249 | 0.00010888 | 0
| 11 | 5 | 18 | Shoulder | 0.00011071 | 0.00011125 | 0 |  | 0.00011071 | 0.00011125 | 0
| 12 | 5 | 18 | Shoulder | 0.00010969 | 0.00011128 | 0 |  | 0.00010969 | 0.00011128 | 0
| 13 | 5 | 18 | Shoulder | 0.00010836 | 0.00011031 | 0 |  | 0.00010836 | 0.00011031 | 0
| 14 | 5 | 18 | Shoulder | 0.00010667 | 0.00010886 | 0 |  | 0.00010667 | 0.00010886 | 0
| 15 | 5 | 18 | Shoulder | 0.00010467 | 0.00010734 | 0 |  | 0.00010467 | 0.00010734 | 0
| 16 | 5 | 18 | Shoulder | 0.00010329 | 0.00010574 | 0 |  | 0.00010329 | 0.00010574 | 0
| 17 | 5 | 18 | Shoulder | 0.00010444 | 0.00010477 | 0 |  | 0.00010444 | 0.00010477 | 0
| 18 | 5 | 18 | Shoulder | 0.00010702 | 0.00010485 | 0 |  | 0.00010702 | 0.00010485 | 0
| 19 | 5 | 18 | Shoulder | 0.0001084 | 0.00010579 | 0 |  | 0.0001084 | 0.00010579 | 0
| 20 | 5 | 18 | Shoulder | 0.00010716 | 0.00010676 | 0 |  | 0.00010716 | 0.00010676 | 0
| 21 | 5 | 18 | Shoulder | 0.00010813 | 0.00010768 | 0 |  | 0.00010813 | 0.00010768 | 0
| 22 | 5 | 18 | Shoulder | 0.00010635 | 0.00010751 | 0 |  | 0.00010635 | 0.00010751 | 0
| 23 | 5 | 18 | Shoulder | 9.7373e-05 | 0.00010475 | 0 |  | 9.7373e-05 | 0.00010475 | 0
| 24 | 5 | 18 | Shoulder | 8.7903e-05 | 9.9941e-05 | 0 |  | 8.7903e-05 | 9.9941e-05 | 0
| 1 | 5 | 19 | Shoulder | 8.1856e-05 | 9.3372e-05 | 0 |  | 8.1856e-05 | 9.3372e-05 | 0
| 2 | 5 | 19 | Shoulder | 7.8921e-05 | 8.6513e-05 | 0 |  | 7.8921e-05 | 8.6513e-05 | 0
| 3 | 5 | 19 | Shoulder | 7.7676e-05 | 8.1589e-05 | 0 |  | 7.7676e-05 | 8.1589e-05 | 0
| 4 | 5 | 19 | Shoulder | 7.861e-05 | 7.9266e-05 | 0 |  | 7.861e-05 | 7.9266e-05 | 0
| 5 | 5 | 19 | Shoulder | 8.3234e-05 | 7.9611e-05 | 0 |  | 8.3234e-05 | 7.9611e-05 | 0
| 6 | 5 | 19 | Shoulder | 9.2883e-05 | 8.3101e-05 | 0 |  | 9.2883e-05 | 8.3101e-05 | 0
| 7 | 5 | 19 | Shoulder | 0.00010462 | 8.9837e-05 | 0 |  | 0.00010462 | 8.9837e-05 | 0
| 8 | 5 | 19 | Shoulder | 0.00011342 | 9.8541e-05 | 0 |  | 0.00011342 | 9.8541e-05 | 0
| 9 | 5 | 19 | Shoulder | 0.00011649 | 0.00010686 | 0 |  | 0.00011649 | 0.00010686 | 0
| 10 | 5 | 19 | Shoulder | 0.00011623 | 0.00011269 | 0 |  | 0.00011623 | 0.00011269 | 0
| 11 | 5 | 19 | Shoulder | 0.00011551 | 0.00011541 | 0 |  | 0.00011551 | 0.00011541 | 0
| 12 | 5 | 19 | Shoulder | 0.00011449 | 0.00011568 | 0 |  | 0.00011449 | 0.00011568 | 0
| 13 | 5 | 19 | Shoulder | 0.00011262 | 0.00011471 | 0 |  | 0.00011262 | 0.00011471 | 0
| 14 | 5 | 19 | Shoulder | 0.00011009 | 0.00011318 | 0 |  | 0.00011009 | 0.00011318 | 0
| 15 | 5 | 19 | Shoulder | 0.0001076 | 0.0001112 | 0 |  | 0.0001076 | 0.0001112 | 0
| 16 | 5 | 19 | Shoulder | 0.00010493 | 0.00010881 | 0 |  | 0.00010493 | 0.00010881 | 0
| 17 | 5 | 19 | Shoulder | 0.00010529 | 0.00010698 | 0 |  | 0.00010529 | 0.00010698 | 0
| 18 | 5 | 19 | Shoulder | 0.00010751 | 0.00010633 | 0 |  | 0.00010751 | 0.00010633 | 0
| 19 | 5 | 19 | Shoulder | 0.00010827 | 0.0001065 | 0 |  | 0.00010827 | 0.0001065 | 0
| 20 | 5 | 19 | Shoulder | 0.00010809 | 0.00010729 | 0 |  | 0.00010809 | 0.00010729 | 0
| 21 | 5 | 19 | Shoulder | 0.00010876 | 0.00010816 | 0 |  | 0.00010876 | 0.00010816 | 0
| 22 | 5 | 19 | Shoulder | 0.00010778 | 0.00010822 | 0 |  | 0.00010778 | 0.00010822 | 0
| 23 | 5 | 19 | Shoulder | 9.9374e-05 | 0.000106 | 0 |  | 9.9374e-05 | 0.000106 | 0
| 24 | 5 | 19 | Shoulder | 9.0126e-05 | 0.00010151 | 0 |  | 9.0126e-05 | 0.00010151 | 0
| 1 | 5 | 20 | Shoulder | 8.3768e-05 | 9.5261e-05 | 0 |  | 8.3768e-05 | 9.5261e-05 | 0
| 2 | 5 | 20 | Shoulder | 8.0655e-05 | 8.8481e-05 | 0 |  | 8.0655e-05 | 8.8481e-05 | 0
| 3 | 5 | 20 | Shoulder | 7.9722e-05 | 8.3568e-05 | 0 |  | 7.9722e-05 | 8.3568e-05 | 0
| 4 | 5 | 20 | Shoulder | 8.0522e-05 | 8.1167e-05 | 0 |  | 8.0522e-05 | 8.1167e-05 | 0
| 5 | 5 | 20 | Shoulder | 8.5013e-05 | 8.1478e-05 | 0 |  | 8.5013e-05 | 8.1478e-05 | 0
| 6 | 5 | 20 | Shoulder | 9.5239e-05 | 8.5124e-05 | 0 |  | 9.5239e-05 | 8.5124e-05 | 0
| 7 | 5 | 20 | Shoulder | 0.00010804 | 9.2205e-05 | 0 |  | 0.00010804 | 9.2205e-05 | 0
| 8 | 5 | 20 | Shoulder | 0.00011707 | 0.00010134 | 0 |  | 0.00011707 | 0.00010134 | 0
| 9 | 5 | 20 | Shoulder | 0.00011929 | 0.00010991 | 0 |  | 0.00011929 | 0.00010991 | 0
| 10 | 5 | 20 | Shoulder | 0.00011898 | 0.00011585 | 0 |  | 0.00011898 | 0.00011585 | 0
| 11 | 5 | 20 | Shoulder | 0.00011774 | 0.00011827 | 0 |  | 0.00011774 | 0.00011827 | 0
| 12 | 5 | 20 | Shoulder | 0.00011578 | 0.00011795 | 0 |  | 0.00011578 | 0.00011795 | 0
| 13 | 5 | 20 | Shoulder | 0.00011338 | 0.00011647 | 0 |  | 0.00011338 | 0.00011647 | 0
| 14 | 5 | 20 | Shoulder | 0.00011031 | 0.0001143 | 0 |  | 0.00011031 | 0.0001143 | 0
| 15 | 5 | 20 | Shoulder | 0.00010676 | 0.00011156 | 0 |  | 0.00010676 | 0.00011156 | 0
| 16 | 5 | 20 | Shoulder | 0.00010529 | 0.00010893 | 0 |  | 0.00010529 | 0.00010893 | 0
| 17 | 5 | 20 | Shoulder | 0.00010573 | 0.00010702 | 0 |  | 0.00010573 | 0.00010702 | 0
| 18 | 5 | 20 | Shoulder | 0.00010747 | 0.00010631 | 0 |  | 0.00010747 | 0.00010631 | 0
| 19 | 5 | 20 | Shoulder | 0.00010689 | 0.00010634 | 0 |  | 0.00010689 | 0.00010634 | 0
| 20 | 5 | 20 | Shoulder | 0.00010604 | 0.00010653 | 0 |  | 0.00010604 | 0.00010653 | 0
| 21 | 5 | 20 | Shoulder | 0.00010631 | 0.00010668 | 0 |  | 0.00010631 | 0.00010668 | 0
| 22 | 5 | 20 | Shoulder | 0.000106 | 0.00010631 | 0 |  | 0.000106 | 0.00010631 | 0
| 23 | 5 | 20 | Shoulder | 9.7418e-05 | 0.00010394 | 0 |  | 9.7418e-05 | 0.00010394 | 0
| 24 | 5 | 20 | Shoulder | 8.7992e-05 | 9.943e-05 | 0 |  | 8.7992e-05 | 9.943e-05 | 0
| 1 | 5 | 21 | Shoulder | 8.1189e-05 | 9.3149e-05 | 0 |  | 8.1189e-05 | 9.3149e-05 | 0
| 2 | 5 | 21 | Shoulder | 7.8477e-05 | 8.6269e-05 | 0 |  | 7.8477e-05 | 8.6269e-05 | 0
| 3 | 5 | 21 | Shoulder | 7.7543e-05 | 8.13e-05 | 0 |  | 7.7543e-05 | 8.13e-05 | 0
| 4 | 5 | 21 | Shoulder | 7.861e-05 | 7.8955e-05 | 0 |  | 7.861e-05 | 7.8955e-05 | 0
| 5 | 5 | 21 | Shoulder | 8.3101e-05 | 7.9433e-05 | 0 |  | 8.3101e-05 | 7.9433e-05 | 0
| 6 | 5 | 21 | Shoulder | 9.1415e-05 | 8.2667e-05 | 0 |  | 9.1415e-05 | 8.2667e-05 | 0
| 7 | 5 | 21 | Shoulder | 0.0001032 | 8.9081e-05 | 0 |  | 0.0001032 | 8.9081e-05 | 0
| 8 | 5 | 21 | Shoulder | 0.0001124 | 9.7529e-05 | 0 |  | 0.0001124 | 9.7529e-05 | 0
| 9 | 5 | 21 | Shoulder | 0.00011609 | 0.00010578 | 0 |  | 0.00011609 | 0.00010578 | 0
| 10 | 5 | 21 | Shoulder | 0.00011676 | 0.00011211 | 0 |  | 0.00011676 | 0.00011211 | 0
| 11 | 5 | 21 | Shoulder | 0.00011516 | 0.0001151 | 0 |  | 0.00011516 | 0.0001151 | 0
| 12 | 5 | 21 | Shoulder | 0.00011342 | 0.00011536 | 0 |  | 0.00011342 | 0.00011536 | 0
| 13 | 5 | 21 | Shoulder | 0.00011111 | 0.00011411 | 0 |  | 0.00011111 | 0.00011411 | 0
| 14 | 5 | 21 | Shoulder | 0.00010738 | 0.00011177 | 0 |  | 0.00010738 | 0.00011177 | 0
| 15 | 5 | 21 | Shoulder | 0.00010324 | 0.00010879 | 0 |  | 0.00010324 | 0.00010879 | 0
| 16 | 5 | 21 | Shoulder | 0.00010164 | 0.00010584 | 0 |  | 0.00010164 | 0.00010584 | 0
| 17 | 5 | 21 | Shoulder | 0.00010258 | 0.00010371 | 0 |  | 0.00010258 | 0.00010371 | 0
| 18 | 5 | 21 | Shoulder | 0.00010422 | 0.00010292 | 0 |  | 0.00010422 | 0.00010292 | 0
| 19 | 5 | 21 | Shoulder | 0.00010351 | 0.00010299 | 0 |  | 0.00010351 | 0.00010299 | 0
| 20 | 5 | 21 | Shoulder | 0.00010235 | 0.00010316 | 0 |  | 0.00010235 | 0.00010316 | 0
| 21 | 5 | 21 | Shoulder | 0.00010222 | 0.00010308 | 0 |  | 0.00010222 | 0.00010308 | 0
| 22 | 5 | 21 | Shoulder | 0.00010258 | 0.00010266 | 0 |  | 0.00010258 | 0.00010266 | 0
| 23 | 5 | 21 | Shoulder | 9.5773e-05 | 0.00010073 | 0 |  | 9.5773e-05 | 0.00010073 | 0
| 24 | 5 | 21 | Shoulder | 8.7503e-05 | 9.7018e-05 | 0 |  | 8.7503e-05 | 9.7018e-05 | 0
| 1 | 5 | 22 | Shoulder | 8.1233e-05 | 9.1771e-05 | 0 |  | 8.1233e-05 | 9.1771e-05 | 0
| 2 | 5 | 22 | Shoulder | 7.7321e-05 | 8.5457e-05 | 0 |  | 7.7321e-05 | 8.5457e-05 | 0
| 3 | 5 | 22 | Shoulder | 7.5942e-05 | 8.05e-05 | 0 |  | 7.5942e-05 | 8.05e-05 | 0
| 4 | 5 | 22 | Shoulder | 7.5987e-05 | 7.7621e-05 | 0 |  | 7.5987e-05 | 7.7621e-05 | 0
| 5 | 5 | 22 | Shoulder | 7.7143e-05 | 7.6598e-05 | 0 |  | 7.7143e-05 | 7.6598e-05 | 0
| 6 | 5 | 22 | Shoulder | 8.0389e-05 | 7.7365e-05 | 0 |  | 8.0389e-05 | 7.7365e-05 | 0
| 7 | 5 | 22 | Shoulder | 8.6436e-05 | 7.9988e-05 | 0 |  | 8.6436e-05 | 7.9988e-05 | 0
| 8 | 5 | 22 | Shoulder | 9.3861e-05 | 8.4457e-05 | 0 |  | 9.3861e-05 | 8.4457e-05 | 0
| 9 | 5 | 22 | Shoulder | 0.00010138 | 9.0515e-05 | 0 |  | 0.00010138 | 9.0515e-05 | 0
| 10 | 5 | 22 | Shoulder | 0.000106 | 9.6918e-05 | 0 |  | 0.000106 | 9.6918e-05 | 0
| 11 | 5 | 22 | Shoulder | 0.00010742 | 0.00010216 | 0 |  | 0.00010742 | 0.00010216 | 0
| 12 | 5 | 22 | Shoulder | 0.0001064 | 0.0001053 | 0 |  | 0.0001064 | 0.0001053 | 0
| 13 | 5 | 22 | Shoulder | 0.00010435 | 0.00010604 | 0 |  | 0.00010435 | 0.00010604 | 0
| 14 | 5 | 22 | Shoulder | 0.00010053 | 0.00010468 | 0 |  | 0.00010053 | 0.00010468 | 0
| 15 | 5 | 22 | Shoulder | 9.6884e-05 | 0.00010204 | 0 |  | 9.6884e-05 | 0.00010204 | 0
| 16 | 5 | 22 | Shoulder | 9.5061e-05 | 9.9208e-05 | 0 |  | 9.5061e-05 | 9.9208e-05 | 0
| 17 | 5 | 22 | Shoulder | 9.5462e-05 | 9.6984e-05 | 0 |  | 9.5462e-05 | 9.6984e-05 | 0
| 18 | 5 | 22 | Shoulder | 9.8307e-05 | 9.6429e-05 | 0 |  | 9.8307e-05 | 9.6429e-05 | 0
| 19 | 5 | 22 | Shoulder | 9.8796e-05 | 9.6907e-05 | 0 |  | 9.8796e-05 | 9.6907e-05 | 0
| 20 | 5 | 22 | Shoulder | 9.8796e-05 | 9.784e-05 | 0 |  | 9.8796e-05 | 9.784e-05 | 0
| 21 | 5 | 22 | Shoulder | 9.9952e-05 | 9.8963e-05 | 0 |  | 9.9952e-05 | 9.8963e-05 | 0
| 22 | 5 | 22 | Shoulder | 9.8841e-05 | 9.9096e-05 | 0 |  | 9.8841e-05 | 9.9096e-05 | 0
| 23 | 5 | 22 | Shoulder | 9.2838e-05 | 9.7607e-05 | 0 |  | 9.2838e-05 | 9.7607e-05 | 0
| 24 | 5 | 22 | Shoulder | 8.4702e-05 | 9.4083e-05 | 0 |  | 8.4702e-05 | 9.4083e-05 | 0
| 1 | 5 | 23 | Shoulder | 7.8254e-05 | 8.8659e-05 | 0 |  | 7.8254e-05 | 8.8659e-05 | 0
| 2 | 5 | 23 | Shoulder | 7.492e-05 | 8.2678e-05 | 0 |  | 7.492e-05 | 8.2678e-05 | 0
| 3 | 5 | 23 | Shoulder | 7.2741e-05 | 7.7654e-05 | 0 |  | 7.2741e-05 | 7.7654e-05 | 0
| 4 | 5 | 23 | Shoulder | 7.2119e-05 | 7.4508e-05 | 0 |  | 7.2119e-05 | 7.4508e-05 | 0
| 5 | 5 | 23 | Shoulder | 7.2563e-05 | 7.3086e-05 | 0 |  | 7.2563e-05 | 7.3086e-05 | 0
| 6 | 5 | 23 | Shoulder | 7.4208e-05 | 7.2908e-05 | 0 |  | 7.4208e-05 | 7.2908e-05 | 0
| 7 | 5 | 23 | Shoulder | 7.8032e-05 | 7.4231e-05 | 0 |  | 7.8032e-05 | 7.4231e-05 | 0
| 8 | 5 | 23 | Shoulder | 8.439e-05 | 7.7298e-05 | 0 |  | 8.439e-05 | 7.7298e-05 | 0
| 9 | 5 | 23 | Shoulder | 9.2349e-05 | 8.2245e-05 | 0 |  | 9.2349e-05 | 8.2245e-05 | 0
| 10 | 5 | 23 | Shoulder | 9.804e-05 | 8.8203e-05 | 0 |  | 9.804e-05 | 8.8203e-05 | 0
| 11 | 5 | 23 | Shoulder | 0.00010146 | 9.4061e-05 | 0 |  | 0.00010146 | 9.4061e-05 | 0
| 12 | 5 | 23 | Shoulder | 0.00010355 | 9.8852e-05 | 0 |  | 0.00010355 | 9.8852e-05 | 0
| 13 | 5 | 23 | Shoulder | 0.00010364 | 0.00010168 | 0 |  | 0.00010364 | 0.00010168 | 0
| 14 | 5 | 23 | Shoulder | 0.00010191 | 0.00010264 | 0 |  | 0.00010191 | 0.00010264 | 0
| 15 | 5 | 23 | Shoulder | 9.9908e-05 | 0.00010225 | 0 |  | 9.9908e-05 | 0.00010225 | 0
| 16 | 5 | 23 | Shoulder | 9.933e-05 | 0.0001012 | 0 |  | 9.933e-05 | 0.0001012 | 0
| 17 | 5 | 23 | Shoulder | 0.00010106 | 0.00010055 | 0 |  | 0.00010106 | 0.00010055 | 0
| 18 | 5 | 23 | Shoulder | 0.00010427 | 0.00010114 | 0 |  | 0.00010427 | 0.00010114 | 0
| 19 | 5 | 23 | Shoulder | 0.00010573 | 0.0001026 | 0 |  | 0.00010573 | 0.0001026 | 0
| 20 | 5 | 23 | Shoulder | 0.00010511 | 0.00010404 | 0 |  | 0.00010511 | 0.00010404 | 0
| 21 | 5 | 23 | Shoulder | 0.00010582 | 0.00010523 | 0 |  | 0.00010582 | 0.00010523 | 0
| 22 | 5 | 23 | Shoulder | 0.00010342 | 0.00010502 | 0 |  | 0.00010342 | 0.00010502 | 0
| 23 | 5 | 23 | Shoulder | 9.4572e-05 | 0.00010223 | 0 |  | 9.4572e-05 | 0.00010223 | 0
| 24 | 5 | 23 | Shoulder | 8.5013e-05 | 9.7207e-05 | 0 |  | 8.5013e-05 | 9.7207e-05 | 0
| 1 | 5 | 24 | Shoulder | 7.8966e-05 | 9.0493e-05 | 0 |  | 7.8966e-05 | 9.0493e-05 | 0
| 2 | 5 | 24 | Shoulder | 7.5364e-05 | 8.3479e-05 | 0 |  | 7.5364e-05 | 8.3479e-05 | 0
| 3 | 5 | 24 | Shoulder | 7.3808e-05 | 7.8288e-05 | 0 |  | 7.3808e-05 | 7.8288e-05 | 0
| 4 | 5 | 24 | Shoulder | 7.4786e-05 | 7.5731e-05 | 0 |  | 7.4786e-05 | 7.5731e-05 | 0
| 5 | 5 | 24 | Shoulder | 7.861e-05 | 7.5642e-05 | 0 |  | 7.861e-05 | 7.5642e-05 | 0
| 6 | 5 | 24 | Shoulder | 8.7547e-05 | 7.8688e-05 | 0 |  | 8.7547e-05 | 7.8688e-05 | 0
| 7 | 5 | 24 | Shoulder | 9.8618e-05 | 8.489e-05 | 0 |  | 9.8618e-05 | 8.489e-05 | 0
| 8 | 5 | 24 | Shoulder | 0.00010818 | 9.3238e-05 | 0 |  | 0.00010818 | 9.3238e-05 | 0
| 9 | 5 | 24 | Shoulder | 0.00011294 | 0.00010182 | 0 |  | 0.00011294 | 0.00010182 | 0
| 10 | 5 | 24 | Shoulder | 0.00011422 | 0.00010849 | 0 |  | 0.00011422 | 0.00010849 | 0
| 11 | 5 | 24 | Shoulder | 0.00011511 | 0.00011261 | 0 |  | 0.00011511 | 0.00011261 | 0
| 12 | 5 | 24 | Shoulder | 0.00011507 | 0.00011434 | 0 |  | 0.00011507 | 0.00011434 | 0
| 13 | 5 | 24 | Shoulder | 0.0001148 | 0.0001148 | 0 |  | 0.0001148 | 0.0001148 | 0
| 14 | 5 | 24 | Shoulder | 0.00011231 | 0.00011432 | 0 |  | 0.00011231 | 0.00011432 | 0
| 15 | 5 | 24 | Shoulder | 0.00010996 | 0.00011304 | 0 |  | 0.00010996 | 0.00011304 | 0
| 16 | 5 | 24 | Shoulder | 0.00010858 | 0.00011141 | 0 |  | 0.00010858 | 0.00011141 | 0
| 17 | 5 | 24 | Shoulder | 0.00010889 | 0.00010993 | 0 |  | 0.00010889 | 0.00010993 | 0
| 18 | 5 | 24 | Shoulder | 0.00011089 | 0.00010958 | 0 |  | 0.00011089 | 0.00010958 | 0
| 19 | 5 | 24 | Shoulder | 0.00010969 | 0.00010951 | 0 |  | 0.00010969 | 0.00010951 | 0
| 20 | 5 | 24 | Shoulder | 0.00010787 | 0.00010933 | 0 |  | 0.00010787 | 0.00010933 | 0
| 21 | 5 | 24 | Shoulder | 0.00010698 | 0.00010886 | 0 |  | 0.00010698 | 0.00010886 | 0
| 22 | 5 | 24 | Shoulder | 0.00010502 | 0.00010739 | 0 |  | 0.00010502 | 0.00010739 | 0
| 23 | 5 | 24 | Shoulder | 9.5862e-05 | 0.00010393 | 0 |  | 9.5862e-05 | 0.00010393 | 0
| 24 | 5 | 24 | Shoulder | 8.5991e-05 | 9.8463e-05 | 0 |  | 8.5991e-05 | 9.8463e-05 | 0
| 1 | 5 | 25 | Shoulder | 7.9277e-05 | 9.1538e-05 | 0 |  | 7.9277e-05 | 9.1538e-05 | 0
| 2 | 5 | 25 | Shoulder | 7.5364e-05 | 8.4124e-05 | 0 |  | 7.5364e-05 | 8.4124e-05 | 0
| 3 | 5 | 25 | Shoulder | 7.3497e-05 | 7.8532e-05 | 0 |  | 7.3497e-05 | 7.8532e-05 | 0
| 4 | 5 | 25 | Shoulder | 7.3675e-05 | 7.5453e-05 | 0 |  | 7.3675e-05 | 7.5453e-05 | 0
| 5 | 5 | 25 | Shoulder | 7.7098e-05 | 7.4909e-05 | 0 |  | 7.7098e-05 | 7.4909e-05 | 0
| 6 | 5 | 25 | Shoulder | 8.5057e-05 | 7.7332e-05 | 0 |  | 8.5057e-05 | 7.7332e-05 | 0
| 7 | 5 | 25 | Shoulder | 9.5373e-05 | 8.2801e-05 | 0 |  | 9.5373e-05 | 8.2801e-05 | 0
| 8 | 5 | 25 | Shoulder | 0.00010498 | 9.0626e-05 | 0 |  | 0.00010498 | 9.0626e-05 | 0
| 9 | 5 | 25 | Shoulder | 0.00010827 | 9.8418e-05 | 0 |  | 0.00010827 | 9.8418e-05 | 0
| 10 | 5 | 25 | Shoulder | 0.00010924 | 0.00010447 | 0 |  | 0.00010924 | 0.00010447 | 0
| 11 | 5 | 25 | Shoulder | 0.00010947 | 0.00010799 | 0 |  | 0.00010947 | 0.00010799 | 0
| 12 | 5 | 25 | Shoulder | 0.0001088 | 0.00010894 | 0 |  | 0.0001088 | 0.00010894 | 0
| 13 | 5 | 25 | Shoulder | 0.0001084 | 0.00010898 | 0 |  | 0.0001084 | 0.00010898 | 0
| 14 | 5 | 25 | Shoulder | 0.00010689 | 0.00010839 | 0 |  | 0.00010689 | 0.00010839 | 0
| 15 | 5 | 25 | Shoulder | 0.00010498 | 0.00010727 | 0 |  | 0.00010498 | 0.00010727 | 0
| 16 | 5 | 25 | Shoulder | 0.00010431 | 0.00010614 | 0 |  | 0.00010431 | 0.00010614 | 0
| 17 | 5 | 25 | Shoulder | 0.00010502 | 0.0001053 | 0 |  | 0.00010502 | 0.0001053 | 0
| 18 | 5 | 25 | Shoulder | 0.00010747 | 0.00010544 | 0 |  | 0.00010747 | 0.00010544 | 0
| 19 | 5 | 25 | Shoulder | 0.00010738 | 0.00010604 | 0 |  | 0.00010738 | 0.00010604 | 0
| 20 | 5 | 25 | Shoulder | 0.00010644 | 0.00010658 | 0 |  | 0.00010644 | 0.00010658 | 0
| 21 | 5 | 25 | Shoulder | 0.00010547 | 0.00010669 | 0 |  | 0.00010547 | 0.00010669 | 0
| 22 | 5 | 25 | Shoulder | 0.00010431 | 0.0001059 | 0 |  | 0.00010431 | 0.0001059 | 0
| 23 | 5 | 25 | Shoulder | 9.5328e-05 | 0.00010289 | 0 |  | 9.5328e-05 | 0.00010289 | 0
| 24 | 5 | 25 | Shoulder | 8.5991e-05 | 9.7774e-05 | 0 |  | 8.5991e-05 | 9.7774e-05 | 0
| 1 | 5 | 26 | Shoulder | 7.8388e-05 | 9.1004e-05 | 0 |  | 7.8388e-05 | 9.1004e-05 | 0
| 2 | 5 | 26 | Shoulder | 7.5364e-05 | 8.3768e-05 | 0 |  | 7.5364e-05 | 8.3768e-05 | 0
| 3 | 5 | 26 | Shoulder | 7.3364e-05 | 7.8277e-05 | 0 |  | 7.3364e-05 | 7.8277e-05 | 0
| 4 | 5 | 26 | Shoulder | 7.4208e-05 | 7.5331e-05 | 0 |  | 7.4208e-05 | 7.5331e-05 | 0
| 5 | 5 | 26 | Shoulder | 7.7143e-05 | 7.502e-05 | 0 |  | 7.7143e-05 | 7.502e-05 | 0
| 6 | 5 | 26 | Shoulder | 8.5546e-05 | 7.7565e-05 | 0 |  | 8.5546e-05 | 7.7565e-05 | 0
| 7 | 5 | 26 | Shoulder | 9.6084e-05 | 8.3245e-05 | 0 |  | 9.6084e-05 | 8.3245e-05 | 0
| 8 | 5 | 26 | Shoulder | 0.00010484 | 9.0904e-05 | 0 |  | 0.00010484 | 9.0904e-05 | 0
| 9 | 5 | 26 | Shoulder | 0.00010862 | 9.8774e-05 | 0 |  | 0.00010862 | 9.8774e-05 | 0
| 10 | 5 | 26 | Shoulder | 0.00010889 | 0.00010461 | 0 |  | 0.00010889 | 0.00010461 | 0
| 11 | 5 | 26 | Shoulder | 0.00010867 | 0.00010776 | 0 |  | 0.00010867 | 0.00010776 | 0
| 12 | 5 | 26 | Shoulder | 0.00010831 | 0.00010862 | 0 |  | 0.00010831 | 0.00010862 | 0
| 13 | 5 | 26 | Shoulder | 0.00010733 | 0.0001083 | 0 |  | 0.00010733 | 0.0001083 | 0
| 14 | 5 | 26 | Shoulder | 0.00010462 | 0.00010723 | 0 |  | 0.00010462 | 0.00010723 | 0
| 15 | 5 | 26 | Shoulder | 0.00010373 | 0.000106 | 0 |  | 0.00010373 | 0.000106 | 0
| 16 | 5 | 26 | Shoulder | 0.00010342 | 0.00010478 | 0 |  | 0.00010342 | 0.00010478 | 0
| 17 | 5 | 26 | Shoulder | 0.00010404 | 0.00010395 | 0 |  | 0.00010404 | 0.00010395 | 0
| 18 | 5 | 26 | Shoulder | 0.00010511 | 0.00010408 | 0 |  | 0.00010511 | 0.00010408 | 0
| 19 | 5 | 26 | Shoulder | 0.00010511 | 0.00010442 | 0 |  | 0.00010511 | 0.00010442 | 0
| 20 | 5 | 26 | Shoulder | 0.00010422 | 0.00010462 | 0 |  | 0.00010422 | 0.00010462 | 0
| 21 | 5 | 26 | Shoulder | 0.00010484 | 0.00010482 | 0 |  | 0.00010484 | 0.00010482 | 0
| 22 | 5 | 26 | Shoulder | 0.00010391 | 0.00010452 | 0 |  | 0.00010391 | 0.00010452 | 0
| 23 | 5 | 26 | Shoulder | 9.4972e-05 | 0.00010199 | 0 |  | 9.4972e-05 | 0.00010199 | 0
| 24 | 5 | 26 | Shoulder | 8.4746e-05 | 9.7118e-05 | 0 |  | 8.4746e-05 | 9.7118e-05 | 0
| 1 | 5 | 27 | Shoulder | 7.7676e-05 | 9.0326e-05 | 0 |  | 7.7676e-05 | 9.0326e-05 | 0
| 2 | 5 | 27 | Shoulder | 7.4119e-05 | 8.2879e-05 | 0 |  | 7.4119e-05 | 8.2879e-05 | 0
| 3 | 5 | 27 | Shoulder | 7.2252e-05 | 7.7198e-05 | 0 |  | 7.2252e-05 | 7.7198e-05 | 0
| 4 | 5 | 27 | Shoulder | 7.2341e-05 | 7.4097e-05 | 0 |  | 7.2341e-05 | 7.4097e-05 | 0
| 5 | 5 | 27 | Shoulder | 7.5676e-05 | 7.3597e-05 | 0 |  | 7.5676e-05 | 7.3597e-05 | 0
| 6 | 5 | 27 | Shoulder | 8.359e-05 | 7.5965e-05 | 0 |  | 8.359e-05 | 7.5965e-05 | 0
| 7 | 5 | 27 | Shoulder | 9.4528e-05 | 8.1534e-05 | 0 |  | 9.4528e-05 | 8.1534e-05 | 0
| 8 | 5 | 27 | Shoulder | 0.00010569 | 8.987e-05 | 0 |  | 0.00010569 | 8.987e-05 | 0
| 9 | 5 | 27 | Shoulder | 0.00011013 | 9.8485e-05 | 0 |  | 0.00011013 | 9.8485e-05 | 0
| 10 | 5 | 27 | Shoulder | 0.00011045 | 0.0001052 | 0 |  | 0.00011045 | 0.0001052 | 0
| 11 | 5 | 27 | Shoulder | 0.00011022 | 0.00010912 | 0 |  | 0.00011022 | 0.00010912 | 0
| 12 | 5 | 27 | Shoulder | 0.00011027 | 0.00011027 | 0 |  | 0.00011027 | 0.00011027 | 0
| 13 | 5 | 27 | Shoulder | 0.00010996 | 0.00011022 | 0 |  | 0.00010996 | 0.00011022 | 0
| 14 | 5 | 27 | Shoulder | 0.00010809 | 0.00010963 | 0 |  | 0.00010809 | 0.00010963 | 0
| 15 | 5 | 27 | Shoulder | 0.00010653 | 0.00010871 | 0 |  | 0.00010653 | 0.00010871 | 0
| 16 | 5 | 27 | Shoulder | 0.00010573 | 0.00010758 | 0 |  | 0.00010573 | 0.00010758 | 0
| 17 | 5 | 27 | Shoulder | 0.00010627 | 0.00010666 | 0 |  | 0.00010627 | 0.00010666 | 0
| 18 | 5 | 27 | Shoulder | 0.00010804 | 0.00010664 | 0 |  | 0.00010804 | 0.00010664 | 0
| 19 | 5 | 27 | Shoulder | 0.00010898 | 0.00010726 | 0 |  | 0.00010898 | 0.00010726 | 0
| 20 | 5 | 27 | Shoulder | 0.00010876 | 0.00010801 | 0 |  | 0.00010876 | 0.00010801 | 0
| 21 | 5 | 27 | Shoulder | 0.00010867 | 0.00010861 | 0 |  | 0.00010867 | 0.00010861 | 0
| 22 | 5 | 27 | Shoulder | 0.00010693 | 0.00010833 | 0 |  | 0.00010693 | 0.00010833 | 0
| 23 | 5 | 27 | Shoulder | 9.8174e-05 | 0.00010563 | 0 |  | 9.8174e-05 | 0.00010563 | 0
| 24 | 5 | 27 | Shoulder | 8.9148e-05 | 0.00010073 | 0 |  | 8.9148e-05 | 0.00010073 | 0
| 1 | 5 | 28 | Shoulder | 8.1856e-05 | 9.4028e-05 | 0 |  | 8.1856e-05 | 9.4028e-05 | 0
| 2 | 5 | 28 | Shoulder | 7.8388e-05 | 8.6891e-05 | 0 |  | 7.8388e-05 | 8.6891e-05 | 0
| 3 | 5 | 28 | Shoulder | 7.6209e-05 | 8.14e-05 | 0 |  | 7.6209e-05 | 8.14e-05 | 0
| 4 | 5 | 28 | Shoulder | 7.6832e-05 | 7.8321e-05 | 0 |  | 7.6832e-05 | 7.8321e-05 | 0
| 5 | 5 | 28 | Shoulder | 8.0077e-05 | 7.7876e-05 | 0 |  | 8.0077e-05 | 7.7876e-05 | 0
| 6 | 5 | 28 | Shoulder | 8.7681e-05 | 8.02e-05 | 0 |  | 8.7681e-05 | 8.02e-05 | 0
| 7 | 5 | 28 | Shoulder | 9.7818e-05 | 8.5602e-05 | 0 |  | 9.7818e-05 | 8.5602e-05 | 0
| 8 | 5 | 28 | Shoulder | 0.00010653 | 9.3027e-05 | 0 |  | 0.00010653 | 9.3027e-05 | 0
| 9 | 5 | 28 | Shoulder | 0.00011107 | 0.00010077 | 0 |  | 0.00011107 | 0.00010077 | 0
| 10 | 5 | 28 | Shoulder | 0.00011138 | 0.0001067 | 0 |  | 0.00011138 | 0.0001067 | 0
| 11 | 5 | 28 | Shoulder | 0.00011093 | 0.00010998 | 0 |  | 0.00011093 | 0.00010998 | 0
| 12 | 5 | 28 | Shoulder | 0.00011009 | 0.00011087 | 0 |  | 0.00011009 | 0.00011087 | 0
| 13 | 5 | 28 | Shoulder | 0.00010787 | 0.00011007 | 0 |  | 0.00010787 | 0.00011007 | 0
| 14 | 5 | 28 | Shoulder | 0.00010511 | 0.0001085 | 0 |  | 0.00010511 | 0.0001085 | 0
| 15 | 5 | 28 | Shoulder | 0.00010195 | 0.00010625 | 0 |  | 0.00010195 | 0.00010625 | 0
| 16 | 5 | 28 | Shoulder | 0.00010066 | 0.0001039 | 0 |  | 0.00010066 | 0.0001039 | 0
| 17 | 5 | 28 | Shoulder | 0.00010035 | 0.00010202 | 0 |  | 0.00010035 | 0.00010202 | 0
| 18 | 5 | 28 | Shoulder | 0.0001012 | 0.00010104 | 0 |  | 0.0001012 | 0.00010104 | 0
| 19 | 5 | 28 | Shoulder | 0.00010062 | 0.00010071 | 0 |  | 0.00010062 | 0.00010071 | 0
| 20 | 5 | 28 | Shoulder | 9.9463e-05 | 0.00010041 | 0 |  | 9.9463e-05 | 0.00010041 | 0
| 21 | 5 | 28 | Shoulder | 9.8441e-05 | 9.993e-05 | 0 |  | 9.8441e-05 | 9.993e-05 | 0
| 22 | 5 | 28 | Shoulder | 9.9552e-05 | 9.9519e-05 | 0 |  | 9.9552e-05 | 9.9519e-05 | 0
| 23 | 5 | 28 | Shoulder | 9.3994e-05 | 9.7863e-05 | 0 |  | 9.3994e-05 | 9.7863e-05 | 0
| 24 | 5 | 28 | Shoulder | 8.6124e-05 | 9.4528e-05 | 0 |  | 8.6124e-05 | 9.4528e-05 | 0
| 1 | 5 | 29 | Shoulder | 7.9588e-05 | 8.9815e-05 | 0 |  | 7.9588e-05 | 8.9815e-05 | 0
| 2 | 5 | 29 | Shoulder | 7.6343e-05 | 8.4012e-05 | 0 |  | 7.6343e-05 | 8.4012e-05 | 0
| 3 | 5 | 29 | Shoulder | 7.4564e-05 | 7.9155e-05 | 0 |  | 7.4564e-05 | 7.9155e-05 | 0
| 4 | 5 | 29 | Shoulder | 7.4964e-05 | 7.6365e-05 | 0 |  | 7.4964e-05 | 7.6365e-05 | 0
| 5 | 5 | 29 | Shoulder | 7.6965e-05 | 7.5709e-05 | 0 |  | 7.6965e-05 | 7.5709e-05 | 0
| 6 | 5 | 29 | Shoulder | 8.0211e-05 | 7.6676e-05 | 0 |  | 8.0211e-05 | 7.6676e-05 | 0
| 7 | 5 | 29 | Shoulder | 8.5502e-05 | 7.941e-05 | 0 |  | 8.5502e-05 | 7.941e-05 | 0
| 8 | 5 | 29 | Shoulder | 9.1193e-05 | 8.3468e-05 | 0 |  | 9.1193e-05 | 8.3468e-05 | 0
| 9 | 5 | 29 | Shoulder | 9.5639e-05 | 8.8136e-05 | 0 |  | 9.5639e-05 | 8.8136e-05 | 0
| 10 | 5 | 29 | Shoulder | 9.6484e-05 | 9.2205e-05 | 0 |  | 9.6484e-05 | 9.2205e-05 | 0
| 11 | 5 | 29 | Shoulder | 9.6306e-05 | 9.4906e-05 | 0 |  | 9.6306e-05 | 9.4906e-05 | 0
| 12 | 5 | 29 | Shoulder | 9.4928e-05 | 9.5839e-05 | 0 |  | 9.4928e-05 | 9.5839e-05 | 0
| 13 | 5 | 29 | Shoulder | 9.355e-05 | 9.5317e-05 | 0 |  | 9.355e-05 | 9.5317e-05 | 0
| 14 | 5 | 29 | Shoulder | 9.1682e-05 | 9.4117e-05 | 0 |  | 9.1682e-05 | 9.4117e-05 | 0
| 15 | 5 | 29 | Shoulder | 9.0882e-05 | 9.276e-05 | 0 |  | 9.0882e-05 | 9.276e-05 | 0
| 16 | 5 | 29 | Shoulder | 9.1149e-05 | 9.1816e-05 | 0 |  | 9.1149e-05 | 9.1816e-05 | 0
| 17 | 5 | 29 | Shoulder | 9.2571e-05 | 9.1571e-05 | 0 |  | 9.2571e-05 | 9.1571e-05 | 0
| 18 | 5 | 29 | Shoulder | 9.5595e-05 | 9.2549e-05 | 0 |  | 9.5595e-05 | 9.2549e-05 | 0
| 19 | 5 | 29 | Shoulder | 9.6484e-05 | 9.395e-05 | 0 |  | 9.6484e-05 | 9.395e-05 | 0
| 20 | 5 | 29 | Shoulder | 9.5951e-05 | 9.515e-05 | 0 |  | 9.5951e-05 | 9.515e-05 | 0
| 21 | 5 | 29 | Shoulder | 9.395e-05 | 9.5495e-05 | 0 |  | 9.395e-05 | 9.5495e-05 | 0
| 22 | 5 | 29 | Shoulder | 9.4928e-05 | 9.5328e-05 | 0 |  | 9.4928e-05 | 9.5328e-05 | 0
| 23 | 5 | 29 | Shoulder | 8.9904e-05 | 9.3683e-05 | 0 |  | 8.9904e-05 | 9.3683e-05 | 0
| 24 | 5 | 29 | Shoulder | 8.2078e-05 | 9.0215e-05 | 0 |  | 8.2078e-05 | 9.0215e-05 | 0
| 1 | 5 | 30 | Shoulder | 7.5275e-05 | 8.5546e-05 | 0 |  | 7.5275e-05 | 8.5546e-05 | 0
| 2 | 5 | 30 | Shoulder | 7.1185e-05 | 7.9611e-05 | 0 |  | 7.1185e-05 | 7.9611e-05 | 0
| 3 | 5 | 30 | Shoulder | 6.8695e-05 | 7.4308e-05 | 0 |  | 6.8695e-05 | 7.4308e-05 | 0
| 4 | 5 | 30 | Shoulder | 6.825e-05 | 7.0851e-05 | 0 |  | 6.825e-05 | 7.0851e-05 | 0
| 5 | 5 | 30 | Shoulder | 6.9095e-05 | 6.9306e-05 | 0 |  | 6.9095e-05 | 6.9306e-05 | 0
| 6 | 5 | 30 | Shoulder | 7.0296e-05 | 6.9084e-05 | 0 |  | 7.0296e-05 | 6.9084e-05 | 0
| 7 | 5 | 30 | Shoulder | 7.3986e-05 | 7.0407e-05 | 0 |  | 7.3986e-05 | 7.0407e-05 | 0
| 8 | 5 | 30 | Shoulder | 7.9811e-05 | 7.3297e-05 | 0 |  | 7.9811e-05 | 7.3297e-05 | 0
| 9 | 5 | 30 | Shoulder | 8.5591e-05 | 7.7421e-05 | 0 |  | 8.5591e-05 | 7.7421e-05 | 0
| 10 | 5 | 30 | Shoulder | 9.0082e-05 | 8.2367e-05 | 0 |  | 9.0082e-05 | 8.2367e-05 | 0
| 11 | 5 | 30 | Shoulder | 9.1326e-05 | 8.6702e-05 | 0 |  | 9.1326e-05 | 8.6702e-05 | 0
| 12 | 5 | 30 | Shoulder | 9.355e-05 | 9.0137e-05 | 0 |  | 9.355e-05 | 9.0137e-05 | 0
| 13 | 5 | 30 | Shoulder | 9.3816e-05 | 9.2194e-05 | 0 |  | 9.3816e-05 | 9.2194e-05 | 0
| 14 | 5 | 30 | Shoulder | 9.2927e-05 | 9.2905e-05 | 0 |  | 9.2927e-05 | 9.2905e-05 | 0
| 15 | 5 | 30 | Shoulder | 9.1638e-05 | 9.2983e-05 | 0 |  | 9.1638e-05 | 9.2983e-05 | 0
| 16 | 5 | 30 | Shoulder | 9.2038e-05 | 9.2605e-05 | 0 |  | 9.2038e-05 | 9.2605e-05 | 0
| 17 | 5 | 30 | Shoulder | 9.3372e-05 | 9.2494e-05 | 0 |  | 9.3372e-05 | 9.2494e-05 | 0
| 18 | 5 | 30 | Shoulder | 9.5951e-05 | 9.3249e-05 | 0 |  | 9.5951e-05 | 9.3249e-05 | 0
| 19 | 5 | 30 | Shoulder | 9.6706e-05 | 9.4517e-05 | 0 |  | 9.6706e-05 | 9.4517e-05 | 0
| 20 | 5 | 30 | Shoulder | 9.6306e-05 | 9.5584e-05 | 0 |  | 9.6306e-05 | 9.5584e-05 | 0
| 21 | 5 | 30 | Shoulder | 9.5106e-05 | 9.6017e-05 | 0 |  | 9.5106e-05 | 9.6017e-05 | 0
| 22 | 5 | 30 | Shoulder | 9.5506e-05 | 9.5906e-05 | 0 |  | 9.5506e-05 | 9.5906e-05 | 0
| 23 | 5 | 30 | Shoulder | 9.0037e-05 | 9.4239e-05 | 0 |  | 9.0037e-05 | 9.4239e-05 | 0
| 24 | 5 | 30 | Shoulder | 8.1634e-05 | 9.0571e-05 | 0 |  | 8.1634e-05 | 9.0571e-05 | 0
| 1 | 5 | 31 | Shoulder | 7.532e-05 | 8.5624e-05 | 0 |  | 7.532e-05 | 8.5624e-05 | 0
| 2 | 5 | 31 | Shoulder | 7.0607e-05 | 7.9399e-05 | 0 |  | 7.0607e-05 | 7.9399e-05 | 0
| 3 | 5 | 31 | Shoulder | 6.8161e-05 | 7.393e-05 | 0 |  | 6.8161e-05 | 7.393e-05 | 0
| 4 | 5 | 31 | Shoulder | 6.7539e-05 | 7.0407e-05 | 0 |  | 6.7539e-05 | 7.0407e-05 | 0
| 5 | 5 | 31 | Shoulder | 6.8695e-05 | 6.8751e-05 | 0 |  | 6.8695e-05 | 6.8751e-05 | 0
| 6 | 5 | 31 | Shoulder | 7.0562e-05 | 6.8739e-05 | 0 |  | 7.0562e-05 | 6.8739e-05 | 0
| 7 | 5 | 31 | Shoulder | 7.5187e-05 | 7.0496e-05 | 0 |  | 7.5187e-05 | 7.0496e-05 | 0
| 8 | 5 | 31 | Shoulder | 8.0744e-05 | 7.3797e-05 | 0 |  | 8.0744e-05 | 7.3797e-05 | 0
| 9 | 5 | 31 | Shoulder | 8.6658e-05 | 7.8288e-05 | 0 |  | 8.6658e-05 | 7.8288e-05 | 0
| 10 | 5 | 31 | Shoulder | 9.1993e-05 | 8.3646e-05 | 0 |  | 9.1993e-05 | 8.3646e-05 | 0
| 11 | 5 | 31 | Shoulder | 9.6929e-05 | 8.9081e-05 | 0 |  | 9.6929e-05 | 8.9081e-05 | 0
| 12 | 5 | 31 | Shoulder | 9.973e-05 | 9.3828e-05 | 0 |  | 9.973e-05 | 9.3828e-05 | 0
| 13 | 5 | 31 | Shoulder | 0.00010115 | 9.7451e-05 | 0 |  | 0.00010115 | 9.7451e-05 | 0
| 14 | 5 | 31 | Shoulder | 0.00010155 | 9.9841e-05 | 0 |  | 0.00010155 | 9.9841e-05 | 0
| 15 | 5 | 31 | Shoulder | 0.00010275 | 0.0001013 | 0 |  | 0.00010275 | 0.0001013 | 0
| 16 | 5 | 31 | Shoulder | 0.00010467 | 0.00010253 | 0 |  | 0.00010467 | 0.00010253 | 0
| 17 | 5 | 31 | Shoulder | 0.00010804 | 0.00010425 | 0 |  | 0.00010804 | 0.00010425 | 0
| 18 | 5 | 31 | Shoulder | 0.00011142 | 0.00010672 | 0 |  | 0.00011142 | 0.00010672 | 0
| 19 | 5 | 31 | Shoulder | 0.00011165 | 0.00010894 | 0 |  | 0.00011165 | 0.00010894 | 0
| 20 | 5 | 31 | Shoulder | 0.00010969 | 0.0001102 | 0 |  | 0.00010969 | 0.0001102 | 0
| 21 | 5 | 31 | Shoulder | 0.00010738 | 0.00011003 | 0 |  | 0.00010738 | 0.00011003 | 0
| 22 | 5 | 31 | Shoulder | 0.00010631 | 0.00010876 | 0 |  | 0.00010631 | 0.00010876 | 0
| 23 | 5 | 31 | Shoulder | 9.6929e-05 | 0.00010508 | 0 |  | 9.6929e-05 | 0.00010508 | 0
| 24 | 5 | 31 | Shoulder | 8.6035e-05 | 9.9163e-05 | 0 |  | 8.6035e-05 | 9.9163e-05 | 0
| 1 | 6 | 1 | Shoulder | 7.7098e-05 | 9.1593e-05 | 0 |  | 7.7098e-05 | 9.1593e-05 | 0
| 2 | 6 | 1 | Shoulder | 7.2163e-05 | 8.3056e-05 | 0 |  | 7.2163e-05 | 8.3056e-05 | 0
| 3 | 6 | 1 | Shoulder | 6.8962e-05 | 7.6065e-05 | 0 |  | 6.8962e-05 | 7.6065e-05 | 0
| 4 | 6 | 1 | Shoulder | 6.8517e-05 | 7.1685e-05 | 0 |  | 6.8517e-05 | 7.1685e-05 | 0
| 5 | 6 | 1 | Shoulder | 7.0829e-05 | 7.0118e-05 | 0 |  | 7.0829e-05 | 7.0118e-05 | 0
| 6 | 6 | 1 | Shoulder | 7.612e-05 | 7.1107e-05 | 0 |  | 7.612e-05 | 7.1107e-05 | 0
| 7 | 6 | 1 | Shoulder | 8.528e-05 | 7.5187e-05 | 0 |  | 8.528e-05 | 7.5187e-05 | 0
| 8 | 6 | 1 | Shoulder | 9.5195e-05 | 8.1856e-05 | 0 |  | 9.5195e-05 | 8.1856e-05 | 0
| 9 | 6 | 1 | Shoulder | 0.00010155 | 8.9537e-05 | 0 |  | 0.00010155 | 8.9537e-05 | 0
| 10 | 6 | 1 | Shoulder | 0.00010627 | 9.7073e-05 | 0 |  | 0.00010627 | 9.7073e-05 | 0
| 11 | 6 | 1 | Shoulder | 0.00011 | 0.00010325 | 0 |  | 0.00011 | 0.00010325 | 0
| 12 | 6 | 1 | Shoulder | 0.00011409 | 0.00010798 | 0 |  | 0.00011409 | 0.00010798 | 0
| 13 | 6 | 1 | Shoulder | 0.00011783 | 0.00011205 | 0 |  | 0.00011783 | 0.00011205 | 0
| 14 | 6 | 1 | Shoulder | 0.00012085 | 0.00011569 | 0 |  | 0.00012085 | 0.00011569 | 0
| 15 | 6 | 1 | Shoulder | 0.00012281 | 0.00011889 | 0 |  | 0.00012281 | 0.00011889 | 0
| 16 | 6 | 1 | Shoulder | 0.00012601 | 0.00012187 | 0 |  | 0.00012601 | 0.00012187 | 0
| 17 | 6 | 1 | Shoulder | 0.00012925 | 0.00012473 | 0 |  | 0.00012925 | 0.00012473 | 0
| 18 | 6 | 1 | Shoulder | 0.00013179 | 0.00012746 | 0 |  | 0.00013179 | 0.00012746 | 0
| 19 | 6 | 1 | Shoulder | 0.00013112 | 0.00012954 | 0 |  | 0.00013112 | 0.00012954 | 0
| 20 | 6 | 1 | Shoulder | 0.00012939 | 0.00013039 | 0 |  | 0.00012939 | 0.00013039 | 0
| 21 | 6 | 1 | Shoulder | 0.00012498 | 0.00012932 | 0 |  | 0.00012498 | 0.00012932 | 0
| 22 | 6 | 1 | Shoulder | 0.00012098 | 0.00012662 | 0 |  | 0.00012098 | 0.00012662 | 0
| 23 | 6 | 1 | Shoulder | 0.00010924 | 0.00012115 | 0 |  | 0.00010924 | 0.00012115 | 0
| 24 | 6 | 1 | Shoulder | 9.6306e-05 | 0.00011288 | 0 |  | 9.6306e-05 | 0.00011288 | 0
| 1 | 6 | 2 | Shoulder | 8.608e-05 | 0.00010315 | 0 |  | 8.608e-05 | 0.00010315 | 0
| 2 | 6 | 2 | Shoulder | 8.0166e-05 | 9.2949e-05 | 0 |  | 8.0166e-05 | 9.2949e-05 | 0
| 3 | 6 | 2 | Shoulder | 7.5987e-05 | 8.4635e-05 | 0 |  | 7.5987e-05 | 8.4635e-05 | 0
| 4 | 6 | 2 | Shoulder | 7.4697e-05 | 7.9233e-05 | 0 |  | 7.4697e-05 | 7.9233e-05 | 0
| 5 | 6 | 2 | Shoulder | 7.6209e-05 | 7.6765e-05 | 0 |  | 7.6209e-05 | 7.6765e-05 | 0
| 6 | 6 | 2 | Shoulder | 7.9766e-05 | 7.6665e-05 | 0 |  | 7.9766e-05 | 7.6665e-05 | 0
| 7 | 6 | 2 | Shoulder | 8.9859e-05 | 8.0133e-05 | 0 |  | 8.9859e-05 | 8.0133e-05 | 0
| 8 | 6 | 2 | Shoulder | 9.933e-05 | 8.6291e-05 | 0 |  | 9.933e-05 | 8.6291e-05 | 0
| 9 | 6 | 2 | Shoulder | 0.00010658 | 9.3883e-05 | 0 |  | 0.00010658 | 9.3883e-05 | 0
| 10 | 6 | 2 | Shoulder | 0.00011227 | 0.00010201 | 0 |  | 0.00011227 | 0.00010201 | 0
| 11 | 6 | 2 | Shoulder | 0.00011694 | 0.00010878 | 0 |  | 0.00011694 | 0.00010878 | 0
| 12 | 6 | 2 | Shoulder | 0.00012192 | 0.00011442 | 0 |  | 0.00012192 | 0.00011442 | 0
| 13 | 6 | 2 | Shoulder | 0.00012587 | 0.00011925 | 0 |  | 0.00012587 | 0.00011925 | 0
| 14 | 6 | 2 | Shoulder | 0.00012881 | 0.00012338 | 0 |  | 0.00012881 | 0.00012338 | 0
| 15 | 6 | 2 | Shoulder | 0.00013081 | 0.00012685 | 0 |  | 0.00013081 | 0.00012685 | 0
| 16 | 6 | 2 | Shoulder | 0.00013334 | 0.00012971 | 0 |  | 0.00013334 | 0.00012971 | 0
| 17 | 6 | 2 | Shoulder | 0.00013566 | 0.00013215 | 0 |  | 0.00013566 | 0.00013215 | 0
| 18 | 6 | 2 | Shoulder | 0.00013761 | 0.00013436 | 0 |  | 0.00013761 | 0.00013436 | 0
| 19 | 6 | 2 | Shoulder | 0.00013508 | 0.00013542 | 0 |  | 0.00013508 | 0.00013542 | 0
| 20 | 6 | 2 | Shoulder | 0.00013076 | 0.00013478 | 0 |  | 0.00013076 | 0.00013478 | 0
| 21 | 6 | 2 | Shoulder | 0.00012503 | 0.00013212 | 0 |  | 0.00012503 | 0.00013212 | 0
| 22 | 6 | 2 | Shoulder | 0.00011996 | 0.00012771 | 0 |  | 0.00011996 | 0.00012771 | 0
| 23 | 6 | 2 | Shoulder | 0.00010809 | 0.00012096 | 0 |  | 0.00010809 | 0.00012096 | 0
| 24 | 6 | 2 | Shoulder | 9.4661e-05 | 0.00011193 | 0 |  | 9.4661e-05 | 0.00011193 | 0
| 1 | 6 | 3 | Shoulder | 8.4835e-05 | 0.00010189 | 0 |  | 8.4835e-05 | 0.00010189 | 0
| 2 | 6 | 3 | Shoulder | 7.8744e-05 | 9.1582e-05 | 0 |  | 7.8744e-05 | 9.1582e-05 | 0
| 3 | 6 | 3 | Shoulder | 7.4697e-05 | 8.3234e-05 | 0 |  | 7.4697e-05 | 8.3234e-05 | 0
| 4 | 6 | 3 | Shoulder | 7.3541e-05 | 7.7954e-05 | 0 |  | 7.3541e-05 | 7.7954e-05 | 0
| 5 | 6 | 3 | Shoulder | 7.532e-05 | 7.5576e-05 | 0 |  | 7.532e-05 | 7.5576e-05 | 0
| 6 | 6 | 3 | Shoulder | 7.941e-05 | 7.5742e-05 | 0 |  | 7.941e-05 | 7.5742e-05 | 0
| 7 | 6 | 3 | Shoulder | 8.8703e-05 | 7.9244e-05 | 0 |  | 8.8703e-05 | 7.9244e-05 | 0
| 8 | 6 | 3 | Shoulder | 9.7596e-05 | 8.5257e-05 | 0 |  | 9.7596e-05 | 8.5257e-05 | 0
| 9 | 6 | 3 | Shoulder | 0.00010346 | 9.2294e-05 | 0 |  | 0.00010346 | 9.2294e-05 | 0
| 10 | 6 | 3 | Shoulder | 0.0001072 | 9.9241e-05 | 0 |  | 0.0001072 | 9.9241e-05 | 0
| 11 | 6 | 3 | Shoulder | 0.00010951 | 0.00010444 | 0 |  | 0.00010951 | 0.00010444 | 0
| 12 | 6 | 3 | Shoulder | 0.00011267 | 0.00010821 | 0 |  | 0.00011267 | 0.00010821 | 0
| 13 | 6 | 3 | Shoulder | 0.00011507 | 0.00011111 | 0 |  | 0.00011507 | 0.00011111 | 0
| 14 | 6 | 3 | Shoulder | 0.00011667 | 0.00011348 | 0 |  | 0.00011667 | 0.00011348 | 0
| 15 | 6 | 3 | Shoulder | 0.00011867 | 0.00011577 | 0 |  | 0.00011867 | 0.00011577 | 0
| 16 | 6 | 3 | Shoulder | 0.00012072 | 0.00011778 | 0 |  | 0.00012072 | 0.00011778 | 0
| 17 | 6 | 3 | Shoulder | 0.00012303 | 0.00011977 | 0 |  | 0.00012303 | 0.00011977 | 0
| 18 | 6 | 3 | Shoulder | 0.00012538 | 0.00012195 | 0 |  | 0.00012538 | 0.00012195 | 0
| 19 | 6 | 3 | Shoulder | 0.0001241 | 0.00012331 | 0 |  | 0.0001241 | 0.00012331 | 0
| 20 | 6 | 3 | Shoulder | 0.00012041 | 0.00012323 | 0 |  | 0.00012041 | 0.00012323 | 0
| 21 | 6 | 3 | Shoulder | 0.00011503 | 0.00012123 | 0 |  | 0.00011503 | 0.00012123 | 0
| 22 | 6 | 3 | Shoulder | 0.00011156 | 0.00011777 | 0 |  | 0.00011156 | 0.00011777 | 0
| 23 | 6 | 3 | Shoulder | 0.00010129 | 0.00011207 | 0 |  | 0.00010129 | 0.00011207 | 0
| 24 | 6 | 3 | Shoulder | 8.8792e-05 | 0.00010417 | 0 |  | 8.8792e-05 | 0.00010417 | 0
| 1 | 6 | 4 | Shoulder | 8.0344e-05 | 9.5495e-05 | 0 |  | 8.0344e-05 | 9.5495e-05 | 0
| 2 | 6 | 4 | Shoulder | 7.5275e-05 | 8.6424e-05 | 0 |  | 7.5275e-05 | 8.6424e-05 | 0
| 3 | 6 | 4 | Shoulder | 7.203e-05 | 7.911e-05 | 0 |  | 7.203e-05 | 7.911e-05 | 0
| 4 | 6 | 4 | Shoulder | 7.1363e-05 | 7.4753e-05 | 0 |  | 7.1363e-05 | 7.4753e-05 | 0
| 5 | 6 | 4 | Shoulder | 7.3186e-05 | 7.2963e-05 | 0 |  | 7.3186e-05 | 7.2963e-05 | 0
| 6 | 6 | 4 | Shoulder | 7.7943e-05 | 7.363e-05 | 0 |  | 7.7943e-05 | 7.363e-05 | 0
| 7 | 6 | 4 | Shoulder | 8.688e-05 | 7.7343e-05 | 0 |  | 8.688e-05 | 7.7343e-05 | 0
| 8 | 6 | 4 | Shoulder | 9.555e-05 | 8.339e-05 | 0 |  | 9.555e-05 | 8.339e-05 | 0
| 9 | 6 | 4 | Shoulder | 0.00010044 | 9.0204e-05 | 0 |  | 0.00010044 | 9.0204e-05 | 0
| 10 | 6 | 4 | Shoulder | 0.00010275 | 9.6406e-05 | 0 |  | 0.00010275 | 9.6406e-05 | 0
| 11 | 6 | 4 | Shoulder | 0.00010404 | 0.0001007 | 0 |  | 0.00010404 | 0.0001007 | 0
| 12 | 6 | 4 | Shoulder | 0.00010529 | 0.00010313 | 0 |  | 0.00010529 | 0.00010313 | 0
| 13 | 6 | 4 | Shoulder | 0.000106 | 0.00010452 | 0 |  | 0.000106 | 0.00010452 | 0
| 14 | 6 | 4 | Shoulder | 0.00010591 | 0.00010531 | 0 |  | 0.00010591 | 0.00010531 | 0
| 15 | 6 | 4 | Shoulder | 0.00010627 | 0.00010587 | 0 |  | 0.00010627 | 0.00010587 | 0
| 16 | 6 | 4 | Shoulder | 0.00010524 | 0.00010585 | 0 |  | 0.00010524 | 0.00010585 | 0
| 17 | 6 | 4 | Shoulder | 0.00010564 | 0.00010577 | 0 |  | 0.00010564 | 0.00010577 | 0
| 18 | 6 | 4 | Shoulder | 0.00010724 | 0.0001061 | 0 |  | 0.00010724 | 0.0001061 | 0
| 19 | 6 | 4 | Shoulder | 0.00010564 | 0.00010594 | 0 |  | 0.00010564 | 0.00010594 | 0
| 20 | 6 | 4 | Shoulder | 0.00010298 | 0.00010538 | 0 |  | 0.00010298 | 0.00010538 | 0
| 21 | 6 | 4 | Shoulder | 0.00010138 | 0.00010431 | 0 |  | 0.00010138 | 0.00010431 | 0
| 22 | 6 | 4 | Shoulder | 0.0001008 | 0.0001027 | 0 |  | 0.0001008 | 0.0001027 | 0
| 23 | 6 | 4 | Shoulder | 9.435e-05 | 9.9874e-05 | 0 |  | 9.435e-05 | 9.9874e-05 | 0
| 24 | 6 | 4 | Shoulder | 8.5413e-05 | 9.5484e-05 | 0 |  | 8.5413e-05 | 9.5484e-05 | 0
| 1 | 6 | 5 | Shoulder | 7.7765e-05 | 8.9581e-05 | 0 |  | 7.7765e-05 | 8.9581e-05 | 0
| 2 | 6 | 5 | Shoulder | 7.323e-05 | 8.269e-05 | 0 |  | 7.323e-05 | 8.269e-05 | 0
| 3 | 6 | 5 | Shoulder | 7.0207e-05 | 7.6654e-05 | 0 |  | 7.0207e-05 | 7.6654e-05 | 0
| 4 | 6 | 5 | Shoulder | 6.914e-05 | 7.2585e-05 | 0 |  | 6.914e-05 | 7.2585e-05 | 0
| 5 | 6 | 5 | Shoulder | 6.9273e-05 | 7.0462e-05 | 0 |  | 6.9273e-05 | 7.0462e-05 | 0
| 6 | 6 | 5 | Shoulder | 7.0874e-05 | 6.9873e-05 | 0 |  | 7.0874e-05 | 6.9873e-05 | 0
| 7 | 6 | 5 | Shoulder | 7.452e-05 | 7.0951e-05 | 0 |  | 7.452e-05 | 7.0951e-05 | 0
| 8 | 6 | 5 | Shoulder | 8.0833e-05 | 7.3875e-05 | 0 |  | 8.0833e-05 | 7.3875e-05 | 0
| 9 | 6 | 5 | Shoulder | 8.857e-05 | 7.8699e-05 | 0 |  | 8.857e-05 | 7.8699e-05 | 0
| 10 | 6 | 5 | Shoulder | 9.3816e-05 | 8.4435e-05 | 0 |  | 9.3816e-05 | 8.4435e-05 | 0
| 11 | 6 | 5 | Shoulder | 9.7151e-05 | 9.0093e-05 | 0 |  | 9.7151e-05 | 9.0093e-05 | 0
| 12 | 6 | 5 | Shoulder | 9.7907e-05 | 9.4361e-05 | 0 |  | 9.7907e-05 | 9.4361e-05 | 0
| 13 | 6 | 5 | Shoulder | 9.7196e-05 | 9.6518e-05 | 0 |  | 9.7196e-05 | 9.6518e-05 | 0
| 14 | 6 | 5 | Shoulder | 9.6262e-05 | 9.7129e-05 | 0 |  | 9.6262e-05 | 9.7129e-05 | 0
| 15 | 6 | 5 | Shoulder | 9.4439e-05 | 9.6451e-05 | 0 |  | 9.4439e-05 | 9.6451e-05 | 0
| 16 | 6 | 5 | Shoulder | 9.4172e-05 | 9.5517e-05 | 0 |  | 9.4172e-05 | 9.5517e-05 | 0
| 17 | 6 | 5 | Shoulder | 9.515e-05 | 9.5006e-05 | 0 |  | 9.515e-05 | 9.5006e-05 | 0
| 18 | 6 | 5 | Shoulder | 9.6395e-05 | 9.5039e-05 | 0 |  | 9.6395e-05 | 9.5039e-05 | 0
| 19 | 6 | 5 | Shoulder | 9.7018e-05 | 9.5684e-05 | 0 |  | 9.7018e-05 | 9.5684e-05 | 0
| 20 | 6 | 5 | Shoulder | 9.6306e-05 | 9.6217e-05 | 0 |  | 9.6306e-05 | 9.6217e-05 | 0
| 21 | 6 | 5 | Shoulder | 9.5373e-05 | 9.6273e-05 | 0 |  | 9.5373e-05 | 9.6273e-05 | 0
| 22 | 6 | 5 | Shoulder | 9.6128e-05 | 9.6206e-05 | 0 |  | 9.6128e-05 | 9.6206e-05 | 0
| 23 | 6 | 5 | Shoulder | 9.0748e-05 | 9.4639e-05 | 0 |  | 9.0748e-05 | 9.4639e-05 | 0
| 24 | 6 | 5 | Shoulder | 8.3412e-05 | 9.1415e-05 | 0 |  | 8.3412e-05 | 9.1415e-05 | 0
| 1 | 6 | 6 | Shoulder | 7.7321e-05 | 8.6902e-05 | 0 |  | 7.7321e-05 | 8.6902e-05 | 0
| 2 | 6 | 6 | Shoulder | 7.3452e-05 | 8.1233e-05 | 0 |  | 7.3452e-05 | 8.1233e-05 | 0
| 3 | 6 | 6 | Shoulder | 7.1185e-05 | 7.6343e-05 | 0 |  | 7.1185e-05 | 7.6343e-05 | 0
| 4 | 6 | 6 | Shoulder | 7.0651e-05 | 7.3152e-05 | 0 |  | 7.0651e-05 | 7.3152e-05 | 0
| 5 | 6 | 6 | Shoulder | 7.1452e-05 | 7.1685e-05 | 0 |  | 7.1452e-05 | 7.1685e-05 | 0
| 6 | 6 | 6 | Shoulder | 7.3452e-05 | 7.1685e-05 | 0 |  | 7.3452e-05 | 7.1685e-05 | 0
| 7 | 6 | 6 | Shoulder | 7.7143e-05 | 7.3175e-05 | 0 |  | 7.7143e-05 | 7.3175e-05 | 0
| 8 | 6 | 6 | Shoulder | 8.4524e-05 | 7.6643e-05 | 0 |  | 8.4524e-05 | 7.6643e-05 | 0
| 9 | 6 | 6 | Shoulder | 9.2438e-05 | 8.1889e-05 | 0 |  | 9.2438e-05 | 8.1889e-05 | 0
| 10 | 6 | 6 | Shoulder | 9.9419e-05 | 8.8381e-05 | 0 |  | 9.9419e-05 | 8.8381e-05 | 0
| 11 | 6 | 6 | Shoulder | 0.00010342 | 9.495e-05 | 0 |  | 0.00010342 | 9.495e-05 | 0
| 12 | 6 | 6 | Shoulder | 0.00010427 | 9.9886e-05 | 0 |  | 0.00010427 | 9.9886e-05 | 0
| 13 | 6 | 6 | Shoulder | 0.00010346 | 0.00010264 | 0 |  | 0.00010346 | 0.00010264 | 0
| 14 | 6 | 6 | Shoulder | 0.00010284 | 0.0001035 | 0 |  | 0.00010284 | 0.0001035 | 0
| 15 | 6 | 6 | Shoulder | 0.00010258 | 0.00010329 | 0 |  | 0.00010258 | 0.00010329 | 0
| 16 | 6 | 6 | Shoulder | 0.00010235 | 0.00010281 | 0 |  | 0.00010235 | 0.00010281 | 0
| 17 | 6 | 6 | Shoulder | 0.00010275 | 0.00010263 | 0 |  | 0.00010275 | 0.00010263 | 0
| 18 | 6 | 6 | Shoulder | 0.00010635 | 0.00010351 | 0 |  | 0.00010635 | 0.00010351 | 0
| 19 | 6 | 6 | Shoulder | 0.000108 | 0.00010487 | 0 |  | 0.000108 | 0.00010487 | 0
| 20 | 6 | 6 | Shoulder | 0.00010627 | 0.00010584 | 0 |  | 0.00010627 | 0.00010584 | 0
| 21 | 6 | 6 | Shoulder | 0.00010453 | 0.00010629 | 0 |  | 0.00010453 | 0.00010629 | 0
| 22 | 6 | 6 | Shoulder | 0.00010395 | 0.00010569 | 0 |  | 0.00010395 | 0.00010569 | 0
| 23 | 6 | 6 | Shoulder | 9.6217e-05 | 0.00010274 | 0 |  | 9.6217e-05 | 0.00010274 | 0
| 24 | 6 | 6 | Shoulder | 8.6702e-05 | 9.7851e-05 | 0 |  | 8.6702e-05 | 9.7851e-05 | 0
| 1 | 6 | 7 | Shoulder | 8.1011e-05 | 9.1971e-05 | 0 |  | 8.1011e-05 | 9.1971e-05 | 0
| 2 | 6 | 7 | Shoulder | 7.781e-05 | 8.5435e-05 | 0 |  | 7.781e-05 | 8.5435e-05 | 0
| 3 | 6 | 7 | Shoulder | 7.6298e-05 | 8.0455e-05 | 0 |  | 7.6298e-05 | 8.0455e-05 | 0
| 4 | 6 | 7 | Shoulder | 7.652e-05 | 7.791e-05 | 0 |  | 7.652e-05 | 7.791e-05 | 0
| 5 | 6 | 7 | Shoulder | 8.0878e-05 | 7.7876e-05 | 0 |  | 8.0878e-05 | 7.7876e-05 | 0
| 6 | 6 | 7 | Shoulder | 8.9859e-05 | 8.0889e-05 | 0 |  | 8.9859e-05 | 8.0889e-05 | 0
| 7 | 6 | 7 | Shoulder | 0.00010062 | 8.6969e-05 | 0 |  | 0.00010062 | 8.6969e-05 | 0
| 8 | 6 | 7 | Shoulder | 0.00010956 | 9.5228e-05 | 0 |  | 0.00010956 | 9.5228e-05 | 0
| 9 | 6 | 7 | Shoulder | 0.00011245 | 0.00010312 | 0 |  | 0.00011245 | 0.00010312 | 0
| 10 | 6 | 7 | Shoulder | 0.00011271 | 0.00010883 | 0 |  | 0.00011271 | 0.00010883 | 0
| 11 | 6 | 7 | Shoulder | 0.00011165 | 0.00011159 | 0 |  | 0.00011165 | 0.00011159 | 0
| 12 | 6 | 7 | Shoulder | 0.00011089 | 0.00011192 | 0 |  | 0.00011089 | 0.00011192 | 0
| 13 | 6 | 7 | Shoulder | 0.00010965 | 0.00011122 | 0 |  | 0.00010965 | 0.00011122 | 0
| 14 | 6 | 7 | Shoulder | 0.00010747 | 0.00010991 | 0 |  | 0.00010747 | 0.00010991 | 0
| 15 | 6 | 7 | Shoulder | 0.00010475 | 0.00010819 | 0 |  | 0.00010475 | 0.00010819 | 0
| 16 | 6 | 7 | Shoulder | 0.00010329 | 0.00010629 | 0 |  | 0.00010329 | 0.00010629 | 0
| 17 | 6 | 7 | Shoulder | 0.00010324 | 0.00010469 | 0 |  | 0.00010324 | 0.00010469 | 0
| 18 | 6 | 7 | Shoulder | 0.00010555 | 0.00010421 | 0 |  | 0.00010555 | 0.00010421 | 0
| 19 | 6 | 7 | Shoulder | 0.00010529 | 0.00010434 | 0 |  | 0.00010529 | 0.00010434 | 0
| 20 | 6 | 7 | Shoulder | 0.00010351 | 0.0001044 | 0 |  | 0.00010351 | 0.0001044 | 0
| 21 | 6 | 7 | Shoulder | 0.00010275 | 0.00010428 | 0 |  | 0.00010275 | 0.00010428 | 0
| 22 | 6 | 7 | Shoulder | 0.000102 | 0.00010339 | 0 |  | 0.000102 | 0.00010339 | 0
| 23 | 6 | 7 | Shoulder | 9.4128e-05 | 0.0001006 | 0 |  | 9.4128e-05 | 0.0001006 | 0
| 24 | 6 | 7 | Shoulder | 8.4568e-05 | 9.5862e-05 | 0 |  | 8.4568e-05 | 9.5862e-05 | 0
| 1 | 6 | 8 | Shoulder | 7.7899e-05 | 8.9648e-05 | 0 |  | 7.7899e-05 | 8.9648e-05 | 0
| 2 | 6 | 8 | Shoulder | 7.3986e-05 | 8.2645e-05 | 0 |  | 7.3986e-05 | 8.2645e-05 | 0
| 3 | 6 | 8 | Shoulder | 7.3319e-05 | 7.7443e-05 | 0 |  | 7.3319e-05 | 7.7443e-05 | 0
| 4 | 6 | 8 | Shoulder | 7.3586e-05 | 7.4697e-05 | 0 |  | 7.3586e-05 | 7.4697e-05 | 0
| 5 | 6 | 8 | Shoulder | 7.821e-05 | 7.4775e-05 | 0 |  | 7.821e-05 | 7.4775e-05 | 0
| 6 | 6 | 8 | Shoulder | 8.6213e-05 | 7.7832e-05 | 0 |  | 8.6213e-05 | 7.7832e-05 | 0
| 7 | 6 | 8 | Shoulder | 9.7551e-05 | 8.389e-05 | 0 |  | 9.7551e-05 | 8.389e-05 | 0
| 8 | 6 | 8 | Shoulder | 0.00010515 | 9.1782e-05 | 0 |  | 0.00010515 | 9.1782e-05 | 0
| 9 | 6 | 8 | Shoulder | 0.00010667 | 9.8896e-05 | 0 |  | 0.00010667 | 9.8896e-05 | 0
| 10 | 6 | 8 | Shoulder | 0.00010631 | 0.00010392 | 0 |  | 0.00010631 | 0.00010392 | 0
| 11 | 6 | 8 | Shoulder | 0.00010595 | 0.00010602 | 0 |  | 0.00010595 | 0.00010602 | 0
| 12 | 6 | 8 | Shoulder | 0.00010582 | 0.00010619 | 0 |  | 0.00010582 | 0.00010619 | 0
| 13 | 6 | 8 | Shoulder | 0.0001056 | 0.00010592 | 0 |  | 0.0001056 | 0.00010592 | 0
| 14 | 6 | 8 | Shoulder | 0.00010458 | 0.00010549 | 0 |  | 0.00010458 | 0.00010549 | 0
| 15 | 6 | 8 | Shoulder | 0.00010342 | 0.00010485 | 0 |  | 0.00010342 | 0.00010485 | 0
| 16 | 6 | 8 | Shoulder | 0.00010338 | 0.00010424 | 0 |  | 0.00010338 | 0.00010424 | 0
| 17 | 6 | 8 | Shoulder | 0.00010493 | 0.00010408 | 0 |  | 0.00010493 | 0.00010408 | 0
| 18 | 6 | 8 | Shoulder | 0.00010738 | 0.00010478 | 0 |  | 0.00010738 | 0.00010478 | 0
| 19 | 6 | 8 | Shoulder | 0.00010711 | 0.0001057 | 0 |  | 0.00010711 | 0.0001057 | 0
| 20 | 6 | 8 | Shoulder | 0.00010524 | 0.00010617 | 0 |  | 0.00010524 | 0.00010617 | 0
| 21 | 6 | 8 | Shoulder | 0.00010338 | 0.00010578 | 0 |  | 0.00010338 | 0.00010578 | 0
| 22 | 6 | 8 | Shoulder | 0.00010164 | 0.00010434 | 0 |  | 0.00010164 | 0.00010434 | 0
| 23 | 6 | 8 | Shoulder | 9.4083e-05 | 0.00010109 | 0 |  | 9.4083e-05 | 0.00010109 | 0
| 24 | 6 | 8 | Shoulder | 8.4435e-05 | 9.5884e-05 | 0 |  | 8.4435e-05 | 9.5884e-05 | 0
| 1 | 6 | 9 | Shoulder | 7.7454e-05 | 8.9403e-05 | 0 |  | 7.7454e-05 | 8.9403e-05 | 0
| 2 | 6 | 9 | Shoulder | 7.3675e-05 | 8.2412e-05 | 0 |  | 7.3675e-05 | 8.2412e-05 | 0
| 3 | 6 | 9 | Shoulder | 7.2385e-05 | 7.6987e-05 | 0 |  | 7.2385e-05 | 7.6987e-05 | 0
| 4 | 6 | 9 | Shoulder | 7.2697e-05 | 7.4053e-05 | 0 |  | 7.2697e-05 | 7.4053e-05 | 0
| 5 | 6 | 9 | Shoulder | 7.6698e-05 | 7.3864e-05 | 0 |  | 7.6698e-05 | 7.3864e-05 | 0
| 6 | 6 | 9 | Shoulder | 8.4301e-05 | 7.652e-05 | 0 |  | 8.4301e-05 | 7.652e-05 | 0
| 7 | 6 | 9 | Shoulder | 9.5595e-05 | 8.2323e-05 | 0 |  | 9.5595e-05 | 8.2323e-05 | 0
| 8 | 6 | 9 | Shoulder | 0.00010275 | 8.9837e-05 | 0 |  | 0.00010275 | 8.9837e-05 | 0
| 9 | 6 | 9 | Shoulder | 0.00010578 | 9.7107e-05 | 0 |  | 0.00010578 | 9.7107e-05 | 0
| 10 | 6 | 9 | Shoulder | 0.0001064 | 0.00010263 | 0 |  | 0.0001064 | 0.00010263 | 0
| 11 | 6 | 9 | Shoulder | 0.0001068 | 0.00010543 | 0 |  | 0.0001068 | 0.00010543 | 0
| 12 | 6 | 9 | Shoulder | 0.00010658 | 0.00010639 | 0 |  | 0.00010658 | 0.00010639 | 0
| 13 | 6 | 9 | Shoulder | 0.00010618 | 0.00010649 | 0 |  | 0.00010618 | 0.00010649 | 0
| 14 | 6 | 9 | Shoulder | 0.00010471 | 0.00010607 | 0 |  | 0.00010471 | 0.00010607 | 0
| 15 | 6 | 9 | Shoulder | 0.00010391 | 0.00010534 | 0 |  | 0.00010391 | 0.00010534 | 0
| 16 | 6 | 9 | Shoulder | 0.00010382 | 0.00010465 | 0 |  | 0.00010382 | 0.00010465 | 0
| 17 | 6 | 9 | Shoulder | 0.00010467 | 0.00010428 | 0 |  | 0.00010467 | 0.00010428 | 0
| 18 | 6 | 9 | Shoulder | 0.00010702 | 0.00010485 | 0 |  | 0.00010702 | 0.00010485 | 0
| 19 | 6 | 9 | Shoulder | 0.00010684 | 0.00010559 | 0 |  | 0.00010684 | 0.00010559 | 0
| 20 | 6 | 9 | Shoulder | 0.00010515 | 0.00010592 | 0 |  | 0.00010515 | 0.00010592 | 0
| 21 | 6 | 9 | Shoulder | 0.00010369 | 0.00010568 | 0 |  | 0.00010369 | 0.00010568 | 0
| 22 | 6 | 9 | Shoulder | 0.00010284 | 0.00010463 | 0 |  | 0.00010284 | 0.00010463 | 0
| 23 | 6 | 9 | Shoulder | 9.5506e-05 | 0.0001018 | 0 |  | 9.5506e-05 | 0.0001018 | 0
| 24 | 6 | 9 | Shoulder | 8.5102e-05 | 9.6784e-05 | 0 |  | 8.5102e-05 | 9.6784e-05 | 0
| 1 | 6 | 10 | Shoulder | 7.8388e-05 | 9.0459e-05 | 0 |  | 7.8388e-05 | 9.0459e-05 | 0
| 2 | 6 | 10 | Shoulder | 7.3052e-05 | 8.3012e-05 | 0 |  | 7.3052e-05 | 8.3012e-05 | 0
| 3 | 6 | 10 | Shoulder | 7.1051e-05 | 7.6898e-05 | 0 |  | 7.1051e-05 | 7.6898e-05 | 0
| 4 | 6 | 10 | Shoulder | 7.3008e-05 | 7.3875e-05 | 0 |  | 7.3008e-05 | 7.3875e-05 | 0
| 5 | 6 | 10 | Shoulder | 7.6387e-05 | 7.3375e-05 | 0 |  | 7.6387e-05 | 7.3375e-05 | 0
| 6 | 6 | 10 | Shoulder | 8.2967e-05 | 7.5853e-05 | 0 |  | 8.2967e-05 | 7.5853e-05 | 0
| 7 | 6 | 10 | Shoulder | 9.3594e-05 | 8.1489e-05 | 0 |  | 9.3594e-05 | 8.1489e-05 | 0
| 8 | 6 | 10 | Shoulder | 0.00010258 | 8.8881e-05 | 0 |  | 0.00010258 | 8.8881e-05 | 0
| 9 | 6 | 10 | Shoulder | 0.00010711 | 9.6562e-05 | 0 |  | 0.00010711 | 9.6562e-05 | 0
| 10 | 6 | 10 | Shoulder | 0.00010693 | 0.00010255 | 0 |  | 0.00010693 | 0.00010255 | 0
| 11 | 6 | 10 | Shoulder | 0.00010698 | 0.0001059 | 0 |  | 0.00010698 | 0.0001059 | 0
| 12 | 6 | 10 | Shoulder | 0.00010689 | 0.00010698 | 0 |  | 0.00010689 | 0.00010698 | 0
| 13 | 6 | 10 | Shoulder | 0.00010662 | 0.00010686 | 0 |  | 0.00010662 | 0.00010686 | 0
| 14 | 6 | 10 | Shoulder | 0.00010458 | 0.00010627 | 0 |  | 0.00010458 | 0.00010627 | 0
| 15 | 6 | 10 | Shoulder | 0.00010351 | 0.0001054 | 0 |  | 0.00010351 | 0.0001054 | 0
| 16 | 6 | 10 | Shoulder | 0.00010302 | 0.00010443 | 0 |  | 0.00010302 | 0.00010443 | 0
| 17 | 6 | 10 | Shoulder | 0.00010373 | 0.00010371 | 0 |  | 0.00010373 | 0.00010371 | 0
| 18 | 6 | 10 | Shoulder | 0.00010533 | 0.0001039 | 0 |  | 0.00010533 | 0.0001039 | 0
| 19 | 6 | 10 | Shoulder | 0.00010507 | 0.00010429 | 0 |  | 0.00010507 | 0.00010429 | 0
| 20 | 6 | 10 | Shoulder | 0.00010382 | 0.00010449 | 0 |  | 0.00010382 | 0.00010449 | 0
| 21 | 6 | 10 | Shoulder | 0.00010302 | 0.00010431 | 0 |  | 0.00010302 | 0.00010431 | 0
| 22 | 6 | 10 | Shoulder | 0.00010204 | 0.00010349 | 0 |  | 0.00010204 | 0.00010349 | 0
| 23 | 6 | 10 | Shoulder | 9.4661e-05 | 0.00010089 | 0 |  | 9.4661e-05 | 0.00010089 | 0
| 24 | 6 | 10 | Shoulder | 8.5102e-05 | 9.6206e-05 | 0 |  | 8.5102e-05 | 9.6206e-05 | 0
| 1 | 6 | 11 | Shoulder | 7.8299e-05 | 9.0026e-05 | 0 |  | 7.8299e-05 | 9.0026e-05 | 0
| 2 | 6 | 11 | Shoulder | 7.3364e-05 | 8.2856e-05 | 0 |  | 7.3364e-05 | 8.2856e-05 | 0
| 3 | 6 | 11 | Shoulder | 7.1452e-05 | 7.7054e-05 | 0 |  | 7.1452e-05 | 7.7054e-05 | 0
| 4 | 6 | 11 | Shoulder | 7.1629e-05 | 7.3686e-05 | 0 |  | 7.1629e-05 | 7.3686e-05 | 0
| 5 | 6 | 11 | Shoulder | 7.4431e-05 | 7.2719e-05 | 0 |  | 7.4431e-05 | 7.2719e-05 | 0
| 6 | 6 | 11 | Shoulder | 8.0122e-05 | 7.4408e-05 | 0 |  | 8.0122e-05 | 7.4408e-05 | 0
| 7 | 6 | 11 | Shoulder | 9.0304e-05 | 7.9121e-05 | 0 |  | 9.0304e-05 | 7.9121e-05 | 0
| 8 | 6 | 11 | Shoulder | 9.9774e-05 | 8.6158e-05 | 0 |  | 9.9774e-05 | 8.6158e-05 | 0
| 9 | 6 | 11 | Shoulder | 0.00010489 | 9.3772e-05 | 0 |  | 0.00010489 | 9.3772e-05 | 0
| 10 | 6 | 11 | Shoulder | 0.00010733 | 0.00010057 | 0 |  | 0.00010733 | 0.00010057 | 0
| 11 | 6 | 11 | Shoulder | 0.0001088 | 0.0001052 | 0 |  | 0.0001088 | 0.0001052 | 0
| 12 | 6 | 11 | Shoulder | 0.0001096 | 0.00010766 | 0 |  | 0.0001096 | 0.00010766 | 0
| 13 | 6 | 11 | Shoulder | 0.00011111 | 0.00010921 | 0 |  | 0.00011111 | 0.00010921 | 0
| 14 | 6 | 11 | Shoulder | 0.00011031 | 0.00010996 | 0 |  | 0.00011031 | 0.00010996 | 0
| 15 | 6 | 11 | Shoulder | 0.0001084 | 0.00010986 | 0 |  | 0.0001084 | 0.00010986 | 0
| 16 | 6 | 11 | Shoulder | 0.00010684 | 0.00010917 | 0 |  | 0.00010684 | 0.00010917 | 0
| 17 | 6 | 11 | Shoulder | 0.00010716 | 0.00010818 | 0 |  | 0.00010716 | 0.00010818 | 0
| 18 | 6 | 11 | Shoulder | 0.00010822 | 0.00010766 | 0 |  | 0.00010822 | 0.00010766 | 0
| 19 | 6 | 11 | Shoulder | 0.00010547 | 0.00010692 | 0 |  | 0.00010547 | 0.00010692 | 0
| 20 | 6 | 11 | Shoulder | 0.0001032 | 0.00010601 | 0 |  | 0.0001032 | 0.00010601 | 0
| 21 | 6 | 11 | Shoulder | 0.00010186 | 0.00010469 | 0 |  | 0.00010186 | 0.00010469 | 0
| 22 | 6 | 11 | Shoulder | 0.00010075 | 0.00010282 | 0 |  | 0.00010075 | 0.00010282 | 0
| 23 | 6 | 11 | Shoulder | 9.4795e-05 | 0.00010015 | 0 |  | 9.4795e-05 | 0.00010015 | 0
| 24 | 6 | 11 | Shoulder | 8.6302e-05 | 9.5928e-05 | 0 |  | 8.6302e-05 | 9.5928e-05 | 0
| 1 | 6 | 12 | Shoulder | 7.9099e-05 | 9.0237e-05 | 0 |  | 7.9099e-05 | 9.0237e-05 | 0
| 2 | 6 | 12 | Shoulder | 7.4964e-05 | 8.379e-05 | 0 |  | 7.4964e-05 | 8.379e-05 | 0
| 3 | 6 | 12 | Shoulder | 7.2385e-05 | 7.8188e-05 | 0 |  | 7.2385e-05 | 7.8188e-05 | 0
| 4 | 6 | 12 | Shoulder | 7.1674e-05 | 7.4531e-05 | 0 |  | 7.1674e-05 | 7.4531e-05 | 0
| 5 | 6 | 12 | Shoulder | 7.2608e-05 | 7.2908e-05 | 0 |  | 7.2608e-05 | 7.2908e-05 | 0
| 6 | 6 | 12 | Shoulder | 7.4342e-05 | 7.2752e-05 | 0 |  | 7.4342e-05 | 7.2752e-05 | 0
| 7 | 6 | 12 | Shoulder | 7.9233e-05 | 7.4464e-05 | 0 |  | 7.9233e-05 | 7.4464e-05 | 0
| 8 | 6 | 12 | Shoulder | 8.5546e-05 | 7.7932e-05 | 0 |  | 8.5546e-05 | 7.7932e-05 | 0
| 9 | 6 | 12 | Shoulder | 9.1149e-05 | 8.2567e-05 | 0 |  | 9.1149e-05 | 8.2567e-05 | 0
| 10 | 6 | 12 | Shoulder | 9.5284e-05 | 8.7803e-05 | 0 |  | 9.5284e-05 | 8.7803e-05 | 0
| 11 | 6 | 12 | Shoulder | 9.7018e-05 | 9.2249e-05 | 0 |  | 9.7018e-05 | 9.2249e-05 | 0
| 12 | 6 | 12 | Shoulder | 9.7551e-05 | 9.525e-05 | 0 |  | 9.7551e-05 | 9.525e-05 | 0
| 13 | 6 | 12 | Shoulder | 9.7462e-05 | 9.6829e-05 | 0 |  | 9.7462e-05 | 9.6829e-05 | 0
| 14 | 6 | 12 | Shoulder | 9.7062e-05 | 9.7273e-05 | 0 |  | 9.7062e-05 | 9.7273e-05 | 0
| 15 | 6 | 12 | Shoulder | 9.684e-05 | 9.7229e-05 | 0 |  | 9.684e-05 | 9.7229e-05 | 0
| 16 | 6 | 12 | Shoulder | 9.7507e-05 | 9.7218e-05 | 0 |  | 9.7507e-05 | 9.7218e-05 | 0
| 17 | 6 | 12 | Shoulder | 9.9196e-05 | 9.7651e-05 | 0 |  | 9.9196e-05 | 9.7651e-05 | 0
| 18 | 6 | 12 | Shoulder | 0.00010075 | 9.8574e-05 | 0 |  | 0.00010075 | 9.8574e-05 | 0
| 19 | 6 | 12 | Shoulder | 0.00010031 | 9.9441e-05 | 0 |  | 0.00010031 | 9.9441e-05 | 0
| 20 | 6 | 12 | Shoulder | 9.8752e-05 | 9.9752e-05 | 0 |  | 9.8752e-05 | 9.9752e-05 | 0
| 21 | 6 | 12 | Shoulder | 9.9152e-05 | 9.9741e-05 | 0 |  | 9.9152e-05 | 9.9741e-05 | 0
| 22 | 6 | 12 | Shoulder | 9.8263e-05 | 9.9119e-05 | 0 |  | 9.8263e-05 | 9.9119e-05 | 0
| 23 | 6 | 12 | Shoulder | 9.1993e-05 | 9.704e-05 | 0 |  | 9.1993e-05 | 9.704e-05 | 0
| 24 | 6 | 12 | Shoulder | 8.3679e-05 | 9.3272e-05 | 0 |  | 8.3679e-05 | 9.3272e-05 | 0
| 1 | 6 | 13 | Shoulder | 7.7321e-05 | 8.7814e-05 | 0 |  | 7.7321e-05 | 8.7814e-05 | 0
| 2 | 6 | 13 | Shoulder | 7.2119e-05 | 8.1278e-05 | 0 |  | 7.2119e-05 | 8.1278e-05 | 0
| 3 | 6 | 13 | Shoulder | 6.9762e-05 | 7.572e-05 | 0 |  | 6.9762e-05 | 7.572e-05 | 0
| 4 | 6 | 13 | Shoulder | 6.8517e-05 | 7.193e-05 | 0 |  | 6.8517e-05 | 7.193e-05 | 0
| 5 | 6 | 13 | Shoulder | 6.8562e-05 | 6.974e-05 | 0 |  | 6.8562e-05 | 6.974e-05 | 0
| 6 | 6 | 13 | Shoulder | 6.8562e-05 | 6.8851e-05 | 0 |  | 6.8562e-05 | 6.8851e-05 | 0
| 7 | 6 | 13 | Shoulder | 7.1541e-05 | 6.9295e-05 | 0 |  | 7.1541e-05 | 6.9295e-05 | 0
| 8 | 6 | 13 | Shoulder | 7.7276e-05 | 7.1485e-05 | 0 |  | 7.7276e-05 | 7.1485e-05 | 0
| 9 | 6 | 13 | Shoulder | 8.528e-05 | 7.5664e-05 | 0 |  | 8.528e-05 | 7.5664e-05 | 0
| 10 | 6 | 13 | Shoulder | 9.2483e-05 | 8.1645e-05 | 0 |  | 9.2483e-05 | 8.1645e-05 | 0
| 11 | 6 | 13 | Shoulder | 9.7018e-05 | 8.8014e-05 | 0 |  | 9.7018e-05 | 8.8014e-05 | 0
| 12 | 6 | 13 | Shoulder | 9.9152e-05 | 9.3483e-05 | 0 |  | 9.9152e-05 | 9.3483e-05 | 0
| 13 | 6 | 13 | Shoulder | 0.00010115 | 9.7451e-05 | 0 |  | 0.00010115 | 9.7451e-05 | 0
| 14 | 6 | 13 | Shoulder | 0.00010115 | 9.9619e-05 | 0 |  | 0.00010115 | 9.9619e-05 | 0
| 15 | 6 | 13 | Shoulder | 0.00010115 | 0.00010065 | 0 |  | 0.00010115 | 0.00010065 | 0
| 16 | 6 | 13 | Shoulder | 0.00010178 | 0.00010131 | 0 |  | 0.00010178 | 0.00010131 | 0
| 17 | 6 | 13 | Shoulder | 0.000104 | 0.00010202 | 0 |  | 0.000104 | 0.00010202 | 0
| 18 | 6 | 13 | Shoulder | 0.00010724 | 0.00010354 | 0 |  | 0.00010724 | 0.00010354 | 0
| 19 | 6 | 13 | Shoulder | 0.00010662 | 0.00010491 | 0 |  | 0.00010662 | 0.00010491 | 0
| 20 | 6 | 13 | Shoulder | 0.00010418 | 0.00010551 | 0 |  | 0.00010418 | 0.00010551 | 0
| 21 | 6 | 13 | Shoulder | 0.00010129 | 0.00010483 | 0 |  | 0.00010129 | 0.00010483 | 0
| 22 | 6 | 13 | Shoulder | 9.9685e-05 | 0.00010294 | 0 |  | 9.9685e-05 | 0.00010294 | 0
| 23 | 6 | 13 | Shoulder | 9.1771e-05 | 9.923e-05 | 0 |  | 9.1771e-05 | 9.923e-05 | 0
| 24 | 6 | 13 | Shoulder | 8.2923e-05 | 9.3916e-05 | 0 |  | 8.2923e-05 | 9.3916e-05 | 0
| 1 | 6 | 14 | Shoulder | 7.572e-05 | 8.7525e-05 | 0 |  | 7.572e-05 | 8.7525e-05 | 0
| 2 | 6 | 14 | Shoulder | 7.1674e-05 | 8.0522e-05 | 0 |  | 7.1674e-05 | 8.0522e-05 | 0
| 3 | 6 | 14 | Shoulder | 6.9362e-05 | 7.492e-05 | 0 |  | 6.9362e-05 | 7.492e-05 | 0
| 4 | 6 | 14 | Shoulder | 6.9451e-05 | 7.1552e-05 | 0 |  | 6.9451e-05 | 7.1552e-05 | 0
| 5 | 6 | 14 | Shoulder | 7.1585e-05 | 7.0518e-05 | 0 |  | 7.1585e-05 | 7.0518e-05 | 0
| 6 | 6 | 14 | Shoulder | 7.861e-05 | 7.2252e-05 | 0 |  | 7.861e-05 | 7.2252e-05 | 0
| 7 | 6 | 14 | Shoulder | 8.7947e-05 | 7.6898e-05 | 0 |  | 8.7947e-05 | 7.6898e-05 | 0
| 8 | 6 | 14 | Shoulder | 9.7284e-05 | 8.3857e-05 | 0 |  | 9.7284e-05 | 8.3857e-05 | 0
| 9 | 6 | 14 | Shoulder | 0.00010306 | 9.1727e-05 | 0 |  | 0.00010306 | 9.1727e-05 | 0
| 10 | 6 | 14 | Shoulder | 0.00010671 | 9.8752e-05 | 0 |  | 0.00010671 | 9.8752e-05 | 0
| 11 | 6 | 14 | Shoulder | 0.00010831 | 0.00010384 | 0 |  | 0.00010831 | 0.00010384 | 0
| 12 | 6 | 14 | Shoulder | 0.00011031 | 0.0001071 | 0 |  | 0.00011031 | 0.0001071 | 0
| 13 | 6 | 14 | Shoulder | 0.00011089 | 0.00010906 | 0 |  | 0.00011089 | 0.00010906 | 0
| 14 | 6 | 14 | Shoulder | 0.00011009 | 0.0001099 | 0 |  | 0.00011009 | 0.0001099 | 0
| 15 | 6 | 14 | Shoulder | 0.00010867 | 0.00010999 | 0 |  | 0.00010867 | 0.00010999 | 0
| 16 | 6 | 14 | Shoulder | 0.00010747 | 0.00010928 | 0 |  | 0.00010747 | 0.00010928 | 0
| 17 | 6 | 14 | Shoulder | 0.00010813 | 0.00010859 | 0 |  | 0.00010813 | 0.00010859 | 0
| 18 | 6 | 14 | Shoulder | 0.00010982 | 0.00010852 | 0 |  | 0.00010982 | 0.00010852 | 0
| 19 | 6 | 14 | Shoulder | 0.0001092 | 0.00010866 | 0 |  | 0.0001092 | 0.00010866 | 0
| 20 | 6 | 14 | Shoulder | 0.00010689 | 0.00010851 | 0 |  | 0.00010689 | 0.00010851 | 0
| 21 | 6 | 14 | Shoulder | 0.00010498 | 0.00010772 | 0 |  | 0.00010498 | 0.00010772 | 0
| 22 | 6 | 14 | Shoulder | 0.00010298 | 0.00010601 | 0 |  | 0.00010298 | 0.00010601 | 0
| 23 | 6 | 14 | Shoulder | 9.5239e-05 | 0.00010252 | 0 |  | 9.5239e-05 | 0.00010252 | 0
| 24 | 6 | 14 | Shoulder | 8.5457e-05 | 9.7162e-05 | 0 |  | 8.5457e-05 | 9.7162e-05 | 0
| 1 | 6 | 15 | Shoulder | 7.7988e-05 | 9.0415e-05 | 0 |  | 7.7988e-05 | 9.0415e-05 | 0
| 2 | 6 | 15 | Shoulder | 7.3452e-05 | 8.3034e-05 | 0 |  | 7.3452e-05 | 8.3034e-05 | 0
| 3 | 6 | 15 | Shoulder | 7.1185e-05 | 7.7021e-05 | 0 |  | 7.1185e-05 | 7.7021e-05 | 0
| 4 | 6 | 15 | Shoulder | 7.1185e-05 | 7.3452e-05 | 0 |  | 7.1185e-05 | 7.3452e-05 | 0
| 5 | 6 | 15 | Shoulder | 7.4208e-05 | 7.2508e-05 | 0 |  | 7.4208e-05 | 7.2508e-05 | 0
| 6 | 6 | 15 | Shoulder | 7.9766e-05 | 7.4086e-05 | 0 |  | 7.9766e-05 | 7.4086e-05 | 0
| 7 | 6 | 15 | Shoulder | 8.977e-05 | 7.8732e-05 | 0 |  | 8.977e-05 | 7.8732e-05 | 0
| 8 | 6 | 15 | Shoulder | 9.8174e-05 | 8.548e-05 | 0 |  | 9.8174e-05 | 8.548e-05 | 0
| 9 | 6 | 15 | Shoulder | 0.00010249 | 9.2549e-05 | 0 |  | 0.00010249 | 9.2549e-05 | 0
| 10 | 6 | 15 | Shoulder | 0.0001036 | 9.8507e-05 | 0 |  | 0.0001036 | 9.8507e-05 | 0
| 11 | 6 | 15 | Shoulder | 0.00010538 | 0.00010241 | 0 |  | 0.00010538 | 0.00010241 | 0
| 12 | 6 | 15 | Shoulder | 0.0001068 | 0.00010457 | 0 |  | 0.0001068 | 0.00010457 | 0
| 13 | 6 | 15 | Shoulder | 0.00010764 | 0.00010585 | 0 |  | 0.00010764 | 0.00010585 | 0
| 14 | 6 | 15 | Shoulder | 0.00010671 | 0.00010663 | 0 |  | 0.00010671 | 0.00010663 | 0
| 15 | 6 | 15 | Shoulder | 0.00010613 | 0.00010682 | 0 |  | 0.00010613 | 0.00010682 | 0
| 16 | 6 | 15 | Shoulder | 0.00010573 | 0.00010655 | 0 |  | 0.00010573 | 0.00010655 | 0
| 17 | 6 | 15 | Shoulder | 0.00010627 | 0.00010621 | 0 |  | 0.00010627 | 0.00010621 | 0
| 18 | 6 | 15 | Shoulder | 0.00010822 | 0.00010659 | 0 |  | 0.00010822 | 0.00010659 | 0
| 19 | 6 | 15 | Shoulder | 0.00010827 | 0.00010712 | 0 |  | 0.00010827 | 0.00010712 | 0
| 20 | 6 | 15 | Shoulder | 0.00010649 | 0.00010731 | 0 |  | 0.00010649 | 0.00010731 | 0
| 21 | 6 | 15 | Shoulder | 0.0001036 | 0.00010664 | 0 |  | 0.0001036 | 0.00010664 | 0
| 22 | 6 | 15 | Shoulder | 0.00010204 | 0.0001051 | 0 |  | 0.00010204 | 0.0001051 | 0
| 23 | 6 | 15 | Shoulder | 9.5017e-05 | 0.00010179 | 0 |  | 9.5017e-05 | 0.00010179 | 0
| 24 | 6 | 15 | Shoulder | 8.4968e-05 | 9.6406e-05 | 0 |  | 8.4968e-05 | 9.6406e-05 | 0
| 1 | 6 | 16 | Shoulder | 7.7276e-05 | 8.9826e-05 | 0 |  | 7.7276e-05 | 8.9826e-05 | 0
| 2 | 6 | 16 | Shoulder | 7.3452e-05 | 8.2678e-05 | 0 |  | 7.3452e-05 | 8.2678e-05 | 0
| 3 | 6 | 16 | Shoulder | 7.1096e-05 | 7.6698e-05 | 0 |  | 7.1096e-05 | 7.6698e-05 | 0
| 4 | 6 | 16 | Shoulder | 7.1363e-05 | 7.3297e-05 | 0 |  | 7.1363e-05 | 7.3297e-05 | 0
| 5 | 6 | 16 | Shoulder | 7.4164e-05 | 7.2519e-05 | 0 |  | 7.4164e-05 | 7.2519e-05 | 0
| 6 | 6 | 16 | Shoulder | 7.9811e-05 | 7.4108e-05 | 0 |  | 7.9811e-05 | 7.4108e-05 | 0
| 7 | 6 | 16 | Shoulder | 8.9548e-05 | 7.8721e-05 | 0 |  | 8.9548e-05 | 7.8721e-05 | 0
| 8 | 6 | 16 | Shoulder | 9.7774e-05 | 8.5324e-05 | 0 |  | 9.7774e-05 | 8.5324e-05 | 0
| 9 | 6 | 16 | Shoulder | 0.00010266 | 9.2449e-05 | 0 |  | 0.00010266 | 9.2449e-05 | 0
| 10 | 6 | 16 | Shoulder | 0.00010391 | 9.8474e-05 | 0 |  | 0.00010391 | 9.8474e-05 | 0
| 11 | 6 | 16 | Shoulder | 0.00010533 | 0.00010242 | 0 |  | 0.00010533 | 0.00010242 | 0
| 12 | 6 | 16 | Shoulder | 0.00010662 | 0.00010463 | 0 |  | 0.00010662 | 0.00010463 | 0
| 13 | 6 | 16 | Shoulder | 0.0001076 | 0.00010587 | 0 |  | 0.0001076 | 0.00010587 | 0
| 14 | 6 | 16 | Shoulder | 0.0001068 | 0.00010659 | 0 |  | 0.0001068 | 0.00010659 | 0
| 15 | 6 | 16 | Shoulder | 0.0001068 | 0.00010696 | 0 |  | 0.0001068 | 0.00010696 | 0
| 16 | 6 | 16 | Shoulder | 0.00010782 | 0.00010726 | 0 |  | 0.00010782 | 0.00010726 | 0
| 17 | 6 | 16 | Shoulder | 0.00010978 | 0.0001078 | 0 |  | 0.00010978 | 0.0001078 | 0
| 18 | 6 | 16 | Shoulder | 0.00011249 | 0.00010922 | 0 |  | 0.00011249 | 0.00010922 | 0
| 19 | 6 | 16 | Shoulder | 0.00011289 | 0.00011075 | 0 |  | 0.00011289 | 0.00011075 | 0
| 20 | 6 | 16 | Shoulder | 0.00011085 | 0.0001115 | 0 |  | 0.00011085 | 0.0001115 | 0
| 21 | 6 | 16 | Shoulder | 0.0001076 | 0.00011096 | 0 |  | 0.0001076 | 0.00011096 | 0
| 22 | 6 | 16 | Shoulder | 0.00010547 | 0.0001092 | 0 |  | 0.00010547 | 0.0001092 | 0
| 23 | 6 | 16 | Shoulder | 9.7196e-05 | 0.00010528 | 0 |  | 9.7196e-05 | 0.00010528 | 0
| 24 | 6 | 16 | Shoulder | 8.6391e-05 | 9.9163e-05 | 0 |  | 8.6391e-05 | 9.9163e-05 | 0
| 1 | 6 | 17 | Shoulder | 7.8166e-05 | 9.1804e-05 | 0 |  | 7.8166e-05 | 9.1804e-05 | 0
| 2 | 6 | 17 | Shoulder | 7.3275e-05 | 8.3757e-05 | 0 |  | 7.3275e-05 | 8.3757e-05 | 0
| 3 | 6 | 17 | Shoulder | 7.0429e-05 | 7.7065e-05 | 0 |  | 7.0429e-05 | 7.7065e-05 | 0
| 4 | 6 | 17 | Shoulder | 7.0385e-05 | 7.3063e-05 | 0 |  | 7.0385e-05 | 7.3063e-05 | 0
| 5 | 6 | 17 | Shoulder | 7.2963e-05 | 7.1763e-05 | 0 |  | 7.2963e-05 | 7.1763e-05 | 0
| 6 | 6 | 17 | Shoulder | 7.901e-05 | 7.3197e-05 | 0 |  | 7.901e-05 | 7.3197e-05 | 0
| 7 | 6 | 17 | Shoulder | 8.8303e-05 | 7.7665e-05 | 0 |  | 8.8303e-05 | 7.7665e-05 | 0
| 8 | 6 | 17 | Shoulder | 9.7107e-05 | 8.4346e-05 | 0 |  | 9.7107e-05 | 8.4346e-05 | 0
| 9 | 6 | 17 | Shoulder | 0.000102 | 9.1604e-05 | 0 |  | 0.000102 | 9.1604e-05 | 0
| 10 | 6 | 17 | Shoulder | 0.00010467 | 9.8018e-05 | 0 |  | 0.00010467 | 9.8018e-05 | 0
| 11 | 6 | 17 | Shoulder | 0.00010711 | 0.00010272 | 0 |  | 0.00010711 | 0.00010272 | 0
| 12 | 6 | 17 | Shoulder | 0.00010818 | 0.00010549 | 0 |  | 0.00010818 | 0.00010549 | 0
| 13 | 6 | 17 | Shoulder | 0.00011013 | 0.00010752 | 0 |  | 0.00011013 | 0.00010752 | 0
| 14 | 6 | 17 | Shoulder | 0.0001112 | 0.00010916 | 0 |  | 0.0001112 | 0.00010916 | 0
| 15 | 6 | 17 | Shoulder | 0.000112 | 0.00011038 | 0 |  | 0.000112 | 0.00011038 | 0
| 16 | 6 | 17 | Shoulder | 0.00011391 | 0.00011181 | 0 |  | 0.00011391 | 0.00011181 | 0
| 17 | 6 | 17 | Shoulder | 0.00011658 | 0.00011342 | 0 |  | 0.00011658 | 0.00011342 | 0
| 18 | 6 | 17 | Shoulder | 0.00011894 | 0.00011536 | 0 |  | 0.00011894 | 0.00011536 | 0
| 19 | 6 | 17 | Shoulder | 0.00011854 | 0.00011699 | 0 |  | 0.00011854 | 0.00011699 | 0
| 20 | 6 | 17 | Shoulder | 0.00011507 | 0.00011728 | 0 |  | 0.00011507 | 0.00011728 | 0
| 21 | 6 | 17 | Shoulder | 0.00011053 | 0.00011577 | 0 |  | 0.00011053 | 0.00011577 | 0
| 22 | 6 | 17 | Shoulder | 0.00010818 | 0.00011308 | 0 |  | 0.00010818 | 0.00011308 | 0
| 23 | 6 | 17 | Shoulder | 9.973e-05 | 0.00010838 | 0 |  | 9.973e-05 | 0.00010838 | 0
| 24 | 6 | 17 | Shoulder | 8.857e-05 | 0.00010175 | 0 |  | 8.857e-05 | 0.00010175 | 0
| 1 | 6 | 18 | Shoulder | 7.9633e-05 | 9.4028e-05 | 0 |  | 7.9633e-05 | 9.4028e-05 | 0
| 2 | 6 | 18 | Shoulder | 7.4564e-05 | 8.5624e-05 | 0 |  | 7.4564e-05 | 8.5624e-05 | 0
| 3 | 6 | 18 | Shoulder | 7.1674e-05 | 7.861e-05 | 0 |  | 7.1674e-05 | 7.861e-05 | 0
| 4 | 6 | 18 | Shoulder | 7.1096e-05 | 7.4242e-05 | 0 |  | 7.1096e-05 | 7.4242e-05 | 0
| 5 | 6 | 18 | Shoulder | 7.3052e-05 | 7.2597e-05 | 0 |  | 7.3052e-05 | 7.2597e-05 | 0
| 6 | 6 | 18 | Shoulder | 7.6965e-05 | 7.3197e-05 | 0 |  | 7.6965e-05 | 7.3197e-05 | 0
| 7 | 6 | 18 | Shoulder | 8.5324e-05 | 7.6609e-05 | 0 |  | 8.5324e-05 | 7.6609e-05 | 0
| 8 | 6 | 18 | Shoulder | 9.475e-05 | 8.2523e-05 | 0 |  | 9.475e-05 | 8.2523e-05 | 0
| 9 | 6 | 18 | Shoulder | 0.00010053 | 8.9392e-05 | 0 |  | 0.00010053 | 8.9392e-05 | 0
| 10 | 6 | 18 | Shoulder | 0.00010449 | 9.6273e-05 | 0 |  | 0.00010449 | 9.6273e-05 | 0
| 11 | 6 | 18 | Shoulder | 0.0001068 | 0.00010164 | 0 |  | 0.0001068 | 0.00010164 | 0
| 12 | 6 | 18 | Shoulder | 0.00010849 | 0.00010508 | 0 |  | 0.00010849 | 0.00010508 | 0
| 13 | 6 | 18 | Shoulder | 0.00010969 | 0.00010737 | 0 |  | 0.00010969 | 0.00010737 | 0
| 14 | 6 | 18 | Shoulder | 0.00011027 | 0.00010881 | 0 |  | 0.00011027 | 0.00010881 | 0
| 15 | 6 | 18 | Shoulder | 0.00011062 | 0.00010977 | 0 |  | 0.00011062 | 0.00010977 | 0
| 16 | 6 | 18 | Shoulder | 0.00011227 | 0.00011071 | 0 |  | 0.00011227 | 0.00011071 | 0
| 17 | 6 | 18 | Shoulder | 0.00011396 | 0.00011178 | 0 |  | 0.00011396 | 0.00011178 | 0
| 18 | 6 | 18 | Shoulder | 0.00011498 | 0.00011296 | 0 |  | 0.00011498 | 0.00011296 | 0
| 19 | 6 | 18 | Shoulder | 0.00011307 | 0.00011357 | 0 |  | 0.00011307 | 0.00011357 | 0
| 20 | 6 | 18 | Shoulder | 0.00010938 | 0.00011285 | 0 |  | 0.00010938 | 0.00011285 | 0
| 21 | 6 | 18 | Shoulder | 0.00010515 | 0.00011065 | 0 |  | 0.00010515 | 0.00011065 | 0
| 22 | 6 | 18 | Shoulder | 0.00010338 | 0.00010774 | 0 |  | 0.00010338 | 0.00010774 | 0
| 23 | 6 | 18 | Shoulder | 9.6795e-05 | 0.00010368 | 0 |  | 9.6795e-05 | 0.00010368 | 0
| 24 | 6 | 18 | Shoulder | 8.7325e-05 | 9.8163e-05 | 0 |  | 8.7325e-05 | 9.8163e-05 | 0
| 1 | 6 | 19 | Shoulder | 7.9188e-05 | 9.1671e-05 | 0 |  | 7.9188e-05 | 9.1671e-05 | 0
| 2 | 6 | 19 | Shoulder | 7.403e-05 | 8.4335e-05 | 0 |  | 7.403e-05 | 8.4335e-05 | 0
| 3 | 6 | 19 | Shoulder | 7.0251e-05 | 7.7699e-05 | 0 |  | 7.0251e-05 | 7.7699e-05 | 0
| 4 | 6 | 19 | Shoulder | 6.9095e-05 | 7.3141e-05 | 0 |  | 6.9095e-05 | 7.3141e-05 | 0
| 5 | 6 | 19 | Shoulder | 6.9184e-05 | 7.064e-05 | 0 |  | 6.9184e-05 | 7.064e-05 | 0
| 6 | 6 | 19 | Shoulder | 6.9451e-05 | 6.9495e-05 | 0 |  | 6.9451e-05 | 6.9495e-05 | 0
| 7 | 6 | 19 | Shoulder | 7.4208e-05 | 7.0485e-05 | 0 |  | 7.4208e-05 | 7.0485e-05 | 0
| 8 | 6 | 19 | Shoulder | 8.1145e-05 | 7.3497e-05 | 0 |  | 8.1145e-05 | 7.3497e-05 | 0
| 9 | 6 | 19 | Shoulder | 8.8259e-05 | 7.8266e-05 | 0 |  | 8.8259e-05 | 7.8266e-05 | 0
| 10 | 6 | 19 | Shoulder | 9.3727e-05 | 8.4335e-05 | 0 |  | 9.3727e-05 | 8.4335e-05 | 0
| 11 | 6 | 19 | Shoulder | 9.7151e-05 | 9.007e-05 | 0 |  | 9.7151e-05 | 9.007e-05 | 0
| 12 | 6 | 19 | Shoulder | 9.9107e-05 | 9.4561e-05 | 0 |  | 9.9107e-05 | 9.4561e-05 | 0
| 13 | 6 | 19 | Shoulder | 9.933e-05 | 9.7329e-05 | 0 |  | 9.933e-05 | 9.7329e-05 | 0
| 14 | 6 | 19 | Shoulder | 9.9597e-05 | 9.8796e-05 | 0 |  | 9.9597e-05 | 9.8796e-05 | 0
| 15 | 6 | 19 | Shoulder | 0.00010035 | 9.9597e-05 | 0 |  | 0.00010035 | 9.9597e-05 | 0
| 16 | 6 | 19 | Shoulder | 0.00010266 | 0.00010049 | 0 |  | 0.00010266 | 0.00010049 | 0
| 17 | 6 | 19 | Shoulder | 0.00010511 | 0.00010193 | 0 |  | 0.00010511 | 0.00010193 | 0
| 18 | 6 | 19 | Shoulder | 0.00010827 | 0.0001041 | 0 |  | 0.00010827 | 0.0001041 | 0
| 19 | 6 | 19 | Shoulder | 0.00010898 | 0.00010625 | 0 |  | 0.00010898 | 0.00010625 | 0
| 20 | 6 | 19 | Shoulder | 0.00010742 | 0.00010744 | 0 |  | 0.00010742 | 0.00010744 | 0
| 21 | 6 | 19 | Shoulder | 0.00010444 | 0.00010728 | 0 |  | 0.00010444 | 0.00010728 | 0
| 22 | 6 | 19 | Shoulder | 0.00010284 | 0.00010592 | 0 |  | 0.00010284 | 0.00010592 | 0
| 23 | 6 | 19 | Shoulder | 9.7507e-05 | 0.00010305 | 0 |  | 9.7507e-05 | 0.00010305 | 0
| 24 | 6 | 19 | Shoulder | 8.8881e-05 | 9.8418e-05 | 0 |  | 8.8881e-05 | 9.8418e-05 | 0
| 1 | 6 | 20 | Shoulder | 8.0522e-05 | 9.2438e-05 | 0 |  | 8.0522e-05 | 9.2438e-05 | 0
| 2 | 6 | 20 | Shoulder | 7.5009e-05 | 8.548e-05 | 0 |  | 7.5009e-05 | 8.548e-05 | 0
| 3 | 6 | 20 | Shoulder | 7.1541e-05 | 7.8988e-05 | 0 |  | 7.1541e-05 | 7.8988e-05 | 0
| 4 | 6 | 20 | Shoulder | 6.9495e-05 | 7.4142e-05 | 0 |  | 6.9495e-05 | 7.4142e-05 | 0
| 5 | 6 | 20 | Shoulder | 6.8962e-05 | 7.1252e-05 | 0 |  | 6.8962e-05 | 7.1252e-05 | 0
| 6 | 6 | 20 | Shoulder | 6.8428e-05 | 6.9606e-05 | 0 |  | 6.8428e-05 | 6.9606e-05 | 0
| 7 | 6 | 20 | Shoulder | 7.1274e-05 | 6.954e-05 | 0 |  | 7.1274e-05 | 6.954e-05 | 0
| 8 | 6 | 20 | Shoulder | 7.8254e-05 | 7.173e-05 | 0 |  | 7.8254e-05 | 7.173e-05 | 0
| 9 | 6 | 20 | Shoulder | 8.7058e-05 | 7.6254e-05 | 0 |  | 8.7058e-05 | 7.6254e-05 | 0
| 10 | 6 | 20 | Shoulder | 9.475e-05 | 8.2834e-05 | 0 |  | 9.475e-05 | 8.2834e-05 | 0
| 11 | 6 | 20 | Shoulder | 9.933e-05 | 8.9848e-05 | 0 |  | 9.933e-05 | 8.9848e-05 | 0
| 12 | 6 | 20 | Shoulder | 0.0001028 | 9.5984e-05 | 0 |  | 0.0001028 | 9.5984e-05 | 0
| 13 | 6 | 20 | Shoulder | 0.00010533 | 0.00010055 | 0 |  | 0.00010533 | 0.00010055 | 0
| 14 | 6 | 20 | Shoulder | 0.00010676 | 0.00010355 | 0 |  | 0.00010676 | 0.00010355 | 0
| 15 | 6 | 20 | Shoulder | 0.00010933 | 0.00010605 | 0 |  | 0.00010933 | 0.00010605 | 0
| 16 | 6 | 20 | Shoulder | 0.00011231 | 0.00010843 | 0 |  | 0.00011231 | 0.00010843 | 0
| 17 | 6 | 20 | Shoulder | 0.00011551 | 0.00011098 | 0 |  | 0.00011551 | 0.00011098 | 0
| 18 | 6 | 20 | Shoulder | 0.00012027 | 0.00011436 | 0 |  | 0.00012027 | 0.00011436 | 0
| 19 | 6 | 20 | Shoulder | 0.00012156 | 0.00011741 | 0 |  | 0.00012156 | 0.00011741 | 0
| 20 | 6 | 20 | Shoulder | 0.00012018 | 0.00011938 | 0 |  | 0.00012018 | 0.00011938 | 0
| 21 | 6 | 20 | Shoulder | 0.00011729 | 0.00011983 | 0 |  | 0.00011729 | 0.00011983 | 0
| 22 | 6 | 20 | Shoulder | 0.00011409 | 0.00011828 | 0 |  | 0.00011409 | 0.00011828 | 0
| 23 | 6 | 20 | Shoulder | 0.00010667 | 0.00011456 | 0 |  | 0.00010667 | 0.00011456 | 0
| 24 | 6 | 20 | Shoulder | 9.475e-05 | 0.0001082 | 0 |  | 9.475e-05 | 0.0001082 | 0
| 1 | 6 | 21 | Shoulder | 8.5368e-05 | 0.00010022 | 0 |  | 8.5368e-05 | 0.00010022 | 0
| 2 | 6 | 21 | Shoulder | 7.8477e-05 | 9.1315e-05 | 0 |  | 7.8477e-05 | 9.1315e-05 | 0
| 3 | 6 | 21 | Shoulder | 7.5009e-05 | 8.3401e-05 | 0 |  | 7.5009e-05 | 8.3401e-05 | 0
| 4 | 6 | 21 | Shoulder | 7.3764e-05 | 7.8154e-05 | 0 |  | 7.3764e-05 | 7.8154e-05 | 0
| 5 | 6 | 21 | Shoulder | 7.5275e-05 | 7.5631e-05 | 0 |  | 7.5275e-05 | 7.5631e-05 | 0
| 6 | 6 | 21 | Shoulder | 7.8966e-05 | 7.5753e-05 | 0 |  | 7.8966e-05 | 7.5753e-05 | 0
| 7 | 6 | 21 | Shoulder | 8.7814e-05 | 7.8955e-05 | 0 |  | 8.7814e-05 | 7.8955e-05 | 0
| 8 | 6 | 21 | Shoulder | 9.8085e-05 | 8.5035e-05 | 0 |  | 9.8085e-05 | 8.5035e-05 | 0
| 9 | 6 | 21 | Shoulder | 0.00010684 | 9.2927e-05 | 0 |  | 0.00010684 | 9.2927e-05 | 0
| 10 | 6 | 21 | Shoulder | 0.00011294 | 0.00010142 | 0 |  | 0.00011294 | 0.00010142 | 0
| 11 | 6 | 21 | Shoulder | 0.00011916 | 0.00010926 | 0 |  | 0.00011916 | 0.00010926 | 0
| 12 | 6 | 21 | Shoulder | 0.00012463 | 0.00011589 | 0 |  | 0.00012463 | 0.00011589 | 0
| 13 | 6 | 21 | Shoulder | 0.00013028 | 0.00012175 | 0 |  | 0.00013028 | 0.00012175 | 0
| 14 | 6 | 21 | Shoulder | 0.00013481 | 0.00012722 | 0 |  | 0.00013481 | 0.00012722 | 0
| 15 | 6 | 21 | Shoulder | 0.00013863 | 0.00013209 | 0 |  | 0.00013863 | 0.00013209 | 0
| 16 | 6 | 21 | Shoulder | 0.0001417 | 0.00013636 | 0 |  | 0.0001417 | 0.00013636 | 0
| 17 | 6 | 21 | Shoulder | 0.00014393 | 0.00013977 | 0 |  | 0.00014393 | 0.00013977 | 0
| 18 | 6 | 21 | Shoulder | 0.00014682 | 0.00014277 | 0 |  | 0.00014682 | 0.00014277 | 0
| 19 | 6 | 21 | Shoulder | 0.00014548 | 0.00014448 | 0 |  | 0.00014548 | 0.00014448 | 0
| 20 | 6 | 21 | Shoulder | 0.00014233 | 0.00014464 | 0 |  | 0.00014233 | 0.00014464 | 0
| 21 | 6 | 21 | Shoulder | 0.00013681 | 0.00014286 | 0 |  | 0.00013681 | 0.00014286 | 0
| 22 | 6 | 21 | Shoulder | 0.0001301 | 0.00013868 | 0 |  | 0.0001301 | 0.00013868 | 0
| 23 | 6 | 21 | Shoulder | 0.00011938 | 0.00013215 | 0 |  | 0.00011938 | 0.00013215 | 0
| 24 | 6 | 21 | Shoulder | 0.0001052 | 0.00012287 | 0 |  | 0.0001052 | 0.00012287 | 0
| 1 | 6 | 22 | Shoulder | 9.4528e-05 | 0.0001123 | 0 |  | 9.4528e-05 | 0.0001123 | 0
| 2 | 6 | 22 | Shoulder | 8.6969e-05 | 0.00010152 | 0 |  | 8.6969e-05 | 0.00010152 | 0
| 3 | 6 | 22 | Shoulder | 8.2567e-05 | 9.2316e-05 | 0 |  | 8.2567e-05 | 9.2316e-05 | 0
| 4 | 6 | 22 | Shoulder | 8.0389e-05 | 8.6113e-05 | 0 |  | 8.0389e-05 | 8.6113e-05 | 0
| 5 | 6 | 22 | Shoulder | 8.0967e-05 | 8.2723e-05 | 0 |  | 8.0967e-05 | 8.2723e-05 | 0
| 6 | 6 | 22 | Shoulder | 8.4124e-05 | 8.2012e-05 | 0 |  | 8.4124e-05 | 8.2012e-05 | 0
| 7 | 6 | 22 | Shoulder | 9.186e-05 | 8.4335e-05 | 0 |  | 9.186e-05 | 8.4335e-05 | 0
| 8 | 6 | 22 | Shoulder | 0.00010146 | 8.9604e-05 | 0 |  | 0.00010146 | 8.9604e-05 | 0
| 9 | 6 | 22 | Shoulder | 0.000108 | 9.6362e-05 | 0 |  | 0.000108 | 9.6362e-05 | 0
| 10 | 6 | 22 | Shoulder | 0.00011222 | 0.00010339 | 0 |  | 0.00011222 | 0.00010339 | 0
| 11 | 6 | 22 | Shoulder | 0.00011618 | 0.00010947 | 0 |  | 0.00011618 | 0.00010947 | 0
| 12 | 6 | 22 | Shoulder | 0.00011965 | 0.00011401 | 0 |  | 0.00011965 | 0.00011401 | 0
| 13 | 6 | 22 | Shoulder | 0.00012352 | 0.00011789 | 0 |  | 0.00012352 | 0.00011789 | 0
| 14 | 6 | 22 | Shoulder | 0.00012587 | 0.00012131 | 0 |  | 0.00012587 | 0.00012131 | 0
| 15 | 6 | 22 | Shoulder | 0.00012836 | 0.00012435 | 0 |  | 0.00012836 | 0.00012435 | 0
| 16 | 6 | 22 | Shoulder | 0.00013325 | 0.00012775 | 0 |  | 0.00013325 | 0.00012775 | 0
| 17 | 6 | 22 | Shoulder | 0.00013432 | 0.00013045 | 0 |  | 0.00013432 | 0.00013045 | 0
| 18 | 6 | 22 | Shoulder | 0.00013641 | 0.00013309 | 0 |  | 0.00013641 | 0.00013309 | 0
| 19 | 6 | 22 | Shoulder | 0.00013526 | 0.00013481 | 0 |  | 0.00013526 | 0.00013481 | 0
| 20 | 6 | 22 | Shoulder | 0.00013241 | 0.0001346 | 0 |  | 0.00013241 | 0.0001346 | 0
| 21 | 6 | 22 | Shoulder | 0.00012641 | 0.00013262 | 0 |  | 0.00012641 | 0.00013262 | 0
| 22 | 6 | 22 | Shoulder | 0.00012094 | 0.00012875 | 0 |  | 0.00012094 | 0.00012875 | 0
| 23 | 6 | 22 | Shoulder | 0.00011133 | 0.00012277 | 0 |  | 0.00011133 | 0.00012277 | 0
| 24 | 6 | 22 | Shoulder | 9.804e-05 | 0.00011418 | 0 |  | 9.804e-05 | 0.00011418 | 0
| 1 | 6 | 23 | Shoulder | 8.7414e-05 | 0.00010443 | 0 |  | 8.7414e-05 | 0.00010443 | 0
| 2 | 6 | 23 | Shoulder | 8.07e-05 | 9.4372e-05 | 0 |  | 8.07e-05 | 9.4372e-05 | 0
| 3 | 6 | 23 | Shoulder | 7.7009e-05 | 8.5791e-05 | 0 |  | 7.7009e-05 | 8.5791e-05 | 0
| 4 | 6 | 23 | Shoulder | 7.532e-05 | 8.0111e-05 | 0 |  | 7.532e-05 | 8.0111e-05 | 0
| 5 | 6 | 23 | Shoulder | 7.7009e-05 | 7.751e-05 | 0 |  | 7.7009e-05 | 7.751e-05 | 0
| 6 | 6 | 23 | Shoulder | 8.0611e-05 | 7.7487e-05 | 0 |  | 8.0611e-05 | 7.7487e-05 | 0
| 7 | 6 | 23 | Shoulder | 8.7903e-05 | 8.0211e-05 | 0 |  | 8.7903e-05 | 8.0211e-05 | 0
| 8 | 6 | 23 | Shoulder | 9.5462e-05 | 8.5246e-05 | 0 |  | 9.5462e-05 | 8.5246e-05 | 0
| 9 | 6 | 23 | Shoulder | 0.00010102 | 9.1249e-05 | 0 |  | 0.00010102 | 9.1249e-05 | 0
| 10 | 6 | 23 | Shoulder | 0.00010413 | 9.7129e-05 | 0 |  | 0.00010413 | 9.7129e-05 | 0
| 11 | 6 | 23 | Shoulder | 0.00010676 | 0.00010184 | 0 |  | 0.00010676 | 0.00010184 | 0
| 12 | 6 | 23 | Shoulder | 0.00010889 | 0.0001052 | 0 |  | 0.00010889 | 0.0001052 | 0
| 13 | 6 | 23 | Shoulder | 0.00011209 | 0.00010797 | 0 |  | 0.00011209 | 0.00010797 | 0
| 14 | 6 | 23 | Shoulder | 0.00011422 | 0.00011049 | 0 |  | 0.00011422 | 0.00011049 | 0
| 15 | 6 | 23 | Shoulder | 0.00011618 | 0.00011285 | 0 |  | 0.00011618 | 0.00011285 | 0
| 16 | 6 | 23 | Shoulder | 0.00011925 | 0.00011544 | 0 |  | 0.00011925 | 0.00011544 | 0
| 17 | 6 | 23 | Shoulder | 0.00012267 | 0.00011808 | 0 |  | 0.00012267 | 0.00011808 | 0
| 18 | 6 | 23 | Shoulder | 0.00012623 | 0.00012108 | 0 |  | 0.00012623 | 0.00012108 | 0
| 19 | 6 | 23 | Shoulder | 0.00012645 | 0.00012365 | 0 |  | 0.00012645 | 0.00012365 | 0
| 20 | 6 | 23 | Shoulder | 0.00012352 | 0.00012472 | 0 |  | 0.00012352 | 0.00012472 | 0
| 21 | 6 | 23 | Shoulder | 0.00011943 | 0.00012391 | 0 |  | 0.00011943 | 0.00012391 | 0
| 22 | 6 | 23 | Shoulder | 0.00011511 | 0.00012113 | 0 |  | 0.00011511 | 0.00012113 | 0
| 23 | 6 | 23 | Shoulder | 0.00010671 | 0.00011619 | 0 |  | 0.00010671 | 0.00011619 | 0
| 24 | 6 | 23 | Shoulder | 9.4928e-05 | 0.00010904 | 0 |  | 9.4928e-05 | 0.00010904 | 0
| 1 | 6 | 24 | Shoulder | 8.479e-05 | 0.00010039 | 0 |  | 8.479e-05 | 0.00010039 | 0
| 2 | 6 | 24 | Shoulder | 7.8966e-05 | 9.1349e-05 | 0 |  | 7.8966e-05 | 9.1349e-05 | 0
| 3 | 6 | 24 | Shoulder | 7.572e-05 | 8.3601e-05 | 0 |  | 7.572e-05 | 8.3601e-05 | 0
| 4 | 6 | 24 | Shoulder | 7.3986e-05 | 7.8366e-05 | 0 |  | 7.3986e-05 | 7.8366e-05 | 0
| 5 | 6 | 24 | Shoulder | 7.612e-05 | 7.6198e-05 | 0 |  | 7.612e-05 | 7.6198e-05 | 0
| 6 | 6 | 24 | Shoulder | 7.9633e-05 | 7.6365e-05 | 0 |  | 7.9633e-05 | 7.6365e-05 | 0
| 7 | 6 | 24 | Shoulder | 8.7992e-05 | 7.9433e-05 | 0 |  | 8.7992e-05 | 7.9433e-05 | 0
| 8 | 6 | 24 | Shoulder | 9.6884e-05 | 8.5157e-05 | 0 |  | 9.6884e-05 | 8.5157e-05 | 0
| 9 | 6 | 24 | Shoulder | 0.00010315 | 9.1916e-05 | 0 |  | 0.00010315 | 9.1916e-05 | 0
| 10 | 6 | 24 | Shoulder | 0.00010791 | 9.8985e-05 | 0 |  | 0.00010791 | 9.8985e-05 | 0
| 11 | 6 | 24 | Shoulder | 0.00011227 | 0.00010505 | 0 |  | 0.00011227 | 0.00010505 | 0
| 12 | 6 | 24 | Shoulder | 0.00011663 | 0.00010999 | 0 |  | 0.00011663 | 0.00010999 | 0
| 13 | 6 | 24 | Shoulder | 0.00012054 | 0.00011434 | 0 |  | 0.00012054 | 0.00011434 | 0
| 14 | 6 | 24 | Shoulder | 0.00012445 | 0.00011847 | 0 |  | 0.00012445 | 0.00011847 | 0
| 15 | 6 | 24 | Shoulder | 0.00012814 | 0.00012244 | 0 |  | 0.00012814 | 0.00012244 | 0
| 16 | 6 | 24 | Shoulder | 0.00013094 | 0.00012602 | 0 |  | 0.00013094 | 0.00012602 | 0
| 17 | 6 | 24 | Shoulder | 0.00013472 | 0.00012956 | 0 |  | 0.00013472 | 0.00012956 | 0
| 18 | 6 | 24 | Shoulder | 0.00013681 | 0.00013265 | 0 |  | 0.00013681 | 0.00013265 | 0
| 19 | 6 | 24 | Shoulder | 0.00013552 | 0.0001345 | 0 |  | 0.00013552 | 0.0001345 | 0
| 20 | 6 | 24 | Shoulder | 0.00013352 | 0.00013514 | 0 |  | 0.00013352 | 0.00013514 | 0
| 21 | 6 | 24 | Shoulder | 0.00012832 | 0.00013354 | 0 |  | 0.00012832 | 0.00013354 | 0
| 22 | 6 | 24 | Shoulder | 0.00012356 | 0.00013023 | 0 |  | 0.00012356 | 0.00013023 | 0
| 23 | 6 | 24 | Shoulder | 0.00011489 | 0.00012507 | 0 |  | 0.00011489 | 0.00012507 | 0
| 24 | 6 | 24 | Shoulder | 0.00010155 | 0.00011708 | 0 |  | 0.00010155 | 0.00011708 | 0
| 1 | 6 | 25 | Shoulder | 9.1593e-05 | 0.0001079 | 0 |  | 9.1593e-05 | 0.0001079 | 0
| 2 | 6 | 25 | Shoulder | 8.5191e-05 | 9.8307e-05 | 0 |  | 8.5191e-05 | 9.8307e-05 | 0
| 3 | 6 | 25 | Shoulder | 8.1145e-05 | 8.987e-05 | 0 |  | 8.1145e-05 | 8.987e-05 | 0
| 4 | 6 | 25 | Shoulder | 7.9055e-05 | 8.4246e-05 | 0 |  | 7.9055e-05 | 8.4246e-05 | 0
| 5 | 6 | 25 | Shoulder | 7.9988e-05 | 8.1345e-05 | 0 |  | 7.9988e-05 | 8.1345e-05 | 0
| 6 | 6 | 25 | Shoulder | 8.3368e-05 | 8.0889e-05 | 0 |  | 8.3368e-05 | 8.0889e-05 | 0
| 7 | 6 | 25 | Shoulder | 9.1593e-05 | 8.3501e-05 | 0 |  | 9.1593e-05 | 8.3501e-05 | 0
| 8 | 6 | 25 | Shoulder | 0.00010138 | 8.9081e-05 | 0 |  | 0.00010138 | 8.9081e-05 | 0
| 9 | 6 | 25 | Shoulder | 0.00011049 | 9.6706e-05 | 0 |  | 0.00011049 | 9.6706e-05 | 0
| 10 | 6 | 25 | Shoulder | 0.0001172 | 0.00010517 | 0 |  | 0.0001172 | 0.00010517 | 0
| 11 | 6 | 25 | Shoulder | 0.00012281 | 0.00011297 | 0 |  | 0.00012281 | 0.00011297 | 0
| 12 | 6 | 25 | Shoulder | 0.00012881 | 0.00011983 | 0 |  | 0.00012881 | 0.00011983 | 0
| 13 | 6 | 25 | Shoulder | 0.00013446 | 0.00012582 | 0 |  | 0.00013446 | 0.00012582 | 0
| 14 | 6 | 25 | Shoulder | 0.00013806 | 0.00013103 | 0 |  | 0.00013806 | 0.00013103 | 0
| 15 | 6 | 25 | Shoulder | 0.00014126 | 0.00013564 | 0 |  | 0.00014126 | 0.00013564 | 0
| 16 | 6 | 25 | Shoulder | 0.00014499 | 0.00013969 | 0 |  | 0.00014499 | 0.00013969 | 0
| 17 | 6 | 25 | Shoulder | 0.00014797 | 0.00014307 | 0 |  | 0.00014797 | 0.00014307 | 0
| 18 | 6 | 25 | Shoulder | 0.00014922 | 0.00014586 | 0 |  | 0.00014922 | 0.00014586 | 0
| 19 | 6 | 25 | Shoulder | 0.00014779 | 0.00014749 | 0 |  | 0.00014779 | 0.00014749 | 0
| 20 | 6 | 25 | Shoulder | 0.00014419 | 0.00014729 | 0 |  | 0.00014419 | 0.00014729 | 0
| 21 | 6 | 25 | Shoulder | 0.00013904 | 0.00014506 | 0 |  | 0.00013904 | 0.00014506 | 0
| 22 | 6 | 25 | Shoulder | 0.00013468 | 0.00014142 | 0 |  | 0.00013468 | 0.00014142 | 0
| 23 | 6 | 25 | Shoulder | 0.00012667 | 0.00013614 | 0 |  | 0.00012667 | 0.00013614 | 0
| 24 | 6 | 25 | Shoulder | 0.00011418 | 0.00012864 | 0 |  | 0.00011418 | 0.00012864 | 0
| 1 | 6 | 26 | Shoulder | 0.00010342 | 0.00011974 | 0 |  | 0.00010342 | 0.00011974 | 0
| 2 | 6 | 26 | Shoulder | 9.5195e-05 | 0.00010987 | 0 |  | 9.5195e-05 | 0.00010987 | 0
| 3 | 6 | 26 | Shoulder | 9.0082e-05 | 0.00010072 | 0 |  | 9.0082e-05 | 0.00010072 | 0
| 4 | 6 | 26 | Shoulder | 8.7458e-05 | 9.4039e-05 | 0 |  | 8.7458e-05 | 9.4039e-05 | 0
| 5 | 6 | 26 | Shoulder | 8.5635e-05 | 8.9592e-05 | 0 |  | 8.5635e-05 | 8.9592e-05 | 0
| 6 | 6 | 26 | Shoulder | 8.5546e-05 | 8.718e-05 | 0 |  | 8.5546e-05 | 8.718e-05 | 0
| 7 | 6 | 26 | Shoulder | 8.937e-05 | 8.7002e-05 | 0 |  | 8.937e-05 | 8.7002e-05 | 0
| 8 | 6 | 26 | Shoulder | 9.9463e-05 | 9.0004e-05 | 0 |  | 9.9463e-05 | 9.0004e-05 | 0
| 9 | 6 | 26 | Shoulder | 0.00011133 | 9.6429e-05 | 0 |  | 0.00011133 | 9.6429e-05 | 0
| 10 | 6 | 26 | Shoulder | 0.00012254 | 0.00010568 | 0 |  | 0.00012254 | 0.00010568 | 0
| 11 | 6 | 26 | Shoulder | 0.0001313 | 0.00011616 | 0 |  | 0.0001313 | 0.00011616 | 0
| 12 | 6 | 26 | Shoulder | 0.00013899 | 0.00012604 | 0 |  | 0.00013899 | 0.00012604 | 0
| 13 | 6 | 26 | Shoulder | 0.00014459 | 0.00013436 | 0 |  | 0.00014459 | 0.00013436 | 0
| 14 | 6 | 26 | Shoulder | 0.00014899 | 0.00014097 | 0 |  | 0.00014899 | 0.00014097 | 0
| 15 | 6 | 26 | Shoulder | 0.00015291 | 0.00014637 | 0 |  | 0.00015291 | 0.00014637 | 0
| 16 | 6 | 26 | Shoulder | 0.00015642 | 0.00015073 | 0 |  | 0.00015642 | 0.00015073 | 0
| 17 | 6 | 26 | Shoulder | 0.00015878 | 0.00015427 | 0 |  | 0.00015878 | 0.00015427 | 0
| 18 | 6 | 26 | Shoulder | 0.00015975 | 0.00015696 | 0 |  | 0.00015975 | 0.00015696 | 0
| 19 | 6 | 26 | Shoulder | 0.00015918 | 0.00015853 | 0 |  | 0.00015918 | 0.00015853 | 0
| 20 | 6 | 26 | Shoulder | 0.00015686 | 0.00015864 | 0 |  | 0.00015686 | 0.00015864 | 0
| 21 | 6 | 26 | Shoulder | 0.00015206 | 0.00015696 | 0 |  | 0.00015206 | 0.00015696 | 0
| 22 | 6 | 26 | Shoulder | 0.00014739 | 0.00015387 | 0 |  | 0.00014739 | 0.00015387 | 0
| 23 | 6 | 26 | Shoulder | 0.00014032 | 0.00014916 | 0 |  | 0.00014032 | 0.00014916 | 0
| 24 | 6 | 26 | Shoulder | 0.00012787 | 0.00014191 | 0 |  | 0.00012787 | 0.00014191 | 0
| 1 | 6 | 27 | Shoulder | 0.00011636 | 0.00013299 | 0 |  | 0.00011636 | 0.00013299 | 0
| 2 | 6 | 27 | Shoulder | 0.00010911 | 0.00012342 | 0 |  | 0.00010911 | 0.00012342 | 0
| 3 | 6 | 27 | Shoulder | 0.00010284 | 0.00011405 | 0 |  | 0.00010284 | 0.00011405 | 0
| 4 | 6 | 27 | Shoulder | 9.8618e-05 | 0.00010673 | 0 |  | 9.8618e-05 | 0.00010673 | 0
| 5 | 6 | 27 | Shoulder | 9.604e-05 | 0.00010165 | 0 |  | 9.604e-05 | 0.00010165 | 0
| 6 | 6 | 27 | Shoulder | 9.435e-05 | 9.7963e-05 | 0 |  | 9.435e-05 | 9.7963e-05 | 0
| 7 | 6 | 27 | Shoulder | 9.804e-05 | 9.6762e-05 | 0 |  | 9.804e-05 | 9.6762e-05 | 0
| 8 | 6 | 27 | Shoulder | 0.00010693 | 9.8841e-05 | 0 |  | 0.00010693 | 9.8841e-05 | 0
| 9 | 6 | 27 | Shoulder | 0.00011832 | 0.00010441 | 0 |  | 0.00011832 | 0.00010441 | 0
| 10 | 6 | 27 | Shoulder | 0.00012943 | 0.00011318 | 0 |  | 0.00012943 | 0.00011318 | 0
| 11 | 6 | 27 | Shoulder | 0.00013881 | 0.00012337 | 0 |  | 0.00013881 | 0.00012337 | 0
| 12 | 6 | 27 | Shoulder | 0.00014655 | 0.00013328 | 0 |  | 0.00014655 | 0.00013328 | 0
| 13 | 6 | 27 | Shoulder | 0.00015206 | 0.00014171 | 0 |  | 0.00015206 | 0.00014171 | 0
| 14 | 6 | 27 | Shoulder | 0.00015611 | 0.00014838 | 0 |  | 0.00015611 | 0.00014838 | 0
| 15 | 6 | 27 | Shoulder | 0.00015811 | 0.00015321 | 0 |  | 0.00015811 | 0.00015321 | 0
| 16 | 6 | 27 | Shoulder | 0.0001614 | 0.00015692 | 0 |  | 0.0001614 | 0.00015692 | 0
| 17 | 6 | 27 | Shoulder | 0.00016456 | 0.00016004 | 0 |  | 0.00016456 | 0.00016004 | 0
| 18 | 6 | 27 | Shoulder | 0.00016696 | 0.00016276 | 0 |  | 0.00016696 | 0.00016276 | 0
| 19 | 6 | 27 | Shoulder | 0.00016616 | 0.00016477 | 0 |  | 0.00016616 | 0.00016477 | 0
| 20 | 6 | 27 | Shoulder | 0.00016393 | 0.0001654 | 0 |  | 0.00016393 | 0.0001654 | 0
| 21 | 6 | 27 | Shoulder | 0.00015998 | 0.00016426 | 0 |  | 0.00015998 | 0.00016426 | 0
| 22 | 6 | 27 | Shoulder | 0.00015558 | 0.00016141 | 0 |  | 0.00015558 | 0.00016141 | 0
| 23 | 6 | 27 | Shoulder | 0.00014811 | 0.0001569 | 0 |  | 0.00014811 | 0.0001569 | 0
| 24 | 6 | 27 | Shoulder | 0.00013508 | 0.00014968 | 0 |  | 0.00013508 | 0.00014968 | 0
| 1 | 6 | 28 | Shoulder | 0.0001241 | 0.00014071 | 0 |  | 0.0001241 | 0.00014071 | 0
| 2 | 6 | 28 | Shoulder | 0.00011645 | 0.00013093 | 0 |  | 0.00011645 | 0.00013093 | 0
| 3 | 6 | 28 | Shoulder | 0.00011009 | 0.00012143 | 0 |  | 0.00011009 | 0.00012143 | 0
| 4 | 6 | 28 | Shoulder | 0.00010698 | 0.0001144 | 0 |  | 0.00010698 | 0.0001144 | 0
| 5 | 6 | 28 | Shoulder | 0.00010707 | 0.00011015 | 0 |  | 0.00010707 | 0.00011015 | 0
| 6 | 6 | 28 | Shoulder | 0.0001092 | 0.00010833 | 0 |  | 0.0001092 | 0.00010833 | 0
| 7 | 6 | 28 | Shoulder | 0.00011671 | 0.00010999 | 0 |  | 0.00011671 | 0.00010999 | 0
| 8 | 6 | 28 | Shoulder | 0.00012761 | 0.00011515 | 0 |  | 0.00012761 | 0.00011515 | 0
| 9 | 6 | 28 | Shoulder | 0.00013912 | 0.00012316 | 0 |  | 0.00013912 | 0.00012316 | 0
| 10 | 6 | 28 | Shoulder | 0.00014962 | 0.00013327 | 0 |  | 0.00014962 | 0.00013327 | 0
| 11 | 6 | 28 | Shoulder | 0.00015882 | 0.00014379 | 0 |  | 0.00015882 | 0.00014379 | 0
| 12 | 6 | 28 | Shoulder | 0.0001658 | 0.00015334 | 0 |  | 0.0001658 | 0.00015334 | 0
| 13 | 6 | 28 | Shoulder | 0.000171 | 0.00016131 | 0 |  | 0.000171 | 0.00016131 | 0
| 14 | 6 | 28 | Shoulder | 0.00017469 | 0.00016758 | 0 |  | 0.00017469 | 0.00016758 | 0
| 15 | 6 | 28 | Shoulder | 0.00017625 | 0.00017194 | 0 |  | 0.00017625 | 0.00017194 | 0
| 16 | 6 | 28 | Shoulder | 0.00017745 | 0.00017485 | 0 |  | 0.00017745 | 0.00017485 | 0
| 17 | 6 | 28 | Shoulder | 0.00017945 | 0.00017696 | 0 |  | 0.00017945 | 0.00017696 | 0
| 18 | 6 | 28 | Shoulder | 0.00017927 | 0.00017811 | 0 |  | 0.00017927 | 0.00017811 | 0
| 19 | 6 | 28 | Shoulder | 0.0001775 | 0.00017842 | 0 |  | 0.0001775 | 0.00017842 | 0
| 20 | 6 | 28 | Shoulder | 0.00017412 | 0.00017758 | 0 |  | 0.00017412 | 0.00017758 | 0
| 21 | 6 | 28 | Shoulder | 0.00016767 | 0.00017464 | 0 |  | 0.00016767 | 0.00017464 | 0
| 22 | 6 | 28 | Shoulder | 0.00016229 | 0.00017039 | 0 |  | 0.00016229 | 0.00017039 | 0
| 23 | 6 | 28 | Shoulder | 0.000153 | 0.00016427 | 0 |  | 0.000153 | 0.00016427 | 0
| 24 | 6 | 28 | Shoulder | 0.00013868 | 0.00015541 | 0 |  | 0.00013868 | 0.00015541 | 0
| 1 | 6 | 29 | Shoulder | 0.00012667 | 0.00014516 | 0 |  | 0.00012667 | 0.00014516 | 0
| 2 | 6 | 29 | Shoulder | 0.00011667 | 0.00013376 | 0 |  | 0.00011667 | 0.00013376 | 0
| 3 | 6 | 29 | Shoulder | 0.00010884 | 0.00012272 | 0 |  | 0.00010884 | 0.00012272 | 0
| 4 | 6 | 29 | Shoulder | 0.00010409 | 0.00011407 | 0 |  | 0.00010409 | 0.00011407 | 0
| 5 | 6 | 29 | Shoulder | 0.00010226 | 0.00010797 | 0 |  | 0.00010226 | 0.00010797 | 0
| 6 | 6 | 29 | Shoulder | 0.00010346 | 0.00010467 | 0 |  | 0.00010346 | 0.00010467 | 0
| 7 | 6 | 29 | Shoulder | 0.000108 | 0.00010445 | 0 |  | 0.000108 | 0.00010445 | 0
| 8 | 6 | 29 | Shoulder | 0.00011618 | 0.00010748 | 0 |  | 0.00011618 | 0.00010748 | 0
| 9 | 6 | 29 | Shoulder | 0.00012365 | 0.00011282 | 0 |  | 0.00012365 | 0.00011282 | 0
| 10 | 6 | 29 | Shoulder | 0.00013014 | 0.00011949 | 0 |  | 0.00013014 | 0.00011949 | 0
| 11 | 6 | 29 | Shoulder | 0.00013646 | 0.00012661 | 0 |  | 0.00013646 | 0.00012661 | 0
| 12 | 6 | 29 | Shoulder | 0.00014139 | 0.00013291 | 0 |  | 0.00014139 | 0.00013291 | 0
| 13 | 6 | 29 | Shoulder | 0.00015144 | 0.00013986 | 0 |  | 0.00015144 | 0.00013986 | 0
| 14 | 6 | 29 | Shoulder | 0.00014922 | 0.00014463 | 0 |  | 0.00014922 | 0.00014463 | 0
| 15 | 6 | 29 | Shoulder | 0.00015237 | 0.00014861 | 0 |  | 0.00015237 | 0.00014861 | 0
| 16 | 6 | 29 | Shoulder | 0.00015482 | 0.00015196 | 0 |  | 0.00015482 | 0.00015196 | 0
| 17 | 6 | 29 | Shoulder | 0.00016322 | 0.00015491 | 0 |  | 0.00016322 | 0.00015491 | 0
| 18 | 6 | 29 | Shoulder | 0.00015829 | 0.00015718 | 0 |  | 0.00015829 | 0.00015718 | 0
| 19 | 6 | 29 | Shoulder | 0.00015629 | 0.00015815 | 0 |  | 0.00015629 | 0.00015815 | 0
| 20 | 6 | 29 | Shoulder | 0.00015166 | 0.00015736 | 0 |  | 0.00015166 | 0.00015736 | 0
| 21 | 6 | 29 | Shoulder | 0.00014393 | 0.00015254 | 0 |  | 0.00014393 | 0.00015254 | 0
| 22 | 6 | 29 | Shoulder | 0.0001421 | 0.00014849 | 0 |  | 0.0001421 | 0.00014849 | 0
| 23 | 6 | 29 | Shoulder | 0.00012463 | 0.00014058 | 0 |  | 0.00012463 | 0.00014058 | 0
| 24 | 6 | 29 | Shoulder | 0.00011022 | 0.00013022 | 0 |  | 0.00011022 | 0.00013022 | 0
| 1 | 6 | 30 | Shoulder | 9.7685e-05 | 0.00011866 | 0 |  | 9.7685e-05 | 0.00011866 | 0
| 2 | 6 | 30 | Shoulder | 9.9597e-05 | 0.00010803 | 0 |  | 9.9597e-05 | 0.00010803 | 0
| 3 | 6 | 30 | Shoulder | 8.9237e-05 | 9.9185e-05 | 0 |  | 8.9237e-05 | 9.9185e-05 | 0
| 4 | 6 | 30 | Shoulder | 8.5191e-05 | 9.2927e-05 | 0 |  | 8.5191e-05 | 9.2927e-05 | 0
| 5 | 6 | 30 | Shoulder | 8.648e-05 | 9.0126e-05 | 0 |  | 8.648e-05 | 9.0126e-05 | 0
| 6 | 6 | 30 | Shoulder | 8.9059e-05 | 8.7492e-05 | 0 |  | 8.9059e-05 | 8.7492e-05 | 0
| 7 | 6 | 30 | Shoulder | 9.5684e-05 | 8.9103e-05 | 0 |  | 9.5684e-05 | 8.9103e-05 | 0
| 8 | 6 | 30 | Shoulder | 0.00010355 | 9.3694e-05 | 0 |  | 0.00010355 | 9.3694e-05 | 0
| 9 | 6 | 30 | Shoulder | 0.00010858 | 9.9219e-05 | 0 |  | 0.00010858 | 9.9219e-05 | 0
| 10 | 6 | 30 | Shoulder | 0.00011111 | 0.00010473 | 0 |  | 0.00011111 | 0.00010473 | 0
| 11 | 6 | 30 | Shoulder | 0.00011342 | 0.00010917 | 0 |  | 0.00011342 | 0.00010917 | 0
| 12 | 6 | 30 | Shoulder | 0.00011774 | 0.00011271 | 0 |  | 0.00011774 | 0.00011271 | 0
| 13 | 6 | 30 | Shoulder | 0.00011832 | 0.00011515 | 0 |  | 0.00011832 | 0.00011515 | 0
| 14 | 6 | 30 | Shoulder | 0.0001184 | 0.00011697 | 0 |  | 0.0001184 | 0.00011697 | 0
| 15 | 6 | 30 | Shoulder | 0.0001253 | 0.00011994 | 0 |  | 0.0001253 | 0.00011994 | 0
| 16 | 6 | 30 | Shoulder | 0.00012276 | 0.00012119 | 0 |  | 0.00012276 | 0.00012119 | 0
| 17 | 6 | 30 | Shoulder | 0.00012458 | 0.00012276 | 0 |  | 0.00012458 | 0.00012276 | 0
| 18 | 6 | 30 | Shoulder | 0.00012534 | 0.0001245 | 0 |  | 0.00012534 | 0.0001245 | 0
| 19 | 6 | 30 | Shoulder | 0.00012312 | 0.00012395 | 0 |  | 0.00012312 | 0.00012395 | 0
| 20 | 6 | 30 | Shoulder | 0.00011916 | 0.00012305 | 0 |  | 0.00011916 | 0.00012305 | 0
| 21 | 6 | 30 | Shoulder | 0.0001156 | 0.00012081 | 0 |  | 0.0001156 | 0.00012081 | 0
| 22 | 6 | 30 | Shoulder | 0.0001132 | 0.00011777 | 0 |  | 0.0001132 | 0.00011777 | 0
| 23 | 6 | 30 | Shoulder | 0.0001056 | 0.00011339 | 0 |  | 0.0001056 | 0.00011339 | 0
| 24 | 6 | 30 | Shoulder | 9.5195e-05 | 0.0001074 | 0 |  | 9.5195e-05 | 0.0001074 | 0
| 1 | 7 | 1 | Summer | 8.7325e-05 | 0.00010033 | 0 |  | 8.7325e-05 | 0.00010033 | 0
| 2 | 7 | 1 | Summer | 8.2345e-05 | 9.2616e-05 | 0 |  | 8.2345e-05 | 9.2616e-05 | 0
| 3 | 7 | 1 | Summer | 7.9144e-05 | 8.6002e-05 | 0 |  | 7.9144e-05 | 8.6002e-05 | 0
| 4 | 7 | 1 | Summer | 7.8566e-05 | 8.1845e-05 | 0 |  | 7.8566e-05 | 8.1845e-05 | 0
| 5 | 7 | 1 | Summer | 7.9633e-05 | 7.9922e-05 | 0 |  | 7.9633e-05 | 7.9922e-05 | 0
| 6 | 7 | 1 | Summer | 8.3679e-05 | 8.0255e-05 | 0 |  | 8.3679e-05 | 8.0255e-05 | 0
| 7 | 7 | 1 | Summer | 9.0304e-05 | 8.3045e-05 | 0 |  | 9.0304e-05 | 8.3045e-05 | 0
| 8 | 7 | 1 | Summer | 9.8218e-05 | 8.7958e-05 | 0 |  | 9.8218e-05 | 8.7958e-05 | 0
| 9 | 7 | 1 | Summer | 0.00010315 | 9.3839e-05 | 0 |  | 0.00010315 | 9.3839e-05 | 0
| 10 | 7 | 1 | Summer | 0.00010711 | 9.9697e-05 | 0 |  | 0.00010711 | 9.9697e-05 | 0
| 11 | 7 | 1 | Summer | 0.00010924 | 0.00010443 | 0 |  | 0.00010924 | 0.00010443 | 0
| 12 | 7 | 1 | Summer | 0.00011169 | 0.0001078 | 0 |  | 0.00011169 | 0.0001078 | 0
| 13 | 7 | 1 | Summer | 0.00011382 | 0.00011047 | 0 |  | 0.00011382 | 0.00011047 | 0
| 14 | 7 | 1 | Summer | 0.00011418 | 0.00011224 | 0 |  | 0.00011418 | 0.00011224 | 0
| 15 | 7 | 1 | Summer | 0.00011467 | 0.00011359 | 0 |  | 0.00011467 | 0.00011359 | 0
| 16 | 7 | 1 | Summer | 0.00011511 | 0.00011445 | 0 |  | 0.00011511 | 0.00011445 | 0
| 17 | 7 | 1 | Summer | 0.00011614 | 0.00011503 | 0 |  | 0.00011614 | 0.00011503 | 0
| 18 | 7 | 1 | Summer | 0.00011711 | 0.00011576 | 0 |  | 0.00011711 | 0.00011576 | 0
| 19 | 7 | 1 | Summer | 0.0001164 | 0.00011619 | 0 |  | 0.0001164 | 0.00011619 | 0
| 20 | 7 | 1 | Summer | 0.00011396 | 0.0001159 | 0 |  | 0.00011396 | 0.0001159 | 0
| 21 | 7 | 1 | Summer | 0.00011209 | 0.00011489 | 0 |  | 0.00011209 | 0.00011489 | 0
| 22 | 7 | 1 | Summer | 0.00011036 | 0.0001132 | 0 |  | 0.00011036 | 0.0001132 | 0
| 23 | 7 | 1 | Summer | 0.0001044 | 0.0001102 | 0 |  | 0.0001044 | 0.0001102 | 0
| 24 | 7 | 1 | Summer | 9.435e-05 | 0.0001053 | 0 |  | 9.435e-05 | 0.0001053 | 0
| 1 | 7 | 2 | Summer | 8.5502e-05 | 9.8652e-05 | 0 |  | 8.5502e-05 | 9.8652e-05 | 0
| 2 | 7 | 2 | Summer | 8.0077e-05 | 9.1082e-05 | 0 |  | 8.0077e-05 | 9.1082e-05 | 0
| 3 | 7 | 2 | Summer | 7.7054e-05 | 8.4246e-05 | 0 |  | 7.7054e-05 | 8.4246e-05 | 0
| 4 | 7 | 2 | Summer | 7.572e-05 | 7.9588e-05 | 0 |  | 7.572e-05 | 7.9588e-05 | 0
| 5 | 7 | 2 | Summer | 7.7009e-05 | 7.7465e-05 | 0 |  | 7.7009e-05 | 7.7465e-05 | 0
| 6 | 7 | 2 | Summer | 8.0166e-05 | 7.7487e-05 | 0 |  | 8.0166e-05 | 7.7487e-05 | 0
| 7 | 7 | 2 | Summer | 8.6613e-05 | 7.9877e-05 | 0 |  | 8.6613e-05 | 7.9877e-05 | 0
| 8 | 7 | 2 | Summer | 9.3772e-05 | 8.439e-05 | 0 |  | 9.3772e-05 | 8.439e-05 | 0
| 9 | 7 | 2 | Summer | 0.00010026 | 9.0204e-05 | 0 |  | 0.00010026 | 9.0204e-05 | 0
| 10 | 7 | 2 | Summer | 0.00010435 | 9.6251e-05 | 0 |  | 0.00010435 | 9.6251e-05 | 0
| 11 | 7 | 2 | Summer | 0.00010751 | 0.00010148 | 0 |  | 0.00010751 | 0.00010148 | 0
| 12 | 7 | 2 | Summer | 0.00011053 | 0.00010567 | 0 |  | 0.00011053 | 0.00010567 | 0
| 13 | 7 | 2 | Summer | 0.00011325 | 0.00010891 | 0 |  | 0.00011325 | 0.00010891 | 0
| 14 | 7 | 2 | Summer | 0.00011609 | 0.00011185 | 0 |  | 0.00011609 | 0.00011185 | 0
| 15 | 7 | 2 | Summer | 0.00011809 | 0.00011449 | 0 |  | 0.00011809 | 0.00011449 | 0
| 16 | 7 | 2 | Summer | 0.00012085 | 0.00011707 | 0 |  | 0.00012085 | 0.00011707 | 0
| 17 | 7 | 2 | Summer | 0.00012312 | 0.00011954 | 0 |  | 0.00012312 | 0.00011954 | 0
| 18 | 7 | 2 | Summer | 0.00012485 | 0.00012173 | 0 |  | 0.00012485 | 0.00012173 | 0
| 19 | 7 | 2 | Summer | 0.00012432 | 0.00012328 | 0 |  | 0.00012432 | 0.00012328 | 0
| 20 | 7 | 2 | Summer | 0.00012085 | 0.00012328 | 0 |  | 0.00012085 | 0.00012328 | 0
| 21 | 7 | 2 | Summer | 0.0001168 | 0.00012171 | 0 |  | 0.0001168 | 0.00012171 | 0
| 22 | 7 | 2 | Summer | 0.00011351 | 0.00011887 | 0 |  | 0.00011351 | 0.00011887 | 0
| 23 | 7 | 2 | Summer | 0.00010702 | 0.00011455 | 0 |  | 0.00010702 | 0.00011455 | 0
| 24 | 7 | 2 | Summer | 9.644e-05 | 0.00010844 | 0 |  | 9.644e-05 | 0.00010844 | 0
| 1 | 7 | 3 | Summer | 8.7014e-05 | 0.000101 | 0 |  | 8.7014e-05 | 0.000101 | 0
| 2 | 7 | 3 | Summer | 8.0922e-05 | 9.2849e-05 | 0 |  | 8.0922e-05 | 9.2849e-05 | 0
| 3 | 7 | 3 | Summer | 7.6431e-05 | 8.5202e-05 | 0 |  | 7.6431e-05 | 8.5202e-05 | 0
| 4 | 7 | 3 | Summer | 7.3942e-05 | 7.9577e-05 | 0 |  | 7.3942e-05 | 7.9577e-05 | 0
| 5 | 7 | 3 | Summer | 7.4075e-05 | 7.6343e-05 | 0 |  | 7.4075e-05 | 7.6343e-05 | 0
| 6 | 7 | 3 | Summer | 7.3319e-05 | 7.4442e-05 | 0 |  | 7.3319e-05 | 7.4442e-05 | 0
| 7 | 7 | 3 | Summer | 7.5631e-05 | 7.4242e-05 | 0 |  | 7.5631e-05 | 7.4242e-05 | 0
| 8 | 7 | 3 | Summer | 8.1767e-05 | 7.6198e-05 | 0 |  | 8.1767e-05 | 7.6198e-05 | 0
| 9 | 7 | 3 | Summer | 8.9859e-05 | 8.0144e-05 | 0 |  | 8.9859e-05 | 8.0144e-05 | 0
| 10 | 7 | 3 | Summer | 9.7107e-05 | 8.6091e-05 | 0 |  | 9.7107e-05 | 8.6091e-05 | 0
| 11 | 7 | 3 | Summer | 0.00010275 | 9.2872e-05 | 0 |  | 0.00010275 | 9.2872e-05 | 0
| 12 | 7 | 3 | Summer | 0.00010764 | 9.9341e-05 | 0 |  | 0.00010764 | 9.9341e-05 | 0
| 13 | 7 | 3 | Summer | 0.00011085 | 0.00010459 | 0 |  | 0.00011085 | 0.00010459 | 0
| 14 | 7 | 3 | Summer | 0.00011369 | 0.00010873 | 0 |  | 0.00011369 | 0.00010873 | 0
| 15 | 7 | 3 | Summer | 0.00011716 | 0.00011234 | 0 |  | 0.00011716 | 0.00011234 | 0
| 16 | 7 | 3 | Summer | 0.00012045 | 0.00011554 | 0 |  | 0.00012045 | 0.00011554 | 0
| 17 | 7 | 3 | Summer | 0.00012458 | 0.00011897 | 0 |  | 0.00012458 | 0.00011897 | 0
| 18 | 7 | 3 | Summer | 0.00012694 | 0.00012228 | 0 |  | 0.00012694 | 0.00012228 | 0
| 19 | 7 | 3 | Summer | 0.00012721 | 0.0001248 | 0 |  | 0.00012721 | 0.0001248 | 0
| 20 | 7 | 3 | Summer | 0.00012485 | 0.0001259 | 0 |  | 0.00012485 | 0.0001259 | 0
| 21 | 7 | 3 | Summer | 0.00012009 | 0.00012477 | 0 |  | 0.00012009 | 0.00012477 | 0
| 22 | 7 | 3 | Summer | 0.00011636 | 0.00012213 | 0 |  | 0.00011636 | 0.00012213 | 0
| 23 | 7 | 3 | Summer | 0.00010965 | 0.00011774 | 0 |  | 0.00010965 | 0.00011774 | 0
| 24 | 7 | 3 | Summer | 9.933e-05 | 0.00011136 | 0 |  | 9.933e-05 | 0.00011136 | 0
| 1 | 7 | 4 | Summer | 8.9815e-05 | 0.00010379 | 0 |  | 8.9815e-05 | 0.00010379 | 0
| 2 | 7 | 4 | Summer | 8.2967e-05 | 9.5439e-05 | 0 |  | 8.2967e-05 | 9.5439e-05 | 0
| 3 | 7 | 4 | Summer | 7.8032e-05 | 8.7536e-05 | 0 |  | 7.8032e-05 | 8.7536e-05 | 0
| 4 | 7 | 4 | Summer | 7.532e-05 | 8.1534e-05 | 0 |  | 7.532e-05 | 8.1534e-05 | 0
| 5 | 7 | 4 | Summer | 7.4431e-05 | 7.7688e-05 | 0 |  | 7.4431e-05 | 7.7688e-05 | 0
| 6 | 7 | 4 | Summer | 7.3764e-05 | 7.5387e-05 | 0 |  | 7.3764e-05 | 7.5387e-05 | 0
| 7 | 7 | 4 | Summer | 7.492e-05 | 7.4608e-05 | 0 |  | 7.492e-05 | 7.4608e-05 | 0
| 8 | 7 | 4 | Summer | 7.9144e-05 | 7.5564e-05 | 0 |  | 7.9144e-05 | 7.5564e-05 | 0
| 9 | 7 | 4 | Summer | 8.5724e-05 | 7.8388e-05 | 0 |  | 8.5724e-05 | 7.8388e-05 | 0
| 10 | 7 | 4 | Summer | 9.2038e-05 | 8.2956e-05 | 0 |  | 9.2038e-05 | 8.2956e-05 | 0
| 11 | 7 | 4 | Summer | 9.644e-05 | 8.8336e-05 | 0 |  | 9.644e-05 | 8.8336e-05 | 0
| 12 | 7 | 4 | Summer | 0.00010017 | 9.3594e-05 | 0 |  | 0.00010017 | 9.3594e-05 | 0
| 13 | 7 | 4 | Summer | 0.00010329 | 9.7985e-05 | 0 |  | 0.00010329 | 9.7985e-05 | 0
| 14 | 7 | 4 | Summer | 0.00010587 | 0.00010144 | 0 |  | 0.00010587 | 0.00010144 | 0
| 15 | 7 | 4 | Summer | 0.00010791 | 0.00010431 | 0 |  | 0.00010791 | 0.00010431 | 0
| 16 | 7 | 4 | Summer | 0.00011049 | 0.00010689 | 0 |  | 0.00011049 | 0.00010689 | 0
| 17 | 7 | 4 | Summer | 0.00011436 | 0.00010966 | 0 |  | 0.00011436 | 0.00010966 | 0
| 18 | 7 | 4 | Summer | 0.00011707 | 0.00011246 | 0 |  | 0.00011707 | 0.00011246 | 0
| 19 | 7 | 4 | Summer | 0.0001164 | 0.00011458 | 0 |  | 0.0001164 | 0.00011458 | 0
| 20 | 7 | 4 | Summer | 0.00011329 | 0.00011528 | 0 |  | 0.00011329 | 0.00011528 | 0
| 21 | 7 | 4 | Summer | 0.00010858 | 0.00011384 | 0 |  | 0.00010858 | 0.00011384 | 0
| 22 | 7 | 4 | Summer | 0.00010533 | 0.0001109 | 0 |  | 0.00010533 | 0.0001109 | 0
| 23 | 7 | 4 | Summer | 9.973e-05 | 0.00010673 | 0 |  | 9.973e-05 | 0.00010673 | 0
| 24 | 7 | 4 | Summer | 9.395e-05 | 0.0001019 | 0 |  | 9.395e-05 | 0.0001019 | 0
| 1 | 7 | 5 | Summer | 8.6569e-05 | 9.6395e-05 | 0 |  | 8.6569e-05 | 9.6395e-05 | 0
| 2 | 7 | 5 | Summer | 8.0166e-05 | 9.0104e-05 | 0 |  | 8.0166e-05 | 9.0104e-05 | 0
| 3 | 7 | 5 | Summer | 7.5853e-05 | 8.4135e-05 | 0 |  | 7.5853e-05 | 8.4135e-05 | 0
| 4 | 7 | 5 | Summer | 7.363e-05 | 7.9055e-05 | 0 |  | 7.363e-05 | 7.9055e-05 | 0
| 5 | 7 | 5 | Summer | 7.4297e-05 | 7.5987e-05 | 0 |  | 7.4297e-05 | 7.5987e-05 | 0
| 6 | 7 | 5 | Summer | 7.4653e-05 | 7.4608e-05 | 0 |  | 7.4653e-05 | 7.4608e-05 | 0
| 7 | 7 | 5 | Summer | 7.6787e-05 | 7.4842e-05 | 0 |  | 7.6787e-05 | 7.4842e-05 | 0
| 8 | 7 | 5 | Summer | 8.1367e-05 | 7.6776e-05 | 0 |  | 8.1367e-05 | 7.6776e-05 | 0
| 9 | 7 | 5 | Summer | 8.6791e-05 | 7.99e-05 | 0 |  | 8.6791e-05 | 7.99e-05 | 0
| 10 | 7 | 5 | Summer | 9.2438e-05 | 8.4346e-05 | 0 |  | 9.2438e-05 | 8.4346e-05 | 0
| 11 | 7 | 5 | Summer | 9.7284e-05 | 8.947e-05 | 0 |  | 9.7284e-05 | 8.947e-05 | 0
| 12 | 7 | 5 | Summer | 0.00010097 | 9.4372e-05 | 0 |  | 0.00010097 | 9.4372e-05 | 0
| 13 | 7 | 5 | Summer | 0.00010302 | 9.8429e-05 | 0 |  | 0.00010302 | 9.8429e-05 | 0
| 14 | 7 | 5 | Summer | 0.0001044 | 0.00010142 | 0 |  | 0.0001044 | 0.00010142 | 0
| 15 | 7 | 5 | Summer | 0.000106 | 0.0001036 | 0 |  | 0.000106 | 0.0001036 | 0
| 16 | 7 | 5 | Summer | 0.00010978 | 0.0001058 | 0 |  | 0.00010978 | 0.0001058 | 0
| 17 | 7 | 5 | Summer | 0.00011458 | 0.00010869 | 0 |  | 0.00011458 | 0.00010869 | 0
| 18 | 7 | 5 | Summer | 0.00011885 | 0.0001123 | 0 |  | 0.00011885 | 0.0001123 | 0
| 19 | 7 | 5 | Summer | 0.00012027 | 0.00011587 | 0 |  | 0.00012027 | 0.00011587 | 0
| 20 | 7 | 5 | Summer | 0.00011889 | 0.00011815 | 0 |  | 0.00011889 | 0.00011815 | 0
| 21 | 7 | 5 | Summer | 0.00011507 | 0.00011827 | 0 |  | 0.00011507 | 0.00011827 | 0
| 22 | 7 | 5 | Summer | 0.00011107 | 0.00011633 | 0 |  | 0.00011107 | 0.00011633 | 0
| 23 | 7 | 5 | Summer | 0.00010258 | 0.0001119 | 0 |  | 0.00010258 | 0.0001119 | 0
| 24 | 7 | 5 | Summer | 9.1371e-05 | 0.00010502 | 0 |  | 9.1371e-05 | 0.00010502 | 0
| 1 | 7 | 6 | Summer | 8.1811e-05 | 9.6706e-05 | 0 |  | 8.1811e-05 | 9.6706e-05 | 0
| 2 | 7 | 6 | Summer | 7.6387e-05 | 8.8036e-05 | 0 |  | 7.6387e-05 | 8.8036e-05 | 0
| 3 | 7 | 6 | Summer | 7.3675e-05 | 8.0811e-05 | 0 |  | 7.3675e-05 | 8.0811e-05 | 0
| 4 | 7 | 6 | Summer | 7.2786e-05 | 7.6165e-05 | 0 |  | 7.2786e-05 | 7.6165e-05 | 0
| 5 | 7 | 6 | Summer | 7.4119e-05 | 7.4242e-05 | 0 |  | 7.4119e-05 | 7.4242e-05 | 0
| 6 | 7 | 6 | Summer | 7.8388e-05 | 7.4742e-05 | 0 |  | 7.8388e-05 | 7.4742e-05 | 0
| 7 | 7 | 6 | Summer | 8.5368e-05 | 7.7665e-05 | 0 |  | 8.5368e-05 | 7.7665e-05 | 0
| 8 | 7 | 6 | Summer | 9.3105e-05 | 8.2745e-05 | 0 |  | 9.3105e-05 | 8.2745e-05 | 0
| 9 | 7 | 6 | Summer | 9.8974e-05 | 8.8959e-05 | 0 |  | 9.8974e-05 | 8.8959e-05 | 0
| 10 | 7 | 6 | Summer | 0.00010329 | 9.5184e-05 | 0 |  | 0.00010329 | 9.5184e-05 | 0
| 11 | 7 | 6 | Summer | 0.00010582 | 0.0001003 | 0 |  | 0.00010582 | 0.0001003 | 0
| 12 | 7 | 6 | Summer | 0.00010893 | 0.00010425 | 0 |  | 0.00010893 | 0.00010425 | 0
| 13 | 7 | 6 | Summer | 0.00011254 | 0.00010764 | 0 |  | 0.00011254 | 0.00010764 | 0
| 14 | 7 | 6 | Summer | 0.0001164 | 0.00011092 | 0 |  | 0.0001164 | 0.00011092 | 0
| 15 | 7 | 6 | Summer | 0.00011947 | 0.00011434 | 0 |  | 0.00011947 | 0.00011434 | 0
| 16 | 7 | 6 | Summer | 0.0001245 | 0.00011823 | 0 |  | 0.0001245 | 0.00011823 | 0
| 17 | 7 | 6 | Summer | 0.0001293 | 0.00012242 | 0 |  | 0.0001293 | 0.00012242 | 0
| 18 | 7 | 6 | Summer | 0.0001345 | 0.00012694 | 0 |  | 0.0001345 | 0.00012694 | 0
| 19 | 7 | 6 | Summer | 0.00013481 | 0.00013078 | 0 |  | 0.00013481 | 0.00013078 | 0
| 20 | 7 | 6 | Summer | 0.00013219 | 0.0001327 | 0 |  | 0.00013219 | 0.0001327 | 0
| 21 | 7 | 6 | Summer | 0.00012596 | 0.00013187 | 0 |  | 0.00012596 | 0.00013187 | 0
| 22 | 7 | 6 | Summer | 0.00012094 | 0.00012848 | 0 |  | 0.00012094 | 0.00012848 | 0
| 23 | 7 | 6 | Summer | 0.00011129 | 0.00012259 | 0 |  | 0.00011129 | 0.00012259 | 0
| 24 | 7 | 6 | Summer | 9.8307e-05 | 0.00011412 | 0 |  | 9.8307e-05 | 0.00011412 | 0
| 1 | 7 | 7 | Summer | 8.8748e-05 | 0.00010482 | 0 |  | 8.8748e-05 | 0.00010482 | 0
| 2 | 7 | 7 | Summer | 8.2478e-05 | 9.5206e-05 | 0 |  | 8.2478e-05 | 9.5206e-05 | 0
| 3 | 7 | 7 | Summer | 7.8343e-05 | 8.6969e-05 | 0 |  | 7.8343e-05 | 8.6969e-05 | 0
| 4 | 7 | 7 | Summer | 7.6698e-05 | 8.1567e-05 | 0 |  | 7.6698e-05 | 8.1567e-05 | 0
| 5 | 7 | 7 | Summer | 7.7543e-05 | 7.8766e-05 | 0 |  | 7.7543e-05 | 7.8766e-05 | 0
| 6 | 7 | 7 | Summer | 8.1767e-05 | 7.8588e-05 | 0 |  | 8.1767e-05 | 7.8588e-05 | 0
| 7 | 7 | 7 | Summer | 8.8259e-05 | 8.1067e-05 | 0 |  | 8.8259e-05 | 8.1067e-05 | 0
| 8 | 7 | 7 | Summer | 9.4972e-05 | 8.5635e-05 | 0 |  | 9.4972e-05 | 8.5635e-05 | 0
| 9 | 7 | 7 | Summer | 9.9952e-05 | 9.1238e-05 | 0 |  | 9.9952e-05 | 9.1238e-05 | 0
| 10 | 7 | 7 | Summer | 0.00010338 | 9.664e-05 | 0 |  | 0.00010338 | 9.664e-05 | 0
| 11 | 7 | 7 | Summer | 0.00010613 | 0.00010111 | 0 |  | 0.00010613 | 0.00010111 | 0
| 12 | 7 | 7 | Summer | 0.00010809 | 0.00010439 | 0 |  | 0.00010809 | 0.00010439 | 0
| 13 | 7 | 7 | Summer | 0.00011 | 0.0001069 | 0 |  | 0.00011 | 0.0001069 | 0
| 14 | 7 | 7 | Summer | 0.00011018 | 0.0001086 | 0 |  | 0.00011018 | 0.0001086 | 0
| 15 | 7 | 7 | Summer | 0.00011031 | 0.00010965 | 0 |  | 0.00011031 | 0.00010965 | 0
| 16 | 7 | 7 | Summer | 0.00011173 | 0.00011056 | 0 |  | 0.00011173 | 0.00011056 | 0
| 17 | 7 | 7 | Summer | 0.00011409 | 0.00011158 | 0 |  | 0.00011409 | 0.00011158 | 0
| 18 | 7 | 7 | Summer | 0.0001168 | 0.00011324 | 0 |  | 0.0001168 | 0.00011324 | 0
| 19 | 7 | 7 | Summer | 0.00011671 | 0.00011484 | 0 |  | 0.00011671 | 0.00011484 | 0
| 20 | 7 | 7 | Summer | 0.00011418 | 0.00011545 | 0 |  | 0.00011418 | 0.00011545 | 0
| 21 | 7 | 7 | Summer | 0.00011013 | 0.00011446 | 0 |  | 0.00011013 | 0.00011446 | 0
| 22 | 7 | 7 | Summer | 0.0001076 | 0.00011216 | 0 |  | 0.0001076 | 0.00011216 | 0
| 23 | 7 | 7 | Summer | 0.00010013 | 0.00010801 | 0 |  | 0.00010013 | 0.00010801 | 0
| 24 | 7 | 7 | Summer | 8.9415e-05 | 0.00010182 | 0 |  | 8.9415e-05 | 0.00010182 | 0
| 1 | 7 | 8 | Summer | 8.1233e-05 | 9.4594e-05 | 0 |  | 8.1233e-05 | 9.4594e-05 | 0
| 2 | 7 | 8 | Summer | 7.6076e-05 | 8.6713e-05 | 0 |  | 7.6076e-05 | 8.6713e-05 | 0
| 3 | 7 | 8 | Summer | 7.3008e-05 | 7.9933e-05 | 0 |  | 7.3008e-05 | 7.9933e-05 | 0
| 4 | 7 | 8 | Summer | 7.2474e-05 | 7.5698e-05 | 0 |  | 7.2474e-05 | 7.5698e-05 | 0
| 5 | 7 | 8 | Summer | 7.3897e-05 | 7.3864e-05 | 0 |  | 7.3897e-05 | 7.3864e-05 | 0
| 6 | 7 | 8 | Summer | 7.7943e-05 | 7.4331e-05 | 0 |  | 7.7943e-05 | 7.4331e-05 | 0
| 7 | 7 | 8 | Summer | 8.5368e-05 | 7.7421e-05 | 0 |  | 8.5368e-05 | 7.7421e-05 | 0
| 8 | 7 | 8 | Summer | 9.2838e-05 | 8.2512e-05 | 0 |  | 9.2838e-05 | 8.2512e-05 | 0
| 9 | 7 | 8 | Summer | 9.8307e-05 | 8.8614e-05 | 0 |  | 9.8307e-05 | 8.8614e-05 | 0
| 10 | 7 | 8 | Summer | 0.00010129 | 9.445e-05 | 0 |  | 0.00010129 | 9.445e-05 | 0
| 11 | 7 | 8 | Summer | 0.00010324 | 9.8918e-05 | 0 |  | 0.00010324 | 9.8918e-05 | 0
| 12 | 7 | 8 | Summer | 0.00010511 | 0.00010199 | 0 |  | 0.00010511 | 0.00010199 | 0
| 13 | 7 | 8 | Summer | 0.00010595 | 0.0001039 | 0 |  | 0.00010595 | 0.0001039 | 0
| 14 | 7 | 8 | Summer | 0.0001068 | 0.00010528 | 0 |  | 0.0001068 | 0.00010528 | 0
| 15 | 7 | 8 | Summer | 0.0001076 | 0.00010637 | 0 |  | 0.0001076 | 0.00010637 | 0
| 16 | 7 | 8 | Summer | 0.0001092 | 0.00010739 | 0 |  | 0.0001092 | 0.00010739 | 0
| 17 | 7 | 8 | Summer | 0.00011245 | 0.00010901 | 0 |  | 0.00011245 | 0.00010901 | 0
| 18 | 7 | 8 | Summer | 0.00011556 | 0.0001112 | 0 |  | 0.00011556 | 0.0001112 | 0
| 19 | 7 | 8 | Summer | 0.0001156 | 0.0001132 | 0 |  | 0.0001156 | 0.0001132 | 0
| 20 | 7 | 8 | Summer | 0.00011329 | 0.00011422 | 0 |  | 0.00011329 | 0.00011422 | 0
| 21 | 7 | 8 | Summer | 0.0001104 | 0.00011371 | 0 |  | 0.0001104 | 0.00011371 | 0
| 22 | 7 | 8 | Summer | 0.00010822 | 0.00011188 | 0 |  | 0.00010822 | 0.00011188 | 0
| 23 | 7 | 8 | Summer | 0.0001008 | 0.00010818 | 0 |  | 0.0001008 | 0.00010818 | 0
| 24 | 7 | 8 | Summer | 9.0704e-05 | 0.00010253 | 0 |  | 9.0704e-05 | 0.00010253 | 0
| 1 | 7 | 9 | Summer | 8.2034e-05 | 9.5439e-05 | 0 |  | 8.2034e-05 | 9.5439e-05 | 0
| 2 | 7 | 9 | Summer | 7.6876e-05 | 8.7603e-05 | 0 |  | 7.6876e-05 | 8.7603e-05 | 0
| 3 | 7 | 9 | Summer | 7.3586e-05 | 8.08e-05 | 0 |  | 7.3586e-05 | 8.08e-05 | 0
| 4 | 7 | 9 | Summer | 7.2652e-05 | 7.6287e-05 | 0 |  | 7.2652e-05 | 7.6287e-05 | 0
| 5 | 7 | 9 | Summer | 7.4119e-05 | 7.4308e-05 | 0 |  | 7.4119e-05 | 7.4308e-05 | 0
| 6 | 7 | 9 | Summer | 7.7765e-05 | 7.4531e-05 | 0 |  | 7.7765e-05 | 7.4531e-05 | 0
| 7 | 7 | 9 | Summer | 8.5013e-05 | 7.7387e-05 | 0 |  | 8.5013e-05 | 7.7387e-05 | 0
| 8 | 7 | 9 | Summer | 9.2616e-05 | 8.2378e-05 | 0 |  | 9.2616e-05 | 8.2378e-05 | 0
| 9 | 7 | 9 | Summer | 9.9241e-05 | 8.8659e-05 | 0 |  | 9.9241e-05 | 8.8659e-05 | 0
| 10 | 7 | 9 | Summer | 0.00010404 | 9.5228e-05 | 0 |  | 0.00010404 | 9.5228e-05 | 0
| 11 | 7 | 9 | Summer | 0.00010796 | 0.00010096 | 0 |  | 0.00010796 | 0.00010096 | 0
| 12 | 7 | 9 | Summer | 0.00011156 | 0.0001057 | 0 |  | 0.00011156 | 0.0001057 | 0
| 13 | 7 | 9 | Summer | 0.00011422 | 0.00010945 | 0 |  | 0.00011422 | 0.00010945 | 0
| 14 | 7 | 9 | Summer | 0.00011698 | 0.00011268 | 0 |  | 0.00011698 | 0.00011268 | 0
| 15 | 7 | 9 | Summer | 0.00011929 | 0.00011551 | 0 |  | 0.00011929 | 0.00011551 | 0
| 16 | 7 | 9 | Summer | 0.00012352 | 0.0001185 | 0 |  | 0.00012352 | 0.0001185 | 0
| 17 | 7 | 9 | Summer | 0.00012663 | 0.00012161 | 0 |  | 0.00012663 | 0.00012161 | 0
| 18 | 7 | 9 | Summer | 0.00013014 | 0.0001249 | 0 |  | 0.00013014 | 0.0001249 | 0
| 19 | 7 | 9 | Summer | 0.00012939 | 0.00012742 | 0 |  | 0.00012939 | 0.00012742 | 0
| 20 | 7 | 9 | Summer | 0.00012583 | 0.000128 | 0 |  | 0.00012583 | 0.000128 | 0
| 21 | 7 | 9 | Summer | 0.00012041 | 0.00012644 | 0 |  | 0.00012041 | 0.00012644 | 0
| 22 | 7 | 9 | Summer | 0.00011645 | 0.00012302 | 0 |  | 0.00011645 | 0.00012302 | 0
| 23 | 7 | 9 | Summer | 0.00010871 | 0.00011785 | 0 |  | 0.00010871 | 0.00011785 | 0
| 24 | 7 | 9 | Summer | 9.7462e-05 | 0.00011076 | 0 |  | 9.7462e-05 | 0.00011076 | 0
| 1 | 7 | 10 | Summer | 8.7725e-05 | 0.00010259 | 0 |  | 8.7725e-05 | 0.00010259 | 0
| 2 | 7 | 10 | Summer | 8.11e-05 | 9.375e-05 | 0 |  | 8.11e-05 | 9.375e-05 | 0
| 3 | 7 | 10 | Summer | 7.6832e-05 | 8.578e-05 | 0 |  | 7.6832e-05 | 8.578e-05 | 0
| 4 | 7 | 10 | Summer | 7.452e-05 | 8.0044e-05 | 0 |  | 7.452e-05 | 8.0044e-05 | 0
| 5 | 7 | 10 | Summer | 7.4164e-05 | 7.6654e-05 | 0 |  | 7.4164e-05 | 7.6654e-05 | 0
| 6 | 7 | 10 | Summer | 7.4119e-05 | 7.4909e-05 | 0 |  | 7.4119e-05 | 7.4909e-05 | 0
| 7 | 7 | 10 | Summer | 7.6876e-05 | 7.492e-05 | 0 |  | 7.6876e-05 | 7.492e-05 | 0
| 8 | 7 | 10 | Summer | 8.279e-05 | 7.6987e-05 | 0 |  | 8.279e-05 | 7.6987e-05 | 0
| 9 | 7 | 10 | Summer | 9.0259e-05 | 8.1011e-05 | 0 |  | 9.0259e-05 | 8.1011e-05 | 0
| 10 | 7 | 10 | Summer | 9.684e-05 | 8.6691e-05 | 0 |  | 9.684e-05 | 8.6691e-05 | 0
| 11 | 7 | 10 | Summer | 0.00010071 | 9.2649e-05 | 0 |  | 0.00010071 | 9.2649e-05 | 0
| 12 | 7 | 10 | Summer | 0.00010427 | 9.8018e-05 | 0 |  | 0.00010427 | 9.8018e-05 | 0
| 13 | 7 | 10 | Summer | 0.00010635 | 0.00010204 | 0 |  | 0.00010635 | 0.00010204 | 0
| 14 | 7 | 10 | Summer | 0.00010853 | 0.00010497 | 0 |  | 0.00010853 | 0.00010497 | 0
| 15 | 7 | 10 | Summer | 0.00011085 | 0.0001075 | 0 |  | 0.00011085 | 0.0001075 | 0
| 16 | 7 | 10 | Summer | 0.00011467 | 0.0001101 | 0 |  | 0.00011467 | 0.0001101 | 0
| 17 | 7 | 10 | Summer | 0.00011894 | 0.00011325 | 0 |  | 0.00011894 | 0.00011325 | 0
| 18 | 7 | 10 | Summer | 0.00012196 | 0.0001166 | 0 |  | 0.00012196 | 0.0001166 | 0
| 19 | 7 | 10 | Summer | 0.00012236 | 0.00011948 | 0 |  | 0.00012236 | 0.00011948 | 0
| 20 | 7 | 10 | Summer | 0.00011943 | 0.00012067 | 0 |  | 0.00011943 | 0.00012067 | 0
| 21 | 7 | 10 | Summer | 0.00011427 | 0.0001195 | 0 |  | 0.00011427 | 0.0001195 | 0
| 22 | 7 | 10 | Summer | 0.00011049 | 0.00011664 | 0 |  | 0.00011049 | 0.00011664 | 0
| 23 | 7 | 10 | Summer | 0.00010422 | 0.0001121 | 0 |  | 0.00010422 | 0.0001121 | 0
| 24 | 7 | 10 | Summer | 9.3727e-05 | 0.00010568 | 0 |  | 9.3727e-05 | 0.00010568 | 0
| 1 | 7 | 11 | Summer | 8.5235e-05 | 9.8418e-05 | 0 |  | 8.5235e-05 | 9.8418e-05 | 0
| 2 | 7 | 11 | Summer | 7.8432e-05 | 9.0404e-05 | 0 |  | 7.8432e-05 | 9.0404e-05 | 0
| 3 | 7 | 11 | Summer | 7.5098e-05 | 8.3123e-05 | 0 |  | 7.5098e-05 | 8.3123e-05 | 0
| 4 | 7 | 11 | Summer | 7.2474e-05 | 7.781e-05 | 0 |  | 7.2474e-05 | 7.781e-05 | 0
| 5 | 7 | 11 | Summer | 7.2207e-05 | 7.4553e-05 | 0 |  | 7.2207e-05 | 7.4553e-05 | 0
| 6 | 7 | 11 | Summer | 7.1941e-05 | 7.293e-05 | 0 |  | 7.1941e-05 | 7.293e-05 | 0
| 7 | 7 | 11 | Summer | 7.3942e-05 | 7.2641e-05 | 0 |  | 7.3942e-05 | 7.2641e-05 | 0
| 8 | 7 | 11 | Summer | 7.9055e-05 | 7.4286e-05 | 0 |  | 7.9055e-05 | 7.4286e-05 | 0
| 9 | 7 | 11 | Summer | 8.5991e-05 | 7.7732e-05 | 0 |  | 8.5991e-05 | 7.7732e-05 | 0
| 10 | 7 | 11 | Summer | 9.2082e-05 | 8.2767e-05 | 0 |  | 9.2082e-05 | 8.2767e-05 | 0
| 11 | 7 | 11 | Summer | 9.6618e-05 | 8.8436e-05 | 0 |  | 9.6618e-05 | 8.8436e-05 | 0
| 12 | 7 | 11 | Summer | 0.00010106 | 9.3939e-05 | 0 |  | 0.00010106 | 9.3939e-05 | 0
| 13 | 7 | 11 | Summer | 0.00010458 | 9.8585e-05 | 0 |  | 0.00010458 | 9.8585e-05 | 0
| 14 | 7 | 11 | Summer | 0.00010702 | 0.00010232 | 0 |  | 0.00010702 | 0.00010232 | 0
| 15 | 7 | 11 | Summer | 0.00011018 | 0.00010571 | 0 |  | 0.00011018 | 0.00010571 | 0
| 16 | 7 | 11 | Summer | 0.00011471 | 0.00010912 | 0 |  | 0.00011471 | 0.00010912 | 0
| 17 | 7 | 11 | Summer | 0.00011938 | 0.00011282 | 0 |  | 0.00011938 | 0.00011282 | 0
| 18 | 7 | 11 | Summer | 0.00012378 | 0.00011701 | 0 |  | 0.00012378 | 0.00011701 | 0
| 19 | 7 | 11 | Summer | 0.00012547 | 0.00012084 | 0 |  | 0.00012547 | 0.00012084 | 0
| 20 | 7 | 11 | Summer | 0.00012325 | 0.00012297 | 0 |  | 0.00012325 | 0.00012297 | 0
| 21 | 7 | 11 | Summer | 0.00011845 | 0.00012274 | 0 |  | 0.00011845 | 0.00012274 | 0
| 22 | 7 | 11 | Summer | 0.00011414 | 0.00012033 | 0 |  | 0.00011414 | 0.00012033 | 0
| 23 | 7 | 11 | Summer | 0.00010547 | 0.00011533 | 0 |  | 0.00010547 | 0.00011533 | 0
| 24 | 7 | 11 | Summer | 9.3772e-05 | 0.00010796 | 0 |  | 9.3772e-05 | 0.00010796 | 0
| 1 | 7 | 12 | Summer | 8.4613e-05 | 9.9497e-05 | 0 |  | 8.4613e-05 | 9.9497e-05 | 0
| 2 | 7 | 12 | Summer | 7.8477e-05 | 9.0582e-05 | 0 |  | 7.8477e-05 | 9.0582e-05 | 0
| 3 | 7 | 12 | Summer | 7.4875e-05 | 8.2934e-05 | 0 |  | 7.4875e-05 | 8.2934e-05 | 0
| 4 | 7 | 12 | Summer | 7.403e-05 | 7.7999e-05 | 0 |  | 7.403e-05 | 7.7999e-05 | 0
| 5 | 7 | 12 | Summer | 7.5631e-05 | 7.5753e-05 | 0 |  | 7.5631e-05 | 7.5753e-05 | 0
| 6 | 7 | 12 | Summer | 7.9588e-05 | 7.6031e-05 | 0 |  | 7.9588e-05 | 7.6031e-05 | 0
| 7 | 7 | 12 | Summer | 8.6569e-05 | 7.8955e-05 | 0 |  | 8.6569e-05 | 7.8955e-05 | 0
| 8 | 7 | 12 | Summer | 9.4483e-05 | 8.4068e-05 | 0 |  | 9.4483e-05 | 8.4068e-05 | 0
| 9 | 7 | 12 | Summer | 0.00010124 | 9.0471e-05 | 0 |  | 0.00010124 | 9.0471e-05 | 0
| 10 | 7 | 12 | Summer | 0.00010595 | 9.7062e-05 | 0 |  | 0.00010595 | 9.7062e-05 | 0
| 11 | 7 | 12 | Summer | 0.00011058 | 0.00010306 | 0 |  | 0.00011058 | 0.00010306 | 0
| 12 | 7 | 12 | Summer | 0.00011445 | 0.00010806 | 0 |  | 0.00011445 | 0.00010806 | 0
| 13 | 7 | 12 | Summer | 0.00011863 | 0.0001124 | 0 |  | 0.00011863 | 0.0001124 | 0
| 14 | 7 | 12 | Summer | 0.00012183 | 0.00011637 | 0 |  | 0.00012183 | 0.00011637 | 0
| 15 | 7 | 12 | Summer | 0.00012476 | 0.00011992 | 0 |  | 0.00012476 | 0.00011992 | 0
| 16 | 7 | 12 | Summer | 0.00012823 | 0.00012336 | 0 |  | 0.00012823 | 0.00012336 | 0
| 17 | 7 | 12 | Summer | 0.00013223 | 0.00012676 | 0 |  | 0.00013223 | 0.00012676 | 0
| 18 | 7 | 12 | Summer | 0.00013597 | 0.0001303 | 0 |  | 0.00013597 | 0.0001303 | 0
| 19 | 7 | 12 | Summer | 0.00013534 | 0.00013294 | 0 |  | 0.00013534 | 0.00013294 | 0
| 20 | 7 | 12 | Summer | 0.00013188 | 0.00013386 | 0 |  | 0.00013188 | 0.00013386 | 0
| 21 | 7 | 12 | Summer | 0.00012627 | 0.00013237 | 0 |  | 0.00012627 | 0.00013237 | 0
| 22 | 7 | 12 | Summer | 0.00012076 | 0.00012856 | 0 |  | 0.00012076 | 0.00012856 | 0
| 23 | 7 | 12 | Summer | 0.00011085 | 0.00012244 | 0 |  | 0.00011085 | 0.00012244 | 0
| 24 | 7 | 12 | Summer | 9.7818e-05 | 0.00011392 | 0 |  | 9.7818e-05 | 0.00011392 | 0
| 1 | 7 | 13 | Summer | 8.7191e-05 | 0.00010415 | 0 |  | 8.7191e-05 | 0.00010415 | 0
| 2 | 7 | 13 | Summer | 8.1367e-05 | 9.4305e-05 | 0 |  | 8.1367e-05 | 9.4305e-05 | 0
| 3 | 7 | 13 | Summer | 7.7054e-05 | 8.5858e-05 | 0 |  | 7.7054e-05 | 8.5858e-05 | 0
| 4 | 7 | 13 | Summer | 7.5676e-05 | 8.0322e-05 | 0 |  | 7.5676e-05 | 8.0322e-05 | 0
| 5 | 7 | 13 | Summer | 7.6787e-05 | 7.7721e-05 | 0 |  | 7.6787e-05 | 7.7721e-05 | 0
| 6 | 7 | 13 | Summer | 7.9988e-05 | 7.7376e-05 | 0 |  | 7.9988e-05 | 7.7376e-05 | 0
| 7 | 7 | 13 | Summer | 8.6569e-05 | 7.9755e-05 | 0 |  | 8.6569e-05 | 7.9755e-05 | 0
| 8 | 7 | 13 | Summer | 9.4394e-05 | 8.4435e-05 | 0 |  | 9.4394e-05 | 8.4435e-05 | 0
| 9 | 7 | 13 | Summer | 0.00010049 | 9.0359e-05 | 0 |  | 0.00010049 | 9.0359e-05 | 0
| 10 | 7 | 13 | Summer | 0.00010382 | 9.6317e-05 | 0 |  | 0.00010382 | 9.6317e-05 | 0
| 11 | 7 | 13 | Summer | 0.00010676 | 0.00010136 | 0 |  | 0.00010676 | 0.00010136 | 0
| 12 | 7 | 13 | Summer | 0.00010951 | 0.00010514 | 0 |  | 0.00010951 | 0.00010514 | 0
| 13 | 7 | 13 | Summer | 0.00011382 | 0.00010848 | 0 |  | 0.00011382 | 0.00010848 | 0
| 14 | 7 | 13 | Summer | 0.00011716 | 0.00011181 | 0 |  | 0.00011716 | 0.00011181 | 0
| 15 | 7 | 13 | Summer | 0.00012041 | 0.00011523 | 0 |  | 0.00012041 | 0.00011523 | 0
| 16 | 7 | 13 | Summer | 0.00012521 | 0.00011915 | 0 |  | 0.00012521 | 0.00011915 | 0
| 17 | 7 | 13 | Summer | 0.0001297 | 0.00012312 | 0 |  | 0.0001297 | 0.00012312 | 0
| 18 | 7 | 13 | Summer | 0.00013437 | 0.00012742 | 0 |  | 0.00013437 | 0.00012742 | 0
| 19 | 7 | 13 | Summer | 0.00013432 | 0.0001309 | 0 |  | 0.00013432 | 0.0001309 | 0
| 20 | 7 | 13 | Summer | 0.00013076 | 0.00013229 | 0 |  | 0.00013076 | 0.00013229 | 0
| 21 | 7 | 13 | Summer | 0.00012534 | 0.0001312 | 0 |  | 0.00012534 | 0.0001312 | 0
| 22 | 7 | 13 | Summer | 0.00012049 | 0.00012773 | 0 |  | 0.00012049 | 0.00012773 | 0
| 23 | 7 | 13 | Summer | 0.00010978 | 0.00012159 | 0 |  | 0.00010978 | 0.00012159 | 0
| 24 | 7 | 13 | Summer | 9.684e-05 | 0.00011311 | 0 |  | 9.684e-05 | 0.00011311 | 0
| 1 | 7 | 14 | Summer | 8.7147e-05 | 0.00010356 | 0 |  | 8.7147e-05 | 0.00010356 | 0
| 2 | 7 | 14 | Summer | 8.0744e-05 | 9.3627e-05 | 0 |  | 8.0744e-05 | 9.3627e-05 | 0
| 3 | 7 | 14 | Summer | 7.7009e-05 | 8.5435e-05 | 0 |  | 7.7009e-05 | 8.5435e-05 | 0
| 4 | 7 | 14 | Summer | 7.5453e-05 | 8.0089e-05 | 0 |  | 7.5453e-05 | 8.0089e-05 | 0
| 5 | 7 | 14 | Summer | 7.6609e-05 | 7.7454e-05 | 0 |  | 7.6609e-05 | 7.7454e-05 | 0
| 6 | 7 | 14 | Summer | 8.07e-05 | 7.7443e-05 | 0 |  | 8.07e-05 | 7.7443e-05 | 0
| 7 | 7 | 14 | Summer | 8.7414e-05 | 8.0044e-05 | 0 |  | 8.7414e-05 | 8.0044e-05 | 0
| 8 | 7 | 14 | Summer | 9.4972e-05 | 8.4924e-05 | 0 |  | 9.4972e-05 | 8.4924e-05 | 0
| 9 | 7 | 14 | Summer | 9.9997e-05 | 9.0771e-05 | 0 |  | 9.9997e-05 | 9.0771e-05 | 0
| 10 | 7 | 14 | Summer | 0.00010293 | 9.6329e-05 | 0 |  | 0.00010293 | 9.6329e-05 | 0
| 11 | 7 | 14 | Summer | 0.00010547 | 0.00010084 | 0 |  | 0.00010547 | 0.00010084 | 0
| 12 | 7 | 14 | Summer | 0.00010733 | 0.00010393 | 0 |  | 0.00010733 | 0.00010393 | 0
| 13 | 7 | 14 | Summer | 0.0001088 | 0.00010613 | 0 |  | 0.0001088 | 0.00010613 | 0
| 14 | 7 | 14 | Summer | 0.00011013 | 0.00010793 | 0 |  | 0.00011013 | 0.00010793 | 0
| 15 | 7 | 14 | Summer | 0.00011196 | 0.00010956 | 0 |  | 0.00011196 | 0.00010956 | 0
| 16 | 7 | 14 | Summer | 0.00011485 | 0.00011143 | 0 |  | 0.00011485 | 0.00011143 | 0
| 17 | 7 | 14 | Summer | 0.00011889 | 0.00011396 | 0 |  | 0.00011889 | 0.00011396 | 0
| 18 | 7 | 14 | Summer | 0.0001229 | 0.00011715 | 0 |  | 0.0001229 | 0.00011715 | 0
| 19 | 7 | 14 | Summer | 0.00012352 | 0.00012004 | 0 |  | 0.00012352 | 0.00012004 | 0
| 20 | 7 | 14 | Summer | 0.00012089 | 0.00012155 | 0 |  | 0.00012089 | 0.00012155 | 0
| 21 | 7 | 14 | Summer | 0.00011649 | 0.00012095 | 0 |  | 0.00011649 | 0.00012095 | 0
| 22 | 7 | 14 | Summer | 0.00011329 | 0.00011855 | 0 |  | 0.00011329 | 0.00011855 | 0
| 23 | 7 | 14 | Summer | 0.00010431 | 0.00011375 | 0 |  | 0.00010431 | 0.00011375 | 0
| 24 | 7 | 14 | Summer | 9.2438e-05 | 0.00010663 | 0 |  | 9.2438e-05 | 0.00010663 | 0
| 1 | 7 | 15 | Summer | 8.3323e-05 | 9.834e-05 | 0 |  | 8.3323e-05 | 9.834e-05 | 0
| 2 | 7 | 15 | Summer | 7.7587e-05 | 8.9415e-05 | 0 |  | 7.7587e-05 | 8.9415e-05 | 0
| 3 | 7 | 15 | Summer | 7.4386e-05 | 8.1934e-05 | 0 |  | 7.4386e-05 | 8.1934e-05 | 0
| 4 | 7 | 15 | Summer | 7.3497e-05 | 7.7198e-05 | 0 |  | 7.3497e-05 | 7.7198e-05 | 0
| 5 | 7 | 15 | Summer | 7.5231e-05 | 7.5175e-05 | 0 |  | 7.5231e-05 | 7.5175e-05 | 0
| 6 | 7 | 15 | Summer | 7.9722e-05 | 7.5709e-05 | 0 |  | 7.9722e-05 | 7.5709e-05 | 0
| 7 | 7 | 15 | Summer | 8.7103e-05 | 7.8888e-05 | 0 |  | 8.7103e-05 | 7.8888e-05 | 0
| 8 | 7 | 15 | Summer | 9.4617e-05 | 8.4168e-05 | 0 |  | 9.4617e-05 | 8.4168e-05 | 0
| 9 | 7 | 15 | Summer | 9.9597e-05 | 9.0259e-05 | 0 |  | 9.9597e-05 | 9.0259e-05 | 0
| 10 | 7 | 15 | Summer | 0.00010311 | 9.6106e-05 | 0 |  | 0.00010311 | 9.6106e-05 | 0
| 11 | 7 | 15 | Summer | 0.00010444 | 0.00010044 | 0 |  | 0.00010444 | 0.00010044 | 0
| 12 | 7 | 15 | Summer | 0.00010564 | 0.0001032 | 0 |  | 0.00010564 | 0.0001032 | 0
| 13 | 7 | 15 | Summer | 0.00010689 | 0.00010502 | 0 |  | 0.00010689 | 0.00010502 | 0
| 14 | 7 | 15 | Summer | 0.00010711 | 0.00010602 | 0 |  | 0.00010711 | 0.00010602 | 0
| 15 | 7 | 15 | Summer | 0.00010644 | 0.00010652 | 0 |  | 0.00010644 | 0.00010652 | 0
| 16 | 7 | 15 | Summer | 0.00010702 | 0.00010687 | 0 |  | 0.00010702 | 0.00010687 | 0
| 17 | 7 | 15 | Summer | 0.00010862 | 0.0001073 | 0 |  | 0.00010862 | 0.0001073 | 0
| 18 | 7 | 15 | Summer | 0.00011142 | 0.00010838 | 0 |  | 0.00011142 | 0.00010838 | 0
| 19 | 7 | 15 | Summer | 0.00011196 | 0.00010976 | 0 |  | 0.00011196 | 0.00010976 | 0
| 20 | 7 | 15 | Summer | 0.00011049 | 0.00011062 | 0 |  | 0.00011049 | 0.00011062 | 0
| 21 | 7 | 15 | Summer | 0.000108 | 0.00011047 | 0 |  | 0.000108 | 0.00011047 | 0
| 22 | 7 | 15 | Summer | 0.00010684 | 0.00010932 | 0 |  | 0.00010684 | 0.00010932 | 0
| 23 | 7 | 15 | Summer | 9.9508e-05 | 0.00010621 | 0 |  | 9.9508e-05 | 0.00010621 | 0
| 24 | 7 | 15 | Summer | 8.9192e-05 | 0.00010089 | 0 |  | 8.9192e-05 | 0.00010089 | 0
| 1 | 7 | 16 | Summer | 8.1456e-05 | 9.425e-05 | 0 |  | 8.1456e-05 | 9.425e-05 | 0
| 2 | 7 | 16 | Summer | 7.6476e-05 | 8.6658e-05 | 0 |  | 7.6476e-05 | 8.6658e-05 | 0
| 3 | 7 | 16 | Summer | 7.3408e-05 | 8.0133e-05 | 0 |  | 7.3408e-05 | 8.0133e-05 | 0
| 4 | 7 | 16 | Summer | 7.2786e-05 | 7.6031e-05 | 0 |  | 7.2786e-05 | 7.6031e-05 | 0
| 5 | 7 | 16 | Summer | 7.4475e-05 | 7.4286e-05 | 0 |  | 7.4475e-05 | 7.4286e-05 | 0
| 6 | 7 | 16 | Summer | 7.8966e-05 | 7.4909e-05 | 0 |  | 7.8966e-05 | 7.4909e-05 | 0
| 7 | 7 | 16 | Summer | 8.5191e-05 | 7.7854e-05 | 0 |  | 8.5191e-05 | 7.7854e-05 | 0
| 8 | 7 | 16 | Summer | 9.2127e-05 | 8.269e-05 | 0 |  | 9.2127e-05 | 8.269e-05 | 0
| 9 | 7 | 16 | Summer | 9.8618e-05 | 8.8725e-05 | 0 |  | 9.8618e-05 | 8.8725e-05 | 0
| 10 | 7 | 16 | Summer | 0.00010226 | 9.455e-05 | 0 |  | 0.00010226 | 9.455e-05 | 0
| 11 | 7 | 16 | Summer | 0.00010413 | 9.9285e-05 | 0 |  | 0.00010413 | 9.9285e-05 | 0
| 12 | 7 | 16 | Summer | 0.00010569 | 0.00010268 | 0 |  | 0.00010569 | 0.00010268 | 0
| 13 | 7 | 16 | Summer | 0.00010604 | 0.00010453 | 0 |  | 0.00010604 | 0.00010453 | 0
| 14 | 7 | 16 | Summer | 0.00010613 | 0.0001055 | 0 |  | 0.00010613 | 0.0001055 | 0
| 15 | 7 | 16 | Summer | 0.0001052 | 0.00010577 | 0 |  | 0.0001052 | 0.00010577 | 0
| 16 | 7 | 16 | Summer | 0.00010467 | 0.00010551 | 0 |  | 0.00010467 | 0.00010551 | 0
| 17 | 7 | 16 | Summer | 0.00010484 | 0.00010521 | 0 |  | 0.00010484 | 0.00010521 | 0
| 18 | 7 | 16 | Summer | 0.00010627 | 0.00010524 | 0 |  | 0.00010627 | 0.00010524 | 0
| 19 | 7 | 16 | Summer | 0.00010511 | 0.00010522 | 0 |  | 0.00010511 | 0.00010522 | 0
| 20 | 7 | 16 | Summer | 0.00010275 | 0.00010474 | 0 |  | 0.00010275 | 0.00010474 | 0
| 21 | 7 | 16 | Summer | 0.00010093 | 0.00010376 | 0 |  | 0.00010093 | 0.00010376 | 0
| 22 | 7 | 16 | Summer | 0.00010115 | 0.00010249 | 0 |  | 0.00010115 | 0.00010249 | 0
| 23 | 7 | 16 | Summer | 9.5061e-05 | 9.9974e-05 | 0 |  | 9.5061e-05 | 9.9974e-05 | 0
| 24 | 7 | 16 | Summer | 8.728e-05 | 9.6106e-05 | 0 |  | 8.728e-05 | 9.6106e-05 | 0
| 1 | 7 | 17 | Summer | 7.9811e-05 | 9.0826e-05 | 0 |  | 7.9811e-05 | 9.0826e-05 | 0
| 2 | 7 | 17 | Summer | 7.4831e-05 | 8.4246e-05 | 0 |  | 7.4831e-05 | 8.4246e-05 | 0
| 3 | 7 | 17 | Summer | 7.1318e-05 | 7.831e-05 | 0 |  | 7.1318e-05 | 7.831e-05 | 0
| 4 | 7 | 17 | Summer | 7.0073e-05 | 7.4008e-05 | 0 |  | 7.0073e-05 | 7.4008e-05 | 0
| 5 | 7 | 17 | Summer | 7.034e-05 | 7.1641e-05 | 0 |  | 7.034e-05 | 7.1641e-05 | 0
| 6 | 7 | 17 | Summer | 7.1229e-05 | 7.074e-05 | 0 |  | 7.1229e-05 | 7.074e-05 | 0
| 7 | 7 | 17 | Summer | 7.4697e-05 | 7.1585e-05 | 0 |  | 7.4697e-05 | 7.1585e-05 | 0
| 8 | 7 | 17 | Summer | 8.11e-05 | 7.4342e-05 | 0 |  | 8.11e-05 | 7.4342e-05 | 0
| 9 | 7 | 17 | Summer | 8.7947e-05 | 7.8744e-05 | 0 |  | 8.7947e-05 | 7.8744e-05 | 0
| 10 | 7 | 17 | Summer | 9.3639e-05 | 8.4346e-05 | 0 |  | 9.3639e-05 | 8.4346e-05 | 0
| 11 | 7 | 17 | Summer | 9.7551e-05 | 9.0059e-05 | 0 |  | 9.7551e-05 | 9.0059e-05 | 0
| 12 | 7 | 17 | Summer | 0.00010044 | 9.4895e-05 | 0 |  | 0.00010044 | 9.4895e-05 | 0
| 13 | 7 | 17 | Summer | 0.00010191 | 9.8385e-05 | 0 |  | 0.00010191 | 9.8385e-05 | 0
| 14 | 7 | 17 | Summer | 0.00010191 | 0.00010045 | 0 |  | 0.00010191 | 0.00010045 | 0
| 15 | 7 | 17 | Summer | 0.00010293 | 0.0001018 | 0 |  | 0.00010293 | 0.0001018 | 0
| 16 | 7 | 17 | Summer | 0.00010498 | 0.00010293 | 0 |  | 0.00010498 | 0.00010293 | 0
| 17 | 7 | 17 | Summer | 0.00010809 | 0.00010448 | 0 |  | 0.00010809 | 0.00010448 | 0
| 18 | 7 | 17 | Summer | 0.00011093 | 0.00010673 | 0 |  | 0.00011093 | 0.00010673 | 0
| 19 | 7 | 17 | Summer | 0.00011147 | 0.00010887 | 0 |  | 0.00011147 | 0.00010887 | 0
| 20 | 7 | 17 | Summer | 0.00010876 | 0.00010981 | 0 |  | 0.00010876 | 0.00010981 | 0
| 21 | 7 | 17 | Summer | 0.00010538 | 0.00010913 | 0 |  | 0.00010538 | 0.00010913 | 0
| 22 | 7 | 17 | Summer | 0.00010418 | 0.00010744 | 0 |  | 0.00010418 | 0.00010744 | 0
| 23 | 7 | 17 | Summer | 9.7596e-05 | 0.00010398 | 0 |  | 9.7596e-05 | 0.00010398 | 0
| 24 | 7 | 17 | Summer | 8.8392e-05 | 9.8885e-05 | 0 |  | 8.8392e-05 | 9.8885e-05 | 0
| 1 | 7 | 18 | Summer | 8.11e-05 | 9.2816e-05 | 0 |  | 8.11e-05 | 9.2816e-05 | 0
| 2 | 7 | 18 | Summer | 7.5587e-05 | 8.5669e-05 | 0 |  | 7.5587e-05 | 8.5669e-05 | 0
| 3 | 7 | 18 | Summer | 7.2252e-05 | 7.9333e-05 | 0 |  | 7.2252e-05 | 7.9333e-05 | 0
| 4 | 7 | 18 | Summer | 7.0562e-05 | 7.4875e-05 | 0 |  | 7.0562e-05 | 7.4875e-05 | 0
| 5 | 7 | 18 | Summer | 7.0162e-05 | 7.2141e-05 | 0 |  | 7.0162e-05 | 7.2141e-05 | 0
| 6 | 7 | 18 | Summer | 7.0473e-05 | 7.0863e-05 | 0 |  | 7.0473e-05 | 7.0863e-05 | 0
| 7 | 7 | 18 | Summer | 7.2341e-05 | 7.0885e-05 | 0 |  | 7.2341e-05 | 7.0885e-05 | 0
| 8 | 7 | 18 | Summer | 7.8166e-05 | 7.2786e-05 | 0 |  | 7.8166e-05 | 7.2786e-05 | 0
| 9 | 7 | 18 | Summer | 8.5457e-05 | 7.6609e-05 | 0 |  | 8.5457e-05 | 7.6609e-05 | 0
| 10 | 7 | 18 | Summer | 9.2127e-05 | 8.2023e-05 | 0 |  | 9.2127e-05 | 8.2023e-05 | 0
| 11 | 7 | 18 | Summer | 9.6929e-05 | 8.817e-05 | 0 |  | 9.6929e-05 | 8.817e-05 | 0
| 12 | 7 | 18 | Summer | 0.00010044 | 9.3739e-05 | 0 |  | 0.00010044 | 9.3739e-05 | 0
| 13 | 7 | 18 | Summer | 0.00010364 | 9.8285e-05 | 0 |  | 0.00010364 | 9.8285e-05 | 0
| 14 | 7 | 18 | Summer | 0.00010622 | 0.00010181 | 0 |  | 0.00010622 | 0.00010181 | 0
| 15 | 7 | 18 | Summer | 0.00010867 | 0.00010474 | 0 |  | 0.00010867 | 0.00010474 | 0
| 16 | 7 | 18 | Summer | 0.00011302 | 0.00010789 | 0 |  | 0.00011302 | 0.00010789 | 0
| 17 | 7 | 18 | Summer | 0.00011778 | 0.00011142 | 0 |  | 0.00011778 | 0.00011142 | 0
| 18 | 7 | 18 | Summer | 0.00012192 | 0.00011535 | 0 |  | 0.00012192 | 0.00011535 | 0
| 19 | 7 | 18 | Summer | 0.00012267 | 0.00011885 | 0 |  | 0.00012267 | 0.00011885 | 0
| 20 | 7 | 18 | Summer | 0.00012041 | 0.00012069 | 0 |  | 0.00012041 | 0.00012069 | 0
| 21 | 7 | 18 | Summer | 0.00011596 | 0.00012024 | 0 |  | 0.00011596 | 0.00012024 | 0
| 22 | 7 | 18 | Summer | 0.00011262 | 0.00011792 | 0 |  | 0.00011262 | 0.00011792 | 0
| 23 | 7 | 18 | Summer | 0.00010369 | 0.00011317 | 0 |  | 0.00010369 | 0.00011317 | 0
| 24 | 7 | 18 | Summer | 9.1771e-05 | 0.00010601 | 0 |  | 9.1771e-05 | 0.00010601 | 0
| 1 | 7 | 19 | Summer | 8.2967e-05 | 9.7762e-05 | 0 |  | 8.2967e-05 | 9.7762e-05 | 0
| 2 | 7 | 19 | Summer | 7.7365e-05 | 8.8948e-05 | 0 |  | 7.7365e-05 | 8.8948e-05 | 0
| 3 | 7 | 19 | Summer | 7.3986e-05 | 8.1522e-05 | 0 |  | 7.3986e-05 | 8.1522e-05 | 0
| 4 | 7 | 19 | Summer | 7.3141e-05 | 7.6865e-05 | 0 |  | 7.3141e-05 | 7.6865e-05 | 0
| 5 | 7 | 19 | Summer | 7.4608e-05 | 7.4775e-05 | 0 |  | 7.4608e-05 | 7.4775e-05 | 0
| 6 | 7 | 19 | Summer | 7.9188e-05 | 7.5231e-05 | 0 |  | 7.9188e-05 | 7.5231e-05 | 0
| 7 | 7 | 19 | Summer | 8.5769e-05 | 7.8177e-05 | 0 |  | 8.5769e-05 | 7.8177e-05 | 0
| 8 | 7 | 19 | Summer | 9.4706e-05 | 8.3568e-05 | 0 |  | 9.4706e-05 | 8.3568e-05 | 0
| 9 | 7 | 19 | Summer | 0.00010164 | 9.0326e-05 | 0 |  | 0.00010164 | 9.0326e-05 | 0
| 10 | 7 | 19 | Summer | 0.00010667 | 9.7196e-05 | 0 |  | 0.00010667 | 9.7196e-05 | 0
| 11 | 7 | 19 | Summer | 0.00011049 | 0.00010338 | 0 |  | 0.00011049 | 0.00010338 | 0
| 12 | 7 | 19 | Summer | 0.00011476 | 0.00010839 | 0 |  | 0.00011476 | 0.00010839 | 0
| 13 | 7 | 19 | Summer | 0.00011912 | 0.00011276 | 0 |  | 0.00011912 | 0.00011276 | 0
| 14 | 7 | 19 | Summer | 0.00012232 | 0.00011667 | 0 |  | 0.00012232 | 0.00011667 | 0
| 15 | 7 | 19 | Summer | 0.00012512 | 0.00012033 | 0 |  | 0.00012512 | 0.00012033 | 0
| 16 | 7 | 19 | Summer | 0.00012841 | 0.00012374 | 0 |  | 0.00012841 | 0.00012374 | 0
| 17 | 7 | 19 | Summer | 0.00013152 | 0.00012684 | 0 |  | 0.00013152 | 0.00012684 | 0
| 18 | 7 | 19 | Summer | 0.00013477 | 0.00012995 | 0 |  | 0.00013477 | 0.00012995 | 0
| 19 | 7 | 19 | Summer | 0.00013397 | 0.00013217 | 0 |  | 0.00013397 | 0.00013217 | 0
| 20 | 7 | 19 | Summer | 0.00013001 | 0.00013257 | 0 |  | 0.00013001 | 0.00013257 | 0
| 21 | 7 | 19 | Summer | 0.00012312 | 0.00013046 | 0 |  | 0.00012312 | 0.00013046 | 0
| 22 | 7 | 19 | Summer | 0.00011774 | 0.00012621 | 0 |  | 0.00011774 | 0.00012621 | 0
| 23 | 7 | 19 | Summer | 0.00010742 | 0.00011957 | 0 |  | 0.00010742 | 0.00011957 | 0
| 24 | 7 | 19 | Summer | 9.5106e-05 | 0.00011085 | 0 |  | 9.5106e-05 | 0.00011085 | 0
| 1 | 7 | 20 | Summer | 8.5591e-05 | 0.00010146 | 0 |  | 8.5591e-05 | 0.00010146 | 0
| 2 | 7 | 20 | Summer | 7.9944e-05 | 9.2016e-05 | 0 |  | 7.9944e-05 | 9.2016e-05 | 0
| 3 | 7 | 20 | Summer | 7.612e-05 | 8.419e-05 | 0 |  | 7.612e-05 | 8.419e-05 | 0
| 4 | 7 | 20 | Summer | 7.5187e-05 | 7.921e-05 | 0 |  | 7.5187e-05 | 7.921e-05 | 0
| 5 | 7 | 20 | Summer | 7.6654e-05 | 7.6976e-05 | 0 |  | 7.6654e-05 | 7.6976e-05 | 0
| 6 | 7 | 20 | Summer | 8.1189e-05 | 7.7287e-05 | 0 |  | 8.1189e-05 | 7.7287e-05 | 0
| 7 | 7 | 20 | Summer | 8.7458e-05 | 8.0122e-05 | 0 |  | 8.7458e-05 | 8.0122e-05 | 0
| 8 | 7 | 20 | Summer | 9.4617e-05 | 8.4979e-05 | 0 |  | 9.4617e-05 | 8.4979e-05 | 0
| 9 | 7 | 20 | Summer | 0.00010026 | 9.0882e-05 | 0 |  | 0.00010026 | 9.0882e-05 | 0
| 10 | 7 | 20 | Summer | 0.00010355 | 9.6473e-05 | 0 |  | 0.00010355 | 9.6473e-05 | 0
| 11 | 7 | 20 | Summer | 0.00010613 | 0.00010114 | 0 |  | 0.00010613 | 0.00010114 | 0
| 12 | 7 | 20 | Summer | 0.00010729 | 0.00010431 | 0 |  | 0.00010729 | 0.00010431 | 0
| 13 | 7 | 20 | Summer | 0.00010938 | 0.00010659 | 0 |  | 0.00010938 | 0.00010659 | 0
| 14 | 7 | 20 | Summer | 0.00010889 | 0.00010792 | 0 |  | 0.00010889 | 0.00010792 | 0
| 15 | 7 | 20 | Summer | 0.0001092 | 0.00010869 | 0 |  | 0.0001092 | 0.00010869 | 0
| 16 | 7 | 20 | Summer | 0.00011045 | 0.00010948 | 0 |  | 0.00011045 | 0.00010948 | 0
| 17 | 7 | 20 | Summer | 0.00011254 | 0.00011027 | 0 |  | 0.00011254 | 0.00011027 | 0
| 18 | 7 | 20 | Summer | 0.000116 | 0.00011205 | 0 |  | 0.000116 | 0.00011205 | 0
| 19 | 7 | 20 | Summer | 0.00011654 | 0.00011388 | 0 |  | 0.00011654 | 0.00011388 | 0
| 20 | 7 | 20 | Summer | 0.000114 | 0.00011477 | 0 |  | 0.000114 | 0.00011477 | 0
| 21 | 7 | 20 | Summer | 0.00011045 | 0.00011425 | 0 |  | 0.00011045 | 0.00011425 | 0
| 22 | 7 | 20 | Summer | 0.00010858 | 0.00011239 | 0 |  | 0.00010858 | 0.00011239 | 0
| 23 | 7 | 20 | Summer | 9.9863e-05 | 0.00010822 | 0 |  | 9.9863e-05 | 0.00010822 | 0
| 24 | 7 | 20 | Summer | 8.857e-05 | 0.00010186 | 0 |  | 8.857e-05 | 0.00010186 | 0
| 1 | 7 | 21 | Summer | 8.0389e-05 | 9.435e-05 | 0 |  | 8.0389e-05 | 9.435e-05 | 0
| 2 | 7 | 21 | Summer | 7.5053e-05 | 8.5969e-05 | 0 |  | 7.5053e-05 | 8.5969e-05 | 0
| 3 | 7 | 21 | Summer | 7.2697e-05 | 7.9177e-05 | 0 |  | 7.2697e-05 | 7.9177e-05 | 0
| 4 | 7 | 21 | Summer | 7.1585e-05 | 7.4931e-05 | 0 |  | 7.1585e-05 | 7.4931e-05 | 0
| 5 | 7 | 21 | Summer | 7.3586e-05 | 7.323e-05 | 0 |  | 7.3586e-05 | 7.323e-05 | 0
| 6 | 7 | 21 | Summer | 7.8343e-05 | 7.4053e-05 | 0 |  | 7.8343e-05 | 7.4053e-05 | 0
| 7 | 7 | 21 | Summer | 8.5368e-05 | 7.7221e-05 | 0 |  | 8.5368e-05 | 7.7221e-05 | 0
| 8 | 7 | 21 | Summer | 9.3105e-05 | 8.2601e-05 | 0 |  | 9.3105e-05 | 8.2601e-05 | 0
| 9 | 7 | 21 | Summer | 9.8441e-05 | 8.8814e-05 | 0 |  | 9.8441e-05 | 8.8814e-05 | 0
| 10 | 7 | 21 | Summer | 0.00010155 | 9.4617e-05 | 0 |  | 0.00010155 | 9.4617e-05 | 0
| 11 | 7 | 21 | Summer | 0.00010364 | 9.9185e-05 | 0 |  | 0.00010364 | 9.9185e-05 | 0
| 12 | 7 | 21 | Summer | 0.00010569 | 0.00010233 | 0 |  | 0.00010569 | 0.00010233 | 0
| 13 | 7 | 21 | Summer | 0.0001068 | 0.00010442 | 0 |  | 0.0001068 | 0.00010442 | 0
| 14 | 7 | 21 | Summer | 0.0001068 | 0.00010573 | 0 |  | 0.0001068 | 0.00010573 | 0
| 15 | 7 | 21 | Summer | 0.00010707 | 0.00010659 | 0 |  | 0.00010707 | 0.00010659 | 0
| 16 | 7 | 21 | Summer | 0.00010791 | 0.00010714 | 0 |  | 0.00010791 | 0.00010714 | 0
| 17 | 7 | 21 | Summer | 0.00011022 | 0.000108 | 0 |  | 0.00011022 | 0.000108 | 0
| 18 | 7 | 21 | Summer | 0.00011236 | 0.00010939 | 0 |  | 0.00011236 | 0.00010939 | 0
| 19 | 7 | 21 | Summer | 0.00011214 | 0.00011066 | 0 |  | 0.00011214 | 0.00011066 | 0
| 20 | 7 | 21 | Summer | 0.0001096 | 0.00011108 | 0 |  | 0.0001096 | 0.00011108 | 0
| 21 | 7 | 21 | Summer | 0.0001068 | 0.00011022 | 0 |  | 0.0001068 | 0.00011022 | 0
| 22 | 7 | 21 | Summer | 0.00010538 | 0.00010848 | 0 |  | 0.00010538 | 0.00010848 | 0
| 23 | 7 | 21 | Summer | 9.7596e-05 | 0.00010484 | 0 |  | 9.7596e-05 | 0.00010484 | 0
| 24 | 7 | 21 | Summer | 8.6702e-05 | 9.9119e-05 | 0 |  | 8.6702e-05 | 9.9119e-05 | 0
| 1 | 7 | 22 | Summer | 7.9633e-05 | 9.2327e-05 | 0 |  | 7.9633e-05 | 9.2327e-05 | 0
| 2 | 7 | 22 | Summer | 7.4608e-05 | 8.4635e-05 | 0 |  | 7.4608e-05 | 8.4635e-05 | 0
| 3 | 7 | 22 | Summer | 7.1807e-05 | 7.8188e-05 | 0 |  | 7.1807e-05 | 7.8188e-05 | 0
| 4 | 7 | 22 | Summer | 7.1407e-05 | 7.4364e-05 | 0 |  | 7.1407e-05 | 7.4364e-05 | 0
| 5 | 7 | 22 | Summer | 7.3364e-05 | 7.2797e-05 | 0 |  | 7.3364e-05 | 7.2797e-05 | 0
| 6 | 7 | 22 | Summer | 7.7899e-05 | 7.3619e-05 | 0 |  | 7.7899e-05 | 7.3619e-05 | 0
| 7 | 7 | 22 | Summer | 8.5146e-05 | 7.6954e-05 | 0 |  | 8.5146e-05 | 7.6954e-05 | 0
| 8 | 7 | 22 | Summer | 9.3283e-05 | 8.2423e-05 | 0 |  | 9.3283e-05 | 8.2423e-05 | 0
| 9 | 7 | 22 | Summer | 9.8707e-05 | 8.8759e-05 | 0 |  | 9.8707e-05 | 8.8759e-05 | 0
| 10 | 7 | 22 | Summer | 0.00010293 | 9.5017e-05 | 0 |  | 0.00010293 | 9.5017e-05 | 0
| 11 | 7 | 22 | Summer | 0.00010547 | 0.0001001 | 0 |  | 0.00010547 | 0.0001001 | 0
| 12 | 7 | 22 | Summer | 0.00010769 | 0.0001037 | 0 |  | 0.00010769 | 0.0001037 | 0
| 13 | 7 | 22 | Summer | 0.00010982 | 0.00010648 | 0 |  | 0.00010982 | 0.00010648 | 0
| 14 | 7 | 22 | Summer | 0.00011102 | 0.0001085 | 0 |  | 0.00011102 | 0.0001085 | 0
| 15 | 7 | 22 | Summer | 0.00011231 | 0.00011021 | 0 |  | 0.00011231 | 0.00011021 | 0
| 16 | 7 | 22 | Summer | 0.00011405 | 0.0001118 | 0 |  | 0.00011405 | 0.0001118 | 0
| 17 | 7 | 22 | Summer | 0.00011747 | 0.00011371 | 0 |  | 0.00011747 | 0.00011371 | 0
| 18 | 7 | 22 | Summer | 0.00012018 | 0.000116 | 0 |  | 0.00012018 | 0.000116 | 0
| 19 | 7 | 22 | Summer | 0.0001192 | 0.00011773 | 0 |  | 0.0001192 | 0.00011773 | 0
| 20 | 7 | 22 | Summer | 0.00011565 | 0.00011813 | 0 |  | 0.00011565 | 0.00011813 | 0
| 21 | 7 | 22 | Summer | 0.00011138 | 0.0001166 | 0 |  | 0.00011138 | 0.0001166 | 0
| 22 | 7 | 22 | Summer | 0.00010884 | 0.00011377 | 0 |  | 0.00010884 | 0.00011377 | 0
| 23 | 7 | 22 | Summer | 0.0001004 | 0.00010907 | 0 |  | 0.0001004 | 0.00010907 | 0
| 24 | 7 | 22 | Summer | 8.9237e-05 | 0.00010246 | 0 |  | 8.9237e-05 | 0.00010246 | 0
| 1 | 7 | 23 | Summer | 8.1011e-05 | 9.4872e-05 | 0 |  | 8.1011e-05 | 9.4872e-05 | 0
| 2 | 7 | 23 | Summer | 7.5942e-05 | 8.6647e-05 | 0 |  | 7.5942e-05 | 8.6647e-05 | 0
| 3 | 7 | 23 | Summer | 7.283e-05 | 7.9755e-05 | 0 |  | 7.283e-05 | 7.9755e-05 | 0
| 4 | 7 | 23 | Summer | 7.2163e-05 | 7.5487e-05 | 0 |  | 7.2163e-05 | 7.5487e-05 | 0
| 5 | 7 | 23 | Summer | 7.3853e-05 | 7.3697e-05 | 0 |  | 7.3853e-05 | 7.3697e-05 | 0
| 6 | 7 | 23 | Summer | 7.7676e-05 | 7.4131e-05 | 0 |  | 7.7676e-05 | 7.4131e-05 | 0
| 7 | 7 | 23 | Summer | 8.4257e-05 | 7.6987e-05 | 0 |  | 8.4257e-05 | 7.6987e-05 | 0
| 8 | 7 | 23 | Summer | 9.1771e-05 | 8.1889e-05 | 0 |  | 9.1771e-05 | 8.1889e-05 | 0
| 9 | 7 | 23 | Summer | 9.893e-05 | 8.8159e-05 | 0 |  | 9.893e-05 | 8.8159e-05 | 0
| 10 | 7 | 23 | Summer | 0.0001028 | 9.4439e-05 | 0 |  | 0.0001028 | 9.4439e-05 | 0
| 11 | 7 | 23 | Summer | 0.00010582 | 9.983e-05 | 0 |  | 0.00010582 | 9.983e-05 | 0
| 12 | 7 | 23 | Summer | 0.00010796 | 0.00010388 | 0 |  | 0.00010796 | 0.00010388 | 0
| 13 | 7 | 23 | Summer | 0.0001108 | 0.00010684 | 0 |  | 0.0001108 | 0.00010684 | 0
| 14 | 7 | 23 | Summer | 0.00011227 | 0.00010921 | 0 |  | 0.00011227 | 0.00010921 | 0
| 15 | 7 | 23 | Summer | 0.00011462 | 0.00011141 | 0 |  | 0.00011462 | 0.00011141 | 0
| 16 | 7 | 23 | Summer | 0.00011667 | 0.00011359 | 0 |  | 0.00011667 | 0.00011359 | 0
| 17 | 7 | 23 | Summer | 0.00012032 | 0.00011597 | 0 |  | 0.00012032 | 0.00011597 | 0
| 18 | 7 | 23 | Summer | 0.00012272 | 0.00011858 | 0 |  | 0.00012272 | 0.00011858 | 0
| 19 | 7 | 23 | Summer | 0.00012134 | 0.00012026 | 0 |  | 0.00012134 | 0.00012026 | 0
| 20 | 7 | 23 | Summer | 0.00011787 | 0.00012056 | 0 |  | 0.00011787 | 0.00012056 | 0
| 21 | 7 | 23 | Summer | 0.00011316 | 0.00011877 | 0 |  | 0.00011316 | 0.00011877 | 0
| 22 | 7 | 23 | Summer | 0.00011058 | 0.00011574 | 0 |  | 0.00011058 | 0.00011574 | 0
| 23 | 7 | 23 | Summer | 0.00010355 | 0.00011129 | 0 |  | 0.00010355 | 0.00011129 | 0
| 24 | 7 | 23 | Summer | 9.2927e-05 | 0.00010505 | 0 |  | 9.2927e-05 | 0.00010505 | 0
| 1 | 7 | 24 | Summer | 8.5324e-05 | 9.8096e-05 | 0 |  | 8.5324e-05 | 9.8096e-05 | 0
| 2 | 7 | 24 | Summer | 7.9055e-05 | 9.0215e-05 | 0 |  | 7.9055e-05 | 9.0215e-05 | 0
| 3 | 7 | 24 | Summer | 7.4831e-05 | 8.3034e-05 | 0 |  | 7.4831e-05 | 8.3034e-05 | 0
| 4 | 7 | 24 | Summer | 7.283e-05 | 7.801e-05 | 0 |  | 7.283e-05 | 7.801e-05 | 0
| 5 | 7 | 24 | Summer | 7.2563e-05 | 7.482e-05 | 0 |  | 7.2563e-05 | 7.482e-05 | 0
| 6 | 7 | 24 | Summer | 7.3008e-05 | 7.3308e-05 | 0 |  | 7.3008e-05 | 7.3308e-05 | 0
| 7 | 7 | 24 | Summer | 7.5942e-05 | 7.3586e-05 | 0 |  | 7.5942e-05 | 7.3586e-05 | 0
| 8 | 7 | 24 | Summer | 8.2967e-05 | 7.612e-05 | 0 |  | 8.2967e-05 | 7.612e-05 | 0
| 9 | 7 | 24 | Summer | 9.1193e-05 | 8.0778e-05 | 0 |  | 9.1193e-05 | 8.0778e-05 | 0
| 10 | 7 | 24 | Summer | 9.8307e-05 | 8.7103e-05 | 0 |  | 9.8307e-05 | 8.7103e-05 | 0
| 11 | 7 | 24 | Summer | 0.00010333 | 9.395e-05 | 0 |  | 0.00010333 | 9.395e-05 | 0
| 12 | 7 | 24 | Summer | 0.0001076 | 0.00010011 | 0 |  | 0.0001076 | 0.00010011 | 0
| 13 | 7 | 24 | Summer | 0.0001112 | 0.00010511 | 0 |  | 0.0001112 | 0.00010511 | 0
| 14 | 7 | 24 | Summer | 0.00011378 | 0.00010898 | 0 |  | 0.00011378 | 0.00010898 | 0
| 15 | 7 | 24 | Summer | 0.00011649 | 0.00011227 | 0 |  | 0.00011649 | 0.00011227 | 0
| 16 | 7 | 24 | Summer | 0.00012005 | 0.00011538 | 0 |  | 0.00012005 | 0.00011538 | 0
| 17 | 7 | 24 | Summer | 0.00012356 | 0.00011847 | 0 |  | 0.00012356 | 0.00011847 | 0
| 18 | 7 | 24 | Summer | 0.00012583 | 0.00012148 | 0 |  | 0.00012583 | 0.00012148 | 0
| 19 | 7 | 24 | Summer | 0.00012512 | 0.00012364 | 0 |  | 0.00012512 | 0.00012364 | 0
| 20 | 7 | 24 | Summer | 0.00012218 | 0.00012417 | 0 |  | 0.00012218 | 0.00012417 | 0
| 21 | 7 | 24 | Summer | 0.00011729 | 0.00012261 | 0 |  | 0.00011729 | 0.00012261 | 0
| 22 | 7 | 24 | Summer | 0.00011391 | 0.00011963 | 0 |  | 0.00011391 | 0.00011963 | 0
| 23 | 7 | 24 | Summer | 0.00010676 | 0.00011504 | 0 |  | 0.00010676 | 0.00011504 | 0
| 24 | 7 | 24 | Summer | 9.5595e-05 | 0.00010839 | 0 |  | 9.5595e-05 | 0.00010839 | 0
| 1 | 7 | 25 | Summer | 8.7236e-05 | 0.00010087 | 0 |  | 8.7236e-05 | 0.00010087 | 0
| 2 | 7 | 25 | Summer | 8.0611e-05 | 9.2549e-05 | 0 |  | 8.0611e-05 | 9.2549e-05 | 0
| 3 | 7 | 25 | Summer | 7.6165e-05 | 8.4902e-05 | 0 |  | 7.6165e-05 | 8.4902e-05 | 0
| 4 | 7 | 25 | Summer | 7.3986e-05 | 7.9499e-05 | 0 |  | 7.3986e-05 | 7.9499e-05 | 0
| 5 | 7 | 25 | Summer | 7.3275e-05 | 7.6009e-05 | 0 |  | 7.3275e-05 | 7.6009e-05 | 0
| 6 | 7 | 25 | Summer | 7.2874e-05 | 7.4075e-05 | 0 |  | 7.2874e-05 | 7.4075e-05 | 0
| 7 | 7 | 25 | Summer | 7.4786e-05 | 7.373e-05 | 0 |  | 7.4786e-05 | 7.373e-05 | 0
| 8 | 7 | 25 | Summer | 8.1145e-05 | 7.552e-05 | 0 |  | 8.1145e-05 | 7.552e-05 | 0
| 9 | 7 | 25 | Summer | 8.937e-05 | 7.9544e-05 | 0 |  | 8.937e-05 | 7.9544e-05 | 0
| 10 | 7 | 25 | Summer | 9.6973e-05 | 8.5569e-05 | 0 |  | 9.6973e-05 | 8.5569e-05 | 0
| 11 | 7 | 25 | Summer | 0.00010338 | 9.2716e-05 | 0 |  | 0.00010338 | 9.2716e-05 | 0
| 12 | 7 | 25 | Summer | 0.00010809 | 9.9452e-05 | 0 |  | 0.00010809 | 9.9452e-05 | 0
| 13 | 7 | 25 | Summer | 0.00011236 | 0.0001052 | 0 |  | 0.00011236 | 0.0001052 | 0
| 14 | 7 | 25 | Summer | 0.00011578 | 0.0001099 | 0 |  | 0.00011578 | 0.0001099 | 0
| 15 | 7 | 25 | Summer | 0.00011894 | 0.00011379 | 0 |  | 0.00011894 | 0.00011379 | 0
| 16 | 7 | 25 | Summer | 0.00012307 | 0.00011754 | 0 |  | 0.00012307 | 0.00011754 | 0
| 17 | 7 | 25 | Summer | 0.00012779 | 0.00012139 | 0 |  | 0.00012779 | 0.00012139 | 0
| 18 | 7 | 25 | Summer | 0.0001313 | 0.00012527 | 0 |  | 0.0001313 | 0.00012527 | 0
| 19 | 7 | 25 | Summer | 0.00013148 | 0.00012841 | 0 |  | 0.00013148 | 0.00012841 | 0
| 20 | 7 | 25 | Summer | 0.00012819 | 0.00012969 | 0 |  | 0.00012819 | 0.00012969 | 0
| 21 | 7 | 25 | Summer | 0.00012285 | 0.00012845 | 0 |  | 0.00012285 | 0.00012845 | 0
| 22 | 7 | 25 | Summer | 0.00011836 | 0.00012522 | 0 |  | 0.00011836 | 0.00012522 | 0
| 23 | 7 | 25 | Summer | 0.00010827 | 0.00011942 | 0 |  | 0.00010827 | 0.00011942 | 0
| 24 | 7 | 25 | Summer | 9.5684e-05 | 0.00011129 | 0 |  | 9.5684e-05 | 0.00011129 | 0
| 1 | 7 | 26 | Summer | 8.6658e-05 | 0.00010224 | 0 |  | 8.6658e-05 | 0.00010224 | 0
| 2 | 7 | 26 | Summer | 8.0566e-05 | 9.2794e-05 | 0 |  | 8.0566e-05 | 9.2794e-05 | 0
| 3 | 7 | 26 | Summer | 7.6965e-05 | 8.4968e-05 | 0 |  | 7.6965e-05 | 8.4968e-05 | 0
| 4 | 7 | 26 | Summer | 7.5275e-05 | 7.9866e-05 | 0 |  | 7.5275e-05 | 7.9866e-05 | 0
| 5 | 7 | 26 | Summer | 7.6698e-05 | 7.7376e-05 | 0 |  | 7.6698e-05 | 7.7376e-05 | 0
| 6 | 7 | 26 | Summer | 8.1456e-05 | 7.7599e-05 | 0 |  | 8.1456e-05 | 7.7599e-05 | 0
| 7 | 7 | 26 | Summer | 8.7903e-05 | 8.0333e-05 | 0 |  | 8.7903e-05 | 8.0333e-05 | 0
| 8 | 7 | 26 | Summer | 9.6084e-05 | 8.5535e-05 | 0 |  | 9.6084e-05 | 8.5535e-05 | 0
| 9 | 7 | 26 | Summer | 0.00010333 | 9.2194e-05 | 0 |  | 0.00010333 | 9.2194e-05 | 0
| 10 | 7 | 26 | Summer | 0.00010876 | 9.9019e-05 | 0 |  | 0.00010876 | 9.9019e-05 | 0
| 11 | 7 | 26 | Summer | 0.00011316 | 0.00010533 | 0 |  | 0.00011316 | 0.00010533 | 0
| 12 | 7 | 26 | Summer | 0.00011774 | 0.00011075 | 0 |  | 0.00011774 | 0.00011075 | 0
| 13 | 7 | 26 | Summer | 0.00012236 | 0.0001155 | 0 |  | 0.00012236 | 0.0001155 | 0
| 14 | 7 | 26 | Summer | 0.00012538 | 0.00011966 | 0 |  | 0.00012538 | 0.00011966 | 0
| 15 | 7 | 26 | Summer | 0.00012881 | 0.00012357 | 0 |  | 0.00012881 | 0.00012357 | 0
| 16 | 7 | 26 | Summer | 0.0001325 | 0.00012726 | 0 |  | 0.0001325 | 0.00012726 | 0
| 17 | 7 | 26 | Summer | 0.00013623 | 0.00013073 | 0 |  | 0.00013623 | 0.00013073 | 0
| 18 | 7 | 26 | Summer | 0.00013895 | 0.00013412 | 0 |  | 0.00013895 | 0.00013412 | 0
| 19 | 7 | 26 | Summer | 0.00013775 | 0.00013636 | 0 |  | 0.00013775 | 0.00013636 | 0
| 20 | 7 | 26 | Summer | 0.0001329 | 0.00013646 | 0 |  | 0.0001329 | 0.00013646 | 0
| 21 | 7 | 26 | Summer | 0.00012645 | 0.00013401 | 0 |  | 0.00012645 | 0.00013401 | 0
| 22 | 7 | 26 | Summer | 0.00012116 | 0.00012956 | 0 |  | 0.00012116 | 0.00012956 | 0
| 23 | 7 | 26 | Summer | 0.00011 | 0.00012263 | 0 |  | 0.00011 | 0.00012263 | 0
| 24 | 7 | 26 | Summer | 9.7462e-05 | 0.00011377 | 0 |  | 9.7462e-05 | 0.00011377 | 0
| 1 | 7 | 27 | Summer | 8.8259e-05 | 0.00010422 | 0 |  | 8.8259e-05 | 0.00010422 | 0
| 2 | 7 | 27 | Summer | 8.2301e-05 | 9.4506e-05 | 0 |  | 8.2301e-05 | 9.4506e-05 | 0
| 3 | 7 | 27 | Summer | 7.8877e-05 | 8.6725e-05 | 0 |  | 7.8877e-05 | 8.6725e-05 | 0
| 4 | 7 | 27 | Summer | 7.7009e-05 | 8.1611e-05 | 0 |  | 7.7009e-05 | 8.1611e-05 | 0
| 5 | 7 | 27 | Summer | 7.8121e-05 | 7.9077e-05 | 0 |  | 7.8121e-05 | 7.9077e-05 | 0
| 6 | 7 | 27 | Summer | 8.2656e-05 | 7.9166e-05 | 0 |  | 8.2656e-05 | 7.9166e-05 | 0
| 7 | 7 | 27 | Summer | 8.9637e-05 | 8.1856e-05 | 0 |  | 8.9637e-05 | 8.1856e-05 | 0
| 8 | 7 | 27 | Summer | 9.7596e-05 | 8.7002e-05 | 0 |  | 9.7596e-05 | 8.7002e-05 | 0
| 9 | 7 | 27 | Summer | 0.00010427 | 9.3539e-05 | 0 |  | 0.00010427 | 9.3539e-05 | 0
| 10 | 7 | 27 | Summer | 0.00010933 | 0.00010021 | 0 |  | 0.00010933 | 0.00010021 | 0
| 11 | 7 | 27 | Summer | 0.000114 | 0.0001063 | 0 |  | 0.000114 | 0.0001063 | 0
| 12 | 7 | 27 | Summer | 0.00011876 | 0.00011159 | 0 |  | 0.00011876 | 0.00011159 | 0
| 13 | 7 | 27 | Summer | 0.00012312 | 0.0001163 | 0 |  | 0.00012312 | 0.0001163 | 0
| 14 | 7 | 27 | Summer | 0.00012685 | 0.00012068 | 0 |  | 0.00012685 | 0.00012068 | 0
| 15 | 7 | 27 | Summer | 0.00012992 | 0.00012466 | 0 |  | 0.00012992 | 0.00012466 | 0
| 16 | 7 | 27 | Summer | 0.00013388 | 0.00012844 | 0 |  | 0.00013388 | 0.00012844 | 0
| 17 | 7 | 27 | Summer | 0.00013828 | 0.00013223 | 0 |  | 0.00013828 | 0.00013223 | 0
| 18 | 7 | 27 | Summer | 0.0001409 | 0.00013574 | 0 |  | 0.0001409 | 0.00013574 | 0
| 19 | 7 | 27 | Summer | 0.0001401 | 0.00013829 | 0 |  | 0.0001401 | 0.00013829 | 0
| 20 | 7 | 27 | Summer | 0.00013561 | 0.00013872 | 0 |  | 0.00013561 | 0.00013872 | 0
| 21 | 7 | 27 | Summer | 0.00012988 | 0.00013662 | 0 |  | 0.00012988 | 0.00013662 | 0
| 22 | 7 | 27 | Summer | 0.00012463 | 0.00013255 | 0 |  | 0.00012463 | 0.00013255 | 0
| 23 | 7 | 27 | Summer | 0.00011302 | 0.00012579 | 0 |  | 0.00011302 | 0.00012579 | 0
| 24 | 7 | 27 | Summer | 0.00010031 | 0.00011696 | 0 |  | 0.00010031 | 0.00011696 | 0
| 1 | 7 | 28 | Summer | 9.0437e-05 | 0.0001071 | 0 |  | 9.0437e-05 | 0.0001071 | 0
| 2 | 7 | 28 | Summer | 8.4346e-05 | 9.7029e-05 | 0 |  | 8.4346e-05 | 9.7029e-05 | 0
| 3 | 7 | 28 | Summer | 8.0433e-05 | 8.8881e-05 | 0 |  | 8.0433e-05 | 8.8881e-05 | 0
| 4 | 7 | 28 | Summer | 7.8121e-05 | 8.3334e-05 | 0 |  | 7.8121e-05 | 8.3334e-05 | 0
| 5 | 7 | 28 | Summer | 7.9366e-05 | 8.0566e-05 | 0 |  | 7.9366e-05 | 8.0566e-05 | 0
| 6 | 7 | 28 | Summer | 8.3323e-05 | 8.0311e-05 | 0 |  | 8.3323e-05 | 8.0311e-05 | 0
| 7 | 7 | 28 | Summer | 8.9459e-05 | 8.2567e-05 | 0 |  | 8.9459e-05 | 8.2567e-05 | 0
| 8 | 7 | 28 | Summer | 9.7951e-05 | 8.7525e-05 | 0 |  | 9.7951e-05 | 8.7525e-05 | 0
| 9 | 7 | 28 | Summer | 0.00010547 | 9.405e-05 | 0 |  | 0.00010547 | 9.405e-05 | 0
| 10 | 7 | 28 | Summer | 0.00011107 | 0.00010099 | 0 |  | 0.00011107 | 0.00010099 | 0
| 11 | 7 | 28 | Summer | 0.00011583 | 0.00010758 | 0 |  | 0.00011583 | 0.00010758 | 0
| 12 | 7 | 28 | Summer | 0.00012067 | 0.00011326 | 0 |  | 0.00012067 | 0.00011326 | 0
| 13 | 7 | 28 | Summer | 0.00012507 | 0.00011816 | 0 |  | 0.00012507 | 0.00011816 | 0
| 14 | 7 | 28 | Summer | 0.00012832 | 0.00012247 | 0 |  | 0.00012832 | 0.00012247 | 0
| 15 | 7 | 28 | Summer | 0.00013192 | 0.0001265 | 0.00013192 | 0 | 0.00013192 | 0.0001265 | 0
| 16 | 7 | 28 | Summer | 0.00013623 | 0.00013039 | 0.00013623 | 0 | 0.00013623 | 0.00013039 | 0
| 17 | 7 | 28 | Summer | 0.0001409 | 0.00013434 | 0.0001409 | 0 | 0.0001409 | 0.00013434 | 0
| 18 | 7 | 28 | Summer | 0.00014388 | 0.00013823 | 0.00014388 | 0 | 0.00014388 | 0.00013823 | 0
| 19 | 7 | 28 | Summer | 0.00014308 | 0.00014102 | 0 |  | 0.00014308 | 0.00014102 | 0
| 20 | 7 | 28 | Summer | 0.00013837 | 0.00014156 | 0 |  | 0.00013837 | 0.00014156 | 0
| 21 | 7 | 28 | Summer | 0.00013183 | 0.00013929 | 0 |  | 0.00013183 | 0.00013929 | 0
| 22 | 7 | 28 | Summer | 0.00012636 | 0.00013491 | 0 |  | 0.00012636 | 0.00013491 | 0
| 23 | 7 | 28 | Summer | 0.00011454 | 0.00012777 | 0 |  | 0.00011454 | 0.00012777 | 0
| 24 | 7 | 28 | Summer | 0.00010151 | 0.00011856 | 0 |  | 0.00010151 | 0.00011856 | 0
| 1 | 7 | 29 | Summer | 9.106e-05 | 0.00010837 | 0 |  | 9.106e-05 | 0.00010837 | 0
| 2 | 7 | 29 | Summer | 8.4657e-05 | 9.794e-05 | 0 |  | 8.4657e-05 | 9.794e-05 | 0
| 3 | 7 | 29 | Summer | 8.03e-05 | 8.9381e-05 | 0 |  | 8.03e-05 | 8.9381e-05 | 0
| 4 | 7 | 29 | Summer | 7.8832e-05 | 8.3712e-05 | 0 |  | 7.8832e-05 | 8.3712e-05 | 0
| 5 | 7 | 29 | Summer | 7.9322e-05 | 8.0778e-05 | 0 |  | 7.9322e-05 | 8.0778e-05 | 0
| 6 | 7 | 29 | Summer | 8.3545e-05 | 8.05e-05 | 0 |  | 8.3545e-05 | 8.05e-05 | 0
| 7 | 7 | 29 | Summer | 8.9592e-05 | 8.2823e-05 | 0 |  | 8.9592e-05 | 8.2823e-05 | 0
| 8 | 7 | 29 | Summer | 9.8529e-05 | 8.7747e-05 | 0 |  | 9.8529e-05 | 8.7747e-05 | 0
| 9 | 7 | 29 | Summer | 0.00010609 | 9.4439e-05 | 0 |  | 0.00010609 | 9.4439e-05 | 0
| 10 | 7 | 29 | Summer | 0.00011196 | 0.00010154 | 0 |  | 0.00011196 | 0.00010154 | 0
| 11 | 7 | 29 | Summer | 0.00011796 | 0.00010863 | 0 |  | 0.00011796 | 0.00010863 | 0
| 12 | 7 | 29 | Summer | 0.00012352 | 0.00011488 | 0 |  | 0.00012352 | 0.00011488 | 0
| 13 | 7 | 29 | Summer | 0.00012912 | 0.00012064 | 0 |  | 0.00012912 | 0.00012064 | 0
| 14 | 7 | 29 | Summer | 0.00013468 | 0.00012632 | 0 |  | 0.00013468 | 0.00012632 | 0
| 15 | 7 | 29 | Summer | 0.00013961 | 0.00013173 | 0.00013961 | 0 | 0.00013961 | 0.00013173 | 0
| 16 | 7 | 29 | Summer | 0.0001445 | 0.00013698 | 0.0001445 | 0 | 0.0001445 | 0.00013698 | 0
| 17 | 7 | 29 | Summer | 0.00014891 | 0.00014193 | 0.00014891 | 0 | 0.00014891 | 0.00014193 | 0
| 18 | 7 | 29 | Summer | 0.00015126 | 0.00014607 | 0.00015126 | 0 | 0.00015126 | 0.00014607 | 0
| 19 | 7 | 29 | Summer | 0.00014939 | 0.00014852 | 0 |  | 0.00014939 | 0.00014852 | 0
| 20 | 7 | 29 | Summer | 0.00014441 | 0.00014849 | 0 |  | 0.00014441 | 0.00014849 | 0
| 21 | 7 | 29 | Summer | 0.00013766 | 0.00014568 | 0 |  | 0.00013766 | 0.00014568 | 0
| 22 | 7 | 29 | Summer | 0.00013157 | 0.00014076 | 0 |  | 0.00013157 | 0.00014076 | 0
| 23 | 7 | 29 | Summer | 0.00011956 | 0.0001333 | 0 |  | 0.00011956 | 0.0001333 | 0
| 24 | 7 | 29 | Summer | 0.00010569 | 0.00012362 | 0 |  | 0.00010569 | 0.00012362 | 0
| 1 | 7 | 30 | Summer | 9.5061e-05 | 0.00011297 | 0 |  | 9.5061e-05 | 0.00011297 | 0
| 2 | 7 | 30 | Summer | 8.8125e-05 | 0.00010211 | 0 |  | 8.8125e-05 | 0.00010211 | 0
| 3 | 7 | 30 | Summer | 8.3723e-05 | 9.3149e-05 | 0 |  | 8.3723e-05 | 9.3149e-05 | 0
| 4 | 7 | 30 | Summer | 8.1011e-05 | 8.698e-05 | 0 |  | 8.1011e-05 | 8.698e-05 | 0
| 5 | 7 | 30 | Summer | 8.2345e-05 | 8.3801e-05 | 0 |  | 8.2345e-05 | 8.3801e-05 | 0
| 6 | 7 | 30 | Summer | 8.5902e-05 | 8.3245e-05 | 0 |  | 8.5902e-05 | 8.3245e-05 | 0
| 7 | 7 | 30 | Summer | 9.1904e-05 | 8.5291e-05 | 0 |  | 9.1904e-05 | 8.5291e-05 | 0
| 8 | 7 | 30 | Summer | 0.0001008 | 9.0237e-05 | 0 |  | 0.0001008 | 9.0237e-05 | 0
| 9 | 7 | 30 | Summer | 0.00010898 | 9.6895e-05 | 0 |  | 0.00010898 | 9.6895e-05 | 0
| 10 | 7 | 30 | Summer | 0.00011551 | 0.0001043 | 0 |  | 0.00011551 | 0.0001043 | 0
| 11 | 7 | 30 | Summer | 0.00012138 | 0.00011167 | 0 |  | 0.00012138 | 0.00011167 | 0
| 12 | 7 | 30 | Summer | 0.00012792 | 0.00011845 | 0 |  | 0.00012792 | 0.00011845 | 0
| 13 | 7 | 30 | Summer | 0.00013348 | 0.00012457 | 0 |  | 0.00013348 | 0.00012457 | 0
| 14 | 7 | 30 | Summer | 0.00013952 | 0.00013058 | 0 |  | 0.00013952 | 0.00013058 | 0
| 15 | 7 | 30 | Summer | 0.00014495 | 0.00013647 | 0.00014495 | 0 | 0.00014495 | 0.00013647 | 0
| 16 | 7 | 30 | Summer | 0.00014917 | 0.00014178 | 0.00014917 | 0 | 0.00014917 | 0.00014178 | 0
| 17 | 7 | 30 | Summer | 0.00015215 | 0.00014645 | 0.00015215 | 0 | 0.00015215 | 0.00014645 | 0
| 18 | 7 | 30 | Summer | 0.00015429 | 0.00015014 | 0.00015429 | 0 | 0.00015429 | 0.00015014 | 0
| 19 | 7 | 30 | Summer | 0.00015113 | 0.00015168 | 0 |  | 0.00015113 | 0.00015168 | 0
| 20 | 7 | 30 | Summer | 0.00014553 | 0.00015077 | 0 |  | 0.00014553 | 0.00015077 | 0
| 21 | 7 | 30 | Summer | 0.00013904 | 0.00014749 | 0 |  | 0.00013904 | 0.00014749 | 0
| 22 | 7 | 30 | Summer | 0.00013459 | 0.00014257 | 0 |  | 0.00013459 | 0.00014257 | 0
| 23 | 7 | 30 | Summer | 0.00012432 | 0.00013587 | 0 |  | 0.00012432 | 0.00013587 | 0
| 24 | 7 | 30 | Summer | 0.00011187 | 0.00012745 | 0 |  | 0.00011187 | 0.00012745 | 0
| 1 | 7 | 31 | Summer | 0.00010115 | 0.00011798 | 0 |  | 0.00010115 | 0.00011798 | 0
| 2 | 7 | 31 | Summer | 9.4305e-05 | 0.00010791 | 0 |  | 9.4305e-05 | 0.00010791 | 0
| 3 | 7 | 31 | Summer | 8.9592e-05 | 9.923e-05 | 0 |  | 8.9592e-05 | 9.923e-05 | 0
| 4 | 7 | 31 | Summer | 8.6213e-05 | 9.2816e-05 | 0 |  | 8.6213e-05 | 9.2816e-05 | 0
| 5 | 7 | 31 | Summer | 8.5057e-05 | 8.8792e-05 | 0 |  | 8.5057e-05 | 8.8792e-05 | 0
| 6 | 7 | 31 | Summer | 8.5635e-05 | 8.6625e-05 | 0 |  | 8.5635e-05 | 8.6625e-05 | 0
| 7 | 7 | 31 | Summer | 8.7325e-05 | 8.6058e-05 | 0 |  | 8.7325e-05 | 8.6058e-05 | 0
| 8 | 7 | 31 | Summer | 9.2483e-05 | 8.7625e-05 | 0 |  | 9.2483e-05 | 8.7625e-05 | 0
| 9 | 7 | 31 | Summer | 9.9374e-05 | 9.1204e-05 | 0 |  | 9.9374e-05 | 9.1204e-05 | 0
| 10 | 7 | 31 | Summer | 0.0001052 | 9.6095e-05 | 0 |  | 0.0001052 | 9.6095e-05 | 0
| 11 | 7 | 31 | Summer | 0.0001092 | 0.00010156 | 0 |  | 0.0001092 | 0.00010156 | 0
| 12 | 7 | 31 | Summer | 0.00011049 | 0.00010607 | 0 |  | 0.00011049 | 0.00010607 | 0
| 13 | 7 | 31 | Summer | 0.00011067 | 0.00010889 | 0 |  | 0.00011067 | 0.00010889 | 0
| 14 | 7 | 31 | Summer | 0.00011076 | 0.00011028 | 0 |  | 0.00011076 | 0.00011028 | 0
| 15 | 7 | 31 | Summer | 0.00011009 | 0.0001105 | 0 |  | 0.00011009 | 0.0001105 | 0
| 16 | 7 | 31 | Summer | 0.0001124 | 0.00011098 | 0 |  | 0.0001124 | 0.00011098 | 0
| 17 | 7 | 31 | Summer | 0.00011045 | 0.00011092 | 0 |  | 0.00011045 | 0.00011092 | 0
| 18 | 7 | 31 | Summer | 0.00011147 | 0.0001111 | 0 |  | 0.00011147 | 0.0001111 | 0
| 19 | 7 | 31 | Summer | 0.00011125 | 0.00011139 | 0 |  | 0.00011125 | 0.00011139 | 0
| 20 | 7 | 31 | Summer | 0.00010947 | 0.00011066 | 0 |  | 0.00010947 | 0.00011066 | 0
| 21 | 7 | 31 | Summer | 0.00010978 | 0.00011049 | 0 |  | 0.00010978 | 0.00011049 | 0
| 22 | 7 | 31 | Summer | 0.00010858 | 0.00010977 | 0 |  | 0.00010858 | 0.00010977 | 0
| 23 | 7 | 31 | Summer | 0.00010155 | 0.00010734 | 0 |  | 0.00010155 | 0.00010734 | 0
| 24 | 7 | 31 | Summer | 9.3461e-05 | 0.00010334 | 0 |  | 9.3461e-05 | 0.00010334 | 0
| 1 | 8 | 1 | Summer | 8.5946e-05 | 9.7385e-05 | 0 |  | 8.5946e-05 | 9.7385e-05 | 0
| 2 | 8 | 1 | Summer | 8.0611e-05 | 9.0393e-05 | 0 |  | 8.0611e-05 | 9.0393e-05 | 0
| 3 | 8 | 1 | Summer | 7.7587e-05 | 8.4401e-05 | 0 |  | 7.7587e-05 | 8.4401e-05 | 0
| 4 | 8 | 1 | Summer | 7.5275e-05 | 7.9855e-05 | 0 |  | 7.5275e-05 | 7.9855e-05 | 0
| 5 | 8 | 1 | Summer | 7.5142e-05 | 7.7154e-05 | 0 |  | 7.5142e-05 | 7.7154e-05 | 0
| 6 | 8 | 1 | Summer | 7.612e-05 | 7.6031e-05 | 0 |  | 7.612e-05 | 7.6031e-05 | 0
| 7 | 8 | 1 | Summer | 7.7365e-05 | 7.5976e-05 | 0 |  | 7.7365e-05 | 7.5976e-05 | 0
| 8 | 8 | 1 | Summer | 8.2167e-05 | 7.7699e-05 | 0 |  | 8.2167e-05 | 7.7699e-05 | 0
| 9 | 8 | 1 | Summer | 8.9059e-05 | 8.1178e-05 | 0 |  | 8.9059e-05 | 8.1178e-05 | 0
| 10 | 8 | 1 | Summer | 9.6306e-05 | 8.6224e-05 | 0 |  | 9.6306e-05 | 8.6224e-05 | 0
| 11 | 8 | 1 | Summer | 0.0001028 | 9.2583e-05 | 0 |  | 0.0001028 | 9.2583e-05 | 0
| 12 | 8 | 1 | Summer | 0.00010747 | 9.8907e-05 | 0 |  | 0.00010747 | 9.8907e-05 | 0
| 13 | 8 | 1 | Summer | 0.0001112 | 0.00010444 | 0 |  | 0.0001112 | 0.00010444 | 0
| 14 | 8 | 1 | Summer | 0.00011547 | 0.00010923 | 0 |  | 0.00011547 | 0.00010923 | 0
| 15 | 8 | 1 | Summer | 0.0001188 | 0.00011324 | 0 |  | 0.0001188 | 0.00011324 | 0
| 16 | 8 | 1 | Summer | 0.00012267 | 0.00011704 | 0 |  | 0.00012267 | 0.00011704 | 0
| 17 | 8 | 1 | Summer | 0.00012721 | 0.00012104 | 0 |  | 0.00012721 | 0.00012104 | 0
| 18 | 8 | 1 | Summer | 0.00013134 | 0.00012501 | 0 |  | 0.00013134 | 0.00012501 | 0
| 19 | 8 | 1 | Summer | 0.00013121 | 0.00012811 | 0 |  | 0.00013121 | 0.00012811 | 0
| 20 | 8 | 1 | Summer | 0.00012814 | 0.00012948 | 0 |  | 0.00012814 | 0.00012948 | 0
| 21 | 8 | 1 | Summer | 0.00012427 | 0.00012874 | 0 |  | 0.00012427 | 0.00012874 | 0
| 22 | 8 | 1 | Summer | 0.00012143 | 0.00012626 | 0 |  | 0.00012143 | 0.00012626 | 0
| 23 | 8 | 1 | Summer | 0.00011036 | 0.00012105 | 0 |  | 0.00011036 | 0.00012105 | 0
| 24 | 8 | 1 | Summer | 9.804e-05 | 0.00011352 | 0 |  | 9.804e-05 | 0.00011352 | 0
| 1 | 8 | 2 | Summer | 8.9059e-05 | 0.00010472 | 0 |  | 8.9059e-05 | 0.00010472 | 0
| 2 | 8 | 2 | Summer | 8.2701e-05 | 9.5039e-05 | 0 |  | 8.2701e-05 | 9.5039e-05 | 0
| 3 | 8 | 2 | Summer | 7.9055e-05 | 8.7214e-05 | 0 |  | 7.9055e-05 | 8.7214e-05 | 0
| 4 | 8 | 2 | Summer | 7.7143e-05 | 8.1989e-05 | 0 |  | 7.7143e-05 | 8.1989e-05 | 0
| 5 | 8 | 2 | Summer | 7.8966e-05 | 7.9466e-05 | 0 |  | 7.8966e-05 | 7.9466e-05 | 0
| 6 | 8 | 2 | Summer | 8.3634e-05 | 7.9699e-05 | 0 |  | 8.3634e-05 | 7.9699e-05 | 0
| 7 | 8 | 2 | Summer | 8.9592e-05 | 8.2334e-05 | 0 |  | 8.9592e-05 | 8.2334e-05 | 0
| 8 | 8 | 2 | Summer | 9.7418e-05 | 8.7403e-05 | 0 |  | 9.7418e-05 | 8.7403e-05 | 0
| 9 | 8 | 2 | Summer | 0.00010315 | 9.345e-05 | 0 |  | 0.00010315 | 9.345e-05 | 0
| 10 | 8 | 2 | Summer | 0.0001088 | 9.9741e-05 | 0 |  | 0.0001088 | 9.9741e-05 | 0
| 11 | 8 | 2 | Summer | 0.00011347 | 0.00010571 | 0 |  | 0.00011347 | 0.00010571 | 0
| 12 | 8 | 2 | Summer | 0.0001192 | 0.00011116 | 0 |  | 0.0001192 | 0.00011116 | 0
| 13 | 8 | 2 | Summer | 0.0001245 | 0.00011649 | 0 |  | 0.0001245 | 0.00011649 | 0
| 14 | 8 | 2 | Summer | 0.00012952 | 0.00012167 | 0 |  | 0.00012952 | 0.00012167 | 0
| 15 | 8 | 2 | Summer | 0.00013379 | 0.00012675 | 0.00013379 | 0 | 0.00013379 | 0.00012675 | 0
| 16 | 8 | 2 | Summer | 0.00013837 | 0.00013154 | 0.00013837 | 0 | 0.00013837 | 0.00013154 | 0
| 17 | 8 | 2 | Summer | 0.00014264 | 0.00013608 | 0.00014264 | 0 | 0.00014264 | 0.00013608 | 0
| 18 | 8 | 2 | Summer | 0.00014468 | 0.00013987 | 0.00014468 | 0 | 0.00014468 | 0.00013987 | 0
| 19 | 8 | 2 | Summer | 0.00014264 | 0.00014208 | 0 |  | 0.00014264 | 0.00014208 | 0
| 20 | 8 | 2 | Summer | 0.00013739 | 0.00014184 | 0 |  | 0.00013739 | 0.00014184 | 0
| 21 | 8 | 2 | Summer | 0.00013152 | 0.00013906 | 0 |  | 0.00013152 | 0.00013906 | 0
| 22 | 8 | 2 | Summer | 0.00012574 | 0.00013432 | 0 |  | 0.00012574 | 0.00013432 | 0
| 23 | 8 | 2 | Summer | 0.00011356 | 0.00012705 | 0 |  | 0.00011356 | 0.00012705 | 0
| 24 | 8 | 2 | Summer | 0.00010022 | 0.00011776 | 0 |  | 0.00010022 | 0.00011776 | 0
| 1 | 8 | 3 | Summer | 9.0215e-05 | 0.00010743 | 0 |  | 9.0215e-05 | 0.00010743 | 0
| 2 | 8 | 3 | Summer | 8.3946e-05 | 9.6984e-05 | 0 |  | 8.3946e-05 | 9.6984e-05 | 0
| 3 | 8 | 3 | Summer | 8.0166e-05 | 8.8636e-05 | 0 |  | 8.0166e-05 | 8.8636e-05 | 0
| 4 | 8 | 3 | Summer | 7.8432e-05 | 8.319e-05 | 0 |  | 7.8432e-05 | 8.319e-05 | 0
| 5 | 8 | 3 | Summer | 7.9455e-05 | 8.05e-05 | 0 |  | 7.9455e-05 | 8.05e-05 | 0
| 6 | 8 | 3 | Summer | 8.3634e-05 | 8.0422e-05 | 0 |  | 8.3634e-05 | 8.0422e-05 | 0
| 7 | 8 | 3 | Summer | 8.9993e-05 | 8.2879e-05 | 0 |  | 8.9993e-05 | 8.2879e-05 | 0
| 8 | 8 | 3 | Summer | 9.804e-05 | 8.7781e-05 | 0 |  | 9.804e-05 | 8.7781e-05 | 0
| 9 | 8 | 3 | Summer | 0.0001044 | 9.4016e-05 | 0 |  | 0.0001044 | 9.4016e-05 | 0
| 10 | 8 | 3 | Summer | 0.00011009 | 0.00010063 | 0 |  | 0.00011009 | 0.00010063 | 0
| 11 | 8 | 3 | Summer | 0.00011382 | 0.00010659 | 0 |  | 0.00011382 | 0.00010659 | 0
| 12 | 8 | 3 | Summer | 0.00011934 | 0.00011191 | 0 |  | 0.00011934 | 0.00011191 | 0
| 13 | 8 | 3 | Summer | 0.00012432 | 0.00011689 | 0 |  | 0.00012432 | 0.00011689 | 0
| 14 | 8 | 3 | Summer | 0.00012828 | 0.00012144 | 0 |  | 0.00012828 | 0.00012144 | 0
| 15 | 8 | 3 | Summer | 0.00013205 | 0.000126 | 0 |  | 0.00013205 | 0.000126 | 0
| 16 | 8 | 3 | Summer | 0.00013614 | 0.0001302 | 0 |  | 0.00013614 | 0.0001302 | 0
| 17 | 8 | 3 | Summer | 0.00013917 | 0.00013391 | 0 |  | 0.00013917 | 0.00013391 | 0
| 18 | 8 | 3 | Summer | 0.00014006 | 0.00013686 | 0 |  | 0.00014006 | 0.00013686 | 0
| 19 | 8 | 3 | Summer | 0.00013592 | 0.00013782 | 0 |  | 0.00013592 | 0.00013782 | 0
| 20 | 8 | 3 | Summer | 0.00013108 | 0.00013656 | 0 |  | 0.00013108 | 0.00013656 | 0
| 21 | 8 | 3 | Summer | 0.00012707 | 0.00013353 | 0 |  | 0.00012707 | 0.00013353 | 0
| 22 | 8 | 3 | Summer | 0.00012254 | 0.00012915 | 0 |  | 0.00012254 | 0.00012915 | 0
| 23 | 8 | 3 | Summer | 0.00011098 | 0.00012292 | 0 |  | 0.00011098 | 0.00012292 | 0
| 24 | 8 | 3 | Summer | 9.8485e-05 | 0.00011477 | 0 |  | 9.8485e-05 | 0.00011477 | 0
| 1 | 8 | 4 | Summer | 9.0215e-05 | 0.00010555 | 0 |  | 9.0215e-05 | 0.00010555 | 0
| 2 | 8 | 4 | Summer | 8.3412e-05 | 9.5773e-05 | 0 |  | 8.3412e-05 | 9.5773e-05 | 0
| 3 | 8 | 4 | Summer | 7.9588e-05 | 8.7925e-05 | 0 |  | 7.9588e-05 | 8.7925e-05 | 0
| 4 | 8 | 4 | Summer | 7.8343e-05 | 8.289e-05 | 0 |  | 7.8343e-05 | 8.289e-05 | 0
| 5 | 8 | 4 | Summer | 7.9633e-05 | 8.0244e-05 | 0 |  | 7.9633e-05 | 8.0244e-05 | 0
| 6 | 8 | 4 | Summer | 8.4168e-05 | 8.0433e-05 | 0 |  | 8.4168e-05 | 8.0433e-05 | 0
| 7 | 8 | 4 | Summer | 9.017e-05 | 8.3079e-05 | 0 |  | 9.017e-05 | 8.3079e-05 | 0
| 8 | 8 | 4 | Summer | 9.8574e-05 | 8.8136e-05 | 0 |  | 9.8574e-05 | 8.8136e-05 | 0
| 9 | 8 | 4 | Summer | 0.00010578 | 9.4672e-05 | 0 |  | 0.00010578 | 9.4672e-05 | 0
| 10 | 8 | 4 | Summer | 0.000112 | 0.00010163 | 0 |  | 0.000112 | 0.00010163 | 0
| 11 | 8 | 4 | Summer | 0.00011805 | 0.0001086 | 0 |  | 0.00011805 | 0.0001086 | 0
| 12 | 8 | 4 | Summer | 0.0001233 | 0.00011478 | 0 |  | 0.0001233 | 0.00011478 | 0
| 13 | 8 | 4 | Summer | 0.0001297 | 0.00012076 | 0 |  | 0.0001297 | 0.00012076 | 0
| 14 | 8 | 4 | Summer | 0.00013499 | 0.00012651 | 0 |  | 0.00013499 | 0.00012651 | 0
| 15 | 8 | 4 | Summer | 0.00013917 | 0.00013179 | 0.00013917 | 0 | 0.00013917 | 0.00013179 | 0
| 16 | 8 | 4 | Summer | 0.00014313 | 0.00013675 | 0.00014313 | 0 | 0.00014313 | 0.00013675 | 0
| 17 | 8 | 4 | Summer | 0.00014722 | 0.00014112 | 0.00014722 | 0 | 0.00014722 | 0.00014112 | 0
| 18 | 8 | 4 | Summer | 0.00015006 | 0.00014489 | 0.00015006 | 0 | 0.00015006 | 0.00014489 | 0
| 19 | 8 | 4 | Summer | 0.00014855 | 0.00014724 | 0 |  | 0.00014855 | 0.00014724 | 0
| 20 | 8 | 4 | Summer | 0.00014353 | 0.00014734 | 0 |  | 0.00014353 | 0.00014734 | 0
| 21 | 8 | 4 | Summer | 0.00013695 | 0.00014477 | 0 |  | 0.00013695 | 0.00014477 | 0
| 22 | 8 | 4 | Summer | 0.00013152 | 0.00014014 | 0 |  | 0.00013152 | 0.00014014 | 0
| 23 | 8 | 4 | Summer | 0.00011769 | 0.00013242 | 0 |  | 0.00011769 | 0.00013242 | 0
| 24 | 8 | 4 | Summer | 0.00010489 | 0.00012276 | 0 |  | 0.00010489 | 0.00012276 | 0
| 1 | 8 | 5 | Summer | 9.395e-05 | 0.00011201 | 0 |  | 9.395e-05 | 0.00011201 | 0
| 2 | 8 | 5 | Summer | 8.7236e-05 | 0.00010094 | 0 |  | 8.7236e-05 | 0.00010094 | 0
| 3 | 8 | 5 | Summer | 8.3857e-05 | 9.2483e-05 | 0 |  | 8.3857e-05 | 9.2483e-05 | 0
| 4 | 8 | 5 | Summer | 8.1278e-05 | 8.658e-05 | 0 |  | 8.1278e-05 | 8.658e-05 | 0
| 5 | 8 | 5 | Summer | 8.2167e-05 | 8.3634e-05 | 0 |  | 8.2167e-05 | 8.3634e-05 | 0
| 6 | 8 | 5 | Summer | 8.6035e-05 | 8.3334e-05 | 0 |  | 8.6035e-05 | 8.3334e-05 | 0
| 7 | 8 | 5 | Summer | 9.2127e-05 | 8.5402e-05 | 0 |  | 9.2127e-05 | 8.5402e-05 | 0
| 8 | 8 | 5 | Summer | 9.9463e-05 | 8.9948e-05 | 0 |  | 9.9463e-05 | 8.9948e-05 | 0
| 9 | 8 | 5 | Summer | 0.00010613 | 9.5939e-05 | 0 |  | 0.00010613 | 9.5939e-05 | 0
| 10 | 8 | 5 | Summer | 0.00011147 | 0.0001023 | 0 |  | 0.00011147 | 0.0001023 | 0
| 11 | 8 | 5 | Summer | 0.00011618 | 0.00010831 | 0 |  | 0.00011618 | 0.00010831 | 0
| 12 | 8 | 5 | Summer | 0.00012094 | 0.00011368 | 0 |  | 0.00012094 | 0.00011368 | 0
| 13 | 8 | 5 | Summer | 0.00012645 | 0.00011876 | 0 |  | 0.00012645 | 0.00011876 | 0
| 14 | 8 | 5 | Summer | 0.0001301 | 0.00012342 | 0 |  | 0.0001301 | 0.00012342 | 0
| 15 | 8 | 5 | Summer | 0.0001341 | 0.0001279 | 0.0001341 | 0 | 0.0001341 | 0.0001279 | 0
| 16 | 8 | 5 | Summer | 0.00013721 | 0.00013197 | 0.00013721 | 0 | 0.00013721 | 0.00013197 | 0
| 17 | 8 | 5 | Summer | 0.00014099 | 0.0001356 | 0.00014099 | 0 | 0.00014099 | 0.0001356 | 0
| 18 | 8 | 5 | Summer | 0.0001437 | 0.000139 | 0.0001437 | 0 | 0.0001437 | 0.000139 | 0
| 19 | 8 | 5 | Summer | 0.00014144 | 0.00014084 | 0 |  | 0.00014144 | 0.00014084 | 0
| 20 | 8 | 5 | Summer | 0.00013512 | 0.00014031 | 0 |  | 0.00013512 | 0.00014031 | 0
| 21 | 8 | 5 | Summer | 0.00012916 | 0.00013736 | 0 |  | 0.00012916 | 0.00013736 | 0
| 22 | 8 | 5 | Summer | 0.00012325 | 0.00013224 | 0 |  | 0.00012325 | 0.00013224 | 0
| 23 | 8 | 5 | Summer | 0.00011254 | 0.00012502 | 0 |  | 0.00011254 | 0.00012502 | 0
| 24 | 8 | 5 | Summer | 0.00010089 | 0.00011646 | 0 |  | 0.00010089 | 0.00011646 | 0
| 1 | 8 | 6 | Summer | 9.2216e-05 | 0.00010722 | 0 |  | 9.2216e-05 | 0.00010722 | 0
| 2 | 8 | 6 | Summer | 8.6525e-05 | 9.804e-05 | 0 |  | 8.6525e-05 | 9.804e-05 | 0
| 3 | 8 | 6 | Summer | 8.3279e-05 | 9.0726e-05 | 0 |  | 8.3279e-05 | 9.0726e-05 | 0
| 4 | 8 | 6 | Summer | 8.1233e-05 | 8.5813e-05 | 0 |  | 8.1233e-05 | 8.5813e-05 | 0
| 5 | 8 | 6 | Summer | 8.2967e-05 | 8.3501e-05 | 0 |  | 8.2967e-05 | 8.3501e-05 | 0
| 6 | 8 | 6 | Summer | 8.7458e-05 | 8.3734e-05 | 0 |  | 8.7458e-05 | 8.3734e-05 | 0
| 7 | 8 | 6 | Summer | 9.3683e-05 | 8.6336e-05 | 0 |  | 9.3683e-05 | 8.6336e-05 | 0
| 8 | 8 | 6 | Summer | 0.00010026 | 9.1093e-05 | 0 |  | 0.00010026 | 9.1093e-05 | 0
| 9 | 8 | 6 | Summer | 0.00010564 | 9.6762e-05 | 0 |  | 0.00010564 | 9.6762e-05 | 0
| 10 | 8 | 6 | Summer | 0.00010893 | 0.00010213 | 0 |  | 0.00010893 | 0.00010213 | 0
| 11 | 8 | 6 | Summer | 0.00011289 | 0.00010693 | 0 |  | 0.00011289 | 0.00010693 | 0
| 12 | 8 | 6 | Summer | 0.00011498 | 0.00011061 | 0 |  | 0.00011498 | 0.00011061 | 0
| 13 | 8 | 6 | Summer | 0.00011783 | 0.00011366 | 0 |  | 0.00011783 | 0.00011366 | 0
| 14 | 8 | 6 | Summer | 0.00011925 | 0.00011624 | 0 |  | 0.00011925 | 0.00011624 | 0
| 15 | 8 | 6 | Summer | 0.00012121 | 0.00011832 | 0 |  | 0.00012121 | 0.00011832 | 0
| 16 | 8 | 6 | Summer | 0.00012303 | 0.00012033 | 0 |  | 0.00012303 | 0.00012033 | 0
| 17 | 8 | 6 | Summer | 0.00012476 | 0.00012206 | 0 |  | 0.00012476 | 0.00012206 | 0
| 18 | 8 | 6 | Summer | 0.00012565 | 0.00012366 | 0 |  | 0.00012565 | 0.00012366 | 0
| 19 | 8 | 6 | Summer | 0.00012254 | 0.000124 | 0 |  | 0.00012254 | 0.000124 | 0
| 20 | 8 | 6 | Summer | 0.00011716 | 0.00012253 | 0 |  | 0.00011716 | 0.00012253 | 0
| 21 | 8 | 6 | Summer | 0.000114 | 0.00011984 | 0 |  | 0.000114 | 0.00011984 | 0
| 22 | 8 | 6 | Summer | 0.00011111 | 0.0001162 | 0 |  | 0.00011111 | 0.0001162 | 0
| 23 | 8 | 6 | Summer | 0.00010231 | 0.00011115 | 0 |  | 0.00010231 | 0.00011115 | 0
| 24 | 8 | 6 | Summer | 9.2883e-05 | 0.00010508 | 0 |  | 9.2883e-05 | 0.00010508 | 0
| 1 | 8 | 7 | Summer | 8.4613e-05 | 9.7729e-05 | 0 |  | 8.4613e-05 | 9.7729e-05 | 0
| 2 | 8 | 7 | Summer | 7.9455e-05 | 8.9815e-05 | 0 |  | 7.9455e-05 | 8.9815e-05 | 0
| 3 | 8 | 7 | Summer | 7.6298e-05 | 8.3312e-05 | 0 |  | 7.6298e-05 | 8.3312e-05 | 0
| 4 | 8 | 7 | Summer | 7.4386e-05 | 7.8688e-05 | 0 |  | 7.4386e-05 | 7.8688e-05 | 0
| 5 | 8 | 7 | Summer | 7.4431e-05 | 7.6142e-05 | 0 |  | 7.4431e-05 | 7.6142e-05 | 0
| 6 | 8 | 7 | Summer | 7.5853e-05 | 7.5242e-05 | 0 |  | 7.5853e-05 | 7.5242e-05 | 0
| 7 | 8 | 7 | Summer | 7.8921e-05 | 7.5898e-05 | 0 |  | 7.8921e-05 | 7.5898e-05 | 0
| 8 | 8 | 7 | Summer | 8.3234e-05 | 7.811e-05 | 0 |  | 8.3234e-05 | 7.811e-05 | 0
| 9 | 8 | 7 | Summer | 9.0082e-05 | 8.2023e-05 | 0 |  | 9.0082e-05 | 8.2023e-05 | 0
| 10 | 8 | 7 | Summer | 9.6306e-05 | 8.7136e-05 | 0 |  | 9.6306e-05 | 8.7136e-05 | 0
| 11 | 8 | 7 | Summer | 9.9863e-05 | 9.2371e-05 | 0 |  | 9.9863e-05 | 9.2371e-05 | 0
| 12 | 8 | 7 | Summer | 0.0001024 | 9.7162e-05 | 0 |  | 0.0001024 | 9.7162e-05 | 0
| 13 | 8 | 7 | Summer | 0.00010373 | 0.00010057 | 0 |  | 0.00010373 | 0.00010057 | 0
| 14 | 8 | 7 | Summer | 0.00010475 | 0.00010269 | 0 |  | 0.00010475 | 0.00010269 | 0
| 15 | 8 | 7 | Summer | 0.0001056 | 0.00010412 | 0 |  | 0.0001056 | 0.00010412 | 0
| 16 | 8 | 7 | Summer | 0.00010698 | 0.00010527 | 0 |  | 0.00010698 | 0.00010527 | 0
| 17 | 8 | 7 | Summer | 0.00010916 | 0.00010662 | 0 |  | 0.00010916 | 0.00010662 | 0
| 18 | 8 | 7 | Summer | 0.00011116 | 0.00010822 | 0 |  | 0.00011116 | 0.00010822 | 0
| 19 | 8 | 7 | Summer | 0.00011049 | 0.00010945 | 0 |  | 0.00011049 | 0.00010945 | 0
| 20 | 8 | 7 | Summer | 0.00010729 | 0.00010952 | 0 |  | 0.00010729 | 0.00010952 | 0
| 21 | 8 | 7 | Summer | 0.00010542 | 0.00010859 | 0 |  | 0.00010542 | 0.00010859 | 0
| 22 | 8 | 7 | Summer | 0.00010355 | 0.00010669 | 0 |  | 0.00010355 | 0.00010669 | 0
| 23 | 8 | 7 | Summer | 9.555e-05 | 0.00010295 | 0 |  | 9.555e-05 | 0.00010295 | 0
| 24 | 8 | 7 | Summer | 8.7147e-05 | 9.7918e-05 | 0 |  | 8.7147e-05 | 9.7918e-05 | 0
| 1 | 8 | 8 | Summer | 8.0611e-05 | 9.1716e-05 | 0 |  | 8.0611e-05 | 9.1716e-05 | 0
| 2 | 8 | 8 | Summer | 7.5231e-05 | 8.4635e-05 | 0 |  | 7.5231e-05 | 8.4635e-05 | 0
| 3 | 8 | 8 | Summer | 7.2874e-05 | 7.8966e-05 | 0 |  | 7.2874e-05 | 7.8966e-05 | 0
| 4 | 8 | 8 | Summer | 7.1318e-05 | 7.5009e-05 | 0 |  | 7.1318e-05 | 7.5009e-05 | 0
| 5 | 8 | 8 | Summer | 7.1407e-05 | 7.2708e-05 | 0 |  | 7.1407e-05 | 7.2708e-05 | 0
| 6 | 8 | 8 | Summer | 7.1985e-05 | 7.1896e-05 | 0 |  | 7.1985e-05 | 7.1896e-05 | 0
| 7 | 8 | 8 | Summer | 7.2963e-05 | 7.1918e-05 | 0 |  | 7.2963e-05 | 7.1918e-05 | 0
| 8 | 8 | 8 | Summer | 7.7587e-05 | 7.3486e-05 | 0 |  | 7.7587e-05 | 7.3486e-05 | 0
| 9 | 8 | 8 | Summer | 8.4835e-05 | 7.6843e-05 | 0 |  | 8.4835e-05 | 7.6843e-05 | 0
| 10 | 8 | 8 | Summer | 9.0393e-05 | 8.1445e-05 | 0 |  | 9.0393e-05 | 8.1445e-05 | 0
| 11 | 8 | 8 | Summer | 9.4217e-05 | 8.6758e-05 | 0 |  | 9.4217e-05 | 8.6758e-05 | 0
| 12 | 8 | 8 | Summer | 9.6751e-05 | 9.1549e-05 | 0 |  | 9.6751e-05 | 9.1549e-05 | 0
| 13 | 8 | 8 | Summer | 9.8663e-05 | 9.5006e-05 | 0 |  | 9.8663e-05 | 9.5006e-05 | 0
| 14 | 8 | 8 | Summer | 9.9063e-05 | 9.7173e-05 | 0 |  | 9.9063e-05 | 9.7173e-05 | 0
| 15 | 8 | 8 | Summer | 9.9685e-05 | 9.8541e-05 | 0 |  | 9.9685e-05 | 9.8541e-05 | 0
| 16 | 8 | 8 | Summer | 0.00010124 | 9.9663e-05 | 0 |  | 0.00010124 | 9.9663e-05 | 0
| 17 | 8 | 8 | Summer | 0.0001048 | 0.0001012 | 0 |  | 0.0001048 | 0.0001012 | 0
| 18 | 8 | 8 | Summer | 0.00010782 | 0.00010339 | 0 |  | 0.00010782 | 0.00010339 | 0
| 19 | 8 | 8 | Summer | 0.0001084 | 0.00010557 | 0 |  | 0.0001084 | 0.00010557 | 0
| 20 | 8 | 8 | Summer | 0.0001072 | 0.00010706 | 0 |  | 0.0001072 | 0.00010706 | 0
| 21 | 8 | 8 | Summer | 0.00010631 | 0.00010743 | 0 |  | 0.00010631 | 0.00010743 | 0
| 22 | 8 | 8 | Summer | 0.00010475 | 0.00010667 | 0 |  | 0.00010475 | 0.00010667 | 0
| 23 | 8 | 8 | Summer | 9.5817e-05 | 0.00010352 | 0 |  | 9.5817e-05 | 0.00010352 | 0
| 24 | 8 | 8 | Summer | 8.6525e-05 | 9.8352e-05 | 0 |  | 8.6525e-05 | 9.8352e-05 | 0
| 1 | 8 | 9 | Summer | 7.8877e-05 | 9.1493e-05 | 0 |  | 7.8877e-05 | 9.1493e-05 | 0
| 2 | 8 | 9 | Summer | 7.4653e-05 | 8.3968e-05 | 0 |  | 7.4653e-05 | 8.3968e-05 | 0
| 3 | 8 | 9 | Summer | 7.1985e-05 | 7.801e-05 | 0 |  | 7.1985e-05 | 7.801e-05 | 0
| 4 | 8 | 9 | Summer | 7.1274e-05 | 7.4197e-05 | 0 |  | 7.1274e-05 | 7.4197e-05 | 0
| 5 | 8 | 9 | Summer | 7.3586e-05 | 7.2874e-05 | 0 |  | 7.3586e-05 | 7.2874e-05 | 0
| 6 | 8 | 9 | Summer | 7.9144e-05 | 7.3997e-05 | 0 |  | 7.9144e-05 | 7.3997e-05 | 0
| 7 | 8 | 9 | Summer | 8.5902e-05 | 7.7476e-05 | 0 |  | 8.5902e-05 | 7.7476e-05 | 0
| 8 | 8 | 9 | Summer | 9.3194e-05 | 8.2956e-05 | 0 |  | 9.3194e-05 | 8.2956e-05 | 0
| 9 | 8 | 9 | Summer | 9.8796e-05 | 8.9259e-05 | 0 |  | 9.8796e-05 | 8.9259e-05 | 0
| 10 | 8 | 9 | Summer | 0.00010306 | 9.5239e-05 | 0 |  | 0.00010306 | 9.5239e-05 | 0
| 11 | 8 | 9 | Summer | 0.000106 | 0.00010026 | 0 |  | 0.000106 | 0.00010026 | 0
| 12 | 8 | 9 | Summer | 0.00010982 | 0.00010442 | 0 |  | 0.00010982 | 0.00010442 | 0
| 13 | 8 | 9 | Summer | 0.00011342 | 0.00010808 | 0 |  | 0.00011342 | 0.00010808 | 0
| 14 | 8 | 9 | Summer | 0.00011591 | 0.00011129 | 0 |  | 0.00011591 | 0.00011129 | 0
| 15 | 8 | 9 | Summer | 0.00011805 | 0.0001143 | 0 |  | 0.00011805 | 0.0001143 | 0
| 16 | 8 | 9 | Summer | 0.00012063 | 0.000117 | 0 |  | 0.00012063 | 0.000117 | 0
| 17 | 8 | 9 | Summer | 0.00012432 | 0.00011973 | 0 |  | 0.00012432 | 0.00011973 | 0
| 18 | 8 | 9 | Summer | 0.00012739 | 0.00012259 | 0 |  | 0.00012739 | 0.00012259 | 0
| 19 | 8 | 9 | Summer | 0.00012579 | 0.00012453 | 0 |  | 0.00012579 | 0.00012453 | 0
| 20 | 8 | 9 | Summer | 0.00012094 | 0.00012461 | 0 |  | 0.00012094 | 0.00012461 | 0
| 21 | 8 | 9 | Summer | 0.00011823 | 0.00012308 | 0 |  | 0.00011823 | 0.00012308 | 0
| 22 | 8 | 9 | Summer | 0.00011462 | 0.00011989 | 0 |  | 0.00011462 | 0.00011989 | 0
| 23 | 8 | 9 | Summer | 0.00010333 | 0.00011428 | 0 |  | 0.00010333 | 0.00011428 | 0
| 24 | 8 | 9 | Summer | 9.2305e-05 | 0.00010712 | 0 |  | 9.2305e-05 | 0.00010712 | 0
| 1 | 8 | 10 | Summer | 8.3723e-05 | 9.8496e-05 | 0 |  | 8.3723e-05 | 9.8496e-05 | 0
| 2 | 8 | 10 | Summer | 7.8432e-05 | 8.9448e-05 | 0 |  | 7.8432e-05 | 8.9448e-05 | 0
| 3 | 8 | 10 | Summer | 7.5364e-05 | 8.2456e-05 | 0 |  | 7.5364e-05 | 8.2456e-05 | 0
| 4 | 8 | 10 | Summer | 7.4564e-05 | 7.8021e-05 | 0 |  | 7.4564e-05 | 7.8021e-05 | 0
| 5 | 8 | 10 | Summer | 7.6565e-05 | 7.6231e-05 | 0 |  | 7.6565e-05 | 7.6231e-05 | 0
| 6 | 8 | 10 | Summer | 8.1233e-05 | 7.6932e-05 | 0 |  | 8.1233e-05 | 7.6932e-05 | 0
| 7 | 8 | 10 | Summer | 8.7592e-05 | 7.9988e-05 | 0 |  | 8.7592e-05 | 7.9988e-05 | 0
| 8 | 8 | 10 | Summer | 9.5639e-05 | 8.5257e-05 | 0 |  | 9.5639e-05 | 8.5257e-05 | 0
| 9 | 8 | 10 | Summer | 0.00010258 | 9.176e-05 | 0 |  | 0.00010258 | 9.176e-05 | 0
| 10 | 8 | 10 | Summer | 0.00010742 | 9.8307e-05 | 0 |  | 0.00010742 | 9.8307e-05 | 0
| 11 | 8 | 10 | Summer | 0.00011236 | 0.0001045 | 0 |  | 0.00011236 | 0.0001045 | 0
| 12 | 8 | 10 | Summer | 0.00011711 | 0.00010987 | 0 |  | 0.00011711 | 0.00010987 | 0
| 13 | 8 | 10 | Summer | 0.00012232 | 0.0001148 | 0 |  | 0.00012232 | 0.0001148 | 0
| 14 | 8 | 10 | Summer | 0.00012756 | 0.00011984 | 0 |  | 0.00012756 | 0.00011984 | 0
| 15 | 8 | 10 | Summer | 0.00013068 | 0.00012442 | 0 |  | 0.00013068 | 0.00012442 | 0
| 16 | 8 | 10 | Summer | 0.00013423 | 0.0001287 | 0 |  | 0.00013423 | 0.0001287 | 0
| 17 | 8 | 10 | Summer | 0.00013708 | 0.00013239 | 0 |  | 0.00013708 | 0.00013239 | 0
| 18 | 8 | 10 | Summer | 0.00013992 | 0.00013548 | 0 |  | 0.00013992 | 0.00013548 | 0
| 19 | 8 | 10 | Summer | 0.00013886 | 0.00013752 | 0 |  | 0.00013886 | 0.00013752 | 0
| 20 | 8 | 10 | Summer | 0.00013486 | 0.00013768 | 0 |  | 0.00013486 | 0.00013768 | 0
| 21 | 8 | 10 | Summer | 0.00012988 | 0.00013588 | 0 |  | 0.00012988 | 0.00013588 | 0
| 22 | 8 | 10 | Summer | 0.00012472 | 0.00013208 | 0 |  | 0.00012472 | 0.00013208 | 0
| 23 | 8 | 10 | Summer | 0.00011231 | 0.00012544 | 0 |  | 0.00011231 | 0.00012544 | 0
| 24 | 8 | 10 | Summer | 0.0001004 | 0.00011683 | 0 |  | 0.0001004 | 0.00011683 | 0
| 1 | 8 | 11 | Summer | 9.066e-05 | 0.00010702 | 0 |  | 9.066e-05 | 0.00010702 | 0
| 2 | 8 | 11 | Summer | 8.4924e-05 | 9.7073e-05 | 0 |  | 8.4924e-05 | 9.7073e-05 | 0
| 3 | 8 | 11 | Summer | 8.0478e-05 | 8.9114e-05 | 0 |  | 8.0478e-05 | 8.9114e-05 | 0
| 4 | 8 | 11 | Summer | 7.8877e-05 | 8.3734e-05 | 0 |  | 7.8877e-05 | 8.3734e-05 | 0
| 5 | 8 | 11 | Summer | 8.0255e-05 | 8.1133e-05 | 0 |  | 8.0255e-05 | 8.1133e-05 | 0
| 6 | 8 | 11 | Summer | 8.4835e-05 | 8.1111e-05 | 0 |  | 8.4835e-05 | 8.1111e-05 | 0
| 7 | 8 | 11 | Summer | 9.0971e-05 | 8.3734e-05 | 0 |  | 9.0971e-05 | 8.3734e-05 | 0
| 8 | 8 | 11 | Summer | 9.9641e-05 | 8.8925e-05 | 0 |  | 9.9641e-05 | 8.8925e-05 | 0
| 9 | 8 | 11 | Summer | 0.00010862 | 9.6017e-05 | 0 |  | 0.00010862 | 9.6017e-05 | 0
| 10 | 8 | 11 | Summer | 0.00011565 | 0.00010372 | 0 |  | 0.00011565 | 0.00010372 | 0
| 11 | 8 | 11 | Summer | 0.0001233 | 0.0001118 | 0 |  | 0.0001233 | 0.0001118 | 0
| 12 | 8 | 11 | Summer | 0.00013041 | 0.00011949 | 0 |  | 0.00013041 | 0.00011949 | 0
| 13 | 8 | 11 | Summer | 0.00013788 | 0.00012681 | 0 |  | 0.00013788 | 0.00012681 | 0
| 14 | 8 | 11 | Summer | 0.00014366 | 0.00013381 | 0 |  | 0.00014366 | 0.00013381 | 0
| 15 | 8 | 11 | Summer | 0.00014788 | 0.00013996 | 0.00014788 | 0 | 0.00014788 | 0.00013996 | 0
| 16 | 8 | 11 | Summer | 0.00015277 | 0.00014555 | 0.00015277 | 0 | 0.00015277 | 0.00014555 | 0
| 17 | 8 | 11 | Summer | 0.0001562 | 0.00015013 | 0.0001562 | 0 | 0.0001562 | 0.00015013 | 0
| 18 | 8 | 11 | Summer | 0.00015798 | 0.00015371 | 0.00015798 | 0 | 0.00015798 | 0.00015371 | 0
| 19 | 8 | 11 | Summer | 0.00015629 | 0.00015581 | 0 |  | 0.00015629 | 0.00015581 | 0
| 20 | 8 | 11 | Summer | 0.00015162 | 0.00015552 | 0 |  | 0.00015162 | 0.00015552 | 0
| 21 | 8 | 11 | Summer | 0.00014624 | 0.00015303 | 0 |  | 0.00014624 | 0.00015303 | 0
| 22 | 8 | 11 | Summer | 0.00013952 | 0.00014842 | 0 |  | 0.00013952 | 0.00014842 | 0
| 23 | 8 | 11 | Summer | 0.00012521 | 0.00014065 | 0 |  | 0.00012521 | 0.00014065 | 0
| 24 | 8 | 11 | Summer | 0.00011125 | 0.00013055 | 0 |  | 0.00011125 | 0.00013055 | 0
| 1 | 8 | 12 | Summer | 0.0001012 | 0.00011929 | 0 |  | 0.0001012 | 0.00011929 | 0
| 2 | 8 | 12 | Summer | 9.3149e-05 | 0.0001077 | 0 |  | 9.3149e-05 | 0.0001077 | 0
| 3 | 8 | 12 | Summer | 8.9326e-05 | 9.873e-05 | 0 |  | 8.9326e-05 | 9.873e-05 | 0
| 4 | 8 | 12 | Summer | 8.648e-05 | 9.2538e-05 | 0 |  | 8.648e-05 | 9.2538e-05 | 0
| 5 | 8 | 12 | Summer | 8.7769e-05 | 8.9181e-05 | 0 |  | 8.7769e-05 | 8.9181e-05 | 0
| 6 | 8 | 12 | Summer | 9.1904e-05 | 8.887e-05 | 0 |  | 9.1904e-05 | 8.887e-05 | 0
| 7 | 8 | 12 | Summer | 9.7774e-05 | 9.0982e-05 | 0 |  | 9.7774e-05 | 9.0982e-05 | 0
| 8 | 8 | 12 | Summer | 0.00010618 | 9.5906e-05 | 0 |  | 0.00010618 | 9.5906e-05 | 0
| 9 | 8 | 12 | Summer | 0.00011489 | 0.00010269 | 0 |  | 0.00011489 | 0.00010269 | 0
| 10 | 8 | 12 | Summer | 0.00012245 | 0.00011032 | 0 |  | 0.00012245 | 0.00011032 | 0
| 11 | 8 | 12 | Summer | 0.00012979 | 0.00011833 | 0 |  | 0.00012979 | 0.00011833 | 0
| 12 | 8 | 12 | Summer | 0.00013677 | 0.00012597 | 0 |  | 0.00013677 | 0.00012597 | 0
| 13 | 8 | 12 | Summer | 0.0001445 | 0.00013338 | 0 |  | 0.0001445 | 0.00013338 | 0
| 14 | 8 | 12 | Summer | 0.00015068 | 0.00014044 | 0 |  | 0.00015068 | 0.00014044 | 0
| 15 | 8 | 12 | Summer | 0.0001562 | 0.00014704 | 0.0001562 | 0 | 0.0001562 | 0.00014704 | 0
| 16 | 8 | 12 | Summer | 0.00016042 | 0.00015295 | 0.00016042 | 0 | 0.00016042 | 0.00015295 | 0
| 17 | 8 | 12 | Summer | 0.0001638 | 0.00015778 | 0.0001638 | 0 | 0.0001638 | 0.00015778 | 0
| 18 | 8 | 12 | Summer | 0.0001658 | 0.00016156 | 0.0001658 | 0 | 0.0001658 | 0.00016156 | 0
| 19 | 8 | 12 | Summer | 0.00016358 | 0.0001634 | 0 |  | 0.00016358 | 0.0001634 | 0
| 20 | 8 | 12 | Summer | 0.00015775 | 0.00016273 | 0 |  | 0.00015775 | 0.00016273 | 0
| 21 | 8 | 12 | Summer | 0.00015171 | 0.00015971 | 0 |  | 0.00015171 | 0.00015971 | 0
| 22 | 8 | 12 | Summer | 0.00014508 | 0.00015453 | 0 |  | 0.00014508 | 0.00015453 | 0
| 23 | 8 | 12 | Summer | 0.0001313 | 0.00014646 | 0 |  | 0.0001313 | 0.00014646 | 0
| 24 | 8 | 12 | Summer | 0.00011743 | 0.00013638 | 0 |  | 0.00011743 | 0.00013638 | 0
| 1 | 8 | 13 | Summer | 0.00010689 | 0.00012517 | 0 |  | 0.00010689 | 0.00012517 | 0
| 2 | 8 | 13 | Summer | 9.9419e-05 | 0.00011376 | 0 |  | 9.9419e-05 | 0.00011376 | 0
| 3 | 8 | 13 | Summer | 9.4483e-05 | 0.00010455 | 0 |  | 9.4483e-05 | 0.00010455 | 0
| 4 | 8 | 13 | Summer | 9.1549e-05 | 9.8085e-05 | 0 |  | 9.1549e-05 | 9.8085e-05 | 0
| 5 | 8 | 13 | Summer | 9.2349e-05 | 9.445e-05 | 0 |  | 9.2349e-05 | 9.445e-05 | 0
| 6 | 8 | 13 | Summer | 9.6173e-05 | 9.3639e-05 | 0 |  | 9.6173e-05 | 9.3639e-05 | 0
| 7 | 8 | 13 | Summer | 0.00010089 | 9.5239e-05 | 0 |  | 0.00010089 | 9.5239e-05 | 0
| 8 | 8 | 13 | Summer | 0.00010867 | 9.9519e-05 | 0 |  | 0.00010867 | 9.9519e-05 | 0
| 9 | 8 | 13 | Summer | 0.00011711 | 0.00010571 | 0 |  | 0.00011711 | 0.00010571 | 0
| 10 | 8 | 13 | Summer | 0.00012485 | 0.00011288 | 0 |  | 0.00012485 | 0.00011288 | 0
| 11 | 8 | 13 | Summer | 0.0001329 | 0.00012088 | 0 |  | 0.0001329 | 0.00012088 | 0
| 12 | 8 | 13 | Summer | 0.00013984 | 0.00012868 | 0 |  | 0.00013984 | 0.00012868 | 0
| 13 | 8 | 13 | Summer | 0.00014588 | 0.00013587 | 0 |  | 0.00014588 | 0.00013587 | 0
| 14 | 8 | 13 | Summer | 0.00015015 | 0.00014219 | 0 |  | 0.00015015 | 0.00014219 | 0
| 15 | 8 | 13 | Summer | 0.00015371 | 0.00014739 | 0.00015371 | 0 | 0.00015371 | 0.00014739 | 0
| 16 | 8 | 13 | Summer | 0.00015629 | 0.00015151 | 0.00015629 | 0 | 0.00015629 | 0.00015151 | 0
| 17 | 8 | 13 | Summer | 0.00015864 | 0.0001547 | 0.00015864 | 0 | 0.00015864 | 0.0001547 | 0
| 18 | 8 | 13 | Summer | 0.00015891 | 0.00015689 | 0.00015891 | 0 | 0.00015891 | 0.00015689 | 0
| 19 | 8 | 13 | Summer | 0.00015473 | 0.00015714 | 0 |  | 0.00015473 | 0.00015714 | 0
| 20 | 8 | 13 | Summer | 0.00014917 | 0.00015536 | 0 |  | 0.00014917 | 0.00015536 | 0
| 21 | 8 | 13 | Summer | 0.00014375 | 0.00015164 | 0 |  | 0.00014375 | 0.00015164 | 0
| 22 | 8 | 13 | Summer | 0.00013783 | 0.00014637 | 0 |  | 0.00013783 | 0.00014637 | 0
| 23 | 8 | 13 | Summer | 0.00012667 | 0.00013936 | 0 |  | 0.00012667 | 0.00013936 | 0
| 24 | 8 | 13 | Summer | 0.00011418 | 0.00013061 | 0 |  | 0.00011418 | 0.00013061 | 0
| 1 | 8 | 14 | Summer | 0.00010386 | 0.00012064 | 0 |  | 0.00010386 | 0.00012064 | 0
| 2 | 8 | 14 | Summer | 9.6484e-05 | 0.0001103 | 0 |  | 9.6484e-05 | 0.0001103 | 0
| 3 | 8 | 14 | Summer | 9.0837e-05 | 0.00010134 | 0 |  | 9.0837e-05 | 0.00010134 | 0
| 4 | 8 | 14 | Summer | 8.7503e-05 | 9.4672e-05 | 0 |  | 8.7503e-05 | 9.4672e-05 | 0
| 5 | 8 | 14 | Summer | 8.6347e-05 | 9.0293e-05 | 0 |  | 8.6347e-05 | 9.0293e-05 | 0
| 6 | 8 | 14 | Summer | 8.648e-05 | 8.7792e-05 | 0 |  | 8.648e-05 | 8.7792e-05 | 0
| 7 | 8 | 14 | Summer | 8.7681e-05 | 8.7002e-05 | 0 |  | 8.7681e-05 | 8.7002e-05 | 0
| 8 | 8 | 14 | Summer | 9.2972e-05 | 8.837e-05 | 0 |  | 9.2972e-05 | 8.837e-05 | 0
| 9 | 8 | 14 | Summer | 0.00010111 | 9.206e-05 | 0 |  | 0.00010111 | 9.206e-05 | 0
| 10 | 8 | 14 | Summer | 0.00010911 | 9.7718e-05 | 0 |  | 0.00010911 | 9.7718e-05 | 0
| 11 | 8 | 14 | Summer | 0.00011534 | 0.00010463 | 0 |  | 0.00011534 | 0.00010463 | 0
| 12 | 8 | 14 | Summer | 0.00012098 | 0.00011163 | 0 |  | 0.00012098 | 0.00011163 | 0
| 13 | 8 | 14 | Summer | 0.00012579 | 0.0001178 | 0 |  | 0.00012579 | 0.0001178 | 0
| 14 | 8 | 14 | Summer | 0.00012943 | 0.00012288 | 0 |  | 0.00012943 | 0.00012288 | 0
| 15 | 8 | 14 | Summer | 0.00013294 | 0.00012729 | 0.00013294 | 0 | 0.00013294 | 0.00012729 | 0
| 16 | 8 | 14 | Summer | 0.00013655 | 0.00013118 | 0.00013655 | 0 | 0.00013655 | 0.00013118 | 0
| 17 | 8 | 14 | Summer | 0.00013992 | 0.00013471 | 0.00013992 | 0 | 0.00013992 | 0.00013471 | 0
| 18 | 8 | 14 | Summer | 0.0001417 | 0.00013778 | 0.0001417 | 0 | 0.0001417 | 0.00013778 | 0
| 19 | 8 | 14 | Summer | 0.00013904 | 0.0001393 | 0 |  | 0.00013904 | 0.0001393 | 0
| 20 | 8 | 14 | Summer | 0.00013486 | 0.00013888 | 0 |  | 0.00013486 | 0.00013888 | 0
| 21 | 8 | 14 | Summer | 0.00013174 | 0.00013683 | 0 |  | 0.00013174 | 0.00013683 | 0
| 22 | 8 | 14 | Summer | 0.0001269 | 0.00013313 | 0 |  | 0.0001269 | 0.00013313 | 0
| 23 | 8 | 14 | Summer | 0.00011667 | 0.00012754 | 0 |  | 0.00011667 | 0.00012754 | 0
| 24 | 8 | 14 | Summer | 0.00010555 | 0.00012022 | 0 |  | 0.00010555 | 0.00012022 | 0
| 1 | 8 | 15 | Summer | 9.6262e-05 | 0.00011135 | 0 |  | 9.6262e-05 | 0.00011135 | 0
| 2 | 8 | 15 | Summer | 8.9681e-05 | 0.00010204 | 0 |  | 8.9681e-05 | 0.00010204 | 0
| 3 | 8 | 15 | Summer | 8.5146e-05 | 9.4161e-05 | 0 |  | 8.5146e-05 | 9.4161e-05 | 0
| 4 | 8 | 15 | Summer | 8.1989e-05 | 8.827e-05 | 0 |  | 8.1989e-05 | 8.827e-05 | 0
| 5 | 8 | 15 | Summer | 8.0522e-05 | 8.4335e-05 | 0 |  | 8.0522e-05 | 8.4335e-05 | 0
| 6 | 8 | 15 | Summer | 8.1322e-05 | 8.2245e-05 | 0 |  | 8.1322e-05 | 8.2245e-05 | 0
| 7 | 8 | 15 | Summer | 8.1545e-05 | 8.1345e-05 | 0 |  | 8.1545e-05 | 8.1345e-05 | 0
| 8 | 8 | 15 | Summer | 8.5946e-05 | 8.2334e-05 | 0 |  | 8.5946e-05 | 8.2334e-05 | 0
| 9 | 8 | 15 | Summer | 9.3327e-05 | 8.5535e-05 | 0 |  | 9.3327e-05 | 8.5535e-05 | 0
| 10 | 8 | 15 | Summer | 0.00010044 | 9.0315e-05 | 0 |  | 0.00010044 | 9.0315e-05 | 0
| 11 | 8 | 15 | Summer | 0.00010644 | 9.654e-05 | 0 |  | 0.00010644 | 9.654e-05 | 0
| 12 | 8 | 15 | Summer | 0.0001112 | 0.00010285 | 0 |  | 0.0001112 | 0.00010285 | 0
| 13 | 8 | 15 | Summer | 0.00011716 | 0.00010881 | 0 |  | 0.00011716 | 0.00010881 | 0
| 14 | 8 | 15 | Summer | 0.00012143 | 0.00011406 | 0 |  | 0.00012143 | 0.00011406 | 0
| 15 | 8 | 15 | Summer | 0.00012592 | 0.00011893 | 0 |  | 0.00012592 | 0.00011893 | 0
| 16 | 8 | 15 | Summer | 0.00013005 | 0.00012364 | 0 |  | 0.00013005 | 0.00012364 | 0
| 17 | 8 | 15 | Summer | 0.00013361 | 0.00012775 | 0 |  | 0.00013361 | 0.00012775 | 0
| 18 | 8 | 15 | Summer | 0.00013655 | 0.00013153 | 0 |  | 0.00013655 | 0.00013153 | 0
| 19 | 8 | 15 | Summer | 0.00013494 | 0.00013379 | 0 |  | 0.00013494 | 0.00013379 | 0
| 20 | 8 | 15 | Summer | 0.0001309 | 0.000134 | 0 |  | 0.0001309 | 0.000134 | 0
| 21 | 8 | 15 | Summer | 0.00012792 | 0.00013258 | 0 |  | 0.00012792 | 0.00013258 | 0
| 22 | 8 | 15 | Summer | 0.00012227 | 0.00012901 | 0 |  | 0.00012227 | 0.00012901 | 0
| 23 | 8 | 15 | Summer | 0.00011076 | 0.00012296 | 0 |  | 0.00011076 | 0.00012296 | 0
| 24 | 8 | 15 | Summer | 9.8885e-05 | 0.00011496 | 0 |  | 9.8885e-05 | 0.00011496 | 0
| 1 | 8 | 16 | Summer | 8.9637e-05 | 0.00010539 | 0 |  | 8.9637e-05 | 0.00010539 | 0
| 2 | 8 | 16 | Summer | 8.3901e-05 | 9.5795e-05 | 0 |  | 8.3901e-05 | 9.5795e-05 | 0
| 3 | 8 | 16 | Summer | 8.0344e-05 | 8.8192e-05 | 0 |  | 8.0344e-05 | 8.8192e-05 | 0
| 4 | 8 | 16 | Summer | 7.9588e-05 | 8.3368e-05 | 0 |  | 7.9588e-05 | 8.3368e-05 | 0
| 5 | 8 | 16 | Summer | 8.1011e-05 | 8.1211e-05 | 0 |  | 8.1011e-05 | 8.1211e-05 | 0
| 6 | 8 | 16 | Summer | 8.6525e-05 | 8.1867e-05 | 0 |  | 8.6525e-05 | 8.1867e-05 | 0
| 7 | 8 | 16 | Summer | 9.2483e-05 | 8.4902e-05 | 0 |  | 9.2483e-05 | 8.4902e-05 | 0
| 8 | 8 | 16 | Summer | 9.8885e-05 | 8.9726e-05 | 0 |  | 9.8885e-05 | 8.9726e-05 | 0
| 9 | 8 | 16 | Summer | 0.00010395 | 9.5462e-05 | 0 |  | 0.00010395 | 9.5462e-05 | 0
| 10 | 8 | 16 | Summer | 0.00010773 | 0.00010076 | 0 |  | 0.00010773 | 0.00010076 | 0
| 11 | 8 | 16 | Summer | 0.00011107 | 0.00010541 | 0 |  | 0.00011107 | 0.00010541 | 0
| 12 | 8 | 16 | Summer | 0.0001136 | 0.00010909 | 0 |  | 0.0001136 | 0.00010909 | 0
| 13 | 8 | 16 | Summer | 0.00011671 | 0.00011228 | 0 |  | 0.00011671 | 0.00011228 | 0
| 14 | 8 | 16 | Summer | 0.00011978 | 0.00011529 | 0 |  | 0.00011978 | 0.00011529 | 0
| 15 | 8 | 16 | Summer | 0.00012209 | 0.00011805 | 0 |  | 0.00012209 | 0.00011805 | 0
| 16 | 8 | 16 | Summer | 0.00012352 | 0.00012053 | 0 |  | 0.00012352 | 0.00012053 | 0
| 17 | 8 | 16 | Summer | 0.00012387 | 0.00012232 | 0 |  | 0.00012387 | 0.00012232 | 0
| 18 | 8 | 16 | Summer | 0.00012334 | 0.00012321 | 0 |  | 0.00012334 | 0.00012321 | 0
| 19 | 8 | 16 | Summer | 0.00011992 | 0.00012266 | 0 |  | 0.00011992 | 0.00012266 | 0
| 20 | 8 | 16 | Summer | 0.00011551 | 0.00012066 | 0 |  | 0.00011551 | 0.00012066 | 0
| 21 | 8 | 16 | Summer | 0.00011351 | 0.00011807 | 0 |  | 0.00011351 | 0.00011807 | 0
| 22 | 8 | 16 | Summer | 0.0001076 | 0.00011414 | 0 |  | 0.0001076 | 0.00011414 | 0
| 23 | 8 | 16 | Summer | 9.7685e-05 | 0.00010858 | 0 |  | 9.7685e-05 | 0.00010858 | 0
| 24 | 8 | 16 | Summer | 8.7458e-05 | 0.00010156 | 0 |  | 8.7458e-05 | 0.00010156 | 0
| 1 | 8 | 17 | Summer | 7.9855e-05 | 9.3149e-05 | 0 |  | 7.9855e-05 | 9.3149e-05 | 0
| 2 | 8 | 17 | Summer | 7.5453e-05 | 8.5113e-05 | 0 |  | 7.5453e-05 | 8.5113e-05 | 0
| 3 | 8 | 17 | Summer | 7.2963e-05 | 7.8932e-05 | 0 |  | 7.2963e-05 | 7.8932e-05 | 0
| 4 | 8 | 17 | Summer | 7.2786e-05 | 7.5264e-05 | 0 |  | 7.2786e-05 | 7.5264e-05 | 0
| 5 | 8 | 17 | Summer | 7.4831e-05 | 7.4008e-05 | 0 |  | 7.4831e-05 | 7.4008e-05 | 0
| 6 | 8 | 17 | Summer | 8.0522e-05 | 7.5275e-05 | 0 |  | 8.0522e-05 | 7.5275e-05 | 0
| 7 | 8 | 17 | Summer | 8.7058e-05 | 7.8799e-05 | 0 |  | 8.7058e-05 | 7.8799e-05 | 0
| 8 | 8 | 17 | Summer | 9.3861e-05 | 8.4068e-05 | 0 |  | 9.3861e-05 | 8.4068e-05 | 0
| 9 | 8 | 17 | Summer | 9.9597e-05 | 9.0259e-05 | 0 |  | 9.9597e-05 | 9.0259e-05 | 0
| 10 | 8 | 17 | Summer | 0.00010315 | 9.5917e-05 | 0 |  | 0.00010315 | 9.5917e-05 | 0
| 11 | 8 | 17 | Summer | 0.00010524 | 0.00010046 | 0 |  | 0.00010524 | 0.00010046 | 0
| 12 | 8 | 17 | Summer | 0.00010653 | 0.00010363 | 0 |  | 0.00010653 | 0.00010363 | 0
| 13 | 8 | 17 | Summer | 0.00010738 | 0.00010558 | 0 |  | 0.00010738 | 0.00010558 | 0
| 14 | 8 | 17 | Summer | 0.00010667 | 0.00010645 | 0 |  | 0.00010667 | 0.00010645 | 0
| 15 | 8 | 17 | Summer | 0.00010591 | 0.00010662 | 0 |  | 0.00010591 | 0.00010662 | 0
| 16 | 8 | 17 | Summer | 0.00010551 | 0.00010637 | 0 |  | 0.00010551 | 0.00010637 | 0
| 17 | 8 | 17 | Summer | 0.00010742 | 0.00010638 | 0 |  | 0.00010742 | 0.00010638 | 0
| 18 | 8 | 17 | Summer | 0.00010973 | 0.00010714 | 0 |  | 0.00010973 | 0.00010714 | 0
| 19 | 8 | 17 | Summer | 0.00011018 | 0.00010821 | 0 |  | 0.00011018 | 0.00010821 | 0
| 20 | 8 | 17 | Summer | 0.00010871 | 0.00010901 | 0 |  | 0.00010871 | 0.00010901 | 0
| 21 | 8 | 17 | Summer | 0.0001084 | 0.00010926 | 0 |  | 0.0001084 | 0.00010926 | 0
| 22 | 8 | 17 | Summer | 0.00010475 | 0.00010801 | 0 |  | 0.00010475 | 0.00010801 | 0
| 23 | 8 | 17 | Summer | 9.4839e-05 | 0.00010418 | 0 |  | 9.4839e-05 | 0.00010418 | 0
| 24 | 8 | 17 | Summer | 8.608e-05 | 9.8518e-05 | 0 |  | 8.608e-05 | 9.8518e-05 | 0
| 1 | 8 | 18 | Summer | 7.9366e-05 | 9.126e-05 | 0 |  | 7.9366e-05 | 9.126e-05 | 0
| 2 | 8 | 18 | Summer | 7.4742e-05 | 8.3757e-05 | 0 |  | 7.4742e-05 | 8.3757e-05 | 0
| 3 | 8 | 18 | Summer | 7.243e-05 | 7.8154e-05 | 0 |  | 7.243e-05 | 7.8154e-05 | 0
| 4 | 8 | 18 | Summer | 7.203e-05 | 7.4642e-05 | 0 |  | 7.203e-05 | 7.4642e-05 | 0
| 5 | 8 | 18 | Summer | 7.4342e-05 | 7.3386e-05 | 0 |  | 7.4342e-05 | 7.3386e-05 | 0
| 6 | 8 | 18 | Summer | 8.0389e-05 | 7.4797e-05 | 0 |  | 8.0389e-05 | 7.4797e-05 | 0
| 7 | 8 | 18 | Summer | 8.7458e-05 | 7.8555e-05 | 0 |  | 8.7458e-05 | 7.8555e-05 | 0
| 8 | 8 | 18 | Summer | 9.4394e-05 | 8.4146e-05 | 0 |  | 9.4394e-05 | 8.4146e-05 | 0
| 9 | 8 | 18 | Summer | 9.9685e-05 | 9.0482e-05 | 0 |  | 9.9685e-05 | 9.0482e-05 | 0
| 10 | 8 | 18 | Summer | 0.00010275 | 9.6073e-05 | 0 |  | 0.00010275 | 9.6073e-05 | 0
| 11 | 8 | 18 | Summer | 0.00010515 | 0.0001005 | 0 |  | 0.00010515 | 0.0001005 | 0
| 12 | 8 | 18 | Summer | 0.00010742 | 0.00010375 | 0 |  | 0.00010742 | 0.00010375 | 0
| 13 | 8 | 18 | Summer | 0.00011049 | 0.00010645 | 0 |  | 0.00011049 | 0.00010645 | 0
| 14 | 8 | 18 | Summer | 0.00011156 | 0.00010866 | 0 |  | 0.00011156 | 0.00010866 | 0
| 15 | 8 | 18 | Summer | 0.00011338 | 0.00011071 | 0 |  | 0.00011338 | 0.00011071 | 0
| 16 | 8 | 18 | Summer | 0.00011663 | 0.00011301 | 0 |  | 0.00011663 | 0.00011301 | 0
| 17 | 8 | 18 | Summer | 0.00011898 | 0.00011514 | 0 |  | 0.00011898 | 0.00011514 | 0
| 18 | 8 | 18 | Summer | 0.00012058 | 0.00011739 | 0 |  | 0.00012058 | 0.00011739 | 0
| 19 | 8 | 18 | Summer | 0.00011965 | 0.00011896 | 0 |  | 0.00011965 | 0.00011896 | 0
| 20 | 8 | 18 | Summer | 0.0001168 | 0.000119 | 0 |  | 0.0001168 | 0.000119 | 0
| 21 | 8 | 18 | Summer | 0.00011609 | 0.00011828 | 0 |  | 0.00011609 | 0.00011828 | 0
| 22 | 8 | 18 | Summer | 0.00011271 | 0.00011631 | 0 |  | 0.00011271 | 0.00011631 | 0
| 23 | 8 | 18 | Summer | 0.00010173 | 0.00011183 | 0 |  | 0.00010173 | 0.00011183 | 0
| 24 | 8 | 18 | Summer | 9.186e-05 | 0.0001056 | 0 |  | 9.186e-05 | 0.0001056 | 0
| 1 | 8 | 19 | Summer | 8.4301e-05 | 9.7651e-05 | 0 |  | 8.4301e-05 | 9.7651e-05 | 0
| 2 | 8 | 19 | Summer | 7.941e-05 | 8.9326e-05 | 0 |  | 7.941e-05 | 8.9326e-05 | 0
| 3 | 8 | 19 | Summer | 7.6209e-05 | 8.2945e-05 | 0 |  | 7.6209e-05 | 8.2945e-05 | 0
| 4 | 8 | 19 | Summer | 7.4742e-05 | 7.8666e-05 | 0 |  | 7.4742e-05 | 7.8666e-05 | 0
| 5 | 8 | 19 | Summer | 7.6431e-05 | 7.6698e-05 | 0 |  | 7.6431e-05 | 7.6698e-05 | 0
| 6 | 8 | 19 | Summer | 8.19e-05 | 7.7321e-05 | 0 |  | 8.19e-05 | 7.7321e-05 | 0
| 7 | 8 | 19 | Summer | 8.7947e-05 | 8.0255e-05 | 0 |  | 8.7947e-05 | 8.0255e-05 | 0
| 8 | 8 | 19 | Summer | 9.4839e-05 | 8.528e-05 | 0 |  | 9.4839e-05 | 8.528e-05 | 0
| 9 | 8 | 19 | Summer | 0.00010049 | 9.1293e-05 | 0 |  | 0.00010049 | 9.1293e-05 | 0
| 10 | 8 | 19 | Summer | 0.00010458 | 9.6962e-05 | 0 |  | 0.00010458 | 9.6962e-05 | 0
| 11 | 8 | 19 | Summer | 0.00010769 | 0.0001019 | 0 |  | 0.00010769 | 0.0001019 | 0
| 12 | 8 | 19 | Summer | 0.00011165 | 0.0001061 | 0 |  | 0.00011165 | 0.0001061 | 0
| 13 | 8 | 19 | Summer | 0.00011485 | 0.00010969 | 0 |  | 0.00011485 | 0.00010969 | 0
| 14 | 8 | 19 | Summer | 0.00011792 | 0.00011302 | 0 |  | 0.00011792 | 0.00011302 | 0
| 15 | 8 | 19 | Summer | 0.00012023 | 0.00011616 | 0 |  | 0.00012023 | 0.00011616 | 0
| 16 | 8 | 19 | Summer | 0.00012232 | 0.00011883 | 0 |  | 0.00012232 | 0.00011883 | 0
| 17 | 8 | 19 | Summer | 0.00012525 | 0.00012143 | 0 |  | 0.00012525 | 0.00012143 | 0
| 18 | 8 | 19 | Summer | 0.00012681 | 0.00012365 | 0 |  | 0.00012681 | 0.00012365 | 0
| 19 | 8 | 19 | Summer | 0.00012538 | 0.00012494 | 0 |  | 0.00012538 | 0.00012494 | 0
| 20 | 8 | 19 | Summer | 0.00012125 | 0.00012467 | 0 |  | 0.00012125 | 0.00012467 | 0
| 21 | 8 | 19 | Summer | 0.00011916 | 0.00012315 | 0 |  | 0.00011916 | 0.00012315 | 0
| 22 | 8 | 19 | Summer | 0.00011338 | 0.00011979 | 0 |  | 0.00011338 | 0.00011979 | 0
| 23 | 8 | 19 | Summer | 0.00010218 | 0.00011399 | 0 |  | 0.00010218 | 0.00011399 | 0
| 24 | 8 | 19 | Summer | 9.1593e-05 | 0.00010658 | 0 |  | 9.1593e-05 | 0.00010658 | 0
| 1 | 8 | 20 | Summer | 8.3234e-05 | 9.7596e-05 | 0 |  | 8.3234e-05 | 9.7596e-05 | 0
| 2 | 8 | 20 | Summer | 7.8432e-05 | 8.8859e-05 | 0 |  | 7.8432e-05 | 8.8859e-05 | 0
| 3 | 8 | 20 | Summer | 7.5187e-05 | 8.2112e-05 | 0 |  | 7.5187e-05 | 8.2112e-05 | 0
| 4 | 8 | 20 | Summer | 7.452e-05 | 7.7843e-05 | 0 |  | 7.452e-05 | 7.7843e-05 | 0
| 5 | 8 | 20 | Summer | 7.5898e-05 | 7.6009e-05 | 0 |  | 7.5898e-05 | 7.6009e-05 | 0
| 6 | 8 | 20 | Summer | 8.0878e-05 | 7.662e-05 | 0 |  | 8.0878e-05 | 7.662e-05 | 0
| 7 | 8 | 20 | Summer | 8.7858e-05 | 7.9788e-05 | 0 |  | 8.7858e-05 | 7.9788e-05 | 0
| 8 | 8 | 20 | Summer | 9.4172e-05 | 8.4702e-05 | 0 |  | 9.4172e-05 | 8.4702e-05 | 0
| 9 | 8 | 20 | Summer | 0.00010062 | 9.0882e-05 | 0 |  | 0.00010062 | 9.0882e-05 | 0
| 10 | 8 | 20 | Summer | 0.00010427 | 9.6729e-05 | 0 |  | 0.00010427 | 9.6729e-05 | 0
| 11 | 8 | 20 | Summer | 0.00010658 | 0.00010141 | 0 |  | 0.00010658 | 0.00010141 | 0
| 12 | 8 | 20 | Summer | 0.00010733 | 0.0001047 | 0 |  | 0.00010733 | 0.0001047 | 0
| 13 | 8 | 20 | Summer | 0.00010898 | 0.00010679 | 0 |  | 0.00010898 | 0.00010679 | 0
| 14 | 8 | 20 | Summer | 0.00010804 | 0.00010773 | 0 |  | 0.00010804 | 0.00010773 | 0
| 15 | 8 | 20 | Summer | 0.00010724 | 0.0001079 | 0 |  | 0.00010724 | 0.0001079 | 0
| 16 | 8 | 20 | Summer | 0.00010631 | 0.00010764 | 0 |  | 0.00010631 | 0.00010764 | 0
| 17 | 8 | 20 | Summer | 0.0001064 | 0.000107 | 0 |  | 0.0001064 | 0.000107 | 0
| 18 | 8 | 20 | Summer | 0.00010702 | 0.00010674 | 0 |  | 0.00010702 | 0.00010674 | 0
| 19 | 8 | 20 | Summer | 0.00010524 | 0.00010624 | 0 |  | 0.00010524 | 0.00010624 | 0
| 20 | 8 | 20 | Summer | 0.00010409 | 0.00010569 | 0 |  | 0.00010409 | 0.00010569 | 0
| 21 | 8 | 20 | Summer | 0.00010404 | 0.0001051 | 0 |  | 0.00010404 | 0.0001051 | 0
| 22 | 8 | 20 | Summer | 9.9863e-05 | 0.00010331 | 0 |  | 9.9863e-05 | 0.00010331 | 0
| 23 | 8 | 20 | Summer | 9.2483e-05 | 0.00010012 | 0 |  | 9.2483e-05 | 0.00010012 | 0
| 24 | 8 | 20 | Summer | 8.4479e-05 | 9.5217e-05 | 0 |  | 8.4479e-05 | 9.5217e-05 | 0
| 1 | 8 | 21 | Summer | 7.8077e-05 | 8.8725e-05 | 0 |  | 7.8077e-05 | 8.8725e-05 | 0
| 2 | 8 | 21 | Summer | 7.3853e-05 | 8.2223e-05 | 0 |  | 7.3853e-05 | 8.2223e-05 | 0
| 3 | 8 | 21 | Summer | 7.1007e-05 | 7.6854e-05 | 0 |  | 7.1007e-05 | 7.6854e-05 | 0
| 4 | 8 | 21 | Summer | 7.0118e-05 | 7.3263e-05 | 0 |  | 7.0118e-05 | 7.3263e-05 | 0
| 5 | 8 | 21 | Summer | 7.0296e-05 | 7.1318e-05 | 0 |  | 7.0296e-05 | 7.1318e-05 | 0
| 6 | 8 | 21 | Summer | 7.283e-05 | 7.1063e-05 | 0 |  | 7.283e-05 | 7.1063e-05 | 0
| 7 | 8 | 21 | Summer | 7.5987e-05 | 7.2308e-05 | 0 |  | 7.5987e-05 | 7.2308e-05 | 0
| 8 | 8 | 21 | Summer | 8.1545e-05 | 7.5164e-05 | 0 |  | 8.1545e-05 | 7.5164e-05 | 0
| 9 | 8 | 21 | Summer | 8.8837e-05 | 7.98e-05 | 0 |  | 8.8837e-05 | 7.98e-05 | 0
| 10 | 8 | 21 | Summer | 9.4439e-05 | 8.5202e-05 | 0 |  | 9.4439e-05 | 8.5202e-05 | 0
| 11 | 8 | 21 | Summer | 9.7284e-05 | 9.0526e-05 | 0 |  | 9.7284e-05 | 9.0526e-05 | 0
| 12 | 8 | 21 | Summer | 9.9019e-05 | 9.4895e-05 | 0 |  | 9.9019e-05 | 9.4895e-05 | 0
| 13 | 8 | 21 | Summer | 9.933e-05 | 9.7518e-05 | 0 |  | 9.933e-05 | 9.7518e-05 | 0
| 14 | 8 | 21 | Summer | 9.8218e-05 | 9.8463e-05 | 0 |  | 9.8218e-05 | 9.8463e-05 | 0
| 15 | 8 | 21 | Summer | 9.804e-05 | 9.8652e-05 | 0 |  | 9.804e-05 | 9.8652e-05 | 0
| 16 | 8 | 21 | Summer | 9.7729e-05 | 9.8329e-05 | 0 |  | 9.7729e-05 | 9.8329e-05 | 0
| 17 | 8 | 21 | Summer | 9.9152e-05 | 9.8285e-05 | 0 |  | 9.9152e-05 | 9.8285e-05 | 0
| 18 | 8 | 21 | Summer | 0.00010106 | 9.8996e-05 | 0 |  | 0.00010106 | 9.8996e-05 | 0
| 19 | 8 | 21 | Summer | 0.00010106 | 9.9752e-05 | 0 |  | 0.00010106 | 9.9752e-05 | 0
| 20 | 8 | 21 | Summer | 0.00010111 | 0.0001006 | 0 |  | 0.00010111 | 0.0001006 | 0
| 21 | 8 | 21 | Summer | 0.00010191 | 0.00010129 | 0 |  | 0.00010191 | 0.00010129 | 0
| 22 | 8 | 21 | Summer | 9.8218e-05 | 0.00010057 | 0 |  | 9.8218e-05 | 0.00010057 | 0
| 23 | 8 | 21 | Summer | 9.1504e-05 | 9.8185e-05 | 0 |  | 9.1504e-05 | 9.8185e-05 | 0
| 24 | 8 | 21 | Summer | 8.4168e-05 | 9.395e-05 | 0 |  | 8.4168e-05 | 9.395e-05 | 0
| 1 | 8 | 22 | Summer | 7.7454e-05 | 8.7836e-05 | 0 |  | 7.7454e-05 | 8.7836e-05 | 0
| 2 | 8 | 22 | Summer | 7.283e-05 | 8.1489e-05 | 0 |  | 7.283e-05 | 8.1489e-05 | 0
| 3 | 8 | 22 | Summer | 7.0696e-05 | 7.6287e-05 | 0 |  | 7.0696e-05 | 7.6287e-05 | 0
| 4 | 8 | 22 | Summer | 6.9095e-05 | 7.2519e-05 | 0 |  | 6.9095e-05 | 7.2519e-05 | 0
| 5 | 8 | 22 | Summer | 6.9051e-05 | 7.0418e-05 | 0 |  | 6.9051e-05 | 7.0418e-05 | 0
| 6 | 8 | 22 | Summer | 7.0607e-05 | 6.9862e-05 | 0 |  | 7.0607e-05 | 6.9862e-05 | 0
| 7 | 8 | 22 | Summer | 7.3497e-05 | 7.0562e-05 | 0 |  | 7.3497e-05 | 7.0562e-05 | 0
| 8 | 8 | 22 | Summer | 7.7721e-05 | 7.2719e-05 | 0 |  | 7.7721e-05 | 7.2719e-05 | 0
| 9 | 8 | 22 | Summer | 8.479e-05 | 7.6654e-05 | 0 |  | 8.479e-05 | 7.6654e-05 | 0
| 10 | 8 | 22 | Summer | 9.0971e-05 | 8.1745e-05 | 0 |  | 9.0971e-05 | 8.1745e-05 | 0
| 11 | 8 | 22 | Summer | 9.515e-05 | 8.7158e-05 | 0 |  | 9.515e-05 | 8.7158e-05 | 0
| 12 | 8 | 22 | Summer | 9.7818e-05 | 9.2182e-05 | 0 |  | 9.7818e-05 | 9.2182e-05 | 0
| 13 | 8 | 22 | Summer | 9.8796e-05 | 9.5684e-05 | 0 |  | 9.8796e-05 | 9.5684e-05 | 0
| 14 | 8 | 22 | Summer | 9.7284e-05 | 9.7262e-05 | 0 |  | 9.7284e-05 | 9.7262e-05 | 0
| 15 | 8 | 22 | Summer | 9.6618e-05 | 9.7629e-05 | 0 |  | 9.6618e-05 | 9.7629e-05 | 0
| 16 | 8 | 22 | Summer | 9.7284e-05 | 9.7496e-05 | 0 |  | 9.7284e-05 | 9.7496e-05 | 0
| 17 | 8 | 22 | Summer | 9.9241e-05 | 9.7607e-05 | 0 |  | 9.9241e-05 | 9.7607e-05 | 0
| 18 | 8 | 22 | Summer | 0.00010146 | 9.8652e-05 | 0 |  | 0.00010146 | 9.8652e-05 | 0
| 19 | 8 | 22 | Summer | 0.00010204 | 0.00010001 | 0 |  | 0.00010204 | 0.00010001 | 0
| 20 | 8 | 22 | Summer | 0.00010111 | 0.00010096 | 0 |  | 0.00010111 | 0.00010096 | 0
| 21 | 8 | 22 | Summer | 0.00010298 | 0.0001019 | 0 |  | 0.00010298 | 0.0001019 | 0
| 22 | 8 | 22 | Summer | 9.9152e-05 | 0.00010132 | 0 |  | 9.9152e-05 | 0.00010132 | 0
| 23 | 8 | 22 | Summer | 9.0704e-05 | 9.8485e-05 | 0 |  | 9.0704e-05 | 9.8485e-05 | 0
| 24 | 8 | 22 | Summer | 8.2478e-05 | 9.3828e-05 | 0 |  | 8.2478e-05 | 9.3828e-05 | 0
| 1 | 8 | 23 | Summer | 7.5987e-05 | 8.708e-05 | 0 |  | 7.5987e-05 | 8.708e-05 | 0
| 2 | 8 | 23 | Summer | 7.2474e-05 | 8.0411e-05 | 0 |  | 7.2474e-05 | 8.0411e-05 | 0
| 3 | 8 | 23 | Summer | 7.0562e-05 | 7.5375e-05 | 0 |  | 7.0562e-05 | 7.5375e-05 | 0
| 4 | 8 | 23 | Summer | 7.0562e-05 | 7.2396e-05 | 0 |  | 7.0562e-05 | 7.2396e-05 | 0
| 5 | 8 | 23 | Summer | 7.3541e-05 | 7.1785e-05 | 0 |  | 7.3541e-05 | 7.1785e-05 | 0
| 6 | 8 | 23 | Summer | 8.0077e-05 | 7.3686e-05 | 0 |  | 8.0077e-05 | 7.3686e-05 | 0
| 7 | 8 | 23 | Summer | 8.8614e-05 | 7.8199e-05 | 0 |  | 8.8614e-05 | 7.8199e-05 | 0
| 8 | 8 | 23 | Summer | 9.5862e-05 | 8.4524e-05 | 0 |  | 9.5862e-05 | 8.4524e-05 | 0
| 9 | 8 | 23 | Summer | 0.00010106 | 9.1404e-05 | 0 |  | 0.00010106 | 9.1404e-05 | 0
| 10 | 8 | 23 | Summer | 0.00010329 | 9.7207e-05 | 0 |  | 0.00010329 | 9.7207e-05 | 0
| 11 | 8 | 23 | Summer | 0.00010564 | 0.00010146 | 0 |  | 0.00010564 | 0.00010146 | 0
| 12 | 8 | 23 | Summer | 0.00010689 | 0.00010422 | 0 |  | 0.00010689 | 0.00010422 | 0
| 13 | 8 | 23 | Summer | 0.00010778 | 0.0001059 | 0 |  | 0.00010778 | 0.0001059 | 0
| 14 | 8 | 23 | Summer | 0.00010773 | 0.00010701 | 0 |  | 0.00010773 | 0.00010701 | 0
| 15 | 8 | 23 | Summer | 0.00010747 | 0.00010747 | 0 |  | 0.00010747 | 0.00010747 | 0
| 16 | 8 | 23 | Summer | 0.0001084 | 0.00010784 | 0 |  | 0.0001084 | 0.00010784 | 0
| 17 | 8 | 23 | Summer | 0.00010987 | 0.00010837 | 0 |  | 0.00010987 | 0.00010837 | 0
| 18 | 8 | 23 | Summer | 0.0001128 | 0.00010963 | 0 |  | 0.0001128 | 0.00010963 | 0
| 19 | 8 | 23 | Summer | 0.00011249 | 0.00011089 | 0 |  | 0.00011249 | 0.00011089 | 0
| 20 | 8 | 23 | Summer | 0.00011 | 0.00011129 | 0 |  | 0.00011 | 0.00011129 | 0
| 21 | 8 | 23 | Summer | 0.00011013 | 0.00011136 | 0 |  | 0.00011013 | 0.00011136 | 0
| 22 | 8 | 23 | Summer | 0.00010467 | 0.00010932 | 0 |  | 0.00010467 | 0.00010932 | 0
| 23 | 8 | 23 | Summer | 9.4617e-05 | 0.00010485 | 0 |  | 9.4617e-05 | 0.00010485 | 0
| 24 | 8 | 23 | Summer | 8.5191e-05 | 9.8652e-05 | 0 |  | 8.5191e-05 | 9.8652e-05 | 0
| 1 | 8 | 24 | Summer | 7.8655e-05 | 9.0782e-05 | 0 |  | 7.8655e-05 | 9.0782e-05 | 0
| 2 | 8 | 24 | Summer | 7.4475e-05 | 8.3234e-05 | 0 |  | 7.4475e-05 | 8.3234e-05 | 0
| 3 | 8 | 24 | Summer | 7.2207e-05 | 7.7632e-05 | 0 |  | 7.2207e-05 | 7.7632e-05 | 0
| 4 | 8 | 24 | Summer | 7.243e-05 | 7.4442e-05 | 0 |  | 7.243e-05 | 7.4442e-05 | 0
| 5 | 8 | 24 | Summer | 7.5009e-05 | 7.353e-05 | 0 |  | 7.5009e-05 | 7.353e-05 | 0
| 6 | 8 | 24 | Summer | 8.1367e-05 | 7.5253e-05 | 0 |  | 8.1367e-05 | 7.5253e-05 | 0
| 7 | 8 | 24 | Summer | 8.9148e-05 | 7.9488e-05 | 0 |  | 8.9148e-05 | 7.9488e-05 | 0
| 8 | 8 | 24 | Summer | 9.604e-05 | 8.5391e-05 | 0 |  | 9.604e-05 | 8.5391e-05 | 0
| 9 | 8 | 24 | Summer | 0.00010057 | 9.1782e-05 | 0 |  | 0.00010057 | 9.1782e-05 | 0
| 10 | 8 | 24 | Summer | 0.00010315 | 9.7229e-05 | 0 |  | 0.00010315 | 9.7229e-05 | 0
| 11 | 8 | 24 | Summer | 0.00010511 | 0.00010122 | 0 |  | 0.00010511 | 0.00010122 | 0
| 12 | 8 | 24 | Summer | 0.00010667 | 0.00010388 | 0 |  | 0.00010667 | 0.00010388 | 0
| 13 | 8 | 24 | Summer | 0.00010836 | 0.00010582 | 0 |  | 0.00010836 | 0.00010582 | 0
| 14 | 8 | 24 | Summer | 0.00010987 | 0.0001075 | 0 |  | 0.00010987 | 0.0001075 | 0
| 15 | 8 | 24 | Summer | 0.0001112 | 0.00010902 | 0 |  | 0.0001112 | 0.00010902 | 0
| 16 | 8 | 24 | Summer | 0.00011342 | 0.00011071 | 0 |  | 0.00011342 | 0.00011071 | 0
| 17 | 8 | 24 | Summer | 0.00011511 | 0.0001124 | 0 |  | 0.00011511 | 0.0001124 | 0
| 18 | 8 | 24 | Summer | 0.00011778 | 0.00011438 | 0 |  | 0.00011778 | 0.00011438 | 0
| 19 | 8 | 24 | Summer | 0.00011694 | 0.00011581 | 0 |  | 0.00011694 | 0.00011581 | 0
| 20 | 8 | 24 | Summer | 0.00011342 | 0.00011581 | 0 |  | 0.00011342 | 0.00011581 | 0
| 21 | 8 | 24 | Summer | 0.00011338 | 0.00011538 | 0 |  | 0.00011338 | 0.00011538 | 0
| 22 | 8 | 24 | Summer | 0.0001072 | 0.00011274 | 0 |  | 0.0001072 | 0.00011274 | 0
| 23 | 8 | 24 | Summer | 9.6751e-05 | 0.00010769 | 0 |  | 9.6751e-05 | 0.00010769 | 0
| 24 | 8 | 24 | Summer | 8.6925e-05 | 0.00010106 | 0 |  | 8.6925e-05 | 0.00010106 | 0
| 1 | 8 | 25 | Summer | 7.9499e-05 | 9.2594e-05 | 0 |  | 7.9499e-05 | 9.2594e-05 | 0
| 2 | 8 | 25 | Summer | 7.4875e-05 | 8.4513e-05 | 0 |  | 7.4875e-05 | 8.4513e-05 | 0
| 3 | 8 | 25 | Summer | 7.283e-05 | 7.8532e-05 | 0 |  | 7.283e-05 | 7.8532e-05 | 0
| 4 | 8 | 25 | Summer | 7.2474e-05 | 7.492e-05 | 0 |  | 7.2474e-05 | 7.492e-05 | 0
| 5 | 8 | 25 | Summer | 7.4831e-05 | 7.3753e-05 | 0 |  | 7.4831e-05 | 7.3753e-05 | 0
| 6 | 8 | 25 | Summer | 8.0211e-05 | 7.5086e-05 | 0 |  | 8.0211e-05 | 7.5086e-05 | 0
| 7 | 8 | 25 | Summer | 8.7414e-05 | 7.8732e-05 | 0 |  | 8.7414e-05 | 7.8732e-05 | 0
| 8 | 8 | 25 | Summer | 9.4439e-05 | 8.4224e-05 | 0 |  | 9.4439e-05 | 8.4224e-05 | 0
| 9 | 8 | 25 | Summer | 9.9597e-05 | 9.0415e-05 | 0 |  | 9.9597e-05 | 9.0415e-05 | 0
| 10 | 8 | 25 | Summer | 0.0001028 | 9.6062e-05 | 0 |  | 0.0001028 | 9.6062e-05 | 0
| 11 | 8 | 25 | Summer | 0.00010542 | 0.00010056 | 0 |  | 0.00010542 | 0.00010056 | 0
| 12 | 8 | 25 | Summer | 0.00010809 | 0.00010398 | 0 |  | 0.00010809 | 0.00010398 | 0
| 13 | 8 | 25 | Summer | 0.00011053 | 0.00010671 | 0 |  | 0.00011053 | 0.00010671 | 0
| 14 | 8 | 25 | Summer | 0.00011267 | 0.00010918 | 0 |  | 0.00011267 | 0.00010918 | 0
| 15 | 8 | 25 | Summer | 0.00011396 | 0.00011131 | 0 |  | 0.00011396 | 0.00011131 | 0
| 16 | 8 | 25 | Summer | 0.00011529 | 0.00011311 | 0 |  | 0.00011529 | 0.00011311 | 0
| 17 | 8 | 25 | Summer | 0.000116 | 0.00011448 | 0 |  | 0.000116 | 0.00011448 | 0
| 18 | 8 | 25 | Summer | 0.00011583 | 0.00011527 | 0 |  | 0.00011583 | 0.00011527 | 0
| 19 | 8 | 25 | Summer | 0.00011369 | 0.0001152 | 0 |  | 0.00011369 | 0.0001152 | 0
| 20 | 8 | 25 | Summer | 0.00011076 | 0.00011407 | 0 |  | 0.00011076 | 0.00011407 | 0
| 21 | 8 | 25 | Summer | 0.00011133 | 0.0001129 | 0 |  | 0.00011133 | 0.0001129 | 0
| 22 | 8 | 25 | Summer | 0.00010609 | 0.00011047 | 0 |  | 0.00010609 | 0.00011047 | 0
| 23 | 8 | 25 | Summer | 9.5373e-05 | 0.00010589 | 0 |  | 9.5373e-05 | 0.00010589 | 0
| 24 | 8 | 25 | Summer | 8.6302e-05 | 9.9774e-05 | 0 |  | 8.6302e-05 | 9.9774e-05 | 0
| 1 | 8 | 26 | Summer | 7.9499e-05 | 9.1816e-05 | 0 |  | 7.9499e-05 | 9.1816e-05 | 0
| 2 | 8 | 26 | Summer | 7.4786e-05 | 8.399e-05 | 0 |  | 7.4786e-05 | 8.399e-05 | 0
| 3 | 8 | 26 | Summer | 7.2919e-05 | 7.8377e-05 | 0 |  | 7.2919e-05 | 7.8377e-05 | 0
| 4 | 8 | 26 | Summer | 7.2252e-05 | 7.4864e-05 | 0 |  | 7.2252e-05 | 7.4864e-05 | 0
| 5 | 8 | 26 | Summer | 7.5053e-05 | 7.3753e-05 | 0 |  | 7.5053e-05 | 7.3753e-05 | 0
| 6 | 8 | 26 | Summer | 8.0433e-05 | 7.5164e-05 | 0 |  | 8.0433e-05 | 7.5164e-05 | 0
| 7 | 8 | 26 | Summer | 8.7814e-05 | 7.8888e-05 | 0 |  | 8.7814e-05 | 7.8888e-05 | 0
| 8 | 8 | 26 | Summer | 9.4483e-05 | 8.4446e-05 | 0 |  | 9.4483e-05 | 8.4446e-05 | 0
| 9 | 8 | 26 | Summer | 9.9463e-05 | 9.0548e-05 | 0 |  | 9.9463e-05 | 9.0548e-05 | 0
| 10 | 8 | 26 | Summer | 0.00010355 | 9.6329e-05 | 0 |  | 0.00010355 | 9.6329e-05 | 0
| 11 | 8 | 26 | Summer | 0.00010676 | 0.00010106 | 0 |  | 0.00010676 | 0.00010106 | 0
| 12 | 8 | 26 | Summer | 0.00010813 | 0.00010448 | 0 |  | 0.00010813 | 0.00010448 | 0
| 13 | 8 | 26 | Summer | 0.00010924 | 0.00010692 | 0 |  | 0.00010924 | 0.00010692 | 0
| 14 | 8 | 26 | Summer | 0.00010987 | 0.0001085 | 0 |  | 0.00010987 | 0.0001085 | 0
| 15 | 8 | 26 | Summer | 0.0001096 | 0.00010921 | 0 |  | 0.0001096 | 0.00010921 | 0
| 16 | 8 | 26 | Summer | 0.00010862 | 0.00010933 | 0 |  | 0.00010862 | 0.00010933 | 0
| 17 | 8 | 26 | Summer | 0.00010884 | 0.00010923 | 0 |  | 0.00010884 | 0.00010923 | 0
| 18 | 8 | 26 | Summer | 0.00011027 | 0.00010933 | 0 |  | 0.00011027 | 0.00010933 | 0
| 19 | 8 | 26 | Summer | 0.00010938 | 0.00010928 | 0 |  | 0.00010938 | 0.00010928 | 0
| 20 | 8 | 26 | Summer | 0.00010778 | 0.00010907 | 0 |  | 0.00010778 | 0.00010907 | 0
| 21 | 8 | 26 | Summer | 0.00010884 | 0.00010907 | 0 |  | 0.00010884 | 0.00010907 | 0
| 22 | 8 | 26 | Summer | 0.00010284 | 0.00010721 | 0 |  | 0.00010284 | 0.00010721 | 0
| 23 | 8 | 26 | Summer | 9.3905e-05 | 0.00010334 | 0 |  | 9.3905e-05 | 0.00010334 | 0
| 24 | 8 | 26 | Summer | 8.5235e-05 | 9.7707e-05 | 0 |  | 8.5235e-05 | 9.7707e-05 | 0
| 1 | 8 | 27 | Summer | 7.861e-05 | 9.0148e-05 | 0 |  | 7.861e-05 | 9.0148e-05 | 0
| 2 | 8 | 27 | Summer | 7.4831e-05 | 8.3145e-05 | 0 |  | 7.4831e-05 | 8.3145e-05 | 0
| 3 | 8 | 27 | Summer | 7.2474e-05 | 7.7788e-05 | 0 |  | 7.2474e-05 | 7.7788e-05 | 0
| 4 | 8 | 27 | Summer | 7.1852e-05 | 7.4442e-05 | 0 |  | 7.1852e-05 | 7.4442e-05 | 0
| 5 | 8 | 27 | Summer | 7.3897e-05 | 7.3263e-05 | 0 |  | 7.3897e-05 | 7.3263e-05 | 0
| 6 | 8 | 27 | Summer | 7.9233e-05 | 7.4364e-05 | 0 |  | 7.9233e-05 | 7.4364e-05 | 0
| 7 | 8 | 27 | Summer | 8.728e-05 | 7.8065e-05 | 0 |  | 8.728e-05 | 7.8065e-05 | 0
| 8 | 8 | 27 | Summer | 9.4795e-05 | 8.3801e-05 | 0 |  | 9.4795e-05 | 8.3801e-05 | 0
| 9 | 8 | 27 | Summer | 9.973e-05 | 9.0259e-05 | 0 |  | 9.973e-05 | 9.0259e-05 | 0
| 10 | 8 | 27 | Summer | 0.00010373 | 9.6384e-05 | 0 |  | 0.00010373 | 9.6384e-05 | 0
| 11 | 8 | 27 | Summer | 0.00010591 | 0.00010104 | 0 |  | 0.00010591 | 0.00010104 | 0
| 12 | 8 | 27 | Summer | 0.00010684 | 0.00010405 | 0 |  | 0.00010684 | 0.00010405 | 0
| 13 | 8 | 27 | Summer | 0.00010764 | 0.00010603 | 0 |  | 0.00010764 | 0.00010603 | 0
| 14 | 8 | 27 | Summer | 0.0001064 | 0.0001067 | 0 |  | 0.0001064 | 0.0001067 | 0
| 15 | 8 | 27 | Summer | 0.00010622 | 0.00010678 | 0 |  | 0.00010622 | 0.00010678 | 0
| 16 | 8 | 27 | Summer | 0.00010573 | 0.0001065 | 0 |  | 0.00010573 | 0.0001065 | 0
| 17 | 8 | 27 | Summer | 0.00010729 | 0.00010641 | 0 |  | 0.00010729 | 0.00010641 | 0
| 18 | 8 | 27 | Summer | 0.00010804 | 0.00010682 | 0 |  | 0.00010804 | 0.00010682 | 0
| 19 | 8 | 27 | Summer | 0.00010667 | 0.00010693 | 0 |  | 0.00010667 | 0.00010693 | 0
| 20 | 8 | 27 | Summer | 0.00010395 | 0.00010649 | 0 |  | 0.00010395 | 0.00010649 | 0
| 21 | 8 | 27 | Summer | 0.00010489 | 0.00010589 | 0 |  | 0.00010489 | 0.00010589 | 0
| 22 | 8 | 27 | Summer | 0.00010097 | 0.00010412 | 0 |  | 0.00010097 | 0.00010412 | 0
| 23 | 8 | 27 | Summer | 9.266e-05 | 0.00010062 | 0 |  | 9.266e-05 | 0.00010062 | 0
| 24 | 8 | 27 | Summer | 8.4301e-05 | 9.5706e-05 | 0 |  | 8.4301e-05 | 9.5706e-05 | 0
| 1 | 8 | 28 | Summer | 7.7543e-05 | 8.887e-05 | 0 |  | 7.7543e-05 | 8.887e-05 | 0
| 2 | 8 | 28 | Summer | 7.3364e-05 | 8.1967e-05 | 0 |  | 7.3364e-05 | 8.1967e-05 | 0
| 3 | 8 | 28 | Summer | 7.0696e-05 | 7.6476e-05 | 0 |  | 7.0696e-05 | 7.6476e-05 | 0
| 4 | 8 | 28 | Summer | 6.9718e-05 | 7.283e-05 | 0 |  | 6.9718e-05 | 7.283e-05 | 0
| 5 | 8 | 28 | Summer | 7.0073e-05 | 7.0963e-05 | 0 |  | 7.0073e-05 | 7.0963e-05 | 0
| 6 | 8 | 28 | Summer | 7.2919e-05 | 7.0851e-05 | 0 |  | 7.2919e-05 | 7.0851e-05 | 0
| 7 | 8 | 28 | Summer | 7.6832e-05 | 7.2385e-05 | 0 |  | 7.6832e-05 | 7.2385e-05 | 0
| 8 | 8 | 28 | Summer | 8.2612e-05 | 7.5609e-05 | 0 |  | 8.2612e-05 | 7.5609e-05 | 0
| 9 | 8 | 28 | Summer | 8.9148e-05 | 8.0378e-05 | 0 |  | 8.9148e-05 | 8.0378e-05 | 0
| 10 | 8 | 28 | Summer | 9.4839e-05 | 8.5858e-05 | 0 |  | 9.4839e-05 | 8.5858e-05 | 0
| 11 | 8 | 28 | Summer | 9.6884e-05 | 9.0871e-05 | 0 |  | 9.6884e-05 | 9.0871e-05 | 0
| 12 | 8 | 28 | Summer | 9.8529e-05 | 9.485e-05 | 0 |  | 9.8529e-05 | 9.485e-05 | 0
| 13 | 8 | 28 | Summer | 9.9597e-05 | 9.7462e-05 | 0 |  | 9.9597e-05 | 9.7462e-05 | 0
| 14 | 8 | 28 | Summer | 9.9597e-05 | 9.8652e-05 | 0 |  | 9.9597e-05 | 9.8652e-05 | 0
| 15 | 8 | 28 | Summer | 0.00010026 | 9.9497e-05 | 0 |  | 0.00010026 | 9.9497e-05 | 0
| 16 | 8 | 28 | Summer | 0.00010289 | 0.00010059 | 0 |  | 0.00010289 | 0.00010059 | 0
| 17 | 8 | 28 | Summer | 0.00010569 | 0.00010211 | 0 |  | 0.00010569 | 0.00010211 | 0
| 18 | 8 | 28 | Summer | 0.0001088 | 0.00010441 | 0 |  | 0.0001088 | 0.00010441 | 0
| 19 | 8 | 28 | Summer | 0.00010876 | 0.00010653 | 0 |  | 0.00010876 | 0.00010653 | 0
| 20 | 8 | 28 | Summer | 0.00010564 | 0.00010722 | 0 |  | 0.00010564 | 0.00010722 | 0
| 21 | 8 | 28 | Summer | 0.00010555 | 0.00010719 | 0 |  | 0.00010555 | 0.00010719 | 0
| 22 | 8 | 28 | Summer | 0.00010093 | 0.00010522 | 0 |  | 0.00010093 | 0.00010522 | 0
| 23 | 8 | 28 | Summer | 9.2705e-05 | 0.00010121 | 0 |  | 9.2705e-05 | 0.00010121 | 0
| 24 | 8 | 28 | Summer | 8.4035e-05 | 9.5806e-05 | 0 |  | 8.4035e-05 | 9.5806e-05 | 0
| 1 | 8 | 29 | Summer | 7.7721e-05 | 8.8848e-05 | 0 |  | 7.7721e-05 | 8.8848e-05 | 0
| 2 | 8 | 29 | Summer | 7.2741e-05 | 8.18e-05 | 0 |  | 7.2741e-05 | 8.18e-05 | 0
| 3 | 8 | 29 | Summer | 7.0429e-05 | 7.6231e-05 | 0 |  | 7.0429e-05 | 7.6231e-05 | 0
| 4 | 8 | 29 | Summer | 6.8606e-05 | 7.2374e-05 | 0 |  | 6.8606e-05 | 7.2374e-05 | 0
| 5 | 8 | 29 | Summer | 6.8962e-05 | 7.0184e-05 | 0 |  | 6.8962e-05 | 7.0184e-05 | 0
| 6 | 8 | 29 | Summer | 7.0785e-05 | 6.9695e-05 | 0 |  | 7.0785e-05 | 6.9695e-05 | 0
| 7 | 8 | 29 | Summer | 7.3141e-05 | 7.0373e-05 | 0 |  | 7.3141e-05 | 7.0373e-05 | 0
| 8 | 8 | 29 | Summer | 7.8121e-05 | 7.2752e-05 | 0 |  | 7.8121e-05 | 7.2752e-05 | 0
| 9 | 8 | 29 | Summer | 8.5368e-05 | 7.6854e-05 | 0 |  | 8.5368e-05 | 7.6854e-05 | 0
| 10 | 8 | 29 | Summer | 9.1727e-05 | 8.2089e-05 | 0 |  | 9.1727e-05 | 8.2089e-05 | 0
| 11 | 8 | 29 | Summer | 9.5106e-05 | 8.758e-05 | 0 |  | 9.5106e-05 | 8.758e-05 | 0
| 12 | 8 | 29 | Summer | 9.804e-05 | 9.256e-05 | 0 |  | 9.804e-05 | 9.256e-05 | 0
| 13 | 8 | 29 | Summer | 0.00010049 | 9.634e-05 | 0 |  | 0.00010049 | 9.634e-05 | 0
| 14 | 8 | 29 | Summer | 0.00010231 | 9.8985e-05 | 0 |  | 0.00010231 | 9.8985e-05 | 0
| 15 | 8 | 29 | Summer | 0.00010449 | 0.00010133 | 0 |  | 0.00010449 | 0.00010133 | 0
| 16 | 8 | 29 | Summer | 0.00010773 | 0.00010375 | 0 |  | 0.00010773 | 0.00010375 | 0
| 17 | 8 | 29 | Summer | 0.00011245 | 0.00010674 | 0 |  | 0.00011245 | 0.00010674 | 0
| 18 | 8 | 29 | Summer | 0.00011591 | 0.00011015 | 0 |  | 0.00011591 | 0.00011015 | 0
| 19 | 8 | 29 | Summer | 0.00011605 | 0.00011304 | 0 |  | 0.00011605 | 0.00011304 | 0
| 20 | 8 | 29 | Summer | 0.00011316 | 0.00011439 | 0 |  | 0.00011316 | 0.00011439 | 0
| 21 | 8 | 29 | Summer | 0.00011214 | 0.00011431 | 0 |  | 0.00011214 | 0.00011431 | 0
| 22 | 8 | 29 | Summer | 0.00010529 | 0.00011166 | 0 |  | 0.00010529 | 0.00011166 | 0
| 23 | 8 | 29 | Summer | 9.4883e-05 | 0.00010637 | 0 |  | 9.4883e-05 | 0.00010637 | 0
| 24 | 8 | 29 | Summer | 8.5191e-05 | 9.9374e-05 | 0 |  | 8.5191e-05 | 9.9374e-05 | 0
| 1 | 8 | 30 | Summer | 7.7899e-05 | 9.0815e-05 | 0 |  | 7.7899e-05 | 9.0815e-05 | 0
| 2 | 8 | 30 | Summer | 7.3319e-05 | 8.2823e-05 | 0 |  | 7.3319e-05 | 8.2823e-05 | 0
| 3 | 8 | 30 | Summer | 7.114e-05 | 7.6887e-05 | 0 |  | 7.114e-05 | 7.6887e-05 | 0
| 4 | 8 | 30 | Summer | 7.0296e-05 | 7.3163e-05 | 0 |  | 7.0296e-05 | 7.3163e-05 | 0
| 5 | 8 | 30 | Summer | 7.2919e-05 | 7.1918e-05 | 0 |  | 7.2919e-05 | 7.1918e-05 | 0
| 6 | 8 | 30 | Summer | 7.861e-05 | 7.3241e-05 | 0 |  | 7.861e-05 | 7.3241e-05 | 0
| 7 | 8 | 30 | Summer | 8.6613e-05 | 7.711e-05 | 0 |  | 8.6613e-05 | 7.711e-05 | 0
| 8 | 8 | 30 | Summer | 9.3416e-05 | 8.289e-05 | 0 |  | 9.3416e-05 | 8.289e-05 | 0
| 9 | 8 | 30 | Summer | 9.933e-05 | 8.9492e-05 | 0 |  | 9.933e-05 | 8.9492e-05 | 0
| 10 | 8 | 30 | Summer | 0.0001028 | 9.5539e-05 | 0 |  | 0.0001028 | 9.5539e-05 | 0
| 11 | 8 | 30 | Summer | 0.00010489 | 0.00010011 | 0 |  | 0.00010489 | 0.00010011 | 0
| 12 | 8 | 30 | Summer | 0.00010622 | 0.00010331 | 0 |  | 0.00010622 | 0.00010331 | 0
| 13 | 8 | 30 | Summer | 0.00010662 | 0.00010513 | 0 |  | 0.00010662 | 0.00010513 | 0
| 14 | 8 | 30 | Summer | 0.00010613 | 0.00010597 | 0 |  | 0.00010613 | 0.00010597 | 0
| 15 | 8 | 30 | Summer | 0.00010551 | 0.00010612 | 0 |  | 0.00010551 | 0.00010612 | 0
| 16 | 8 | 30 | Summer | 0.00010502 | 0.00010582 | 0 |  | 0.00010502 | 0.00010582 | 0
| 17 | 8 | 30 | Summer | 0.00010542 | 0.00010552 | 0 |  | 0.00010542 | 0.00010552 | 0
| 18 | 8 | 30 | Summer | 0.00010773 | 0.00010592 | 0 |  | 0.00010773 | 0.00010592 | 0
| 19 | 8 | 30 | Summer | 0.00010724 | 0.00010635 | 0 |  | 0.00010724 | 0.00010635 | 0
| 20 | 8 | 30 | Summer | 0.00010644 | 0.00010671 | 0 |  | 0.00010644 | 0.00010671 | 0
| 21 | 8 | 30 | Summer | 0.00010707 | 0.00010712 | 0 |  | 0.00010707 | 0.00010712 | 0
| 22 | 8 | 30 | Summer | 0.00010053 | 0.00010532 | 0 |  | 0.00010053 | 0.00010532 | 0
| 23 | 8 | 30 | Summer | 9.1638e-05 | 0.00010142 | 0 |  | 9.1638e-05 | 0.00010142 | 0
| 24 | 8 | 30 | Summer | 8.2123e-05 | 9.5339e-05 | 0 |  | 8.2123e-05 | 9.5339e-05 | 0
| 1 | 8 | 31 | Summer | 7.5853e-05 | 8.7536e-05 | 0 |  | 7.5853e-05 | 8.7536e-05 | 0
| 2 | 8 | 31 | Summer | 7.1985e-05 | 8.04e-05 | 0 |  | 7.1985e-05 | 8.04e-05 | 0
| 3 | 8 | 31 | Summer | 7.0207e-05 | 7.5042e-05 | 0 |  | 7.0207e-05 | 7.5042e-05 | 0
| 4 | 8 | 31 | Summer | 7.0162e-05 | 7.2052e-05 | 0 |  | 7.0162e-05 | 7.2052e-05 | 0
| 5 | 8 | 31 | Summer | 7.3186e-05 | 7.1385e-05 | 0 |  | 7.3186e-05 | 7.1385e-05 | 0
| 6 | 8 | 31 | Summer | 7.9677e-05 | 7.3308e-05 | 0 |  | 7.9677e-05 | 7.3308e-05 | 0
| 7 | 8 | 31 | Summer | 8.9237e-05 | 7.8065e-05 | 0 |  | 8.9237e-05 | 7.8065e-05 | 0
| 8 | 8 | 31 | Summer | 9.6884e-05 | 8.4746e-05 | 0 |  | 9.6884e-05 | 8.4746e-05 | 0
| 9 | 8 | 31 | Summer | 0.00010124 | 9.176e-05 | 0 |  | 0.00010124 | 9.176e-05 | 0
| 10 | 8 | 31 | Summer | 0.00010391 | 9.7818e-05 | 0 |  | 0.00010391 | 9.7818e-05 | 0
| 11 | 8 | 31 | Summer | 0.00010507 | 0.00010178 | 0 |  | 0.00010507 | 0.00010178 | 0
| 12 | 8 | 31 | Summer | 0.00010533 | 0.00010389 | 0 |  | 0.00010533 | 0.00010389 | 0
| 13 | 8 | 31 | Summer | 0.000106 | 0.00010508 | 0 |  | 0.000106 | 0.00010508 | 0
| 14 | 8 | 31 | Summer | 0.00010595 | 0.00010559 | 0 |  | 0.00010595 | 0.00010559 | 0
| 15 | 8 | 31 | Summer | 0.00010422 | 0.00010538 | 0 |  | 0.00010422 | 0.00010538 | 0
| 16 | 8 | 31 | Summer | 0.00010378 | 0.00010499 | 0 |  | 0.00010378 | 0.00010499 | 0
| 17 | 8 | 31 | Summer | 0.00010462 | 0.00010464 | 0 |  | 0.00010462 | 0.00010464 | 0
| 18 | 8 | 31 | Summer | 0.00010644 | 0.00010477 | 0 |  | 0.00010644 | 0.00010477 | 0
| 19 | 8 | 31 | Summer | 0.00010702 | 0.00010547 | 0 |  | 0.00010702 | 0.00010547 | 0
| 20 | 8 | 31 | Summer | 0.00010689 | 0.00010624 | 0 |  | 0.00010689 | 0.00010624 | 0
| 21 | 8 | 31 | Summer | 0.00010827 | 0.00010716 | 0 |  | 0.00010827 | 0.00010716 | 0
| 22 | 8 | 31 | Summer | 0.00010293 | 0.00010628 | 0 |  | 0.00010293 | 0.00010628 | 0
| 23 | 8 | 31 | Summer | 9.1993e-05 | 0.00010252 | 0 |  | 9.1993e-05 | 0.00010252 | 0
| 24 | 8 | 31 | Summer | 8.2656e-05 | 9.6462e-05 | 0 |  | 8.2656e-05 | 9.6462e-05 | 0
| 1 | 9 | 1 | Shoulder | 7.6654e-05 | 8.8559e-05 | 0 |  | 7.6654e-05 | 8.8559e-05 | 0
| 2 | 9 | 1 | Shoulder | 7.323e-05 | 8.1133e-05 | 0 |  | 7.323e-05 | 8.1133e-05 | 0
| 3 | 9 | 1 | Shoulder | 7.1496e-05 | 7.6009e-05 | 0 |  | 7.1496e-05 | 7.6009e-05 | 0
| 4 | 9 | 1 | Shoulder | 7.2163e-05 | 7.3386e-05 | 0 |  | 7.2163e-05 | 7.3386e-05 | 0
| 5 | 9 | 1 | Shoulder | 7.5676e-05 | 7.3141e-05 | 0 |  | 7.5676e-05 | 7.3141e-05 | 0
| 6 | 9 | 1 | Shoulder | 8.4035e-05 | 7.5842e-05 | 0 |  | 8.4035e-05 | 7.5842e-05 | 0
| 7 | 9 | 1 | Shoulder | 9.6173e-05 | 8.2012e-05 | 0 |  | 9.6173e-05 | 8.2012e-05 | 0
| 8 | 9 | 1 | Shoulder | 0.00010395 | 8.9959e-05 | 0 |  | 0.00010395 | 8.9959e-05 | 0
| 9 | 9 | 1 | Shoulder | 0.00010609 | 9.7562e-05 | 0 |  | 0.00010609 | 9.7562e-05 | 0
| 10 | 9 | 1 | Shoulder | 0.00010595 | 0.00010304 | 0 |  | 0.00010595 | 0.00010304 | 0
| 11 | 9 | 1 | Shoulder | 0.00010507 | 0.00010527 | 0 |  | 0.00010507 | 0.00010527 | 0
| 12 | 9 | 1 | Shoulder | 0.0001052 | 0.00010558 | 0 |  | 0.0001052 | 0.00010558 | 0
| 13 | 9 | 1 | Shoulder | 0.00010564 | 0.00010547 | 0 |  | 0.00010564 | 0.00010547 | 0
| 14 | 9 | 1 | Shoulder | 0.00010538 | 0.00010532 | 0 |  | 0.00010538 | 0.00010532 | 0
| 15 | 9 | 1 | Shoulder | 0.00010484 | 0.00010527 | 0 |  | 0.00010484 | 0.00010527 | 0
| 16 | 9 | 1 | Shoulder | 0.0001052 | 0.00010527 | 0 |  | 0.0001052 | 0.00010527 | 0
| 17 | 9 | 1 | Shoulder | 0.00010764 | 0.00010577 | 0 |  | 0.00010764 | 0.00010577 | 0
| 18 | 9 | 1 | Shoulder | 0.00011022 | 0.00010698 | 0 |  | 0.00011022 | 0.00010698 | 0
| 19 | 9 | 1 | Shoulder | 0.00011 | 0.00010827 | 0 |  | 0.00011 | 0.00010827 | 0
| 20 | 9 | 1 | Shoulder | 0.00010916 | 0.00010926 | 0 |  | 0.00010916 | 0.00010926 | 0
| 21 | 9 | 1 | Shoulder | 0.00011031 | 0.00010992 | 0 |  | 0.00011031 | 0.00010992 | 0
| 22 | 9 | 1 | Shoulder | 0.0001032 | 0.00010817 | 0 |  | 0.0001032 | 0.00010817 | 0
| 23 | 9 | 1 | Shoulder | 9.2438e-05 | 0.00010378 | 0 |  | 9.2438e-05 | 0.00010378 | 0
| 24 | 9 | 1 | Shoulder | 8.279e-05 | 9.7184e-05 | 0 |  | 8.279e-05 | 9.7184e-05 | 0
| 1 | 9 | 2 | Shoulder | 7.6832e-05 | 8.8814e-05 | 0 |  | 7.6832e-05 | 8.8814e-05 | 0
| 2 | 9 | 2 | Shoulder | 7.2697e-05 | 8.1189e-05 | 0 |  | 7.2697e-05 | 8.1189e-05 | 0
| 3 | 9 | 2 | Shoulder | 7.1229e-05 | 7.5887e-05 | 0 |  | 7.1229e-05 | 7.5887e-05 | 0
| 4 | 9 | 2 | Shoulder | 7.1363e-05 | 7.303e-05 | 0 |  | 7.1363e-05 | 7.303e-05 | 0
| 5 | 9 | 2 | Shoulder | 7.4697e-05 | 7.2497e-05 | 0 |  | 7.4697e-05 | 7.2497e-05 | 0
| 6 | 9 | 2 | Shoulder | 8.2523e-05 | 7.4953e-05 | 0 |  | 8.2523e-05 | 7.4953e-05 | 0
| 7 | 9 | 2 | Shoulder | 9.3061e-05 | 8.0411e-05 | 0 |  | 9.3061e-05 | 8.0411e-05 | 0
| 8 | 9 | 2 | Shoulder | 0.00010089 | 8.7792e-05 | 0 |  | 0.00010089 | 8.7792e-05 | 0
| 9 | 9 | 2 | Shoulder | 0.00010404 | 9.5128e-05 | 0 |  | 0.00010404 | 9.5128e-05 | 0
| 10 | 9 | 2 | Shoulder | 0.00010475 | 0.00010069 | 0 |  | 0.00010475 | 0.00010069 | 0
| 11 | 9 | 2 | Shoulder | 0.00010573 | 0.00010385 | 0 |  | 0.00010573 | 0.00010385 | 0
| 12 | 9 | 2 | Shoulder | 0.00010631 | 0.00010521 | 0 |  | 0.00010631 | 0.00010521 | 0
| 13 | 9 | 2 | Shoulder | 0.00010769 | 0.00010612 | 0 |  | 0.00010769 | 0.00010612 | 0
| 14 | 9 | 2 | Shoulder | 0.00010827 | 0.000107 | 0 |  | 0.00010827 | 0.000107 | 0
| 15 | 9 | 2 | Shoulder | 0.00010898 | 0.00010781 | 0 |  | 0.00010898 | 0.00010781 | 0
| 16 | 9 | 2 | Shoulder | 0.0001108 | 0.00010893 | 0 |  | 0.0001108 | 0.00010893 | 0
| 17 | 9 | 2 | Shoulder | 0.00011418 | 0.00011056 | 0 |  | 0.00011418 | 0.00011056 | 0
| 18 | 9 | 2 | Shoulder | 0.00011627 | 0.00011256 | 0 |  | 0.00011627 | 0.00011256 | 0
| 19 | 9 | 2 | Shoulder | 0.00011534 | 0.00011415 | 0 |  | 0.00011534 | 0.00011415 | 0
| 20 | 9 | 2 | Shoulder | 0.00011285 | 0.00011466 | 0 |  | 0.00011285 | 0.00011466 | 0
| 21 | 9 | 2 | Shoulder | 0.00011258 | 0.00011426 | 0 |  | 0.00011258 | 0.00011426 | 0
| 22 | 9 | 2 | Shoulder | 0.00010467 | 0.00011136 | 0 |  | 0.00010467 | 0.00011136 | 0
| 23 | 9 | 2 | Shoulder | 9.4661e-05 | 0.00010619 | 0 |  | 9.4661e-05 | 0.00010619 | 0
| 24 | 9 | 2 | Shoulder | 8.4435e-05 | 9.9085e-05 | 0 |  | 8.4435e-05 | 9.9085e-05 | 0
| 1 | 9 | 3 | Shoulder | 7.7232e-05 | 9.0248e-05 | 0 |  | 7.7232e-05 | 9.0248e-05 | 0
| 2 | 9 | 3 | Shoulder | 7.323e-05 | 8.2389e-05 | 0 |  | 7.323e-05 | 8.2389e-05 | 0
| 3 | 9 | 3 | Shoulder | 7.0785e-05 | 7.642e-05 | 0 |  | 7.0785e-05 | 7.642e-05 | 0
| 4 | 9 | 3 | Shoulder | 7.0918e-05 | 7.3041e-05 | 0 |  | 7.0918e-05 | 7.3041e-05 | 0
| 5 | 9 | 3 | Shoulder | 7.3186e-05 | 7.203e-05 | 0 |  | 7.3186e-05 | 7.203e-05 | 0
| 6 | 9 | 3 | Shoulder | 7.9188e-05 | 7.3519e-05 | 0 |  | 7.9188e-05 | 7.3519e-05 | 0
| 7 | 9 | 3 | Shoulder | 8.897e-05 | 7.8065e-05 | 0 |  | 8.897e-05 | 7.8065e-05 | 0
| 8 | 9 | 3 | Shoulder | 9.7107e-05 | 8.4613e-05 | 0 |  | 9.7107e-05 | 8.4613e-05 | 0
| 9 | 9 | 3 | Shoulder | 0.00010142 | 9.1671e-05 | 0 |  | 0.00010142 | 9.1671e-05 | 0
| 10 | 9 | 3 | Shoulder | 0.00010338 | 9.7718e-05 | 0 |  | 0.00010338 | 9.7718e-05 | 0
| 11 | 9 | 3 | Shoulder | 0.00010511 | 0.00010175 | 0 |  | 0.00010511 | 0.00010175 | 0
| 12 | 9 | 3 | Shoulder | 0.0001072 | 0.00010428 | 0 |  | 0.0001072 | 0.00010428 | 0
| 13 | 9 | 3 | Shoulder | 0.00010893 | 0.00010615 | 0 |  | 0.00010893 | 0.00010615 | 0
| 14 | 9 | 3 | Shoulder | 0.00010956 | 0.0001077 | 0 |  | 0.00010956 | 0.0001077 | 0
| 15 | 9 | 3 | Shoulder | 0.0001088 | 0.00010862 | 0 |  | 0.0001088 | 0.00010862 | 0
| 16 | 9 | 3 | Shoulder | 0.00010853 | 0.00010896 | 0 |  | 0.00010853 | 0.00010896 | 0
| 17 | 9 | 3 | Shoulder | 0.00010965 | 0.00010913 | 0 |  | 0.00010965 | 0.00010913 | 0
| 18 | 9 | 3 | Shoulder | 0.0001104 | 0.00010935 | 0 |  | 0.0001104 | 0.00010935 | 0
| 19 | 9 | 3 | Shoulder | 0.00010822 | 0.0001092 | 0 |  | 0.00010822 | 0.0001092 | 0
| 20 | 9 | 3 | Shoulder | 0.00010582 | 0.00010852 | 0 |  | 0.00010582 | 0.00010852 | 0
| 21 | 9 | 3 | Shoulder | 0.00010578 | 0.00010756 | 0 |  | 0.00010578 | 0.00010756 | 0
| 22 | 9 | 3 | Shoulder | 9.9641e-05 | 0.00010487 | 0 |  | 9.9641e-05 | 0.00010487 | 0
| 23 | 9 | 3 | Shoulder | 9.146e-05 | 0.00010067 | 0 |  | 9.146e-05 | 0.00010067 | 0
| 24 | 9 | 3 | Shoulder | 8.3056e-05 | 9.4984e-05 | 0 |  | 8.3056e-05 | 9.4984e-05 | 0
| 1 | 9 | 4 | Shoulder | 7.6609e-05 | 8.7692e-05 | 0 |  | 7.6609e-05 | 8.7692e-05 | 0
| 2 | 9 | 4 | Shoulder | 7.1674e-05 | 8.07e-05 | 0 |  | 7.1674e-05 | 8.07e-05 | 0
| 3 | 9 | 4 | Shoulder | 6.9051e-05 | 7.5098e-05 | 0 |  | 6.9051e-05 | 7.5098e-05 | 0
| 4 | 9 | 4 | Shoulder | 6.8028e-05 | 7.134e-05 | 0 |  | 6.8028e-05 | 7.134e-05 | 0
| 5 | 9 | 4 | Shoulder | 6.8428e-05 | 6.9295e-05 | 0 |  | 6.8428e-05 | 6.9295e-05 | 0
| 6 | 9 | 4 | Shoulder | 7.114e-05 | 6.9162e-05 | 0 |  | 7.114e-05 | 6.9162e-05 | 0
| 7 | 9 | 4 | Shoulder | 7.4653e-05 | 7.0562e-05 | 0 |  | 7.4653e-05 | 7.0562e-05 | 0
| 8 | 9 | 4 | Shoulder | 7.99e-05 | 7.353e-05 | 0 |  | 7.99e-05 | 7.353e-05 | 0
| 9 | 9 | 4 | Shoulder | 8.728e-05 | 7.8243e-05 | 0 |  | 8.728e-05 | 7.8243e-05 | 0
| 10 | 9 | 4 | Shoulder | 9.2349e-05 | 8.3545e-05 | 0 |  | 9.2349e-05 | 8.3545e-05 | 0
| 11 | 9 | 4 | Shoulder | 9.5817e-05 | 8.8837e-05 | 0 |  | 9.5817e-05 | 8.8837e-05 | 0
| 12 | 9 | 4 | Shoulder | 9.7284e-05 | 9.3183e-05 | 0 |  | 9.7284e-05 | 9.3183e-05 | 0
| 13 | 9 | 4 | Shoulder | 9.8485e-05 | 9.5984e-05 | 0 |  | 9.8485e-05 | 9.5984e-05 | 0
| 14 | 9 | 4 | Shoulder | 9.9863e-05 | 9.7863e-05 | 0 |  | 9.9863e-05 | 9.7863e-05 | 0
| 15 | 9 | 4 | Shoulder | 9.9952e-05 | 9.8896e-05 | 0 |  | 9.9952e-05 | 9.8896e-05 | 0
| 16 | 9 | 4 | Shoulder | 0.00010204 | 0.00010009 | 0 |  | 0.00010204 | 0.00010009 | 0
| 17 | 9 | 4 | Shoulder | 0.000104 | 0.00010146 | 0 |  | 0.000104 | 0.00010146 | 0
| 18 | 9 | 4 | Shoulder | 0.00010498 | 0.00010274 | 0 |  | 0.00010498 | 0.00010274 | 0
| 19 | 9 | 4 | Shoulder | 0.00010458 | 0.0001039 | 0 |  | 0.00010458 | 0.0001039 | 0
| 20 | 9 | 4 | Shoulder | 0.00010409 | 0.00010441 | 0 |  | 0.00010409 | 0.00010441 | 0
| 21 | 9 | 4 | Shoulder | 0.00010427 | 0.00010448 | 0 |  | 0.00010427 | 0.00010448 | 0
| 22 | 9 | 4 | Shoulder | 9.9908e-05 | 0.00010321 | 0 |  | 9.9908e-05 | 0.00010321 | 0
| 23 | 9 | 4 | Shoulder | 9.2305e-05 | 0.00010014 | 0 |  | 9.2305e-05 | 0.00010014 | 0
| 24 | 9 | 4 | Shoulder | 8.4835e-05 | 9.5328e-05 | 0 |  | 8.4835e-05 | 9.5328e-05 | 0
| 1 | 9 | 5 | Shoulder | 7.8744e-05 | 8.8948e-05 | 0 |  | 7.8744e-05 | 8.8948e-05 | 0
| 2 | 9 | 5 | Shoulder | 7.4342e-05 | 8.2556e-05 | 0 |  | 7.4342e-05 | 8.2556e-05 | 0
| 3 | 9 | 5 | Shoulder | 7.1674e-05 | 7.7399e-05 | 0 |  | 7.1674e-05 | 7.7399e-05 | 0
| 4 | 9 | 5 | Shoulder | 7.0562e-05 | 7.383e-05 | 0 |  | 7.0562e-05 | 7.383e-05 | 0
| 5 | 9 | 5 | Shoulder | 7.0118e-05 | 7.1674e-05 | 0 |  | 7.0118e-05 | 7.1674e-05 | 0
| 6 | 9 | 5 | Shoulder | 7.1629e-05 | 7.0996e-05 | 0 |  | 7.1629e-05 | 7.0996e-05 | 0
| 7 | 9 | 5 | Shoulder | 7.3986e-05 | 7.1574e-05 | 0 |  | 7.3986e-05 | 7.1574e-05 | 0
| 8 | 9 | 5 | Shoulder | 7.821e-05 | 7.3486e-05 | 0 |  | 7.821e-05 | 7.3486e-05 | 0
| 9 | 9 | 5 | Shoulder | 8.6213e-05 | 7.751e-05 | 0 |  | 8.6213e-05 | 7.751e-05 | 0
| 10 | 9 | 5 | Shoulder | 9.2883e-05 | 8.2823e-05 | 0 |  | 9.2883e-05 | 8.2823e-05 | 0
| 11 | 9 | 5 | Shoulder | 9.7329e-05 | 8.8659e-05 | 0 |  | 9.7329e-05 | 8.8659e-05 | 0
| 12 | 9 | 5 | Shoulder | 0.00010124 | 9.4417e-05 | 0 |  | 0.00010124 | 9.4417e-05 | 0
| 13 | 9 | 5 | Shoulder | 0.00010373 | 9.8796e-05 | 0 |  | 0.00010373 | 9.8796e-05 | 0
| 14 | 9 | 5 | Shoulder | 0.00010484 | 0.00010179 | 0 |  | 0.00010484 | 0.00010179 | 0
| 15 | 9 | 5 | Shoulder | 0.00010618 | 0.000104 | 0 |  | 0.00010618 | 0.000104 | 0
| 16 | 9 | 5 | Shoulder | 0.00010804 | 0.0001057 | 0 |  | 0.00010804 | 0.0001057 | 0
| 17 | 9 | 5 | Shoulder | 0.00011009 | 0.00010729 | 0 |  | 0.00011009 | 0.00010729 | 0
| 18 | 9 | 5 | Shoulder | 0.00011191 | 0.00010906 | 0 |  | 0.00011191 | 0.00010906 | 0
| 19 | 9 | 5 | Shoulder | 0.00011058 | 0.00011016 | 0 |  | 0.00011058 | 0.00011016 | 0
| 20 | 9 | 5 | Shoulder | 0.00010871 | 0.00011032 | 0 |  | 0.00010871 | 0.00011032 | 0
| 21 | 9 | 5 | Shoulder | 0.00010787 | 0.00010977 | 0 |  | 0.00010787 | 0.00010977 | 0
| 22 | 9 | 5 | Shoulder | 0.00010169 | 0.00010721 | 0 |  | 0.00010169 | 0.00010721 | 0
| 23 | 9 | 5 | Shoulder | 9.3905e-05 | 0.00010304 | 0 |  | 9.3905e-05 | 0.00010304 | 0
| 24 | 9 | 5 | Shoulder | 8.5591e-05 | 9.7262e-05 | 0 |  | 8.5591e-05 | 9.7262e-05 | 0
| 1 | 9 | 6 | Shoulder | 7.8655e-05 | 8.9959e-05 | 0 |  | 7.8655e-05 | 8.9959e-05 | 0
| 2 | 9 | 6 | Shoulder | 7.3586e-05 | 8.2934e-05 | 0 |  | 7.3586e-05 | 8.2934e-05 | 0
| 3 | 9 | 6 | Shoulder | 7.0696e-05 | 7.7132e-05 | 0 |  | 7.0696e-05 | 7.7132e-05 | 0
| 4 | 9 | 6 | Shoulder | 6.9406e-05 | 7.3086e-05 | 0 |  | 6.9406e-05 | 7.3086e-05 | 0
| 5 | 9 | 6 | Shoulder | 6.9895e-05 | 7.0896e-05 | 0 |  | 6.9895e-05 | 7.0896e-05 | 0
| 6 | 9 | 6 | Shoulder | 7.2341e-05 | 7.0585e-05 | 0 |  | 7.2341e-05 | 7.0585e-05 | 0
| 7 | 9 | 6 | Shoulder | 7.5142e-05 | 7.1696e-05 | 0 |  | 7.5142e-05 | 7.1696e-05 | 0
| 8 | 9 | 6 | Shoulder | 7.901e-05 | 7.4097e-05 | 0 |  | 7.901e-05 | 7.4097e-05 | 0
| 9 | 9 | 6 | Shoulder | 8.648e-05 | 7.8243e-05 | 0 |  | 8.648e-05 | 7.8243e-05 | 0
| 10 | 9 | 6 | Shoulder | 9.3594e-05 | 8.3557e-05 | 0 |  | 9.3594e-05 | 8.3557e-05 | 0
| 11 | 9 | 6 | Shoulder | 9.8841e-05 | 8.9481e-05 | 0 |  | 9.8841e-05 | 8.9481e-05 | 0
| 12 | 9 | 6 | Shoulder | 0.00010204 | 9.5239e-05 | 0 |  | 0.00010204 | 9.5239e-05 | 0
| 13 | 9 | 6 | Shoulder | 0.00010444 | 9.973e-05 | 0 |  | 0.00010444 | 9.973e-05 | 0
| 14 | 9 | 6 | Shoulder | 0.00010604 | 0.00010284 | 0 |  | 0.00010604 | 0.00010284 | 0
| 15 | 9 | 6 | Shoulder | 0.00010796 | 0.00010512 | 0 |  | 0.00010796 | 0.00010512 | 0
| 16 | 9 | 6 | Shoulder | 0.00011053 | 0.00010724 | 0 |  | 0.00011053 | 0.00010724 | 0
| 17 | 9 | 6 | Shoulder | 0.00011414 | 0.00010967 | 0 |  | 0.00011414 | 0.00010967 | 0
| 18 | 9 | 6 | Shoulder | 0.00011685 | 0.00011237 | 0 |  | 0.00011685 | 0.00011237 | 0
| 19 | 9 | 6 | Shoulder | 0.00011591 | 0.00011436 | 0 |  | 0.00011591 | 0.00011436 | 0
| 20 | 9 | 6 | Shoulder | 0.00011356 | 0.00011511 | 0 |  | 0.00011356 | 0.00011511 | 0
| 21 | 9 | 6 | Shoulder | 0.00011267 | 0.00011475 | 0 |  | 0.00011267 | 0.00011475 | 0
| 22 | 9 | 6 | Shoulder | 0.00010413 | 0.00011157 | 0 |  | 0.00010413 | 0.00011157 | 0
| 23 | 9 | 6 | Shoulder | 9.3639e-05 | 0.000106 | 0 |  | 9.3639e-05 | 0.000106 | 0
| 24 | 9 | 6 | Shoulder | 8.3145e-05 | 9.8396e-05 | 0 |  | 8.3145e-05 | 9.8396e-05 | 0
| 1 | 9 | 7 | Shoulder | 7.6654e-05 | 8.9392e-05 | 0 |  | 7.6654e-05 | 8.9392e-05 | 0
| 2 | 9 | 7 | Shoulder | 7.2341e-05 | 8.1445e-05 | 0 |  | 7.2341e-05 | 8.1445e-05 | 0
| 3 | 9 | 7 | Shoulder | 7.0162e-05 | 7.5576e-05 | 0 |  | 7.0162e-05 | 7.5576e-05 | 0
| 4 | 9 | 7 | Shoulder | 6.994e-05 | 7.2274e-05 | 0 |  | 6.994e-05 | 7.2274e-05 | 0
| 5 | 9 | 7 | Shoulder | 7.2697e-05 | 7.1285e-05 | 0 |  | 7.2697e-05 | 7.1285e-05 | 0
| 6 | 9 | 7 | Shoulder | 7.9633e-05 | 7.3108e-05 | 0 |  | 7.9633e-05 | 7.3108e-05 | 0
| 7 | 9 | 7 | Shoulder | 8.9103e-05 | 7.7843e-05 | 0 |  | 8.9103e-05 | 7.7843e-05 | 0
| 8 | 9 | 7 | Shoulder | 9.6795e-05 | 8.4557e-05 | 0 |  | 9.6795e-05 | 8.4557e-05 | 0
| 9 | 9 | 7 | Shoulder | 0.00010089 | 9.1604e-05 | 0 |  | 0.00010089 | 9.1604e-05 | 0
| 10 | 9 | 7 | Shoulder | 0.00010346 | 9.7562e-05 | 0 |  | 0.00010346 | 9.7562e-05 | 0
| 11 | 9 | 7 | Shoulder | 0.00010604 | 0.0001018 | 0 |  | 0.00010604 | 0.0001018 | 0
| 12 | 9 | 7 | Shoulder | 0.00010853 | 0.00010473 | 0 |  | 0.00010853 | 0.00010473 | 0
| 13 | 9 | 7 | Shoulder | 0.00011178 | 0.00010746 | 0 |  | 0.00011178 | 0.00010746 | 0
| 14 | 9 | 7 | Shoulder | 0.00011374 | 0.00011002 | 0 |  | 0.00011374 | 0.00011002 | 0
| 15 | 9 | 7 | Shoulder | 0.00011645 | 0.00011262 | 0 |  | 0.00011645 | 0.00011262 | 0
| 16 | 9 | 7 | Shoulder | 0.00011934 | 0.00011533 | 0 |  | 0.00011934 | 0.00011533 | 0
| 17 | 9 | 7 | Shoulder | 0.00012254 | 0.00011802 | 0 |  | 0.00012254 | 0.00011802 | 0
| 18 | 9 | 7 | Shoulder | 0.00012467 | 0.00012075 | 0 |  | 0.00012467 | 0.00012075 | 0
| 19 | 9 | 7 | Shoulder | 0.00012245 | 0.00012225 | 0 |  | 0.00012245 | 0.00012225 | 0
| 20 | 9 | 7 | Shoulder | 0.00012032 | 0.00012249 | 0 |  | 0.00012032 | 0.00012249 | 0
| 21 | 9 | 7 | Shoulder | 0.00011854 | 0.00012149 | 0 |  | 0.00011854 | 0.00012149 | 0
| 22 | 9 | 7 | Shoulder | 0.00010978 | 0.00011777 | 0 |  | 0.00010978 | 0.00011777 | 0
| 23 | 9 | 7 | Shoulder | 9.7863e-05 | 0.00011162 | 0 |  | 9.7863e-05 | 0.00011162 | 0
| 24 | 9 | 7 | Shoulder | 8.7814e-05 | 0.0001035 | 0 |  | 8.7814e-05 | 0.0001035 | 0
| 1 | 9 | 8 | Shoulder | 8.0166e-05 | 9.3905e-05 | 0 |  | 8.0166e-05 | 9.3905e-05 | 0
| 2 | 9 | 8 | Shoulder | 7.532e-05 | 8.5291e-05 | 0 |  | 7.532e-05 | 8.5291e-05 | 0
| 3 | 9 | 8 | Shoulder | 7.3319e-05 | 7.9155e-05 | 0 |  | 7.3319e-05 | 7.9155e-05 | 0
| 4 | 9 | 8 | Shoulder | 7.2296e-05 | 7.5275e-05 | 0 |  | 7.2296e-05 | 7.5275e-05 | 0
| 5 | 9 | 8 | Shoulder | 7.4697e-05 | 7.3908e-05 | 0 |  | 7.4697e-05 | 7.3908e-05 | 0
| 6 | 9 | 8 | Shoulder | 8.1411e-05 | 7.5431e-05 | 0 |  | 8.1411e-05 | 7.5431e-05 | 0
| 7 | 9 | 8 | Shoulder | 9.1593e-05 | 8e-05 | 0 |  | 9.1593e-05 | 8e-05 | 0
| 8 | 9 | 8 | Shoulder | 9.8707e-05 | 8.6602e-05 | 0 |  | 9.8707e-05 | 8.6602e-05 | 0
| 9 | 9 | 8 | Shoulder | 0.00010289 | 9.365e-05 | 0 |  | 0.00010289 | 9.365e-05 | 0
| 10 | 9 | 8 | Shoulder | 0.0001068 | 9.9997e-05 | 0 |  | 0.0001068 | 9.9997e-05 | 0
| 11 | 9 | 8 | Shoulder | 0.00011102 | 0.00010485 | 0 |  | 0.00011102 | 0.00010485 | 0
| 12 | 9 | 8 | Shoulder | 0.00011422 | 0.00010873 | 0 |  | 0.00011422 | 0.00010873 | 0
| 13 | 9 | 8 | Shoulder | 0.00011778 | 0.00011246 | 0 |  | 0.00011778 | 0.00011246 | 0
| 14 | 9 | 8 | Shoulder | 0.00012076 | 0.00011595 | 0 |  | 0.00012076 | 0.00011595 | 0
| 15 | 9 | 8 | Shoulder | 0.00012343 | 0.00011905 | 0 |  | 0.00012343 | 0.00011905 | 0
| 16 | 9 | 8 | Shoulder | 0.00012676 | 0.00012218 | 0 |  | 0.00012676 | 0.00012218 | 0
| 17 | 9 | 8 | Shoulder | 0.00012881 | 0.00012494 | 0 |  | 0.00012881 | 0.00012494 | 0
| 18 | 9 | 8 | Shoulder | 0.00013014 | 0.00012729 | 0 |  | 0.00013014 | 0.00012729 | 0
| 19 | 9 | 8 | Shoulder | 0.00012872 | 0.00012861 | 0 |  | 0.00012872 | 0.00012861 | 0
| 20 | 9 | 8 | Shoulder | 0.00012543 | 0.00012828 | 0 |  | 0.00012543 | 0.00012828 | 0
| 21 | 9 | 8 | Shoulder | 0.00012263 | 0.00012673 | 0 |  | 0.00012263 | 0.00012673 | 0
| 22 | 9 | 8 | Shoulder | 0.00011307 | 0.00012246 | 0 |  | 0.00011307 | 0.00012246 | 0
| 23 | 9 | 8 | Shoulder | 0.00010075 | 0.00011547 | 0 |  | 0.00010075 | 0.00011547 | 0
| 24 | 9 | 8 | Shoulder | 8.9948e-05 | 0.0001066 | 0 |  | 8.9948e-05 | 0.0001066 | 0
| 1 | 9 | 9 | Shoulder | 8.1811e-05 | 9.6395e-05 | 0 |  | 8.1811e-05 | 9.6395e-05 | 0
| 2 | 9 | 9 | Shoulder | 7.7321e-05 | 8.7458e-05 | 0 |  | 7.7321e-05 | 8.7458e-05 | 0
| 3 | 9 | 9 | Shoulder | 7.4475e-05 | 8.0889e-05 | 0 |  | 7.4475e-05 | 8.0889e-05 | 0
| 4 | 9 | 9 | Shoulder | 7.3097e-05 | 7.6676e-05 | 0 |  | 7.3097e-05 | 7.6676e-05 | 0
| 5 | 9 | 9 | Shoulder | 7.5542e-05 | 7.5109e-05 | 0 |  | 7.5542e-05 | 7.5109e-05 | 0
| 6 | 9 | 9 | Shoulder | 8.1278e-05 | 7.6098e-05 | 0 |  | 8.1278e-05 | 7.6098e-05 | 0
| 7 | 9 | 9 | Shoulder | 9.1682e-05 | 8.04e-05 | 0 |  | 9.1682e-05 | 8.04e-05 | 0
| 8 | 9 | 9 | Shoulder | 9.8396e-05 | 8.6725e-05 | 0 |  | 9.8396e-05 | 8.6725e-05 | 0
| 9 | 9 | 9 | Shoulder | 0.00010258 | 9.3483e-05 | 0 |  | 0.00010258 | 9.3483e-05 | 0
| 10 | 9 | 9 | Shoulder | 0.00010653 | 9.9797e-05 | 0 |  | 0.00010653 | 9.9797e-05 | 0
| 11 | 9 | 9 | Shoulder | 0.00010973 | 0.00010431 | 0 |  | 0.00010973 | 0.00010431 | 0
| 12 | 9 | 9 | Shoulder | 0.00011231 | 0.00010779 | 0 |  | 0.00011231 | 0.00010779 | 0
| 13 | 9 | 9 | Shoulder | 0.00011574 | 0.00011108 | 0 |  | 0.00011574 | 0.00011108 | 0
| 14 | 9 | 9 | Shoulder | 0.00011774 | 0.00011388 | 0 |  | 0.00011774 | 0.00011388 | 0
| 15 | 9 | 9 | Shoulder | 0.00011912 | 0.00011623 | 0 |  | 0.00011912 | 0.00011623 | 0
| 16 | 9 | 9 | Shoulder | 0.00012281 | 0.00011885 | 0 |  | 0.00012281 | 0.00011885 | 0
| 17 | 9 | 9 | Shoulder | 0.00012676 | 0.00012161 | 0 |  | 0.00012676 | 0.00012161 | 0
| 18 | 9 | 9 | Shoulder | 0.00012863 | 0.00012433 | 0 |  | 0.00012863 | 0.00012433 | 0
| 19 | 9 | 9 | Shoulder | 0.00012654 | 0.00012619 | 0 |  | 0.00012654 | 0.00012619 | 0
| 20 | 9 | 9 | Shoulder | 0.00012361 | 0.00012639 | 0 |  | 0.00012361 | 0.00012639 | 0
| 21 | 9 | 9 | Shoulder | 0.00012165 | 0.00012511 | 0 |  | 0.00012165 | 0.00012511 | 0
| 22 | 9 | 9 | Shoulder | 0.00011254 | 0.00012108 | 0 |  | 0.00011254 | 0.00012108 | 0
| 23 | 9 | 9 | Shoulder | 0.00010066 | 0.00011461 | 0 |  | 0.00010066 | 0.00011461 | 0
| 24 | 9 | 9 | Shoulder | 9.0082e-05 | 0.00010623 | 0 |  | 9.0082e-05 | 0.00010623 | 0
| 1 | 9 | 10 | Shoulder | 8.1945e-05 | 9.6306e-05 | 0 |  | 8.1945e-05 | 9.6306e-05 | 0
| 2 | 9 | 10 | Shoulder | 7.7321e-05 | 8.7503e-05 | 0 |  | 7.7321e-05 | 8.7503e-05 | 0
| 3 | 9 | 10 | Shoulder | 7.4475e-05 | 8.0956e-05 | 0 |  | 7.4475e-05 | 8.0956e-05 | 0
| 4 | 9 | 10 | Shoulder | 7.3586e-05 | 7.6832e-05 | 0 |  | 7.3586e-05 | 7.6832e-05 | 0
| 5 | 9 | 10 | Shoulder | 7.5631e-05 | 7.5253e-05 | 0 |  | 7.5631e-05 | 7.5253e-05 | 0
| 6 | 9 | 10 | Shoulder | 8.19e-05 | 7.6398e-05 | 0 |  | 8.19e-05 | 7.6398e-05 | 0
| 7 | 9 | 10 | Shoulder | 9.1727e-05 | 8.0711e-05 | 0 |  | 9.1727e-05 | 8.0711e-05 | 0
| 8 | 9 | 10 | Shoulder | 9.8396e-05 | 8.6914e-05 | 0 |  | 9.8396e-05 | 8.6914e-05 | 0
| 9 | 9 | 10 | Shoulder | 0.00010262 | 9.3661e-05 | 0 |  | 0.00010262 | 9.3661e-05 | 0
| 10 | 9 | 10 | Shoulder | 0.00010493 | 9.9419e-05 | 0 |  | 0.00010493 | 9.9419e-05 | 0
| 11 | 9 | 10 | Shoulder | 0.00010653 | 0.00010312 | 0 |  | 0.00010653 | 0.00010312 | 0
| 12 | 9 | 10 | Shoulder | 0.00010796 | 0.00010551 | 0 |  | 0.00010796 | 0.00010551 | 0
| 13 | 9 | 10 | Shoulder | 0.00010844 | 0.00010697 | 0 |  | 0.00010844 | 0.00010697 | 0
| 14 | 9 | 10 | Shoulder | 0.00010813 | 0.00010777 | 0 |  | 0.00010813 | 0.00010777 | 0
| 15 | 9 | 10 | Shoulder | 0.00010676 | 0.00010782 | 0 |  | 0.00010676 | 0.00010782 | 0
| 16 | 9 | 10 | Shoulder | 0.00010582 | 0.00010729 | 0 |  | 0.00010582 | 0.00010729 | 0
| 17 | 9 | 10 | Shoulder | 0.00010627 | 0.00010674 | 0 |  | 0.00010627 | 0.00010674 | 0
| 18 | 9 | 10 | Shoulder | 0.00010751 | 0.00010659 | 0 |  | 0.00010751 | 0.00010659 | 0
| 19 | 9 | 10 | Shoulder | 0.00010622 | 0.00010645 | 0 |  | 0.00010622 | 0.00010645 | 0
| 20 | 9 | 10 | Shoulder | 0.00010595 | 0.00010649 | 0 |  | 0.00010595 | 0.00010649 | 0
| 21 | 9 | 10 | Shoulder | 0.00010547 | 0.00010629 | 0 |  | 0.00010547 | 0.00010629 | 0
| 22 | 9 | 10 | Shoulder | 9.9152e-05 | 0.0001042 | 0 |  | 9.9152e-05 | 0.0001042 | 0
| 23 | 9 | 10 | Shoulder | 9.1638e-05 | 0.00010055 | 0 |  | 9.1638e-05 | 0.00010055 | 0
| 24 | 9 | 10 | Shoulder | 8.3457e-05 | 9.4928e-05 | 0 |  | 8.3457e-05 | 9.4928e-05 | 0
| 1 | 9 | 11 | Shoulder | 7.6743e-05 | 8.7747e-05 | 0 |  | 7.6743e-05 | 8.7747e-05 | 0
| 2 | 9 | 11 | Shoulder | 7.2341e-05 | 8.1044e-05 | 0 |  | 7.2341e-05 | 8.1044e-05 | 0
| 3 | 9 | 11 | Shoulder | 6.9762e-05 | 7.5576e-05 | 0 |  | 6.9762e-05 | 7.5576e-05 | 0
| 4 | 9 | 11 | Shoulder | 6.8473e-05 | 7.183e-05 | 0 |  | 6.8473e-05 | 7.183e-05 | 0
| 5 | 9 | 11 | Shoulder | 6.9273e-05 | 6.9962e-05 | 0 |  | 6.9273e-05 | 6.9962e-05 | 0
| 6 | 9 | 11 | Shoulder | 7.1407e-05 | 6.9729e-05 | 0 |  | 7.1407e-05 | 6.9729e-05 | 0
| 7 | 9 | 11 | Shoulder | 7.5631e-05 | 7.1196e-05 | 0 |  | 7.5631e-05 | 7.1196e-05 | 0
| 8 | 9 | 11 | Shoulder | 8.0967e-05 | 7.4319e-05 | 0 |  | 8.0967e-05 | 7.4319e-05 | 0
| 9 | 9 | 11 | Shoulder | 8.8392e-05 | 7.9099e-05 | 0 |  | 8.8392e-05 | 7.9099e-05 | 0
| 10 | 9 | 11 | Shoulder | 9.3639e-05 | 8.4657e-05 | 0 |  | 9.3639e-05 | 8.4657e-05 | 0
| 11 | 9 | 11 | Shoulder | 9.6484e-05 | 8.987e-05 | 0 |  | 9.6484e-05 | 8.987e-05 | 0
| 12 | 9 | 11 | Shoulder | 9.8307e-05 | 9.4205e-05 | 0 |  | 9.8307e-05 | 9.4205e-05 | 0
| 13 | 9 | 11 | Shoulder | 9.8885e-05 | 9.6829e-05 | 0 |  | 9.8885e-05 | 9.6829e-05 | 0
| 14 | 9 | 11 | Shoulder | 9.9196e-05 | 9.8218e-05 | 0 |  | 9.9196e-05 | 9.8218e-05 | 0
| 15 | 9 | 11 | Shoulder | 9.9952e-05 | 9.9085e-05 | 0 |  | 9.9952e-05 | 9.9085e-05 | 0
| 16 | 9 | 11 | Shoulder | 0.00010089 | 9.973e-05 | 0 |  | 0.00010089 | 9.973e-05 | 0
| 17 | 9 | 11 | Shoulder | 0.00010258 | 0.00010065 | 0 |  | 0.00010258 | 0.00010065 | 0
| 18 | 9 | 11 | Shoulder | 0.0001044 | 0.00010195 | 0 |  | 0.0001044 | 0.00010195 | 0
| 19 | 9 | 11 | Shoulder | 0.00010418 | 0.00010301 | 0 |  | 0.00010418 | 0.00010301 | 0
| 20 | 9 | 11 | Shoulder | 0.00010489 | 0.00010401 | 0 |  | 0.00010489 | 0.00010401 | 0
| 21 | 9 | 11 | Shoulder | 0.00010391 | 0.00010434 | 0 |  | 0.00010391 | 0.00010434 | 0
| 22 | 9 | 11 | Shoulder | 9.8174e-05 | 0.00010279 | 0 |  | 9.8174e-05 | 0.00010279 | 0
| 23 | 9 | 11 | Shoulder | 9.1326e-05 | 9.9574e-05 | 0 |  | 9.1326e-05 | 9.9574e-05 | 0
| 24 | 9 | 11 | Shoulder | 8.3723e-05 | 9.4283e-05 | 0 |  | 8.3723e-05 | 9.4283e-05 | 0
| 1 | 9 | 12 | Shoulder | 7.7543e-05 | 8.7692e-05 | 0 |  | 7.7543e-05 | 8.7692e-05 | 0
| 2 | 9 | 12 | Shoulder | 7.2608e-05 | 8.13e-05 | 0 |  | 7.2608e-05 | 8.13e-05 | 0
| 3 | 9 | 12 | Shoulder | 6.9629e-05 | 7.5876e-05 | 0 |  | 6.9629e-05 | 7.5876e-05 | 0
| 4 | 9 | 12 | Shoulder | 6.8784e-05 | 7.2141e-05 | 0 |  | 6.8784e-05 | 7.2141e-05 | 0
| 5 | 9 | 12 | Shoulder | 6.8739e-05 | 6.994e-05 | 0 |  | 6.8739e-05 | 6.994e-05 | 0
| 6 | 9 | 12 | Shoulder | 7.0562e-05 | 6.9429e-05 | 0 |  | 7.0562e-05 | 6.9429e-05 | 0
| 7 | 9 | 12 | Shoulder | 7.403e-05 | 7.0529e-05 | 0 |  | 7.403e-05 | 7.0529e-05 | 0
| 8 | 9 | 12 | Shoulder | 7.8744e-05 | 7.3019e-05 | 0 |  | 7.8744e-05 | 7.3019e-05 | 0
| 9 | 9 | 12 | Shoulder | 8.648e-05 | 7.7454e-05 | 0 |  | 8.648e-05 | 7.7454e-05 | 0
| 10 | 9 | 12 | Shoulder | 9.4039e-05 | 8.3323e-05 | 0 |  | 9.4039e-05 | 8.3323e-05 | 0
| 11 | 9 | 12 | Shoulder | 9.7151e-05 | 8.9103e-05 | 0 |  | 9.7151e-05 | 8.9103e-05 | 0
| 12 | 9 | 12 | Shoulder | 9.9463e-05 | 9.4283e-05 | 0 |  | 9.9463e-05 | 9.4283e-05 | 0
| 13 | 9 | 12 | Shoulder | 9.9552e-05 | 9.7551e-05 | 0 |  | 9.9552e-05 | 9.7551e-05 | 0
| 14 | 9 | 12 | Shoulder | 9.933e-05 | 9.8874e-05 | 0 |  | 9.933e-05 | 9.8874e-05 | 0
| 15 | 9 | 12 | Shoulder | 9.8618e-05 | 9.9241e-05 | 0 |  | 9.8618e-05 | 9.9241e-05 | 0
| 16 | 9 | 12 | Shoulder | 9.8574e-05 | 9.9019e-05 | 0 |  | 9.8574e-05 | 9.9019e-05 | 0
| 17 | 9 | 12 | Shoulder | 0.00010102 | 9.9385e-05 | 0 |  | 0.00010102 | 9.9385e-05 | 0
| 18 | 9 | 12 | Shoulder | 0.00010435 | 0.00010064 | 0 |  | 0.00010435 | 0.00010064 | 0
| 19 | 9 | 12 | Shoulder | 0.00010582 | 0.00010244 | 0 |  | 0.00010582 | 0.00010244 | 0
| 20 | 9 | 12 | Shoulder | 0.0001076 | 0.0001047 | 0 |  | 0.0001076 | 0.0001047 | 0
| 21 | 9 | 12 | Shoulder | 0.00010716 | 0.00010623 | 0 |  | 0.00010716 | 0.00010623 | 0
| 22 | 9 | 12 | Shoulder | 9.9285e-05 | 0.00010497 | 0 |  | 9.9285e-05 | 0.00010497 | 0
| 23 | 9 | 12 | Shoulder | 9.0037e-05 | 0.00010102 | 0 |  | 9.0037e-05 | 0.00010102 | 0
| 24 | 9 | 12 | Shoulder | 8.0522e-05 | 9.425e-05 | 0 |  | 8.0522e-05 | 9.425e-05 | 0
| 1 | 9 | 13 | Shoulder | 7.4742e-05 | 8.6147e-05 | 0 |  | 7.4742e-05 | 8.6147e-05 | 0
| 2 | 9 | 13 | Shoulder | 7.0874e-05 | 7.9044e-05 | 0 |  | 7.0874e-05 | 7.9044e-05 | 0
| 3 | 9 | 13 | Shoulder | 6.9228e-05 | 7.3842e-05 | 0 |  | 6.9228e-05 | 7.3842e-05 | 0
| 4 | 9 | 13 | Shoulder | 6.9451e-05 | 7.1074e-05 | 0 |  | 6.9451e-05 | 7.1074e-05 | 0
| 5 | 9 | 13 | Shoulder | 7.2341e-05 | 7.0473e-05 | 0 |  | 7.2341e-05 | 7.0473e-05 | 0
| 6 | 9 | 13 | Shoulder | 8.0211e-05 | 7.2808e-05 | 0 |  | 8.0211e-05 | 7.2808e-05 | 0
| 7 | 9 | 13 | Shoulder | 9.1638e-05 | 7.841e-05 | 0 |  | 9.1638e-05 | 7.841e-05 | 0
| 8 | 9 | 13 | Shoulder | 9.9685e-05 | 8.5969e-05 | 0 |  | 9.9685e-05 | 8.5969e-05 | 0
| 9 | 9 | 13 | Shoulder | 0.00010222 | 9.3438e-05 | 0 |  | 0.00010222 | 9.3438e-05 | 0
| 10 | 9 | 13 | Shoulder | 0.00010329 | 9.9208e-05 | 0 |  | 0.00010329 | 9.9208e-05 | 0
| 11 | 9 | 13 | Shoulder | 0.00010435 | 0.00010239 | 0 |  | 0.00010435 | 0.00010239 | 0
| 12 | 9 | 13 | Shoulder | 0.00010547 | 0.00010383 | 0 |  | 0.00010547 | 0.00010383 | 0
| 13 | 9 | 13 | Shoulder | 0.00010618 | 0.00010482 | 0 |  | 0.00010618 | 0.00010482 | 0
| 14 | 9 | 13 | Shoulder | 0.00010609 | 0.00010552 | 0 |  | 0.00010609 | 0.00010552 | 0
| 15 | 9 | 13 | Shoulder | 0.00010604 | 0.00010594 | 0 |  | 0.00010604 | 0.00010594 | 0
| 16 | 9 | 13 | Shoulder | 0.00010738 | 0.00010642 | 0 |  | 0.00010738 | 0.00010642 | 0
| 17 | 9 | 13 | Shoulder | 0.00010907 | 0.00010714 | 0 |  | 0.00010907 | 0.00010714 | 0
| 18 | 9 | 13 | Shoulder | 0.00011049 | 0.00010824 | 0 |  | 0.00011049 | 0.00010824 | 0
| 19 | 9 | 13 | Shoulder | 0.00011071 | 0.00010941 | 0 |  | 0.00011071 | 0.00010941 | 0
| 20 | 9 | 13 | Shoulder | 0.00011133 | 0.0001104 | 0 |  | 0.00011133 | 0.0001104 | 0
| 21 | 9 | 13 | Shoulder | 0.00010991 | 0.00011061 | 0 |  | 0.00010991 | 0.00011061 | 0
| 22 | 9 | 13 | Shoulder | 0.00010213 | 0.00010852 | 0 |  | 0.00010213 | 0.00010852 | 0
| 23 | 9 | 13 | Shoulder | 9.1549e-05 | 0.00010373 | 0 |  | 9.1549e-05 | 0.00010373 | 0
| 24 | 9 | 13 | Shoulder | 8.2212e-05 | 9.6451e-05 | 0 |  | 8.2212e-05 | 9.6451e-05 | 0
| 1 | 9 | 14 | Shoulder | 7.5453e-05 | 8.7836e-05 | 0 |  | 7.5453e-05 | 8.7836e-05 | 0
| 2 | 9 | 14 | Shoulder | 7.1852e-05 | 8.0266e-05 | 0 |  | 7.1852e-05 | 8.0266e-05 | 0
| 3 | 9 | 14 | Shoulder | 7.034e-05 | 7.4964e-05 | 0 |  | 7.034e-05 | 7.4964e-05 | 0
| 4 | 9 | 14 | Shoulder | 7.0296e-05 | 7.1985e-05 | 0 |  | 7.0296e-05 | 7.1985e-05 | 0
| 5 | 9 | 14 | Shoulder | 7.3497e-05 | 7.1496e-05 | 0 |  | 7.3497e-05 | 7.1496e-05 | 0
| 6 | 9 | 14 | Shoulder | 8.1456e-05 | 7.3897e-05 | 0 |  | 8.1456e-05 | 7.3897e-05 | 0
| 7 | 9 | 14 | Shoulder | 9.3905e-05 | 7.9788e-05 | 0 |  | 9.3905e-05 | 7.9788e-05 | 0
| 8 | 9 | 14 | Shoulder | 0.00010146 | 8.758e-05 | 0 |  | 0.00010146 | 8.758e-05 | 0
| 9 | 9 | 14 | Shoulder | 0.00010404 | 9.5217e-05 | 0 |  | 0.00010404 | 9.5217e-05 | 0
| 10 | 9 | 14 | Shoulder | 0.0001048 | 0.00010105 | 0 |  | 0.0001048 | 0.00010105 | 0
| 11 | 9 | 14 | Shoulder | 0.00010524 | 0.00010389 | 0 |  | 0.00010524 | 0.00010389 | 0
| 12 | 9 | 14 | Shoulder | 0.00010658 | 0.00010517 | 0 |  | 0.00010658 | 0.00010517 | 0
| 13 | 9 | 14 | Shoulder | 0.00010738 | 0.000106 | 0 |  | 0.00010738 | 0.000106 | 0
| 14 | 9 | 14 | Shoulder | 0.00010702 | 0.00010655 | 0 |  | 0.00010702 | 0.00010655 | 0
| 15 | 9 | 14 | Shoulder | 0.00010613 | 0.00010678 | 0 |  | 0.00010613 | 0.00010678 | 0
| 16 | 9 | 14 | Shoulder | 0.00010595 | 0.00010662 | 0 |  | 0.00010595 | 0.00010662 | 0
| 17 | 9 | 14 | Shoulder | 0.00010769 | 0.0001067 | 0 |  | 0.00010769 | 0.0001067 | 0
| 18 | 9 | 14 | Shoulder | 0.00011036 | 0.00010753 | 0 |  | 0.00011036 | 0.00010753 | 0
| 19 | 9 | 14 | Shoulder | 0.00011053 | 0.00010863 | 0 |  | 0.00011053 | 0.00010863 | 0
| 20 | 9 | 14 | Shoulder | 0.00011222 | 0.0001102 | 0 |  | 0.00011222 | 0.0001102 | 0
| 21 | 9 | 14 | Shoulder | 0.00011 | 0.00011078 | 0 |  | 0.00011 | 0.00011078 | 0
| 22 | 9 | 14 | Shoulder | 0.00010195 | 0.00010868 | 0 |  | 0.00010195 | 0.00010868 | 0
| 23 | 9 | 14 | Shoulder | 9.2127e-05 | 0.00010408 | 0 |  | 9.2127e-05 | 0.00010408 | 0
| 24 | 9 | 14 | Shoulder | 8.2967e-05 | 9.6762e-05 | 0 |  | 8.2967e-05 | 9.6762e-05 | 0
| 1 | 9 | 15 | Shoulder | 7.6832e-05 | 8.847e-05 | 0 |  | 7.6832e-05 | 8.847e-05 | 0
| 2 | 9 | 15 | Shoulder | 7.2697e-05 | 8.1156e-05 | 0 |  | 7.2697e-05 | 8.1156e-05 | 0
| 3 | 9 | 15 | Shoulder | 7.0874e-05 | 7.5842e-05 | 0 |  | 7.0874e-05 | 7.5842e-05 | 0
| 4 | 9 | 15 | Shoulder | 7.0651e-05 | 7.2763e-05 | 0 |  | 7.0651e-05 | 7.2763e-05 | 0
| 5 | 9 | 15 | Shoulder | 7.283e-05 | 7.1763e-05 | 0 |  | 7.283e-05 | 7.1763e-05 | 0
| 6 | 9 | 15 | Shoulder | 8.0166e-05 | 7.363e-05 | 0 |  | 8.0166e-05 | 7.363e-05 | 0
| 7 | 9 | 15 | Shoulder | 9.2216e-05 | 7.8966e-05 | 0 |  | 9.2216e-05 | 7.8966e-05 | 0
| 8 | 9 | 15 | Shoulder | 0.00010017 | 8.6347e-05 | 0 |  | 0.00010017 | 8.6347e-05 | 0
| 9 | 9 | 15 | Shoulder | 0.00010324 | 9.395e-05 | 0 |  | 0.00010324 | 9.395e-05 | 0
| 10 | 9 | 15 | Shoulder | 0.00010431 | 9.9986e-05 | 0 |  | 0.00010431 | 9.9986e-05 | 0
| 11 | 9 | 15 | Shoulder | 0.0001052 | 0.00010323 | 0 |  | 0.0001052 | 0.00010323 | 0
| 12 | 9 | 15 | Shoulder | 0.0001048 | 0.00010439 | 0 |  | 0.0001048 | 0.00010439 | 0
| 13 | 9 | 15 | Shoulder | 0.00010502 | 0.00010483 | 0 |  | 0.00010502 | 0.00010483 | 0
| 14 | 9 | 15 | Shoulder | 0.00010404 | 0.00010477 | 0 |  | 0.00010404 | 0.00010477 | 0
| 15 | 9 | 15 | Shoulder | 0.00010346 | 0.00010433 | 0 |  | 0.00010346 | 0.00010433 | 0
| 16 | 9 | 15 | Shoulder | 0.0001032 | 0.00010393 | 0 |  | 0.0001032 | 0.00010393 | 0
| 17 | 9 | 15 | Shoulder | 0.00010453 | 0.00010381 | 0 |  | 0.00010453 | 0.00010381 | 0
| 18 | 9 | 15 | Shoulder | 0.00010671 | 0.00010448 | 0 |  | 0.00010671 | 0.00010448 | 0
| 19 | 9 | 15 | Shoulder | 0.00010764 | 0.00010552 | 0 |  | 0.00010764 | 0.00010552 | 0
| 20 | 9 | 15 | Shoulder | 0.00010973 | 0.00010716 | 0 |  | 0.00010973 | 0.00010716 | 0
| 21 | 9 | 15 | Shoulder | 0.00010893 | 0.00010826 | 0 |  | 0.00010893 | 0.00010826 | 0
| 22 | 9 | 15 | Shoulder | 0.0001016 | 0.00010698 | 0 |  | 0.0001016 | 0.00010698 | 0
| 23 | 9 | 15 | Shoulder | 9.1682e-05 | 0.00010299 | 0 |  | 9.1682e-05 | 0.00010299 | 0
| 24 | 9 | 15 | Shoulder | 8.2567e-05 | 9.6195e-05 | 0 |  | 8.2567e-05 | 9.6195e-05 | 0
| 1 | 9 | 16 | Shoulder | 7.6387e-05 | 8.8058e-05 | 0 |  | 7.6387e-05 | 8.8058e-05 | 0
| 2 | 9 | 16 | Shoulder | 7.3186e-05 | 8.0956e-05 | 0 |  | 7.3186e-05 | 8.0956e-05 | 0
| 3 | 9 | 16 | Shoulder | 7.1896e-05 | 7.6009e-05 | 0 |  | 7.1896e-05 | 7.6009e-05 | 0
| 4 | 9 | 16 | Shoulder | 7.2385e-05 | 7.3464e-05 | 0 |  | 7.2385e-05 | 7.3464e-05 | 0
| 5 | 9 | 16 | Shoulder | 7.6343e-05 | 7.3452e-05 | 0 |  | 7.6343e-05 | 7.3452e-05 | 0
| 6 | 9 | 16 | Shoulder | 8.5769e-05 | 7.6598e-05 | 0 |  | 8.5769e-05 | 7.6598e-05 | 0
| 7 | 9 | 16 | Shoulder | 9.9241e-05 | 8.3434e-05 | 0 |  | 9.9241e-05 | 8.3434e-05 | 0
| 8 | 9 | 16 | Shoulder | 0.00010787 | 9.2305e-05 | 0 |  | 0.00010787 | 9.2305e-05 | 0
| 9 | 9 | 16 | Shoulder | 0.00010956 | 0.00010061 | 0 |  | 0.00010956 | 0.00010061 | 0
| 10 | 9 | 16 | Shoulder | 0.00010791 | 0.00010614 | 0 |  | 0.00010791 | 0.00010614 | 0
| 11 | 9 | 16 | Shoulder | 0.00010631 | 0.00010791 | 0 |  | 0.00010631 | 0.00010791 | 0
| 12 | 9 | 16 | Shoulder | 0.00010502 | 0.0001072 | 0 |  | 0.00010502 | 0.0001072 | 0
| 13 | 9 | 16 | Shoulder | 0.00010475 | 0.000106 | 0 |  | 0.00010475 | 0.000106 | 0
| 14 | 9 | 16 | Shoulder | 0.00010378 | 0.00010497 | 0 |  | 0.00010378 | 0.00010497 | 0
| 15 | 9 | 16 | Shoulder | 0.0001028 | 0.00010409 | 0 |  | 0.0001028 | 0.00010409 | 0
| 16 | 9 | 16 | Shoulder | 0.0001032 | 0.00010363 | 0 |  | 0.0001032 | 0.00010363 | 0
| 17 | 9 | 16 | Shoulder | 0.00010449 | 0.00010356 | 0 |  | 0.00010449 | 0.00010356 | 0
| 18 | 9 | 16 | Shoulder | 0.00010644 | 0.00010423 | 0 |  | 0.00010644 | 0.00010423 | 0
| 19 | 9 | 16 | Shoulder | 0.00010729 | 0.00010535 | 0 |  | 0.00010729 | 0.00010535 | 0
| 20 | 9 | 16 | Shoulder | 0.00011045 | 0.00010717 | 0 |  | 0.00011045 | 0.00010717 | 0
| 21 | 9 | 16 | Shoulder | 0.00010889 | 0.00010827 | 0 |  | 0.00010889 | 0.00010827 | 0
| 22 | 9 | 16 | Shoulder | 0.00010146 | 0.00010702 | 0 |  | 0.00010146 | 0.00010702 | 0
| 23 | 9 | 16 | Shoulder | 9.1638e-05 | 0.00010311 | 0 |  | 9.1638e-05 | 0.00010311 | 0
| 24 | 9 | 16 | Shoulder | 8.2523e-05 | 9.6128e-05 | 0 |  | 8.2523e-05 | 9.6128e-05 | 0
| 1 | 9 | 17 | Shoulder | 7.6654e-05 | 8.807e-05 | 0 |  | 7.6654e-05 | 8.807e-05 | 0
| 2 | 9 | 17 | Shoulder | 7.3052e-05 | 8.0967e-05 | 0 |  | 7.3052e-05 | 8.0967e-05 | 0
| 3 | 9 | 17 | Shoulder | 7.1541e-05 | 7.5942e-05 | 0 |  | 7.1541e-05 | 7.5942e-05 | 0
| 4 | 9 | 17 | Shoulder | 7.1452e-05 | 7.3175e-05 | 0 |  | 7.1452e-05 | 7.3175e-05 | 0
| 5 | 9 | 17 | Shoulder | 7.3897e-05 | 7.2485e-05 | 0 |  | 7.3897e-05 | 7.2485e-05 | 0
| 6 | 9 | 17 | Shoulder | 8.1456e-05 | 7.4586e-05 | 0 |  | 8.1456e-05 | 7.4586e-05 | 0
| 7 | 9 | 17 | Shoulder | 9.3861e-05 | 8.0166e-05 | 0 |  | 9.3861e-05 | 8.0166e-05 | 0
| 8 | 9 | 17 | Shoulder | 0.0001024 | 8.7903e-05 | 0 |  | 0.0001024 | 8.7903e-05 | 0
| 9 | 9 | 17 | Shoulder | 0.0001068 | 9.6128e-05 | 0 |  | 0.0001068 | 9.6128e-05 | 0
| 10 | 9 | 17 | Shoulder | 0.00010916 | 0.00010305 | 0 |  | 0.00010916 | 0.00010305 | 0
| 11 | 9 | 17 | Shoulder | 0.00011053 | 0.00010722 | 0 |  | 0.00011053 | 0.00010722 | 0
| 12 | 9 | 17 | Shoulder | 0.00011156 | 0.00010951 | 0 |  | 0.00011156 | 0.00010951 | 0
| 13 | 9 | 17 | Shoulder | 0.00011205 | 0.00011082 | 0 |  | 0.00011205 | 0.00011082 | 0
| 14 | 9 | 17 | Shoulder | 0.00011098 | 0.00011128 | 0 |  | 0.00011098 | 0.00011128 | 0
| 15 | 9 | 17 | Shoulder | 0.00010853 | 0.00011078 | 0 |  | 0.00010853 | 0.00011078 | 0
| 16 | 9 | 17 | Shoulder | 0.00010818 | 0.00010993 | 0 |  | 0.00010818 | 0.00010993 | 0
| 17 | 9 | 17 | Shoulder | 0.00010871 | 0.0001091 | 0 |  | 0.00010871 | 0.0001091 | 0
| 18 | 9 | 17 | Shoulder | 0.00010831 | 0.00010843 | 0 |  | 0.00010831 | 0.00010843 | 0
| 19 | 9 | 17 | Shoulder | 0.00010693 | 0.00010803 | 0 |  | 0.00010693 | 0.00010803 | 0
| 20 | 9 | 17 | Shoulder | 0.00010693 | 0.00010772 | 0 |  | 0.00010693 | 0.00010772 | 0
| 21 | 9 | 17 | Shoulder | 0.00010395 | 0.00010653 | 0 |  | 0.00010395 | 0.00010653 | 0
| 22 | 9 | 17 | Shoulder | 9.8174e-05 | 0.000104 | 0 |  | 9.8174e-05 | 0.000104 | 0
| 23 | 9 | 17 | Shoulder | 9.0748e-05 | 9.9952e-05 | 0 |  | 9.0748e-05 | 9.9952e-05 | 0
| 24 | 9 | 17 | Shoulder | 7.8477e-05 | 9.2838e-05 | 0 |  | 7.8477e-05 | 9.2838e-05 | 0
| 1 | 9 | 18 | Shoulder | 7.2385e-05 | 8.4946e-05 | 0 |  | 7.2385e-05 | 8.4946e-05 | 0
| 2 | 9 | 18 | Shoulder | 6.8784e-05 | 7.7599e-05 | 0 |  | 6.8784e-05 | 7.7599e-05 | 0
| 3 | 9 | 18 | Shoulder | 6.6916e-05 | 7.1641e-05 | 0 |  | 6.6916e-05 | 7.1641e-05 | 0
| 4 | 9 | 18 | Shoulder | 6.6294e-05 | 6.8595e-05 | 0 |  | 6.6294e-05 | 6.8595e-05 | 0
| 5 | 9 | 18 | Shoulder | 6.6872e-05 | 6.7217e-05 | 0 |  | 6.6872e-05 | 6.7217e-05 | 0
| 6 | 9 | 18 | Shoulder | 7.0207e-05 | 6.7572e-05 | 0 |  | 7.0207e-05 | 6.7572e-05 | 0
| 7 | 9 | 18 | Shoulder | 7.4786e-05 | 6.954e-05 | 0 |  | 7.4786e-05 | 6.954e-05 | 0
| 8 | 9 | 18 | Shoulder | 8.1456e-05 | 7.333e-05 | 0 |  | 8.1456e-05 | 7.333e-05 | 0
| 9 | 9 | 18 | Shoulder | 8.9415e-05 | 7.8966e-05 | 0 |  | 8.9415e-05 | 7.8966e-05 | 0
| 10 | 9 | 18 | Shoulder | 9.5106e-05 | 8.5191e-05 | 0 |  | 9.5106e-05 | 8.5191e-05 | 0
| 11 | 9 | 18 | Shoulder | 9.764e-05 | 9.0904e-05 | 0 |  | 9.764e-05 | 9.0904e-05 | 0
| 12 | 9 | 18 | Shoulder | 9.8841e-05 | 9.525e-05 | 0 |  | 9.8841e-05 | 9.525e-05 | 0
| 13 | 9 | 18 | Shoulder | 9.7951e-05 | 9.7385e-05 | 0 |  | 9.7951e-05 | 9.7385e-05 | 0
| 14 | 9 | 18 | Shoulder | 9.7729e-05 | 9.804e-05 | 0 |  | 9.7729e-05 | 9.804e-05 | 0
| 15 | 9 | 18 | Shoulder | 9.7596e-05 | 9.8029e-05 | 0 |  | 9.7596e-05 | 9.8029e-05 | 0
| 16 | 9 | 18 | Shoulder | 9.8085e-05 | 9.784e-05 | 0 |  | 9.8085e-05 | 9.784e-05 | 0
| 17 | 9 | 18 | Shoulder | 9.9463e-05 | 9.8218e-05 | 0 |  | 9.9463e-05 | 9.8218e-05 | 0
| 18 | 9 | 18 | Shoulder | 0.00010146 | 9.9152e-05 | 0 |  | 0.00010146 | 9.9152e-05 | 0
| 19 | 9 | 18 | Shoulder | 0.00010195 | 0.00010024 | 0 |  | 0.00010195 | 0.00010024 | 0
| 20 | 9 | 18 | Shoulder | 0.00010409 | 0.00010174 | 0 |  | 0.00010409 | 0.00010174 | 0
| 21 | 9 | 18 | Shoulder | 0.00010235 | 0.00010246 | 0 |  | 0.00010235 | 0.00010246 | 0
| 22 | 9 | 18 | Shoulder | 9.7151e-05 | 0.00010139 | 0 |  | 9.7151e-05 | 0.00010139 | 0
| 23 | 9 | 18 | Shoulder | 9.0259e-05 | 9.8463e-05 | 0 |  | 9.0259e-05 | 9.8463e-05 | 0
| 24 | 9 | 18 | Shoulder | 8.2745e-05 | 9.3127e-05 | 0 |  | 8.2745e-05 | 9.3127e-05 | 0
| 1 | 9 | 19 | Shoulder | 7.6476e-05 | 8.6658e-05 | 0 |  | 7.6476e-05 | 8.6658e-05 | 0
| 2 | 9 | 19 | Shoulder | 7.243e-05 | 8.0478e-05 | 0 |  | 7.243e-05 | 8.0478e-05 | 0
| 3 | 9 | 19 | Shoulder | 7.0473e-05 | 7.5531e-05 | 0 |  | 7.0473e-05 | 7.5531e-05 | 0
| 4 | 9 | 19 | Shoulder | 6.9851e-05 | 7.2308e-05 | 0 |  | 6.9851e-05 | 7.2308e-05 | 0
| 5 | 9 | 19 | Shoulder | 7.0296e-05 | 7.0762e-05 | 0 |  | 7.0296e-05 | 7.0762e-05 | 0
| 6 | 9 | 19 | Shoulder | 7.3008e-05 | 7.0907e-05 | 0 |  | 7.3008e-05 | 7.0907e-05 | 0
| 7 | 9 | 19 | Shoulder | 7.7499e-05 | 7.2663e-05 | 0 |  | 7.7499e-05 | 7.2663e-05 | 0
| 8 | 9 | 19 | Shoulder | 8.3768e-05 | 7.6142e-05 | 0 |  | 8.3768e-05 | 7.6142e-05 | 0
| 9 | 9 | 19 | Shoulder | 9.1371e-05 | 8.1411e-05 | 0 |  | 9.1371e-05 | 8.1411e-05 | 0
| 10 | 9 | 19 | Shoulder | 9.7462e-05 | 8.7525e-05 | 0 |  | 9.7462e-05 | 8.7525e-05 | 0
| 11 | 9 | 19 | Shoulder | 0.00010026 | 9.3216e-05 | 0 |  | 0.00010026 | 9.3216e-05 | 0
| 12 | 9 | 19 | Shoulder | 0.00010146 | 9.764e-05 | 0 |  | 0.00010146 | 9.764e-05 | 0
| 13 | 9 | 19 | Shoulder | 0.00010213 | 0.00010033 | 0 |  | 0.00010213 | 0.00010033 | 0
| 14 | 9 | 19 | Shoulder | 0.00010155 | 0.00010135 | 0 |  | 0.00010155 | 0.00010135 | 0
| 15 | 9 | 19 | Shoulder | 0.0001004 | 0.00010139 | 0 |  | 0.0001004 | 0.00010139 | 0
| 16 | 9 | 19 | Shoulder | 9.9685e-05 | 0.00010094 | 0 |  | 9.9685e-05 | 0.00010094 | 0
| 17 | 9 | 19 | Shoulder | 0.00010017 | 0.00010045 | 0 |  | 0.00010017 | 0.00010045 | 0
| 18 | 9 | 19 | Shoulder | 0.00010493 | 0.0001013 | 0 |  | 0.00010493 | 0.0001013 | 0
| 19 | 9 | 19 | Shoulder | 0.00010551 | 0.00010258 | 0 |  | 0.00010551 | 0.00010258 | 0
| 20 | 9 | 19 | Shoulder | 0.00010858 | 0.0001048 | 0 |  | 0.00010858 | 0.0001048 | 0
| 21 | 9 | 19 | Shoulder | 0.0001068 | 0.00010645 | 0 |  | 0.0001068 | 0.00010645 | 0
| 22 | 9 | 19 | Shoulder | 9.9374e-05 | 0.00010507 | 0 |  | 9.9374e-05 | 0.00010507 | 0
| 23 | 9 | 19 | Shoulder | 8.9726e-05 | 0.00010112 | 0 |  | 8.9726e-05 | 0.00010112 | 0
| 24 | 9 | 19 | Shoulder | 8.0789e-05 | 9.4172e-05 | 0 |  | 8.0789e-05 | 9.4172e-05 | 0
| 1 | 9 | 20 | Shoulder | 7.5498e-05 | 8.6347e-05 | 0 |  | 7.5498e-05 | 8.6347e-05 | 0
| 2 | 9 | 20 | Shoulder | 7.203e-05 | 7.9511e-05 | 0 |  | 7.203e-05 | 7.9511e-05 | 0
| 3 | 9 | 20 | Shoulder | 7.1185e-05 | 7.4875e-05 | 0 |  | 7.1185e-05 | 7.4875e-05 | 0
| 4 | 9 | 20 | Shoulder | 7.1496e-05 | 7.2552e-05 | 0 |  | 7.1496e-05 | 7.2552e-05 | 0
| 5 | 9 | 20 | Shoulder | 7.5142e-05 | 7.2463e-05 | 0 |  | 7.5142e-05 | 7.2463e-05 | 0
| 6 | 9 | 20 | Shoulder | 8.3457e-05 | 7.532e-05 | 0 |  | 8.3457e-05 | 7.532e-05 | 0
| 7 | 9 | 20 | Shoulder | 9.6573e-05 | 8.1667e-05 | 0 |  | 9.6573e-05 | 8.1667e-05 | 0
| 8 | 9 | 20 | Shoulder | 0.00010467 | 8.9959e-05 | 0 |  | 0.00010467 | 8.9959e-05 | 0
| 9 | 9 | 20 | Shoulder | 0.00010716 | 9.7963e-05 | 0 |  | 0.00010716 | 9.7963e-05 | 0
| 10 | 9 | 20 | Shoulder | 0.00010747 | 0.00010397 | 0 |  | 0.00010747 | 0.00010397 | 0
| 11 | 9 | 20 | Shoulder | 0.00010742 | 0.00010668 | 0 |  | 0.00010742 | 0.00010668 | 0
| 12 | 9 | 20 | Shoulder | 0.00010711 | 0.00010729 | 0 |  | 0.00010711 | 0.00010729 | 0
| 13 | 9 | 20 | Shoulder | 0.00010702 | 0.00010726 | 0 |  | 0.00010702 | 0.00010726 | 0
| 14 | 9 | 20 | Shoulder | 0.00010587 | 0.00010686 | 0 |  | 0.00010587 | 0.00010686 | 0
| 15 | 9 | 20 | Shoulder | 0.00010511 | 0.00010628 | 0 |  | 0.00010511 | 0.00010628 | 0
| 16 | 9 | 20 | Shoulder | 0.00010515 | 0.00010579 | 0 |  | 0.00010515 | 0.00010579 | 0
| 17 | 9 | 20 | Shoulder | 0.00010724 | 0.00010584 | 0 |  | 0.00010724 | 0.00010584 | 0
| 18 | 9 | 20 | Shoulder | 0.00011009 | 0.0001069 | 0 |  | 0.00011009 | 0.0001069 | 0
| 19 | 9 | 20 | Shoulder | 0.00011031 | 0.0001082 | 0 |  | 0.00011031 | 0.0001082 | 0
| 20 | 9 | 20 | Shoulder | 0.00011191 | 0.00010989 | 0 |  | 0.00011191 | 0.00010989 | 0
| 21 | 9 | 20 | Shoulder | 0.00011 | 0.00011058 | 0 |  | 0.00011 | 0.00011058 | 0
| 22 | 9 | 20 | Shoulder | 0.00010164 | 0.00010847 | 0 |  | 0.00010164 | 0.00010847 | 0
| 23 | 9 | 20 | Shoulder | 9.1549e-05 | 0.00010378 | 0 |  | 9.1549e-05 | 0.00010378 | 0
| 24 | 9 | 20 | Shoulder | 8.2345e-05 | 9.6384e-05 | 0 |  | 8.2345e-05 | 9.6384e-05 | 0
| 1 | 9 | 21 | Shoulder | 7.6343e-05 | 8.797e-05 | 0 |  | 7.6343e-05 | 8.797e-05 | 0
| 2 | 9 | 21 | Shoulder | 7.2963e-05 | 8.08e-05 | 0 |  | 7.2963e-05 | 8.08e-05 | 0
| 3 | 9 | 21 | Shoulder | 7.1363e-05 | 7.5753e-05 | 0 |  | 7.1363e-05 | 7.5753e-05 | 0
| 4 | 9 | 21 | Shoulder | 7.2074e-05 | 7.3186e-05 | 0 |  | 7.2074e-05 | 7.3186e-05 | 0
| 5 | 9 | 21 | Shoulder | 7.5676e-05 | 7.3019e-05 | 0 |  | 7.5676e-05 | 7.3019e-05 | 0
| 6 | 9 | 21 | Shoulder | 8.4657e-05 | 7.5942e-05 | 0 |  | 8.4657e-05 | 7.5942e-05 | 0
| 7 | 9 | 21 | Shoulder | 9.8485e-05 | 8.2723e-05 | 0 |  | 9.8485e-05 | 8.2723e-05 | 0
| 8 | 9 | 21 | Shoulder | 0.0001072 | 9.1504e-05 | 0 |  | 0.0001072 | 9.1504e-05 | 0
| 9 | 9 | 21 | Shoulder | 0.00010893 | 9.9819e-05 | 0 |  | 0.00010893 | 9.9819e-05 | 0
| 10 | 9 | 21 | Shoulder | 0.0001076 | 0.00010555 | 0 |  | 0.0001076 | 0.00010555 | 0
| 11 | 9 | 21 | Shoulder | 0.00010662 | 0.00010759 | 0 |  | 0.00010662 | 0.00010759 | 0
| 12 | 9 | 21 | Shoulder | 0.00010591 | 0.00010727 | 0 |  | 0.00010591 | 0.00010727 | 0
| 13 | 9 | 21 | Shoulder | 0.00010644 | 0.00010664 | 0 |  | 0.00010644 | 0.00010664 | 0
| 14 | 9 | 21 | Shoulder | 0.00010667 | 0.00010641 | 0 |  | 0.00010667 | 0.00010641 | 0
| 15 | 9 | 21 | Shoulder | 0.00010676 | 0.00010644 | 0 |  | 0.00010676 | 0.00010644 | 0
| 16 | 9 | 21 | Shoulder | 0.00010809 | 0.00010699 | 0 |  | 0.00010809 | 0.00010699 | 0
| 17 | 9 | 21 | Shoulder | 0.00011076 | 0.00010807 | 0 |  | 0.00011076 | 0.00010807 | 0
| 18 | 9 | 21 | Shoulder | 0.00011356 | 0.00010979 | 0 |  | 0.00011356 | 0.00010979 | 0
| 19 | 9 | 21 | Shoulder | 0.00011258 | 0.00011125 | 0 |  | 0.00011258 | 0.00011125 | 0
| 20 | 9 | 21 | Shoulder | 0.00011462 | 0.00011288 | 0 |  | 0.00011462 | 0.00011288 | 0
| 21 | 9 | 21 | Shoulder | 0.00011089 | 0.00011291 | 0 |  | 0.00011089 | 0.00011291 | 0
| 22 | 9 | 21 | Shoulder | 0.00010289 | 0.00011025 | 0 |  | 0.00010289 | 0.00011025 | 0
| 23 | 9 | 21 | Shoulder | 9.2305e-05 | 0.00010518 | 0 |  | 9.2305e-05 | 0.00010518 | 0
| 24 | 9 | 21 | Shoulder | 8.2967e-05 | 9.7262e-05 | 0 |  | 8.2967e-05 | 9.7262e-05 | 0
| 1 | 9 | 22 | Shoulder | 7.6832e-05 | 8.8748e-05 | 0 |  | 7.6832e-05 | 8.8748e-05 | 0
| 2 | 9 | 22 | Shoulder | 7.3008e-05 | 8.1278e-05 | 0 |  | 7.3008e-05 | 8.1278e-05 | 0
| 3 | 9 | 22 | Shoulder | 7.1274e-05 | 7.602e-05 | 0 |  | 7.1274e-05 | 7.602e-05 | 0
| 4 | 9 | 22 | Shoulder | 7.1496e-05 | 7.3152e-05 | 0 |  | 7.1496e-05 | 7.3152e-05 | 0
| 5 | 9 | 22 | Shoulder | 7.4564e-05 | 7.2585e-05 | 0 |  | 7.4564e-05 | 7.2585e-05 | 0
| 6 | 9 | 22 | Shoulder | 8.1634e-05 | 7.4742e-05 | 0 |  | 8.1634e-05 | 7.4742e-05 | 0
| 7 | 9 | 22 | Shoulder | 9.3861e-05 | 8.0389e-05 | 0 |  | 9.3861e-05 | 8.0389e-05 | 0
| 8 | 9 | 22 | Shoulder | 0.00010289 | 8.8236e-05 | 0 |  | 0.00010289 | 8.8236e-05 | 0
| 9 | 9 | 22 | Shoulder | 0.00010613 | 9.6128e-05 | 0 |  | 0.00010613 | 9.6128e-05 | 0
| 10 | 9 | 22 | Shoulder | 0.00010698 | 0.00010246 | 0 |  | 0.00010698 | 0.00010246 | 0
| 11 | 9 | 22 | Shoulder | 0.00010813 | 0.00010603 | 0 |  | 0.00010813 | 0.00010603 | 0
| 12 | 9 | 22 | Shoulder | 0.00010876 | 0.0001075 | 0 |  | 0.00010876 | 0.0001075 | 0
| 13 | 9 | 22 | Shoulder | 0.00010836 | 0.00010806 | 0 |  | 0.00010836 | 0.00010806 | 0
| 14 | 9 | 22 | Shoulder | 0.00010676 | 0.000108 | 0 |  | 0.00010676 | 0.000108 | 0
| 15 | 9 | 22 | Shoulder | 0.00010613 | 0.0001075 | 0 |  | 0.00010613 | 0.0001075 | 0
| 16 | 9 | 22 | Shoulder | 0.00010618 | 0.00010686 | 0 |  | 0.00010618 | 0.00010686 | 0
| 17 | 9 | 22 | Shoulder | 0.00010738 | 0.00010661 | 0 |  | 0.00010738 | 0.00010661 | 0
| 18 | 9 | 22 | Shoulder | 0.00011 | 0.00010742 | 0 |  | 0.00011 | 0.00010742 | 0
| 19 | 9 | 22 | Shoulder | 0.00011098 | 0.00010863 | 0 |  | 0.00011098 | 0.00010863 | 0
| 20 | 9 | 22 | Shoulder | 0.00011378 | 0.00011053 | 0 |  | 0.00011378 | 0.00011053 | 0
| 21 | 9 | 22 | Shoulder | 0.00011071 | 0.00011137 | 0 |  | 0.00011071 | 0.00011137 | 0
| 22 | 9 | 22 | Shoulder | 0.00010302 | 0.00010962 | 0 |  | 0.00010302 | 0.00010962 | 0
| 23 | 9 | 22 | Shoulder | 9.2171e-05 | 0.00010492 | 0 |  | 9.2171e-05 | 0.00010492 | 0
| 24 | 9 | 22 | Shoulder | 8.3368e-05 | 9.7318e-05 | 0 |  | 8.3368e-05 | 9.7318e-05 | 0
| 1 | 9 | 23 | Shoulder | 7.6298e-05 | 8.8714e-05 | 0 |  | 7.6298e-05 | 8.8714e-05 | 0
| 2 | 9 | 23 | Shoulder | 7.283e-05 | 8.1167e-05 | 0 |  | 7.283e-05 | 8.1167e-05 | 0
| 3 | 9 | 23 | Shoulder | 7.0518e-05 | 7.5753e-05 | 0 |  | 7.0518e-05 | 7.5753e-05 | 0
| 4 | 9 | 23 | Shoulder | 7.1363e-05 | 7.2752e-05 | 0 |  | 7.1363e-05 | 7.2752e-05 | 0
| 5 | 9 | 23 | Shoulder | 7.4475e-05 | 7.2296e-05 | 0 |  | 7.4475e-05 | 7.2296e-05 | 0
| 6 | 9 | 23 | Shoulder | 8.2034e-05 | 7.4597e-05 | 0 |  | 8.2034e-05 | 7.4597e-05 | 0
| 7 | 9 | 23 | Shoulder | 9.4839e-05 | 8.0678e-05 | 0 |  | 9.4839e-05 | 8.0678e-05 | 0
| 8 | 9 | 23 | Shoulder | 0.00010311 | 8.8614e-05 | 0 |  | 0.00010311 | 8.8614e-05 | 0
| 9 | 9 | 23 | Shoulder | 0.00010591 | 9.6473e-05 | 0 |  | 0.00010591 | 9.6473e-05 | 0
| 10 | 9 | 23 | Shoulder | 0.00010627 | 0.00010253 | 0 |  | 0.00010627 | 0.00010253 | 0
| 11 | 9 | 23 | Shoulder | 0.00010707 | 0.00010559 | 0 |  | 0.00010707 | 0.00010559 | 0
| 12 | 9 | 23 | Shoulder | 0.00010667 | 0.00010648 | 0 |  | 0.00010667 | 0.00010648 | 0
| 13 | 9 | 23 | Shoulder | 0.00010667 | 0.00010667 | 0 |  | 0.00010667 | 0.00010667 | 0
| 14 | 9 | 23 | Shoulder | 0.00010622 | 0.00010666 | 0 |  | 0.00010622 | 0.00010666 | 0
| 15 | 9 | 23 | Shoulder | 0.00010578 | 0.00010633 | 0 |  | 0.00010578 | 0.00010633 | 0
| 16 | 9 | 23 | Shoulder | 0.00010644 | 0.00010628 | 0 |  | 0.00010644 | 0.00010628 | 0
| 17 | 9 | 23 | Shoulder | 0.00010822 | 0.00010667 | 0 |  | 0.00010822 | 0.00010667 | 0
| 18 | 9 | 23 | Shoulder | 0.00011013 | 0.00010764 | 0 |  | 0.00011013 | 0.00010764 | 0
| 19 | 9 | 23 | Shoulder | 0.00011009 | 0.00010872 | 0 |  | 0.00011009 | 0.00010872 | 0
| 20 | 9 | 23 | Shoulder | 0.00011218 | 0.00011016 | 0 |  | 0.00011218 | 0.00011016 | 0
| 21 | 9 | 23 | Shoulder | 0.00010978 | 0.00011055 | 0 |  | 0.00010978 | 0.00011055 | 0
| 22 | 9 | 23 | Shoulder | 0.00010271 | 0.00010869 | 0 |  | 0.00010271 | 0.00010869 | 0
| 23 | 9 | 23 | Shoulder | 9.2438e-05 | 0.00010428 | 0 |  | 9.2438e-05 | 0.00010428 | 0
| 24 | 9 | 23 | Shoulder | 8.2967e-05 | 9.6973e-05 | 0 |  | 8.2967e-05 | 9.6973e-05 | 0
| 1 | 9 | 24 | Shoulder | 7.5542e-05 | 8.8414e-05 | 0 |  | 7.5542e-05 | 8.8414e-05 | 0
| 2 | 9 | 24 | Shoulder | 7.2163e-05 | 8.0778e-05 | 0 |  | 7.2163e-05 | 8.0778e-05 | 0
| 3 | 9 | 24 | Shoulder | 7.0473e-05 | 7.5287e-05 | 0 |  | 7.0473e-05 | 7.5287e-05 | 0
| 4 | 9 | 24 | Shoulder | 7.0696e-05 | 7.2219e-05 | 0 |  | 7.0696e-05 | 7.2219e-05 | 0
| 5 | 9 | 24 | Shoulder | 7.4075e-05 | 7.1852e-05 | 0 |  | 7.4075e-05 | 7.1852e-05 | 0
| 6 | 9 | 24 | Shoulder | 8.1856e-05 | 7.4275e-05 | 0 |  | 8.1856e-05 | 7.4275e-05 | 0
| 7 | 9 | 24 | Shoulder | 9.5061e-05 | 8.0422e-05 | 0 |  | 9.5061e-05 | 8.0422e-05 | 0
| 8 | 9 | 24 | Shoulder | 0.00010253 | 8.8381e-05 | 0 |  | 0.00010253 | 8.8381e-05 | 0
| 9 | 9 | 24 | Shoulder | 0.00010555 | 9.6251e-05 | 0 |  | 0.00010555 | 9.6251e-05 | 0
| 10 | 9 | 24 | Shoulder | 0.00010564 | 0.0001022 | 0 |  | 0.00010564 | 0.0001022 | 0
| 11 | 9 | 24 | Shoulder | 0.00010529 | 0.00010475 | 0 |  | 0.00010529 | 0.00010475 | 0
| 12 | 9 | 24 | Shoulder | 0.00010462 | 0.00010528 | 0 |  | 0.00010462 | 0.00010528 | 0
| 13 | 9 | 24 | Shoulder | 0.00010493 | 0.00010512 | 0 |  | 0.00010493 | 0.00010512 | 0
| 14 | 9 | 24 | Shoulder | 0.00010524 | 0.00010502 | 0 |  | 0.00010524 | 0.00010502 | 0
| 15 | 9 | 24 | Shoulder | 0.00010498 | 0.00010494 | 0 |  | 0.00010498 | 0.00010494 | 0
| 16 | 9 | 24 | Shoulder | 0.00010613 | 0.00010532 | 0 |  | 0.00010613 | 0.00010532 | 0
| 17 | 9 | 24 | Shoulder | 0.00010804 | 0.0001061 | 0 |  | 0.00010804 | 0.0001061 | 0
| 18 | 9 | 24 | Shoulder | 0.00010836 | 0.00010688 | 0 |  | 0.00010836 | 0.00010688 | 0
| 19 | 9 | 24 | Shoulder | 0.00010613 | 0.00010717 | 0 |  | 0.00010613 | 0.00010717 | 0
| 20 | 9 | 24 | Shoulder | 0.00010716 | 0.00010742 | 0 |  | 0.00010716 | 0.00010742 | 0
| 21 | 9 | 24 | Shoulder | 0.00010422 | 0.00010647 | 0 |  | 0.00010422 | 0.00010647 | 0
| 22 | 9 | 24 | Shoulder | 9.8174e-05 | 0.00010392 | 0 |  | 9.8174e-05 | 0.00010392 | 0
| 23 | 9 | 24 | Shoulder | 8.9548e-05 | 9.9774e-05 | 0 |  | 8.9548e-05 | 9.9774e-05 | 0
| 24 | 9 | 24 | Shoulder | 8.1811e-05 | 9.3438e-05 | 0 |  | 8.1811e-05 | 9.3438e-05 | 0
| 1 | 9 | 25 | Shoulder | 7.5053e-05 | 8.6147e-05 | 0 |  | 7.5053e-05 | 8.6147e-05 | 0
| 2 | 9 | 25 | Shoulder | 7.0651e-05 | 7.9266e-05 | 0 |  | 7.0651e-05 | 7.9266e-05 | 0
| 3 | 9 | 25 | Shoulder | 6.8295e-05 | 7.3953e-05 | 0 |  | 6.8295e-05 | 7.3953e-05 | 0
| 4 | 9 | 25 | Shoulder | 6.7984e-05 | 7.0496e-05 | 0 |  | 6.7984e-05 | 7.0496e-05 | 0
| 5 | 9 | 25 | Shoulder | 6.8339e-05 | 6.8817e-05 | 0 |  | 6.8339e-05 | 6.8817e-05 | 0
| 6 | 9 | 25 | Shoulder | 7.1496e-05 | 6.9028e-05 | 0 |  | 7.1496e-05 | 6.9028e-05 | 0
| 7 | 9 | 25 | Shoulder | 7.7276e-05 | 7.1274e-05 | 0 |  | 7.7276e-05 | 7.1274e-05 | 0
| 8 | 9 | 25 | Shoulder | 8.3457e-05 | 7.5142e-05 | 0 |  | 8.3457e-05 | 7.5142e-05 | 0
| 9 | 9 | 25 | Shoulder | 9.1371e-05 | 8.09e-05 | 0 |  | 9.1371e-05 | 8.09e-05 | 0
| 10 | 9 | 25 | Shoulder | 9.5017e-05 | 8.678e-05 | 0 |  | 9.5017e-05 | 8.678e-05 | 0
| 11 | 9 | 25 | Shoulder | 9.7462e-05 | 9.1827e-05 | 0 |  | 9.7462e-05 | 9.1827e-05 | 0
| 12 | 9 | 25 | Shoulder | 9.8218e-05 | 9.5517e-05 | 0 |  | 9.8218e-05 | 9.5517e-05 | 0
| 13 | 9 | 25 | Shoulder | 9.8618e-05 | 9.7329e-05 | 0 |  | 9.8618e-05 | 9.7329e-05 | 0
| 14 | 9 | 25 | Shoulder | 9.8218e-05 | 9.8129e-05 | 0 |  | 9.8218e-05 | 9.8129e-05 | 0
| 15 | 9 | 25 | Shoulder | 9.9419e-05 | 9.8618e-05 | 0 |  | 9.9419e-05 | 9.8618e-05 | 0
| 16 | 9 | 25 | Shoulder | 0.00010093 | 9.9296e-05 | 0 |  | 0.00010093 | 9.9296e-05 | 0
| 17 | 9 | 25 | Shoulder | 0.00010311 | 0.00010042 | 0 |  | 0.00010311 | 0.00010042 | 0
| 18 | 9 | 25 | Shoulder | 0.0001048 | 0.00010206 | 0 |  | 0.0001048 | 0.00010206 | 0
| 19 | 9 | 25 | Shoulder | 0.00010306 | 0.00010298 | 0 |  | 0.00010306 | 0.00010298 | 0
| 20 | 9 | 25 | Shoulder | 0.00010502 | 0.000104 | 0 |  | 0.00010502 | 0.000104 | 0
| 21 | 9 | 25 | Shoulder | 0.00010146 | 0.00010359 | 0 |  | 0.00010146 | 0.00010359 | 0
| 22 | 9 | 25 | Shoulder | 9.5284e-05 | 0.00010121 | 0 |  | 9.5284e-05 | 0.00010121 | 0
| 23 | 9 | 25 | Shoulder | 8.8036e-05 | 9.7451e-05 | 0 |  | 8.8036e-05 | 9.7451e-05 | 0
| 24 | 9 | 25 | Shoulder | 8.03e-05 | 9.1271e-05 | 0 |  | 8.03e-05 | 9.1271e-05 | 0
| 1 | 9 | 26 | Shoulder | 7.3942e-05 | 8.439e-05 | 0 |  | 7.3942e-05 | 8.439e-05 | 0
| 2 | 9 | 26 | Shoulder | 7.0073e-05 | 7.8088e-05 | 0 |  | 7.0073e-05 | 7.8088e-05 | 0
| 3 | 9 | 26 | Shoulder | 6.7494e-05 | 7.2952e-05 | 0 |  | 6.7494e-05 | 7.2952e-05 | 0
| 4 | 9 | 26 | Shoulder | 6.6249e-05 | 6.944e-05 | 0 |  | 6.6249e-05 | 6.944e-05 | 0
| 5 | 9 | 26 | Shoulder | 6.6605e-05 | 6.7606e-05 | 0 |  | 6.6605e-05 | 6.7606e-05 | 0
| 6 | 9 | 26 | Shoulder | 6.8428e-05 | 6.7194e-05 | 0 |  | 6.8428e-05 | 6.7194e-05 | 0
| 7 | 9 | 26 | Shoulder | 7.3097e-05 | 6.8595e-05 | 0 |  | 7.3097e-05 | 6.8595e-05 | 0
| 8 | 9 | 26 | Shoulder | 7.8388e-05 | 7.1629e-05 | 0 |  | 7.8388e-05 | 7.1629e-05 | 0
| 9 | 9 | 26 | Shoulder | 8.6613e-05 | 7.6632e-05 | 0 |  | 8.6613e-05 | 7.6632e-05 | 0
| 10 | 9 | 26 | Shoulder | 9.2927e-05 | 8.2756e-05 | 0 |  | 9.2927e-05 | 8.2756e-05 | 0
| 11 | 9 | 26 | Shoulder | 9.7018e-05 | 8.8737e-05 | 0 |  | 9.7018e-05 | 8.8737e-05 | 0
| 12 | 9 | 26 | Shoulder | 9.8396e-05 | 9.3739e-05 | 0 |  | 9.8396e-05 | 9.3739e-05 | 0
| 13 | 9 | 26 | Shoulder | 9.9374e-05 | 9.6929e-05 | 0 |  | 9.9374e-05 | 9.6929e-05 | 0
| 14 | 9 | 26 | Shoulder | 9.9774e-05 | 9.8641e-05 | 0 |  | 9.9774e-05 | 9.8641e-05 | 0
| 15 | 9 | 26 | Shoulder | 9.9952e-05 | 9.9374e-05 | 0 |  | 9.9952e-05 | 9.9374e-05 | 0
| 16 | 9 | 26 | Shoulder | 0.00010053 | 9.9908e-05 | 0 |  | 0.00010053 | 9.9908e-05 | 0
| 17 | 9 | 26 | Shoulder | 0.00010351 | 0.00010094 | 0 |  | 0.00010351 | 0.00010094 | 0
| 18 | 9 | 26 | Shoulder | 0.00010742 | 0.00010285 | 0 |  | 0.00010742 | 0.00010285 | 0
| 19 | 9 | 26 | Shoulder | 0.00010933 | 0.0001052 | 0 |  | 0.00010933 | 0.0001052 | 0
| 20 | 9 | 26 | Shoulder | 0.00011005 | 0.00010758 | 0 |  | 0.00011005 | 0.00010758 | 0
| 21 | 9 | 26 | Shoulder | 0.00010524 | 0.00010801 | 0 |  | 0.00010524 | 0.00010801 | 0
| 22 | 9 | 26 | Shoulder | 9.7196e-05 | 0.00010545 | 0 |  | 9.7196e-05 | 0.00010545 | 0
| 23 | 9 | 26 | Shoulder | 8.7769e-05 | 0.00010006 | 0 |  | 8.7769e-05 | 0.00010006 | 0
| 24 | 9 | 26 | Shoulder | 7.9588e-05 | 9.2449e-05 | 0 |  | 7.9588e-05 | 9.2449e-05 | 0
| 1 | 9 | 27 | Shoulder | 7.3942e-05 | 8.4624e-05 | 0 |  | 7.3942e-05 | 8.4624e-05 | 0
| 2 | 9 | 27 | Shoulder | 7.0607e-05 | 7.7977e-05 | 0 |  | 7.0607e-05 | 7.7977e-05 | 0
| 3 | 9 | 27 | Shoulder | 6.8873e-05 | 7.3252e-05 | 0 |  | 6.8873e-05 | 7.3252e-05 | 0
| 4 | 9 | 27 | Shoulder | 6.8917e-05 | 7.0585e-05 | 0 |  | 6.8917e-05 | 7.0585e-05 | 0
| 5 | 9 | 27 | Shoulder | 7.2074e-05 | 7.0118e-05 | 0 |  | 7.2074e-05 | 7.0118e-05 | 0
| 6 | 9 | 27 | Shoulder | 7.9099e-05 | 7.2241e-05 | 0 |  | 7.9099e-05 | 7.2241e-05 | 0
| 7 | 9 | 27 | Shoulder | 9.1326e-05 | 7.7854e-05 | 0 |  | 9.1326e-05 | 7.7854e-05 | 0
| 8 | 9 | 27 | Shoulder | 0.00010026 | 8.5691e-05 | 0 |  | 0.00010026 | 8.5691e-05 | 0
| 9 | 9 | 27 | Shoulder | 0.00010435 | 9.3761e-05 | 0 |  | 0.00010435 | 9.3761e-05 | 0
| 10 | 9 | 27 | Shoulder | 0.00010684 | 0.0001007 | 0 |  | 0.00010684 | 0.0001007 | 0
| 11 | 9 | 27 | Shoulder | 0.00010871 | 0.00010504 | 0 |  | 0.00010871 | 0.00010504 | 0
| 12 | 9 | 27 | Shoulder | 0.00010951 | 0.00010736 | 0 |  | 0.00010951 | 0.00010736 | 0
| 13 | 9 | 27 | Shoulder | 0.00010929 | 0.00010859 | 0 |  | 0.00010929 | 0.00010859 | 0
| 14 | 9 | 27 | Shoulder | 0.00010853 | 0.00010901 | 0 |  | 0.00010853 | 0.00010901 | 0
| 15 | 9 | 27 | Shoulder | 0.00010756 | 0.00010872 | 0 |  | 0.00010756 | 0.00010872 | 0
| 16 | 9 | 27 | Shoulder | 0.00010756 | 0.00010823 | 0 |  | 0.00010756 | 0.00010823 | 0
| 17 | 9 | 27 | Shoulder | 0.00010982 | 0.00010837 | 0 |  | 0.00010982 | 0.00010837 | 0
| 18 | 9 | 27 | Shoulder | 0.00011173 | 0.00010917 | 0 |  | 0.00011173 | 0.00010917 | 0
| 19 | 9 | 27 | Shoulder | 0.00011316 | 0.00011057 | 0 |  | 0.00011316 | 0.00011057 | 0
| 20 | 9 | 27 | Shoulder | 0.00011614 | 0.00011271 | 0 |  | 0.00011614 | 0.00011271 | 0
| 21 | 9 | 27 | Shoulder | 0.00011205 | 0.00011327 | 0 |  | 0.00011205 | 0.00011327 | 0
| 22 | 9 | 27 | Shoulder | 0.00010386 | 0.0001113 | 0 |  | 0.00010386 | 0.0001113 | 0
| 23 | 9 | 27 | Shoulder | 9.3194e-05 | 0.00010631 | 0 |  | 9.3194e-05 | 0.00010631 | 0
| 24 | 9 | 27 | Shoulder | 8.4212e-05 | 9.8329e-05 | 0 |  | 8.4212e-05 | 9.8329e-05 | 0
| 1 | 9 | 28 | Shoulder | 7.8032e-05 | 8.9826e-05 | 0 |  | 7.8032e-05 | 8.9826e-05 | 0
| 2 | 9 | 28 | Shoulder | 7.4697e-05 | 8.2534e-05 | 0 |  | 7.4697e-05 | 8.2534e-05 | 0
| 3 | 9 | 28 | Shoulder | 7.2919e-05 | 7.7465e-05 | 0 |  | 7.2919e-05 | 7.7465e-05 | 0
| 4 | 9 | 28 | Shoulder | 7.3052e-05 | 7.4675e-05 | 0 |  | 7.3052e-05 | 7.4675e-05 | 0
| 5 | 9 | 28 | Shoulder | 7.7009e-05 | 7.442e-05 | 0 |  | 7.7009e-05 | 7.442e-05 | 0
| 6 | 9 | 28 | Shoulder | 8.5502e-05 | 7.7121e-05 | 0 |  | 8.5502e-05 | 7.7121e-05 | 0
| 7 | 9 | 28 | Shoulder | 9.9152e-05 | 8.3679e-05 | 0 |  | 9.9152e-05 | 8.3679e-05 | 0
| 8 | 9 | 28 | Shoulder | 0.00010796 | 9.2405e-05 | 0 |  | 0.00010796 | 9.2405e-05 | 0
| 9 | 9 | 28 | Shoulder | 0.00011036 | 0.00010074 | 0 |  | 0.00011036 | 0.00010074 | 0
| 10 | 9 | 28 | Shoulder | 0.00011045 | 0.00010698 | 0 |  | 0.00011045 | 0.00010698 | 0
| 11 | 9 | 28 | Shoulder | 0.00011045 | 0.0001098 | 0 |  | 0.00011045 | 0.0001098 | 0
| 12 | 9 | 28 | Shoulder | 0.00010938 | 0.00011016 | 0 |  | 0.00010938 | 0.00011016 | 0
| 13 | 9 | 28 | Shoulder | 0.00010836 | 0.00010966 | 0 |  | 0.00010836 | 0.00010966 | 0
| 14 | 9 | 28 | Shoulder | 0.00010653 | 0.00010868 | 0 |  | 0.00010653 | 0.00010868 | 0
| 15 | 9 | 28 | Shoulder | 0.00010524 | 0.00010738 | 0 |  | 0.00010524 | 0.00010738 | 0
| 16 | 9 | 28 | Shoulder | 0.00010471 | 0.00010621 | 0 |  | 0.00010471 | 0.00010621 | 0
| 17 | 9 | 28 | Shoulder | 0.00010649 | 0.00010574 | 0 |  | 0.00010649 | 0.00010574 | 0
| 18 | 9 | 28 | Shoulder | 0.00010956 | 0.0001065 | 0 |  | 0.00010956 | 0.0001065 | 0
| 19 | 9 | 28 | Shoulder | 0.00011285 | 0.0001084 | 0 |  | 0.00011285 | 0.0001084 | 0
| 20 | 9 | 28 | Shoulder | 0.00011529 | 0.00011105 | 0 |  | 0.00011529 | 0.00011105 | 0
| 21 | 9 | 28 | Shoulder | 0.00011173 | 0.00011236 | 0 |  | 0.00011173 | 0.00011236 | 0
| 22 | 9 | 28 | Shoulder | 0.00010382 | 0.00011092 | 0 |  | 0.00010382 | 0.00011092 | 0
| 23 | 9 | 28 | Shoulder | 9.3327e-05 | 0.00010604 | 0 |  | 9.3327e-05 | 0.00010604 | 0
| 24 | 9 | 28 | Shoulder | 8.4257e-05 | 9.8285e-05 | 0 |  | 8.4257e-05 | 9.8285e-05 | 0
| 1 | 9 | 29 | Shoulder | 7.8477e-05 | 8.997e-05 | 0 |  | 7.8477e-05 | 8.997e-05 | 0
| 2 | 9 | 29 | Shoulder | 7.4431e-05 | 8.2623e-05 | 0 |  | 7.4431e-05 | 8.2623e-05 | 0
| 3 | 9 | 29 | Shoulder | 7.3141e-05 | 7.7576e-05 | 0 |  | 7.3141e-05 | 7.7576e-05 | 0
| 4 | 9 | 29 | Shoulder | 7.3452e-05 | 7.4875e-05 | 0 |  | 7.3452e-05 | 7.4875e-05 | 0
| 5 | 9 | 29 | Shoulder | 7.7365e-05 | 7.4597e-05 | 0 |  | 7.7365e-05 | 7.4597e-05 | 0
| 6 | 9 | 29 | Shoulder | 8.6258e-05 | 7.7554e-05 | 0 |  | 8.6258e-05 | 7.7554e-05 | 0
| 7 | 9 | 29 | Shoulder | 9.9952e-05 | 8.4257e-05 | 0 |  | 9.9952e-05 | 8.4257e-05 | 0
| 8 | 9 | 29 | Shoulder | 0.00010876 | 9.3083e-05 | 0 |  | 0.00010876 | 9.3083e-05 | 0
| 9 | 9 | 29 | Shoulder | 0.00011133 | 0.00010158 | 0 |  | 0.00011133 | 0.00010158 | 0
| 10 | 9 | 29 | Shoulder | 0.00011209 | 0.00010803 | 0 |  | 0.00011209 | 0.00010803 | 0
| 11 | 9 | 29 | Shoulder | 0.00011182 | 0.000111 | 0 |  | 0.00011182 | 0.000111 | 0
| 12 | 9 | 29 | Shoulder | 0.00011214 | 0.00011185 | 0 |  | 0.00011214 | 0.00011185 | 0
| 13 | 9 | 29 | Shoulder | 0.00011116 | 0.0001118 | 0 |  | 0.00011116 | 0.0001118 | 0
| 14 | 9 | 29 | Shoulder | 0.00011005 | 0.00011129 | 0 |  | 0.00011005 | 0.00011129 | 0
| 15 | 9 | 29 | Shoulder | 0.00010916 | 0.00011062 | 0 |  | 0.00010916 | 0.00011062 | 0
| 16 | 9 | 29 | Shoulder | 0.00010858 | 0.00010973 | 0 |  | 0.00010858 | 0.00010973 | 0
| 17 | 9 | 29 | Shoulder | 0.00011089 | 0.00010967 | 0 |  | 0.00011089 | 0.00010967 | 0
| 18 | 9 | 29 | Shoulder | 0.00011405 | 0.00011067 | 0 |  | 0.00011405 | 0.00011067 | 0
| 19 | 9 | 29 | Shoulder | 0.0001156 | 0.00011228 | 0 |  | 0.0001156 | 0.00011228 | 0
| 20 | 9 | 29 | Shoulder | 0.00011756 | 0.00011452 | 0 |  | 0.00011756 | 0.00011452 | 0
| 21 | 9 | 29 | Shoulder | 0.0001128 | 0.000115 | 0 |  | 0.0001128 | 0.000115 | 0
| 22 | 9 | 29 | Shoulder | 0.00010409 | 0.00011251 | 0 |  | 0.00010409 | 0.00011251 | 0
| 23 | 9 | 29 | Shoulder | 9.3861e-05 | 0.00010708 | 0 |  | 9.3861e-05 | 0.00010708 | 0
| 24 | 9 | 29 | Shoulder | 8.4524e-05 | 9.8818e-05 | 0 |  | 8.4524e-05 | 9.8818e-05 | 0
| 1 | 9 | 30 | Shoulder | 7.8788e-05 | 9.0315e-05 | 0 |  | 7.8788e-05 | 9.0315e-05 | 0
| 2 | 9 | 30 | Shoulder | 7.5053e-05 | 8.3056e-05 | 0 |  | 7.5053e-05 | 8.3056e-05 | 0
| 3 | 9 | 30 | Shoulder | 7.3186e-05 | 7.7888e-05 | 0 |  | 7.3186e-05 | 7.7888e-05 | 0
| 4 | 9 | 30 | Shoulder | 7.2963e-05 | 7.4998e-05 | 0 |  | 7.2963e-05 | 7.4998e-05 | 0
| 5 | 9 | 30 | Shoulder | 7.6298e-05 | 7.4375e-05 | 0 |  | 7.6298e-05 | 7.4375e-05 | 0
| 6 | 9 | 30 | Shoulder | 8.4657e-05 | 7.6776e-05 | 0 |  | 8.4657e-05 | 7.6776e-05 | 0
| 7 | 9 | 30 | Shoulder | 9.6573e-05 | 8.2623e-05 | 0 |  | 9.6573e-05 | 8.2623e-05 | 0
| 8 | 9 | 30 | Shoulder | 0.00010564 | 9.0793e-05 | 0 |  | 0.00010564 | 9.0793e-05 | 0
| 9 | 9 | 30 | Shoulder | 0.000108 | 9.8718e-05 | 0 |  | 0.000108 | 9.8718e-05 | 0
| 10 | 9 | 30 | Shoulder | 0.00011009 | 0.00010508 | 0 |  | 0.00011009 | 0.00010508 | 0
| 11 | 9 | 30 | Shoulder | 0.00011151 | 0.00010881 | 0 |  | 0.00011151 | 0.00010881 | 0
| 12 | 9 | 30 | Shoulder | 0.0001124 | 0.0001105 | 0 |  | 0.0001124 | 0.0001105 | 0
| 13 | 9 | 30 | Shoulder | 0.00011342 | 0.00011186 | 0 |  | 0.00011342 | 0.00011186 | 0
| 14 | 9 | 30 | Shoulder | 0.00011298 | 0.00011258 | 0 |  | 0.00011298 | 0.00011258 | 0
| 15 | 9 | 30 | Shoulder | 0.00011107 | 0.00011247 | 0 |  | 0.00011107 | 0.00011247 | 0
| 16 | 9 | 30 | Shoulder | 0.00010987 | 0.00011183 | 0 |  | 0.00010987 | 0.00011183 | 0
| 17 | 9 | 30 | Shoulder | 0.00011005 | 0.00011099 | 0 |  | 0.00011005 | 0.00011099 | 0
| 18 | 9 | 30 | Shoulder | 0.00011138 | 0.00011059 | 0 |  | 0.00011138 | 0.00011059 | 0
| 19 | 9 | 30 | Shoulder | 0.00011445 | 0.00011143 | 0 |  | 0.00011445 | 0.00011143 | 0
| 20 | 9 | 30 | Shoulder | 0.00011725 | 0.00011328 | 0 |  | 0.00011725 | 0.00011328 | 0
| 21 | 9 | 30 | Shoulder | 0.00011365 | 0.00011418 | 0 |  | 0.00011365 | 0.00011418 | 0
| 22 | 9 | 30 | Shoulder | 0.00010587 | 0.0001128 | 0 |  | 0.00010587 | 0.0001128 | 0
| 23 | 9 | 30 | Shoulder | 9.5684e-05 | 0.00010811 | 0 |  | 9.5684e-05 | 0.00010811 | 0
| 24 | 9 | 30 | Shoulder | 8.6436e-05 | 0.00010041 | 0 |  | 8.6436e-05 | 0.00010041 | 0
| 1 | 10 | 1 | Shoulder | 8.03e-05 | 9.2071e-05 | 0 |  | 8.03e-05 | 9.2071e-05 | 0
| 2 | 10 | 1 | Shoulder | 7.6921e-05 | 8.4835e-05 | 0 |  | 7.6921e-05 | 8.4835e-05 | 0
| 3 | 10 | 1 | Shoulder | 7.4742e-05 | 7.9599e-05 | 0 |  | 7.4742e-05 | 7.9599e-05 | 0
| 4 | 10 | 1 | Shoulder | 7.5364e-05 | 7.6832e-05 | 0 |  | 7.5364e-05 | 7.6832e-05 | 0
| 5 | 10 | 1 | Shoulder | 7.8121e-05 | 7.6287e-05 | 0 |  | 7.8121e-05 | 7.6287e-05 | 0
| 6 | 10 | 1 | Shoulder | 8.7058e-05 | 7.8821e-05 | 0 |  | 8.7058e-05 | 7.8821e-05 | 0
| 7 | 10 | 1 | Shoulder | 0.00010013 | 8.5168e-05 | 0 |  | 0.00010013 | 8.5168e-05 | 0
| 8 | 10 | 1 | Shoulder | 0.00010982 | 9.3783e-05 | 0 |  | 0.00010982 | 9.3783e-05 | 0
| 9 | 10 | 1 | Shoulder | 0.00011227 | 0.00010232 | 0 |  | 0.00011227 | 0.00010232 | 0
| 10 | 10 | 1 | Shoulder | 0.0001116 | 0.00010846 | 0 |  | 0.0001116 | 0.00010846 | 0
| 11 | 10 | 1 | Shoulder | 0.00011009 | 0.00011095 | 0 |  | 0.00011009 | 0.00011095 | 0
| 12 | 10 | 1 | Shoulder | 0.0001084 | 0.00011059 | 0 |  | 0.0001084 | 0.00011059 | 0
| 13 | 10 | 1 | Shoulder | 0.00010684 | 0.00010923 | 0 |  | 0.00010684 | 0.00010923 | 0
| 14 | 10 | 1 | Shoulder | 0.00010475 | 0.00010752 | 0 |  | 0.00010475 | 0.00010752 | 0
| 15 | 10 | 1 | Shoulder | 0.00010346 | 0.00010587 | 0 |  | 0.00010346 | 0.00010587 | 0
| 16 | 10 | 1 | Shoulder | 0.00010271 | 0.00010444 | 0 |  | 0.00010271 | 0.00010444 | 0
| 17 | 10 | 1 | Shoulder | 0.00010364 | 0.00010364 | 0 |  | 0.00010364 | 0.00010364 | 0
| 18 | 10 | 1 | Shoulder | 0.00010498 | 0.0001037 | 0 |  | 0.00010498 | 0.0001037 | 0
| 19 | 10 | 1 | Shoulder | 0.00010662 | 0.00010449 | 0 |  | 0.00010662 | 0.00010449 | 0
| 20 | 10 | 1 | Shoulder | 0.00010996 | 0.0001063 | 0 |  | 0.00010996 | 0.0001063 | 0
| 21 | 10 | 1 | Shoulder | 0.00010653 | 0.00010702 | 0 |  | 0.00010653 | 0.00010702 | 0
| 22 | 10 | 1 | Shoulder | 0.00010138 | 0.00010612 | 0 |  | 0.00010138 | 0.00010612 | 0
| 23 | 10 | 1 | Shoulder | 9.4305e-05 | 0.00010304 | 0 |  | 9.4305e-05 | 0.00010304 | 0
| 24 | 10 | 1 | Shoulder | 8.6925e-05 | 9.7284e-05 | 0 |  | 8.6925e-05 | 9.7284e-05 | 0
| 1 | 10 | 2 | Shoulder | 8.1278e-05 | 9.0971e-05 | 0 |  | 8.1278e-05 | 9.0971e-05 | 0
| 2 | 10 | 2 | Shoulder | 7.7365e-05 | 8.4968e-05 | 0 |  | 7.7365e-05 | 8.4968e-05 | 0
| 3 | 10 | 2 | Shoulder | 7.6076e-05 | 8.0411e-05 | 0 |  | 7.6076e-05 | 8.0411e-05 | 0
| 4 | 10 | 2 | Shoulder | 7.5987e-05 | 7.7676e-05 | 0 |  | 7.5987e-05 | 7.7676e-05 | 0
| 5 | 10 | 2 | Shoulder | 7.7988e-05 | 7.6854e-05 | 0 |  | 7.7988e-05 | 7.6854e-05 | 0
| 6 | 10 | 2 | Shoulder | 8.2078e-05 | 7.8032e-05 | 0 |  | 8.2078e-05 | 7.8032e-05 | 0
| 7 | 10 | 2 | Shoulder | 8.9014e-05 | 8.1267e-05 | 0 |  | 8.9014e-05 | 8.1267e-05 | 0
| 8 | 10 | 2 | Shoulder | 9.5684e-05 | 8.6191e-05 | 0 |  | 9.5684e-05 | 8.6191e-05 | 0
| 9 | 10 | 2 | Shoulder | 0.00010298 | 9.2438e-05 | 0 |  | 0.00010298 | 9.2438e-05 | 0
| 10 | 10 | 2 | Shoulder | 0.00010595 | 9.8407e-05 | 0 |  | 0.00010595 | 9.8407e-05 | 0
| 11 | 10 | 2 | Shoulder | 0.00010582 | 0.00010261 | 0 |  | 0.00010582 | 0.00010261 | 0
| 12 | 10 | 2 | Shoulder | 0.00010386 | 0.00010465 | 0 |  | 0.00010386 | 0.00010465 | 0
| 13 | 10 | 2 | Shoulder | 0.00010071 | 0.00010409 | 0 |  | 0.00010071 | 0.00010409 | 0
| 14 | 10 | 2 | Shoulder | 9.7774e-05 | 0.00010204 | 0 |  | 9.7774e-05 | 0.00010204 | 0
| 15 | 10 | 2 | Shoulder | 9.6128e-05 | 9.9619e-05 | 0 |  | 9.6128e-05 | 9.9619e-05 | 0
| 16 | 10 | 2 | Shoulder | 9.5906e-05 | 9.7629e-05 | 0 |  | 9.5906e-05 | 9.7629e-05 | 0
| 17 | 10 | 2 | Shoulder | 9.764e-05 | 9.6862e-05 | 0 |  | 9.764e-05 | 9.6862e-05 | 0
| 18 | 10 | 2 | Shoulder | 0.00010035 | 9.7507e-05 | 0 |  | 0.00010035 | 9.7507e-05 | 0
| 19 | 10 | 2 | Shoulder | 0.00010271 | 9.9152e-05 | 0 |  | 0.00010271 | 9.9152e-05 | 0
| 20 | 10 | 2 | Shoulder | 0.0001052 | 0.00010148 | 0 |  | 0.0001052 | 0.00010148 | 0
| 21 | 10 | 2 | Shoulder | 0.00010151 | 0.00010244 | 0 |  | 0.00010151 | 0.00010244 | 0
| 22 | 10 | 2 | Shoulder | 9.6618e-05 | 0.00010151 | 0 |  | 9.6618e-05 | 0.00010151 | 0
| 23 | 10 | 2 | Shoulder | 8.9415e-05 | 9.8185e-05 | 0 |  | 8.9415e-05 | 9.8185e-05 | 0
| 24 | 10 | 2 | Shoulder | 8.279e-05 | 9.2583e-05 | 0 |  | 8.279e-05 | 9.2583e-05 | 0
| 1 | 10 | 3 | Shoulder | 7.7543e-05 | 8.6591e-05 | 0 |  | 7.7543e-05 | 8.6591e-05 | 0
| 2 | 10 | 3 | Shoulder | 7.3675e-05 | 8.0856e-05 | 0 |  | 7.3675e-05 | 8.0856e-05 | 0
| 3 | 10 | 3 | Shoulder | 7.1763e-05 | 7.6443e-05 | 0 |  | 7.1763e-05 | 7.6443e-05 | 0
| 4 | 10 | 3 | Shoulder | 7.1585e-05 | 7.3641e-05 | 0 |  | 7.1585e-05 | 7.3641e-05 | 0
| 5 | 10 | 3 | Shoulder | 7.2207e-05 | 7.2308e-05 | 0 |  | 7.2207e-05 | 7.2308e-05 | 0
| 6 | 10 | 3 | Shoulder | 7.4831e-05 | 7.2597e-05 | 0 |  | 7.4831e-05 | 7.2597e-05 | 0
| 7 | 10 | 3 | Shoulder | 7.941e-05 | 7.4508e-05 | 0 |  | 7.941e-05 | 7.4508e-05 | 0
| 8 | 10 | 3 | Shoulder | 8.6169e-05 | 7.8154e-05 | 0 |  | 8.6169e-05 | 7.8154e-05 | 0
| 9 | 10 | 3 | Shoulder | 9.3061e-05 | 8.3368e-05 | 0 |  | 9.3061e-05 | 8.3368e-05 | 0
| 10 | 10 | 3 | Shoulder | 9.9641e-05 | 8.957e-05 | 0 |  | 9.9641e-05 | 8.957e-05 | 0
| 11 | 10 | 3 | Shoulder | 0.00010306 | 9.5484e-05 | 0 |  | 0.00010306 | 9.5484e-05 | 0
| 12 | 10 | 3 | Shoulder | 0.00010467 | 0.00010011 | 0 |  | 0.00010467 | 0.00010011 | 0
| 13 | 10 | 3 | Shoulder | 0.0001052 | 0.00010314 | 0 |  | 0.0001052 | 0.00010314 | 0
| 14 | 10 | 3 | Shoulder | 0.00010386 | 0.0001042 | 0 |  | 0.00010386 | 0.0001042 | 0
| 15 | 10 | 3 | Shoulder | 0.00010266 | 0.0001041 | 0 |  | 0.00010266 | 0.0001041 | 0
| 16 | 10 | 3 | Shoulder | 0.00010164 | 0.00010334 | 0 |  | 0.00010164 | 0.00010334 | 0
| 17 | 10 | 3 | Shoulder | 0.00010431 | 0.00010312 | 0 |  | 0.00010431 | 0.00010312 | 0
| 18 | 10 | 3 | Shoulder | 0.00010867 | 0.00010432 | 0 |  | 0.00010867 | 0.00010432 | 0
| 19 | 10 | 3 | Shoulder | 0.00011116 | 0.00010644 | 0 |  | 0.00011116 | 0.00010644 | 0
| 20 | 10 | 3 | Shoulder | 0.00011334 | 0.00010937 | 0 |  | 0.00011334 | 0.00010937 | 0
| 21 | 10 | 3 | Shoulder | 0.00010911 | 0.00011057 | 0 |  | 0.00010911 | 0.00011057 | 0
| 22 | 10 | 3 | Shoulder | 0.00010209 | 0.00010892 | 0 |  | 0.00010209 | 0.00010892 | 0
| 23 | 10 | 3 | Shoulder | 9.2305e-05 | 0.00010421 | 0 |  | 9.2305e-05 | 0.00010421 | 0
| 24 | 10 | 3 | Shoulder | 8.3457e-05 | 9.674e-05 | 0 |  | 8.3457e-05 | 9.674e-05 | 0
| 1 | 10 | 4 | Shoulder | 7.741e-05 | 8.8814e-05 | 0 |  | 7.741e-05 | 8.8814e-05 | 0
| 2 | 10 | 4 | Shoulder | 7.4119e-05 | 8.1823e-05 | 0 |  | 7.4119e-05 | 8.1823e-05 | 0
| 3 | 10 | 4 | Shoulder | 7.2919e-05 | 7.6976e-05 | 0 |  | 7.2919e-05 | 7.6976e-05 | 0
| 4 | 10 | 4 | Shoulder | 7.403e-05 | 7.462e-05 | 0 |  | 7.403e-05 | 7.462e-05 | 0
| 5 | 10 | 4 | Shoulder | 7.8299e-05 | 7.4842e-05 | 0 |  | 7.8299e-05 | 7.4842e-05 | 0
| 6 | 10 | 4 | Shoulder | 8.7858e-05 | 7.8277e-05 | 0 |  | 8.7858e-05 | 7.8277e-05 | 0
| 7 | 10 | 4 | Shoulder | 0.00010182 | 8.5502e-05 | 0 |  | 0.00010182 | 8.5502e-05 | 0
| 8 | 10 | 4 | Shoulder | 0.00011182 | 9.495e-05 | 0 |  | 0.00011182 | 9.495e-05 | 0
| 9 | 10 | 4 | Shoulder | 0.00011494 | 0.00010411 | 0 |  | 0.00011494 | 0.00010411 | 0
| 10 | 10 | 4 | Shoulder | 0.00011516 | 0.00011093 | 0 |  | 0.00011516 | 0.00011093 | 0
| 11 | 10 | 4 | Shoulder | 0.00011329 | 0.0001138 | 0 |  | 0.00011329 | 0.0001138 | 0
| 12 | 10 | 4 | Shoulder | 0.00011076 | 0.00011354 | 0 |  | 0.00011076 | 0.00011354 | 0
| 13 | 10 | 4 | Shoulder | 0.00010978 | 0.00011225 | 0 |  | 0.00010978 | 0.00011225 | 0
| 14 | 10 | 4 | Shoulder | 0.00010742 | 0.00011031 | 0 |  | 0.00010742 | 0.00011031 | 0
| 15 | 10 | 4 | Shoulder | 0.00010604 | 0.0001085 | 0 |  | 0.00010604 | 0.0001085 | 0
| 16 | 10 | 4 | Shoulder | 0.00010582 | 0.00010727 | 0 |  | 0.00010582 | 0.00010727 | 0
| 17 | 10 | 4 | Shoulder | 0.0001068 | 0.00010652 | 0 |  | 0.0001068 | 0.00010652 | 0
| 18 | 10 | 4 | Shoulder | 0.00011 | 0.00010717 | 0 |  | 0.00011 | 0.00010717 | 0
| 19 | 10 | 4 | Shoulder | 0.00011414 | 0.00010919 | 0 |  | 0.00011414 | 0.00010919 | 0
| 20 | 10 | 4 | Shoulder | 0.00011716 | 0.00011202 | 0 |  | 0.00011716 | 0.00011202 | 0
| 21 | 10 | 4 | Shoulder | 0.00011245 | 0.00011344 | 0 |  | 0.00011245 | 0.00011344 | 0
| 22 | 10 | 4 | Shoulder | 0.00010449 | 0.00011206 | 0 |  | 0.00010449 | 0.00011206 | 0
| 23 | 10 | 4 | Shoulder | 9.4261e-05 | 0.00010709 | 0 |  | 9.4261e-05 | 0.00010709 | 0
| 24 | 10 | 4 | Shoulder | 8.5102e-05 | 9.9074e-05 | 0 |  | 8.5102e-05 | 9.9074e-05 | 0
| 1 | 10 | 5 | Shoulder | 7.9588e-05 | 9.086e-05 | 0 |  | 7.9588e-05 | 9.086e-05 | 0
| 2 | 10 | 5 | Shoulder | 7.6254e-05 | 8.3801e-05 | 0 |  | 7.6254e-05 | 8.3801e-05 | 0
| 3 | 10 | 5 | Shoulder | 7.5009e-05 | 7.8988e-05 | 0 |  | 7.5009e-05 | 7.8988e-05 | 0
| 4 | 10 | 5 | Shoulder | 7.6031e-05 | 7.672e-05 | 0 |  | 7.6031e-05 | 7.672e-05 | 0
| 5 | 10 | 5 | Shoulder | 7.9855e-05 | 7.6787e-05 | 0 |  | 7.9855e-05 | 7.6787e-05 | 0
| 6 | 10 | 5 | Shoulder | 8.9103e-05 | 8e-05 | 0 |  | 8.9103e-05 | 8e-05 | 0
| 7 | 10 | 5 | Shoulder | 0.00010275 | 8.6936e-05 | 0 |  | 0.00010275 | 8.6936e-05 | 0
| 8 | 10 | 5 | Shoulder | 0.00011267 | 9.6095e-05 | 0 |  | 0.00011267 | 9.6095e-05 | 0
| 9 | 10 | 5 | Shoulder | 0.00011516 | 0.00010492 | 0 |  | 0.00011516 | 0.00010492 | 0
| 10 | 10 | 5 | Shoulder | 0.00011671 | 0.00011182 | 0 |  | 0.00011671 | 0.00011182 | 0
| 11 | 10 | 5 | Shoulder | 0.00011716 | 0.00011543 | 0 |  | 0.00011716 | 0.00011543 | 0
| 12 | 10 | 5 | Shoulder | 0.00011698 | 0.0001165 | 0 |  | 0.00011698 | 0.0001165 | 0
| 13 | 10 | 5 | Shoulder | 0.00011667 | 0.00011688 | 0 |  | 0.00011667 | 0.00011688 | 0
| 14 | 10 | 5 | Shoulder | 0.00011418 | 0.00011625 | 0 |  | 0.00011418 | 0.00011625 | 0
| 15 | 10 | 5 | Shoulder | 0.00011307 | 0.00011523 | 0 |  | 0.00011307 | 0.00011523 | 0
| 16 | 10 | 5 | Shoulder | 0.00011236 | 0.00011407 | 0 |  | 0.00011236 | 0.00011407 | 0
| 17 | 10 | 5 | Shoulder | 0.00011578 | 0.00011385 | 0 |  | 0.00011578 | 0.00011385 | 0
| 18 | 10 | 5 | Shoulder | 0.00011729 | 0.00011462 | 0 |  | 0.00011729 | 0.00011462 | 0
| 19 | 10 | 5 | Shoulder | 0.00012018 | 0.0001164 | 0 |  | 0.00012018 | 0.0001164 | 0
| 20 | 10 | 5 | Shoulder | 0.00012352 | 0.00011919 | 0 |  | 0.00012352 | 0.00011919 | 0
| 21 | 10 | 5 | Shoulder | 0.00011952 | 0.00012013 | 0 |  | 0.00011952 | 0.00012013 | 0
| 22 | 10 | 5 | Shoulder | 0.00011142 | 0.00011866 | 0 |  | 0.00011142 | 0.00011866 | 0
| 23 | 10 | 5 | Shoulder | 0.00010093 | 0.00011385 | 0 |  | 0.00010093 | 0.00011385 | 0
| 24 | 10 | 5 | Shoulder | 9.1816e-05 | 0.00010592 | 0 |  | 9.1816e-05 | 0.00010592 | 0
| 1 | 10 | 6 | Shoulder | 8.4835e-05 | 9.7251e-05 | 0 |  | 8.4835e-05 | 9.7251e-05 | 0
| 2 | 10 | 6 | Shoulder | 8.1811e-05 | 8.9848e-05 | 0 |  | 8.1811e-05 | 8.9848e-05 | 0
| 3 | 10 | 6 | Shoulder | 8.0922e-05 | 8.4846e-05 | 0 |  | 8.0922e-05 | 8.4846e-05 | 0
| 4 | 10 | 6 | Shoulder | 8.1322e-05 | 8.2223e-05 | 0 |  | 8.1322e-05 | 8.2223e-05 | 0
| 5 | 10 | 6 | Shoulder | 8.568e-05 | 8.2434e-05 | 0 |  | 8.568e-05 | 8.2434e-05 | 0
| 6 | 10 | 6 | Shoulder | 9.6173e-05 | 8.6024e-05 | 0 |  | 9.6173e-05 | 8.6024e-05 | 0
| 7 | 10 | 6 | Shoulder | 0.00011045 | 9.3405e-05 | 0 |  | 0.00011045 | 9.3405e-05 | 0
| 8 | 10 | 6 | Shoulder | 0.00012036 | 0.00010316 | 0 |  | 0.00012036 | 0.00010316 | 0
| 9 | 10 | 6 | Shoulder | 0.00012085 | 0.00011196 | 0 |  | 0.00012085 | 0.00011196 | 0
| 10 | 10 | 6 | Shoulder | 0.00011894 | 0.00011765 | 0 |  | 0.00011894 | 0.00011765 | 0
| 11 | 10 | 6 | Shoulder | 0.00011623 | 0.00011909 | 0 |  | 0.00011623 | 0.00011909 | 0
| 12 | 10 | 6 | Shoulder | 0.0001152 | 0.0001178 | 0 |  | 0.0001152 | 0.0001178 | 0
| 13 | 10 | 6 | Shoulder | 0.00011356 | 0.00011598 | 0 |  | 0.00011356 | 0.00011598 | 0
| 14 | 10 | 6 | Shoulder | 0.00011165 | 0.00011416 | 0 |  | 0.00011165 | 0.00011416 | 0
| 15 | 10 | 6 | Shoulder | 0.00010947 | 0.00011247 | 0 |  | 0.00010947 | 0.00011247 | 0
| 16 | 10 | 6 | Shoulder | 0.00010884 | 0.00011088 | 0 |  | 0.00010884 | 0.00011088 | 0
| 17 | 10 | 6 | Shoulder | 0.0001112 | 0.00011029 | 0 |  | 0.0001112 | 0.00011029 | 0
| 18 | 10 | 6 | Shoulder | 0.0001144 | 0.00011098 | 0 |  | 0.0001144 | 0.00011098 | 0
| 19 | 10 | 6 | Shoulder | 0.00011894 | 0.00011335 | 0 |  | 0.00011894 | 0.00011335 | 0
| 20 | 10 | 6 | Shoulder | 0.00012263 | 0.00011679 | 0 |  | 0.00012263 | 0.00011679 | 0
| 21 | 10 | 6 | Shoulder | 0.00011836 | 0.00011858 | 0 |  | 0.00011836 | 0.00011858 | 0
| 22 | 10 | 6 | Shoulder | 0.00011045 | 0.00011759 | 0 |  | 0.00011045 | 0.00011759 | 0
| 23 | 10 | 6 | Shoulder | 0.00010026 | 0.00011292 | 0 |  | 0.00010026 | 0.00011292 | 0
| 24 | 10 | 6 | Shoulder | 9.1193e-05 | 0.00010507 | 0 |  | 9.1193e-05 | 0.00010507 | 0
| 1 | 10 | 7 | Shoulder | 8.4524e-05 | 9.6606e-05 | 0 |  | 8.4524e-05 | 9.6606e-05 | 0
| 2 | 10 | 7 | Shoulder | 8.1723e-05 | 8.9426e-05 | 0 |  | 8.1723e-05 | 8.9426e-05 | 0
| 3 | 10 | 7 | Shoulder | 8.1145e-05 | 8.4646e-05 | 0 |  | 8.1145e-05 | 8.4646e-05 | 0
| 4 | 10 | 7 | Shoulder | 8.2034e-05 | 8.2356e-05 | 0 |  | 8.2034e-05 | 8.2356e-05 | 0
| 5 | 10 | 7 | Shoulder | 8.7191e-05 | 8.3023e-05 | 0 |  | 8.7191e-05 | 8.3023e-05 | 0
| 6 | 10 | 7 | Shoulder | 9.7774e-05 | 8.7036e-05 | 0 |  | 9.7774e-05 | 8.7036e-05 | 0
| 7 | 10 | 7 | Shoulder | 0.00011356 | 9.5139e-05 | 0 |  | 0.00011356 | 9.5139e-05 | 0
| 8 | 10 | 7 | Shoulder | 0.00012401 | 0.00010563 | 0 |  | 0.00012401 | 0.00010563 | 0
| 9 | 10 | 7 | Shoulder | 0.00012561 | 0.00011524 | 0 |  | 0.00012561 | 0.00011524 | 0
| 10 | 10 | 7 | Shoulder | 0.00012298 | 0.00012154 | 0 |  | 0.00012298 | 0.00012154 | 0
| 11 | 10 | 7 | Shoulder | 0.00011992 | 0.00012313 | 0 |  | 0.00011992 | 0.00012313 | 0
| 12 | 10 | 7 | Shoulder | 0.00011636 | 0.00012122 | 0 |  | 0.00011636 | 0.00012122 | 0
| 13 | 10 | 7 | Shoulder | 0.000114 | 0.00011832 | 0 |  | 0.000114 | 0.00011832 | 0
| 14 | 10 | 7 | Shoulder | 0.0001108 | 0.00011527 | 0 |  | 0.0001108 | 0.00011527 | 0
| 15 | 10 | 7 | Shoulder | 0.00010756 | 0.00011218 | 0 |  | 0.00010756 | 0.00011218 | 0
| 16 | 10 | 7 | Shoulder | 0.0001068 | 0.00010979 | 0 |  | 0.0001068 | 0.00010979 | 0
| 17 | 10 | 7 | Shoulder | 0.00010893 | 0.00010852 | 0 |  | 0.00010893 | 0.00010852 | 0
| 18 | 10 | 7 | Shoulder | 0.00011245 | 0.00010893 | 0 |  | 0.00011245 | 0.00010893 | 0
| 19 | 10 | 7 | Shoulder | 0.00011716 | 0.00011133 | 0 |  | 0.00011716 | 0.00011133 | 0
| 20 | 10 | 7 | Shoulder | 0.00012103 | 0.00011489 | 0 |  | 0.00012103 | 0.00011489 | 0
| 21 | 10 | 7 | Shoulder | 0.00011814 | 0.00011719 | 0 |  | 0.00011814 | 0.00011719 | 0
| 22 | 10 | 7 | Shoulder | 0.00011196 | 0.00011707 | 0 |  | 0.00011196 | 0.00011707 | 0
| 23 | 10 | 7 | Shoulder | 0.00010235 | 0.00011337 | 0 |  | 0.00010235 | 0.00011337 | 0
| 24 | 10 | 7 | Shoulder | 9.4083e-05 | 0.00010663 | 0 |  | 9.4083e-05 | 0.00010663 | 0
| 1 | 10 | 8 | Shoulder | 8.857e-05 | 9.9241e-05 | 0 |  | 8.857e-05 | 9.9241e-05 | 0
| 2 | 10 | 8 | Shoulder | 8.5946e-05 | 9.2738e-05 | 0 |  | 8.5946e-05 | 9.2738e-05 | 0
| 3 | 10 | 8 | Shoulder | 8.5591e-05 | 8.8548e-05 | 0 |  | 8.5591e-05 | 8.8548e-05 | 0
| 4 | 10 | 8 | Shoulder | 8.6969e-05 | 8.6769e-05 | 0 |  | 8.6969e-05 | 8.6769e-05 | 0
| 5 | 10 | 8 | Shoulder | 9.2127e-05 | 8.7658e-05 | 0 |  | 9.2127e-05 | 8.7658e-05 | 0
| 6 | 10 | 8 | Shoulder | 0.00010235 | 9.176e-05 | 0 |  | 0.00010235 | 9.176e-05 | 0
| 7 | 10 | 8 | Shoulder | 0.00011752 | 9.9741e-05 | 0 |  | 0.00011752 | 9.9741e-05 | 0
| 8 | 10 | 8 | Shoulder | 0.00012756 | 0.00010989 | 0 |  | 0.00012756 | 0.00010989 | 0
| 9 | 10 | 8 | Shoulder | 0.00013041 | 0.00011946 | 0 |  | 0.00013041 | 0.00011946 | 0
| 10 | 10 | 8 | Shoulder | 0.00012925 | 0.00012619 | 0 |  | 0.00012925 | 0.00012619 | 0
| 11 | 10 | 8 | Shoulder | 0.00012667 | 0.00012848 | 0 |  | 0.00012667 | 0.00012848 | 0
| 12 | 10 | 8 | Shoulder | 0.00012209 | 0.00012711 | 0 |  | 0.00012209 | 0.00012711 | 0
| 13 | 10 | 8 | Shoulder | 0.00011729 | 0.00012383 | 0 |  | 0.00011729 | 0.00012383 | 0
| 14 | 10 | 8 | Shoulder | 0.00011169 | 0.00011944 | 0 |  | 0.00011169 | 0.00011944 | 0
| 15 | 10 | 8 | Shoulder | 0.00010849 | 0.00011489 | 0 |  | 0.00010849 | 0.00011489 | 0
| 16 | 10 | 8 | Shoulder | 0.00010738 | 0.00011121 | 0 |  | 0.00010738 | 0.00011121 | 0
| 17 | 10 | 8 | Shoulder | 0.00010822 | 0.00010894 | 0 |  | 0.00010822 | 0.00010894 | 0
| 18 | 10 | 8 | Shoulder | 0.00011071 | 0.0001087 | 0 |  | 0.00011071 | 0.0001087 | 0
| 19 | 10 | 8 | Shoulder | 0.00011462 | 0.00011023 | 0 |  | 0.00011462 | 0.00011023 | 0
| 20 | 10 | 8 | Shoulder | 0.00011725 | 0.0001127 | 0 |  | 0.00011725 | 0.0001127 | 0
| 21 | 10 | 8 | Shoulder | 0.00011449 | 0.00011427 | 0 |  | 0.00011449 | 0.00011427 | 0
| 22 | 10 | 8 | Shoulder | 0.00010929 | 0.00011391 | 0 |  | 0.00010929 | 0.00011391 | 0
| 23 | 10 | 8 | Shoulder | 0.00010235 | 0.00011085 | 0 |  | 0.00010235 | 0.00011085 | 0
| 24 | 10 | 8 | Shoulder | 9.4795e-05 | 0.00010523 | 0 |  | 9.4795e-05 | 0.00010523 | 0
| 1 | 10 | 9 | Shoulder | 8.9148e-05 | 9.8896e-05 | 0 |  | 8.9148e-05 | 9.8896e-05 | 0
| 2 | 10 | 9 | Shoulder | 8.6302e-05 | 9.3149e-05 | 0 |  | 8.6302e-05 | 9.3149e-05 | 0
| 3 | 10 | 9 | Shoulder | 8.479e-05 | 8.8759e-05 | 0 |  | 8.479e-05 | 8.8759e-05 | 0
| 4 | 10 | 9 | Shoulder | 8.528e-05 | 8.638e-05 | 0 |  | 8.528e-05 | 8.638e-05 | 0
| 5 | 10 | 9 | Shoulder | 8.7191e-05 | 8.5891e-05 | 0 |  | 8.7191e-05 | 8.5891e-05 | 0
| 6 | 10 | 9 | Shoulder | 9.1238e-05 | 8.7125e-05 | 0 |  | 9.1238e-05 | 8.7125e-05 | 0
| 7 | 10 | 9 | Shoulder | 9.8618e-05 | 9.0582e-05 | 0 |  | 9.8618e-05 | 9.0582e-05 | 0
| 8 | 10 | 9 | Shoulder | 0.00010649 | 9.5884e-05 | 0 |  | 0.00010649 | 9.5884e-05 | 0
| 9 | 10 | 9 | Shoulder | 0.00011356 | 0.00010248 | 0 |  | 0.00011356 | 0.00010248 | 0
| 10 | 10 | 9 | Shoulder | 0.00011752 | 0.00010904 | 0 |  | 0.00011752 | 0.00010904 | 0
| 11 | 10 | 9 | Shoulder | 0.00011756 | 0.00011378 | 0 |  | 0.00011756 | 0.00011378 | 0
| 12 | 10 | 9 | Shoulder | 0.00011569 | 0.00011608 | 0 |  | 0.00011569 | 0.00011608 | 0
| 13 | 10 | 9 | Shoulder | 0.00011262 | 0.00011585 | 0 |  | 0.00011262 | 0.00011585 | 0
| 14 | 10 | 9 | Shoulder | 0.00011036 | 0.00011406 | 0 |  | 0.00011036 | 0.00011406 | 0
| 15 | 10 | 9 | Shoulder | 0.00010884 | 0.00011188 | 0 |  | 0.00010884 | 0.00011188 | 0
| 16 | 10 | 9 | Shoulder | 0.00010778 | 0.0001099 | 0 |  | 0.00010778 | 0.0001099 | 0
| 17 | 10 | 9 | Shoulder | 0.00010978 | 0.00010919 | 0 |  | 0.00010978 | 0.00010919 | 0
| 18 | 10 | 9 | Shoulder | 0.00011342 | 0.00010996 | 0 |  | 0.00011342 | 0.00010996 | 0
| 19 | 10 | 9 | Shoulder | 0.00011618 | 0.00011179 | 0 |  | 0.00011618 | 0.00011179 | 0
| 20 | 10 | 9 | Shoulder | 0.00011431 | 0.00011342 | 0 |  | 0.00011431 | 0.00011342 | 0
| 21 | 10 | 9 | Shoulder | 0.00010987 | 0.00011345 | 0 |  | 0.00010987 | 0.00011345 | 0
| 22 | 10 | 9 | Shoulder | 0.00010427 | 0.00011116 | 0 |  | 0.00010427 | 0.00011116 | 0
| 23 | 10 | 9 | Shoulder | 9.6706e-05 | 0.00010629 | 0 |  | 9.6706e-05 | 0.00010629 | 0
| 24 | 10 | 9 | Shoulder | 8.8392e-05 | 9.9808e-05 | 0 |  | 8.8392e-05 | 9.9808e-05 | 0
| 1 | 10 | 10 | Shoulder | 8.279e-05 | 9.3038e-05 | 0 |  | 8.279e-05 | 9.3038e-05 | 0
| 2 | 10 | 10 | Shoulder | 7.8343e-05 | 8.6558e-05 | 0 |  | 7.8343e-05 | 8.6558e-05 | 0
| 3 | 10 | 10 | Shoulder | 7.6387e-05 | 8.1478e-05 | 0 |  | 7.6387e-05 | 8.1478e-05 | 0
| 4 | 10 | 10 | Shoulder | 7.6031e-05 | 7.8388e-05 | 0 |  | 7.6031e-05 | 7.8388e-05 | 0
| 5 | 10 | 10 | Shoulder | 7.7187e-05 | 7.6987e-05 | 0 |  | 7.7187e-05 | 7.6987e-05 | 0
| 6 | 10 | 10 | Shoulder | 8.1011e-05 | 7.7654e-05 | 0 |  | 8.1011e-05 | 7.7654e-05 | 0
| 7 | 10 | 10 | Shoulder | 8.7369e-05 | 8.04e-05 | 0 |  | 8.7369e-05 | 8.04e-05 | 0
| 8 | 10 | 10 | Shoulder | 9.5195e-05 | 8.5191e-05 | 0 |  | 9.5195e-05 | 8.5191e-05 | 0
| 9 | 10 | 10 | Shoulder | 0.00010306 | 9.166e-05 | 0 |  | 0.00010306 | 9.166e-05 | 0
| 10 | 10 | 10 | Shoulder | 0.00010853 | 9.8541e-05 | 0 |  | 0.00010853 | 9.8541e-05 | 0
| 11 | 10 | 10 | Shoulder | 0.00011187 | 0.00010467 | 0 |  | 0.00011187 | 0.00010467 | 0
| 12 | 10 | 10 | Shoulder | 0.00011205 | 0.00010888 | 0 |  | 0.00011205 | 0.00010888 | 0
| 13 | 10 | 10 | Shoulder | 0.00010982 | 0.00011057 | 0 |  | 0.00010982 | 0.00011057 | 0
| 14 | 10 | 10 | Shoulder | 0.00010662 | 0.00011009 | 0 |  | 0.00010662 | 0.00011009 | 0
| 15 | 10 | 10 | Shoulder | 0.00010511 | 0.0001084 | 0 |  | 0.00010511 | 0.0001084 | 0
| 16 | 10 | 10 | Shoulder | 0.00010569 | 0.00010681 | 0 |  | 0.00010569 | 0.00010681 | 0
| 17 | 10 | 10 | Shoulder | 0.00010942 | 0.00010671 | 0 |  | 0.00010942 | 0.00010671 | 0
| 18 | 10 | 10 | Shoulder | 0.00011431 | 0.00010863 | 0 |  | 0.00011431 | 0.00010863 | 0
| 19 | 10 | 10 | Shoulder | 0.00012018 | 0.0001124 | 0 |  | 0.00012018 | 0.0001124 | 0
| 20 | 10 | 10 | Shoulder | 0.00012214 | 0.00011651 | 0 |  | 0.00012214 | 0.00011651 | 0
| 21 | 10 | 10 | Shoulder | 0.00011778 | 0.0001186 | 0 |  | 0.00011778 | 0.0001186 | 0
| 22 | 10 | 10 | Shoulder | 0.00011036 | 0.00011762 | 0 |  | 0.00011036 | 0.00011762 | 0
| 23 | 10 | 10 | Shoulder | 0.00010071 | 0.00011275 | 0 |  | 0.00010071 | 0.00011275 | 0
| 24 | 10 | 10 | Shoulder | 9.1993e-05 | 0.00010521 | 0 |  | 9.1993e-05 | 0.00010521 | 0
| 1 | 10 | 11 | Shoulder | 8.6436e-05 | 9.7373e-05 | 0 |  | 8.6436e-05 | 9.7373e-05 | 0
| 2 | 10 | 11 | Shoulder | 8.3812e-05 | 9.0737e-05 | 0 |  | 8.3812e-05 | 9.0737e-05 | 0
| 3 | 10 | 11 | Shoulder | 8.3234e-05 | 8.6369e-05 | 0 |  | 8.3234e-05 | 8.6369e-05 | 0
| 4 | 10 | 11 | Shoulder | 8.4479e-05 | 8.449e-05 | 0 |  | 8.4479e-05 | 8.449e-05 | 0
| 5 | 10 | 11 | Shoulder | 9.017e-05 | 8.5424e-05 | 0 |  | 9.017e-05 | 8.5424e-05 | 0
| 6 | 10 | 11 | Shoulder | 0.00010155 | 8.9859e-05 | 0 |  | 0.00010155 | 8.9859e-05 | 0
| 7 | 10 | 11 | Shoulder | 0.00011752 | 9.8429e-05 | 0 |  | 0.00011752 | 9.8429e-05 | 0
| 8 | 10 | 11 | Shoulder | 0.00012863 | 0.00010947 | 0 |  | 0.00012863 | 0.00010947 | 0
| 9 | 10 | 11 | Shoulder | 0.00013125 | 0.00011974 | 0 |  | 0.00013125 | 0.00011974 | 0
| 10 | 10 | 11 | Shoulder | 0.00012925 | 0.00012666 | 0 |  | 0.00012925 | 0.00012666 | 0
| 11 | 10 | 11 | Shoulder | 0.00012605 | 0.0001288 | 0 |  | 0.00012605 | 0.0001288 | 0
| 12 | 10 | 11 | Shoulder | 0.00012423 | 0.0001277 | 0 |  | 0.00012423 | 0.0001277 | 0
| 13 | 10 | 11 | Shoulder | 0.00012227 | 0.00012545 | 0 |  | 0.00012227 | 0.00012545 | 0
| 14 | 10 | 11 | Shoulder | 0.00011863 | 0.00012279 | 0 |  | 0.00011863 | 0.00012279 | 0
| 15 | 10 | 11 | Shoulder | 0.00011525 | 0.00012009 | 0 |  | 0.00011525 | 0.00012009 | 0
| 16 | 10 | 11 | Shoulder | 0.00011405 | 0.00011755 | 0 |  | 0.00011405 | 0.00011755 | 0
| 17 | 10 | 11 | Shoulder | 0.00011578 | 0.00011593 | 0 |  | 0.00011578 | 0.00011593 | 0
| 18 | 10 | 11 | Shoulder | 0.00012032 | 0.00011635 | 0 |  | 0.00012032 | 0.00011635 | 0
| 19 | 10 | 11 | Shoulder | 0.00012654 | 0.00011917 | 0 |  | 0.00012654 | 0.00011917 | 0
| 20 | 10 | 11 | Shoulder | 0.00013063 | 0.00012332 | 0 |  | 0.00013063 | 0.00012332 | 0
| 21 | 10 | 11 | Shoulder | 0.0001273 | 0.0001262 | 0 |  | 0.0001273 | 0.0001262 | 0
| 22 | 10 | 11 | Shoulder | 0.00011938 | 0.00012596 | 0 |  | 0.00011938 | 0.00012596 | 0
| 23 | 10 | 11 | Shoulder | 0.00010889 | 0.00012155 | 0 |  | 0.00010889 | 0.00012155 | 0
| 24 | 10 | 11 | Shoulder | 9.9552e-05 | 0.00011378 | 0 |  | 9.9552e-05 | 0.00011378 | 0
| 1 | 10 | 12 | Shoulder | 9.4928e-05 | 0.00010569 | 0 |  | 9.4928e-05 | 0.00010569 | 0
| 2 | 10 | 12 | Shoulder | 9.266e-05 | 9.9007e-05 | 0 |  | 9.266e-05 | 9.9007e-05 | 0
| 3 | 10 | 12 | Shoulder | 9.2927e-05 | 9.5017e-05 | 0 |  | 9.2927e-05 | 9.5017e-05 | 0
| 4 | 10 | 12 | Shoulder | 9.555e-05 | 9.4016e-05 | 0 |  | 9.555e-05 | 9.4016e-05 | 0
| 5 | 10 | 12 | Shoulder | 0.00010204 | 9.5795e-05 | 0 |  | 0.00010204 | 9.5795e-05 | 0
| 6 | 10 | 12 | Shoulder | 0.00011516 | 0.00010142 | 0 |  | 0.00011516 | 0.00010142 | 0
| 7 | 10 | 12 | Shoulder | 0.0001321 | 0.00011121 | 0 |  | 0.0001321 | 0.00011121 | 0
| 8 | 10 | 12 | Shoulder | 0.0001429 | 0.00012305 | 0 |  | 0.0001429 | 0.00012305 | 0
| 9 | 10 | 12 | Shoulder | 0.00014473 | 0.00013372 | 0 |  | 0.00014473 | 0.00013372 | 0
| 10 | 10 | 12 | Shoulder | 0.00014264 | 0.00014059 | 0 |  | 0.00014264 | 0.00014059 | 0
| 11 | 10 | 12 | Shoulder | 0.00014064 | 0.00014273 | 0 |  | 0.00014064 | 0.00014273 | 0
| 12 | 10 | 12 | Shoulder | 0.00013597 | 0.00014099 | 0 |  | 0.00013597 | 0.00014099 | 0
| 13 | 10 | 12 | Shoulder | 0.00013259 | 0.00013796 | 0 |  | 0.00013259 | 0.00013796 | 0
| 14 | 10 | 12 | Shoulder | 0.0001301 | 0.00013482 | 0 |  | 0.0001301 | 0.00013482 | 0
| 15 | 10 | 12 | Shoulder | 0.00012756 | 0.00013155 | 0 |  | 0.00012756 | 0.00013155 | 0
| 16 | 10 | 12 | Shoulder | 0.00012756 | 0.00012945 | 0 |  | 0.00012756 | 0.00012945 | 0
| 17 | 10 | 12 | Shoulder | 0.00013112 | 0.00012909 | 0 |  | 0.00013112 | 0.00012909 | 0
| 18 | 10 | 12 | Shoulder | 0.00013601 | 0.00013056 | 0 |  | 0.00013601 | 0.00013056 | 0
| 19 | 10 | 12 | Shoulder | 0.00014037 | 0.00013377 | 0 |  | 0.00014037 | 0.00013377 | 0
| 20 | 10 | 12 | Shoulder | 0.0001385 | 0.0001365 | 0 |  | 0.0001385 | 0.0001365 | 0
| 21 | 10 | 12 | Shoulder | 0.00013223 | 0.00013678 | 0 |  | 0.00013223 | 0.00013678 | 0
| 22 | 10 | 12 | Shoulder | 0.00012276 | 0.00013347 | 0 |  | 0.00012276 | 0.00013347 | 0
| 23 | 10 | 12 | Shoulder | 0.00011067 | 0.00012604 | 0 |  | 0.00011067 | 0.00012604 | 0
| 24 | 10 | 12 | Shoulder | 9.9685e-05 | 0.00011634 | 0 |  | 9.9685e-05 | 0.00011634 | 0
| 1 | 10 | 13 | Shoulder | 9.3194e-05 | 0.00010658 | 0 |  | 9.3194e-05 | 0.00010658 | 0
| 2 | 10 | 13 | Shoulder | 8.9993e-05 | 9.8385e-05 | 0 |  | 8.9993e-05 | 9.8385e-05 | 0
| 3 | 10 | 13 | Shoulder | 8.8748e-05 | 9.2905e-05 | 0 |  | 8.8748e-05 | 9.2905e-05 | 0
| 4 | 10 | 13 | Shoulder | 8.9637e-05 | 9.0393e-05 | 0 |  | 8.9637e-05 | 9.0393e-05 | 0
| 5 | 10 | 13 | Shoulder | 9.5106e-05 | 9.0871e-05 | 0 |  | 9.5106e-05 | 9.0871e-05 | 0
| 6 | 10 | 13 | Shoulder | 0.00010658 | 9.5017e-05 | 0 |  | 0.00010658 | 9.5017e-05 | 0
| 7 | 10 | 13 | Shoulder | 0.00012192 | 0.00010331 | 0 |  | 0.00012192 | 0.00010331 | 0
| 8 | 10 | 13 | Shoulder | 0.00013245 | 0.00011401 | 0 |  | 0.00013245 | 0.00011401 | 0
| 9 | 10 | 13 | Shoulder | 0.00013406 | 0.00012375 | 0 |  | 0.00013406 | 0.00012375 | 0
| 10 | 10 | 13 | Shoulder | 0.00013205 | 0.00013012 | 0 |  | 0.00013205 | 0.00013012 | 0
| 11 | 10 | 13 | Shoulder | 0.00012921 | 0.00013194 | 0 |  | 0.00012921 | 0.00013194 | 0
| 12 | 10 | 13 | Shoulder | 0.00012512 | 0.00013011 | 0 |  | 0.00012512 | 0.00013011 | 0
| 13 | 10 | 13 | Shoulder | 0.00012183 | 0.00012705 | 0 |  | 0.00012183 | 0.00012705 | 0
| 14 | 10 | 13 | Shoulder | 0.00011876 | 0.00012373 | 0 |  | 0.00011876 | 0.00012373 | 0
| 15 | 10 | 13 | Shoulder | 0.00011752 | 0.00012081 | 0 |  | 0.00011752 | 0.00012081 | 0
| 16 | 10 | 13 | Shoulder | 0.000118 | 0.00011903 | 0 |  | 0.000118 | 0.00011903 | 0
| 17 | 10 | 13 | Shoulder | 0.00012036 | 0.00011866 | 0 |  | 0.00012036 | 0.00011866 | 0
| 18 | 10 | 13 | Shoulder | 0.00012494 | 0.00012021 | 0 |  | 0.00012494 | 0.00012021 | 0
| 19 | 10 | 13 | Shoulder | 0.00013112 | 0.00012361 | 0 |  | 0.00013112 | 0.00012361 | 0
| 20 | 10 | 13 | Shoulder | 0.0001313 | 0.00012693 | 0 |  | 0.0001313 | 0.00012693 | 0
| 21 | 10 | 13 | Shoulder | 0.00012632 | 0.00012842 | 0 |  | 0.00012632 | 0.00012842 | 0
| 22 | 10 | 13 | Shoulder | 0.00011716 | 0.00012647 | 0 |  | 0.00011716 | 0.00012647 | 0
| 23 | 10 | 13 | Shoulder | 0.00010564 | 0.0001201 | 0 |  | 0.00010564 | 0.0001201 | 0
| 24 | 10 | 13 | Shoulder | 9.5862e-05 | 0.00011125 | 0 |  | 9.5862e-05 | 0.00011125 | 0
| 1 | 10 | 14 | Shoulder | 8.9326e-05 | 0.000102 | 0 |  | 8.9326e-05 | 0.000102 | 0
| 2 | 10 | 14 | Shoulder | 8.5902e-05 | 9.4183e-05 | 0 |  | 8.5902e-05 | 9.4183e-05 | 0
| 3 | 10 | 14 | Shoulder | 8.4524e-05 | 8.8903e-05 | 0 |  | 8.4524e-05 | 8.8903e-05 | 0
| 4 | 10 | 14 | Shoulder | 8.5413e-05 | 8.6291e-05 | 0 |  | 8.5413e-05 | 8.6291e-05 | 0
| 5 | 10 | 14 | Shoulder | 9.0126e-05 | 8.6491e-05 | 0 |  | 9.0126e-05 | 8.6491e-05 | 0
| 6 | 10 | 14 | Shoulder | 0.00010133 | 9.0348e-05 | 0 |  | 0.00010133 | 9.0348e-05 | 0
| 7 | 10 | 14 | Shoulder | 0.00011596 | 9.8207e-05 | 0 |  | 0.00011596 | 9.8207e-05 | 0
| 8 | 10 | 14 | Shoulder | 0.00012538 | 0.0001082 | 0 |  | 0.00012538 | 0.0001082 | 0
| 9 | 10 | 14 | Shoulder | 0.00012747 | 0.00011754 | 0 |  | 0.00012747 | 0.00011754 | 0
| 10 | 10 | 14 | Shoulder | 0.00012685 | 0.00012392 | 0 |  | 0.00012685 | 0.00012392 | 0
| 11 | 10 | 14 | Shoulder | 0.00012565 | 0.00012634 | 0 |  | 0.00012565 | 0.00012634 | 0
| 12 | 10 | 14 | Shoulder | 0.00012361 | 0.0001259 | 0 |  | 0.00012361 | 0.0001259 | 0
| 13 | 10 | 14 | Shoulder | 0.00012205 | 0.00012454 | 0 |  | 0.00012205 | 0.00012454 | 0
| 14 | 10 | 14 | Shoulder | 0.0001188 | 0.00012253 | 0 |  | 0.0001188 | 0.00012253 | 0
| 15 | 10 | 14 | Shoulder | 0.00011618 | 0.00012016 | 0 |  | 0.00011618 | 0.00012016 | 0
| 16 | 10 | 14 | Shoulder | 0.00011503 | 0.00011802 | 0 |  | 0.00011503 | 0.00011802 | 0
| 17 | 10 | 14 | Shoulder | 0.00011778 | 0.00011695 | 0 |  | 0.00011778 | 0.00011695 | 0
| 18 | 10 | 14 | Shoulder | 0.00012249 | 0.00011787 | 0 |  | 0.00012249 | 0.00011787 | 0
| 19 | 10 | 14 | Shoulder | 0.0001269 | 0.00012055 | 0 |  | 0.0001269 | 0.00012055 | 0
| 20 | 10 | 14 | Shoulder | 0.00012592 | 0.00012327 | 0 |  | 0.00012592 | 0.00012327 | 0
| 21 | 10 | 14 | Shoulder | 0.00012076 | 0.00012402 | 0 |  | 0.00012076 | 0.00012402 | 0
| 22 | 10 | 14 | Shoulder | 0.00011236 | 0.00012148 | 0 |  | 0.00011236 | 0.00012148 | 0
| 23 | 10 | 14 | Shoulder | 0.00010151 | 0.00011514 | 0 |  | 0.00010151 | 0.00011514 | 0
| 24 | 10 | 14 | Shoulder | 9.2216e-05 | 0.00010671 | 0 |  | 9.2216e-05 | 0.00010671 | 0
| 1 | 10 | 15 | Shoulder | 8.5724e-05 | 9.7951e-05 | 0 |  | 8.5724e-05 | 9.7951e-05 | 0
| 2 | 10 | 15 | Shoulder | 8.1989e-05 | 9.0359e-05 | 0 |  | 8.1989e-05 | 9.0359e-05 | 0
| 3 | 10 | 15 | Shoulder | 8.0077e-05 | 8.5002e-05 | 0 |  | 8.0077e-05 | 8.5002e-05 | 0
| 4 | 10 | 15 | Shoulder | 8.0389e-05 | 8.2045e-05 | 0 |  | 8.0389e-05 | 8.2045e-05 | 0
| 5 | 10 | 15 | Shoulder | 8.4212e-05 | 8.1667e-05 | 0 |  | 8.4212e-05 | 8.1667e-05 | 0
| 6 | 10 | 15 | Shoulder | 9.3061e-05 | 8.4435e-05 | 0 |  | 9.3061e-05 | 8.4435e-05 | 0
| 7 | 10 | 15 | Shoulder | 0.00010693 | 9.1149e-05 | 0 |  | 0.00010693 | 9.1149e-05 | 0
| 8 | 10 | 15 | Shoulder | 0.00011649 | 0.00010017 | 0 |  | 0.00011649 | 0.00010017 | 0
| 9 | 10 | 15 | Shoulder | 0.00011934 | 0.00010896 | 0 |  | 0.00011934 | 0.00010896 | 0
| 10 | 10 | 15 | Shoulder | 0.00012072 | 0.00011587 | 0 |  | 0.00012072 | 0.00011587 | 0
| 11 | 10 | 15 | Shoulder | 0.00012063 | 0.00011929 | 0 |  | 0.00012063 | 0.00011929 | 0
| 12 | 10 | 15 | Shoulder | 0.00011983 | 0.00012013 | 0 |  | 0.00011983 | 0.00012013 | 0
| 13 | 10 | 15 | Shoulder | 0.00011814 | 0.00011983 | 0 |  | 0.00011814 | 0.00011983 | 0
| 14 | 10 | 15 | Shoulder | 0.00011569 | 0.00011857 | 0 |  | 0.00011569 | 0.00011857 | 0
| 15 | 10 | 15 | Shoulder | 0.00011302 | 0.00011667 | 0 |  | 0.00011302 | 0.00011667 | 0
| 16 | 10 | 15 | Shoulder | 0.00011218 | 0.00011476 | 0 |  | 0.00011218 | 0.00011476 | 0
| 17 | 10 | 15 | Shoulder | 0.00011374 | 0.00011366 | 0 |  | 0.00011374 | 0.00011366 | 0
| 18 | 10 | 15 | Shoulder | 0.00011618 | 0.00011378 | 0 |  | 0.00011618 | 0.00011378 | 0
| 19 | 10 | 15 | Shoulder | 0.0001184 | 0.00011513 | 0 |  | 0.0001184 | 0.00011513 | 0
| 20 | 10 | 15 | Shoulder | 0.00011569 | 0.000116 | 0 |  | 0.00011569 | 0.000116 | 0
| 21 | 10 | 15 | Shoulder | 0.00011214 | 0.0001156 | 0 |  | 0.00011214 | 0.0001156 | 0
| 22 | 10 | 15 | Shoulder | 0.0001056 | 0.00011296 | 0 |  | 0.0001056 | 0.00011296 | 0
| 23 | 10 | 15 | Shoulder | 9.7373e-05 | 0.0001077 | 0 |  | 9.7373e-05 | 0.0001077 | 0
| 24 | 10 | 15 | Shoulder | 8.9103e-05 | 0.00010105 | 0 |  | 8.9103e-05 | 0.00010105 | 0
| 1 | 10 | 16 | Shoulder | 8.3145e-05 | 9.3805e-05 | 0 |  | 8.3145e-05 | 9.3805e-05 | 0
| 2 | 10 | 16 | Shoulder | 7.8921e-05 | 8.7136e-05 | 0 |  | 7.8921e-05 | 8.7136e-05 | 0
| 3 | 10 | 16 | Shoulder | 7.652e-05 | 8.1923e-05 | 0 |  | 7.652e-05 | 8.1923e-05 | 0
| 4 | 10 | 16 | Shoulder | 7.6031e-05 | 7.8655e-05 | 0 |  | 7.6031e-05 | 7.8655e-05 | 0
| 5 | 10 | 16 | Shoulder | 7.7232e-05 | 7.7176e-05 | 0 |  | 7.7232e-05 | 7.7176e-05 | 0
| 6 | 10 | 16 | Shoulder | 8.0878e-05 | 7.7665e-05 | 0 |  | 8.0878e-05 | 7.7665e-05 | 0
| 7 | 10 | 16 | Shoulder | 8.6969e-05 | 8.0277e-05 | 0 |  | 8.6969e-05 | 8.0277e-05 | 0
| 8 | 10 | 16 | Shoulder | 9.4261e-05 | 8.4835e-05 | 0 |  | 9.4261e-05 | 8.4835e-05 | 0
| 9 | 10 | 16 | Shoulder | 0.00010142 | 9.0882e-05 | 0 |  | 0.00010142 | 9.0882e-05 | 0
| 10 | 10 | 16 | Shoulder | 0.00010569 | 9.7084e-05 | 0 |  | 0.00010569 | 9.7084e-05 | 0
| 11 | 10 | 16 | Shoulder | 0.0001072 | 0.00010214 | 0 |  | 0.0001072 | 0.00010214 | 0
| 12 | 10 | 16 | Shoulder | 0.00010604 | 0.00010509 | 0 |  | 0.00010604 | 0.00010509 | 0
| 13 | 10 | 16 | Shoulder | 0.00010355 | 0.00010562 | 0 |  | 0.00010355 | 0.00010562 | 0
| 14 | 10 | 16 | Shoulder | 0.0001008 | 0.0001044 | 0 |  | 0.0001008 | 0.0001044 | 0
| 15 | 10 | 16 | Shoulder | 9.8485e-05 | 0.00010222 | 0 |  | 9.8485e-05 | 0.00010222 | 0
| 16 | 10 | 16 | Shoulder | 9.8174e-05 | 0.00010025 | 0 |  | 9.8174e-05 | 0.00010025 | 0
| 17 | 10 | 16 | Shoulder | 9.9685e-05 | 9.9285e-05 | 0 |  | 9.9685e-05 | 9.9285e-05 | 0
| 18 | 10 | 16 | Shoulder | 0.00010235 | 9.9674e-05 | 0 |  | 0.00010235 | 9.9674e-05 | 0
| 19 | 10 | 16 | Shoulder | 0.00010729 | 0.00010188 | 0 |  | 0.00010729 | 0.00010188 | 0
| 20 | 10 | 16 | Shoulder | 0.00010738 | 0.00010418 | 0 |  | 0.00010738 | 0.00010418 | 0
| 21 | 10 | 16 | Shoulder | 0.00010324 | 0.00010507 | 0 |  | 0.00010324 | 0.00010507 | 0
| 22 | 10 | 16 | Shoulder | 9.7996e-05 | 0.00010398 | 0 |  | 9.7996e-05 | 0.00010398 | 0
| 23 | 10 | 16 | Shoulder | 9.1504e-05 | 0.00010003 | 0 |  | 9.1504e-05 | 0.00010003 | 0
| 24 | 10 | 16 | Shoulder | 8.4702e-05 | 9.4361e-05 | 0 |  | 8.4702e-05 | 9.4361e-05 | 0
| 1 | 10 | 17 | Shoulder | 7.9544e-05 | 8.8436e-05 | 0 |  | 7.9544e-05 | 8.8436e-05 | 0
| 2 | 10 | 17 | Shoulder | 7.5987e-05 | 8.2934e-05 | 0 |  | 7.5987e-05 | 8.2934e-05 | 0
| 3 | 10 | 17 | Shoulder | 7.3452e-05 | 7.8421e-05 | 0 |  | 7.3452e-05 | 7.8421e-05 | 0
| 4 | 10 | 17 | Shoulder | 7.2919e-05 | 7.5476e-05 | 0 |  | 7.2919e-05 | 7.5476e-05 | 0
| 5 | 10 | 17 | Shoulder | 7.3942e-05 | 7.4075e-05 | 0 |  | 7.3942e-05 | 7.4075e-05 | 0
| 6 | 10 | 17 | Shoulder | 7.7054e-05 | 7.4342e-05 | 0 |  | 7.7054e-05 | 7.4342e-05 | 0
| 7 | 10 | 17 | Shoulder | 8.1723e-05 | 7.6409e-05 | 0 |  | 8.1723e-05 | 7.6409e-05 | 0
| 8 | 10 | 17 | Shoulder | 8.9192e-05 | 8.0478e-05 | 0 |  | 8.9192e-05 | 8.0478e-05 | 0
| 9 | 10 | 17 | Shoulder | 9.6262e-05 | 8.6058e-05 | 0 |  | 9.6262e-05 | 8.6058e-05 | 0
| 10 | 10 | 17 | Shoulder | 0.00010346 | 9.266e-05 | 0 |  | 0.00010346 | 9.266e-05 | 0
| 11 | 10 | 17 | Shoulder | 0.00010742 | 9.9085e-05 | 0 |  | 0.00010742 | 9.9085e-05 | 0
| 12 | 10 | 17 | Shoulder | 0.00010862 | 0.00010394 | 0 |  | 0.00010862 | 0.00010394 | 0
| 13 | 10 | 17 | Shoulder | 0.00010956 | 0.00010727 | 0 |  | 0.00010956 | 0.00010727 | 0
| 14 | 10 | 17 | Shoulder | 0.00010924 | 0.00010871 | 0 |  | 0.00010924 | 0.00010871 | 0
| 15 | 10 | 17 | Shoulder | 0.00010849 | 0.00010898 | 0 |  | 0.00010849 | 0.00010898 | 0
| 16 | 10 | 17 | Shoulder | 0.00010951 | 0.0001092 | 0 |  | 0.00010951 | 0.0001092 | 0
| 17 | 10 | 17 | Shoulder | 0.00011245 | 0.00010992 | 0 |  | 0.00011245 | 0.00010992 | 0
| 18 | 10 | 17 | Shoulder | 0.0001168 | 0.00011181 | 0 |  | 0.0001168 | 0.00011181 | 0
| 19 | 10 | 17 | Shoulder | 0.00012009 | 0.00011471 | 0 |  | 0.00012009 | 0.00011471 | 0
| 20 | 10 | 17 | Shoulder | 0.00011858 | 0.00011698 | 0 |  | 0.00011858 | 0.00011698 | 0
| 21 | 10 | 17 | Shoulder | 0.00011347 | 0.00011724 | 0 |  | 0.00011347 | 0.00011724 | 0
| 22 | 10 | 17 | Shoulder | 0.0001076 | 0.00011494 | 0 |  | 0.0001076 | 0.00011494 | 0
| 23 | 10 | 17 | Shoulder | 9.7196e-05 | 0.00010921 | 0 |  | 9.7196e-05 | 0.00010921 | 0
| 24 | 10 | 17 | Shoulder | 8.8392e-05 | 0.00010166 | 0 |  | 8.8392e-05 | 0.00010166 | 0
| 1 | 10 | 18 | Shoulder | 8.2389e-05 | 9.3894e-05 | 0 |  | 8.2389e-05 | 9.3894e-05 | 0
| 2 | 10 | 18 | Shoulder | 7.8966e-05 | 8.6736e-05 | 0 |  | 7.8966e-05 | 8.6736e-05 | 0
| 3 | 10 | 18 | Shoulder | 7.7587e-05 | 8.1834e-05 | 0 |  | 7.7587e-05 | 8.1834e-05 | 0
| 4 | 10 | 18 | Shoulder | 7.9188e-05 | 7.9533e-05 | 0 |  | 7.9188e-05 | 7.9533e-05 | 0
| 5 | 10 | 18 | Shoulder | 8.3901e-05 | 7.9911e-05 | 0 |  | 8.3901e-05 | 7.9911e-05 | 0
| 6 | 10 | 18 | Shoulder | 9.4439e-05 | 8.3779e-05 | 0 |  | 9.4439e-05 | 8.3779e-05 | 0
| 7 | 10 | 18 | Shoulder | 0.00010889 | 9.1604e-05 | 0 |  | 0.00010889 | 9.1604e-05 | 0
| 8 | 10 | 18 | Shoulder | 0.0001196 | 0.00010171 | 0 |  | 0.0001196 | 0.00010171 | 0
| 9 | 10 | 18 | Shoulder | 0.00012094 | 0.00011097 | 0 |  | 0.00012094 | 0.00011097 | 0
| 10 | 10 | 18 | Shoulder | 0.00012143 | 0.00011772 | 0 |  | 0.00012143 | 0.00011772 | 0
| 11 | 10 | 18 | Shoulder | 0.00012058 | 0.00012064 | 0 |  | 0.00012058 | 0.00012064 | 0
| 12 | 10 | 18 | Shoulder | 0.00011854 | 0.00012037 | 0 |  | 0.00011854 | 0.00012037 | 0
| 13 | 10 | 18 | Shoulder | 0.00011689 | 0.00011936 | 0 |  | 0.00011689 | 0.00011936 | 0
| 14 | 10 | 18 | Shoulder | 0.00011485 | 0.00011772 | 0 |  | 0.00011485 | 0.00011772 | 0
| 15 | 10 | 18 | Shoulder | 0.00011307 | 0.00011584 | 0 |  | 0.00011307 | 0.00011584 | 0
| 16 | 10 | 18 | Shoulder | 0.000112 | 0.0001142 | 0 |  | 0.000112 | 0.0001142 | 0
| 17 | 10 | 18 | Shoulder | 0.00011476 | 0.00011367 | 0 |  | 0.00011476 | 0.00011367 | 0
| 18 | 10 | 18 | Shoulder | 0.00012027 | 0.00011503 | 0 |  | 0.00012027 | 0.00011503 | 0
| 19 | 10 | 18 | Shoulder | 0.00012627 | 0.00011833 | 0 |  | 0.00012627 | 0.00011833 | 0
| 20 | 10 | 18 | Shoulder | 0.00012525 | 0.00012164 | 0 |  | 0.00012525 | 0.00012164 | 0
| 21 | 10 | 18 | Shoulder | 0.00012045 | 0.00012306 | 0 |  | 0.00012045 | 0.00012306 | 0
| 22 | 10 | 18 | Shoulder | 0.00011173 | 0.00012093 | 0 |  | 0.00011173 | 0.00012093 | 0
| 23 | 10 | 18 | Shoulder | 0.00010146 | 0.00011472 | 0 |  | 0.00010146 | 0.00011472 | 0
| 24 | 10 | 18 | Shoulder | 9.1949e-05 | 0.0001064 | 0 |  | 9.1949e-05 | 0.0001064 | 0
| 1 | 10 | 19 | Shoulder | 8.6702e-05 | 9.7963e-05 | 0 |  | 8.6702e-05 | 9.7963e-05 | 0
| 2 | 10 | 19 | Shoulder | 8.319e-05 | 9.0826e-05 | 0 |  | 8.319e-05 | 9.0826e-05 | 0
| 3 | 10 | 19 | Shoulder | 8.2345e-05 | 8.6047e-05 | 0 |  | 8.2345e-05 | 8.6047e-05 | 0
| 4 | 10 | 19 | Shoulder | 8.3545e-05 | 8.3946e-05 | 0 |  | 8.3545e-05 | 8.3946e-05 | 0
| 5 | 10 | 19 | Shoulder | 8.9681e-05 | 8.469e-05 | 0 |  | 8.9681e-05 | 8.469e-05 | 0
| 6 | 10 | 19 | Shoulder | 0.00010164 | 8.9303e-05 | 0 |  | 0.00010164 | 8.9303e-05 | 0
| 7 | 10 | 19 | Shoulder | 0.000118 | 9.8218e-05 | 0 |  | 0.000118 | 9.8218e-05 | 0
| 8 | 10 | 19 | Shoulder | 0.00012872 | 0.00010951 | 0 |  | 0.00012872 | 0.00010951 | 0
| 9 | 10 | 19 | Shoulder | 0.00012965 | 0.0001195 | 0 |  | 0.00012965 | 0.0001195 | 0
| 10 | 10 | 19 | Shoulder | 0.00012699 | 0.00012584 | 0 |  | 0.00012699 | 0.00012584 | 0
| 11 | 10 | 19 | Shoulder | 0.00012209 | 0.00012686 | 0 |  | 0.00012209 | 0.00012686 | 0
| 12 | 10 | 19 | Shoulder | 0.00011867 | 0.00012435 | 0 |  | 0.00011867 | 0.00012435 | 0
| 13 | 10 | 19 | Shoulder | 0.00011574 | 0.00012087 | 0 |  | 0.00011574 | 0.00012087 | 0
| 14 | 10 | 19 | Shoulder | 0.00011271 | 0.0001173 | 0 |  | 0.00011271 | 0.0001173 | 0
| 15 | 10 | 19 | Shoulder | 0.00011031 | 0.00011436 | 0 |  | 0.00011031 | 0.00011436 | 0
| 16 | 10 | 19 | Shoulder | 0.00010996 | 0.00011218 | 0 |  | 0.00010996 | 0.00011218 | 0
| 17 | 10 | 19 | Shoulder | 0.00011347 | 0.00011161 | 0 |  | 0.00011347 | 0.00011161 | 0
| 18 | 10 | 19 | Shoulder | 0.00011778 | 0.00011288 | 0 |  | 0.00011778 | 0.00011288 | 0
| 19 | 10 | 19 | Shoulder | 0.00012441 | 0.0001164 | 0 |  | 0.00012441 | 0.0001164 | 0
| 20 | 10 | 19 | Shoulder | 0.0001241 | 0.00011994 | 0 |  | 0.0001241 | 0.00011994 | 0
| 21 | 10 | 19 | Shoulder | 0.00011916 | 0.00012136 | 0 |  | 0.00011916 | 0.00012136 | 0
| 22 | 10 | 19 | Shoulder | 0.00011165 | 0.00011983 | 0 |  | 0.00011165 | 0.00011983 | 0
| 23 | 10 | 19 | Shoulder | 0.00010057 | 0.00011387 | 0 |  | 0.00010057 | 0.00011387 | 0
| 24 | 10 | 19 | Shoulder | 9.0837e-05 | 0.00010555 | 0 |  | 9.0837e-05 | 0.00010555 | 0
| 1 | 10 | 20 | Shoulder | 8.4702e-05 | 9.694e-05 | 0 |  | 8.4702e-05 | 9.694e-05 | 0
| 2 | 10 | 20 | Shoulder | 8.11e-05 | 8.9303e-05 | 0 |  | 8.11e-05 | 8.9303e-05 | 0
| 3 | 10 | 20 | Shoulder | 7.941e-05 | 8.4012e-05 | 0 |  | 7.941e-05 | 8.4012e-05 | 0
| 4 | 10 | 20 | Shoulder | 7.9988e-05 | 8.13e-05 | 0 |  | 7.9988e-05 | 8.13e-05 | 0
| 5 | 10 | 20 | Shoulder | 8.4346e-05 | 8.1211e-05 | 0 |  | 8.4346e-05 | 8.1211e-05 | 0
| 6 | 10 | 20 | Shoulder | 9.435e-05 | 8.4524e-05 | 0 |  | 9.435e-05 | 8.4524e-05 | 0
| 7 | 10 | 20 | Shoulder | 0.0001084 | 9.1771e-05 | 0 |  | 0.0001084 | 9.1771e-05 | 0
| 8 | 10 | 20 | Shoulder | 0.00011836 | 0.00010136 | 0 |  | 0.00011836 | 0.00010136 | 0
| 9 | 10 | 20 | Shoulder | 0.00012067 | 0.00011045 | 0 |  | 0.00012067 | 0.00011045 | 0
| 10 | 10 | 20 | Shoulder | 0.00012192 | 0.00011734 | 0 |  | 0.00012192 | 0.00011734 | 0
| 11 | 10 | 20 | Shoulder | 0.00012152 | 0.00012062 | 0 |  | 0.00012152 | 0.00012062 | 0
| 12 | 10 | 20 | Shoulder | 0.00011858 | 0.00012067 | 0 |  | 0.00011858 | 0.00012067 | 0
| 13 | 10 | 20 | Shoulder | 0.000116 | 0.0001195 | 0 |  | 0.000116 | 0.0001195 | 0
| 14 | 10 | 20 | Shoulder | 0.00011405 | 0.00011754 | 0 |  | 0.00011405 | 0.00011754 | 0
| 15 | 10 | 20 | Shoulder | 0.00011116 | 0.00011495 | 0 |  | 0.00011116 | 0.00011495 | 0
| 16 | 10 | 20 | Shoulder | 0.00011111 | 0.00011308 | 0 |  | 0.00011111 | 0.00011308 | 0
| 17 | 10 | 20 | Shoulder | 0.00011356 | 0.00011247 | 0 |  | 0.00011356 | 0.00011247 | 0
| 18 | 10 | 20 | Shoulder | 0.00011907 | 0.00011372 | 0 |  | 0.00011907 | 0.00011372 | 0
| 19 | 10 | 20 | Shoulder | 0.00012463 | 0.00011709 | 0 |  | 0.00012463 | 0.00011709 | 0
| 20 | 10 | 20 | Shoulder | 0.00012352 | 0.00012019 | 0 |  | 0.00012352 | 0.00012019 | 0
| 21 | 10 | 20 | Shoulder | 0.00011898 | 0.00012155 | 0 |  | 0.00011898 | 0.00012155 | 0
| 22 | 10 | 20 | Shoulder | 0.00011085 | 0.00011949 | 0 |  | 0.00011085 | 0.00011949 | 0
| 23 | 10 | 20 | Shoulder | 0.00010022 | 0.00011339 | 0 |  | 0.00010022 | 0.00011339 | 0
| 24 | 10 | 20 | Shoulder | 9.0837e-05 | 0.00010522 | 0 |  | 9.0837e-05 | 0.00010522 | 0
| 1 | 10 | 21 | Shoulder | 8.5057e-05 | 9.674e-05 | 0 |  | 8.5057e-05 | 9.674e-05 | 0
| 2 | 10 | 21 | Shoulder | 8.2256e-05 | 8.9592e-05 | 0 |  | 8.2256e-05 | 8.9592e-05 | 0
| 3 | 10 | 21 | Shoulder | 8.1056e-05 | 8.4802e-05 | 0 |  | 8.1056e-05 | 8.4802e-05 | 0
| 4 | 10 | 21 | Shoulder | 8.1545e-05 | 8.2478e-05 | 0 |  | 8.1545e-05 | 8.2478e-05 | 0
| 5 | 10 | 21 | Shoulder | 8.6525e-05 | 8.2845e-05 | 0 |  | 8.6525e-05 | 8.2845e-05 | 0
| 6 | 10 | 21 | Shoulder | 9.6973e-05 | 8.6525e-05 | 0 |  | 9.6973e-05 | 8.6525e-05 | 0
| 7 | 10 | 21 | Shoulder | 0.000112 | 9.4261e-05 | 0 |  | 0.000112 | 9.4261e-05 | 0
| 8 | 10 | 21 | Shoulder | 0.00012169 | 0.0001043 | 0 |  | 0.00012169 | 0.0001043 | 0
| 9 | 10 | 21 | Shoulder | 0.00012254 | 0.0001133 | 0 |  | 0.00012254 | 0.0001133 | 0
| 10 | 10 | 21 | Shoulder | 0.00012094 | 0.00011929 | 0 |  | 0.00012094 | 0.00011929 | 0
| 11 | 10 | 21 | Shoulder | 0.00011894 | 0.00012103 | 0 |  | 0.00011894 | 0.00012103 | 0
| 12 | 10 | 21 | Shoulder | 0.0001168 | 0.0001198 | 0 |  | 0.0001168 | 0.0001198 | 0
| 13 | 10 | 21 | Shoulder | 0.0001144 | 0.00011777 | 0 |  | 0.0001144 | 0.00011777 | 0
| 14 | 10 | 21 | Shoulder | 0.000112 | 0.00011554 | 0 |  | 0.000112 | 0.00011554 | 0
| 15 | 10 | 21 | Shoulder | 0.00011018 | 0.00011335 | 0 |  | 0.00011018 | 0.00011335 | 0
| 16 | 10 | 21 | Shoulder | 0.00011058 | 0.00011179 | 0 |  | 0.00011058 | 0.00011179 | 0
| 17 | 10 | 21 | Shoulder | 0.00011338 | 0.00011153 | 0 |  | 0.00011338 | 0.00011153 | 0
| 18 | 10 | 21 | Shoulder | 0.00011792 | 0.00011301 | 0 |  | 0.00011792 | 0.00011301 | 0
| 19 | 10 | 21 | Shoulder | 0.00012089 | 0.00011569 | 0 |  | 0.00012089 | 0.00011569 | 0
| 20 | 10 | 21 | Shoulder | 0.00011867 | 0.00011772 | 0 |  | 0.00011867 | 0.00011772 | 0
| 21 | 10 | 21 | Shoulder | 0.00011422 | 0.00011793 | 0 |  | 0.00011422 | 0.00011793 | 0
| 22 | 10 | 21 | Shoulder | 0.0001064 | 0.00011505 | 0 |  | 0.0001064 | 0.00011505 | 0
| 23 | 10 | 21 | Shoulder | 9.5862e-05 | 0.00010879 | 0 |  | 9.5862e-05 | 0.00010879 | 0
| 24 | 10 | 21 | Shoulder | 8.7681e-05 | 0.00010104 | 0 |  | 8.7681e-05 | 0.00010104 | 0
| 1 | 10 | 22 | Shoulder | 8.0967e-05 | 9.2727e-05 | 0 |  | 8.0967e-05 | 9.2727e-05 | 0
| 2 | 10 | 22 | Shoulder | 7.7098e-05 | 8.5402e-05 | 0 |  | 7.7098e-05 | 8.5402e-05 | 0
| 3 | 10 | 22 | Shoulder | 7.5765e-05 | 8.0378e-05 | 0 |  | 7.5765e-05 | 8.0378e-05 | 0
| 4 | 10 | 22 | Shoulder | 7.5987e-05 | 7.7454e-05 | 0 |  | 7.5987e-05 | 7.7454e-05 | 0
| 5 | 10 | 22 | Shoulder | 7.9366e-05 | 7.7054e-05 | 0 |  | 7.9366e-05 | 7.7054e-05 | 0
| 6 | 10 | 22 | Shoulder | 8.8481e-05 | 7.99e-05 | 0 |  | 8.8481e-05 | 7.99e-05 | 0
| 7 | 10 | 22 | Shoulder | 0.00010222 | 8.6513e-05 | 0 |  | 0.00010222 | 8.6513e-05 | 0
| 8 | 10 | 22 | Shoulder | 0.00011245 | 9.5628e-05 | 0 |  | 0.00011245 | 9.5628e-05 | 0
| 9 | 10 | 22 | Shoulder | 0.0001156 | 0.00010469 | 0 |  | 0.0001156 | 0.00010469 | 0
| 10 | 10 | 22 | Shoulder | 0.00011707 | 0.00011183 | 0 |  | 0.00011707 | 0.00011183 | 0
| 11 | 10 | 22 | Shoulder | 0.00011703 | 0.00011554 | 0 |  | 0.00011703 | 0.00011554 | 0
| 12 | 10 | 22 | Shoulder | 0.0001164 | 0.00011653 | 0 |  | 0.0001164 | 0.00011653 | 0
| 13 | 10 | 22 | Shoulder | 0.00011529 | 0.00011645 | 0 |  | 0.00011529 | 0.00011645 | 0
| 14 | 10 | 22 | Shoulder | 0.0001132 | 0.00011548 | 0 |  | 0.0001132 | 0.00011548 | 0
| 15 | 10 | 22 | Shoulder | 0.00011245 | 0.00011434 | 0 |  | 0.00011245 | 0.00011434 | 0
| 16 | 10 | 22 | Shoulder | 0.00011262 | 0.00011339 | 0 |  | 0.00011262 | 0.00011339 | 0
| 17 | 10 | 22 | Shoulder | 0.00011485 | 0.00011328 | 0 |  | 0.00011485 | 0.00011328 | 0
| 18 | 10 | 22 | Shoulder | 0.00011756 | 0.00011437 | 0 |  | 0.00011756 | 0.00011437 | 0
| 19 | 10 | 22 | Shoulder | 0.00012089 | 0.00011648 | 0 |  | 0.00012089 | 0.00011648 | 0
| 20 | 10 | 22 | Shoulder | 0.00011929 | 0.00011815 | 0 |  | 0.00011929 | 0.00011815 | 0
| 21 | 10 | 22 | Shoulder | 0.00011462 | 0.00011809 | 0 |  | 0.00011462 | 0.00011809 | 0
| 22 | 10 | 22 | Shoulder | 0.00010884 | 0.00011591 | 0 |  | 0.00010884 | 0.00011591 | 0
| 23 | 10 | 22 | Shoulder | 0.00010124 | 0.000111 | 0 |  | 0.00010124 | 0.000111 | 0
| 24 | 10 | 22 | Shoulder | 9.3283e-05 | 0.0001045 | 0 |  | 9.3283e-05 | 0.0001045 | 0
| 1 | 10 | 23 | Shoulder | 8.7103e-05 | 9.7618e-05 | 0 |  | 8.7103e-05 | 9.7618e-05 | 0
| 2 | 10 | 23 | Shoulder | 8.2967e-05 | 9.1149e-05 | 0 |  | 8.2967e-05 | 9.1149e-05 | 0
| 3 | 10 | 23 | Shoulder | 8.0789e-05 | 8.6035e-05 | 0 |  | 8.0789e-05 | 8.6035e-05 | 0
| 4 | 10 | 23 | Shoulder | 8.0255e-05 | 8.2779e-05 | 0 |  | 8.0255e-05 | 8.2779e-05 | 0
| 5 | 10 | 23 | Shoulder | 8.1678e-05 | 8.1422e-05 | 0 |  | 8.1678e-05 | 8.1422e-05 | 0
| 6 | 10 | 23 | Shoulder | 8.5991e-05 | 8.2178e-05 | 0 |  | 8.5991e-05 | 8.2178e-05 | 0
| 7 | 10 | 23 | Shoulder | 9.3194e-05 | 8.528e-05 | 0 |  | 9.3194e-05 | 8.528e-05 | 0
| 8 | 10 | 23 | Shoulder | 0.00010213 | 9.0748e-05 | 0 |  | 0.00010213 | 9.0748e-05 | 0
| 9 | 10 | 23 | Shoulder | 0.00010907 | 9.7596e-05 | 0 |  | 0.00010907 | 9.7596e-05 | 0
| 10 | 10 | 23 | Shoulder | 0.00011462 | 0.00010475 | 0 |  | 0.00011462 | 0.00010475 | 0
| 11 | 10 | 23 | Shoulder | 0.00011734 | 0.00011079 | 0 |  | 0.00011734 | 0.00011079 | 0
| 12 | 10 | 23 | Shoulder | 0.0001168 | 0.00011446 | 0 |  | 0.0001168 | 0.00011446 | 0
| 13 | 10 | 23 | Shoulder | 0.00011658 | 0.00011634 | 0 |  | 0.00011658 | 0.00011634 | 0
| 14 | 10 | 23 | Shoulder | 0.00011311 | 0.00011596 | 0 |  | 0.00011311 | 0.00011596 | 0
| 15 | 10 | 23 | Shoulder | 0.00011036 | 0.00011421 | 0 |  | 0.00011036 | 0.00011421 | 0
| 16 | 10 | 23 | Shoulder | 0.00010942 | 0.00011237 | 0 |  | 0.00010942 | 0.00011237 | 0
| 17 | 10 | 23 | Shoulder | 0.00011125 | 0.00011103 | 0 |  | 0.00011125 | 0.00011103 | 0
| 18 | 10 | 23 | Shoulder | 0.00011507 | 0.00011152 | 0 |  | 0.00011507 | 0.00011152 | 0
| 19 | 10 | 23 | Shoulder | 0.00011818 | 0.00011348 | 0 |  | 0.00011818 | 0.00011348 | 0
| 20 | 10 | 23 | Shoulder | 0.00011543 | 0.00011498 | 0 |  | 0.00011543 | 0.00011498 | 0
| 21 | 10 | 23 | Shoulder | 0.00011165 | 0.00011508 | 0 |  | 0.00011165 | 0.00011508 | 0
| 22 | 10 | 23 | Shoulder | 0.00010569 | 0.00011274 | 0 |  | 0.00010569 | 0.00011274 | 0
| 23 | 10 | 23 | Shoulder | 9.8574e-05 | 0.00010783 | 0 |  | 9.8574e-05 | 0.00010783 | 0
| 24 | 10 | 23 | Shoulder | 9.1238e-05 | 0.00010179 | 0 |  | 9.1238e-05 | 0.00010179 | 0
| 1 | 10 | 24 | Shoulder | 8.5946e-05 | 9.5361e-05 | 0 |  | 8.5946e-05 | 9.5361e-05 | 0
| 2 | 10 | 24 | Shoulder | 8.2167e-05 | 8.9481e-05 | 0 |  | 8.2167e-05 | 8.9481e-05 | 0
| 3 | 10 | 24 | Shoulder | 7.9944e-05 | 8.4824e-05 | 0 |  | 7.9944e-05 | 8.4824e-05 | 0
| 4 | 10 | 24 | Shoulder | 7.9144e-05 | 8.18e-05 | 0 |  | 7.9144e-05 | 8.18e-05 | 0
| 5 | 10 | 24 | Shoulder | 8.0122e-05 | 8.0344e-05 | 0 |  | 8.0122e-05 | 8.0344e-05 | 0
| 6 | 10 | 24 | Shoulder | 8.3279e-05 | 8.0622e-05 | 0 |  | 8.3279e-05 | 8.0622e-05 | 0
| 7 | 10 | 24 | Shoulder | 8.9014e-05 | 8.289e-05 | 0 |  | 8.9014e-05 | 8.289e-05 | 0
| 8 | 10 | 24 | Shoulder | 9.604e-05 | 8.7114e-05 | 0 |  | 9.604e-05 | 8.7114e-05 | 0
| 9 | 10 | 24 | Shoulder | 0.00010129 | 9.2405e-05 | 0 |  | 0.00010129 | 9.2405e-05 | 0
| 10 | 10 | 24 | Shoulder | 0.00010702 | 9.834e-05 | 0 |  | 0.00010702 | 9.834e-05 | 0
| 11 | 10 | 24 | Shoulder | 0.00010996 | 0.00010358 | 0 |  | 0.00010996 | 0.00010358 | 0
| 12 | 10 | 24 | Shoulder | 0.00011218 | 0.00010761 | 0 |  | 0.00011218 | 0.00010761 | 0
| 13 | 10 | 24 | Shoulder | 0.00011231 | 0.00011037 | 0 |  | 0.00011231 | 0.00011037 | 0
| 14 | 10 | 24 | Shoulder | 0.00011182 | 0.00011157 | 0 |  | 0.00011182 | 0.00011157 | 0
| 15 | 10 | 24 | Shoulder | 0.00011147 | 0.00011195 | 0 |  | 0.00011147 | 0.00011195 | 0
| 16 | 10 | 24 | Shoulder | 0.0001096 | 0.0001113 | 0 |  | 0.0001096 | 0.0001113 | 0
| 17 | 10 | 24 | Shoulder | 0.00010822 | 0.00011028 | 0 |  | 0.00010822 | 0.00011028 | 0
| 18 | 10 | 24 | Shoulder | 0.00011209 | 0.00011035 | 0 |  | 0.00011209 | 0.00011035 | 0
| 19 | 10 | 24 | Shoulder | 0.00011827 | 0.00011205 | 0 |  | 0.00011827 | 0.00011205 | 0
| 20 | 10 | 24 | Shoulder | 0.00011809 | 0.00011417 | 0 |  | 0.00011809 | 0.00011417 | 0
| 21 | 10 | 24 | Shoulder | 0.0001132 | 0.00011541 | 0 |  | 0.0001132 | 0.00011541 | 0
| 22 | 10 | 24 | Shoulder | 0.0001064 | 0.00011399 | 0 |  | 0.0001064 | 0.00011399 | 0
| 23 | 10 | 24 | Shoulder | 9.6529e-05 | 0.00010856 | 0 |  | 9.6529e-05 | 0.00010856 | 0
| 24 | 10 | 24 | Shoulder | 8.7503e-05 | 0.00010091 | 0 |  | 8.7503e-05 | 0.00010091 | 0
| 1 | 10 | 25 | Shoulder | 8.2879e-05 | 9.3327e-05 | 0 |  | 8.2879e-05 | 9.3327e-05 | 0
| 2 | 10 | 25 | Shoulder | 7.9855e-05 | 8.6691e-05 | 0 |  | 7.9855e-05 | 8.6691e-05 | 0
| 3 | 10 | 25 | Shoulder | 7.861e-05 | 8.2212e-05 | 0 |  | 7.861e-05 | 8.2212e-05 | 0
| 4 | 10 | 25 | Shoulder | 7.9144e-05 | 8.0122e-05 | 0 |  | 7.9144e-05 | 8.0122e-05 | 0
| 5 | 10 | 25 | Shoulder | 8.4079e-05 | 8.0422e-05 | 0 |  | 8.4079e-05 | 8.0422e-05 | 0
| 6 | 10 | 25 | Shoulder | 9.435e-05 | 8.4046e-05 | 0 |  | 9.435e-05 | 8.4046e-05 | 0
| 7 | 10 | 25 | Shoulder | 0.00010902 | 9.1649e-05 | 0 |  | 0.00010902 | 9.1649e-05 | 0
| 8 | 10 | 25 | Shoulder | 0.00011938 | 0.00010171 | 0 |  | 0.00011938 | 0.00010171 | 0
| 9 | 10 | 25 | Shoulder | 0.00012196 | 0.00011118 | 0 |  | 0.00012196 | 0.00011118 | 0
| 10 | 10 | 25 | Shoulder | 0.00012205 | 0.0001181 | 0 |  | 0.00012205 | 0.0001181 | 0
| 11 | 10 | 25 | Shoulder | 0.00012218 | 0.00012139 | 0 |  | 0.00012218 | 0.00012139 | 0
| 12 | 10 | 25 | Shoulder | 0.00012147 | 0.00012192 | 0 |  | 0.00012147 | 0.00012192 | 0
| 13 | 10 | 25 | Shoulder | 0.00012018 | 0.00012147 | 0 |  | 0.00012018 | 0.00012147 | 0
| 14 | 10 | 25 | Shoulder | 0.00011849 | 0.00012058 | 0 |  | 0.00011849 | 0.00012058 | 0
| 15 | 10 | 25 | Shoulder | 0.00011774 | 0.00011947 | 0 |  | 0.00011774 | 0.00011947 | 0
| 16 | 10 | 25 | Shoulder | 0.00011894 | 0.00011884 | 0 |  | 0.00011894 | 0.00011884 | 0
| 17 | 10 | 25 | Shoulder | 0.00012267 | 0.00011946 | 0 |  | 0.00012267 | 0.00011946 | 0
| 18 | 10 | 25 | Shoulder | 0.00012761 | 0.00012174 | 0 |  | 0.00012761 | 0.00012174 | 0
| 19 | 10 | 25 | Shoulder | 0.00013059 | 0.00012495 | 0 |  | 0.00013059 | 0.00012495 | 0
| 20 | 10 | 25 | Shoulder | 0.00012752 | 0.0001271 | 0 |  | 0.00012752 | 0.0001271 | 0
| 21 | 10 | 25 | Shoulder | 0.00012196 | 0.00012692 | 0 |  | 0.00012196 | 0.00012692 | 0
| 22 | 10 | 25 | Shoulder | 0.00011329 | 0.00012334 | 0 |  | 0.00011329 | 0.00012334 | 0
| 23 | 10 | 25 | Shoulder | 0.00010244 | 0.0001163 | 0 |  | 0.00010244 | 0.0001163 | 0
| 24 | 10 | 25 | Shoulder | 9.2127e-05 | 0.00010746 | 0 |  | 9.2127e-05 | 0.00010746 | 0
| 1 | 10 | 26 | Shoulder | 8.5991e-05 | 9.8463e-05 | 0 |  | 8.5991e-05 | 9.8463e-05 | 0
| 2 | 10 | 26 | Shoulder | 8.2523e-05 | 9.0771e-05 | 0 |  | 8.2523e-05 | 9.0771e-05 | 0
| 3 | 10 | 26 | Shoulder | 8.1011e-05 | 8.5413e-05 | 0 |  | 8.1011e-05 | 8.5413e-05 | 0
| 4 | 10 | 26 | Shoulder | 8.1589e-05 | 8.2779e-05 | 0 |  | 8.1589e-05 | 8.2779e-05 | 0
| 5 | 10 | 26 | Shoulder | 8.648e-05 | 8.2901e-05 | 0 |  | 8.648e-05 | 8.2901e-05 | 0
| 6 | 10 | 26 | Shoulder | 9.6706e-05 | 8.6447e-05 | 0 |  | 9.6706e-05 | 8.6447e-05 | 0
| 7 | 10 | 26 | Shoulder | 0.00011178 | 9.4139e-05 | 0 |  | 0.00011178 | 9.4139e-05 | 0
| 8 | 10 | 26 | Shoulder | 0.00012312 | 0.00010452 | 0 |  | 0.00012312 | 0.00010452 | 0
| 9 | 10 | 26 | Shoulder | 0.00012525 | 0.00011421 | 0 |  | 0.00012525 | 0.00011421 | 0
| 10 | 10 | 26 | Shoulder | 0.00012418 | 0.00012108 | 0 |  | 0.00012418 | 0.00012108 | 0
| 11 | 10 | 26 | Shoulder | 0.00012365 | 0.00012405 | 0 |  | 0.00012365 | 0.00012405 | 0
| 12 | 10 | 26 | Shoulder | 0.00012281 | 0.00012397 | 0 |  | 0.00012281 | 0.00012397 | 0
| 13 | 10 | 26 | Shoulder | 0.00012218 | 0.00012321 | 0 |  | 0.00012218 | 0.00012321 | 0
| 14 | 10 | 26 | Shoulder | 0.0001196 | 0.00012206 | 0 |  | 0.0001196 | 0.00012206 | 0
| 15 | 10 | 26 | Shoulder | 0.00011827 | 0.00012072 | 0 |  | 0.00011827 | 0.00012072 | 0
| 16 | 10 | 26 | Shoulder | 0.00011885 | 0.00011973 | 0 |  | 0.00011885 | 0.00011973 | 0
| 17 | 10 | 26 | Shoulder | 0.00012094 | 0.00011942 | 0 |  | 0.00012094 | 0.00011942 | 0
| 18 | 10 | 26 | Shoulder | 0.00012694 | 0.00012125 | 0 |  | 0.00012694 | 0.00012125 | 0
| 19 | 10 | 26 | Shoulder | 0.0001317 | 0.00012461 | 0 |  | 0.0001317 | 0.00012461 | 0
| 20 | 10 | 26 | Shoulder | 0.00012894 | 0.00012713 | 0 |  | 0.00012894 | 0.00012713 | 0
| 21 | 10 | 26 | Shoulder | 0.00012374 | 0.00012783 | 0 |  | 0.00012374 | 0.00012783 | 0
| 22 | 10 | 26 | Shoulder | 0.00011538 | 0.00012494 | 0 |  | 0.00011538 | 0.00012494 | 0
| 23 | 10 | 26 | Shoulder | 0.00010427 | 0.00011808 | 0 |  | 0.00010427 | 0.00011808 | 0
| 24 | 10 | 26 | Shoulder | 9.4706e-05 | 0.00010952 | 0 |  | 9.4706e-05 | 0.00010952 | 0
| 1 | 10 | 27 | Shoulder | 8.8214e-05 | 0.00010064 | 0 |  | 8.8214e-05 | 0.00010064 | 0
| 2 | 10 | 27 | Shoulder | 8.4746e-05 | 9.2983e-05 | 0 |  | 8.4746e-05 | 9.2983e-05 | 0
| 3 | 10 | 27 | Shoulder | 8.3368e-05 | 8.7758e-05 | 0 |  | 8.3368e-05 | 8.7758e-05 | 0
| 4 | 10 | 27 | Shoulder | 8.4301e-05 | 8.5157e-05 | 0 |  | 8.4301e-05 | 8.5157e-05 | 0
| 5 | 10 | 27 | Shoulder | 9.017e-05 | 8.5646e-05 | 0 |  | 9.017e-05 | 8.5646e-05 | 0
| 6 | 10 | 27 | Shoulder | 0.00010022 | 8.9515e-05 | 0 |  | 0.00010022 | 8.9515e-05 | 0
| 7 | 10 | 27 | Shoulder | 0.000116 | 9.7674e-05 | 0 |  | 0.000116 | 9.7674e-05 | 0
| 8 | 10 | 27 | Shoulder | 0.00012681 | 0.0001083 | 0 |  | 0.00012681 | 0.0001083 | 0
| 9 | 10 | 27 | Shoulder | 0.00012899 | 0.000118 | 0 |  | 0.00012899 | 0.000118 | 0
| 10 | 10 | 27 | Shoulder | 0.00012752 | 0.00012483 | 0 |  | 0.00012752 | 0.00012483 | 0
| 11 | 10 | 27 | Shoulder | 0.00012552 | 0.00012721 | 0 |  | 0.00012552 | 0.00012721 | 0
| 12 | 10 | 27 | Shoulder | 0.00012352 | 0.00012639 | 0 |  | 0.00012352 | 0.00012639 | 0
| 13 | 10 | 27 | Shoulder | 0.00012205 | 0.00012465 | 0 |  | 0.00012205 | 0.00012465 | 0
| 14 | 10 | 27 | Shoulder | 0.00011938 | 0.00012262 | 0 |  | 0.00011938 | 0.00012262 | 0
| 15 | 10 | 27 | Shoulder | 0.00011703 | 0.00012049 | 0 |  | 0.00011703 | 0.00012049 | 0
| 16 | 10 | 27 | Shoulder | 0.000118 | 0.00011912 | 0 |  | 0.000118 | 0.00011912 | 0
| 17 | 10 | 27 | Shoulder | 0.00012223 | 0.00011916 | 0 |  | 0.00012223 | 0.00011916 | 0
| 18 | 10 | 27 | Shoulder | 0.00012743 | 0.00012117 | 0 |  | 0.00012743 | 0.00012117 | 0
| 19 | 10 | 27 | Shoulder | 0.00013139 | 0.00012476 | 0 |  | 0.00013139 | 0.00012476 | 0
| 20 | 10 | 27 | Shoulder | 0.00012872 | 0.00012744 | 0 |  | 0.00012872 | 0.00012744 | 0
| 21 | 10 | 27 | Shoulder | 0.00012383 | 0.00012784 | 0 |  | 0.00012383 | 0.00012784 | 0
| 22 | 10 | 27 | Shoulder | 0.00011534 | 0.00012482 | 0 |  | 0.00011534 | 0.00012482 | 0
| 23 | 10 | 27 | Shoulder | 0.00010458 | 0.00011812 | 0 |  | 0.00010458 | 0.00011812 | 0
| 24 | 10 | 27 | Shoulder | 9.4795e-05 | 0.00010963 | 0 |  | 9.4795e-05 | 0.00010963 | 0
| 1 | 10 | 28 | Shoulder | 8.8837e-05 | 0.00010089 | 0 |  | 8.8837e-05 | 0.00010089 | 0
| 2 | 10 | 28 | Shoulder | 8.4613e-05 | 9.3205e-05 | 0 |  | 8.4613e-05 | 9.3205e-05 | 0
| 3 | 10 | 28 | Shoulder | 8.3857e-05 | 8.8025e-05 | 0 |  | 8.3857e-05 | 8.8025e-05 | 0
| 4 | 10 | 28 | Shoulder | 8.3857e-05 | 8.5291e-05 | 0 |  | 8.3857e-05 | 8.5291e-05 | 0
| 5 | 10 | 28 | Shoulder | 8.8303e-05 | 8.5157e-05 | 0 |  | 8.8303e-05 | 8.5157e-05 | 0
| 6 | 10 | 28 | Shoulder | 9.7107e-05 | 8.8281e-05 | 0 |  | 9.7107e-05 | 8.8281e-05 | 0
| 7 | 10 | 28 | Shoulder | 0.00011227 | 9.5384e-05 | 0 |  | 0.00011227 | 9.5384e-05 | 0
| 8 | 10 | 28 | Shoulder | 0.00012081 | 0.00010462 | 0 |  | 0.00012081 | 0.00010462 | 0
| 9 | 10 | 28 | Shoulder | 0.00012249 | 0.00011317 | 0 |  | 0.00012249 | 0.00011317 | 0
| 10 | 10 | 28 | Shoulder | 0.00012205 | 0.0001194 | 0 |  | 0.00012205 | 0.0001194 | 0
| 11 | 10 | 28 | Shoulder | 0.00012218 | 0.00012188 | 0 |  | 0.00012218 | 0.00012188 | 0
| 12 | 10 | 28 | Shoulder | 0.00012192 | 0.00012216 | 0 |  | 0.00012192 | 0.00012216 | 0
| 13 | 10 | 28 | Shoulder | 0.00012094 | 0.00012177 | 0 |  | 0.00012094 | 0.00012177 | 0
| 14 | 10 | 28 | Shoulder | 0.00011978 | 0.00012121 | 0 |  | 0.00011978 | 0.00012121 | 0
| 15 | 10 | 28 | Shoulder | 0.00011925 | 0.00012047 | 0 |  | 0.00011925 | 0.00012047 | 0
| 16 | 10 | 28 | Shoulder | 0.00011885 | 0.0001197 | 0 |  | 0.00011885 | 0.0001197 | 0
| 17 | 10 | 28 | Shoulder | 0.00012152 | 0.00011985 | 0 |  | 0.00012152 | 0.00011985 | 0
| 18 | 10 | 28 | Shoulder | 0.00012605 | 0.00012142 | 0 |  | 0.00012605 | 0.00012142 | 0
| 19 | 10 | 28 | Shoulder | 0.00012796 | 0.0001236 | 0 |  | 0.00012796 | 0.0001236 | 0
| 20 | 10 | 28 | Shoulder | 0.00012463 | 0.00012504 | 0 |  | 0.00012463 | 0.00012504 | 0
| 21 | 10 | 28 | Shoulder | 0.00011898 | 0.00012441 | 0 |  | 0.00011898 | 0.00012441 | 0
| 22 | 10 | 28 | Shoulder | 0.00011151 | 0.00012077 | 0 |  | 0.00011151 | 0.00012077 | 0
| 23 | 10 | 28 | Shoulder | 0.00010146 | 0.00011415 | 0 |  | 0.00010146 | 0.00011415 | 0
| 24 | 10 | 28 | Shoulder | 9.2127e-05 | 0.00010602 | 0 |  | 9.2127e-05 | 0.00010602 | 0
| 1 | 10 | 29 | Shoulder | 8.5858e-05 | 9.774e-05 | 0 |  | 8.5858e-05 | 9.774e-05 | 0
| 2 | 10 | 29 | Shoulder | 8.2434e-05 | 9.0471e-05 | 0 |  | 8.2434e-05 | 9.0471e-05 | 0
| 3 | 10 | 29 | Shoulder | 8.0789e-05 | 8.5302e-05 | 0 |  | 8.0789e-05 | 8.5302e-05 | 0
| 4 | 10 | 29 | Shoulder | 8.2212e-05 | 8.2823e-05 | 0 |  | 8.2212e-05 | 8.2823e-05 | 0
| 5 | 10 | 29 | Shoulder | 8.6569e-05 | 8.3001e-05 | 0 |  | 8.6569e-05 | 8.3001e-05 | 0
| 6 | 10 | 29 | Shoulder | 9.6173e-05 | 8.6436e-05 | 0 |  | 9.6173e-05 | 8.6436e-05 | 0
| 7 | 10 | 29 | Shoulder | 0.00011071 | 9.3916e-05 | 0 |  | 0.00011071 | 9.3916e-05 | 0
| 8 | 10 | 29 | Shoulder | 0.00012098 | 0.00010361 | 0 |  | 0.00012098 | 0.00010361 | 0
| 9 | 10 | 29 | Shoulder | 0.00012494 | 0.0001132 | 0 |  | 0.00012494 | 0.0001132 | 0
| 10 | 10 | 29 | Shoulder | 0.00012521 | 0.00012046 | 0 |  | 0.00012521 | 0.00012046 | 0
| 11 | 10 | 29 | Shoulder | 0.00012436 | 0.00012387 | 0 |  | 0.00012436 | 0.00012387 | 0
| 12 | 10 | 29 | Shoulder | 0.00012218 | 0.00012417 | 0 |  | 0.00012218 | 0.00012417 | 0
| 13 | 10 | 29 | Shoulder | 0.00012054 | 0.00012307 | 0 |  | 0.00012054 | 0.00012307 | 0
| 14 | 10 | 29 | Shoulder | 0.00011814 | 0.00012131 | 0 |  | 0.00011814 | 0.00012131 | 0
| 15 | 10 | 29 | Shoulder | 0.00011574 | 0.00011915 | 0 |  | 0.00011574 | 0.00011915 | 0
| 16 | 10 | 29 | Shoulder | 0.00011529 | 0.00011743 | 0 |  | 0.00011529 | 0.00011743 | 0
| 17 | 10 | 29 | Shoulder | 0.00011729 | 0.00011661 | 0 |  | 0.00011729 | 0.00011661 | 0
| 18 | 10 | 29 | Shoulder | 0.00012223 | 0.00011764 | 0 |  | 0.00012223 | 0.00011764 | 0
| 19 | 10 | 29 | Shoulder | 0.0001277 | 0.00012063 | 0 |  | 0.0001277 | 0.00012063 | 0
| 20 | 10 | 29 | Shoulder | 0.00012685 | 0.00012352 | 0 |  | 0.00012685 | 0.00012352 | 0
| 21 | 10 | 29 | Shoulder | 0.00012454 | 0.00012533 | 0 |  | 0.00012454 | 0.00012533 | 0
| 22 | 10 | 29 | Shoulder | 0.00011996 | 0.00012476 | 0 |  | 0.00011996 | 0.00012476 | 0
| 23 | 10 | 29 | Shoulder | 0.000112 | 0.00012084 | 0 |  | 0.000112 | 0.00012084 | 0
| 24 | 10 | 29 | Shoulder | 0.00010444 | 0.00011524 | 0 |  | 0.00010444 | 0.00011524 | 0
| 1 | 10 | 30 | Shoulder | 9.9019e-05 | 0.00010886 | 0 |  | 9.9019e-05 | 0.00010886 | 0
| 2 | 10 | 30 | Shoulder | 9.5328e-05 | 0.0001027 | 0 |  | 9.5328e-05 | 0.0001027 | 0
| 3 | 10 | 30 | Shoulder | 9.435e-05 | 9.8285e-05 | 0 |  | 9.435e-05 | 9.8285e-05 | 0
| 4 | 10 | 30 | Shoulder | 9.4883e-05 | 9.5895e-05 | 0 |  | 9.4883e-05 | 9.5895e-05 | 0
| 5 | 10 | 30 | Shoulder | 9.8263e-05 | 9.5706e-05 | 0 |  | 9.8263e-05 | 9.5706e-05 | 0
| 6 | 10 | 30 | Shoulder | 0.00010458 | 9.8018e-05 | 0 |  | 0.00010458 | 9.8018e-05 | 0
| 7 | 10 | 30 | Shoulder | 0.00011378 | 0.00010288 | 0 |  | 0.00011378 | 0.00010288 | 0
| 8 | 10 | 30 | Shoulder | 0.0001237 | 0.00011008 | 0 |  | 0.0001237 | 0.00011008 | 0
| 9 | 10 | 30 | Shoulder | 0.00013197 | 0.0001185 | 0 |  | 0.00013197 | 0.0001185 | 0
| 10 | 10 | 30 | Shoulder | 0.00013446 | 0.00012597 | 0 |  | 0.00013446 | 0.00012597 | 0
| 11 | 10 | 30 | Shoulder | 0.00013165 | 0.00013044 | 0 |  | 0.00013165 | 0.00013044 | 0
| 12 | 10 | 30 | Shoulder | 0.00012663 | 0.00013118 | 0 |  | 0.00012663 | 0.00013118 | 0
| 13 | 10 | 30 | Shoulder | 0.00012134 | 0.00012852 | 0 |  | 0.00012134 | 0.00012852 | 0
| 14 | 10 | 30 | Shoulder | 0.00011591 | 0.00012388 | 0 |  | 0.00011591 | 0.00012388 | 0
| 15 | 10 | 30 | Shoulder | 0.00011222 | 0.00011903 | 0 |  | 0.00011222 | 0.00011903 | 0
| 16 | 10 | 30 | Shoulder | 0.00011058 | 0.00011501 | 0 |  | 0.00011058 | 0.00011501 | 0
| 17 | 10 | 30 | Shoulder | 0.00011374 | 0.00011311 | 0 |  | 0.00011374 | 0.00011311 | 0
| 18 | 10 | 30 | Shoulder | 0.00011912 | 0.00011391 | 0 |  | 0.00011912 | 0.00011391 | 0
| 19 | 10 | 30 | Shoulder | 0.00012703 | 0.00011762 | 0 |  | 0.00012703 | 0.00011762 | 0
| 20 | 10 | 30 | Shoulder | 0.00012685 | 0.00012168 | 0 |  | 0.00012685 | 0.00012168 | 0
| 21 | 10 | 30 | Shoulder | 0.00012454 | 0.00012438 | 0 |  | 0.00012454 | 0.00012438 | 0
| 22 | 10 | 30 | Shoulder | 0.00011952 | 0.00012448 | 0 |  | 0.00011952 | 0.00012448 | 0
| 23 | 10 | 30 | Shoulder | 0.00011205 | 0.00012074 | 0 |  | 0.00011205 | 0.00012074 | 0
| 24 | 10 | 30 | Shoulder | 0.00010644 | 0.00011564 | 0 |  | 0.00010644 | 0.00011564 | 0
| 1 | 10 | 31 | Shoulder | 0.0001016 | 0.0001099 | 0 |  | 0.0001016 | 0.0001099 | 0
| 2 | 10 | 31 | Shoulder | 9.8574e-05 | 0.00010467 | 0 |  | 9.8574e-05 | 0.00010467 | 0
| 3 | 10 | 31 | Shoulder | 9.724e-05 | 0.00010096 | 0 |  | 9.724e-05 | 0.00010096 | 0
| 4 | 10 | 31 | Shoulder | 9.7818e-05 | 9.8807e-05 | 0 |  | 9.7818e-05 | 9.8807e-05 | 0
| 5 | 10 | 31 | Shoulder | 0.00010115 | 9.8696e-05 | 0 |  | 0.00010115 | 9.8696e-05 | 0
| 6 | 10 | 31 | Shoulder | 0.00010609 | 0.00010057 | 0 |  | 0.00010609 | 0.00010057 | 0
| 7 | 10 | 31 | Shoulder | 0.00011485 | 0.00010498 | 0 |  | 0.00011485 | 0.00010498 | 0
| 8 | 10 | 31 | Shoulder | 0.00012458 | 0.00011167 | 0 |  | 0.00012458 | 0.00011167 | 0
| 9 | 10 | 31 | Shoulder | 0.00013245 | 0.00011949 | 0 |  | 0.00013245 | 0.00011949 | 0
| 10 | 10 | 31 | Shoulder | 0.00013561 | 0.00012687 | 0 |  | 0.00013561 | 0.00012687 | 0
| 11 | 10 | 31 | Shoulder | 0.00013201 | 0.00013117 | 0 |  | 0.00013201 | 0.00013117 | 0
| 12 | 10 | 31 | Shoulder | 0.0001269 | 0.00013174 | 0 |  | 0.0001269 | 0.00013174 | 0
| 13 | 10 | 31 | Shoulder | 0.00012187 | 0.0001291 | 0 |  | 0.00012187 | 0.0001291 | 0
| 14 | 10 | 31 | Shoulder | 0.00011734 | 0.00012453 | 0 |  | 0.00011734 | 0.00012453 | 0
| 15 | 10 | 31 | Shoulder | 0.00011329 | 0.00011985 | 0 |  | 0.00011329 | 0.00011985 | 0
| 16 | 10 | 31 | Shoulder | 0.00011156 | 0.00011601 | 0 |  | 0.00011156 | 0.00011601 | 0
| 17 | 10 | 31 | Shoulder | 0.00011325 | 0.00011386 | 0 |  | 0.00011325 | 0.00011386 | 0
| 18 | 10 | 31 | Shoulder | 0.00011698 | 0.00011377 | 0 |  | 0.00011698 | 0.00011377 | 0
| 19 | 10 | 31 | Shoulder | 0.00012196 | 0.00011594 | 0 |  | 0.00012196 | 0.00011594 | 0
| 20 | 10 | 31 | Shoulder | 0.00012187 | 0.00011852 | 0 |  | 0.00012187 | 0.00011852 | 0
| 21 | 10 | 31 | Shoulder | 0.00012152 | 0.00012058 | 0 |  | 0.00012152 | 0.00012058 | 0
| 22 | 10 | 31 | Shoulder | 0.000118 | 0.00012084 | 0 |  | 0.000118 | 0.00012084 | 0
| 23 | 10 | 31 | Shoulder | 0.00010969 | 0.00011777 | 0 |  | 0.00010969 | 0.00011777 | 0
| 24 | 10 | 31 | Shoulder | 0.00010066 | 0.00011247 | 0 |  | 0.00010066 | 0.00011247 | 0
| 1 | 11 | 1 | Shoulder | 9.5684e-05 | 0.00010601 | 0 |  | 9.5684e-05 | 0.00010601 | 0
| 2 | 11 | 1 | Shoulder | 9.3594e-05 | 9.9908e-05 | 0 |  | 9.3594e-05 | 9.9908e-05 | 0
| 3 | 11 | 1 | Shoulder | 9.3283e-05 | 9.5806e-05 | 0 |  | 9.3283e-05 | 9.5806e-05 | 0
| 4 | 11 | 1 | Shoulder | 9.5906e-05 | 9.4617e-05 | 0 |  | 9.5906e-05 | 9.4617e-05 | 0
| 5 | 11 | 1 | Shoulder | 0.00010249 | 9.6317e-05 | 0 |  | 0.00010249 | 9.6317e-05 | 0
| 6 | 11 | 1 | Shoulder | 0.00011538 | 0.00010176 | 0 |  | 0.00011538 | 0.00010176 | 0
| 7 | 11 | 1 | Shoulder | 0.00013254 | 0.00011158 | 0 |  | 0.00013254 | 0.00011158 | 0
| 8 | 11 | 1 | Shoulder | 0.00014375 | 0.00012354 | 0 |  | 0.00014375 | 0.00012354 | 0
| 9 | 11 | 1 | Shoulder | 0.00014553 | 0.0001343 | 0 |  | 0.00014553 | 0.0001343 | 0
| 10 | 11 | 1 | Shoulder | 0.00014357 | 0.00014135 | 0 |  | 0.00014357 | 0.00014135 | 0
| 11 | 11 | 1 | Shoulder | 0.00014121 | 0.00014351 | 0 |  | 0.00014121 | 0.00014351 | 0
| 12 | 11 | 1 | Shoulder | 0.00013708 | 0.00014185 | 0 |  | 0.00013708 | 0.00014185 | 0
| 13 | 11 | 1 | Shoulder | 0.00013526 | 0.00013928 | 0 |  | 0.00013526 | 0.00013928 | 0
| 14 | 11 | 1 | Shoulder | 0.0001333 | 0.00013671 | 0 |  | 0.0001333 | 0.00013671 | 0
| 15 | 11 | 1 | Shoulder | 0.00013183 | 0.00013437 | 0 |  | 0.00013183 | 0.00013437 | 0
| 16 | 11 | 1 | Shoulder | 0.00013357 | 0.00013349 | 0 |  | 0.00013357 | 0.00013349 | 0
| 17 | 11 | 1 | Shoulder | 0.00013623 | 0.00013373 | 0 |  | 0.00013623 | 0.00013373 | 0
| 18 | 11 | 1 | Shoulder | 0.00014046 | 0.00013552 | 0 |  | 0.00014046 | 0.00013552 | 0
| 19 | 11 | 1 | Shoulder | 0.00014241 | 0.00013817 | 0 |  | 0.00014241 | 0.00013817 | 0
| 20 | 11 | 1 | Shoulder | 0.00013819 | 0.00013932 | 0 |  | 0.00013819 | 0.00013932 | 0
| 21 | 11 | 1 | Shoulder | 0.00013085 | 0.00013798 | 0 |  | 0.00013085 | 0.00013798 | 0
| 22 | 11 | 1 | Shoulder | 0.00012138 | 0.00013321 | 0 |  | 0.00012138 | 0.00013321 | 0
| 23 | 11 | 1 | Shoulder | 0.00010858 | 0.00012475 | 0 |  | 0.00010858 | 0.00012475 | 0
| 24 | 11 | 1 | Shoulder | 9.7729e-05 | 0.00011464 | 0 |  | 9.7729e-05 | 0.00011464 | 0
| 1 | 11 | 2 | Shoulder | 9.1949e-05 | 0.00010491 | 0 |  | 9.1949e-05 | 0.00010491 | 0
| 2 | 11 | 2 | Shoulder | 8.8436e-05 | 9.6673e-05 | 0 |  | 8.8436e-05 | 9.6673e-05 | 0
| 3 | 11 | 2 | Shoulder | 8.7769e-05 | 9.1471e-05 | 0 |  | 8.7769e-05 | 9.1471e-05 | 0
| 4 | 11 | 2 | Shoulder | 8.9059e-05 | 8.9303e-05 | 0 |  | 8.9059e-05 | 8.9303e-05 | 0
| 5 | 11 | 2 | Shoulder | 9.4439e-05 | 8.9926e-05 | 0 |  | 9.4439e-05 | 8.9926e-05 | 0
| 6 | 11 | 2 | Shoulder | 0.00010573 | 9.425e-05 | 0 |  | 0.00010573 | 9.425e-05 | 0
| 7 | 11 | 2 | Shoulder | 0.00012209 | 0.00010283 | 0 |  | 0.00012209 | 0.00010283 | 0
| 8 | 11 | 2 | Shoulder | 0.0001341 | 0.00011409 | 0 |  | 0.0001341 | 0.00011409 | 0
| 9 | 11 | 2 | Shoulder | 0.00013539 | 0.00012433 | 0 |  | 0.00013539 | 0.00012433 | 0
| 10 | 11 | 2 | Shoulder | 0.00013379 | 0.00013134 | 0 |  | 0.00013379 | 0.00013134 | 0
| 11 | 11 | 2 | Shoulder | 0.00013294 | 0.00013406 | 0 |  | 0.00013294 | 0.00013406 | 0
| 12 | 11 | 2 | Shoulder | 0.00013312 | 0.00013381 | 0 |  | 0.00013312 | 0.00013381 | 0
| 13 | 11 | 2 | Shoulder | 0.00013312 | 0.00013324 | 0 |  | 0.00013312 | 0.00013324 | 0
| 14 | 11 | 2 | Shoulder | 0.0001321 | 0.00013282 | 0 |  | 0.0001321 | 0.00013282 | 0
| 15 | 11 | 2 | Shoulder | 0.00013117 | 0.00013238 | 0 |  | 0.00013117 | 0.00013238 | 0
| 16 | 11 | 2 | Shoulder | 0.00013161 | 0.000132 | 0 |  | 0.00013161 | 0.000132 | 0
| 17 | 11 | 2 | Shoulder | 0.00013446 | 0.00013233 | 0 |  | 0.00013446 | 0.00013233 | 0
| 18 | 11 | 2 | Shoulder | 0.00013979 | 0.00013426 | 0 |  | 0.00013979 | 0.00013426 | 0
| 19 | 11 | 2 | Shoulder | 0.00014135 | 0.0001368 | 0 |  | 0.00014135 | 0.0001368 | 0
| 20 | 11 | 2 | Shoulder | 0.00013695 | 0.00013813 | 0 |  | 0.00013695 | 0.00013813 | 0
| 21 | 11 | 2 | Shoulder | 0.00013059 | 0.00013717 | 0 |  | 0.00013059 | 0.00013717 | 0
| 22 | 11 | 2 | Shoulder | 0.00012112 | 0.0001325 | 0 |  | 0.00012112 | 0.0001325 | 0
| 23 | 11 | 2 | Shoulder | 0.00010884 | 0.00012437 | 0 |  | 0.00010884 | 0.00012437 | 0
| 24 | 11 | 2 | Shoulder | 9.8085e-05 | 0.00011466 | 0 |  | 9.8085e-05 | 0.00011466 | 0
| 1 | 11 | 3 | Shoulder | 9.1193e-05 | 0.00010481 | 0 |  | 9.1193e-05 | 0.00010481 | 0
| 2 | 11 | 3 | Shoulder | 8.7325e-05 | 9.6362e-05 | 0 |  | 8.7325e-05 | 9.6362e-05 | 0
| 3 | 11 | 3 | Shoulder | 8.5858e-05 | 9.0615e-05 | 0 |  | 8.5858e-05 | 9.0615e-05 | 0
| 4 | 11 | 3 | Shoulder | 8.6613e-05 | 8.7747e-05 | 0 |  | 8.6613e-05 | 8.7747e-05 | 0
| 5 | 11 | 3 | Shoulder | 9.0971e-05 | 8.7692e-05 | 0 |  | 9.0971e-05 | 8.7692e-05 | 0
| 6 | 11 | 3 | Shoulder | 0.00010182 | 9.1315e-05 | 0 |  | 0.00010182 | 9.1315e-05 | 0
| 7 | 11 | 3 | Shoulder | 0.00011769 | 9.9274e-05 | 0 |  | 0.00011769 | 9.9274e-05 | 0
| 8 | 11 | 3 | Shoulder | 0.00012872 | 0.0001098 | 0 |  | 0.00012872 | 0.0001098 | 0
| 9 | 11 | 3 | Shoulder | 0.00013001 | 0.00011956 | 0 |  | 0.00013001 | 0.00011956 | 0
| 10 | 11 | 3 | Shoulder | 0.00012805 | 0.00012612 | 0 |  | 0.00012805 | 0.00012612 | 0
| 11 | 11 | 3 | Shoulder | 0.0001261 | 0.00012822 | 0 |  | 0.0001261 | 0.00012822 | 0
| 12 | 11 | 3 | Shoulder | 0.00012445 | 0.00012715 | 0 |  | 0.00012445 | 0.00012715 | 0
| 13 | 11 | 3 | Shoulder | 0.00012267 | 0.00012532 | 0 |  | 0.00012267 | 0.00012532 | 0
| 14 | 11 | 3 | Shoulder | 0.00012054 | 0.00012344 | 0 |  | 0.00012054 | 0.00012344 | 0
| 15 | 11 | 3 | Shoulder | 0.00011943 | 0.00012177 | 0 |  | 0.00011943 | 0.00012177 | 0
| 16 | 11 | 3 | Shoulder | 0.0001196 | 0.00012056 | 0 |  | 0.0001196 | 0.00012056 | 0
| 17 | 11 | 3 | Shoulder | 0.00012236 | 0.00012048 | 0 |  | 0.00012236 | 0.00012048 | 0
| 18 | 11 | 3 | Shoulder | 0.00012854 | 0.00012248 | 0 |  | 0.00012854 | 0.00012248 | 0
| 19 | 11 | 3 | Shoulder | 0.00013117 | 0.00012542 | 0 |  | 0.00013117 | 0.00012542 | 0
| 20 | 11 | 3 | Shoulder | 0.00012761 | 0.00012742 | 0 |  | 0.00012761 | 0.00012742 | 0
| 21 | 11 | 3 | Shoulder | 0.00012174 | 0.00012726 | 0 |  | 0.00012174 | 0.00012726 | 0
| 22 | 11 | 3 | Shoulder | 0.00011338 | 0.00012347 | 0 |  | 0.00011338 | 0.00012347 | 0
| 23 | 11 | 3 | Shoulder | 0.00010244 | 0.00011629 | 0 |  | 0.00010244 | 0.00011629 | 0
| 24 | 11 | 3 | Shoulder | 9.2438e-05 | 0.0001075 | 0 |  | 9.2438e-05 | 0.0001075 | 0
| 1 | 11 | 4 | Shoulder | 8.5546e-05 | 9.8452e-05 | 0 |  | 8.5546e-05 | 9.8452e-05 | 0
| 2 | 11 | 4 | Shoulder | 8.19e-05 | 9.0582e-05 | 0 |  | 8.19e-05 | 9.0582e-05 | 0
| 3 | 11 | 4 | Shoulder | 8.0389e-05 | 8.5068e-05 | 0 |  | 8.0389e-05 | 8.5068e-05 | 0
| 4 | 11 | 4 | Shoulder | 8.0611e-05 | 8.2112e-05 | 0 |  | 8.0611e-05 | 8.2112e-05 | 0
| 5 | 11 | 4 | Shoulder | 8.4524e-05 | 8.1856e-05 | 0 |  | 8.4524e-05 | 8.1856e-05 | 0
| 6 | 11 | 4 | Shoulder | 9.4706e-05 | 8.5057e-05 | 0 |  | 9.4706e-05 | 8.5057e-05 | 0
| 7 | 11 | 4 | Shoulder | 0.00010907 | 9.2227e-05 | 0 |  | 0.00010907 | 9.2227e-05 | 0
| 8 | 11 | 4 | Shoulder | 0.00011903 | 0.00010183 | 0 |  | 0.00011903 | 0.00010183 | 0
| 9 | 11 | 4 | Shoulder | 0.00012187 | 0.00011117 | 0 |  | 0.00012187 | 0.00011117 | 0
| 10 | 11 | 4 | Shoulder | 0.00012316 | 0.00011828 | 0 |  | 0.00012316 | 0.00011828 | 0
| 11 | 11 | 4 | Shoulder | 0.00012334 | 0.00012185 | 0 |  | 0.00012334 | 0.00012185 | 0
| 12 | 11 | 4 | Shoulder | 0.00012281 | 0.00012279 | 0 |  | 0.00012281 | 0.00012279 | 0
| 13 | 11 | 4 | Shoulder | 0.00012138 | 0.00012267 | 0 |  | 0.00012138 | 0.00012267 | 0
| 14 | 11 | 4 | Shoulder | 0.00012067 | 0.00012205 | 0 |  | 0.00012067 | 0.00012205 | 0
| 15 | 11 | 4 | Shoulder | 0.00011996 | 0.00012121 | 0 |  | 0.00011996 | 0.00012121 | 0
| 16 | 11 | 4 | Shoulder | 0.00012143 | 0.00012086 | 0 |  | 0.00012143 | 0.00012086 | 0
| 17 | 11 | 4 | Shoulder | 0.0001257 | 0.00012194 | 0 |  | 0.0001257 | 0.00012194 | 0
| 18 | 11 | 4 | Shoulder | 0.00012952 | 0.00012415 | 0 |  | 0.00012952 | 0.00012415 | 0
| 19 | 11 | 4 | Shoulder | 0.00013343 | 0.00012752 | 0 |  | 0.00013343 | 0.00012752 | 0
| 20 | 11 | 4 | Shoulder | 0.00013068 | 0.00012983 | 0 |  | 0.00013068 | 0.00012983 | 0
| 21 | 11 | 4 | Shoulder | 0.00012547 | 0.00012978 | 0 |  | 0.00012547 | 0.00012978 | 0
| 22 | 11 | 4 | Shoulder | 0.00011716 | 0.00012669 | 0 |  | 0.00011716 | 0.00012669 | 0
| 23 | 11 | 4 | Shoulder | 0.00010733 | 0.00012016 | 0 |  | 0.00010733 | 0.00012016 | 0
| 24 | 11 | 4 | Shoulder | 9.7685e-05 | 0.00011191 | 0 |  | 9.7685e-05 | 0.00011191 | 0
| 1 | 11 | 5 | Shoulder | 9.1326e-05 | 0.00010338 | 0 |  | 9.1326e-05 | 0.00010338 | 0
| 2 | 11 | 5 | Shoulder | 8.7858e-05 | 9.6051e-05 | 0 |  | 8.7858e-05 | 9.6051e-05 | 0
| 3 | 11 | 5 | Shoulder | 8.5991e-05 | 9.0715e-05 | 0 |  | 8.5991e-05 | 9.0715e-05 | 0
| 4 | 11 | 5 | Shoulder | 8.6969e-05 | 8.8036e-05 | 0 |  | 8.6969e-05 | 8.8036e-05 | 0
| 5 | 11 | 5 | Shoulder | 9.1238e-05 | 8.8014e-05 | 0 |  | 9.1238e-05 | 8.8014e-05 | 0
| 6 | 11 | 5 | Shoulder | 0.00010146 | 9.1415e-05 | 0 |  | 0.00010146 | 9.1415e-05 | 0
| 7 | 11 | 5 | Shoulder | 0.00011631 | 9.8996e-05 | 0 |  | 0.00011631 | 9.8996e-05 | 0
| 8 | 11 | 5 | Shoulder | 0.00012699 | 0.000109 | 0 |  | 0.00012699 | 0.000109 | 0
| 9 | 11 | 5 | Shoulder | 0.0001309 | 0.00011892 | 0 |  | 0.0001309 | 0.00011892 | 0
| 10 | 11 | 5 | Shoulder | 0.00013108 | 0.00012632 | 0 |  | 0.00013108 | 0.00012632 | 0
| 11 | 11 | 5 | Shoulder | 0.00012836 | 0.00012933 | 0 |  | 0.00012836 | 0.00012933 | 0
| 12 | 11 | 5 | Shoulder | 0.00012498 | 0.00012883 | 0 |  | 0.00012498 | 0.00012883 | 0
| 13 | 11 | 5 | Shoulder | 0.00012303 | 0.00012686 | 0 |  | 0.00012303 | 0.00012686 | 0
| 14 | 11 | 5 | Shoulder | 0.00012174 | 0.00012453 | 0 |  | 0.00012174 | 0.00012453 | 0
| 15 | 11 | 5 | Shoulder | 0.00011996 | 0.00012243 | 0 |  | 0.00011996 | 0.00012243 | 0
| 16 | 11 | 5 | Shoulder | 0.00011872 | 0.00012086 | 0 |  | 0.00011872 | 0.00012086 | 0
| 17 | 11 | 5 | Shoulder | 0.00012085 | 0.00012032 | 0 |  | 0.00012085 | 0.00012032 | 0
| 18 | 11 | 5 | Shoulder | 0.00012685 | 0.00012159 | 0 |  | 0.00012685 | 0.00012159 | 0
| 19 | 11 | 5 | Shoulder | 0.0001329 | 0.00012483 | 0 |  | 0.0001329 | 0.00012483 | 0
| 20 | 11 | 5 | Shoulder | 0.00013019 | 0.0001277 | 0 |  | 0.00013019 | 0.0001277 | 0
| 21 | 11 | 5 | Shoulder | 0.00012703 | 0.00012924 | 0 |  | 0.00012703 | 0.00012924 | 0
| 22 | 11 | 5 | Shoulder | 0.00012098 | 0.00012777 | 0 |  | 0.00012098 | 0.00012777 | 0
| 23 | 11 | 5 | Shoulder | 0.0001124 | 0.00012265 | 0 |  | 0.0001124 | 0.00012265 | 0
| 24 | 11 | 5 | Shoulder | 0.00010373 | 0.00011604 | 0 |  | 0.00010373 | 0.00011604 | 0
| 1 | 11 | 6 | Shoulder | 9.7418e-05 | 0.00010863 | 0 |  | 9.7418e-05 | 0.00010863 | 0
| 2 | 11 | 6 | Shoulder | 9.3238e-05 | 0.0001017 | 0 |  | 9.3238e-05 | 0.0001017 | 0
| 3 | 11 | 6 | Shoulder | 9.0793e-05 | 9.6295e-05 | 0 |  | 9.0793e-05 | 9.6295e-05 | 0
| 4 | 11 | 6 | Shoulder | 9.066e-05 | 9.3027e-05 | 0 |  | 9.066e-05 | 9.3027e-05 | 0
| 5 | 11 | 6 | Shoulder | 9.2394e-05 | 9.1771e-05 | 0 |  | 9.2394e-05 | 9.1771e-05 | 0
| 6 | 11 | 6 | Shoulder | 9.7151e-05 | 9.2749e-05 | 0 |  | 9.7151e-05 | 9.2749e-05 | 0
| 7 | 11 | 6 | Shoulder | 0.00010498 | 9.6295e-05 | 0 |  | 0.00010498 | 9.6295e-05 | 0
| 8 | 11 | 6 | Shoulder | 0.00011436 | 0.00010222 | 0 |  | 0.00011436 | 0.00010222 | 0
| 9 | 11 | 6 | Shoulder | 0.00012241 | 0.00010972 | 0 |  | 0.00012241 | 0.00010972 | 0
| 10 | 11 | 6 | Shoulder | 0.00012859 | 0.00011758 | 0 |  | 0.00012859 | 0.00011758 | 0
| 11 | 11 | 6 | Shoulder | 0.00013157 | 0.00012423 | 0 |  | 0.00013157 | 0.00012423 | 0
| 12 | 11 | 6 | Shoulder | 0.00013228 | 0.00012871 | 0 |  | 0.00013228 | 0.00012871 | 0
| 13 | 11 | 6 | Shoulder | 0.00013121 | 0.00013091 | 0 |  | 0.00013121 | 0.00013091 | 0
| 14 | 11 | 6 | Shoulder | 0.00012841 | 0.00013086 | 0 |  | 0.00012841 | 0.00013086 | 0
| 15 | 11 | 6 | Shoulder | 0.00012521 | 0.00012928 | 0 |  | 0.00012521 | 0.00012928 | 0
| 16 | 11 | 6 | Shoulder | 0.00012681 | 0.00012791 | 0 |  | 0.00012681 | 0.00012791 | 0
| 17 | 11 | 6 | Shoulder | 0.00012916 | 0.0001274 | 0 |  | 0.00012916 | 0.0001274 | 0
| 18 | 11 | 6 | Shoulder | 0.0001349 | 0.00012902 | 0 |  | 0.0001349 | 0.00012902 | 0
| 19 | 11 | 6 | Shoulder | 0.00013792 | 0.0001322 | 0 |  | 0.00013792 | 0.0001322 | 0
| 20 | 11 | 6 | Shoulder | 0.00013366 | 0.00013391 | 0 |  | 0.00013366 | 0.00013391 | 0
| 21 | 11 | 6 | Shoulder | 0.00012912 | 0.0001339 | 0 |  | 0.00012912 | 0.0001339 | 0
| 22 | 11 | 6 | Shoulder | 0.00012298 | 0.00013092 | 0 |  | 0.00012298 | 0.00013092 | 0
| 23 | 11 | 6 | Shoulder | 0.00011462 | 0.0001251 | 0 |  | 0.00011462 | 0.0001251 | 0
| 24 | 11 | 6 | Shoulder | 0.00010676 | 0.00011837 | 0 |  | 0.00010676 | 0.00011837 | 0
| 1 | 11 | 7 | Shoulder | 0.00010075 | 0.00011128 | 0 |  | 0.00010075 | 0.00011128 | 0
| 2 | 11 | 7 | Shoulder | 9.515e-05 | 0.00010432 | 0 |  | 9.515e-05 | 0.00010432 | 0
| 3 | 11 | 7 | Shoulder | 9.3816e-05 | 9.9119e-05 | 0 |  | 9.3816e-05 | 9.9119e-05 | 0
| 4 | 11 | 7 | Shoulder | 9.515e-05 | 9.6217e-05 | 0 |  | 9.515e-05 | 9.6217e-05 | 0
| 5 | 11 | 7 | Shoulder | 9.7685e-05 | 9.545e-05 | 0 |  | 9.7685e-05 | 9.545e-05 | 0
| 6 | 11 | 7 | Shoulder | 0.00010427 | 9.7729e-05 | 0 |  | 0.00010427 | 9.7729e-05 | 0
| 7 | 11 | 7 | Shoulder | 0.00011289 | 0.0001025 | 0 |  | 0.00011289 | 0.0001025 | 0
| 8 | 11 | 7 | Shoulder | 0.00012312 | 0.00010949 | 0 |  | 0.00012312 | 0.00010949 | 0
| 9 | 11 | 7 | Shoulder | 0.00012979 | 0.00011752 | 0 |  | 0.00012979 | 0.00011752 | 0
| 10 | 11 | 7 | Shoulder | 0.00013281 | 0.00012465 | 0 |  | 0.00013281 | 0.00012465 | 0
| 11 | 11 | 7 | Shoulder | 0.00013214 | 0.00012946 | 0 |  | 0.00013214 | 0.00012946 | 0
| 12 | 11 | 7 | Shoulder | 0.00013352 | 0.00013207 | 0 |  | 0.00013352 | 0.00013207 | 0
| 13 | 11 | 7 | Shoulder | 0.00013637 | 0.00013371 | 0 |  | 0.00013637 | 0.00013371 | 0
| 14 | 11 | 7 | Shoulder | 0.0001349 | 0.00013423 | 0 |  | 0.0001349 | 0.00013423 | 0
| 15 | 11 | 7 | Shoulder | 0.00013481 | 0.0001349 | 0 |  | 0.00013481 | 0.0001349 | 0
| 16 | 11 | 7 | Shoulder | 0.00013628 | 0.00013559 | 0 |  | 0.00013628 | 0.00013559 | 0
| 17 | 11 | 7 | Shoulder | 0.00014237 | 0.00013709 | 0 |  | 0.00014237 | 0.00013709 | 0
| 18 | 11 | 7 | Shoulder | 0.00014784 | 0.00014032 | 0 |  | 0.00014784 | 0.00014032 | 0
| 19 | 11 | 7 | Shoulder | 0.00014468 | 0.00014279 | 0 |  | 0.00014468 | 0.00014279 | 0
| 20 | 11 | 7 | Shoulder | 0.00013975 | 0.00014366 | 0 |  | 0.00013975 | 0.00014366 | 0
| 21 | 11 | 7 | Shoulder | 0.00013388 | 0.00014154 | 0 |  | 0.00013388 | 0.00014154 | 0
| 22 | 11 | 7 | Shoulder | 0.00012414 | 0.00013561 | 0 |  | 0.00012414 | 0.00013561 | 0
| 23 | 11 | 7 | Shoulder | 0.00011289 | 0.00012766 | 0 |  | 0.00011289 | 0.00012766 | 0
| 24 | 11 | 7 | Shoulder | 0.00010364 | 0.00011864 | 0 |  | 0.00010364 | 0.00011864 | 0
| 1 | 11 | 8 | Shoulder | 9.8663e-05 | 0.00010983 | 0 |  | 9.8663e-05 | 0.00010983 | 0
| 2 | 11 | 8 | Shoulder | 9.644e-05 | 0.00010291 | 0 |  | 9.644e-05 | 0.00010291 | 0
| 3 | 11 | 8 | Shoulder | 9.6217e-05 | 9.8741e-05 | 0 |  | 9.6217e-05 | 9.8741e-05 | 0
| 4 | 11 | 8 | Shoulder | 9.933e-05 | 9.7662e-05 | 0 |  | 9.933e-05 | 9.7662e-05 | 0
| 5 | 11 | 8 | Shoulder | 0.00010693 | 9.973e-05 | 0 |  | 0.00010693 | 9.973e-05 | 0
| 6 | 11 | 8 | Shoulder | 0.00011978 | 0.00010557 | 0 |  | 0.00011978 | 0.00010557 | 0
| 7 | 11 | 8 | Shoulder | 0.00013739 | 0.00011586 | 0 |  | 0.00013739 | 0.00011586 | 0
| 8 | 11 | 8 | Shoulder | 0.00014726 | 0.00012784 | 0 |  | 0.00014726 | 0.00012784 | 0
| 9 | 11 | 8 | Shoulder | 0.00014517 | 0.0001374 | 0 |  | 0.00014517 | 0.0001374 | 0
| 10 | 11 | 8 | Shoulder | 0.00013939 | 0.0001423 | 0 |  | 0.00013939 | 0.0001423 | 0
| 11 | 11 | 8 | Shoulder | 0.00013392 | 0.00014144 | 0 |  | 0.00013392 | 0.00014144 | 0
| 12 | 11 | 8 | Shoulder | 0.00012903 | 0.00013688 | 0 |  | 0.00012903 | 0.00013688 | 0
| 13 | 11 | 8 | Shoulder | 0.00012627 | 0.00013215 | 0 |  | 0.00012627 | 0.00013215 | 0
| 14 | 11 | 8 | Shoulder | 0.00012356 | 0.0001282 | 0 |  | 0.00012356 | 0.0001282 | 0
| 15 | 11 | 8 | Shoulder | 0.00012227 | 0.00012528 | 0 |  | 0.00012227 | 0.00012528 | 0
| 16 | 11 | 8 | Shoulder | 0.00012503 | 0.00012428 | 0 |  | 0.00012503 | 0.00012428 | 0
| 17 | 11 | 8 | Shoulder | 0.00013428 | 0.00012629 | 0 |  | 0.00013428 | 0.00012629 | 0
| 18 | 11 | 8 | Shoulder | 0.00014522 | 0.0001317 | 0 |  | 0.00014522 | 0.0001317 | 0
| 19 | 11 | 8 | Shoulder | 0.00014339 | 0.00013698 | 0 |  | 0.00014339 | 0.00013698 | 0
| 20 | 11 | 8 | Shoulder | 0.00013895 | 0.00014046 | 0 |  | 0.00013895 | 0.00014046 | 0
| 21 | 11 | 8 | Shoulder | 0.00013214 | 0.00013992 | 0 |  | 0.00013214 | 0.00013992 | 0
| 22 | 11 | 8 | Shoulder | 0.00012063 | 0.00013378 | 0 |  | 0.00012063 | 0.00013378 | 0
| 23 | 11 | 8 | Shoulder | 0.00010787 | 0.0001249 | 0 |  | 0.00010787 | 0.0001249 | 0
| 24 | 11 | 8 | Shoulder | 9.7996e-05 | 0.00011466 | 0 |  | 9.7996e-05 | 0.00011466 | 0
| 1 | 11 | 9 | Shoulder | 9.2527e-05 | 0.00010475 | 0 |  | 9.2527e-05 | 0.00010475 | 0
| 2 | 11 | 9 | Shoulder | 8.9815e-05 | 9.7051e-05 | 0 |  | 8.9815e-05 | 9.7051e-05 | 0
| 3 | 11 | 9 | Shoulder | 8.9504e-05 | 9.246e-05 | 0 |  | 8.9504e-05 | 9.246e-05 | 0
| 4 | 11 | 9 | Shoulder | 9.1149e-05 | 9.0748e-05 | 0 |  | 9.1149e-05 | 9.0748e-05 | 0
| 5 | 11 | 9 | Shoulder | 9.6929e-05 | 9.1849e-05 | 0 |  | 9.6929e-05 | 9.1849e-05 | 0
| 6 | 11 | 9 | Shoulder | 0.00010862 | 9.6551e-05 | 0 |  | 0.00010862 | 9.6551e-05 | 0
| 7 | 11 | 9 | Shoulder | 0.00012427 | 0.00010524 | 0 |  | 0.00012427 | 0.00010524 | 0
| 8 | 11 | 9 | Shoulder | 0.0001329 | 0.00011568 | 0 |  | 0.0001329 | 0.00011568 | 0
| 9 | 11 | 9 | Shoulder | 0.00013348 | 0.00012482 | 0 |  | 0.00013348 | 0.00012482 | 0
| 10 | 11 | 9 | Shoulder | 0.00013005 | 0.00013018 | 0 |  | 0.00013005 | 0.00013018 | 0
| 11 | 11 | 9 | Shoulder | 0.00012792 | 0.00013109 | 0 |  | 0.00012792 | 0.00013109 | 0
| 12 | 11 | 9 | Shoulder | 0.00012694 | 0.0001296 | 0 |  | 0.00012694 | 0.0001296 | 0
| 13 | 11 | 9 | Shoulder | 0.00012685 | 0.00012794 | 0 |  | 0.00012685 | 0.00012794 | 0
| 14 | 11 | 9 | Shoulder | 0.00012725 | 0.00012724 | 0 |  | 0.00012725 | 0.00012724 | 0
| 15 | 11 | 9 | Shoulder | 0.0001277 | 0.00012719 | 0 |  | 0.0001277 | 0.00012719 | 0
| 16 | 11 | 9 | Shoulder | 0.00013174 | 0.00012839 | 0 |  | 0.00013174 | 0.00012839 | 0
| 17 | 11 | 9 | Shoulder | 0.00014197 | 0.00013217 | 0 |  | 0.00014197 | 0.00013217 | 0
| 18 | 11 | 9 | Shoulder | 0.00014877 | 0.00013755 | 0 |  | 0.00014877 | 0.00013755 | 0
| 19 | 11 | 9 | Shoulder | 0.00014642 | 0.00014223 | 0 |  | 0.00014642 | 0.00014223 | 0
| 20 | 11 | 9 | Shoulder | 0.00014179 | 0.00014474 | 0 |  | 0.00014179 | 0.00014474 | 0
| 21 | 11 | 9 | Shoulder | 0.00013494 | 0.00014298 | 0 |  | 0.00013494 | 0.00014298 | 0
| 22 | 11 | 9 | Shoulder | 0.00012543 | 0.00013715 | 0 |  | 0.00012543 | 0.00013715 | 0
| 23 | 11 | 9 | Shoulder | 0.00011405 | 0.00012905 | 0 |  | 0.00011405 | 0.00012905 | 0
| 24 | 11 | 9 | Shoulder | 0.00010467 | 0.00011977 | 0 |  | 0.00010467 | 0.00011977 | 0
| 1 | 11 | 10 | Shoulder | 9.9019e-05 | 0.00011079 | 0 |  | 9.9019e-05 | 0.00011079 | 0
| 2 | 11 | 10 | Shoulder | 9.6262e-05 | 0.0001035 | 0 |  | 9.6262e-05 | 0.0001035 | 0
| 3 | 11 | 10 | Shoulder | 9.5506e-05 | 9.8863e-05 | 0 |  | 9.5506e-05 | 9.8863e-05 | 0
| 4 | 11 | 10 | Shoulder | 9.764e-05 | 9.7107e-05 | 0 |  | 9.764e-05 | 9.7107e-05 | 0
| 5 | 11 | 10 | Shoulder | 0.00010355 | 9.824e-05 | 0 |  | 0.00010355 | 9.824e-05 | 0
| 6 | 11 | 10 | Shoulder | 0.00011578 | 0.00010312 | 0 |  | 0.00011578 | 0.00010312 | 0
| 7 | 11 | 10 | Shoulder | 0.00013228 | 0.00011231 | 0 |  | 0.00013228 | 0.00011231 | 0
| 8 | 11 | 10 | Shoulder | 0.00014139 | 0.00012325 | 0 |  | 0.00014139 | 0.00012325 | 0
| 9 | 11 | 10 | Shoulder | 0.00014099 | 0.00013261 | 0 |  | 0.00014099 | 0.00013261 | 0
| 10 | 11 | 10 | Shoulder | 0.00013686 | 0.00013788 | 0 |  | 0.00013686 | 0.00013788 | 0
| 11 | 11 | 10 | Shoulder | 0.00013081 | 0.00013751 | 0 |  | 0.00013081 | 0.00013751 | 0
| 12 | 11 | 10 | Shoulder | 0.0001269 | 0.00013389 | 0 |  | 0.0001269 | 0.00013389 | 0
| 13 | 11 | 10 | Shoulder | 0.00012445 | 0.00012975 | 0 |  | 0.00012445 | 0.00012975 | 0
| 14 | 11 | 10 | Shoulder | 0.00012241 | 0.00012614 | 0 |  | 0.00012241 | 0.00012614 | 0
| 15 | 11 | 10 | Shoulder | 0.00012209 | 0.00012396 | 0 |  | 0.00012209 | 0.00012396 | 0
| 16 | 11 | 10 | Shoulder | 0.00012436 | 0.00012333 | 0 |  | 0.00012436 | 0.00012333 | 0
| 17 | 11 | 10 | Shoulder | 0.00013285 | 0.00012543 | 0 |  | 0.00013285 | 0.00012543 | 0
| 18 | 11 | 10 | Shoulder | 0.00014215 | 0.00013036 | 0 |  | 0.00014215 | 0.00013036 | 0
| 19 | 11 | 10 | Shoulder | 0.00014006 | 0.00013486 | 0 |  | 0.00014006 | 0.00013486 | 0
| 20 | 11 | 10 | Shoulder | 0.00013614 | 0.0001378 | 0 |  | 0.00013614 | 0.0001378 | 0
| 21 | 11 | 10 | Shoulder | 0.00013014 | 0.00013712 | 0 |  | 0.00013014 | 0.00013712 | 0
| 22 | 11 | 10 | Shoulder | 0.00012187 | 0.00013205 | 0 |  | 0.00012187 | 0.00013205 | 0
| 23 | 11 | 10 | Shoulder | 0.0001104 | 0.00012464 | 0 |  | 0.0001104 | 0.00012464 | 0
| 24 | 11 | 10 | Shoulder | 0.00010182 | 0.00011606 | 0 |  | 0.00010182 | 0.00011606 | 0
| 1 | 11 | 11 | Shoulder | 9.5373e-05 | 0.00010737 | 0 |  | 9.5373e-05 | 0.00010737 | 0
| 2 | 11 | 11 | Shoulder | 9.2305e-05 | 9.9974e-05 | 0 |  | 9.2305e-05 | 9.9974e-05 | 0
| 3 | 11 | 11 | Shoulder | 9.066e-05 | 9.5039e-05 | 0 |  | 9.066e-05 | 9.5039e-05 | 0
| 4 | 11 | 11 | Shoulder | 9.1371e-05 | 9.2427e-05 | 0 |  | 9.1371e-05 | 9.2427e-05 | 0
| 5 | 11 | 11 | Shoulder | 9.5951e-05 | 9.2571e-05 | 0 |  | 9.5951e-05 | 9.2571e-05 | 0
| 6 | 11 | 11 | Shoulder | 0.00010502 | 9.5751e-05 | 0 |  | 0.00010502 | 9.5751e-05 | 0
| 7 | 11 | 11 | Shoulder | 0.00011689 | 0.00010231 | 0 |  | 0.00011689 | 0.00010231 | 0
| 8 | 11 | 11 | Shoulder | 0.00012556 | 0.00011086 | 0 |  | 0.00012556 | 0.00011086 | 0
| 9 | 11 | 11 | Shoulder | 0.00012974 | 0.0001193 | 0 |  | 0.00012974 | 0.0001193 | 0
| 10 | 11 | 11 | Shoulder | 0.00013263 | 0.00012621 | 0 |  | 0.00013263 | 0.00012621 | 0
| 11 | 11 | 11 | Shoulder | 0.0001333 | 0.00013031 | 0 |  | 0.0001333 | 0.00013031 | 0
| 12 | 11 | 11 | Shoulder | 0.00013197 | 0.00013191 | 0 |  | 0.00013197 | 0.00013191 | 0
| 13 | 11 | 11 | Shoulder | 0.0001329 | 0.0001327 | 0 |  | 0.0001329 | 0.0001327 | 0
| 14 | 11 | 11 | Shoulder | 0.00013254 | 0.00013268 | 0 |  | 0.00013254 | 0.00013268 | 0
| 15 | 11 | 11 | Shoulder | 0.0001317 | 0.00013228 | 0 |  | 0.0001317 | 0.00013228 | 0
| 16 | 11 | 11 | Shoulder | 0.00013188 | 0.00013225 | 0 |  | 0.00013188 | 0.00013225 | 0
| 17 | 11 | 11 | Shoulder | 0.00013677 | 0.00013322 | 0 |  | 0.00013677 | 0.00013322 | 0
| 18 | 11 | 11 | Shoulder | 0.00014046 | 0.0001352 | 0 |  | 0.00014046 | 0.0001352 | 0
| 19 | 11 | 11 | Shoulder | 0.00013614 | 0.00013631 | 0 |  | 0.00013614 | 0.00013631 | 0
| 20 | 11 | 11 | Shoulder | 0.00013028 | 0.00013591 | 0 |  | 0.00013028 | 0.00013591 | 0
| 21 | 11 | 11 | Shoulder | 0.00012316 | 0.00013251 | 0 |  | 0.00012316 | 0.00013251 | 0
| 22 | 11 | 11 | Shoulder | 0.00011511 | 0.00012617 | 0 |  | 0.00011511 | 0.00012617 | 0
| 23 | 11 | 11 | Shoulder | 0.00010413 | 0.00011817 | 0 |  | 0.00010413 | 0.00011817 | 0
| 24 | 11 | 11 | Shoulder | 9.4795e-05 | 0.0001093 | 0 |  | 9.4795e-05 | 0.0001093 | 0
| 1 | 11 | 12 | Shoulder | 8.7725e-05 | 0.00010044 | 0 |  | 8.7725e-05 | 0.00010044 | 0
| 2 | 11 | 12 | Shoulder | 8.4346e-05 | 9.2749e-05 | 0 |  | 8.4346e-05 | 9.2749e-05 | 0
| 3 | 11 | 12 | Shoulder | 8.2345e-05 | 8.7303e-05 | 0 |  | 8.2345e-05 | 8.7303e-05 | 0
| 4 | 11 | 12 | Shoulder | 8.2212e-05 | 8.4157e-05 | 0 |  | 8.2212e-05 | 8.4157e-05 | 0
| 5 | 11 | 12 | Shoulder | 8.5546e-05 | 8.3612e-05 | 0 |  | 8.5546e-05 | 8.3612e-05 | 0
| 6 | 11 | 12 | Shoulder | 9.4217e-05 | 8.608e-05 | 0 |  | 9.4217e-05 | 8.608e-05 | 0
| 7 | 11 | 12 | Shoulder | 0.00010684 | 9.2205e-05 | 0 |  | 0.00010684 | 9.2205e-05 | 0
| 8 | 11 | 12 | Shoulder | 0.00011525 | 0.00010046 | 0 |  | 0.00011525 | 0.00010046 | 0
| 9 | 11 | 12 | Shoulder | 0.00011872 | 0.00010876 | 0 |  | 0.00011872 | 0.00010876 | 0
| 10 | 11 | 12 | Shoulder | 0.00012103 | 0.00011546 | 0 |  | 0.00012103 | 0.00011546 | 0
| 11 | 11 | 12 | Shoulder | 0.00012232 | 0.00011933 | 0 |  | 0.00012232 | 0.00011933 | 0
| 12 | 11 | 12 | Shoulder | 0.00012401 | 0.00012152 | 0 |  | 0.00012401 | 0.00012152 | 0
| 13 | 11 | 12 | Shoulder | 0.00012445 | 0.00012295 | 0 |  | 0.00012445 | 0.00012295 | 0
| 14 | 11 | 12 | Shoulder | 0.00012387 | 0.00012366 | 0 |  | 0.00012387 | 0.00012366 | 0
| 15 | 11 | 12 | Shoulder | 0.00012276 | 0.00012377 | 0 |  | 0.00012276 | 0.00012377 | 0
| 16 | 11 | 12 | Shoulder | 0.00012241 | 0.00012337 | 0 |  | 0.00012241 | 0.00012337 | 0
| 17 | 11 | 12 | Shoulder | 0.00012707 | 0.00012403 | 0 |  | 0.00012707 | 0.00012403 | 0
| 18 | 11 | 12 | Shoulder | 0.00013228 | 0.00012613 | 0 |  | 0.00013228 | 0.00012613 | 0
| 19 | 11 | 12 | Shoulder | 0.00012899 | 0.00012769 | 0 |  | 0.00012899 | 0.00012769 | 0
| 20 | 11 | 12 | Shoulder | 0.00012365 | 0.000128 | 0 |  | 0.00012365 | 0.000128 | 0
| 21 | 11 | 12 | Shoulder | 0.0001184 | 0.00012583 | 0 |  | 0.0001184 | 0.00012583 | 0
| 22 | 11 | 12 | Shoulder | 0.00011236 | 0.00012085 | 0 |  | 0.00011236 | 0.00012085 | 0
| 23 | 11 | 12 | Shoulder | 0.00010489 | 0.00011483 | 0 |  | 0.00010489 | 0.00011483 | 0
| 24 | 11 | 12 | Shoulder | 9.724e-05 | 0.00010822 | 0 |  | 9.724e-05 | 0.00010822 | 0
| 1 | 11 | 13 | Shoulder | 9.1415e-05 | 0.00010148 | 0 |  | 9.1415e-05 | 0.00010148 | 0
| 2 | 11 | 13 | Shoulder | 8.8703e-05 | 9.5562e-05 | 0 |  | 8.8703e-05 | 9.5562e-05 | 0
| 3 | 11 | 13 | Shoulder | 8.7103e-05 | 9.1115e-05 | 0 |  | 8.7103e-05 | 9.1115e-05 | 0
| 4 | 11 | 13 | Shoulder | 8.728e-05 | 8.8625e-05 | 0 |  | 8.728e-05 | 8.8625e-05 | 0
| 5 | 11 | 13 | Shoulder | 8.9548e-05 | 8.8159e-05 | 0 |  | 8.9548e-05 | 8.8159e-05 | 0
| 6 | 11 | 13 | Shoulder | 9.5239e-05 | 8.9793e-05 | 0 |  | 9.5239e-05 | 8.9793e-05 | 0
| 7 | 11 | 13 | Shoulder | 0.00010409 | 9.4039e-05 | 0 |  | 0.00010409 | 9.4039e-05 | 0
| 8 | 11 | 13 | Shoulder | 0.00011214 | 0.00010025 | 0 |  | 0.00011214 | 0.00010025 | 0
| 9 | 11 | 13 | Shoulder | 0.00011912 | 0.00010764 | 0 |  | 0.00011912 | 0.00010764 | 0
| 10 | 11 | 13 | Shoulder | 0.00012334 | 0.00011467 | 0 |  | 0.00012334 | 0.00011467 | 0
| 11 | 11 | 13 | Shoulder | 0.0001245 | 0.00011977 | 0 |  | 0.0001245 | 0.00011977 | 0
| 12 | 11 | 13 | Shoulder | 0.00012512 | 0.00012302 | 0 |  | 0.00012512 | 0.00012302 | 0
| 13 | 11 | 13 | Shoulder | 0.00012405 | 0.00012425 | 0 |  | 0.00012405 | 0.00012425 | 0
| 14 | 11 | 13 | Shoulder | 0.00012298 | 0.00012416 | 0 |  | 0.00012298 | 0.00012416 | 0
| 15 | 11 | 13 | Shoulder | 0.00012285 | 0.00012375 | 0 |  | 0.00012285 | 0.00012375 | 0
| 16 | 11 | 13 | Shoulder | 0.00012472 | 0.00012365 | 0 |  | 0.00012472 | 0.00012365 | 0
| 17 | 11 | 13 | Shoulder | 0.00013152 | 0.00012552 | 0 |  | 0.00013152 | 0.00012552 | 0
| 18 | 11 | 13 | Shoulder | 0.00013521 | 0.00012858 | 0 |  | 0.00013521 | 0.00012858 | 0
| 19 | 11 | 13 | Shoulder | 0.00013188 | 0.00013083 | 0 |  | 0.00013188 | 0.00013083 | 0
| 20 | 11 | 13 | Shoulder | 0.00012734 | 0.00013149 | 0 |  | 0.00012734 | 0.00013149 | 0
| 21 | 11 | 13 | Shoulder | 0.00012174 | 0.00012904 | 0 |  | 0.00012174 | 0.00012904 | 0
| 22 | 11 | 13 | Shoulder | 0.00011498 | 0.00012398 | 0 |  | 0.00011498 | 0.00012398 | 0
| 23 | 11 | 13 | Shoulder | 0.00010635 | 0.0001176 | 0 |  | 0.00010635 | 0.0001176 | 0
| 24 | 11 | 13 | Shoulder | 9.7774e-05 | 0.00011021 | 0 |  | 9.7774e-05 | 0.00011021 | 0
| 1 | 11 | 14 | Shoulder | 9.0571e-05 | 0.00010242 | 0 |  | 9.0571e-05 | 0.00010242 | 0
| 2 | 11 | 14 | Shoulder | 8.5769e-05 | 9.5117e-05 | 0 |  | 8.5769e-05 | 9.5117e-05 | 0
| 3 | 11 | 14 | Shoulder | 8.2656e-05 | 8.9192e-05 | 0 |  | 8.2656e-05 | 8.9192e-05 | 0
| 4 | 11 | 14 | Shoulder | 8.1723e-05 | 8.518e-05 | 0 |  | 8.1723e-05 | 8.518e-05 | 0
| 5 | 11 | 14 | Shoulder | 8.19e-05 | 8.3012e-05 | 0 |  | 8.19e-05 | 8.3012e-05 | 0
| 6 | 11 | 14 | Shoulder | 8.5235e-05 | 8.2879e-05 | 0 |  | 8.5235e-05 | 8.2879e-05 | 0
| 7 | 11 | 14 | Shoulder | 9.0304e-05 | 8.479e-05 | 0 |  | 9.0304e-05 | 8.479e-05 | 0
| 8 | 11 | 14 | Shoulder | 9.644e-05 | 8.847e-05 | 0 |  | 9.644e-05 | 8.847e-05 | 0
| 9 | 11 | 14 | Shoulder | 0.00010329 | 9.3816e-05 | 0 |  | 0.00010329 | 9.3816e-05 | 0
| 10 | 11 | 14 | Shoulder | 0.00010911 | 9.9786e-05 | 0 |  | 0.00010911 | 9.9786e-05 | 0
| 11 | 11 | 14 | Shoulder | 0.00011222 | 0.00010527 | 0 |  | 0.00011222 | 0.00010527 | 0
| 12 | 11 | 14 | Shoulder | 0.00011325 | 0.00010947 | 0 |  | 0.00011325 | 0.00010947 | 0
| 13 | 11 | 14 | Shoulder | 0.00011396 | 0.00011214 | 0 |  | 0.00011396 | 0.00011214 | 0
| 14 | 11 | 14 | Shoulder | 0.00011307 | 0.00011312 | 0 |  | 0.00011307 | 0.00011312 | 0
| 15 | 11 | 14 | Shoulder | 0.00011258 | 0.00011321 | 0 |  | 0.00011258 | 0.00011321 | 0
| 16 | 11 | 14 | Shoulder | 0.000114 | 0.0001134 | 0 |  | 0.000114 | 0.0001134 | 0
| 17 | 11 | 14 | Shoulder | 0.00012041 | 0.00011501 | 0 |  | 0.00012041 | 0.00011501 | 0
| 18 | 11 | 14 | Shoulder | 0.00012561 | 0.00011815 | 0 |  | 0.00012561 | 0.00011815 | 0
| 19 | 11 | 14 | Shoulder | 0.00012365 | 0.00012092 | 0 |  | 0.00012365 | 0.00012092 | 0
| 20 | 11 | 14 | Shoulder | 0.00011889 | 0.00012214 | 0 |  | 0.00011889 | 0.00012214 | 0
| 21 | 11 | 14 | Shoulder | 0.00011338 | 0.00012038 | 0 |  | 0.00011338 | 0.00012038 | 0
| 22 | 11 | 14 | Shoulder | 0.00010613 | 0.00011551 | 0 |  | 0.00010613 | 0.00011551 | 0
| 23 | 11 | 14 | Shoulder | 9.6662e-05 | 0.00010877 | 0 |  | 9.6662e-05 | 0.00010877 | 0
| 24 | 11 | 14 | Shoulder | 8.8347e-05 | 0.00010113 | 0 |  | 8.8347e-05 | 0.00010113 | 0
| 1 | 11 | 15 | Shoulder | 8.2745e-05 | 9.3472e-05 | 0 |  | 8.2745e-05 | 9.3472e-05 | 0
| 2 | 11 | 15 | Shoulder | 7.8832e-05 | 8.6647e-05 | 0 |  | 7.8832e-05 | 8.6647e-05 | 0
| 3 | 11 | 15 | Shoulder | 7.7676e-05 | 8.19e-05 | 0 |  | 7.7676e-05 | 8.19e-05 | 0
| 4 | 11 | 15 | Shoulder | 7.8744e-05 | 7.9499e-05 | 0 |  | 7.8744e-05 | 7.9499e-05 | 0
| 5 | 11 | 15 | Shoulder | 8.3145e-05 | 7.9599e-05 | 0 |  | 8.3145e-05 | 7.9599e-05 | 0
| 6 | 11 | 15 | Shoulder | 9.2705e-05 | 8.3068e-05 | 0 |  | 9.2705e-05 | 8.3068e-05 | 0
| 7 | 11 | 15 | Shoulder | 0.00010649 | 9.027e-05 | 0 |  | 0.00010649 | 9.027e-05 | 0
| 8 | 11 | 15 | Shoulder | 0.00011489 | 9.9308e-05 | 0 |  | 0.00011489 | 9.9308e-05 | 0
| 9 | 11 | 15 | Shoulder | 0.00011587 | 0.00010749 | 0 |  | 0.00011587 | 0.00010749 | 0
| 10 | 11 | 15 | Shoulder | 0.00011618 | 0.00011336 | 0 |  | 0.00011618 | 0.00011336 | 0
| 11 | 11 | 15 | Shoulder | 0.00011658 | 0.00011588 | 0 |  | 0.00011658 | 0.00011588 | 0
| 12 | 11 | 15 | Shoulder | 0.00011756 | 0.00011655 | 0 |  | 0.00011756 | 0.00011655 | 0
| 13 | 11 | 15 | Shoulder | 0.00011849 | 0.0001172 | 0 |  | 0.00011849 | 0.0001172 | 0
| 14 | 11 | 15 | Shoulder | 0.00011138 | 0.000116 | 0 |  | 0.00011138 | 0.000116 | 0
| 15 | 11 | 15 | Shoulder | 0.00010969 | 0.00011428 | 0 |  | 0.00010969 | 0.00011428 | 0
| 16 | 11 | 15 | Shoulder | 0.00011285 | 0.0001131 | 0 |  | 0.00011285 | 0.0001131 | 0
| 17 | 11 | 15 | Shoulder | 0.00012383 | 0.00011444 | 0 |  | 0.00012383 | 0.00011444 | 0
| 18 | 11 | 15 | Shoulder | 0.00013472 | 0.00012027 | 0 |  | 0.00013472 | 0.00012027 | 0
| 19 | 11 | 15 | Shoulder | 0.00013512 | 0.00012663 | 0 |  | 0.00013512 | 0.00012663 | 0
| 20 | 11 | 15 | Shoulder | 0.00013165 | 0.00013133 | 0 |  | 0.00013165 | 0.00013133 | 0
| 21 | 11 | 15 | Shoulder | 0.0001273 | 0.0001322 | 0 |  | 0.0001273 | 0.0001322 | 0
| 22 | 11 | 15 | Shoulder | 0.00011996 | 0.00012851 | 0 |  | 0.00011996 | 0.00012851 | 0
| 23 | 11 | 15 | Shoulder | 0.00011036 | 0.00012232 | 0 |  | 0.00011036 | 0.00012232 | 0
| 24 | 11 | 15 | Shoulder | 0.00010244 | 0.00011501 | 0 |  | 0.00010244 | 0.00011501 | 0
| 1 | 11 | 16 | Shoulder | 9.7418e-05 | 0.00010754 | 0 |  | 9.7418e-05 | 0.00010754 | 0
| 2 | 11 | 16 | Shoulder | 9.4483e-05 | 0.00010117 | 0 |  | 9.4483e-05 | 0.00010117 | 0
| 3 | 11 | 16 | Shoulder | 9.4394e-05 | 9.7184e-05 | 0 |  | 9.4394e-05 | 9.7184e-05 | 0
| 4 | 11 | 16 | Shoulder | 9.6884e-05 | 9.5795e-05 | 0 |  | 9.6884e-05 | 9.5795e-05 | 0
| 5 | 11 | 16 | Shoulder | 0.00010391 | 9.7418e-05 | 0 |  | 0.00010391 | 9.7418e-05 | 0
| 6 | 11 | 16 | Shoulder | 0.00011627 | 0.00010286 | 0 |  | 0.00011627 | 0.00010286 | 0
| 7 | 11 | 16 | Shoulder | 0.00013197 | 0.00011226 | 0 |  | 0.00013197 | 0.00011226 | 0
| 8 | 11 | 16 | Shoulder | 0.00014148 | 0.00012341 | 0 |  | 0.00014148 | 0.00012341 | 0
| 9 | 11 | 16 | Shoulder | 0.00014188 | 0.0001329 | 0 |  | 0.00014188 | 0.0001329 | 0
| 10 | 11 | 16 | Shoulder | 0.00013815 | 0.00013837 | 0 |  | 0.00013815 | 0.00013837 | 0
| 11 | 11 | 16 | Shoulder | 0.00013419 | 0.00013892 | 0 |  | 0.00013419 | 0.00013892 | 0
| 12 | 11 | 16 | Shoulder | 0.00013001 | 0.00013606 | 0 |  | 0.00013001 | 0.00013606 | 0
| 13 | 11 | 16 | Shoulder | 0.00012699 | 0.00013233 | 0 |  | 0.00012699 | 0.00013233 | 0
| 14 | 11 | 16 | Shoulder | 0.00012485 | 0.00012901 | 0 |  | 0.00012485 | 0.00012901 | 0
| 15 | 11 | 16 | Shoulder | 0.00012392 | 0.00012644 | 0 |  | 0.00012392 | 0.00012644 | 0
| 16 | 11 | 16 | Shoulder | 0.00012725 | 0.00012575 | 0 |  | 0.00012725 | 0.00012575 | 0
| 17 | 11 | 16 | Shoulder | 0.00013726 | 0.00012832 | 0 |  | 0.00013726 | 0.00012832 | 0
| 18 | 11 | 16 | Shoulder | 0.00014873 | 0.00013429 | 0 |  | 0.00014873 | 0.00013429 | 0
| 19 | 11 | 16 | Shoulder | 0.00014842 | 0.00014041 | 0 |  | 0.00014842 | 0.00014041 | 0
| 20 | 11 | 16 | Shoulder | 0.00014606 | 0.00014512 | 0 |  | 0.00014606 | 0.00014512 | 0
| 21 | 11 | 16 | Shoulder | 0.00014121 | 0.0001461 | 0 |  | 0.00014121 | 0.0001461 | 0
| 22 | 11 | 16 | Shoulder | 0.00013245 | 0.00014204 | 0 |  | 0.00013245 | 0.00014204 | 0
| 23 | 11 | 16 | Shoulder | 0.00012169 | 0.00013536 | 0 |  | 0.00012169 | 0.00013536 | 0
| 24 | 11 | 16 | Shoulder | 0.00011342 | 0.0001272 | 0 |  | 0.00011342 | 0.0001272 | 0
| 1 | 11 | 17 | Shoulder | 0.00010876 | 0.00011908 | 0 |  | 0.00010876 | 0.00011908 | 0
| 2 | 11 | 17 | Shoulder | 0.00010782 | 0.00011292 | 0 |  | 0.00010782 | 0.00011292 | 0
| 3 | 11 | 17 | Shoulder | 0.000108 | 0.0001095 | 0 |  | 0.000108 | 0.0001095 | 0
| 4 | 11 | 17 | Shoulder | 0.00011125 | 0.00010896 | 0 |  | 0.00011125 | 0.00010896 | 0
| 5 | 11 | 17 | Shoulder | 0.0001188 | 0.00011147 | 0 |  | 0.0001188 | 0.00011147 | 0
| 6 | 11 | 17 | Shoulder | 0.00013174 | 0.00011745 | 0 |  | 0.00013174 | 0.00011745 | 0
| 7 | 11 | 17 | Shoulder | 0.00014899 | 0.0001277 | 0 |  | 0.00014899 | 0.0001277 | 0
| 8 | 11 | 17 | Shoulder | 0.00015913 | 0.00013967 | 0 |  | 0.00015913 | 0.00013967 | 0
| 9 | 11 | 17 | Shoulder | 0.00016096 | 0.00015021 | 0 |  | 0.00016096 | 0.00015021 | 0
| 10 | 11 | 17 | Shoulder | 0.00015593 | 0.00015625 | 0 |  | 0.00015593 | 0.00015625 | 0
| 11 | 11 | 17 | Shoulder | 0.00014851 | 0.00015613 | 0 |  | 0.00014851 | 0.00015613 | 0
| 12 | 11 | 17 | Shoulder | 0.00014321 | 0.00015215 | 0 |  | 0.00014321 | 0.00015215 | 0
| 13 | 11 | 17 | Shoulder | 0.00013966 | 0.00014683 | 0 |  | 0.00013966 | 0.00014683 | 0
| 14 | 11 | 17 | Shoulder | 0.00013699 | 0.00014209 | 0 |  | 0.00013699 | 0.00014209 | 0
| 15 | 11 | 17 | Shoulder | 0.00013508 | 0.00013873 | 0 |  | 0.00013508 | 0.00013873 | 0
| 16 | 11 | 17 | Shoulder | 0.00013806 | 0.00013745 | 0 |  | 0.00013806 | 0.00013745 | 0
| 17 | 11 | 17 | Shoulder | 0.00014868 | 0.0001397 | 0 |  | 0.00014868 | 0.0001397 | 0
| 18 | 11 | 17 | Shoulder | 0.00015762 | 0.00014486 | 0 |  | 0.00015762 | 0.00014486 | 0
| 19 | 11 | 17 | Shoulder | 0.00015669 | 0.00015026 | 0 |  | 0.00015669 | 0.00015026 | 0
| 20 | 11 | 17 | Shoulder | 0.00015309 | 0.00015402 | 0 |  | 0.00015309 | 0.00015402 | 0
| 21 | 11 | 17 | Shoulder | 0.00014682 | 0.00015355 | 0 |  | 0.00014682 | 0.00015355 | 0
| 22 | 11 | 17 | Shoulder | 0.00013677 | 0.00014834 | 0 |  | 0.00013677 | 0.00014834 | 0
| 23 | 11 | 17 | Shoulder | 0.00012441 | 0.00014027 | 0 |  | 0.00012441 | 0.00014027 | 0
| 24 | 11 | 17 | Shoulder | 0.00011351 | 0.00013038 | 0 |  | 0.00011351 | 0.00013038 | 0
| 1 | 11 | 18 | Shoulder | 0.0001068 | 0.00012037 | 0 |  | 0.0001068 | 0.00012037 | 0
| 2 | 11 | 18 | Shoulder | 0.00010355 | 0.00011207 | 0 |  | 0.00010355 | 0.00011207 | 0
| 3 | 11 | 18 | Shoulder | 0.00010218 | 0.00010651 | 0 |  | 0.00010218 | 0.00010651 | 0
| 4 | 11 | 18 | Shoulder | 0.00010342 | 0.00010399 | 0 |  | 0.00010342 | 0.00010399 | 0
| 5 | 11 | 18 | Shoulder | 0.00010965 | 0.0001047 | 0 |  | 0.00010965 | 0.0001047 | 0
| 6 | 11 | 18 | Shoulder | 0.00012147 | 0.00010918 | 0 |  | 0.00012147 | 0.00010918 | 0
| 7 | 11 | 18 | Shoulder | 0.00013686 | 0.00011785 | 0 |  | 0.00013686 | 0.00011785 | 0
| 8 | 11 | 18 | Shoulder | 0.00014664 | 0.00012865 | 0 |  | 0.00014664 | 0.00012865 | 0
| 9 | 11 | 18 | Shoulder | 0.00014704 | 0.000138 | 0 |  | 0.00014704 | 0.000138 | 0
| 10 | 11 | 18 | Shoulder | 0.00014517 | 0.00014393 | 0 |  | 0.00014517 | 0.00014393 | 0
| 11 | 11 | 18 | Shoulder | 0.00014366 | 0.00014563 | 0 |  | 0.00014366 | 0.00014563 | 0
| 12 | 11 | 18 | Shoulder | 0.00014201 | 0.00014447 | 0 |  | 0.00014201 | 0.00014447 | 0
| 13 | 11 | 18 | Shoulder | 0.0001417 | 0.00014314 | 0 |  | 0.0001417 | 0.00014314 | 0
| 14 | 11 | 18 | Shoulder | 0.00014095 | 0.00014208 | 0 |  | 0.00014095 | 0.00014208 | 0
| 15 | 11 | 18 | Shoulder | 0.00014201 | 0.00014167 | 0 |  | 0.00014201 | 0.00014167 | 0
| 16 | 11 | 18 | Shoulder | 0.00014633 | 0.00014275 | 0 |  | 0.00014633 | 0.00014275 | 0
| 17 | 11 | 18 | Shoulder | 0.00015277 | 0.00014552 | 0 |  | 0.00015277 | 0.00014552 | 0
| 18 | 11 | 18 | Shoulder | 0.00015731 | 0.00014961 | 0 |  | 0.00015731 | 0.00014961 | 0
| 19 | 11 | 18 | Shoulder | 0.0001542 | 0.00015265 | 0 |  | 0.0001542 | 0.00015265 | 0
| 20 | 11 | 18 | Shoulder | 0.00014877 | 0.00015326 | 0 |  | 0.00014877 | 0.00015326 | 0
| 21 | 11 | 18 | Shoulder | 0.00014255 | 0.00015071 | 0 |  | 0.00014255 | 0.00015071 | 0
| 22 | 11 | 18 | Shoulder | 0.00013237 | 0.00014447 | 0 |  | 0.00013237 | 0.00014447 | 0
| 23 | 11 | 18 | Shoulder | 0.00011992 | 0.0001359 | 0 |  | 0.00011992 | 0.0001359 | 0
| 24 | 11 | 18 | Shoulder | 0.00011036 | 0.0001263 | 0 |  | 0.00011036 | 0.0001263 | 0
| 1 | 11 | 19 | Shoulder | 0.00010373 | 0.00011659 | 0 |  | 0.00010373 | 0.00011659 | 0
| 2 | 11 | 19 | Shoulder | 0.00010026 | 0.00010857 | 0 |  | 0.00010026 | 0.00010857 | 0
| 3 | 11 | 19 | Shoulder | 9.9641e-05 | 0.0001035 | 0 |  | 9.9641e-05 | 0.0001035 | 0
| 4 | 11 | 19 | Shoulder | 0.00010133 | 0.00010124 | 0 |  | 0.00010133 | 0.00010124 | 0
| 5 | 11 | 19 | Shoulder | 0.00010707 | 0.00010208 | 0 |  | 0.00010707 | 0.00010208 | 0
| 6 | 11 | 19 | Shoulder | 0.00011849 | 0.00010663 | 0 |  | 0.00011849 | 0.00010663 | 0
| 7 | 11 | 19 | Shoulder | 0.0001341 | 0.00011525 | 0 |  | 0.0001341 | 0.00011525 | 0
| 8 | 11 | 19 | Shoulder | 0.00014206 | 0.00012543 | 0 |  | 0.00014206 | 0.00012543 | 0
| 9 | 11 | 19 | Shoulder | 0.00014539 | 0.00013501 | 0 |  | 0.00014539 | 0.00013501 | 0
| 10 | 11 | 19 | Shoulder | 0.00014433 | 0.00014147 | 0 |  | 0.00014433 | 0.00014147 | 0
| 11 | 11 | 19 | Shoulder | 0.00014264 | 0.0001436 | 0 |  | 0.00014264 | 0.0001436 | 0
| 12 | 11 | 19 | Shoulder | 0.0001405 | 0.00014321 | 0 |  | 0.0001405 | 0.00014321 | 0
| 13 | 11 | 19 | Shoulder | 0.00013828 | 0.00014144 | 0 |  | 0.00013828 | 0.00014144 | 0
| 14 | 11 | 19 | Shoulder | 0.00013659 | 0.0001395 | 0 |  | 0.00013659 | 0.0001395 | 0
| 15 | 11 | 19 | Shoulder | 0.00013566 | 0.00013776 | 0 |  | 0.00013566 | 0.00013776 | 0
| 16 | 11 | 19 | Shoulder | 0.00013792 | 0.00013711 | 0 |  | 0.00013792 | 0.00013711 | 0
| 17 | 11 | 19 | Shoulder | 0.00014495 | 0.00013878 | 0 |  | 0.00014495 | 0.00013878 | 0
| 18 | 11 | 19 | Shoulder | 0.00015064 | 0.00014229 | 0 |  | 0.00015064 | 0.00014229 | 0
| 19 | 11 | 19 | Shoulder | 0.00014708 | 0.00014515 | 0 |  | 0.00014708 | 0.00014515 | 0
| 20 | 11 | 19 | Shoulder | 0.00014264 | 0.00014633 | 0 |  | 0.00014264 | 0.00014633 | 0
| 21 | 11 | 19 | Shoulder | 0.00013699 | 0.00014434 | 0 |  | 0.00013699 | 0.00014434 | 0
| 22 | 11 | 19 | Shoulder | 0.00012992 | 0.00013916 | 0 |  | 0.00012992 | 0.00013916 | 0
| 23 | 11 | 19 | Shoulder | 0.00012014 | 0.00013242 | 0 |  | 0.00012014 | 0.00013242 | 0
| 24 | 11 | 19 | Shoulder | 0.00011111 | 0.00012454 | 0 |  | 0.00011111 | 0.00012454 | 0
| 1 | 11 | 20 | Shoulder | 0.00010547 | 0.00011666 | 0 |  | 0.00010547 | 0.00011666 | 0
| 2 | 11 | 20 | Shoulder | 0.00010218 | 0.00010972 | 0 |  | 0.00010218 | 0.00010972 | 0
| 3 | 11 | 20 | Shoulder | 9.9863e-05 | 0.00010465 | 0 |  | 9.9863e-05 | 0.00010465 | 0
| 4 | 11 | 20 | Shoulder | 9.9819e-05 | 0.00010183 | 0 |  | 9.9819e-05 | 0.00010183 | 0
| 5 | 11 | 20 | Shoulder | 0.00010244 | 0.00010107 | 0 |  | 0.00010244 | 0.00010107 | 0
| 6 | 11 | 20 | Shoulder | 0.00010827 | 0.0001026 | 0 |  | 0.00010827 | 0.0001026 | 0
| 7 | 11 | 20 | Shoulder | 0.00011649 | 0.00010676 | 0 |  | 0.00011649 | 0.00010676 | 0
| 8 | 11 | 20 | Shoulder | 0.00012565 | 0.00011321 | 0 |  | 0.00012565 | 0.00011321 | 0
| 9 | 11 | 20 | Shoulder | 0.00013285 | 0.00012082 | 0 |  | 0.00013285 | 0.00012082 | 0
| 10 | 11 | 20 | Shoulder | 0.00013561 | 0.00012765 | 0 |  | 0.00013561 | 0.00012765 | 0
| 11 | 11 | 20 | Shoulder | 0.00013486 | 0.00013224 | 0 |  | 0.00013486 | 0.00013224 | 0
| 12 | 11 | 20 | Shoulder | 0.00013268 | 0.000134 | 0 |  | 0.00013268 | 0.000134 | 0
| 13 | 11 | 20 | Shoulder | 0.00012979 | 0.00013323 | 0 |  | 0.00012979 | 0.00013323 | 0
| 14 | 11 | 20 | Shoulder | 0.00012663 | 0.00013099 | 0 |  | 0.00012663 | 0.00013099 | 0
| 15 | 11 | 20 | Shoulder | 0.00012601 | 0.00012878 | 0 |  | 0.00012601 | 0.00012878 | 0
| 16 | 11 | 20 | Shoulder | 0.00012832 | 0.00012769 | 0 |  | 0.00012832 | 0.00012769 | 0
| 17 | 11 | 20 | Shoulder | 0.00013699 | 0.00012949 | 0 |  | 0.00013699 | 0.00012949 | 0
| 18 | 11 | 20 | Shoulder | 0.00014401 | 0.00013383 | 0 |  | 0.00014401 | 0.00013383 | 0
| 19 | 11 | 20 | Shoulder | 0.00014308 | 0.0001381 | 0 |  | 0.00014308 | 0.0001381 | 0
| 20 | 11 | 20 | Shoulder | 0.0001401 | 0.00014105 | 0 |  | 0.0001401 | 0.00014105 | 0
| 21 | 11 | 20 | Shoulder | 0.0001361 | 0.00014082 | 0 |  | 0.0001361 | 0.00014082 | 0
| 22 | 11 | 20 | Shoulder | 0.00012916 | 0.00013711 | 0 |  | 0.00012916 | 0.00013711 | 0
| 23 | 11 | 20 | Shoulder | 0.00012134 | 0.00013168 | 0 |  | 0.00012134 | 0.00013168 | 0
| 24 | 11 | 20 | Shoulder | 0.00011329 | 0.00012497 | 0 |  | 0.00011329 | 0.00012497 | 0
| 1 | 11 | 21 | Shoulder | 0.00010756 | 0.00011784 | 0 |  | 0.00010756 | 0.00011784 | 0
| 2 | 11 | 21 | Shoulder | 0.00010404 | 0.00011156 | 0 |  | 0.00010404 | 0.00011156 | 0
| 3 | 11 | 21 | Shoulder | 0.00010226 | 0.00010679 | 0 |  | 0.00010226 | 0.00010679 | 0
| 4 | 11 | 21 | Shoulder | 0.00010346 | 0.00010433 | 0 |  | 0.00010346 | 0.00010433 | 0
| 5 | 11 | 21 | Shoulder | 0.0001072 | 0.00010424 | 0 |  | 0.0001072 | 0.00010424 | 0
| 6 | 11 | 21 | Shoulder | 0.00011365 | 0.00010664 | 0 |  | 0.00011365 | 0.00010664 | 0
| 7 | 11 | 21 | Shoulder | 0.00012223 | 0.00011163 | 0 |  | 0.00012223 | 0.00011163 | 0
| 8 | 11 | 21 | Shoulder | 0.00013094 | 0.0001185 | 0 |  | 0.00013094 | 0.0001185 | 0
| 9 | 11 | 21 | Shoulder | 0.00013837 | 0.0001263 | 0 |  | 0.00013837 | 0.0001263 | 0
| 10 | 11 | 21 | Shoulder | 0.00014246 | 0.0001335 | 0 |  | 0.00014246 | 0.0001335 | 0
| 11 | 11 | 21 | Shoulder | 0.0001417 | 0.00013837 | 0 |  | 0.0001417 | 0.00013837 | 0
| 12 | 11 | 21 | Shoulder | 0.00013788 | 0.0001401 | 0 |  | 0.00013788 | 0.0001401 | 0
| 13 | 11 | 21 | Shoulder | 0.00013414 | 0.00013905 | 0 |  | 0.00013414 | 0.00013905 | 0
| 14 | 11 | 21 | Shoulder | 0.00013103 | 0.00013619 | 0 |  | 0.00013103 | 0.00013619 | 0
| 15 | 11 | 21 | Shoulder | 0.00012921 | 0.00013307 | 0 |  | 0.00012921 | 0.00013307 | 0
| 16 | 11 | 21 | Shoulder | 0.00013197 | 0.00013159 | 0 |  | 0.00013197 | 0.00013159 | 0
| 17 | 11 | 21 | Shoulder | 0.00014175 | 0.00013349 | 0 |  | 0.00014175 | 0.00013349 | 0
| 18 | 11 | 21 | Shoulder | 0.0001514 | 0.00013858 | 0 |  | 0.0001514 | 0.00013858 | 0
| 19 | 11 | 21 | Shoulder | 0.00015157 | 0.00014417 | 0 |  | 0.00015157 | 0.00014417 | 0
| 20 | 11 | 21 | Shoulder | 0.00014908 | 0.00014845 | 0 |  | 0.00014908 | 0.00014845 | 0
| 21 | 11 | 21 | Shoulder | 0.00014433 | 0.00014909 | 0 |  | 0.00014433 | 0.00014909 | 0
| 22 | 11 | 21 | Shoulder | 0.00013663 | 0.0001454 | 0 |  | 0.00013663 | 0.0001454 | 0
| 23 | 11 | 21 | Shoulder | 0.00012552 | 0.00013889 | 0 |  | 0.00012552 | 0.00013889 | 0
| 24 | 11 | 21 | Shoulder | 0.00011631 | 0.0001307 | 0 |  | 0.00011631 | 0.0001307 | 0
| 1 | 11 | 22 | Shoulder | 0.00011133 | 0.00012245 | 0 |  | 0.00011133 | 0.00012245 | 0
| 2 | 11 | 22 | Shoulder | 0.00010889 | 0.00011551 | 0 |  | 0.00010889 | 0.00011551 | 0
| 3 | 11 | 22 | Shoulder | 0.00010924 | 0.00011145 | 0 |  | 0.00010924 | 0.00011145 | 0
| 4 | 11 | 22 | Shoulder | 0.00011227 | 0.00011043 | 0 |  | 0.00011227 | 0.00011043 | 0
| 5 | 11 | 22 | Shoulder | 0.00011912 | 0.00011238 | 0 |  | 0.00011912 | 0.00011238 | 0
| 6 | 11 | 22 | Shoulder | 0.00013281 | 0.00011836 | 0 |  | 0.00013281 | 0.00011836 | 0
| 7 | 11 | 22 | Shoulder | 0.00014984 | 0.00012851 | 0 |  | 0.00014984 | 0.00012851 | 0
| 8 | 11 | 22 | Shoulder | 0.00015967 | 0.00014036 | 0 |  | 0.00015967 | 0.00014036 | 0
| 9 | 11 | 22 | Shoulder | 0.00016015 | 0.00015062 | 0 |  | 0.00016015 | 0.00015062 | 0
| 10 | 11 | 22 | Shoulder | 0.00015784 | 0.00015688 | 0 |  | 0.00015784 | 0.00015688 | 0
| 11 | 11 | 22 | Shoulder | 0.00015615 | 0.00015845 | 0 |  | 0.00015615 | 0.00015845 | 0
| 12 | 11 | 22 | Shoulder | 0.00015246 | 0.00015665 | 0 |  | 0.00015246 | 0.00015665 | 0
| 13 | 11 | 22 | Shoulder | 0.00015006 | 0.00015413 | 0 |  | 0.00015006 | 0.00015413 | 0
| 14 | 11 | 22 | Shoulder | 0.00014739 | 0.00015152 | 0 |  | 0.00014739 | 0.00015152 | 0
| 15 | 11 | 22 | Shoulder | 0.00014606 | 0.00014899 | 0 |  | 0.00014606 | 0.00014899 | 0
| 16 | 11 | 22 | Shoulder | 0.00014855 | 0.00014802 | 0 |  | 0.00014855 | 0.00014802 | 0
| 17 | 11 | 22 | Shoulder | 0.00015491 | 0.00014923 | 0 |  | 0.00015491 | 0.00014923 | 0
| 18 | 11 | 22 | Shoulder | 0.00015904 | 0.00015214 | 0 |  | 0.00015904 | 0.00015214 | 0
| 19 | 11 | 22 | Shoulder | 0.00015558 | 0.00015452 | 0 |  | 0.00015558 | 0.00015452 | 0
| 20 | 11 | 22 | Shoulder | 0.00014966 | 0.0001548 | 0 |  | 0.00014966 | 0.0001548 | 0
| 21 | 11 | 22 | Shoulder | 0.00014255 | 0.00015171 | 0 |  | 0.00014255 | 0.00015171 | 0
| 22 | 11 | 22 | Shoulder | 0.0001321 | 0.00014497 | 0 |  | 0.0001321 | 0.00014497 | 0
| 23 | 11 | 22 | Shoulder | 0.00011969 | 0.000136 | 0 |  | 0.00011969 | 0.000136 | 0
| 24 | 11 | 22 | Shoulder | 0.00010876 | 0.00012577 | 0 |  | 0.00010876 | 0.00012577 | 0
| 1 | 11 | 23 | Shoulder | 0.00010102 | 0.00011539 | 0 |  | 0.00010102 | 0.00011539 | 0
| 2 | 11 | 23 | Shoulder | 9.7462e-05 | 0.00010673 | 0 |  | 9.7462e-05 | 0.00010673 | 0
| 3 | 11 | 23 | Shoulder | 9.5728e-05 | 0.00010074 | 0 |  | 9.5728e-05 | 0.00010074 | 0
| 4 | 11 | 23 | Shoulder | 9.7551e-05 | 9.794e-05 | 0 |  | 9.7551e-05 | 9.794e-05 | 0
| 5 | 11 | 23 | Shoulder | 0.00010355 | 9.8574e-05 | 0 |  | 0.00010355 | 9.8574e-05 | 0
| 6 | 11 | 23 | Shoulder | 0.00011569 | 0.00010313 | 0 |  | 0.00011569 | 0.00010313 | 0
| 7 | 11 | 23 | Shoulder | 0.00013148 | 0.00011207 | 0 |  | 0.00013148 | 0.00011207 | 0
| 8 | 11 | 23 | Shoulder | 0.00014281 | 0.00012338 | 0 |  | 0.00014281 | 0.00012338 | 0
| 9 | 11 | 23 | Shoulder | 0.00014477 | 0.00013369 | 0 |  | 0.00014477 | 0.00013369 | 0
| 10 | 11 | 23 | Shoulder | 0.00014459 | 0.00014091 | 0 |  | 0.00014459 | 0.00014091 | 0
| 11 | 11 | 23 | Shoulder | 0.00014201 | 0.00014355 | 0 |  | 0.00014201 | 0.00014355 | 0
| 12 | 11 | 23 | Shoulder | 0.00013872 | 0.00014253 | 0 |  | 0.00013872 | 0.00014253 | 0
| 13 | 11 | 23 | Shoulder | 0.0001361 | 0.00014036 | 0 |  | 0.0001361 | 0.00014036 | 0
| 14 | 11 | 23 | Shoulder | 0.00013388 | 0.00013768 | 0 |  | 0.00013388 | 0.00013768 | 0
| 15 | 11 | 23 | Shoulder | 0.00013214 | 0.00013521 | 0 |  | 0.00013214 | 0.00013521 | 0
| 16 | 11 | 23 | Shoulder | 0.00013392 | 0.00013401 | 0 |  | 0.00013392 | 0.00013401 | 0
| 17 | 11 | 23 | Shoulder | 0.00014326 | 0.0001358 | 0 |  | 0.00014326 | 0.0001358 | 0
| 18 | 11 | 23 | Shoulder | 0.00015237 | 0.00014042 | 0 |  | 0.00015237 | 0.00014042 | 0
| 19 | 11 | 23 | Shoulder | 0.00015175 | 0.00014533 | 0 |  | 0.00015175 | 0.00014533 | 0
| 20 | 11 | 23 | Shoulder | 0.00014846 | 0.00014896 | 0 |  | 0.00014846 | 0.00014896 | 0
| 21 | 11 | 23 | Shoulder | 0.0001429 | 0.00014887 | 0 |  | 0.0001429 | 0.00014887 | 0
| 22 | 11 | 23 | Shoulder | 0.0001341 | 0.0001443 | 0 |  | 0.0001341 | 0.0001443 | 0
| 23 | 11 | 23 | Shoulder | 0.00012254 | 0.000137 | 0 |  | 0.00012254 | 0.000137 | 0
| 24 | 11 | 23 | Shoulder | 0.00011267 | 0.00012805 | 0 |  | 0.00011267 | 0.00012805 | 0
| 1 | 11 | 24 | Shoulder | 0.00010604 | 0.00011884 | 0 |  | 0.00010604 | 0.00011884 | 0
| 2 | 11 | 24 | Shoulder | 0.0001036 | 0.00011121 | 0 |  | 0.0001036 | 0.00011121 | 0
| 3 | 11 | 24 | Shoulder | 0.00010342 | 0.00010643 | 0 |  | 0.00010342 | 0.00010643 | 0
| 4 | 11 | 24 | Shoulder | 0.00010622 | 0.00010482 | 0 |  | 0.00010622 | 0.00010482 | 0
| 5 | 11 | 24 | Shoulder | 0.00011276 | 0.0001065 | 0 |  | 0.00011276 | 0.0001065 | 0
| 6 | 11 | 24 | Shoulder | 0.00012556 | 0.00011199 | 0 |  | 0.00012556 | 0.00011199 | 0
| 7 | 11 | 24 | Shoulder | 0.0001413 | 0.00012146 | 0 |  | 0.0001413 | 0.00012146 | 0
| 8 | 11 | 24 | Shoulder | 0.00015171 | 0.00013283 | 0 |  | 0.00015171 | 0.00013283 | 0
| 9 | 11 | 24 | Shoulder | 0.00015384 | 0.0001431 | 0 |  | 0.00015384 | 0.0001431 | 0
| 10 | 11 | 24 | Shoulder | 0.00015349 | 0.00015008 | 0 |  | 0.00015349 | 0.00015008 | 0
| 11 | 11 | 24 | Shoulder | 0.0001506 | 0.00015241 | 0 |  | 0.0001506 | 0.00015241 | 0
| 12 | 11 | 24 | Shoulder | 0.00014753 | 0.00015136 | 0 |  | 0.00014753 | 0.00015136 | 0
| 13 | 11 | 24 | Shoulder | 0.00014535 | 0.00014924 | 0 |  | 0.00014535 | 0.00014924 | 0
| 14 | 11 | 24 | Shoulder | 0.00014366 | 0.00014678 | 0 |  | 0.00014366 | 0.00014678 | 0
| 15 | 11 | 24 | Shoulder | 0.00014281 | 0.00014484 | 0 |  | 0.00014281 | 0.00014484 | 0
| 16 | 11 | 24 | Shoulder | 0.00014495 | 0.00014419 | 0 |  | 0.00014495 | 0.00014419 | 0
| 17 | 11 | 24 | Shoulder | 0.000151 | 0.0001456 | 0 |  | 0.000151 | 0.0001456 | 0
| 18 | 11 | 24 | Shoulder | 0.00015455 | 0.00014833 | 0 |  | 0.00015455 | 0.00014833 | 0
| 19 | 11 | 24 | Shoulder | 0.00015033 | 0.00015021 | 0 |  | 0.00015033 | 0.00015021 | 0
| 20 | 11 | 24 | Shoulder | 0.0001457 | 0.0001504 | 0 |  | 0.0001457 | 0.0001504 | 0
| 21 | 11 | 24 | Shoulder | 0.00013895 | 0.00014738 | 0 |  | 0.00013895 | 0.00014738 | 0
| 22 | 11 | 24 | Shoulder | 0.00013125 | 0.00014156 | 0 |  | 0.00013125 | 0.00014156 | 0
| 23 | 11 | 24 | Shoulder | 0.00012121 | 0.00013428 | 0 |  | 0.00012121 | 0.00013428 | 0
| 24 | 11 | 24 | Shoulder | 0.00011142 | 0.00012571 | 0 |  | 0.00011142 | 0.00012571 | 0
| 1 | 11 | 25 | Shoulder | 0.00010382 | 0.00011693 | 0 |  | 0.00010382 | 0.00011693 | 0
| 2 | 11 | 25 | Shoulder | 9.9863e-05 | 0.00010908 | 0 |  | 9.9863e-05 | 0.00010908 | 0
| 3 | 11 | 25 | Shoulder | 9.7151e-05 | 0.00010306 | 0 |  | 9.7151e-05 | 0.00010306 | 0
| 4 | 11 | 25 | Shoulder | 9.7596e-05 | 9.9608e-05 | 0 |  | 9.7596e-05 | 9.9608e-05 | 0
| 5 | 11 | 25 | Shoulder | 0.00010071 | 9.883e-05 | 0 |  | 0.00010071 | 9.883e-05 | 0
| 6 | 11 | 25 | Shoulder | 0.00010676 | 0.00010055 | 0 |  | 0.00010676 | 0.00010055 | 0
| 7 | 11 | 25 | Shoulder | 0.0001148 | 0.00010497 | 0 |  | 0.0001148 | 0.00010497 | 0
| 8 | 11 | 25 | Shoulder | 0.00012383 | 0.00011152 | 0 |  | 0.00012383 | 0.00011152 | 0
| 9 | 11 | 25 | Shoulder | 0.00013281 | 0.00011955 | 0 |  | 0.00013281 | 0.00011955 | 0
| 10 | 11 | 25 | Shoulder | 0.00014015 | 0.0001279 | 0 |  | 0.00014015 | 0.0001279 | 0
| 11 | 11 | 25 | Shoulder | 0.00014664 | 0.00013586 | 0 |  | 0.00014664 | 0.00013586 | 0
| 12 | 11 | 25 | Shoulder | 0.00014797 | 0.00014189 | 0 |  | 0.00014797 | 0.00014189 | 0
| 13 | 11 | 25 | Shoulder | 0.00014726 | 0.0001455 | 0 |  | 0.00014726 | 0.0001455 | 0
| 14 | 11 | 25 | Shoulder | 0.00014468 | 0.00014664 | 0 |  | 0.00014468 | 0.00014664 | 0
| 15 | 11 | 25 | Shoulder | 0.00014144 | 0.00014534 | 0 |  | 0.00014144 | 0.00014534 | 0
| 16 | 11 | 25 | Shoulder | 0.00013708 | 0.00014261 | 0 |  | 0.00013708 | 0.00014261 | 0
| 17 | 11 | 25 | Shoulder | 0.00013583 | 0.00013976 | 0 |  | 0.00013583 | 0.00013976 | 0
| 18 | 11 | 25 | Shoulder | 0.00013179 | 0.00013653 | 0 |  | 0.00013179 | 0.00013653 | 0
| 19 | 11 | 25 | Shoulder | 0.00012721 | 0.00013298 | 0 |  | 0.00012721 | 0.00013298 | 0
| 20 | 11 | 25 | Shoulder | 0.0001245 | 0.00012983 | 0 |  | 0.0001245 | 0.00012983 | 0
| 21 | 11 | 25 | Shoulder | 0.00012187 | 0.00012634 | 0 |  | 0.00012187 | 0.00012634 | 0
| 22 | 11 | 25 | Shoulder | 0.00011694 | 0.00012263 | 0 |  | 0.00011694 | 0.00012263 | 0
| 23 | 11 | 25 | Shoulder | 0.00010933 | 0.00011816 | 0 |  | 0.00010933 | 0.00011816 | 0
| 24 | 11 | 25 | Shoulder | 0.00010244 | 0.00011265 | 0 |  | 0.00010244 | 0.00011265 | 0
| 1 | 11 | 26 | Shoulder | 9.5817e-05 | 0.00010613 | 0 |  | 9.5817e-05 | 0.00010613 | 0
| 2 | 11 | 26 | Shoulder | 9.1949e-05 | 9.9886e-05 | 0 |  | 9.1949e-05 | 9.9886e-05 | 0
| 3 | 11 | 26 | Shoulder | 9.0037e-05 | 9.5061e-05 | 0 |  | 9.0037e-05 | 9.5061e-05 | 0
| 4 | 11 | 26 | Shoulder | 9.0126e-05 | 9.1982e-05 | 0 |  | 9.0126e-05 | 9.1982e-05 | 0
| 5 | 11 | 26 | Shoulder | 9.3416e-05 | 9.1382e-05 | 0 |  | 9.3416e-05 | 9.1382e-05 | 0
| 6 | 11 | 26 | Shoulder | 9.9863e-05 | 9.3361e-05 | 0 |  | 9.9863e-05 | 9.3361e-05 | 0
| 7 | 11 | 26 | Shoulder | 0.00010764 | 9.7762e-05 | 0 |  | 0.00010764 | 9.7762e-05 | 0
| 8 | 11 | 26 | Shoulder | 0.00011405 | 0.00010374 | 0 |  | 0.00011405 | 0.00010374 | 0
| 9 | 11 | 26 | Shoulder | 0.00011912 | 0.00011017 | 0 |  | 0.00011912 | 0.00011017 | 0
| 10 | 11 | 26 | Shoulder | 0.00012298 | 0.00011595 | 0 |  | 0.00012298 | 0.00011595 | 0
| 11 | 11 | 26 | Shoulder | 0.00012445 | 0.00012015 | 0 |  | 0.00012445 | 0.00012015 | 0
| 12 | 11 | 26 | Shoulder | 0.00012387 | 0.00012261 | 0 |  | 0.00012387 | 0.00012261 | 0
| 13 | 11 | 26 | Shoulder | 0.00012214 | 0.00012336 | 0 |  | 0.00012214 | 0.00012336 | 0
| 14 | 11 | 26 | Shoulder | 0.00012112 | 0.0001229 | 0 |  | 0.00012112 | 0.0001229 | 0
| 15 | 11 | 26 | Shoulder | 0.00012072 | 0.00012196 | 0 |  | 0.00012072 | 0.00012196 | 0
| 16 | 11 | 26 | Shoulder | 0.00012276 | 0.00012168 | 0 |  | 0.00012276 | 0.00012168 | 0
| 17 | 11 | 26 | Shoulder | 0.00012912 | 0.00012343 | 0 |  | 0.00012912 | 0.00012343 | 0
| 18 | 11 | 26 | Shoulder | 0.00013223 | 0.00012621 | 0 |  | 0.00013223 | 0.00012621 | 0
| 19 | 11 | 26 | Shoulder | 0.00012934 | 0.00012836 | 0 |  | 0.00012934 | 0.00012836 | 0
| 20 | 11 | 26 | Shoulder | 0.00012587 | 0.00012914 | 0 |  | 0.00012587 | 0.00012914 | 0
| 21 | 11 | 26 | Shoulder | 0.00012183 | 0.00012732 | 0 |  | 0.00012183 | 0.00012732 | 0
| 22 | 11 | 26 | Shoulder | 0.00011574 | 0.0001232 | 0 |  | 0.00011574 | 0.0001232 | 0
| 23 | 11 | 26 | Shoulder | 0.00010787 | 0.00011783 | 0 |  | 0.00010787 | 0.00011783 | 0
| 24 | 11 | 26 | Shoulder | 9.9774e-05 | 0.0001113 | 0 |  | 9.9774e-05 | 0.0001113 | 0
| 1 | 11 | 27 | Shoulder | 9.3149e-05 | 0.00010413 | 0 |  | 9.3149e-05 | 0.00010413 | 0
| 2 | 11 | 27 | Shoulder | 8.9148e-05 | 9.7485e-05 | 0 |  | 8.9148e-05 | 9.7485e-05 | 0
| 3 | 11 | 27 | Shoulder | 8.6702e-05 | 9.2194e-05 | 0 |  | 8.6702e-05 | 9.2194e-05 | 0
| 4 | 11 | 27 | Shoulder | 8.6391e-05 | 8.8848e-05 | 0 |  | 8.6391e-05 | 8.8848e-05 | 0
| 5 | 11 | 27 | Shoulder | 8.8347e-05 | 8.7647e-05 | 0 |  | 8.8347e-05 | 8.7647e-05 | 0
| 6 | 11 | 27 | Shoulder | 9.355e-05 | 8.8748e-05 | 0 |  | 9.355e-05 | 8.8748e-05 | 0
| 7 | 11 | 27 | Shoulder | 0.00010044 | 9.2182e-05 | 0 |  | 0.00010044 | 9.2182e-05 | 0
| 8 | 11 | 27 | Shoulder | 0.00010862 | 9.774e-05 | 0 |  | 0.00010862 | 9.774e-05 | 0
| 9 | 11 | 27 | Shoulder | 0.00011609 | 0.00010468 | 0 |  | 0.00011609 | 0.00010468 | 0
| 10 | 11 | 27 | Shoulder | 0.00012263 | 0.00011195 | 0 |  | 0.00012263 | 0.00011195 | 0
| 11 | 11 | 27 | Shoulder | 0.00012614 | 0.00011837 | 0 |  | 0.00012614 | 0.00011837 | 0
| 12 | 11 | 27 | Shoulder | 0.00012672 | 0.0001229 | 0 |  | 0.00012672 | 0.0001229 | 0
| 13 | 11 | 27 | Shoulder | 0.00012632 | 0.00012545 | 0 |  | 0.00012632 | 0.00012545 | 0
| 14 | 11 | 27 | Shoulder | 0.00012543 | 0.00012615 | 0 |  | 0.00012543 | 0.00012615 | 0
| 15 | 11 | 27 | Shoulder | 0.00012521 | 0.00012592 | 0 |  | 0.00012521 | 0.00012592 | 0
| 16 | 11 | 27 | Shoulder | 0.00012507 | 0.00012551 | 0 |  | 0.00012507 | 0.00012551 | 0
| 17 | 11 | 27 | Shoulder | 0.00013045 | 0.00012654 | 0 |  | 0.00013045 | 0.00012654 | 0
| 18 | 11 | 27 | Shoulder | 0.00013205 | 0.0001282 | 0 |  | 0.00013205 | 0.0001282 | 0
| 19 | 11 | 27 | Shoulder | 0.00012841 | 0.000129 | 0 |  | 0.00012841 | 0.000129 | 0
| 20 | 11 | 27 | Shoulder | 0.00012338 | 0.00012858 | 0 |  | 0.00012338 | 0.00012858 | 0
| 21 | 11 | 27 | Shoulder | 0.00011805 | 0.00012547 | 0 |  | 0.00011805 | 0.00012547 | 0
| 22 | 11 | 27 | Shoulder | 0.00011142 | 0.00012032 | 0 |  | 0.00011142 | 0.00012032 | 0
| 23 | 11 | 27 | Shoulder | 0.00010293 | 0.00011395 | 0 |  | 0.00010293 | 0.00011395 | 0
| 24 | 11 | 27 | Shoulder | 9.3727e-05 | 0.00010653 | 0 |  | 9.3727e-05 | 0.00010653 | 0
| 1 | 11 | 28 | Shoulder | 8.7147e-05 | 9.8807e-05 | 0 |  | 8.7147e-05 | 9.8807e-05 | 0
| 2 | 11 | 28 | Shoulder | 8.2167e-05 | 9.1493e-05 | 0 |  | 8.2167e-05 | 9.1493e-05 | 0
| 3 | 11 | 28 | Shoulder | 7.9811e-05 | 8.5713e-05 | 0 |  | 7.9811e-05 | 8.5713e-05 | 0
| 4 | 11 | 28 | Shoulder | 7.8744e-05 | 8.1967e-05 | 0 |  | 7.8744e-05 | 8.1967e-05 | 0
| 5 | 11 | 28 | Shoulder | 7.9588e-05 | 8.0077e-05 | 0 |  | 7.9588e-05 | 8.0077e-05 | 0
| 6 | 11 | 28 | Shoulder | 8.2923e-05 | 8.0266e-05 | 0 |  | 8.2923e-05 | 8.0266e-05 | 0
| 7 | 11 | 28 | Shoulder | 8.9281e-05 | 8.2634e-05 | 0 |  | 8.9281e-05 | 8.2634e-05 | 0
| 8 | 11 | 28 | Shoulder | 9.5817e-05 | 8.6902e-05 | 0 |  | 9.5817e-05 | 8.6902e-05 | 0
| 9 | 11 | 28 | Shoulder | 0.00010258 | 9.2649e-05 | 0 |  | 0.00010258 | 9.2649e-05 | 0
| 10 | 11 | 28 | Shoulder | 0.00010982 | 9.9374e-05 | 0 |  | 0.00010982 | 9.9374e-05 | 0
| 11 | 11 | 28 | Shoulder | 0.00011369 | 0.00010548 | 0 |  | 0.00011369 | 0.00010548 | 0
| 12 | 11 | 28 | Shoulder | 0.00011658 | 0.00011067 | 0 |  | 0.00011658 | 0.00011067 | 0
| 13 | 11 | 28 | Shoulder | 0.00011796 | 0.00011451 | 0 |  | 0.00011796 | 0.00011451 | 0
| 14 | 11 | 28 | Shoulder | 0.00011845 | 0.00011667 | 0 |  | 0.00011845 | 0.00011667 | 0
| 15 | 11 | 28 | Shoulder | 0.00011894 | 0.00011798 | 0 |  | 0.00011894 | 0.00011798 | 0
| 16 | 11 | 28 | Shoulder | 0.00012076 | 0.00011903 | 0 |  | 0.00012076 | 0.00011903 | 0
| 17 | 11 | 28 | Shoulder | 0.00012752 | 0.00012142 | 0 |  | 0.00012752 | 0.00012142 | 0
| 18 | 11 | 28 | Shoulder | 0.00013125 | 0.00012462 | 0 |  | 0.00013125 | 0.00012462 | 0
| 19 | 11 | 28 | Shoulder | 0.00012876 | 0.00012707 | 0 |  | 0.00012876 | 0.00012707 | 0
| 20 | 11 | 28 | Shoulder | 0.00012521 | 0.00012819 | 0 |  | 0.00012521 | 0.00012819 | 0
| 21 | 11 | 28 | Shoulder | 0.00011987 | 0.00012627 | 0 |  | 0.00011987 | 0.00012627 | 0
| 22 | 11 | 28 | Shoulder | 0.00011178 | 0.00012141 | 0 |  | 0.00011178 | 0.00012141 | 0
| 23 | 11 | 28 | Shoulder | 0.00010195 | 0.0001147 | 0 |  | 0.00010195 | 0.0001147 | 0
| 24 | 11 | 28 | Shoulder | 9.266e-05 | 0.00010657 | 0 |  | 9.266e-05 | 0.00010657 | 0
| 1 | 11 | 29 | Shoulder | 8.6613e-05 | 9.8252e-05 | 0 |  | 8.6613e-05 | 9.8252e-05 | 0
| 2 | 11 | 29 | Shoulder | 8.2478e-05 | 9.0926e-05 | 0 |  | 8.2478e-05 | 9.0926e-05 | 0
| 3 | 11 | 29 | Shoulder | 8.1634e-05 | 8.5846e-05 | 0 |  | 8.1634e-05 | 8.5846e-05 | 0
| 4 | 11 | 29 | Shoulder | 8.2701e-05 | 8.3357e-05 | 0 |  | 8.2701e-05 | 8.3357e-05 | 0
| 5 | 11 | 29 | Shoulder | 8.7414e-05 | 8.3557e-05 | 0 |  | 8.7414e-05 | 8.3557e-05 | 0
| 6 | 11 | 29 | Shoulder | 9.8085e-05 | 8.7458e-05 | 0 |  | 9.8085e-05 | 8.7458e-05 | 0
| 7 | 11 | 29 | Shoulder | 0.00011205 | 9.5061e-05 | 0 |  | 0.00011205 | 9.5061e-05 | 0
| 8 | 11 | 29 | Shoulder | 0.00012205 | 0.0001049 | 0 |  | 0.00012205 | 0.0001049 | 0
| 9 | 11 | 29 | Shoulder | 0.00012347 | 0.00011391 | 0 |  | 0.00012347 | 0.00011391 | 0
| 10 | 11 | 29 | Shoulder | 0.00012374 | 0.00012033 | 0 |  | 0.00012374 | 0.00012033 | 0
| 11 | 11 | 29 | Shoulder | 0.00012352 | 0.0001232 | 0 |  | 0.00012352 | 0.0001232 | 0
| 12 | 11 | 29 | Shoulder | 0.00012214 | 0.00012322 | 0 |  | 0.00012214 | 0.00012322 | 0
| 13 | 11 | 29 | Shoulder | 0.00012116 | 0.00012264 | 0 |  | 0.00012116 | 0.00012264 | 0
| 14 | 11 | 29 | Shoulder | 0.00011858 | 0.00012135 | 0 |  | 0.00011858 | 0.00012135 | 0
| 15 | 11 | 29 | Shoulder | 0.00011756 | 0.00011986 | 0 |  | 0.00011756 | 0.00011986 | 0
| 16 | 11 | 29 | Shoulder | 0.00011885 | 0.00011904 | 0 |  | 0.00011885 | 0.00011904 | 0
| 17 | 11 | 29 | Shoulder | 0.00012863 | 0.00012091 | 0 |  | 0.00012863 | 0.00012091 | 0
| 18 | 11 | 29 | Shoulder | 0.00013597 | 0.00012525 | 0 |  | 0.00013597 | 0.00012525 | 0
| 19 | 11 | 29 | Shoulder | 0.0001345 | 0.00012949 | 0 |  | 0.0001345 | 0.00012949 | 0
| 20 | 11 | 29 | Shoulder | 0.00013019 | 0.00013232 | 0 |  | 0.00013019 | 0.00013232 | 0
| 21 | 11 | 29 | Shoulder | 0.00012436 | 0.00013125 | 0 |  | 0.00012436 | 0.00013125 | 0
| 22 | 11 | 29 | Shoulder | 0.00011667 | 0.00012643 | 0 |  | 0.00011667 | 0.00012643 | 0
| 23 | 11 | 29 | Shoulder | 0.00010529 | 0.00011913 | 0 |  | 0.00010529 | 0.00011913 | 0
| 24 | 11 | 29 | Shoulder | 9.5462e-05 | 0.00011045 | 0 |  | 9.5462e-05 | 0.00011045 | 0
| 1 | 11 | 30 | Shoulder | 8.7992e-05 | 0.00010135 | 0 |  | 8.7992e-05 | 0.00010135 | 0
| 2 | 11 | 30 | Shoulder | 8.4079e-05 | 9.3205e-05 | 0 |  | 8.4079e-05 | 9.3205e-05 | 0
| 3 | 11 | 30 | Shoulder | 8.1945e-05 | 8.7369e-05 | 0 |  | 8.1945e-05 | 8.7369e-05 | 0
| 4 | 11 | 30 | Shoulder | 8.2567e-05 | 8.4146e-05 | 0 |  | 8.2567e-05 | 8.4146e-05 | 0
| 5 | 11 | 30 | Shoulder | 8.7325e-05 | 8.3979e-05 | 0 |  | 8.7325e-05 | 8.3979e-05 | 0
| 6 | 11 | 30 | Shoulder | 9.7596e-05 | 8.7358e-05 | 0 |  | 9.7596e-05 | 8.7358e-05 | 0
| 7 | 11 | 30 | Shoulder | 0.00011178 | 9.4817e-05 | 0 |  | 0.00011178 | 9.4817e-05 | 0
| 8 | 11 | 30 | Shoulder | 0.00012218 | 0.00010472 | 0 |  | 0.00012218 | 0.00010472 | 0
| 9 | 11 | 30 | Shoulder | 0.00012485 | 0.0001141 | 0 |  | 0.00012485 | 0.0001141 | 0
| 10 | 11 | 30 | Shoulder | 0.0001265 | 0.00012133 | 0 |  | 0.0001265 | 0.00012133 | 0
| 11 | 11 | 30 | Shoulder | 0.00012801 | 0.00012538 | 0 |  | 0.00012801 | 0.00012538 | 0
| 12 | 11 | 30 | Shoulder | 0.00012845 | 0.00012695 | 0 |  | 0.00012845 | 0.00012695 | 0
| 13 | 11 | 30 | Shoulder | 0.00012956 | 0.00012813 | 0 |  | 0.00012956 | 0.00012813 | 0
| 14 | 11 | 30 | Shoulder | 0.00012845 | 0.00012862 | 0 |  | 0.00012845 | 0.00012862 | 0
| 15 | 11 | 30 | Shoulder | 0.00012721 | 0.00012842 | 0 |  | 0.00012721 | 0.00012842 | 0
| 16 | 11 | 30 | Shoulder | 0.00012881 | 0.00012851 | 0 |  | 0.00012881 | 0.00012851 | 0
| 17 | 11 | 30 | Shoulder | 0.0001361 | 0.00013014 | 0 |  | 0.0001361 | 0.00013014 | 0
| 18 | 11 | 30 | Shoulder | 0.00014117 | 0.00013332 | 0 |  | 0.00014117 | 0.00013332 | 0
| 19 | 11 | 30 | Shoulder | 0.0001389 | 0.00013624 | 0 |  | 0.0001389 | 0.00013624 | 0
| 20 | 11 | 30 | Shoulder | 0.00013419 | 0.00013759 | 0 |  | 0.00013419 | 0.00013759 | 0
| 21 | 11 | 30 | Shoulder | 0.00012779 | 0.00013551 | 0 |  | 0.00012779 | 0.00013551 | 0
| 22 | 11 | 30 | Shoulder | 0.00011894 | 0.00012995 | 0 |  | 0.00011894 | 0.00012995 | 0
| 23 | 11 | 30 | Shoulder | 0.00010711 | 0.00012201 | 0 |  | 0.00010711 | 0.00012201 | 0
| 24 | 11 | 30 | Shoulder | 9.6484e-05 | 0.00011258 | 0 |  | 9.6484e-05 | 0.00011258 | 0
| 1 | 12 | 1 | Shoulder | 0.00010453 | 0.00010677 | 0 |  | 0.00010453 | 0.00010677 | 0
| 2 | 12 | 1 | Shoulder | 0.00010097 | 0.00010228 | 0 |  | 0.00010097 | 0.00010228 | 0
| 3 | 12 | 1 | Shoulder | 0.0001004 | 0.0001006 | 0 |  | 0.0001004 | 0.0001006 | 0
| 4 | 12 | 1 | Shoulder | 0.00010178 | 0.00010192 | 0 |  | 0.00010178 | 0.00010192 | 0
| 5 | 12 | 1 | Shoulder | 0.0001084 | 0.00010289 | 0 |  | 0.0001084 | 0.00010289 | 0
| 6 | 12 | 1 | Shoulder | 0.00012014 | 0.00010768 | 0 |  | 0.00012014 | 0.00010768 | 0
| 7 | 12 | 1 | Shoulder | 0.00013406 | 0.00011609 | 0 |  | 0.00013406 | 0.00011609 | 0
| 8 | 12 | 1 | Shoulder | 0.00014575 | 0.00012709 | 0 |  | 0.00014575 | 0.00012709 | 0
| 9 | 12 | 1 | Shoulder | 0.00014971 | 0.00013741 | 0 |  | 0.00014971 | 0.00013741 | 0
| 10 | 12 | 1 | Shoulder | 0.00015122 | 0.00014518 | 0 |  | 0.00015122 | 0.00014518 | 0
| 11 | 12 | 1 | Shoulder | 0.00015006 | 0.00014918 | 0 |  | 0.00015006 | 0.00014918 | 0
| 12 | 12 | 1 | Shoulder | 0.00014904 | 0.00015001 | 0 |  | 0.00014904 | 0.00015001 | 0
| 13 | 12 | 1 | Shoulder | 0.00014682 | 0.00014928 | 0 |  | 0.00014682 | 0.00014928 | 0
| 14 | 12 | 1 | Shoulder | 0.00014339 | 0.00014733 | 0 |  | 0.00014339 | 0.00014733 | 0
| 15 | 12 | 1 | Shoulder | 0.00014117 | 0.0001451 | 0 |  | 0.00014117 | 0.0001451 | 0
| 16 | 12 | 1 | Shoulder | 0.00014184 | 0.0001433 | 0 |  | 0.00014184 | 0.0001433 | 0
| 17 | 12 | 1 | Shoulder | 0.00014779 | 0.00014355 | 0 |  | 0.00014779 | 0.00014355 | 0
| 18 | 12 | 1 | Shoulder | 0.00015735 | 0.00014704 | 0 |  | 0.00015735 | 0.00014704 | 0
| 19 | 12 | 1 | Shoulder | 0.00015642 | 0.00015085 | 0 |  | 0.00015642 | 0.00015085 | 0
| 20 | 12 | 1 | Shoulder | 0.0001514 | 0.00015324 | 0 |  | 0.0001514 | 0.00015324 | 0
| 21 | 12 | 1 | Shoulder | 0.00014455 | 0.00015243 | 0 |  | 0.00014455 | 0.00015243 | 0
| 22 | 12 | 1 | Shoulder | 0.00013614 | 0.00014713 | 0 |  | 0.00013614 | 0.00014713 | 0
| 23 | 12 | 1 | Shoulder | 0.00012316 | 0.00013881 | 0 |  | 0.00012316 | 0.00013881 | 0
| 24 | 12 | 1 | Shoulder | 0.0001132 | 0.00012926 | 0 |  | 0.0001132 | 0.00012926 | 0
| 1 | 12 | 2 | Shoulder | 0.0001068 | 0.00011983 | 0 |  | 0.0001068 | 0.00011983 | 0
| 2 | 12 | 2 | Shoulder | 0.00010351 | 0.00011167 | 0 |  | 0.00010351 | 0.00011167 | 0
| 3 | 12 | 2 | Shoulder | 0.00010306 | 0.00010664 | 0 |  | 0.00010306 | 0.00010664 | 0
| 4 | 12 | 2 | Shoulder | 0.00010449 | 0.00010447 | 0 |  | 0.00010449 | 0.00010447 | 0
| 5 | 12 | 2 | Shoulder | 0.00011076 | 0.00010545 | 0 |  | 0.00011076 | 0.00010545 | 0
| 6 | 12 | 2 | Shoulder | 0.00012209 | 0.0001101 | 0 |  | 0.00012209 | 0.0001101 | 0
| 7 | 12 | 2 | Shoulder | 0.00013663 | 0.00011849 | 0 |  | 0.00013663 | 0.00011849 | 0
| 8 | 12 | 2 | Shoulder | 0.00014882 | 0.00012958 | 0 |  | 0.00014882 | 0.00012958 | 0
| 9 | 12 | 2 | Shoulder | 0.0001542 | 0.00014044 | 0 |  | 0.0001542 | 0.00014044 | 0
| 10 | 12 | 2 | Shoulder | 0.00015495 | 0.00014865 | 0 |  | 0.00015495 | 0.00014865 | 0
| 11 | 12 | 2 | Shoulder | 0.0001514 | 0.00015234 | 0 |  | 0.0001514 | 0.00015234 | 0
| 12 | 12 | 2 | Shoulder | 0.00014757 | 0.00015203 | 0 |  | 0.00014757 | 0.00015203 | 0
| 13 | 12 | 2 | Shoulder | 0.00014335 | 0.00014932 | 0 |  | 0.00014335 | 0.00014932 | 0
| 14 | 12 | 2 | Shoulder | 0.00013801 | 0.00014508 | 0 |  | 0.00013801 | 0.00014508 | 0
| 15 | 12 | 2 | Shoulder | 0.00013534 | 0.00014107 | 0 |  | 0.00013534 | 0.00014107 | 0
| 16 | 12 | 2 | Shoulder | 0.00013606 | 0.00013819 | 0 |  | 0.00013606 | 0.00013819 | 0
| 17 | 12 | 2 | Shoulder | 0.00014281 | 0.00013806 | 0 |  | 0.00014281 | 0.00013806 | 0
| 18 | 12 | 2 | Shoulder | 0.00015638 | 0.00014265 | 0 |  | 0.00015638 | 0.00014265 | 0
| 19 | 12 | 2 | Shoulder | 0.00015802 | 0.00014832 | 0 |  | 0.00015802 | 0.00014832 | 0
| 20 | 12 | 2 | Shoulder | 0.00015442 | 0.00015291 | 0 |  | 0.00015442 | 0.00015291 | 0
| 21 | 12 | 2 | Shoulder | 0.00014962 | 0.00015461 | 0 |  | 0.00014962 | 0.00015461 | 0
| 22 | 12 | 2 | Shoulder | 0.00014299 | 0.00015126 | 0 |  | 0.00014299 | 0.00015126 | 0
| 23 | 12 | 2 | Shoulder | 0.00013419 | 0.0001453 | 0 |  | 0.00013419 | 0.0001453 | 0
| 24 | 12 | 2 | Shoulder | 0.00012641 | 0.0001383 | 0 |  | 0.00012641 | 0.0001383 | 0
| 1 | 12 | 3 | Shoulder | 0.00012085 | 0.00013111 | 0 |  | 0.00012085 | 0.00013111 | 0
| 2 | 12 | 3 | Shoulder | 0.0001184 | 0.00012496 | 0 |  | 0.0001184 | 0.00012496 | 0
| 3 | 12 | 3 | Shoulder | 0.00011832 | 0.00012099 | 0 |  | 0.00011832 | 0.00012099 | 0
| 4 | 12 | 3 | Shoulder | 0.00012018 | 0.00011944 | 0 |  | 0.00012018 | 0.00011944 | 0
| 5 | 12 | 3 | Shoulder | 0.00012432 | 0.00012031 | 0 |  | 0.00012432 | 0.00012031 | 0
| 6 | 12 | 3 | Shoulder | 0.00013152 | 0.00012358 | 0 |  | 0.00013152 | 0.00012358 | 0
| 7 | 12 | 3 | Shoulder | 0.00014197 | 0.0001295 | 0 |  | 0.00014197 | 0.0001295 | 0
| 8 | 12 | 3 | Shoulder | 0.00015277 | 0.00013765 | 0 |  | 0.00015277 | 0.00013765 | 0
| 9 | 12 | 3 | Shoulder | 0.00016171 | 0.00014699 | 0 |  | 0.00016171 | 0.00014699 | 0
| 10 | 12 | 3 | Shoulder | 0.0001642 | 0.00015516 | 0 |  | 0.0001642 | 0.00015516 | 0
| 11 | 12 | 3 | Shoulder | 0.00016038 | 0.00015977 | 0 |  | 0.00016038 | 0.00015977 | 0
| 12 | 12 | 3 | Shoulder | 0.0001542 | 0.00016012 | 0 |  | 0.0001542 | 0.00016012 | 0
| 13 | 12 | 3 | Shoulder | 0.00014766 | 0.00015661 | 0 |  | 0.00014766 | 0.00015661 | 0
| 14 | 12 | 3 | Shoulder | 0.00014086 | 0.00015077 | 0 |  | 0.00014086 | 0.00015077 | 0
| 15 | 12 | 3 | Shoulder | 0.00013726 | 0.00014499 | 0 |  | 0.00013726 | 0.00014499 | 0
| 16 | 12 | 3 | Shoulder | 0.00013792 | 0.00014092 | 0 |  | 0.00013792 | 0.00014092 | 0
| 17 | 12 | 3 | Shoulder | 0.0001457 | 0.00014044 | 0 |  | 0.0001457 | 0.00014044 | 0
| 18 | 12 | 3 | Shoulder | 0.00015807 | 0.00014474 | 0 |  | 0.00015807 | 0.00014474 | 0
| 19 | 12 | 3 | Shoulder | 0.00015829 | 0.00015 | 0 |  | 0.00015829 | 0.00015 | 0
| 20 | 12 | 3 | Shoulder | 0.00015331 | 0.00015384 | 0 |  | 0.00015331 | 0.00015384 | 0
| 21 | 12 | 3 | Shoulder | 0.00014717 | 0.00015421 | 0 |  | 0.00014717 | 0.00015421 | 0
| 22 | 12 | 3 | Shoulder | 0.00013859 | 0.00014934 | 0 |  | 0.00013859 | 0.00014934 | 0
| 23 | 12 | 3 | Shoulder | 0.00012854 | 0.0001419 | 0 |  | 0.00012854 | 0.0001419 | 0
| 24 | 12 | 3 | Shoulder | 0.00011916 | 0.00013337 | 0 |  | 0.00011916 | 0.00013337 | 0
| 1 | 12 | 4 | Shoulder | 0.00011276 | 0.00012476 | 0 |  | 0.00011276 | 0.00012476 | 0
| 2 | 12 | 4 | Shoulder | 0.0001084 | 0.00011721 | 0 |  | 0.0001084 | 0.00011721 | 0
| 3 | 12 | 4 | Shoulder | 0.00010591 | 0.00011156 | 0 |  | 0.00010591 | 0.00011156 | 0
| 4 | 12 | 4 | Shoulder | 0.00010618 | 0.00010831 | 0 |  | 0.00010618 | 0.00010831 | 0
| 5 | 12 | 4 | Shoulder | 0.0001084 | 0.00010722 | 0 |  | 0.0001084 | 0.00010722 | 0
| 6 | 12 | 4 | Shoulder | 0.00011307 | 0.00010839 | 0 |  | 0.00011307 | 0.00010839 | 0
| 7 | 12 | 4 | Shoulder | 0.00012103 | 0.00011217 | 0 |  | 0.00012103 | 0.00011217 | 0
| 8 | 12 | 4 | Shoulder | 0.00012961 | 0.00011803 | 0 |  | 0.00012961 | 0.00011803 | 0
| 9 | 12 | 4 | Shoulder | 0.00013819 | 0.00012547 | 0 |  | 0.00013819 | 0.00012547 | 0
| 10 | 12 | 4 | Shoulder | 0.00014539 | 0.00013355 | 0 |  | 0.00014539 | 0.00013355 | 0
| 11 | 12 | 4 | Shoulder | 0.00014979 | 0.00014075 | 0 |  | 0.00014979 | 0.00014075 | 0
| 12 | 12 | 4 | Shoulder | 0.00015202 | 0.00014635 | 0 |  | 0.00015202 | 0.00014635 | 0
| 13 | 12 | 4 | Shoulder | 0.00015273 | 0.00014998 | 0 |  | 0.00015273 | 0.00014998 | 0
| 14 | 12 | 4 | Shoulder | 0.00015086 | 0.00015135 | 0 |  | 0.00015086 | 0.00015135 | 0
| 15 | 12 | 4 | Shoulder | 0.00014877 | 0.0001511 | 0 |  | 0.00014877 | 0.0001511 | 0
| 16 | 12 | 4 | Shoulder | 0.00014864 | 0.00015025 | 0 |  | 0.00014864 | 0.00015025 | 0
| 17 | 12 | 4 | Shoulder | 0.00015282 | 0.00015027 | 0 |  | 0.00015282 | 0.00015027 | 0
| 18 | 12 | 4 | Shoulder | 0.00016091 | 0.00015279 | 0 |  | 0.00016091 | 0.00015279 | 0
| 19 | 12 | 4 | Shoulder | 0.00015927 | 0.00015541 | 0 |  | 0.00015927 | 0.00015541 | 0
| 20 | 12 | 4 | Shoulder | 0.00015424 | 0.00015681 | 0 |  | 0.00015424 | 0.00015681 | 0
| 21 | 12 | 4 | Shoulder | 0.00014753 | 0.00015549 | 0 |  | 0.00014753 | 0.00015549 | 0
| 22 | 12 | 4 | Shoulder | 0.0001381 | 0.00014978 | 0 |  | 0.0001381 | 0.00014978 | 0
| 23 | 12 | 4 | Shoulder | 0.00012587 | 0.00014144 | 0 |  | 0.00012587 | 0.00014144 | 0
| 24 | 12 | 4 | Shoulder | 0.00011574 | 0.00013181 | 0 |  | 0.00011574 | 0.00013181 | 0
| 1 | 12 | 5 | Shoulder | 0.00011005 | 0.00012244 | 0 |  | 0.00011005 | 0.00012244 | 0
| 2 | 12 | 5 | Shoulder | 0.00010724 | 0.00011472 | 0 |  | 0.00010724 | 0.00011472 | 0
| 3 | 12 | 5 | Shoulder | 0.00010671 | 0.00010993 | 0 |  | 0.00010671 | 0.00010993 | 0
| 4 | 12 | 5 | Shoulder | 0.0001096 | 0.0001084 | 0 |  | 0.0001096 | 0.0001084 | 0
| 5 | 12 | 5 | Shoulder | 0.00011614 | 0.00010992 | 0 |  | 0.00011614 | 0.00010992 | 0
| 6 | 12 | 5 | Shoulder | 0.00012908 | 0.00011538 | 0 |  | 0.00012908 | 0.00011538 | 0
| 7 | 12 | 5 | Shoulder | 0.00014464 | 0.00012486 | 0 |  | 0.00014464 | 0.00012486 | 0
| 8 | 12 | 5 | Shoulder | 0.00015758 | 0.00013686 | 0 |  | 0.00015758 | 0.00013686 | 0
| 9 | 12 | 5 | Shoulder | 0.00016216 | 0.00014836 | 0 |  | 0.00016216 | 0.00014836 | 0
| 10 | 12 | 5 | Shoulder | 0.00016096 | 0.00015633 | 0 |  | 0.00016096 | 0.00015633 | 0
| 11 | 12 | 5 | Shoulder | 0.00015744 | 0.00015953 | 0 |  | 0.00015744 | 0.00015953 | 0
| 12 | 12 | 5 | Shoulder | 0.00015451 | 0.00015877 | 0 |  | 0.00015451 | 0.00015877 | 0
| 13 | 12 | 5 | Shoulder | 0.00015197 | 0.00015622 | 0 |  | 0.00015197 | 0.00015622 | 0
| 14 | 12 | 5 | Shoulder | 0.00014882 | 0.00015319 | 0 |  | 0.00014882 | 0.00015319 | 0
| 15 | 12 | 5 | Shoulder | 0.00014508 | 0.0001501 | 0 |  | 0.00014508 | 0.0001501 | 0
| 16 | 12 | 5 | Shoulder | 0.00014504 | 0.00014773 | 0 |  | 0.00014504 | 0.00014773 | 0
| 17 | 12 | 5 | Shoulder | 0.00015095 | 0.00014747 | 0 |  | 0.00015095 | 0.00014747 | 0
| 18 | 12 | 5 | Shoulder | 0.00016389 | 0.00015124 | 0 |  | 0.00016389 | 0.00015124 | 0
| 19 | 12 | 5 | Shoulder | 0.00016478 | 0.00015616 | 0 |  | 0.00016478 | 0.00015616 | 0
| 20 | 12 | 5 | Shoulder | 0.00015962 | 0.00015981 | 0 |  | 0.00015962 | 0.00015981 | 0
| 21 | 12 | 5 | Shoulder | 0.00015335 | 0.00016041 | 0 |  | 0.00015335 | 0.00016041 | 0
| 22 | 12 | 5 | Shoulder | 0.00014317 | 0.00015523 | 0 |  | 0.00014317 | 0.00015523 | 0
| 23 | 12 | 5 | Shoulder | 0.00013072 | 0.00014672 | 0 |  | 0.00013072 | 0.00014672 | 0
| 24 | 12 | 5 | Shoulder | 0.00012063 | 0.00013697 | 0 |  | 0.00012063 | 0.00013697 | 0
| 1 | 12 | 6 | Shoulder | 0.00011547 | 0.0001275 | 0 |  | 0.00011547 | 0.0001275 | 0
| 2 | 12 | 6 | Shoulder | 0.00011245 | 0.00011982 | 0 |  | 0.00011245 | 0.00011982 | 0
| 3 | 12 | 6 | Shoulder | 0.00011285 | 0.00011535 | 0 |  | 0.00011285 | 0.00011535 | 0
| 4 | 12 | 6 | Shoulder | 0.00011591 | 0.00011417 | 0 |  | 0.00011591 | 0.00011417 | 0
| 5 | 12 | 6 | Shoulder | 0.00012276 | 0.00011599 | 0 |  | 0.00012276 | 0.00011599 | 0
| 6 | 12 | 6 | Shoulder | 0.0001349 | 0.00012161 | 0 |  | 0.0001349 | 0.00012161 | 0
| 7 | 12 | 6 | Shoulder | 0.00015095 | 0.00013113 | 0 |  | 0.00015095 | 0.00013113 | 0
| 8 | 12 | 6 | Shoulder | 0.0001626 | 0.0001428 | 0 |  | 0.0001626 | 0.0001428 | 0
| 9 | 12 | 6 | Shoulder | 0.00016767 | 0.00015403 | 0 |  | 0.00016767 | 0.00015403 | 0
| 10 | 12 | 6 | Shoulder | 0.00016669 | 0.00016198 | 0 |  | 0.00016669 | 0.00016198 | 0
| 11 | 12 | 6 | Shoulder | 0.0001634 | 0.00016509 | 0 |  | 0.0001634 | 0.00016509 | 0
| 12 | 12 | 6 | Shoulder | 0.00015958 | 0.00016433 | 0 |  | 0.00015958 | 0.00016433 | 0
| 13 | 12 | 6 | Shoulder | 0.00015829 | 0.00016199 | 0 |  | 0.00015829 | 0.00016199 | 0
| 14 | 12 | 6 | Shoulder | 0.00015589 | 0.00015929 | 0 |  | 0.00015589 | 0.00015929 | 0
| 15 | 12 | 6 | Shoulder | 0.00015473 | 0.00015712 | 0 |  | 0.00015473 | 0.00015712 | 0
| 16 | 12 | 6 | Shoulder | 0.00015598 | 0.00015622 | 0 |  | 0.00015598 | 0.00015622 | 0
| 17 | 12 | 6 | Shoulder | 0.00016131 | 0.00015698 | 0 |  | 0.00016131 | 0.00015698 | 0
| 18 | 12 | 6 | Shoulder | 0.00017043 | 0.00016061 | 0 |  | 0.00017043 | 0.00016061 | 0
| 19 | 12 | 6 | Shoulder | 0.00016736 | 0.00016377 | 0 |  | 0.00016736 | 0.00016377 | 0
| 20 | 12 | 6 | Shoulder | 0.00016118 | 0.00016507 | 0 |  | 0.00016118 | 0.00016507 | 0
| 21 | 12 | 6 | Shoulder | 0.00015344 | 0.0001631 | 0 |  | 0.00015344 | 0.0001631 | 0
| 22 | 12 | 6 | Shoulder | 0.00014175 | 0.00015593 | 0 |  | 0.00014175 | 0.00015593 | 0
| 23 | 12 | 6 | Shoulder | 0.00012801 | 0.00014609 | 0 |  | 0.00012801 | 0.00014609 | 0
| 24 | 12 | 6 | Shoulder | 0.00011805 | 0.00013531 | 0 |  | 0.00011805 | 0.00013531 | 0
| 1 | 12 | 7 | Shoulder | 0.00011098 | 0.0001247 | 0 |  | 0.00011098 | 0.0001247 | 0
| 2 | 12 | 7 | Shoulder | 0.00010782 | 0.00011621 | 0 |  | 0.00010782 | 0.00011621 | 0
| 3 | 12 | 7 | Shoulder | 0.00010693 | 0.00011095 | 0 |  | 0.00010693 | 0.00011095 | 0
| 4 | 12 | 7 | Shoulder | 0.00010827 | 0.0001085 | 0 |  | 0.00010827 | 0.0001085 | 0
| 5 | 12 | 7 | Shoulder | 0.00011427 | 0.00010932 | 0 |  | 0.00011427 | 0.00010932 | 0
| 6 | 12 | 7 | Shoulder | 0.00012636 | 0.00011396 | 0 |  | 0.00012636 | 0.00011396 | 0
| 7 | 12 | 7 | Shoulder | 0.00014117 | 0.00012252 | 0 |  | 0.00014117 | 0.00012252 | 0
| 8 | 12 | 7 | Shoulder | 0.00015317 | 0.00013374 | 0 |  | 0.00015317 | 0.00013374 | 0
| 9 | 12 | 7 | Shoulder | 0.00015887 | 0.00014489 | 0 |  | 0.00015887 | 0.00014489 | 0
| 10 | 12 | 7 | Shoulder | 0.00015949 | 0.00015317 | 0 |  | 0.00015949 | 0.00015317 | 0
| 11 | 12 | 7 | Shoulder | 0.00015633 | 0.00015696 | 0 |  | 0.00015633 | 0.00015696 | 0
| 12 | 12 | 7 | Shoulder | 0.00015477 | 0.00015736 | 0 |  | 0.00015477 | 0.00015736 | 0
| 13 | 12 | 7 | Shoulder | 0.00015015 | 0.00015519 | 0 |  | 0.00015015 | 0.00015519 | 0
| 14 | 12 | 7 | Shoulder | 0.0001449 | 0.00015154 | 0 |  | 0.0001449 | 0.00015154 | 0
| 15 | 12 | 7 | Shoulder | 0.00014041 | 0.00014756 | 0 |  | 0.00014041 | 0.00014756 | 0
| 16 | 12 | 7 | Shoulder | 0.00014206 | 0.00014438 | 0 |  | 0.00014206 | 0.00014438 | 0
| 17 | 12 | 7 | Shoulder | 0.00014922 | 0.00014415 | 0 |  | 0.00014922 | 0.00014415 | 0
| 18 | 12 | 7 | Shoulder | 0.00015953 | 0.00014781 | 0 |  | 0.00015953 | 0.00014781 | 0
| 19 | 12 | 7 | Shoulder | 0.000159 | 0.00015245 | 0 |  | 0.000159 | 0.00015245 | 0
| 20 | 12 | 7 | Shoulder | 0.000153 | 0.00015519 | 0 |  | 0.000153 | 0.00015519 | 0
| 21 | 12 | 7 | Shoulder | 0.00014637 | 0.00015447 | 0 |  | 0.00014637 | 0.00015447 | 0
| 22 | 12 | 7 | Shoulder | 0.00013597 | 0.00014858 | 0 |  | 0.00013597 | 0.00014858 | 0
| 23 | 12 | 7 | Shoulder | 0.00012347 | 0.0001397 | 0 |  | 0.00012347 | 0.0001397 | 0
| 24 | 12 | 7 | Shoulder | 0.00011325 | 0.00012976 | 0 |  | 0.00011325 | 0.00012976 | 0
| 1 | 12 | 8 | Shoulder | 0.00010693 | 0.0001199 | 0 |  | 0.00010693 | 0.0001199 | 0
| 2 | 12 | 8 | Shoulder | 0.00010427 | 0.00011198 | 0 |  | 0.00010427 | 0.00011198 | 0
| 3 | 12 | 8 | Shoulder | 0.00010315 | 0.0001069 | 0 |  | 0.00010315 | 0.0001069 | 0
| 4 | 12 | 8 | Shoulder | 0.00010507 | 0.00010485 | 0 |  | 0.00010507 | 0.00010485 | 0
| 5 | 12 | 8 | Shoulder | 0.00011151 | 0.000106 | 0 |  | 0.00011151 | 0.000106 | 0
| 6 | 12 | 8 | Shoulder | 0.00012312 | 0.00011071 | 0 |  | 0.00012312 | 0.00011071 | 0
| 7 | 12 | 8 | Shoulder | 0.00013797 | 0.00011942 | 0 |  | 0.00013797 | 0.00011942 | 0
| 8 | 12 | 8 | Shoulder | 0.00014975 | 0.00013059 | 0 |  | 0.00014975 | 0.00013059 | 0
| 9 | 12 | 8 | Shoulder | 0.00015406 | 0.00014122 | 0 |  | 0.00015406 | 0.00014122 | 0
| 10 | 12 | 8 | Shoulder | 0.0001538 | 0.00014889 | 0 |  | 0.0001538 | 0.00014889 | 0
| 11 | 12 | 8 | Shoulder | 0.00015246 | 0.00015252 | 0 |  | 0.00015246 | 0.00015252 | 0
| 12 | 12 | 8 | Shoulder | 0.000151 | 0.00015283 | 0 |  | 0.000151 | 0.00015283 | 0
| 13 | 12 | 8 | Shoulder | 0.00014851 | 0.00015144 | 0 |  | 0.00014851 | 0.00015144 | 0
| 14 | 12 | 8 | Shoulder | 0.00014424 | 0.00014905 | 0 |  | 0.00014424 | 0.00014905 | 0
| 15 | 12 | 8 | Shoulder | 0.00014193 | 0.00014642 | 0 |  | 0.00014193 | 0.00014642 | 0
| 16 | 12 | 8 | Shoulder | 0.00014224 | 0.00014423 | 0 |  | 0.00014224 | 0.00014423 | 0
| 17 | 12 | 8 | Shoulder | 0.00014553 | 0.00014348 | 0 |  | 0.00014553 | 0.00014348 | 0
| 18 | 12 | 8 | Shoulder | 0.00015513 | 0.0001462 | 0 |  | 0.00015513 | 0.0001462 | 0
| 19 | 12 | 8 | Shoulder | 0.0001554 | 0.00014957 | 0 |  | 0.0001554 | 0.00014957 | 0
| 20 | 12 | 8 | Shoulder | 0.00014997 | 0.00015151 | 0 |  | 0.00014997 | 0.00015151 | 0
| 21 | 12 | 8 | Shoulder | 0.00014335 | 0.00015096 | 0 |  | 0.00014335 | 0.00015096 | 0
| 22 | 12 | 8 | Shoulder | 0.00013379 | 0.00014563 | 0 |  | 0.00013379 | 0.00014563 | 0
| 23 | 12 | 8 | Shoulder | 0.00012192 | 0.00013726 | 0 |  | 0.00012192 | 0.00013726 | 0
| 24 | 12 | 8 | Shoulder | 0.00011169 | 0.00012769 | 0 |  | 0.00011169 | 0.00012769 | 0
| 1 | 12 | 9 | Shoulder | 0.00010551 | 0.00011823 | 0 |  | 0.00010551 | 0.00011823 | 0
| 2 | 12 | 9 | Shoulder | 0.00010209 | 0.0001103 | 0 |  | 0.00010209 | 0.0001103 | 0
| 3 | 12 | 9 | Shoulder | 0.0001016 | 0.00010522 | 0 |  | 0.0001016 | 0.00010522 | 0
| 4 | 12 | 9 | Shoulder | 0.00010271 | 0.00010298 | 0 |  | 0.00010271 | 0.00010298 | 0
| 5 | 12 | 9 | Shoulder | 0.0001092 | 0.0001039 | 0 |  | 0.0001092 | 0.0001039 | 0
| 6 | 12 | 9 | Shoulder | 0.00012036 | 0.00010847 | 0 |  | 0.00012036 | 0.00010847 | 0
| 7 | 12 | 9 | Shoulder | 0.00013472 | 0.00011675 | 0 |  | 0.00013472 | 0.00011675 | 0
| 8 | 12 | 9 | Shoulder | 0.00014668 | 0.00012774 | 0 |  | 0.00014668 | 0.00012774 | 0
| 9 | 12 | 9 | Shoulder | 0.0001514 | 0.00013829 | 0 |  | 0.0001514 | 0.00013829 | 0
| 10 | 12 | 9 | Shoulder | 0.00015233 | 0.00014628 | 0 |  | 0.00015233 | 0.00014628 | 0
| 11 | 12 | 9 | Shoulder | 0.00014971 | 0.00015003 | 0 |  | 0.00014971 | 0.00015003 | 0
| 12 | 12 | 9 | Shoulder | 0.00014722 | 0.00015016 | 0 |  | 0.00014722 | 0.00015016 | 0
| 13 | 12 | 9 | Shoulder | 0.00014406 | 0.00014833 | 0 |  | 0.00014406 | 0.00014833 | 0
| 14 | 12 | 9 | Shoulder | 0.00013908 | 0.00014502 | 0 |  | 0.00013908 | 0.00014502 | 0
| 15 | 12 | 9 | Shoulder | 0.00013632 | 0.00014167 | 0 |  | 0.00013632 | 0.00014167 | 0
| 16 | 12 | 9 | Shoulder | 0.00013712 | 0.00013915 | 0 |  | 0.00013712 | 0.00013915 | 0
| 17 | 12 | 9 | Shoulder | 0.00014237 | 0.00013872 | 0 |  | 0.00014237 | 0.00013872 | 0
| 18 | 12 | 9 | Shoulder | 0.00015197 | 0.00014195 | 0 |  | 0.00015197 | 0.00014195 | 0
| 19 | 12 | 9 | Shoulder | 0.00015193 | 0.00014585 | 0 |  | 0.00015193 | 0.00014585 | 0
| 20 | 12 | 9 | Shoulder | 0.00014659 | 0.00014822 | 0 |  | 0.00014659 | 0.00014822 | 0
| 21 | 12 | 9 | Shoulder | 0.00014037 | 0.00014772 | 0 |  | 0.00014037 | 0.00014772 | 0
| 22 | 12 | 9 | Shoulder | 0.00013241 | 0.00014283 | 0 |  | 0.00013241 | 0.00014283 | 0
| 23 | 12 | 9 | Shoulder | 0.00012263 | 0.0001355 | 0 |  | 0.00012263 | 0.0001355 | 0
| 24 | 12 | 9 | Shoulder | 0.00011329 | 0.00012717 | 0 |  | 0.00011329 | 0.00012717 | 0
| 1 | 12 | 10 | Shoulder | 0.00011649 | 0.00012121 | 0 |  | 0.00011649 | 0.00012121 | 0
| 2 | 12 | 10 | Shoulder | 0.00011258 | 0.00011625 | 0 |  | 0.00011258 | 0.00011625 | 0
| 3 | 12 | 10 | Shoulder | 0.00011125 | 0.0001134 | 0 |  | 0.00011125 | 0.0001134 | 0
| 4 | 12 | 10 | Shoulder | 0.00011302 | 0.00011334 | 0 |  | 0.00011302 | 0.00011334 | 0
| 5 | 12 | 10 | Shoulder | 0.00011894 | 0.00011395 | 0 |  | 0.00011894 | 0.00011395 | 0
| 6 | 12 | 10 | Shoulder | 0.00013072 | 0.00011848 | 0 |  | 0.00013072 | 0.00011848 | 0
| 7 | 12 | 10 | Shoulder | 0.00014788 | 0.00012764 | 0 |  | 0.00014788 | 0.00012764 | 0
| 8 | 12 | 10 | Shoulder | 0.00015878 | 0.00013908 | 0 |  | 0.00015878 | 0.00013908 | 0
| 9 | 12 | 10 | Shoulder | 0.00015989 | 0.00014932 | 0 |  | 0.00015989 | 0.00014932 | 0
| 10 | 12 | 10 | Shoulder | 0.00015909 | 0.00015641 | 0 |  | 0.00015909 | 0.00015641 | 0
| 11 | 12 | 10 | Shoulder | 0.00015847 | 0.00015905 | 0 |  | 0.00015847 | 0.00015905 | 0
| 12 | 12 | 10 | Shoulder | 0.00015771 | 0.00015879 | 0 |  | 0.00015771 | 0.00015879 | 0
| 13 | 12 | 10 | Shoulder | 0.00015758 | 0.00015821 | 0 |  | 0.00015758 | 0.00015821 | 0
| 14 | 12 | 10 | Shoulder | 0.00015602 | 0.00015744 | 0 |  | 0.00015602 | 0.00015744 | 0
| 15 | 12 | 10 | Shoulder | 0.00015486 | 0.00015654 | 0 |  | 0.00015486 | 0.00015654 | 0
| 16 | 12 | 10 | Shoulder | 0.00015726 | 0.00015643 | 0 |  | 0.00015726 | 0.00015643 | 0
| 17 | 12 | 10 | Shoulder | 0.00016456 | 0.00015818 | 0 |  | 0.00016456 | 0.00015818 | 0
| 18 | 12 | 10 | Shoulder | 0.00016665 | 0.00016083 | 0 |  | 0.00016665 | 0.00016083 | 0
| 19 | 12 | 10 | Shoulder | 0.00016211 | 0.00016264 | 0 |  | 0.00016211 | 0.00016264 | 0
| 20 | 12 | 10 | Shoulder | 0.0001558 | 0.00016228 | 0 |  | 0.0001558 | 0.00016228 | 0
| 21 | 12 | 10 | Shoulder | 0.00014988 | 0.00015861 | 0 |  | 0.00014988 | 0.00015861 | 0
| 22 | 12 | 10 | Shoulder | 0.00014104 | 0.00015221 | 0 |  | 0.00014104 | 0.00015221 | 0
| 23 | 12 | 10 | Shoulder | 0.00012952 | 0.00014406 | 0 |  | 0.00012952 | 0.00014406 | 0
| 24 | 12 | 10 | Shoulder | 0.0001192 | 0.00013491 | 0 |  | 0.0001192 | 0.00013491 | 0
| 1 | 12 | 11 | Shoulder | 0.00011147 | 0.00012531 | 0 |  | 0.00011147 | 0.00012531 | 0
| 2 | 12 | 11 | Shoulder | 0.0001064 | 0.00011665 | 0 |  | 0.0001064 | 0.00011665 | 0
| 3 | 12 | 11 | Shoulder | 0.0001044 | 0.00011037 | 0 |  | 0.0001044 | 0.00011037 | 0
| 4 | 12 | 11 | Shoulder | 0.00010386 | 0.00010653 | 0 |  | 0.00010386 | 0.00010653 | 0
| 5 | 12 | 11 | Shoulder | 0.000106 | 0.00010517 | 0 |  | 0.000106 | 0.00010517 | 0
| 6 | 12 | 11 | Shoulder | 0.00011125 | 0.00010638 | 0 |  | 0.00011125 | 0.00010638 | 0
| 7 | 12 | 11 | Shoulder | 0.00011898 | 0.00011002 | 0 |  | 0.00011898 | 0.00011002 | 0
| 8 | 12 | 11 | Shoulder | 0.00012583 | 0.00011551 | 0 |  | 0.00012583 | 0.00011551 | 0
| 9 | 12 | 11 | Shoulder | 0.00013325 | 0.00012233 | 0 |  | 0.00013325 | 0.00012233 | 0
| 10 | 12 | 11 | Shoulder | 0.00013881 | 0.00012922 | 0 |  | 0.00013881 | 0.00012922 | 0
| 11 | 12 | 11 | Shoulder | 0.00014081 | 0.00013468 | 0 |  | 0.00014081 | 0.00013468 | 0
| 12 | 12 | 11 | Shoulder | 0.00014019 | 0.00013827 | 0 |  | 0.00014019 | 0.00013827 | 0
| 13 | 12 | 11 | Shoulder | 0.00013806 | 0.00013947 | 0 |  | 0.00013806 | 0.00013947 | 0
| 14 | 12 | 11 | Shoulder | 0.00013517 | 0.00013856 | 0 |  | 0.00013517 | 0.00013856 | 0
| 15 | 12 | 11 | Shoulder | 0.0001353 | 0.00013718 | 0 |  | 0.0001353 | 0.00013718 | 0
| 16 | 12 | 11 | Shoulder | 0.00014095 | 0.00013737 | 0 |  | 0.00014095 | 0.00013737 | 0
| 17 | 12 | 11 | Shoulder | 0.00015037 | 0.00014045 | 0 |  | 0.00015037 | 0.00014045 | 0
| 18 | 12 | 11 | Shoulder | 0.0001546 | 0.0001453 | 0 |  | 0.0001546 | 0.0001453 | 0
| 19 | 12 | 11 | Shoulder | 0.00015162 | 0.00014938 | 0 |  | 0.00015162 | 0.00014938 | 0
| 20 | 12 | 11 | Shoulder | 0.00014882 | 0.00015135 | 0 |  | 0.00014882 | 0.00015135 | 0
| 21 | 12 | 11 | Shoulder | 0.0001449 | 0.00014998 | 0 |  | 0.0001449 | 0.00014998 | 0
| 22 | 12 | 11 | Shoulder | 0.00013984 | 0.00014629 | 0 |  | 0.00013984 | 0.00014629 | 0
| 23 | 12 | 11 | Shoulder | 0.00013054 | 0.00014102 | 0 |  | 0.00013054 | 0.00014102 | 0
| 24 | 12 | 11 | Shoulder | 0.00012134 | 0.00013416 | 0 |  | 0.00012134 | 0.00013416 | 0
| 1 | 12 | 12 | Shoulder | 0.00011538 | 0.00012677 | 0 |  | 0.00011538 | 0.00012677 | 0
| 2 | 12 | 12 | Shoulder | 0.0001116 | 0.00011972 | 0 |  | 0.0001116 | 0.00011972 | 0
| 3 | 12 | 12 | Shoulder | 0.00010973 | 0.00011451 | 0 |  | 0.00010973 | 0.00011451 | 0
| 4 | 12 | 12 | Shoulder | 0.00010871 | 0.00011136 | 0 |  | 0.00010871 | 0.00011136 | 0
| 5 | 12 | 12 | Shoulder | 0.00011116 | 0.0001103 | 0 |  | 0.00011116 | 0.0001103 | 0
| 6 | 12 | 12 | Shoulder | 0.00011796 | 0.00011189 | 0 |  | 0.00011796 | 0.00011189 | 0
| 7 | 12 | 12 | Shoulder | 0.00012547 | 0.00011583 | 0 |  | 0.00012547 | 0.00011583 | 0
| 8 | 12 | 12 | Shoulder | 0.00013486 | 0.00012236 | 0 |  | 0.00013486 | 0.00012236 | 0
| 9 | 12 | 12 | Shoulder | 0.00014326 | 0.00013039 | 0 |  | 0.00014326 | 0.00013039 | 0
| 10 | 12 | 12 | Shoulder | 0.00014899 | 0.00013815 | 0 |  | 0.00014899 | 0.00013815 | 0
| 11 | 12 | 12 | Shoulder | 0.00015117 | 0.00014457 | 0 |  | 0.00015117 | 0.00014457 | 0
| 12 | 12 | 12 | Shoulder | 0.00015215 | 0.00014889 | 0 |  | 0.00015215 | 0.00014889 | 0
| 13 | 12 | 12 | Shoulder | 0.00015313 | 0.00015136 | 0 |  | 0.00015313 | 0.00015136 | 0
| 14 | 12 | 12 | Shoulder | 0.00015144 | 0.00015197 | 0 |  | 0.00015144 | 0.00015197 | 0
| 15 | 12 | 12 | Shoulder | 0.00015166 | 0.0001521 | 0 |  | 0.00015166 | 0.0001521 | 0
| 16 | 12 | 12 | Shoulder | 0.00015411 | 0.00015259 | 0 |  | 0.00015411 | 0.00015259 | 0
| 17 | 12 | 12 | Shoulder | 0.00016242 | 0.00015491 | 0 |  | 0.00016242 | 0.00015491 | 0
| 18 | 12 | 12 | Shoulder | 0.00016682 | 0.00015875 | 0 |  | 0.00016682 | 0.00015875 | 0
| 19 | 12 | 12 | Shoulder | 0.00016438 | 0.00016193 | 0 |  | 0.00016438 | 0.00016193 | 0
| 20 | 12 | 12 | Shoulder | 0.00016042 | 0.00016351 | 0 |  | 0.00016042 | 0.00016351 | 0
| 21 | 12 | 12 | Shoulder | 0.0001554 | 0.00016176 | 0 |  | 0.0001554 | 0.00016176 | 0
| 22 | 12 | 12 | Shoulder | 0.00014677 | 0.00015674 | 0 |  | 0.00014677 | 0.00015674 | 0
| 23 | 12 | 12 | Shoulder | 0.00013379 | 0.00014909 | 0 |  | 0.00013379 | 0.00014909 | 0
| 24 | 12 | 12 | Shoulder | 0.00012201 | 0.00013949 | 0 |  | 0.00012201 | 0.00013949 | 0
| 1 | 12 | 13 | Shoulder | 0.00011529 | 0.00012946 | 0 |  | 0.00011529 | 0.00012946 | 0
| 2 | 12 | 13 | Shoulder | 0.00011165 | 0.00012068 | 0 |  | 0.00011165 | 0.00012068 | 0
| 3 | 12 | 13 | Shoulder | 0.00011018 | 0.00011478 | 0 |  | 0.00011018 | 0.00011478 | 0
| 4 | 12 | 13 | Shoulder | 0.00011129 | 0.0001121 | 0 |  | 0.00011129 | 0.0001121 | 0
| 5 | 12 | 13 | Shoulder | 0.00011796 | 0.00011277 | 0 |  | 0.00011796 | 0.00011277 | 0
| 6 | 12 | 13 | Shoulder | 0.00013148 | 0.00011773 | 0 |  | 0.00013148 | 0.00011773 | 0
| 7 | 12 | 13 | Shoulder | 0.00014784 | 0.00012714 | 0 |  | 0.00014784 | 0.00012714 | 0
| 8 | 12 | 13 | Shoulder | 0.00015931 | 0.00013915 | 0 |  | 0.00015931 | 0.00013915 | 0
| 9 | 12 | 13 | Shoulder | 0.00016153 | 0.00015004 | 0 |  | 0.00016153 | 0.00015004 | 0
| 10 | 12 | 13 | Shoulder | 0.00016238 | 0.00015776 | 0 |  | 0.00016238 | 0.00015776 | 0
| 11 | 12 | 13 | Shoulder | 0.00016176 | 0.00016124 | 0 |  | 0.00016176 | 0.00016124 | 0
| 12 | 12 | 13 | Shoulder | 0.000161 | 0.00016167 | 0 |  | 0.000161 | 0.00016167 | 0
| 13 | 12 | 13 | Shoulder | 0.00016047 | 0.0001614 | 0 |  | 0.00016047 | 0.0001614 | 0
| 14 | 12 | 13 | Shoulder | 0.0001586 | 0.00016045 | 0 |  | 0.0001586 | 0.00016045 | 0
| 15 | 12 | 13 | Shoulder | 0.00015722 | 0.00015932 | 0 |  | 0.00015722 | 0.00015932 | 0
| 16 | 12 | 13 | Shoulder | 0.00015873 | 0.00015875 | 0 |  | 0.00015873 | 0.00015875 | 0
| 17 | 12 | 13 | Shoulder | 0.00016674 | 0.00016032 | 0 |  | 0.00016674 | 0.00016032 | 0
| 18 | 12 | 13 | Shoulder | 0.00017212 | 0.0001637 | 0 |  | 0.00017212 | 0.0001637 | 0
| 19 | 12 | 13 | Shoulder | 0.00016874 | 0.00016658 | 0 |  | 0.00016874 | 0.00016658 | 0
| 20 | 12 | 13 | Shoulder | 0.0001634 | 0.00016775 | 0 |  | 0.0001634 | 0.00016775 | 0
| 21 | 12 | 13 | Shoulder | 0.00015664 | 0.00016522 | 0 |  | 0.00015664 | 0.00016522 | 0
| 22 | 12 | 13 | Shoulder | 0.00014664 | 0.00015885 | 0 |  | 0.00014664 | 0.00015885 | 0
| 23 | 12 | 13 | Shoulder | 0.00013317 | 0.00014996 | 0 |  | 0.00013317 | 0.00014996 | 0
| 24 | 12 | 13 | Shoulder | 0.00012169 | 0.00013954 | 0 |  | 0.00012169 | 0.00013954 | 0
| 1 | 12 | 14 | Shoulder | 0.00011445 | 0.00012899 | 0 |  | 0.00011445 | 0.00012899 | 0
| 2 | 12 | 14 | Shoulder | 0.000112 | 0.00012033 | 0 |  | 0.000112 | 0.00012033 | 0
| 3 | 12 | 14 | Shoulder | 0.00011156 | 0.00011493 | 0 |  | 0.00011156 | 0.00011493 | 0
| 4 | 12 | 14 | Shoulder | 0.00011427 | 0.00011307 | 0 |  | 0.00011427 | 0.00011307 | 0
| 5 | 12 | 14 | Shoulder | 0.00012196 | 0.00011495 | 0 |  | 0.00012196 | 0.00011495 | 0
| 6 | 12 | 14 | Shoulder | 0.00013637 | 0.00012104 | 0 |  | 0.00013637 | 0.00012104 | 0
| 7 | 12 | 14 | Shoulder | 0.0001546 | 0.0001318 | 0 |  | 0.0001546 | 0.0001318 | 0
| 8 | 12 | 14 | Shoulder | 0.00016665 | 0.00014489 | 0 |  | 0.00016665 | 0.00014489 | 0
| 9 | 12 | 14 | Shoulder | 0.00016807 | 0.00015642 | 0 |  | 0.00016807 | 0.00015642 | 0
| 10 | 12 | 14 | Shoulder | 0.00016607 | 0.00016385 | 0 |  | 0.00016607 | 0.00016385 | 0
| 11 | 12 | 14 | Shoulder | 0.00016282 | 0.0001659 | 0 |  | 0.00016282 | 0.0001659 | 0
| 12 | 12 | 14 | Shoulder | 0.00016047 | 0.00016436 | 0 |  | 0.00016047 | 0.00016436 | 0
| 13 | 12 | 14 | Shoulder | 0.00015962 | 0.00016224 | 0 |  | 0.00015962 | 0.00016224 | 0
| 14 | 12 | 14 | Shoulder | 0.00015895 | 0.00016047 | 0 |  | 0.00015895 | 0.00016047 | 0
| 15 | 12 | 14 | Shoulder | 0.00015967 | 0.00015968 | 0 |  | 0.00015967 | 0.00015968 | 0
| 16 | 12 | 14 | Shoulder | 0.00016296 | 0.0001603 | 0 |  | 0.00016296 | 0.0001603 | 0
| 17 | 12 | 14 | Shoulder | 0.00017296 | 0.00016363 | 0 |  | 0.00017296 | 0.00016363 | 0
| 18 | 12 | 14 | Shoulder | 0.00017781 | 0.00016835 | 0 |  | 0.00017781 | 0.00016835 | 0
| 19 | 12 | 14 | Shoulder | 0.00017447 | 0.00017205 | 0 |  | 0.00017447 | 0.00017205 | 0
| 20 | 12 | 14 | Shoulder | 0.00016927 | 0.00017363 | 0 |  | 0.00016927 | 0.00017363 | 0
| 21 | 12 | 14 | Shoulder | 0.0001626 | 0.00017104 | 0 |  | 0.0001626 | 0.00017104 | 0
| 22 | 12 | 14 | Shoulder | 0.00015211 | 0.00016461 | 0 |  | 0.00015211 | 0.00016461 | 0
| 23 | 12 | 14 | Shoulder | 0.00013819 | 0.00015554 | 0 |  | 0.00013819 | 0.00015554 | 0
| 24 | 12 | 14 | Shoulder | 0.00012627 | 0.00014479 | 0 |  | 0.00012627 | 0.00014479 | 0
| 1 | 12 | 15 | Shoulder | 0.00011934 | 0.00013398 | 0 |  | 0.00011934 | 0.00013398 | 0
| 2 | 12 | 15 | Shoulder | 0.00011511 | 0.00012473 | 0 |  | 0.00011511 | 0.00012473 | 0
| 3 | 12 | 15 | Shoulder | 0.00011471 | 0.00011886 | 0 |  | 0.00011471 | 0.00011886 | 0
| 4 | 12 | 15 | Shoulder | 0.00011645 | 0.0001164 | 0 |  | 0.00011645 | 0.0001164 | 0
| 5 | 12 | 15 | Shoulder | 0.00012294 | 0.0001173 | 0 |  | 0.00012294 | 0.0001173 | 0
| 6 | 12 | 15 | Shoulder | 0.00013548 | 0.00012239 | 0 |  | 0.00013548 | 0.00012239 | 0
| 7 | 12 | 15 | Shoulder | 0.00015246 | 0.00013183 | 0 |  | 0.00015246 | 0.00013183 | 0
| 8 | 12 | 15 | Shoulder | 0.00016327 | 0.00014354 | 0 |  | 0.00016327 | 0.00014354 | 0
| 9 | 12 | 15 | Shoulder | 0.00016442 | 0.00015391 | 0 |  | 0.00016442 | 0.00015391 | 0
| 10 | 12 | 15 | Shoulder | 0.00016264 | 0.0001607 | 0 |  | 0.00016264 | 0.0001607 | 0
| 11 | 12 | 15 | Shoulder | 0.00016011 | 0.00016261 | 0 |  | 0.00016011 | 0.00016261 | 0
| 12 | 12 | 15 | Shoulder | 0.00015798 | 0.00016129 | 0 |  | 0.00015798 | 0.00016129 | 0
| 13 | 12 | 15 | Shoulder | 0.0001582 | 0.00015973 | 0 |  | 0.0001582 | 0.00015973 | 0
| 14 | 12 | 15 | Shoulder | 0.00015709 | 0.00015834 | 0 |  | 0.00015709 | 0.00015834 | 0
| 15 | 12 | 15 | Shoulder | 0.00015709 | 0.00015759 | 0 |  | 0.00015709 | 0.00015759 | 0
| 16 | 12 | 15 | Shoulder | 0.00016069 | 0.00015827 | 0 |  | 0.00016069 | 0.00015827 | 0
| 17 | 12 | 15 | Shoulder | 0.000169 | 0.00016097 | 0 |  | 0.000169 | 0.00016097 | 0
| 18 | 12 | 15 | Shoulder | 0.00017332 | 0.00016502 | 0 |  | 0.00017332 | 0.00016502 | 0
| 19 | 12 | 15 | Shoulder | 0.0001702 | 0.0001683 | 0 |  | 0.0001702 | 0.0001683 | 0
| 20 | 12 | 15 | Shoulder | 0.00016549 | 0.0001695 | 0 |  | 0.00016549 | 0.0001695 | 0
| 21 | 12 | 15 | Shoulder | 0.00015891 | 0.00016698 | 0 |  | 0.00015891 | 0.00016698 | 0
| 22 | 12 | 15 | Shoulder | 0.00014908 | 0.00016092 | 0 |  | 0.00014908 | 0.00016092 | 0
| 23 | 12 | 15 | Shoulder | 0.00013534 | 0.00015221 | 0 |  | 0.00013534 | 0.00015221 | 0
| 24 | 12 | 15 | Shoulder | 0.00012334 | 0.00014167 | 0 |  | 0.00012334 | 0.00014167 | 0
| 1 | 12 | 16 | Shoulder | 0.00011627 | 0.00013101 | 0 |  | 0.00011627 | 0.00013101 | 0
| 2 | 12 | 16 | Shoulder | 0.00011262 | 0.00012189 | 0 |  | 0.00011262 | 0.00012189 | 0
| 3 | 12 | 16 | Shoulder | 0.00011147 | 0.00011593 | 0 |  | 0.00011147 | 0.00011593 | 0
| 4 | 12 | 16 | Shoulder | 0.00011351 | 0.00011347 | 0 |  | 0.00011351 | 0.00011347 | 0
| 5 | 12 | 16 | Shoulder | 0.00012014 | 0.00011444 | 0 |  | 0.00012014 | 0.00011444 | 0
| 6 | 12 | 16 | Shoulder | 0.00013281 | 0.00011948 | 0 |  | 0.00013281 | 0.00011948 | 0
| 7 | 12 | 16 | Shoulder | 0.00014913 | 0.0001289 | 0 |  | 0.00014913 | 0.0001289 | 0
| 8 | 12 | 16 | Shoulder | 0.00016007 | 0.00014054 | 0 |  | 0.00016007 | 0.00014054 | 0
| 9 | 12 | 16 | Shoulder | 0.00016193 | 0.00015098 | 0 |  | 0.00016193 | 0.00015098 | 0
| 10 | 12 | 16 | Shoulder | 0.00016131 | 0.00015811 | 0 |  | 0.00016131 | 0.00015811 | 0
| 11 | 12 | 16 | Shoulder | 0.00015984 | 0.00016079 | 0 |  | 0.00015984 | 0.00016079 | 0
| 12 | 12 | 16 | Shoulder | 0.00015629 | 0.00015984 | 0 |  | 0.00015629 | 0.00015984 | 0
| 13 | 12 | 16 | Shoulder | 0.00015291 | 0.00015759 | 0 |  | 0.00015291 | 0.00015759 | 0
| 14 | 12 | 16 | Shoulder | 0.00015113 | 0.00015504 | 0 |  | 0.00015113 | 0.00015504 | 0
| 15 | 12 | 16 | Shoulder | 0.00015122 | 0.00015289 | 0 |  | 0.00015122 | 0.00015289 | 0
| 16 | 12 | 16 | Shoulder | 0.00015366 | 0.00015223 | 0 |  | 0.00015366 | 0.00015223 | 0
| 17 | 12 | 16 | Shoulder | 0.00016296 | 0.00015474 | 0 |  | 0.00016296 | 0.00015474 | 0
| 18 | 12 | 16 | Shoulder | 0.00016816 | 0.000159 | 0 |  | 0.00016816 | 0.000159 | 0
| 19 | 12 | 16 | Shoulder | 0.00016598 | 0.00016269 | 0 |  | 0.00016598 | 0.00016269 | 0
| 20 | 12 | 16 | Shoulder | 0.00016216 | 0.00016481 | 0 |  | 0.00016216 | 0.00016481 | 0
| 21 | 12 | 16 | Shoulder | 0.00015726 | 0.00016339 | 0 |  | 0.00015726 | 0.00016339 | 0
| 22 | 12 | 16 | Shoulder | 0.00014859 | 0.0001585 | 0 |  | 0.00014859 | 0.0001585 | 0
| 23 | 12 | 16 | Shoulder | 0.00013601 | 0.00015101 | 0 |  | 0.00013601 | 0.00015101 | 0
| 24 | 12 | 16 | Shoulder | 0.00012512 | 0.00014175 | 0 |  | 0.00012512 | 0.00014175 | 0
| 1 | 12 | 17 | Shoulder | 0.00011796 | 0.00013192 | 0 |  | 0.00011796 | 0.00013192 | 0
| 2 | 12 | 17 | Shoulder | 0.00011454 | 0.00012341 | 0 |  | 0.00011454 | 0.00012341 | 0
| 3 | 12 | 17 | Shoulder | 0.00011387 | 0.00011787 | 0 |  | 0.00011387 | 0.00011787 | 0
| 4 | 12 | 17 | Shoulder | 0.00011605 | 0.0001156 | 0 |  | 0.00011605 | 0.0001156 | 0
| 5 | 12 | 17 | Shoulder | 0.00012325 | 0.00011693 | 0 |  | 0.00012325 | 0.00011693 | 0
| 6 | 12 | 17 | Shoulder | 0.00013623 | 0.00012235 | 0 |  | 0.00013623 | 0.00012235 | 0
| 7 | 12 | 17 | Shoulder | 0.00015251 | 0.00013201 | 0 |  | 0.00015251 | 0.00013201 | 0
| 8 | 12 | 17 | Shoulder | 0.00016438 | 0.00014409 | 0 |  | 0.00016438 | 0.00014409 | 0
| 9 | 12 | 17 | Shoulder | 0.00016709 | 0.00015505 | 0 |  | 0.00016709 | 0.00015505 | 0
| 10 | 12 | 17 | Shoulder | 0.00016562 | 0.0001624 | 0 |  | 0.00016562 | 0.0001624 | 0
| 11 | 12 | 17 | Shoulder | 0.00016158 | 0.00016467 | 0 |  | 0.00016158 | 0.00016467 | 0
| 12 | 12 | 17 | Shoulder | 0.00015802 | 0.00016308 | 0 |  | 0.00015802 | 0.00016308 | 0
| 13 | 12 | 17 | Shoulder | 0.0001546 | 0.00015995 | 0 |  | 0.0001546 | 0.00015995 | 0
| 14 | 12 | 17 | Shoulder | 0.00015148 | 0.00015642 | 0 |  | 0.00015148 | 0.00015642 | 0
| 15 | 12 | 17 | Shoulder | 0.00015162 | 0.00015393 | 0 |  | 0.00015162 | 0.00015393 | 0
| 16 | 12 | 17 | Shoulder | 0.00015504 | 0.00015319 | 0 |  | 0.00015504 | 0.00015319 | 0
| 17 | 12 | 17 | Shoulder | 0.00016465 | 0.0001557 | 0 |  | 0.00016465 | 0.0001557 | 0
| 18 | 12 | 17 | Shoulder | 0.00016816 | 0.00015987 | 0 |  | 0.00016816 | 0.00015987 | 0
| 19 | 12 | 17 | Shoulder | 0.00016393 | 0.00016294 | 0 |  | 0.00016393 | 0.00016294 | 0
| 20 | 12 | 17 | Shoulder | 0.00015904 | 0.00016395 | 0 |  | 0.00015904 | 0.00016395 | 0
| 21 | 12 | 17 | Shoulder | 0.00015406 | 0.0001613 | 0 |  | 0.00015406 | 0.0001613 | 0
| 22 | 12 | 17 | Shoulder | 0.00014677 | 0.00015595 | 0 |  | 0.00014677 | 0.00015595 | 0
| 23 | 12 | 17 | Shoulder | 0.00013659 | 0.00014912 | 0 |  | 0.00013659 | 0.00014912 | 0
| 24 | 12 | 17 | Shoulder | 0.00012641 | 0.00014096 | 0 |  | 0.00012641 | 0.00014096 | 0
| 1 | 12 | 18 | Shoulder | 0.0001184 | 0.00013204 | 0 |  | 0.0001184 | 0.00013204 | 0
| 2 | 12 | 18 | Shoulder | 0.00011396 | 0.00012384 | 0 |  | 0.00011396 | 0.00012384 | 0
| 3 | 12 | 18 | Shoulder | 0.00011147 | 0.00011756 | 0 |  | 0.00011147 | 0.00011756 | 0
| 4 | 12 | 18 | Shoulder | 0.0001116 | 0.00011386 | 0 |  | 0.0001116 | 0.00011386 | 0
| 5 | 12 | 18 | Shoulder | 0.00011356 | 0.00011265 | 0 |  | 0.00011356 | 0.00011265 | 0
| 6 | 12 | 18 | Shoulder | 0.00011952 | 0.00011404 | 0 |  | 0.00011952 | 0.00011404 | 0
| 7 | 12 | 18 | Shoulder | 0.00012663 | 0.00011783 | 0 |  | 0.00012663 | 0.00011783 | 0
| 8 | 12 | 18 | Shoulder | 0.00013521 | 0.00012373 | 0 |  | 0.00013521 | 0.00012373 | 0
| 9 | 12 | 18 | Shoulder | 0.00014193 | 0.00013082 | 0 |  | 0.00014193 | 0.00013082 | 0
| 10 | 12 | 18 | Shoulder | 0.00014735 | 0.00013778 | 0 |  | 0.00014735 | 0.00013778 | 0
| 11 | 12 | 18 | Shoulder | 0.00014899 | 0.00014337 | 0 |  | 0.00014899 | 0.00014337 | 0
| 12 | 12 | 18 | Shoulder | 0.00014891 | 0.00014679 | 0 |  | 0.00014891 | 0.00014679 | 0
| 13 | 12 | 18 | Shoulder | 0.00014744 | 0.00014817 | 0 |  | 0.00014744 | 0.00014817 | 0
| 14 | 12 | 18 | Shoulder | 0.00014553 | 0.00014772 | 0 |  | 0.00014553 | 0.00014772 | 0
| 15 | 12 | 18 | Shoulder | 0.00014575 | 0.0001469 | 0 |  | 0.00014575 | 0.0001469 | 0
| 16 | 12 | 18 | Shoulder | 0.00014855 | 0.00014682 | 0 |  | 0.00014855 | 0.00014682 | 0
| 17 | 12 | 18 | Shoulder | 0.00015517 | 0.00014875 | 0 |  | 0.00015517 | 0.00014875 | 0
| 18 | 12 | 18 | Shoulder | 0.00015775 | 0.00015181 | 0 |  | 0.00015775 | 0.00015181 | 0
| 19 | 12 | 18 | Shoulder | 0.00015526 | 0.00015419 | 0 |  | 0.00015526 | 0.00015419 | 0
| 20 | 12 | 18 | Shoulder | 0.00015104 | 0.00015481 | 0 |  | 0.00015104 | 0.00015481 | 0
| 21 | 12 | 18 | Shoulder | 0.00014739 | 0.00015286 | 0 |  | 0.00014739 | 0.00015286 | 0
| 22 | 12 | 18 | Shoulder | 0.00014046 | 0.00014854 | 0 |  | 0.00014046 | 0.00014854 | 0
| 23 | 12 | 18 | Shoulder | 0.00013165 | 0.00014264 | 0 |  | 0.00013165 | 0.00014264 | 0
| 24 | 12 | 18 | Shoulder | 0.00012227 | 0.00013544 | 0 |  | 0.00012227 | 0.00013544 | 0
| 1 | 12 | 19 | Shoulder | 0.00011543 | 0.00012745 | 0 |  | 0.00011543 | 0.00012745 | 0
| 2 | 12 | 19 | Shoulder | 0.00011053 | 0.00011997 | 0 |  | 0.00011053 | 0.00011997 | 0
| 3 | 12 | 19 | Shoulder | 0.00010849 | 0.00011418 | 0 |  | 0.00010849 | 0.00011418 | 0
| 4 | 12 | 19 | Shoulder | 0.00010827 | 0.00011068 | 0 |  | 0.00010827 | 0.00011068 | 0
| 5 | 12 | 19 | Shoulder | 0.0001104 | 0.00010942 | 0 |  | 0.0001104 | 0.00010942 | 0
| 6 | 12 | 19 | Shoulder | 0.00011627 | 0.00011086 | 0 |  | 0.00011627 | 0.00011086 | 0
| 7 | 12 | 19 | Shoulder | 0.00012467 | 0.0001149 | 0 |  | 0.00012467 | 0.0001149 | 0
| 8 | 12 | 19 | Shoulder | 0.00013406 | 0.00012135 | 0 |  | 0.00013406 | 0.00012135 | 0
| 9 | 12 | 19 | Shoulder | 0.00014241 | 0.00012935 | 0 |  | 0.00014241 | 0.00012935 | 0
| 10 | 12 | 19 | Shoulder | 0.00014713 | 0.00013707 | 0 |  | 0.00014713 | 0.00013707 | 0
| 11 | 12 | 19 | Shoulder | 0.00014793 | 0.00014288 | 0 |  | 0.00014793 | 0.00014288 | 0
| 12 | 12 | 19 | Shoulder | 0.00014597 | 0.00014586 | 0 |  | 0.00014597 | 0.00014586 | 0
| 13 | 12 | 19 | Shoulder | 0.00014215 | 0.00014579 | 0 |  | 0.00014215 | 0.00014579 | 0
| 14 | 12 | 19 | Shoulder | 0.00013908 | 0.00014378 | 0 |  | 0.00013908 | 0.00014378 | 0
| 15 | 12 | 19 | Shoulder | 0.00013819 | 0.00014135 | 0 |  | 0.00013819 | 0.00014135 | 0
| 16 | 12 | 19 | Shoulder | 0.00014081 | 0.00014006 | 0 |  | 0.00014081 | 0.00014006 | 0
| 17 | 12 | 19 | Shoulder | 0.0001534 | 0.00014287 | 0 |  | 0.0001534 | 0.00014287 | 0
| 18 | 12 | 19 | Shoulder | 0.00016273 | 0.00014878 | 0 |  | 0.00016273 | 0.00014878 | 0
| 19 | 12 | 19 | Shoulder | 0.00016153 | 0.00015462 | 0 |  | 0.00016153 | 0.00015462 | 0
| 20 | 12 | 19 | Shoulder | 0.00015953 | 0.0001593 | 0 |  | 0.00015953 | 0.0001593 | 0
| 21 | 12 | 19 | Shoulder | 0.00015589 | 0.00015992 | 0 |  | 0.00015589 | 0.00015992 | 0
| 22 | 12 | 19 | Shoulder | 0.00014842 | 0.00015634 | 0 |  | 0.00014842 | 0.00015634 | 0
| 23 | 12 | 19 | Shoulder | 0.00013792 | 0.00015044 | 0 |  | 0.00013792 | 0.00015044 | 0
| 24 | 12 | 19 | Shoulder | 0.0001277 | 0.00014248 | 0 |  | 0.0001277 | 0.00014248 | 0
| 1 | 12 | 20 | Shoulder | 0.00012081 | 0.00013371 | 0 |  | 0.00012081 | 0.00013371 | 0
| 2 | 12 | 20 | Shoulder | 0.00011747 | 0.00012597 | 0 |  | 0.00011747 | 0.00012597 | 0
| 3 | 12 | 20 | Shoulder | 0.00011654 | 0.00012063 | 0 |  | 0.00011654 | 0.00012063 | 0
| 4 | 12 | 20 | Shoulder | 0.00011876 | 0.00011839 | 0 |  | 0.00011876 | 0.00011839 | 0
| 5 | 12 | 20 | Shoulder | 0.00012498 | 0.00011944 | 0 |  | 0.00012498 | 0.00011944 | 0
| 6 | 12 | 20 | Shoulder | 0.00013695 | 0.00012431 | 0 |  | 0.00013695 | 0.00012431 | 0
| 7 | 12 | 20 | Shoulder | 0.00015055 | 0.00013281 | 0 |  | 0.00015055 | 0.00013281 | 0
| 8 | 12 | 20 | Shoulder | 0.0001614 | 0.00014347 | 0 |  | 0.0001614 | 0.00014347 | 0
| 9 | 12 | 20 | Shoulder | 0.00016722 | 0.00015403 | 0 |  | 0.00016722 | 0.00015403 | 0
| 10 | 12 | 20 | Shoulder | 0.00017109 | 0.00016257 | 0 |  | 0.00017109 | 0.00016257 | 0
| 11 | 12 | 20 | Shoulder | 0.0001714 | 0.00016778 | 0 |  | 0.0001714 | 0.00016778 | 0
| 12 | 12 | 20 | Shoulder | 0.000171 | 0.00017018 | 0 |  | 0.000171 | 0.00017018 | 0
| 13 | 12 | 20 | Shoulder | 0.00017016 | 0.00017091 | 0 |  | 0.00017016 | 0.00017091 | 0
| 14 | 12 | 20 | Shoulder | 0.00016771 | 0.00017007 | 0 |  | 0.00016771 | 0.00017007 | 0
| 15 | 12 | 20 | Shoulder | 0.00016576 | 0.00016866 | 0 |  | 0.00016576 | 0.00016866 | 0
| 16 | 12 | 20 | Shoulder | 0.00016718 | 0.0001677 | 0 |  | 0.00016718 | 0.0001677 | 0.00016718 | 0
| 17 | 12 | 20 | Shoulder | 0.00017594 | 0.00016915 | 0 |  | 0.00017594 | 0.00016915 | 0.00017594 | 0
| 18 | 12 | 20 | Shoulder | 0.00018065 | 0.00017238 | 0 |  | 0.00018065 | 0.00017238 | 0.00018065 | 0
| 19 | 12 | 20 | Shoulder | 0.00017798 | 0.00017544 | 0 |  | 0.00017798 | 0.00017544 | 0.00017798 | 0
| 20 | 12 | 20 | Shoulder | 0.000173 | 0.0001769 | 0 |  | 0.000173 | 0.0001769 | 0
| 21 | 12 | 20 | Shoulder | 0.0001662 | 0.00017446 | 0 |  | 0.0001662 | 0.00017446 | 0
| 22 | 12 | 20 | Shoulder | 0.00015655 | 0.00016844 | 0 |  | 0.00015655 | 0.00016844 | 0
| 23 | 12 | 20 | Shoulder | 0.0001433 | 0.00015977 | 0 |  | 0.0001433 | 0.00015977 | 0
| 24 | 12 | 20 | Shoulder | 0.00013174 | 0.00014945 | 0 |  | 0.00013174 | 0.00014945 | 0
| 1 | 12 | 21 | Shoulder | 0.00012423 | 0.00013896 | 0 |  | 0.00012423 | 0.00013896 | 0
| 2 | 12 | 21 | Shoulder | 0.00012014 | 0.00012985 | 0 |  | 0.00012014 | 0.00012985 | 0
| 3 | 12 | 21 | Shoulder | 0.00011952 | 0.00012391 | 0 |  | 0.00011952 | 0.00012391 | 0
| 4 | 12 | 21 | Shoulder | 0.00012085 | 0.00012118 | 0 |  | 0.00012085 | 0.00012118 | 0
| 5 | 12 | 21 | Shoulder | 0.00012752 | 0.00012201 | 0 |  | 0.00012752 | 0.00012201 | 0
| 6 | 12 | 21 | Shoulder | 0.00013917 | 0.00012676 | 0 |  | 0.00013917 | 0.00012676 | 0
| 7 | 12 | 21 | Shoulder | 0.00015273 | 0.00013507 | 0 |  | 0.00015273 | 0.00013507 | 0
| 8 | 12 | 21 | Shoulder | 0.00016251 | 0.00014548 | 0 |  | 0.00016251 | 0.00014548 | 0
| 9 | 12 | 21 | Shoulder | 0.00016691 | 0.00015533 | 0 |  | 0.00016691 | 0.00015533 | 0
| 10 | 12 | 21 | Shoulder | 0.00016865 | 0.0001627 | 0 |  | 0.00016865 | 0.0001627 | 0
| 11 | 12 | 21 | Shoulder | 0.00016874 | 0.0001667 | 0 |  | 0.00016874 | 0.0001667 | 0
| 12 | 12 | 21 | Shoulder | 0.00016754 | 0.00016796 | 0 |  | 0.00016754 | 0.00016796 | 0
| 13 | 12 | 21 | Shoulder | 0.00016665 | 0.00016789 | 0 |  | 0.00016665 | 0.00016789 | 0
| 14 | 12 | 21 | Shoulder | 0.00016593 | 0.00016721 | 0 |  | 0.00016593 | 0.00016721 | 0
| 15 | 12 | 21 | Shoulder | 0.00016402 | 0.00016604 | 0 |  | 0.00016402 | 0.00016604 | 0
| 16 | 12 | 21 | Shoulder | 0.00016651 | 0.00016578 | 0 |  | 0.00016651 | 0.00016578 | 0
| 17 | 12 | 21 | Shoulder | 0.00017309 | 0.00016739 | 0 |  | 0.00017309 | 0.00016739 | 0
| 18 | 12 | 21 | Shoulder | 0.00017665 | 0.00017007 | 0 |  | 0.00017665 | 0.00017007 | 0
| 19 | 12 | 21 | Shoulder | 0.00017247 | 0.00017218 | 0 |  | 0.00017247 | 0.00017218 | 0
| 20 | 12 | 21 | Shoulder | 0.00016722 | 0.00017236 | 0 |  | 0.00016722 | 0.00017236 | 0
| 21 | 12 | 21 | Shoulder | 0.00016024 | 0.00016915 | 0 |  | 0.00016024 | 0.00016915 | 0
| 22 | 12 | 21 | Shoulder | 0.00015028 | 0.00016256 | 0 |  | 0.00015028 | 0.00016256 | 0
| 23 | 12 | 21 | Shoulder | 0.00013708 | 0.00015371 | 0 |  | 0.00013708 | 0.00015371 | 0
| 24 | 12 | 21 | Shoulder | 0.00012458 | 0.00014305 | 0 |  | 0.00012458 | 0.00014305 | 0
| 1 | 12 | 22 | Shoulder | 0.00011605 | 0.000132 | 0 |  | 0.00011605 | 0.000132 | 0
| 2 | 12 | 22 | Shoulder | 0.00011076 | 0.00012212 | 0 |  | 0.00011076 | 0.00012212 | 0
| 3 | 12 | 22 | Shoulder | 0.00010782 | 0.0001148 | 0 |  | 0.00010782 | 0.0001148 | 0
| 4 | 12 | 22 | Shoulder | 0.00010818 | 0.0001107 | 0 |  | 0.00010818 | 0.0001107 | 0
| 5 | 12 | 22 | Shoulder | 0.00011329 | 0.00011001 | 0 |  | 0.00011329 | 0.00011001 | 0
| 6 | 12 | 22 | Shoulder | 0.00012298 | 0.00011307 | 0 |  | 0.00012298 | 0.00011307 | 0
| 7 | 12 | 22 | Shoulder | 0.00013397 | 0.0001196 | 0 |  | 0.00013397 | 0.0001196 | 0
| 8 | 12 | 22 | Shoulder | 0.00014299 | 0.00012831 | 0 |  | 0.00014299 | 0.00012831 | 0
| 9 | 12 | 22 | Shoulder | 0.00014722 | 0.00013679 | 0 |  | 0.00014722 | 0.00013679 | 0
| 10 | 12 | 22 | Shoulder | 0.00014877 | 0.00014324 | 0 |  | 0.00014877 | 0.00014324 | 0
| 11 | 12 | 22 | Shoulder | 0.00014859 | 0.00014689 | 0 |  | 0.00014859 | 0.00014689 | 0
| 12 | 12 | 22 | Shoulder | 0.00014739 | 0.00014799 | 0 |  | 0.00014739 | 0.00014799 | 0
| 13 | 12 | 22 | Shoulder | 0.00014824 | 0.00014825 | 0 |  | 0.00014824 | 0.00014825 | 0
| 14 | 12 | 22 | Shoulder | 0.00014793 | 0.00014804 | 0 |  | 0.00014793 | 0.00014804 | 0
| 15 | 12 | 22 | Shoulder | 0.00014806 | 0.00014791 | 0 |  | 0.00014806 | 0.00014791 | 0
| 16 | 12 | 22 | Shoulder | 0.00015011 | 0.00014858 | 0 |  | 0.00015011 | 0.00014858 | 0
| 17 | 12 | 22 | Shoulder | 0.00015602 | 0.00015053 | 0 |  | 0.00015602 | 0.00015053 | 0
| 18 | 12 | 22 | Shoulder | 0.00016007 | 0.00015356 | 0 |  | 0.00016007 | 0.00015356 | 0
| 19 | 12 | 22 | Shoulder | 0.00015731 | 0.00015588 | 0 |  | 0.00015731 | 0.00015588 | 0
| 20 | 12 | 22 | Shoulder | 0.00015206 | 0.00015636 | 0 |  | 0.00015206 | 0.00015636 | 0
| 21 | 12 | 22 | Shoulder | 0.00014633 | 0.00015394 | 0 |  | 0.00014633 | 0.00015394 | 0
| 22 | 12 | 22 | Shoulder | 0.00013819 | 0.00014847 | 0 |  | 0.00013819 | 0.00014847 | 0
| 23 | 12 | 22 | Shoulder | 0.00012734 | 0.00014098 | 0 |  | 0.00012734 | 0.00014098 | 0
| 24 | 12 | 22 | Shoulder | 0.00011689 | 0.00013219 | 0 |  | 0.00011689 | 0.00013219 | 0
| 1 | 12 | 23 | Shoulder | 0.00010898 | 0.00012285 | 0 |  | 0.00010898 | 0.00012285 | 0
| 2 | 12 | 23 | Shoulder | 0.00010471 | 0.00011448 | 0 |  | 0.00010471 | 0.00011448 | 0
| 3 | 12 | 23 | Shoulder | 0.00010329 | 0.00010847 | 0 |  | 0.00010329 | 0.00010847 | 0
| 4 | 12 | 23 | Shoulder | 0.00010467 | 0.00010541 | 0 |  | 0.00010467 | 0.00010541 | 0
| 5 | 12 | 23 | Shoulder | 0.00011089 | 0.00010589 | 0 |  | 0.00011089 | 0.00010589 | 0
| 6 | 12 | 23 | Shoulder | 0.00012045 | 0.00010982 | 0 |  | 0.00012045 | 0.00010982 | 0
| 7 | 12 | 23 | Shoulder | 0.00013321 | 0.0001173 | 0 |  | 0.00013321 | 0.0001173 | 0
| 8 | 12 | 23 | Shoulder | 0.00014193 | 0.00012662 | 0 |  | 0.00014193 | 0.00012662 | 0
| 9 | 12 | 23 | Shoulder | 0.00014891 | 0.00013612 | 0 |  | 0.00014891 | 0.00013612 | 0
| 10 | 12 | 23 | Shoulder | 0.00015291 | 0.00014424 | 0 |  | 0.00015291 | 0.00014424 | 0
| 11 | 12 | 23 | Shoulder | 0.00015237 | 0.00014903 | 0 |  | 0.00015237 | 0.00014903 | 0
| 12 | 12 | 23 | Shoulder | 0.00015068 | 0.00015122 | 0 |  | 0.00015068 | 0.00015122 | 0
| 13 | 12 | 23 | Shoulder | 0.00014984 | 0.00015145 | 0 |  | 0.00014984 | 0.00015145 | 0
| 14 | 12 | 23 | Shoulder | 0.00014939 | 0.00015057 | 0 |  | 0.00014939 | 0.00015057 | 0
| 15 | 12 | 23 | Shoulder | 0.00015055 | 0.00015012 | 0 |  | 0.00015055 | 0.00015012 | 0
| 16 | 12 | 23 | Shoulder | 0.00015375 | 0.00015088 | 0 |  | 0.00015375 | 0.00015088 | 0
| 17 | 12 | 23 | Shoulder | 0.00016238 | 0.00015402 | 0 |  | 0.00016238 | 0.00015402 | 0
| 18 | 12 | 23 | Shoulder | 0.00016709 | 0.00015844 | 0 |  | 0.00016709 | 0.00015844 | 0
| 19 | 12 | 23 | Shoulder | 0.00016429 | 0.00016188 | 0 |  | 0.00016429 | 0.00016188 | 0
| 20 | 12 | 23 | Shoulder | 0.00015958 | 0.00016333 | 0 |  | 0.00015958 | 0.00016333 | 0
| 21 | 12 | 23 | Shoulder | 0.0001546 | 0.00016139 | 0 |  | 0.0001546 | 0.00016139 | 0
| 22 | 12 | 23 | Shoulder | 0.00014744 | 0.00015648 | 0 |  | 0.00014744 | 0.00015648 | 0
| 23 | 12 | 23 | Shoulder | 0.00013659 | 0.00014955 | 0 |  | 0.00013659 | 0.00014955 | 0
| 24 | 12 | 23 | Shoulder | 0.0001265 | 0.00014128 | 0 |  | 0.0001265 | 0.00014128 | 0
| 1 | 12 | 24 | Shoulder | 0.00012009 | 0.00013265 | 0 |  | 0.00012009 | 0.00013265 | 0
| 2 | 12 | 24 | Shoulder | 0.00011547 | 0.00012466 | 0 |  | 0.00011547 | 0.00012466 | 0
| 3 | 12 | 24 | Shoulder | 0.00011431 | 0.00011909 | 0 |  | 0.00011431 | 0.00011909 | 0
| 4 | 12 | 24 | Shoulder | 0.00011534 | 0.0001163 | 0 |  | 0.00011534 | 0.0001163 | 0
| 5 | 12 | 24 | Shoulder | 0.00011925 | 0.00011609 | 0 |  | 0.00011925 | 0.00011609 | 0
| 6 | 12 | 24 | Shoulder | 0.00012699 | 0.00011897 | 0 |  | 0.00012699 | 0.00011897 | 0
| 7 | 12 | 24 | Shoulder | 0.00013601 | 0.0001244 | 0 |  | 0.00013601 | 0.0001244 | 0
| 8 | 12 | 24 | Shoulder | 0.00014419 | 0.00013161 | 0 |  | 0.00014419 | 0.00013161 | 0
| 9 | 12 | 24 | Shoulder | 0.00015162 | 0.0001397 | 0 |  | 0.00015162 | 0.0001397 | 0
| 10 | 12 | 24 | Shoulder | 0.00015704 | 0.00014722 | 0 |  | 0.00015704 | 0.00014722 | 0
| 11 | 12 | 24 | Shoulder | 0.0001586 | 0.00015286 | 0 |  | 0.0001586 | 0.00015286 | 0
| 12 | 12 | 24 | Shoulder | 0.00015749 | 0.00015619 | 0 |  | 0.00015749 | 0.00015619 | 0
| 13 | 12 | 24 | Shoulder | 0.0001574 | 0.00015763 | 0 |  | 0.0001574 | 0.00015763 | 0
| 14 | 12 | 24 | Shoulder | 0.00015526 | 0.00015719 | 0 |  | 0.00015526 | 0.00015719 | 0
| 15 | 12 | 24 | Shoulder | 0.00015451 | 0.00015616 | 0 |  | 0.00015451 | 0.00015616 | 0
| 16 | 12 | 24 | Shoulder | 0.00015544 | 0.00015565 | 0 |  | 0.00015544 | 0.00015565 | 0
| 17 | 12 | 24 | Shoulder | 0.00016198 | 0.0001568 | 0 |  | 0.00016198 | 0.0001568 | 0
| 18 | 12 | 24 | Shoulder | 0.00016278 | 0.00015868 | 0 |  | 0.00016278 | 0.00015868 | 0
| 19 | 12 | 24 | Shoulder | 0.00015691 | 0.00015928 | 0 |  | 0.00015691 | 0.00015928 | 0
| 20 | 12 | 24 | Shoulder | 0.00015251 | 0.00015854 | 0 |  | 0.00015251 | 0.00015854 | 0
| 21 | 12 | 24 | Shoulder | 0.00014886 | 0.00015526 | 0 |  | 0.00014886 | 0.00015526 | 0
| 22 | 12 | 24 | Shoulder | 0.00014508 | 0.00015084 | 0 |  | 0.00014508 | 0.00015084 | 0
| 23 | 12 | 24 | Shoulder | 0.0001377 | 0.00014604 | 0 |  | 0.0001377 | 0.00014604 | 0
| 24 | 12 | 24 | Shoulder | 0.0001297 | 0.00014034 | 0 |  | 0.0001297 | 0.00014034 | 0
| 1 | 12 | 25 | Shoulder | 0.00012303 | 0.00013388 | 0 |  | 0.00012303 | 0.00013388 | 0
| 2 | 12 | 25 | Shoulder | 0.00011894 | 0.00012734 | 0 |  | 0.00011894 | 0.00012734 | 0
| 3 | 12 | 25 | Shoulder | 0.0001168 | 0.00012212 | 0 |  | 0.0001168 | 0.00012212 | 0
| 4 | 12 | 25 | Shoulder | 0.0001164 | 0.00011879 | 0 |  | 0.0001164 | 0.00011879 | 0
| 5 | 12 | 25 | Shoulder | 0.00011863 | 0.00011769 | 0 |  | 0.00011863 | 0.00011769 | 0
| 6 | 12 | 25 | Shoulder | 0.00012445 | 0.00011907 | 0 |  | 0.00012445 | 0.00011907 | 0
| 7 | 12 | 25 | Shoulder | 0.00013272 | 0.00012305 | 0 |  | 0.00013272 | 0.00012305 | 0
| 8 | 12 | 25 | Shoulder | 0.00014237 | 0.00012954 | 0 |  | 0.00014237 | 0.00012954 | 0
| 9 | 12 | 25 | Shoulder | 0.0001514 | 0.00013773 | 0 |  | 0.0001514 | 0.00013773 | 0
| 10 | 12 | 25 | Shoulder | 0.00015598 | 0.00014562 | 0 |  | 0.00015598 | 0.00014562 | 0
| 11 | 12 | 25 | Shoulder | 0.00015771 | 0.00015186 | 0 |  | 0.00015771 | 0.00015186 | 0
| 12 | 12 | 25 | Shoulder | 0.0001582 | 0.00015582 | 0 |  | 0.0001582 | 0.00015582 | 0
| 13 | 12 | 25 | Shoulder | 0.00015807 | 0.00015749 | 0 |  | 0.00015807 | 0.00015749 | 0
| 14 | 12 | 25 | Shoulder | 0.00015611 | 0.00015752 | 0 |  | 0.00015611 | 0.00015752 | 0
| 15 | 12 | 25 | Shoulder | 0.00015357 | 0.00015649 | 0 |  | 0.00015357 | 0.00015649 | 0
| 16 | 12 | 25 | Shoulder | 0.00015384 | 0.0001554 | 0 |  | 0.00015384 | 0.0001554 | 0
| 17 | 12 | 25 | Shoulder | 0.00016073 | 0.00015606 | 0 |  | 0.00016073 | 0.00015606 | 0
| 18 | 12 | 25 | Shoulder | 0.00016451 | 0.00015817 | 0 |  | 0.00016451 | 0.00015817 | 0
| 19 | 12 | 25 | Shoulder | 0.00016189 | 0.00016024 | 0 |  | 0.00016189 | 0.00016024 | 0
| 20 | 12 | 25 | Shoulder | 0.00015922 | 0.00016159 | 0 |  | 0.00015922 | 0.00016159 | 0
| 21 | 12 | 25 | Shoulder | 0.00015682 | 0.00016061 | 0 |  | 0.00015682 | 0.00016061 | 0
| 22 | 12 | 25 | Shoulder | 0.0001522 | 0.00015753 | 0 |  | 0.0001522 | 0.00015753 | 0
| 23 | 12 | 25 | Shoulder | 0.00014486 | 0.00015327 | 0 |  | 0.00014486 | 0.00015327 | 0
| 24 | 12 | 25 | Shoulder | 0.0001373 | 0.00014779 | 0 |  | 0.0001373 | 0.00014779 | 0
| 1 | 12 | 26 | Shoulder | 0.00013161 | 0.00014149 | 0 |  | 0.00013161 | 0.00014149 | 0
| 2 | 12 | 26 | Shoulder | 0.00012899 | 0.00013569 | 0 |  | 0.00012899 | 0.00013569 | 0
| 3 | 12 | 26 | Shoulder | 0.00012836 | 0.00013157 | 0 |  | 0.00012836 | 0.00013157 | 0
| 4 | 12 | 26 | Shoulder | 0.00012881 | 0.00012944 | 0 |  | 0.00012881 | 0.00012944 | 0
| 5 | 12 | 26 | Shoulder | 0.00013259 | 0.00012969 | 0 |  | 0.00013259 | 0.00012969 | 0
| 6 | 12 | 26 | Shoulder | 0.00013815 | 0.00013198 | 0 |  | 0.00013815 | 0.00013198 | 0
| 7 | 12 | 26 | Shoulder | 0.00014762 | 0.00013679 | 0 |  | 0.00014762 | 0.00013679 | 0
| 8 | 12 | 26 | Shoulder | 0.00015744 | 0.00014395 | 0 |  | 0.00015744 | 0.00014395 | 0
| 9 | 12 | 26 | Shoulder | 0.00016669 | 0.00015247 | 0 |  | 0.00016669 | 0.00015247 | 0
| 10 | 12 | 26 | Shoulder | 0.00017452 | 0.00016157 | 0 |  | 0.00017452 | 0.00016157 | 0
| 11 | 12 | 26 | Shoulder | 0.00017945 | 0.00016953 | 0 |  | 0.00017945 | 0.00016953 | 0
| 12 | 12 | 26 | Shoulder | 0.00018176 | 0.00017561 | 0 |  | 0.00018176 | 0.00017561 | 0
| 13 | 12 | 26 | Shoulder | 0.00018221 | 0.00017948 | 0 |  | 0.00018221 | 0.00017948 | 0
| 14 | 12 | 26 | Shoulder | 0.00018261 | 0.00018151 | 0 |  | 0.00018261 | 0.00018151 | 0
| 15 | 12 | 26 | Shoulder | 0.00018212 | 0.00018217 | 0 |  | 0.00018212 | 0.00018217 | 0
| 16 | 12 | 26 | Shoulder | 0.00018265 | 0.0001824 | 0 |  | 0.00018265 | 0.0001824 | 0.00018265 | 0
| 17 | 12 | 26 | Shoulder | 0.00019141 | 0.0001847 | 0 |  | 0.00019141 | 0.0001847 | 0.00019141 | 0
| 18 | 12 | 26 | Shoulder | 0.0001979 | 0.00018852 | 0 |  | 0.0001979 | 0.00018852 | 0.0001979 | 0
| 19 | 12 | 26 | Shoulder | 0.00019559 | 0.00019189 | 0 |  | 0.00019559 | 0.00019189 | 0.00019559 | 0
| 20 | 12 | 26 | Shoulder | 0.0001915 | 0.0001941 | 0 |  | 0.0001915 | 0.0001941 | 0
| 21 | 12 | 26 | Shoulder | 0.00018661 | 0.0001929 | 0 |  | 0.00018661 | 0.0001929 | 0
| 22 | 12 | 26 | Shoulder | 0.00017852 | 0.00018806 | 0 |  | 0.00017852 | 0.00018806 | 0
| 23 | 12 | 26 | Shoulder | 0.00016718 | 0.00018095 | 0 |  | 0.00016718 | 0.00018095 | 0
| 24 | 12 | 26 | Shoulder | 0.00015847 | 0.00017269 | 0 |  | 0.00015847 | 0.00017269 | 0
| 1 | 12 | 27 | Shoulder | 0.00015331 | 0.00016437 | 0 |  | 0.00015331 | 0.00016437 | 0
| 2 | 12 | 27 | Shoulder | 0.00015184 | 0.0001577 | 0 |  | 0.00015184 | 0.0001577 | 0
| 3 | 12 | 27 | Shoulder | 0.00015153 | 0.00015379 | 0 |  | 0.00015153 | 0.00015379 | 0
| 4 | 12 | 27 | Shoulder | 0.00015313 | 0.00015245 | 0 |  | 0.00015313 | 0.00015245 | 0
| 5 | 12 | 27 | Shoulder | 0.00015909 | 0.0001539 | 0 |  | 0.00015909 | 0.0001539 | 0
| 6 | 12 | 27 | Shoulder | 0.00016865 | 0.0001581 | 0 |  | 0.00016865 | 0.0001581 | 0
| 7 | 12 | 27 | Shoulder | 0.00018003 | 0.00016522 | 0 |  | 0.00018003 | 0.00016522 | 0
| 8 | 12 | 27 | Shoulder | 0.00018941 | 0.00017429 | 0 |  | 0.00018941 | 0.00017429 | 0
| 9 | 12 | 27 | Shoulder | 0.00019581 | 0.00018348 | 0 |  | 0.00019581 | 0.00018348 | 0
| 10 | 12 | 27 | Shoulder | 0.00019968 | 0.00019123 | 0 |  | 0.00019968 | 0.00019123 | 0
| 11 | 12 | 27 | Shoulder | 0.00019973 | 0.00019616 | 0 |  | 0.00019973 | 0.00019616 | 0
| 12 | 12 | 27 | Shoulder | 0.00019808 | 0.00019833 | 0 |  | 0.00019808 | 0.00019833 | 0
| 13 | 12 | 27 | Shoulder | 0.00019568 | 0.00019829 | 0 |  | 0.00019568 | 0.00019829 | 0
| 14 | 12 | 27 | Shoulder | 0.00019235 | 0.00019646 | 0 |  | 0.00019235 | 0.00019646 | 0
| 15 | 12 | 27 | Shoulder | 0.00019159 | 0.00019442 | 0 |  | 0.00019159 | 0.00019442 | 0
| 16 | 12 | 27 | Shoulder | 0.00019532 | 0.00019374 | 0 |  | 0.00019532 | 0.00019374 | 0.00019532 | 0
| 17 | 12 | 27 | Shoulder | 0.00020444 | 0.00019593 | 0 |  | 0.00020444 | 0.00019593 | 0.00020444 | 0
| 18 | 12 | 27 | Shoulder | 0.0002108 | 0.00020054 | 0 |  | 0.0002108 | 0.00020054 | 0.0002108 | 0
| 19 | 12 | 27 | Shoulder | 0.00020555 | 0.00020403 | 0 |  | 0.00020555 | 0.00020403 | 0.00020555 | 0
| 20 | 12 | 27 | Shoulder | 0.00019888 | 0.00020492 | 0 |  | 0.00019888 | 0.00020492 | 0
| 21 | 12 | 27 | Shoulder | 0.00019132 | 0.00020164 | 0 |  | 0.00019132 | 0.00020164 | 0
| 22 | 12 | 27 | Shoulder | 0.00018132 | 0.00019427 | 0 |  | 0.00018132 | 0.00019427 | 0
| 23 | 12 | 27 | Shoulder | 0.00016887 | 0.0001851 | 0 |  | 0.00016887 | 0.0001851 | 0
| 24 | 12 | 27 | Shoulder | 0.00015811 | 0.00017491 | 0 |  | 0.00015811 | 0.00017491 | 0
| 1 | 12 | 28 | Shoulder | 0.0001514 | 0.00016492 | 0 |  | 0.0001514 | 0.00016492 | 0
| 2 | 12 | 28 | Shoulder | 0.00014828 | 0.00015666 | 0 |  | 0.00014828 | 0.00015666 | 0
| 3 | 12 | 28 | Shoulder | 0.00014677 | 0.00015114 | 0 |  | 0.00014677 | 0.00015114 | 0
| 4 | 12 | 28 | Shoulder | 0.00014882 | 0.00014882 | 0 |  | 0.00014882 | 0.00014882 | 0
| 5 | 12 | 28 | Shoulder | 0.00015326 | 0.00014928 | 0 |  | 0.00015326 | 0.00014928 | 0
| 6 | 12 | 28 | Shoulder | 0.00016238 | 0.00015281 | 0 |  | 0.00016238 | 0.00015281 | 0
| 7 | 12 | 28 | Shoulder | 0.00017336 | 0.00015945 | 0 |  | 0.00017336 | 0.00015945 | 0
| 8 | 12 | 28 | Shoulder | 0.00018252 | 0.00016788 | 0 |  | 0.00018252 | 0.00016788 | 0
| 9 | 12 | 28 | Shoulder | 0.0001883 | 0.00017664 | 0 |  | 0.0001883 | 0.00017664 | 0
| 10 | 12 | 28 | Shoulder | 0.0001911 | 0.00018382 | 0 |  | 0.0001911 | 0.00018382 | 0
| 11 | 12 | 28 | Shoulder | 0.0001927 | 0.00018866 | 0 |  | 0.0001927 | 0.00018866 | 0
| 12 | 12 | 28 | Shoulder | 0.0001919 | 0.000191 | 0 |  | 0.0001919 | 0.000191 | 0
| 13 | 12 | 28 | Shoulder | 0.00019066 | 0.00019159 | 0 |  | 0.00019066 | 0.00019159 | 0
| 14 | 12 | 28 | Shoulder | 0.00018781 | 0.00019077 | 0 |  | 0.00018781 | 0.00019077 | 0
| 15 | 12 | 28 | Shoulder | 0.00018657 | 0.00018923 | 0 |  | 0.00018657 | 0.00018923 | 0
| 16 | 12 | 28 | Shoulder | 0.00018812 | 0.00018829 | 0 |  | 0.00018812 | 0.00018829 | 0.00018812 | 0
| 17 | 12 | 28 | Shoulder | 0.00019581 | 0.00018958 | 0 |  | 0.00019581 | 0.00018958 | 0.00019581 | 0
| 18 | 12 | 28 | Shoulder | 0.00020217 | 0.00019317 | 0 |  | 0.00020217 | 0.00019317 | 0.00020217 | 0
| 19 | 12 | 28 | Shoulder | 0.00019804 | 0.00019604 | 0 |  | 0.00019804 | 0.00019604 | 0.00019804 | 0
| 20 | 12 | 28 | Shoulder | 0.00019195 | 0.00019699 | 0 |  | 0.00019195 | 0.00019699 | 0
| 21 | 12 | 28 | Shoulder | 0.00018439 | 0.00019414 | 0 |  | 0.00018439 | 0.00019414 | 0
| 22 | 12 | 28 | Shoulder | 0.00017509 | 0.00018737 | 0 |  | 0.00017509 | 0.00018737 | 0
| 23 | 12 | 28 | Shoulder | 0.00016233 | 0.00017844 | 0 |  | 0.00016233 | 0.00017844 | 0
| 24 | 12 | 28 | Shoulder | 0.00015184 | 0.00016841 | 0 |  | 0.00015184 | 0.00016841 | 0
| 1 | 12 | 29 | Shoulder | 0.00014624 | 0.00015888 | 0 |  | 0.00014624 | 0.00015888 | 0
| 2 | 12 | 29 | Shoulder | 0.0001437 | 0.00015103 | 0 |  | 0.0001437 | 0.00015103 | 0
| 3 | 12 | 29 | Shoulder | 0.00014366 | 0.00014636 | 0 |  | 0.00014366 | 0.00014636 | 0
| 4 | 12 | 29 | Shoulder | 0.00014615 | 0.00014494 | 0 |  | 0.00014615 | 0.00014494 | 0
| 5 | 12 | 29 | Shoulder | 0.00015184 | 0.00014634 | 0 |  | 0.00015184 | 0.00014634 | 0
| 6 | 12 | 29 | Shoulder | 0.00016189 | 0.00015088 | 0 |  | 0.00016189 | 0.00015088 | 0
| 7 | 12 | 29 | Shoulder | 0.00017434 | 0.00015855 | 0 |  | 0.00017434 | 0.00015855 | 0
| 8 | 12 | 29 | Shoulder | 0.00018492 | 0.00016825 | 0 |  | 0.00018492 | 0.00016825 | 0
| 9 | 12 | 29 | Shoulder | 0.00019128 | 0.00017811 | 0 |  | 0.00019128 | 0.00017811 | 0
| 10 | 12 | 29 | Shoulder | 0.00019301 | 0.00018589 | 0 |  | 0.00019301 | 0.00018589 | 0
| 11 | 12 | 29 | Shoulder | 0.00019101 | 0.00019006 | 0 |  | 0.00019101 | 0.00019006 | 0
| 12 | 12 | 29 | Shoulder | 0.00018768 | 0.00019075 | 0 |  | 0.00018768 | 0.00019075 | 0
| 13 | 12 | 29 | Shoulder | 0.00018403 | 0.00018893 | 0 |  | 0.00018403 | 0.00018893 | 0
| 14 | 12 | 29 | Shoulder | 0.00018105 | 0.00018594 | 0 |  | 0.00018105 | 0.00018594 | 0
| 15 | 12 | 29 | Shoulder | 0.00018074 | 0.00018338 | 0 |  | 0.00018074 | 0.00018338 | 0
| 16 | 12 | 29 | Shoulder | 0.00018443 | 0.00018256 | 0 |  | 0.00018443 | 0.00018256 | 0.00018443 | 0
| 17 | 12 | 29 | Shoulder | 0.00019426 | 0.00018512 | 0 |  | 0.00019426 | 0.00018512 | 0.00019426 | 0
| 18 | 12 | 29 | Shoulder | 0.00020191 | 0.00019033 | 0 |  | 0.00020191 | 0.00019033 | 0.00020191 | 0
| 19 | 12 | 29 | Shoulder | 0.0001979 | 0.00019462 | 0 |  | 0.0001979 | 0.00019462 | 0.0001979 | 0
| 20 | 12 | 29 | Shoulder | 0.00019195 | 0.0001965 | 0 |  | 0.00019195 | 0.0001965 | 0
| 21 | 12 | 29 | Shoulder | 0.00018452 | 0.00019407 | 0 |  | 0.00018452 | 0.00019407 | 0
| 22 | 12 | 29 | Shoulder | 0.00017483 | 0.0001873 | 0 |  | 0.00017483 | 0.0001873 | 0
| 23 | 12 | 29 | Shoulder | 0.00016345 | 0.00017868 | 0 |  | 0.00016345 | 0.00017868 | 0
| 24 | 12 | 29 | Shoulder | 0.00015309 | 0.00016897 | 0 |  | 0.00015309 | 0.00016897 | 0
| 1 | 12 | 30 | Shoulder | 0.00014539 | 0.00015919 | 0 |  | 0.00014539 | 0.00015919 | 0
| 2 | 12 | 30 | Shoulder | 0.0001421 | 0.00015101 | 0 |  | 0.0001421 | 0.00015101 | 0
| 3 | 12 | 30 | Shoulder | 0.00014099 | 0.00014539 | 0 |  | 0.00014099 | 0.00014539 | 0
| 4 | 12 | 30 | Shoulder | 0.00014108 | 0.00014239 | 0 |  | 0.00014108 | 0.00014239 | 0
| 5 | 12 | 30 | Shoulder | 0.00014526 | 0.00014236 | 0 |  | 0.00014526 | 0.00014236 | 0
| 6 | 12 | 30 | Shoulder | 0.00015313 | 0.00014512 | 0 |  | 0.00015313 | 0.00014512 | 0
| 7 | 12 | 30 | Shoulder | 0.00016264 | 0.00015053 | 0 |  | 0.00016264 | 0.00015053 | 0
| 8 | 12 | 30 | Shoulder | 0.00016998 | 0.00015775 | 0 |  | 0.00016998 | 0.00015775 | 0
| 9 | 12 | 30 | Shoulder | 0.00017438 | 0.00016503 | 0 |  | 0.00017438 | 0.00016503 | 0
| 10 | 12 | 30 | Shoulder | 0.00017874 | 0.00017144 | 0 |  | 0.00017874 | 0.00017144 | 0
| 11 | 12 | 30 | Shoulder | 0.00018012 | 0.00017581 | 0 |  | 0.00018012 | 0.00017581 | 0
| 12 | 12 | 30 | Shoulder | 0.00018007 | 0.00017833 | 0 |  | 0.00018007 | 0.00017833 | 0
| 13 | 12 | 30 | Shoulder | 0.00017812 | 0.00017926 | 0 |  | 0.00017812 | 0.00017926 | 0
| 14 | 12 | 30 | Shoulder | 0.00017598 | 0.00017857 | 0 |  | 0.00017598 | 0.00017857 | 0
| 15 | 12 | 30 | Shoulder | 0.00017483 | 0.00017725 | 0 |  | 0.00017483 | 0.00017725 | 0
| 16 | 12 | 30 | Shoulder | 0.00017594 | 0.00017622 | 0 |  | 0.00017594 | 0.00017622 | 0.00017594 | 0
| 17 | 12 | 30 | Shoulder | 0.00018345 | 0.00017755 | 0 |  | 0.00018345 | 0.00017755 | 0.00018345 | 0
| 18 | 12 | 30 | Shoulder | 0.00019101 | 0.00018131 | 0 |  | 0.00019101 | 0.00018131 | 0.00019101 | 0
| 19 | 12 | 30 | Shoulder | 0.00018692 | 0.00018433 | 0 |  | 0.00018692 | 0.00018433 | 0.00018692 | 0
| 20 | 12 | 30 | Shoulder | 0.00018056 | 0.00018549 | 0 |  | 0.00018056 | 0.00018549 | 0
| 21 | 12 | 30 | Shoulder | 0.00017456 | 0.00018326 | 0 |  | 0.00017456 | 0.00018326 | 0
| 22 | 12 | 30 | Shoulder | 0.00016553 | 0.0001769 | 0 |  | 0.00016553 | 0.0001769 | 0
| 23 | 12 | 30 | Shoulder | 0.00015473 | 0.00016885 | 0 |  | 0.00015473 | 0.00016885 | 0
| 24 | 12 | 30 | Shoulder | 0.00014433 | 0.00015979 | 0 |  | 0.00014433 | 0.00015979 | 0
| 1 | 12 | 31 | Shoulder | 0.0001381 | 0.00015067 | 0 |  | 0.0001381 | 0.00015067 | 0
| 2 | 12 | 31 | Shoulder | 0.0001353 | 0.00014311 | 0 |  | 0.0001353 | 0.00014311 | 0
| 3 | 12 | 31 | Shoulder | 0.00013472 | 0.00013811 | 0 |  | 0.00013472 | 0.00013811 | 0
| 4 | 12 | 31 | Shoulder | 0.00013637 | 0.00013612 | 0 |  | 0.00013637 | 0.00013612 | 0
| 5 | 12 | 31 | Shoulder | 0.00014068 | 0.00013677 | 0 |  | 0.00014068 | 0.00013677 | 0
| 6 | 12 | 31 | Shoulder | 0.00014873 | 0.00014012 | 0 |  | 0.00014873 | 0.00014012 | 0
| 7 | 12 | 31 | Shoulder | 0.00015833 | 0.00014603 | 0 |  | 0.00015833 | 0.00014603 | 0
| 8 | 12 | 31 | Shoulder | 0.00016745 | 0.0001538 | 0 |  | 0.00016745 | 0.0001538 | 0
| 9 | 12 | 31 | Shoulder | 0.00017434 | 0.00016221 | 0 |  | 0.00017434 | 0.00016221 | 0
| 10 | 12 | 31 | Shoulder | 0.00017896 | 0.00016977 | 0 |  | 0.00017896 | 0.00016977 | 0
| 11 | 12 | 31 | Shoulder | 0.00017834 | 0.00017477 | 0 |  | 0.00017834 | 0.00017477 | 0
| 12 | 12 | 31 | Shoulder | 0.00017549 | 0.00017678 | 0 |  | 0.00017549 | 0.00017678 | 0
| 13 | 12 | 31 | Shoulder | 0.00017252 | 0.00017633 | 0 |  | 0.00017252 | 0.00017633 | 0
| 14 | 12 | 31 | Shoulder | 0.00016989 | 0.00017406 | 0 |  | 0.00016989 | 0.00017406 | 0
| 15 | 12 | 31 | Shoulder | 0.00016963 | 0.00017188 | 0 |  | 0.00016963 | 0.00017188 | 0
| 16 | 12 | 31 | Shoulder | 0.000173 | 0.00017126 | 0 |  | 0.000173 | 0.00017126 | 0.000173 | 0
| 17 | 12 | 31 | Shoulder | 0.00018465 | 0.00017429 | 0 |  | 0.00018465 | 0.00017429 | 0.00018465 | 0
| 18 | 12 | 31 | Shoulder | 0.00019537 | 0.00018066 | 0 |  | 0.00019537 | 0.00018066 | 0.00019537 | 0
| 19 | 12 | 31 | Shoulder | 0.00019252 | 0.00018639 | 0 |  | 0.00019252 | 0.00018639 | 0.00019252 | 0
| 20 | 12 | 31 | Shoulder | 0.00018679 | 0.00018983 | 0 |  | 0.00018679 | 0.00018983 | 0
| 21 | 12 | 31 | Shoulder | 0.00018234 | 0.00018926 | 0 |  | 0.00018234 | 0.00018926 | 0
| 22 | 12 | 31 | Shoulder | 0.00017554 | 0.0001843 | 0 |  | 0.00017554 | 0.0001843 | 0
| 23 | 12 | 31 | Shoulder | 0.00016749 | 0.00017804 | 0 |  | 0.00016749 | 0.00017804 | 0
| 24 | 12 | 31 | Shoulder | 0.00016207 | 0.00017186 | 0 |  | 0.00016207 | 0.00017186 | 0

## Summary
PSE DR Results
|  |  |  | Summer | [5 empty] | Winter
| Summer Match | Winter Match | Product-Option | TRC Levelized Cost ($/kW-year) | 5-Year Achievable Potential (MW) | 10-Year Achievable Potential (MW) | 20-Year Achievable Potential (MW) | Final Year Achievable Potential (MW) | Final Year Potential % of System Peak | TRC Levelized Cost ($/kW-year) | 5-Year Achievable Potential (MW) | 10-Year Achievable Potential (MW) | 20-Year Achievable Potential (MW) | Final Year Achievable Potential (MW) | Final Year Potential % of System Peak | Summer Rank - TRC | Winter Rank - TRC
| ResERWHDLCSwch-Summer | ResERWHDLCSwch-Winter | Residential ERWH DLC Switch | 73.7421 | 30.6003 | 14.3487 | 0 | 0 | 0% | 24.2687 | 45.9004 | 21.523 | 0 | 0 | 0% | 12 | 12
| ResERWHDLCGrd-Summer | ResERWHDLCGrd-Winter | Residential ERWH DLC Grid-Enabled | -4.3081 | 12.4987 | 41.2962 | 39.4651 | 21.5316 | 0.39% | -27.7648 | 18.7481 | 61.9444 | 59.1977 | 32.2973 | 0.5186% | 8 | 9
| ResHPWHDLCSwch-Summer | ResHPWHDLCSwch-Winter | Residential HPWH DLC Switch | 480.9276 | 2.3067 | 2.4675 | 0 | 0 | 0% | 203.1248 | 4.6135 | 4.935 | 0 | 0 | 0% | 15 | 15
| ResHPWHDLCGrd-Summer | ResHPWHDLCGrd-Winter | Residential HPWH DLC Grid-Enabled | 257.4545 | 0.94218 | 7.1016 | 22.4934 | 29.1257 | 0.5276% | 91.3882 | 1.8844 | 14.2033 | 44.9868 | 58.2513 | 0.9354% | 14 | 13
|  |  | Total Water Heat |  | 46.3479 | 65.2141 | 61.9585 | 50.6572 |  |  | 71.1463 | 102.6057 | 104.1845 | 90.5487
| NRCoolSwchMed-Summer | NRHeatSwchMed-Winter | Medium Commercial HVAC DLC Switch | -42.256 | 62.4761 | 65.8022 | 72.5009 | 77.2149 | 1.399% | -33.0221 | 14.9207 | 15.7151 | 17.3149 | 18.4407 | 0.2961% | 3 | 7
| NRCoolSwchSm-Summer | NRHeatSwchSm-Winter | Small Commercial HVAC DLC Switch | 64.4417 | 4.3486 | 4.5253 | 4.9685 | 5.2916 | 0.09585% | -0.044764 | 2.2387 | 2.3379 | 2.5696 | 2.7367 | 0.04395% | 11 | 11
| ResBYOT-Summer | ResBYOT-Winter | Residential BYOT | -40.4549 | 34.3662 | 66.149 | 86.8302 | 99.7783 | 1.807% | -56.2573 | 49.9223 | 87.5541 | 100.9533 | 108.0447 | 1.735% | 4 | 3
| ResEVSEDLCSwch-Summer | ResEVSEDLCSwch-Winter | Residential EVSE DLC Switch | 105.4295 | 10.3438 | 21.4177 | 40.2113 | 41.5614 | 0.7528% | 105.4295 | 10.3438 | 21.4177 | 40.2113 | 41.5614 | 0.6674% | 13 | 14
| ResACSwch-Summer | ResHeatSwitch-Winter | Residential HVAC DLC Switch | 51.8738 | 32.1807 | 35.2924 | 43.4695 | 49.5165 | 0.8969% | -23.8651 | 80.1891 | 82.6954 | 90.9741 | 97.3645 | 1.564% | 10 | 10
| NRCurtailCom-Summer | NRCurtailCom-Winter | Commercial Curtailment | -28.4819 | 16.0165 | 16.7947 | 18.3101 | 19.9544 | 0.3615% | -28.3853 | 13.0784 | 13.7138 | 14.9512 | 16.2939 | 0.2617% | 7 | 8
| NRCurtailInd-Summer | NRCurtailInd-Winter | Industrial Curtailment | -36.8175 | 5.4257 | 5.3002 | 5.1168 | 4.9073 | 0.08889% | -36.772 | 5.2539 | 5.1324 | 4.9548 | 4.7519 | 0.07631% | 5 | 4
| NRTstatSm-Summer | NRTstatSm-Winter | Small Commercial BYOT | -3.3136 | 2.447 | 3.0691 | 3.5377 | 3.7678 | 0.06825% | -36.3196 | 1.9206 | 2.4322 | 2.8098 | 2.9925 | 0.04805% | 9 | 5
| ResCPP-Summer | ResCPP-Winter | Residential CPP | -66.4159 | 53.3986 | 58.3632 | 68.9199 | 74.2836 | 1.346% | -56.2878 | 23.9901 | 26.2206 | 30.9633 | 33.3731 | 0.5359% | 1 | 2
| ComCPP-Summer | ComCPP-Winter | Commercial CPP | -60.5304 | 21.209 | 22.2395 | 24.2462 | 26.4236 | 0.4786% | -57.0912 | 17.0614 | 17.8904 | 19.5046 | 21.2562 | 0.3413% | 2 | 1
| IndCPP-Summer | IndCPP-Winter | Industrial CPP | -34.8095 | 1.7579 | 1.7173 | 1.6578 | 1.59 | 0.0288% | -33.701 | 1.7104 | 1.6708 | 1.613 | 1.547 | 0.02484% | 6 | 6
Note on F3: Dylan Harmon: 2028
Note on G3: Dylan Harmon: 2033
Note on H3: Dylan Harmon: 2043
Note on I3: Sabrinna Rios Romero: 2050
Note on L3: Dylan Harmon: 2028
Note on M3: Dylan Harmon: 2033
Note on N3: Dylan Harmon: 2043
Note on O3: Sabrinna Rios Romero: 2050

## Annual Potential
PSE DR Annual Potential
Summer Achievable Potential (MW)
| Summer Match | Product Category | Product-Option | 2024 | 2025 | 2026 | 2027 | 2028 | 2029 | 2030 | 2031 | 2032 | 2033 | 2034 | 2035 | 2036 | 2037 | 2038 | 2039 | 2040 | 2041 | 2042 | 2043 | 2044 | 2045 | 2046 | 2047 | 2048 | 2049 | 2050
| ResERWHDLCSwch-Summer | Res DLC Water Heat | Residential ERWH DLC Switch | 8.4671 | 15.8706 | 22.093 | 27.0292 | 30.6003 | 27.3077 | 23.9678 | 20.6493 | 17.4221 | 14.3487 | 11.4784 | 9.1312 | 6.9325 | 4.889 | 0 | 0 | 0 | 0 | 0 | 0 | 0 | 0 | 0 | 0 | 0 | 0 | 0
| ResERWHDLCGrd-Summer | Res DLC Water Heat | Residential ERWH DLC Grid-Enabled | 0.44564 | 1.9615 | 4.5251 | 8.0736 | 12.4987 | 17.6449 | 23.3178 | 29.2986 | 35.3632 | 41.2962 | 42.634 | 44.7114 | 46.4175 | 47.7397 | 54.6793 | 51.7685 | 48.7877 | 45.7409 | 42.6325 | 39.4651 | 36.2404 | 32.9583 | 29.6085 | 23.9727 | 23.1788 | 22.3651 | 21.5316
| ResHPWHDLCSwch-Summer | Res DLC Water Heat | Residential HPWH DLC Switch | 0.42537 | 0.85541 | 1.3044 | 1.7855 | 2.3067 | 2.3882 | 2.4619 | 2.5107 | 2.5176 | 2.4675 | 2.3489 | 2.0836 | 1.7632 | 1.3863 | 0 | 0 | 0 | 0 | 0 | 0 | 0 | 0 | 0 | 0 | 0 | 0 | 0
| ResHPWHDLCGrd-Summer | Res DLC Water Heat | Residential HPWH DLC Grid-Enabled | 0.022388 | 0.10573 | 0.26716 | 0.53333 | 0.94218 | 1.5431 | 2.3951 | 3.5624 | 5.1103 | 7.1016 | 8.7243 | 10.2023 | 11.8057 | 13.5371 | 17.3019 | 18.3083 | 19.3291 | 20.3655 | 21.4195 | 22.4934 | 23.5899 | 24.7118 | 25.8543 | 27.5546 | 28.0734 | 28.5971 | 29.1257
|  |  | Total Water Heat | 9.3605 | 18.7932 | 28.1896 | 37.4216 | 46.3479 | 48.884 | 52.1426 | 56.021 | 60.4132 | 65.2141 | 65.1856 | 66.1285 | 66.9188 | 67.5521 | 71.9813 | 70.0768 | 68.1168 | 66.1064 | 64.052 | 61.9585 | 59.8303 | 57.67 | 55.4627 | 51.5272 | 51.2522 | 50.9622 | 50.6572
| NRCoolSwchMed-Summer | Non-Res DLC HVAC | Medium Commercial HVAC DLC Switch | 11.9465 | 24.1785 | 36.6807 | 49.4461 | 62.4761 | 63.1455 | 63.8138 | 64.4789 | 65.1405 | 65.8022 | 66.4684 | 67.1399 | 67.813 | 68.4859 | 69.1579 | 69.829 | 70.4983 | 71.1659 | 71.8333 | 72.5009 | 73.1703 | 73.8434 | 74.5179 | 75.1922 | 75.8663 | 76.5406 | 77.2149
| NRCoolSwchSm-Summer | Non-Res DLC HVAC | Small Commercial HVAC DLC Switch | 0.85015 | 1.7102 | 2.5787 | 3.457 | 4.3486 | 4.3795 | 4.4132 | 4.449 | 4.4864 | 4.5253 | 4.5657 | 4.6074 | 4.6501 | 4.6934 | 4.7394 | 4.7854 | 4.8313 | 4.877 | 4.9228 | 4.9685 | 5.0144 | 5.0605 | 5.1067 | 5.1529 | 5.1991 | 5.2453 | 5.2916
| ResBYOT-Summer | Res DLC HVAC | Residential BYOT | 4.1306 | 11.0435 | 21.5202 | 27.5172 | 34.3662 | 41.7028 | 49.0267 | 55.8042 | 61.6122 | 66.149 | 69.5792 | 72.1711 | 74.2964 | 76.1973 | 78.0039 | 79.7717 | 81.5277 | 83.2834 | 85.0482 | 86.8302 | 88.6373 | 90.4776 | 92.3315 | 94.1878 | 96.048 | 97.9115 | 99.7783
| ResEVSEDLCSwch-Summer | Res DLC EV | Residential EVSE DLC Switch | 0.67095 | 1.9246 | 3.8946 | 6.6651 | 10.3438 | 12.3874 | 14.5557 | 16.8081 | 19.1623 | 21.4177 | 23.7417 | 26.0282 | 28.3264 | 30.3785 | 32.4118 | 34.3244 | 36.2122 | 37.7193 | 39.0934 | 40.2113 | 41.161 | 41.5614 | 41.5614 | 41.5614 | 41.5614 | 41.5614 | 41.5614
| ResACSwch-Summer | Res DLC HVAC | Residential HVAC DLC Switch | 5.8792 | 12.0685 | 18.5382 | 25.2504 | 32.1807 | 32.7689 | 33.351 | 33.9516 | 34.5926 | 35.2924 | 36.0473 | 36.8442 | 37.6637 | 38.4937 | 39.3253 | 40.1544 | 40.9804 | 41.8056 | 42.634 | 43.4695 | 44.3162 | 45.1781 | 46.0454 | 46.9126 | 47.7802 | 48.6482 | 49.5165
| NRCurtailCom-Summer | C&I Curtailment | Commercial Curtailment | 3.1276 | 6.2908 | 9.4676 | 12.6943 | 16.0165 | 16.1238 | 16.3209 | 16.5173 | 16.7128 | 16.7947 | 16.9834 | 17.1599 | 17.3726 | 17.4784 | 17.5575 | 17.7042 | 17.922 | 18.0212 | 18.1634 | 18.3101 | 18.5037 | 18.6032 | 18.7837 | 19.5989 | 19.7698 | 19.8656 | 19.9544
| NRCurtailInd-Summer | C&I Curtailment | Industrial Curtailment | 1.1235 | 2.2127 | 3.2876 | 4.3501 | 5.4257 | 5.3859 | 5.3708 | 5.3467 | 5.3371 | 5.3002 | 5.2891 | 5.2701 | 5.2682 | 5.2312 | 5.2045 | 5.1898 | 5.1873 | 5.1542 | 5.1376 | 5.1168 | 5.1107 | 5.0747 | 5.0546 | 5.0305 | 5.0114 | 4.9585 | 4.9073
| NRTstatSm-Summer | Non-Res DLC HVAC | Small Commercial BYOT | 0.50161 | 1.1708 | 2.0121 | 2.249 | 2.447 | 2.6136 | 2.7548 | 2.8752 | 2.9789 | 3.0691 | 3.1486 | 3.2195 | 3.2834 | 3.3416 | 3.3745 | 3.4073 | 3.44 | 3.4726 | 3.5052 | 3.5377 | 3.5704 | 3.6032 | 3.6362 | 3.6691 | 3.7019 | 3.7349 | 3.7678
| ResCPP-Summer | Res CPP | Residential CPP | 16.6395 | 33.725 | 51.6392 | 52.4398 | 53.3986 | 54.1479 | 55.1723 | 56.2944 | 57.5848 | 58.3632 | 59.5185 | 60.6773 | 62.0537 | 62.97 | 64.0282 | 65.082 | 66.2479 | 67.0612 | 67.7263 | 68.9199 | 69.8871 | 70.5307 | 71.3326 | 72.1123 | 73.0124 | 73.6334 | 74.2836
| ComCPP-Summer | Com CPP | Commercial CPP | 6.9027 | 13.8838 | 20.8951 | 21.0122 | 21.209 | 21.3512 | 21.6121 | 21.8722 | 22.1311 | 22.2395 | 22.4894 | 22.7231 | 23.0048 | 23.1449 | 23.2496 | 23.4439 | 23.7323 | 23.8637 | 24.052 | 24.2462 | 24.5026 | 24.6343 | 24.8734 | 25.9529 | 26.1792 | 26.3061 | 26.4236
| IndCPP-Summer | Ind CPP | Industrial CPP | 0.60671 | 1.1949 | 1.7753 | 1.7618 | 1.7579 | 1.745 | 1.7401 | 1.7323 | 1.7292 | 1.7173 | 1.7137 | 1.7075 | 1.7069 | 1.6949 | 1.6863 | 1.6815 | 1.6807 | 1.67 | 1.6646 | 1.6578 | 1.6559 | 1.6442 | 1.6377 | 1.6299 | 1.6237 | 1.6066 | 1.59
Winter Achievable Potential (MW)
| Winter Match | Product Category | Product-Option | 2024 | 2025 | 2026 | 2027 | 2028 | 2029 | 2030 | 2031 | 2032 | 2033 | 2034 | 2035 | 2036 | 2037 | 2038 | 2039 | 2040 | 2041 | 2042 | 2043 | 2044 | 2045 | 2046 | 2047 | 2048 | 2049 | 2050
| ResERWHDLCSwch-Winter | Res DLC Water Heat | Residential ERWH DLC Switch | 12.7007 | 23.8059 | 33.1394 | 40.5437 | 45.9004 | 40.9615 | 35.9517 | 30.9739 | 26.1332 | 21.523 | 17.2176 | 13.6968 | 10.3987 | 7.3335 | 0 | 0 | 0 | 0 | 0 | 0 | 0 | 0 | 0 | 0 | 0 | 0 | 0
| ResERWHDLCGrd-Winter | Res DLC Water Heat | Residential ERWH DLC Grid-Enabled | 0.66846 | 2.9423 | 6.7876 | 12.1105 | 18.7481 | 26.4674 | 34.9767 | 43.9479 | 53.0448 | 61.9444 | 63.9511 | 67.0671 | 69.6262 | 71.6095 | 82.019 | 77.6528 | 73.1815 | 68.6114 | 63.9487 | 59.1977 | 54.3605 | 49.4374 | 44.4127 | 35.959 | 34.7682 | 33.5476 | 32.2973
| ResHPWHDLCSwch-Winter | Res DLC Water Heat | Residential HPWH DLC Switch | 0.85075 | 1.7108 | 2.6087 | 3.571 | 4.6135 | 4.7764 | 4.9237 | 5.0215 | 5.0353 | 4.935 | 4.6977 | 4.1671 | 3.5264 | 2.7727 | 0 | 0 | 0 | 0 | 0 | 0 | 0 | 0 | 0 | 0 | 0 | 0 | 0
| ResHPWHDLCGrd-Winter | Res DLC Water Heat | Residential HPWH DLC Grid-Enabled | 0.044776 | 0.21145 | 0.53432 | 1.0667 | 1.8844 | 3.0863 | 4.7902 | 7.1248 | 10.2205 | 14.2033 | 17.4487 | 20.4046 | 23.6113 | 27.0742 | 34.6039 | 36.6166 | 38.6582 | 40.731 | 42.839 | 44.9868 | 47.1798 | 49.4235 | 51.7085 | 55.1091 | 56.1468 | 57.1942 | 58.2513
|  |  | Total Water Heat | 14.2646 | 28.6704 | 43.0701 | 57.2919 | 71.1463 | 75.2916 | 80.6423 | 87.0681 | 94.4337 | 102.6057 | 103.3151 | 105.3356 | 107.1626 | 108.7899 | 116.6229 | 114.2694 | 111.8397 | 109.3424 | 106.7877 | 104.1845 | 101.5403 | 98.8609 | 96.1212 | 91.0681 | 90.915 | 90.7419 | 90.5487
| NRHeatSwchMed-Winter | Non-Res DLC HVAC | Medium Commercial HVAC DLC Switch | 2.8531 | 5.7744 | 8.7602 | 11.8089 | 14.9207 | 15.0806 | 15.2402 | 15.399 | 15.557 | 15.7151 | 15.8742 | 16.0345 | 16.1953 | 16.356 | 16.5165 | 16.6767 | 16.8366 | 16.996 | 17.1554 | 17.3149 | 17.4747 | 17.6355 | 17.7966 | 17.9576 | 18.1186 | 18.2796 | 18.4407
| NRHeatSwchSm-Winter | Non-Res DLC HVAC | Small Commercial HVAC DLC Switch | 0.43486 | 0.87632 | 1.3237 | 1.7774 | 2.2387 | 2.257 | 2.2763 | 2.2963 | 2.3168 | 2.3379 | 2.3596 | 2.3819 | 2.4045 | 2.4273 | 2.4511 | 2.4749 | 2.4986 | 2.5223 | 2.5459 | 2.5696 | 2.5933 | 2.6172 | 2.6411 | 2.665 | 2.6889 | 2.7128 | 2.7367
| ResBYOT-Winter | Res DLC HVAC | Residential BYOT | 6.7653 | 17.4321 | 32.927 | 40.9608 | 49.9223 | 59.2653 | 68.2976 | 76.3291 | 82.8549 | 87.5541 | 90.7201 | 92.7572 | 94.1753 | 95.296 | 96.2907 | 97.233 | 98.1572 | 99.0782 | 100.0071 | 100.9533 | 101.9264 | 102.9353 | 103.9572 | 104.9791 | 106.0009 | 107.0228 | 108.0447
| ResEVSEDLCSwch-Winter | Res DLC EV | Residential EVSE DLC Switch | 0.67095 | 1.9246 | 3.8946 | 6.6651 | 10.3438 | 12.3874 | 14.5557 | 16.8081 | 19.1623 | 21.4177 | 23.7417 | 26.0282 | 28.3264 | 30.3785 | 32.4118 | 34.3244 | 36.2122 | 37.7193 | 39.0934 | 40.2113 | 41.161 | 41.5614 | 41.5614 | 41.5614 | 41.5614 | 41.5614 | 41.5614
| ResHeatSwitch-Winter | Res DLC HVAC | Residential HVAC DLC Switch | 15.6084 | 31.481 | 47.5675 | 63.8119 | 80.1891 | 80.589 | 81.0061 | 81.4793 | 82.0363 | 82.6954 | 83.4437 | 84.2534 | 85.0921 | 85.9404 | 86.7857 | 87.6236 | 88.4546 | 89.2844 | 90.1214 | 90.9741 | 91.851 | 92.7602 | 93.681 | 94.6019 | 95.5227 | 96.4436 | 97.3645
| NRCurtailCom-Winter | C&I Curtailment | Commercial Curtailment | 2.5539 | 5.1368 | 7.7309 | 10.3656 | 13.0784 | 13.166 | 13.3269 | 13.4873 | 13.6469 | 13.7138 | 13.8679 | 14.012 | 14.1857 | 14.2721 | 14.3367 | 14.4565 | 14.6343 | 14.7153 | 14.8315 | 14.9512 | 15.1093 | 15.1905 | 15.338 | 16.0036 | 16.1432 | 16.2214 | 16.2939
| NRCurtailInd-Winter | C&I Curtailment | Industrial Curtailment | 1.088 | 2.1426 | 3.1835 | 4.2124 | 5.2539 | 5.2154 | 5.2008 | 5.1774 | 5.1681 | 5.1324 | 5.1217 | 5.1033 | 5.1015 | 5.0656 | 5.0398 | 5.0255 | 5.0231 | 4.9911 | 4.975 | 4.9548 | 4.9489 | 4.914 | 4.8946 | 4.8713 | 4.8527 | 4.8015 | 4.7519
| NRTstatSm-Winter | Non-Res DLC HVAC | Small Commercial BYOT | 0.38052 | 0.89959 | 1.5612 | 1.7571 | 1.9206 | 2.058 | 2.1743 | 2.2733 | 2.3583 | 2.4322 | 2.4971 | 2.5549 | 2.6068 | 2.6539 | 2.6801 | 2.7062 | 2.7321 | 2.758 | 2.7839 | 2.8098 | 2.8357 | 2.8618 | 2.8879 | 2.9141 | 2.9402 | 2.9663 | 2.9925
| ResCPP-Winter | Res CPP | Residential CPP | 7.4756 | 15.1515 | 23.1997 | 23.5594 | 23.9901 | 24.3268 | 24.787 | 25.2911 | 25.8709 | 26.2206 | 26.7396 | 27.2602 | 27.8786 | 28.2903 | 28.7657 | 29.2391 | 29.7629 | 30.1283 | 30.4271 | 30.9633 | 31.3979 | 31.687 | 32.0473 | 32.3976 | 32.802 | 33.081 | 33.3731
| ComCPP-Winter | Com CPP | Commercial CPP | 5.5528 | 11.1687 | 16.8089 | 16.903 | 17.0614 | 17.1757 | 17.3856 | 17.5949 | 17.8031 | 17.8904 | 18.0914 | 18.2794 | 18.506 | 18.6186 | 18.7029 | 18.8592 | 19.0912 | 19.1969 | 19.3484 | 19.5046 | 19.7109 | 19.8168 | 20.0092 | 20.8776 | 21.0596 | 21.1617 | 21.2562
| IndCPP-Winter | Ind CPP | Industrial CPP | 0.5903 | 1.1625 | 1.7273 | 1.7141 | 1.7104 | 1.6978 | 1.6931 | 1.6855 | 1.6824 | 1.6708 | 1.6673 | 1.6613 | 1.6607 | 1.6491 | 1.6407 | 1.636 | 1.6352 | 1.6248 | 1.6196 | 1.613 | 1.6111 | 1.5997 | 1.5934 | 1.5858 | 1.5798 | 1.5631 | 1.547

## Annual Costs
PSE DR Annual Potential
Summer Achievable Potential (MW)
| Summer Match | Product Category | Product-Option | 2024 | 2025 | 2026 | 2027 | 2028 | 2029 | 2030 | 2031 | 2032 | 2033 | 2034 | 2035 | 2036 | 2037 | 2038 | 2039 | 2040 | 2041 | 2042 | 2043 | 2044 | 2045 | 2046 | 2047 | 2048 | 2049 | 2050
| ResERWHDLCSwch-Summer | Res DLC Water Heat | Residential ERWH DLC Switch | 3671090.1929 | 3618278.9217 | 3384680.7918 | 3062500.3999 | 2668043.4373 | 856798.0009 | 721729.4668 | 596766.1279 | 483228.5301 | 381959.0201 | 293250.2203 | 2233743.362 | 1887349.137 | 1530467.2192 | 0 | 0 | 0 | 0 | 0 | 0 | 0 | 0 | 0 | 0 | 0 | 0 | 0
| ResERWHDLCGrd-Summer | Res DLC Water Heat | Residential ERWH DLC Grid-Enabled | 137542.3424 | 205177.7798 | 380642.1437 | 574189.1234 | 775483.7693 | 973953.1332 | 1159783.2609 | 1324914.901 | 1463634.7054 | 1572411.4051 | 1286191.1927 | 1184237.8385 | 1238192.8724 | 1276545.4152 | 1428443.74 | 1355612.7589 | 1277468.6382 | 1193500.702 | 1104099.1807 | 1010220.5577 | 613869.0783 | 535796.6374 | 461959.7845 | 358969.4817 | 344765.1819 | 317807.0641 | 292169.5032
| ResHPWHDLCSwch-Summer | Res DLC Water Heat | Residential HPWH DLC Switch | 821142.087 | 846257.1047 | 937663.8821 | 1045568.5609 | 1161954.5111 | 565421.2863 | 546637.0119 | 503940.4581 | 437140.4583 | 349121.5851 | 245937.453 | 684500.6611 | 665938.4448 | 656284.7059 | 0 | 0 | 0 | 0 | 0 | 0 | 0 | 0 | 0 | 0 | 0 | 0 | 0
| ResHPWHDLCGrd-Summer | Res DLC Water Heat | Residential HPWH DLC Grid-Enabled | 93603.7485 | 45873.079 | 95362.8588 | 165302.6529 | 261996.0682 | 392208.1987 | 562073.5504 | 776060.1795 | 1036459.0961 | 1343641.5872 | 1392547.3777 | 1488960.0016 | 1646185.1712 | 1808591.7337 | 2540994.6967 | 2053491.7911 | 2119621.9394 | 2192653.0568 | 2272293.6348 | 2357609.9828 | 1988757.834 | 1995496.9208 | 1999259.3972 | 2110772.0006 | 1905113.2024 | 1861908.942 | 1819386.5152
|  |  | Total Water Heat | 4723378.3707 | 4715586.8852 | 4798349.6764 | 4847560.7371 | 4867477.7858 | 2788380.6191 | 2990223.2901 | 3201681.6665 | 3420462.7899 | 3647133.5975 | 3217926.2437 | 5591441.8632 | 5437665.6254 | 5271889.0742 | 3969438.4367 | 3409104.55 | 3397090.5776 | 3386153.7589 | 3376392.8155 | 3367830.5405 | 2602626.9124 | 2531293.5582 | 2461219.1817 | 2469741.4823 | 2249878.3842 | 2179716.0062 | 2111556.0184
| NRCoolSwchMed-Summer | Non-Res DLC HVAC | Medium Commercial HVAC DLC Switch | 1388199.364 | 1492243.2638 | 1607442.8322 | 1713358.053 | 1811170.9659 | 725217.1245 | 702747.0487 | 680701.2215 | 659240.4235 | 638673.253 | 619005.884 | 1466879.7122 | 1468695.5842 | 1468249.186 | 1466234.1444 | 737334.9734 | 713778.1191 | 690787.3741 | 668548.3743 | 647167.3016 | 448945.8758 | 434731.5877 | 420842.3184 | 407305.2719 | 394178.3117 | 381456.7829 | 369116.9789
| NRCoolSwchSm-Summer | Non-Res DLC HVAC | Small Commercial HVAC DLC Switch | 452803.0157 | 424792.6918 | 458459.9051 | 489695.1813 | 519550.4625 | 222527.2548 | 215993.473 | 209509.3166 | 203137.1875 | 196976.1244 | 191040.0485 | 423609.2057 | 420878.1992 | 418052.5088 | 416280.4336 | 217261.74 | 210820.2776 | 204424.0359 | 198151.395 | 192052.1063 | 139371.4138 | 134963.0802 | 130659.5317 | 126467.2326 | 122401.2823 | 118460.0715 | 114636.8194
| ResBYOT-Summer | Res DLC HVAC | Residential BYOT | 399564.2495 | 609083.9836 | 974309.555 | 804792.394 | 932156.1765 | 1038190.2763 | 1110620.2012 | 1143390.3308 | 1139523.5741 | 1104034.9233 | 1061370.5363 | 1019846.4438 | 987799.9863 | 962515.2648 | 940979.9134 | 920989.4452 | 901795.0529 | 882992.5829 | 864597.5024 | 846632.5519 | 829141.5421 | 812171.0513 | 794858.8277 | 777384.3662 | 760087.8808 | 742939.5199 | 725959.4053
| ResEVSEDLCSwch-Summer | Res DLC EV | Residential EVSE DLC Switch | 457554.4434 | 746780.403 | 1179158.5494 | 1660783.6495 | 2199982.8416 | 1529595.8904 | 1630388.6313 | 1708912.3688 | 1789928.6582 | 1785201.4349 | 1838568.8997 | 2294244.8917 | 2556691.0971 | 2744000.271 | 3022607.5321 | 2505262.8111 | 2524977.1699 | 2425240.2136 | 2392279.2055 | 2272109.7974 | 1410212.399 | 1244196.4061 | 1109892.8665 | 1065206.1687 | 1022318.6544 | 981157.8846 | 941654.3369
| ResACSwch-Summer | Res DLC HVAC | Residential HVAC DLC Switch | 2534911.2007 | 2875853.4971 | 3158719.6252 | 3412021.8979 | 3641040.7773 | 1523346.1338 | 1483006.4975 | 1451255.8258 | 1427210.5316 | 1409670.7103 | 1392149.3012 | 3041745.033 | 3092182.8653 | 3125387.7558 | 3146065.5296 | 1724666.1668 | 1680700.0271 | 1642770.5612 | 1610406.6011 | 1582614.9155 | 1120925.1651 | 1096511.2696 | 1070824.3138 | 1044592.2792 | 1018836.1723 | 993444.3857 | 968445.059
| NRCurtailCom-Summer | C&I Curtailment | Commercial Curtailment | 209061.201 | 229101.6956 | 321555.8505 | 407066.605 | 487415.6189 | 454571.7181 | 440171.5371 | 425807.1594 | 411864.5138 | 395257.2714 | 382544.1502 | 381667.8394 | 370091.9443 | 356390.7541 | 343110.4861 | 321562.2878 | 311830.7851 | 299646.9065 | 289051.4881 | 278502.7205 | 267165.2927 | 256798.8643 | 248302.9077 | 249273.7967 | 239321.4402 | 230019.3125 | 221137.1107
| NRCurtailInd-Summer | C&I Curtailment | Industrial Curtailment | 120390.0451 | 66492.7842 | 91599.7506 | 113993.2511 | 134608.6119 | 122660.8981 | 116903.0729 | 111100.5057 | 105974.0495 | 100418.6893 | 95817.8805 | 95365.4917 | 91290.9624 | 86678.9682 | 82682.824 | 75551.3553 | 72279.414 | 68543.7765 | 65394.913 | 62184.4987 | 58871.7082 | 55823.7145 | 53203.7394 | 50627.8824 | 48244.3154 | 45589.6099 | 43158.0868
| NRTstatSm-Summer | Non-Res DLC HVAC | Small Commercial BYOT | 127917.6556 | 78236.9238 | 112903.5629 | 85798.9311 | 86713.0086 | 86815.7828 | 138245.7515 | 170989.2939 | 175874.122 | 178347.0497 | 178996.197 | 88798.5648 | 85920.3804 | 83148.617 | 79400.2687 | 76651.1303 | 74043.4156 | 71553.0565 | 69172.0926 | 66330.1108 | 59160.9051 | 57298.495 | 55488.4381 | 53729.4642 | 52022.1802 | 50365.5703 | 48757.9286
| ResCPP-Summer | Res CPP | Residential CPP | 1623050.4168 | 1515700.3787 | 1488629.9255 | 85175.7566 | 81501.9809 | 78167.8177 | 74949.1376 | 71730.3582 | 68528.9466 | 65426.9261 | 62643.2539 | 59866.2918 | 57157.2137 | 54574.256 | 52039.001 | 49619.7984 | 47384.1671 | 45436.8588 | 43817.0551 | 42487.4958 | 41422.5526 | 40579.4176 | 39231.7414 | 37652.1863 | 36136.2275 | 34681.4271 | 33285.0775
| ComCPP-Summer | Com CPP | Commercial CPP | 1026298.4037 | 926780.06 | 908279.1488 | 63327.5413 | 60595.153 | 58188.5413 | 55811.1602 | 53451.598 | 51183.6377 | 49130.9586 | 47283.533 | 45535.1088 | 43746.0494 | 41979.5781 | 40265.4526 | 38622.3233 | 37025.7895 | 35495.8961 | 34064.3135 | 32694.5247 | 31414.5264 | 30221.6421 | 29029.6228 | 27857.5153 | 26733.978 | 25659.3958 | 24626.3492
| IndCPP-Summer | Ind CPP | Industrial CPP | 144387.3504 | 59430.6382 | 56832.8702 | 36337.9093 | 34874.8661 | 33470.7283 | 32123.124 | 30829.7773 | 29588.5035 | 28397.2061 | 27253.8729 | 26156.5727 | 25103.4523 | 24092.7328 | 23122.707 | 22191.7366 | 21298.2491 | 20440.7353 | 19617.7469 | 18827.8938 | 18069.8419 | 17342.3108 | 16644.0717 | 15973.9452 | 15330.7995 | 14713.5482 | 14121.1488
Winter Achievable Potential (MW)
| Winter Match | Product Category | Product-Option | 2024 | 2025 | 2026 | 2027 | 2028 | 2029 | 2030 | 2031 | 2032 | 2033 | 2034 | 2035 | 2036 | 2037 | 2038 | 2039 | 2040 | 2041 | 2042 | 2043 | 2044 | 2045 | 2046 | 2047 | 2048 | 2049 | 2050
| ResERWHDLCSwch-Winter | Res DLC Water Heat | Residential ERWH DLC Switch | 3671090.1929 | 3618278.9217 | 3384680.7918 | 3062500.3999 | 2668043.4373 | 856798.0009 | 721729.4668 | 596766.1279 | 483228.5301 | 381959.0201 | 293250.2203 | 2233743.362 | 1887349.137 | 1530467.2192 | 0 | 0 | 0 | 0 | 0 | 0 | 0 | 0 | 0 | 0 | 0 | 0 | 0
| ResERWHDLCGrd-Winter | Res DLC Water Heat | Residential ERWH DLC Grid-Enabled | 137542.3424 | 205177.7798 | 380642.1437 | 574189.1234 | 775483.7693 | 973953.1332 | 1159783.2609 | 1324914.901 | 1463634.7054 | 1572411.4051 | 1286191.1927 | 1184237.8385 | 1238192.8724 | 1276545.4152 | 1428443.74 | 1355612.7589 | 1277468.6382 | 1193500.702 | 1104099.1807 | 1010220.5577 | 613869.0783 | 535796.6374 | 461959.7845 | 358969.4817 | 344765.1819 | 317807.0641 | 292169.5032
| ResHPWHDLCSwch-Winter | Res DLC Water Heat | Residential HPWH DLC Switch | 821142.087 | 846257.1047 | 937663.8821 | 1045568.5609 | 1161954.5111 | 565421.2863 | 546637.0119 | 503940.4581 | 437140.4583 | 349121.5851 | 245937.453 | 684500.6611 | 665938.4448 | 656284.7059 | 0 | 0 | 0 | 0 | 0 | 0 | 0 | 0 | 0 | 0 | 0 | 0 | 0
| ResHPWHDLCGrd-Winter | Res DLC Water Heat | Residential HPWH DLC Grid-Enabled | 93603.7485 | 45873.079 | 95362.8588 | 165302.6529 | 261996.0682 | 392208.1987 | 562073.5504 | 776060.1795 | 1036459.0961 | 1343641.5872 | 1392547.3777 | 1488960.0016 | 1646185.1712 | 1808591.7337 | 2540994.6967 | 2053491.7911 | 2119621.9394 | 2192653.0568 | 2272293.6348 | 2357609.9828 | 1988757.834 | 1995496.9208 | 1999259.3972 | 2110772.0006 | 1905113.2024 | 1861908.942 | 1819386.5152
|  |  | Total Water Heat | 4723378.3707 | 4715586.8852 | 4798349.6764 | 4847560.7371 | 4867477.7858 | 2788380.6191 | 2990223.2901 | 3201681.6665 | 3420462.7899 | 3647133.5975 | 3217926.2437 | 5591441.8632 | 5437665.6254 | 5271889.0742 | 3969438.4367 | 3409104.55 | 3397090.5776 | 3386153.7589 | 3376392.8155 | 3367830.5405 | 2602626.9124 | 2531293.5582 | 2461219.1817 | 2469741.4823 | 2249878.3842 | 2179716.0062 | 2111556.0184
| NRHeatSwchMed-Winter | Non-Res DLC HVAC | Medium Commercial HVAC DLC Switch | 472477.6069 | 447603.9969 | 483703.5714 | 516928.1782 | 547633.9666 | 224586.9455 | 217636.3163 | 210818.6039 | 204181.4741 | 197817.0196 | 191727.4004 | 443496.0808 | 443805.7044 | 443449.2698 | 442632.7272 | 225777.3493 | 218569.9371 | 211536.4655 | 204732.1277 | 198188.3647 | 139089.6115 | 134687.1209 | 130386.474 | 126195.5134 | 122131.3198 | 118192.4025 | 114371.5879
| NRHeatSwchSm-Winter | Non-Res DLC HVAC | Small Commercial HVAC DLC Switch | 175390.2078 | 108442.1867 | 118553.1023 | 127923.4684 | 136771.9269 | 62763.5044 | 60876.6837 | 59017.5092 | 57199.2124 | 55445.0714 | 53757.5068 | 111172.5733 | 110490.2366 | 109753.711 | 109179.9391 | 59554.5127 | 57745.6524 | 55961.7563 | 54220.2931 | 52531.9874 | 39161.4047 | 37923.585 | 36715.9731 | 35539.9956 | 34399.3315 | 33293.4966 | 32220.6991
| ResBYOT-Winter | Res DLC HVAC | Residential BYOT | 331394.3858 | 454175.1689 | 700550.6985 | 551696.0517 | 625152.6553 | 682048.4467 | 715517.6304 | 723136.1572 | 946081.3168 | 1013948.1457 | 830101.6192 | 813648.0386 | 793237.8943 | 764988.6239 | 727882.8037 | 684419.0165 | 637574.932 | 596675.9281 | 562981.7859 | 537520.0847 | 443173.2743 | 429856.6244 | 416679.1381 | 403721.8331 | 391132.452 | 378902.4583 | 367023.1728
| ResEVSEDLCSwch-Winter | Res DLC EV | Residential EVSE DLC Switch | 457554.4434 | 746780.403 | 1179158.5494 | 1660783.6495 | 2199982.8416 | 1529595.8904 | 1630388.6313 | 1708912.3688 | 1789928.6582 | 1785201.4349 | 1838568.8997 | 2294244.8917 | 2556691.0971 | 2744000.271 | 3022607.5321 | 2505262.8111 | 2524977.1699 | 2425240.2136 | 2392279.2055 | 2272109.7974 | 1410212.399 | 1244196.4061 | 1109892.8665 | 1065206.1687 | 1022318.6544 | 981157.8846 | 941654.3369
| ResHeatSwitch-Winter | Res DLC HVAC | Residential HVAC DLC Switch | 3050116.8521 | 3430189.1227 | 3724194.9553 | 3984210.6924 | 4216636.7183 | 1819736.6677 | 1757549.541 | 1703550.4994 | 1656098.0971 | 1613787.3361 | 1572303.1822 | 1529571.6296 | 1484794.2877 | 1439343.6081 | 1393889.4029 | 1349241.6663 | 1305868.7337 | 1264278.7558 | 1224708.9557 | 1187130.0914 | 1151526.9196 | 1117813.5462 | 1083641.7005 | 1049630.4003 | 1016601.2084 | 984530.5773 | 953394.1252
| NRCurtailCom-Winter | C&I Curtailment | Commercial Curtailment | 185791.349 | 187074.33 | 262568.3112 | 332392.6181 | 398002.0755 | 371183.1961 | 359424.644 | 347695.3274 | 336310.3786 | 322749.6376 | 312368.6641 | 311653.1074 | 302200.7425 | 291012.9555 | 280168.8749 | 262573.5675 | 254627.2521 | 244678.4347 | 236026.6839 | 227413.0259 | 218155.3829 | 209690.6152 | 202753.1921 | 203545.9772 | 195419.3222 | 187823.6155 | 180570.8016
| NRCurtailInd-Winter | C&I Curtailment | Industrial Curtailment | 119181.465 | 64387.8933 | 88700.0754 | 110384.6889 | 130347.4512 | 118777.9534 | 113202.3975 | 107583.516 | 102619.3426 | 97239.8424 | 92784.6765 | 92346.6084 | 88401.0621 | 83935.065 | 80065.4224 | 73159.707 | 69991.342 | 66373.9596 | 63324.7763 | 60215.9906 | 57008.0696 | 54056.563 | 51519.5256 | 49025.2098 | 46717.0968 | 44146.4284 | 41791.8775
| NRTstatSm-Winter | Non-Res DLC HVAC | Small Commercial BYOT | 102607.1217 | 35519.8015 | 51798.7934 | 39749.9674 | 40265.4513 | 40381.6166 | 54913.3517 | 58293.2803 | 45987.8589 | 44434.4652 | 42963.8077 | 41560.1815 | 40210.2481 | 38910.8388 | 37131.6151 | 35839.8563 | 34615.8191 | 33447.8797 | 32332.0243 | 30989.0433 | 27639.5444 | 26769.44 | 25923.7945 | 25102.0147 | 24304.3841 | 23530.428 | 22779.3495
| ResCPP-Winter | Res CPP | Residential CPP | 1623050.4168 | 1515700.3787 | 1488629.9255 | 85175.7566 | 81501.9809 | 78167.8177 | 74949.1376 | 71730.3582 | 68528.9466 | 65426.9261 | 62643.2539 | 59866.2918 | 57157.2137 | 54574.256 | 52039.001 | 49619.7984 | 47384.1671 | 45436.8588 | 43817.0551 | 42487.4958 | 41422.5526 | 40579.4176 | 39231.7414 | 37652.1863 | 36136.2275 | 34681.4271 | 33285.0775
| ComCPP-Winter | Com CPP | Commercial CPP | 1026298.4037 | 926780.06 | 908279.1488 | 63327.5413 | 60595.153 | 58188.5413 | 55811.1602 | 53451.598 | 51183.6377 | 49130.9586 | 47283.533 | 45535.1088 | 43746.0494 | 41979.5781 | 40265.4526 | 38622.3233 | 37025.7895 | 35495.8961 | 34064.3135 | 32694.5247 | 31414.5264 | 30221.6421 | 29029.6228 | 27857.5153 | 26733.978 | 25659.3958 | 24626.3492
| IndCPP-Winter | Ind CPP | Industrial CPP | 144387.3504 | 59430.6382 | 56832.8702 | 36337.9093 | 34874.8661 | 33470.7283 | 32123.124 | 30829.7773 | 29588.5035 | 28397.2061 | 27253.8729 | 26156.5727 | 25103.4523 | 24092.7328 | 23122.707 | 22191.7366 | 21298.2491 | 20440.7353 | 19617.7469 | 18827.8938 | 18069.8419 | 17342.3108 | 16644.0717 | 15973.9452 | 15330.7995 | 14713.5482 | 14121.1488

## Annual Benefits
PSE DR Annual Potential
Summer Achievable Potential (MW)
| Summer Match | Product Category | Product-Option | 2024 | 2025 | 2026 | 2027 | 2028 | 2029 | 2030 | 2031 | 2032 | 2033 | 2034 | 2035 | 2036 | 2037 | 2038 | 2039 | 2040 | 2041 | 2042 | 2043 | 2044 | 2045 | 2046 | 2047 | 2048 | 2049 | 2050
| ResERWHDLCSwch-Summer | Res DLC Water Heat | Residential ERWH DLC Switch | 632306.928 | 1109721.6126 | 1446452.615 | 1656958.2981 | 1756438.9518 | 1467644.7756 | 1206127.1126 | 972968.8637 | 768640.8818 | 592739.4288 | 443978.0797 | 330702.1557 | 235085.7357 | 155234.0353 | 0 | 0 | 0 | 0 | 0 | 0 | 0 | 0 | 0 | 0 | 0 | 0 | 0
| ResERWHDLCGrd-Summer | Res DLC Water Heat | Residential ERWH DLC Grid-Enabled | 33279.312 | 137156.6038 | 296261.379 | 494935.5955 | 717418.7268 | 948324.3165 | 1173418.5807 | 1380514.3123 | 1560177.4495 | 1705932.9903 | 1649061.439 | 1619300.2107 | 1574052.317 | 1515814.6974 | 1625618.1013 | 1441085.4093 | 1271636.2461 | 1116314.2435 | 974205.8641 | 844407.7525 | 726039.5607 | 618245.0471 | 520045.05 | 394248.872 | 356921.8968 | 322464.3707 | 290680.3776
| ResHPWHDLCSwch-Summer | Res DLC Water Heat | Residential HPWH DLC Switch | 31766.0104 | 59813.2884 | 85398.8775 | 109455.7993 | 132404.8757 | 128353.7574 | 123888.0775 | 118302.3818 | 111074.8778 | 101932.3046 | 90852.6666 | 75459.8124 | 59790.938 | 44018.2592 | 0 | 0 | 0 | 0 | 0 | 0 | 0 | 0 | 0 | 0 | 0 | 0 | 0
| ResHPWHDLCGrd-Summer | Res DLC Water Heat | Residential HPWH DLC Grid-Enabled | 1671.8953 | 7392.6536 | 17491.3364 | 32694.5894 | 54080.8647 | 82936.274 | 120528.4008 | 167855.455 | 225458.369 | 293366.1449 | 337452.7618 | 369492.8744 | 400339.3237 | 429825.3545 | 514387.1384 | 509650.3339 | 503806.9703 | 497022.8137 | 489462.7184 | 481276.3331 | 472600.1223 | 463554.0087 | 454106.3697 | 453155.7041 | 432292.9272 | 412319.4777 | 393202.2237
|  |  | Total Water Heat | 699024.1456 | 1314084.1584 | 1845604.2078 | 2294044.2824 | 2660343.419 | 2627259.1234 | 2623962.1716 | 2639641.0127 | 2665351.5781 | 2693970.8686 | 2521344.9472 | 2394955.0531 | 2269268.3143 | 2144892.3464 | 2140005.2397 | 1950735.7432 | 1775443.2164 | 1613337.0572 | 1463668.5825 | 1325684.0855 | 1198639.6829 | 1081799.0558 | 974151.4196 | 847404.576 | 789214.824 | 734783.8484 | 683882.6013
| NRCoolSwchMed-Summer | Non-Res DLC HVAC | Medium Commercial HVAC DLC Switch | 892143.9803 | 1690638.2697 | 2401526.7841 | 3031176.4633 | 3586094.6866 | 3393741.1348 | 3211295.1906 | 3038168.2821 | 2873912.5437 | 2718267.4318 | 2570959.8016 | 2431585.722 | 2299591.4031 | 2174541.7281 | 2056065.7238 | 1943836.1685 | 1837516.8385 | 1736813.7683 | 1641482.5843 | 1551251.8114 | 1465893.1909 | 1385186.0776 | 1308837.3509 | 1236592.408 | 1168239.512 | 1103579.2678 | 1042417.0102
| NRCoolSwchSm-Summer | Non-Res DLC HVAC | Small Commercial HVAC DLC Switch | 63487.3969 | 119582.5329 | 168831.266 | 211922.121 | 249607.0972 | 235376.8657 | 222086.0115 | 209630.7359 | 197932.3375 | 186936.6186 | 176597.2764 | 166865.6995 | 157688.0939 | 149022.685 | 140902.8679 | 133211.5421 | 125925.3904 | 119024.1696 | 112491.1059 | 106307.5743 | 100457.9322 | 94927.0588 | 89694.8663 | 84743.907 | 80059.6704 | 75628.4919 | 71437.031
| ResBYOT-Summer | Res DLC HVAC | Residential BYOT | 308464.6551 | 772197.0267 | 1408953.7323 | 1686877.7761 | 1972602.8189 | 2241307.7642 | 2467163.5548 | 2629426.5405 | 2718252.7268 | 2732590.1595 | 2691284.0745 | 2613798.4121 | 2519450.2523 | 2419390.9338 | 2319056.7028 | 2220611.9776 | 2124994.1191 | 2032542.909 | 1943457.9564 | 1857845.7343 | 1775759.9039 | 1697217.9384 | 1621717.2568 | 1548990.5708 | 1479009.4355 | 1411709.3073 | 1347027.431
| ResEVSEDLCSwch-Summer | Res DLC EV | Residential EVSE DLC Switch | 50105.3598 | 134572.3303 | 254984.281 | 408588.8349 | 593727.0731 | 665757.574 | 732484.2632 | 791976.181 | 845413.7596 | 884757.9013 | 918317.2683 | 942655.2649 | 960571.1548 | 964566.7284 | 963604.7734 | 955491.4971 | 943859.0701 | 920545.7759 | 893334.6762 | 860374.2743 | 824619.7529 | 779626.3339 | 729987.204 | 683508.618 | 639989.3427 | 599240.9576 | 561087.0389
| ResACSwch-Summer | Res DLC HVAC | Residential HVAC DLC Switch | 439049.8417 | 843871.2456 | 1213715.9462 | 1547916.0115 | 1847155.2528 | 1761155.884 | 1678315.6213 | 1599756.9468 | 1526181.6155 | 1457916.3205 | 1394290.5344 | 1334375.3863 | 1277205.0456 | 1222237.7789 | 1169140.7499 | 1117781.5789 | 1068143.133 | 1020272.8879 | 974240.8678 | 930087.6866 | 887831.0554 | 847470.1358 | 808744.6786 | 771512.7069 | 735750.8256 | 701419.97 | 668482.022
| NRCurtailCom-Summer | C&I Curtailment | Commercial Curtailment | 233566.2047 | 439873.0003 | 619858.2777 | 778191.3513 | 919337.7072 | 866572.196 | 821313.1766 | 778274.3499 | 737347.3048 | 693782.7918 | 656908.4036 | 621474.0926 | 589118.0403 | 554966.8925 | 521984.6263 | 492833.9971 | 467131.4872 | 439809.6085 | 415057.4728 | 391767.8404 | 370702.6859 | 348966.1298 | 329918.5047 | 322319.5378 | 304428.6445 | 286426.8422 | 269387.9084
| NRCurtailInd-Summer | C&I Curtailment | Industrial Curtailment | 83903.6165 | 154718.1963 | 215242.2583 | 266671.8885 | 311432.2803 | 289463.2623 | 270274.1151 | 251929.5145 | 235464.5876 | 218948.4759 | 204580.5357 | 190866.0079 | 178649.9193 | 166098.2593 | 154731.0014 | 144469.5912 | 135205.1323 | 125790.1882 | 117401.4332 | 109479.6702 | 102388.101 | 95192.6929 | 88778.9683 | 82730.8519 | 77168.2847 | 71492.8339 | 66249.1109
| NRTstatSm-Summer | Non-Res DLC HVAC | Small Commercial BYOT | 37459.1501 | 81863.1571 | 131736.0285 | 137870.2128 | 140455.1053 | 140467.1694 | 138627.9063 | 135477.6031 | 131424.8493 | 126782.7752 | 121785.3674 | 116600.571 | 111343.407 | 106099.8393 | 100324.4114 | 94850.0084 | 89662.6974 | 84749.0083 | 80097.2584 | 75694.3865 | 71529.2546 | 67591.0961 | 63865.6081 | 60340.367 | 57005.041 | 53849.9004 | 50865.4465
| ResCPP-Summer | Res CPP | Residential CPP | 1242605.5853 | 2358160.5619 | 3380883.5875 | 3214694.505 | 3065048.3404 | 2910166.295 | 2776429.1741 | 2652522.7908 | 2540568.0505 | 2410964.8359 | 2302141.0788 | 2197532.7785 | 2104289.9025 | 1999402.5447 | 1903558.4665 | 1811695.032 | 1726732.8507 | 1636638.775 | 1547631.7093 | 1474631.5419 | 1400119.0778 | 1323045.551 | 1252891.5554 | 1185940.9956 | 1124292.0175 | 1061661.5467 | 1002843.6469
| ComCPP-Summer | Com CPP | Commercial CPP | 515481.0187 | 970800.4741 | 1368028.2933 | 1288102.2459 | 1217387.948 | 1147515.8033 | 1087583.7627 | 1030591.7036 | 976396.068 | 918707.8945 | 869878.7914 | 822956.6399 | 780110.7217 | 734887.7363 | 691212.585 | 652611.2915 | 618576.0012 | 582396.341 | 549619.5372 | 518779.3817 | 490884.8822 | 462101.3121 | 436878.4271 | 426815.8672 | 403124.7277 | 379286.7224 | 356723.7486
| IndCPP-Summer | Ind CPP | Industrial CPP | 45308.1924 | 83548.2676 | 116231.4339 | 108002.6857 | 100904.5922 | 93786.5927 | 87569.2762 | 81625.5942 | 76290.9296 | 70939.6812 | 66284.4439 | 61840.9135 | 57882.8798 | 53816.1205 | 50133.1095 | 46808.395 | 43806.6944 | 40756.2364 | 38038.2654 | 35471.6007 | 33173.9201 | 30842.5955 | 28764.5378 | 26804.9377 | 25002.6564 | 23163.8006 | 21464.8254
Winter Achievable Potential (MW)
| Winter Match | Product Category | Product-Option | 2024 | 2025 | 2026 | 2027 | 2028 | 2029 | 2030 | 2031 | 2032 | 2033 | 2034 | 2035 | 2036 | 2037 | 2038 | 2039 | 2040 | 2041 | 2042 | 2043 | 2044 | 2045 | 2046 | 2047 | 2048 | 2049 | 2050
| ResERWHDLCSwch-Winter | Res DLC Water Heat | Residential ERWH DLC Switch | 948460.3919 | 1664582.4189 | 2169678.9224 | 2485437.4471 | 2634658.4277 | 2201467.1633 | 1809190.6689 | 1459453.2955 | 1152961.3227 | 889109.1432 | 665967.1196 | 496053.2335 | 352628.6035 | 232851.0529 | 0 | 0 | 0 | 0 | 0 | 0 | 0 | 0 | 0 | 0 | 0 | 0 | 0
| ResERWHDLCGrd-Winter | Res DLC Water Heat | Residential ERWH DLC Grid-Enabled | 49918.968 | 205734.9057 | 444392.0685 | 742403.3933 | 1076128.0902 | 1422486.4748 | 1760127.8711 | 2070771.4684 | 2340266.1742 | 2558899.4854 | 2473592.1585 | 2428950.316 | 2361078.4755 | 2273722.046 | 2438427.1519 | 2161628.1139 | 1907454.3691 | 1674471.3653 | 1461308.7961 | 1266611.6287 | 1089059.341 | 927367.5707 | 780067.5749 | 591373.3079 | 535382.8452 | 483696.556 | 436020.5664
| ResHPWHDLCSwch-Winter | Res DLC Water Heat | Residential HPWH DLC Switch | 63532.0208 | 119626.5768 | 170797.7551 | 218911.5986 | 264809.7514 | 256707.5147 | 247776.1549 | 236604.7636 | 222149.7556 | 203864.6092 | 181705.3333 | 150919.6248 | 119581.8759 | 88036.5184 | 0 | 0 | 0 | 0 | 0 | 0 | 0 | 0 | 0 | 0 | 0 | 0 | 0
| ResHPWHDLCGrd-Winter | Res DLC Water Heat | Residential HPWH DLC Grid-Enabled | 3343.7906 | 14785.3072 | 34982.6727 | 65389.1788 | 108161.7294 | 165872.548 | 241056.8016 | 335710.9099 | 450916.738 | 586732.2898 | 674905.5236 | 738985.7488 | 800678.6474 | 859650.7091 | 1028774.2769 | 1019300.6679 | 1007613.9405 | 994045.6274 | 978925.4367 | 962552.6661 | 945200.2445 | 927108.0174 | 908212.7394 | 906311.4082 | 864585.8544 | 824638.9553 | 786404.4473
|  |  | Total Water Heat | 1065255.1713 | 2004729.2086 | 2819851.4187 | 3512141.6179 | 4083757.9986 | 4046533.7008 | 4058151.4965 | 4102540.4375 | 4166293.9905 | 4238605.5276 | 3996170.135 | 3814908.9231 | 3633967.6023 | 3454260.3264 | 3467201.4288 | 3180928.7818 | 2915068.3097 | 2668516.9927 | 2440234.2329 | 2229164.2948 | 2034259.5855 | 1854475.588 | 1688280.3143 | 1497684.7161 | 1399968.6996 | 1308335.5114 | 1222425.0138
| NRHeatSwchMed-Winter | Non-Res DLC HVAC | Medium Commercial HVAC DLC Switch | 213064.2183 | 403762.7663 | 573539.0681 | 723913.6933 | 856440.7518 | 810502.3607 | 766930.1309 | 725583.4982 | 686355.5022 | 649183.9191 | 614003.5158 | 580717.8242 | 549194.587 | 519329.8882 | 491035.131 | 464232.1676 | 438840.7 | 414790.5227 | 392023.2736 | 370474.1184 | 350088.5437 | 330813.8545 | 312580.0468 | 295326.3157 | 279002.0938 | 263559.7608 | 248952.8264
| NRHeatSwchSm-Winter | Non-Res DLC HVAC | Small Commercial HVAC DLC Switch | 32474.5952 | 61275.3023 | 86664.2634 | 108958.9469 | 128501.4019 | 121302.3668 | 114549.2781 | 108198.172 | 102215.6982 | 96579.3922 | 91269.5316 | 86264.1808 | 81537.9448 | 77071.0498 | 72871.7595 | 68894.0109 | 65125.7869 | 61556.6334 | 58177.8792 | 54979.8952 | 51954.5914 | 49094.1476 | 46388.1749 | 43827.6497 | 41405.0675 | 39113.3613 | 36945.6316
| ResBYOT-Winter | Res DLC HVAC | Residential BYOT | 505219.713 | 1218910.2216 | 2155772.1309 | 2511004.7124 | 2865511.099 | 3185201.4235 | 3436932.1283 | 3596533.6601 | 3655449.8413 | 3616831.1258 | 3509001.8905 | 3359359.3058 | 3193558.3294 | 3025805.4486 | 2862724.3056 | 2706685.5698 | 2558438.3795 | 2418019.2526 | 2285287.9457 | 2160028.1882 | 2041993.778 | 1930905.0125 | 1825911.6661 | 1726460.5219 | 1632271.4661 | 1543077.6775 | 1458624.7993
| ResEVSEDLCSwch-Winter | Res DLC EV | Residential EVSE DLC Switch | 50105.3598 | 134572.3303 | 254984.281 | 408588.8349 | 593727.0731 | 665757.574 | 732484.2632 | 791976.181 | 845413.7596 | 884757.9013 | 918317.2683 | 942655.2649 | 960571.1548 | 964566.7284 | 963604.7734 | 955491.4971 | 943859.0701 | 920545.7759 | 893334.6762 | 860374.2743 | 824619.7529 | 779626.3339 | 729987.204 | 683508.618 | 639989.3427 | 599240.9576 | 561087.0389
| ResHeatSwitch-Winter | Res DLC HVAC | Residential HVAC DLC Switch | 1165600.9674 | 2201255.4089 | 3114302.9369 | 3911834.6953 | 4602808.3684 | 4331239.0468 | 4076460.2754 | 3839207.5158 | 3619335.931 | 3416119.0594 | 3227554.9323 | 3051380.7243 | 2885538.5273 | 2728749.4475 | 2580140.8388 | 2439188.2108 | 2305542.8535 | 2178998.241 | 2059387.4133 | 1946509.5729 | 1840142.8548 | 1740035.2049 | 1645420.4426 | 1555800.0361 | 1470921.561 | 1390544.5713 | 1314439.8534
| NRCurtailCom-Winter | C&I Curtailment | Commercial Curtailment | 190719.8511 | 359180.8721 | 506148.9034 | 635436.7011 | 750690.5838 | 707604.597 | 670648.0798 | 635504.474 | 602085.2559 | 566512.3979 | 536402.4006 | 507468.3066 | 481047.7827 | 453161.4632 | 426229.6007 | 402426.4839 | 381438.949 | 359129.1091 | 338917.6079 | 319900.3223 | 302699.4471 | 284950.3351 | 269396.8854 | 263191.9045 | 248582.9909 | 233883.5139 | 219970.2728
| NRCurtailInd-Winter | C&I Curtailment | Industrial Curtailment | 81247.5696 | 149820.4481 | 208428.5647 | 258230.1422 | 301573.6022 | 280300.0339 | 261718.337 | 243954.4517 | 228010.7373 | 212017.4585 | 198104.3488 | 184823.9671 | 172994.5902 | 160840.2646 | 149832.8478 | 139896.2721 | 130925.0882 | 121808.183 | 113684.9818 | 106013.9896 | 99146.9106 | 92179.2798 | 85968.5876 | 80111.9299 | 74725.451 | 69229.6618 | 64151.9338
| NRTstatSm-Winter | Non-Res DLC HVAC | Small Commercial BYOT | 28416.4723 | 62902.4722 | 102210.9044 | 107712.4267 | 110240.1782 | 110607.1528 | 109414.9647 | 107114.3632 | 104046.2303 | 100471.6542 | 96585.8784 | 92529.4256 | 88399.0505 | 84267.1044 | 79680.3164 | 75332.4671 | 71212.5846 | 67310.004 | 63615.4557 | 60118.5732 | 56810.5104 | 53682.7161 | 50723.8306 | 47923.9867 | 45274.9786 | 42769.0788 | 40398.743
| ResCPP-Winter | Res CPP | Residential CPP | 558260.2134 | 1059440.9312 | 1518915.4268 | 1444252.3529 | 1377021.4465 | 1307438.2378 | 1247354.7209 | 1191687.8184 | 1141390.3806 | 1083164.0865 | 1034273.2924 | 987276.3589 | 945385.522 | 898263.2175 | 855203.7494 | 813932.6485 | 775762.0447 | 735285.8562 | 695298.0241 | 662501.5443 | 629025.6413 | 594399.1403 | 562881.3481 | 532802.7502 | 505105.9717 | 476968.242 | 450543.3702
| ComCPP-Winter | Com CPP | Commercial CPP | 414673.3846 | 780950.4206 | 1100496.2395 | 1036200.5557 | 979315.1686 | 923107.2431 | 874895.5316 | 829048.8579 | 785451.7383 | 739045.0826 | 699765.0146 | 662018.9742 | 627552.0176 | 591172.8538 | 556038.8292 | 524986.4171 | 497607.0791 | 468502.7249 | 442135.7634 | 417326.7187 | 394887.2765 | 371732.6306 | 351442.3411 | 343347.6187 | 324289.5261 | 305113.2887 | 286962.7373
| IndCPP-Winter | Ind CPP | Industrial CPP | 44082.5587 | 81288.2001 | 113087.2527 | 105081.1007 | 98175.018 | 91249.5678 | 85200.4362 | 79417.5369 | 74227.1806 | 69020.689 | 64491.3808 | 60168.0524 | 56317.0877 | 52360.3384 | 48776.9567 | 45542.1792 | 42621.6778 | 39653.7378 | 37009.2908 | 34512.057 | 32276.531 | 30008.2712 | 27986.4271 | 26079.8363 | 24326.3085 | 22537.1957 | 20884.1795

## Summer
PSE Summer Results
Achievable Potential (MW)
| Product-Option | Levelized Cost ($/kW-year) | 2024 | 2025 | 2026 | 2027 | 2028 | 2029 | 2030 | 2031 | 2032 | 2033 | 2034 | 2035 | 2036 | 2037 | 2038 | 2039 | 2040 | 2041 | 2042 | 2043 | 2044 | 2045 | 2046 | 2047 | 2048 | 2049 | 2050 | Final Year Potential % of System Peak
| NRCurtailCom-Summer | -28.4819 | 3.1276 | 6.2908 | 9.4676 | 12.6943 | 16.0165 | 16.1238 | 16.3209 | 16.5173 | 16.7128 | 16.7947 | 16.9834 | 17.1599 | 17.3726 | 17.4784 | 17.5575 | 17.7042 | 17.922 | 18.0212 | 18.1634 | 18.3101 | 18.5037 | 18.6032 | 18.7837 | 19.5989 | 19.7698 | 19.8656 | 19.9544 | 0.3615%
| NRCurtailInd-Summer | -36.8175 | 1.1235 | 2.2127 | 3.2876 | 4.3501 | 5.4257 | 5.3859 | 5.3708 | 5.3467 | 5.3371 | 5.3002 | 5.2891 | 5.2701 | 5.2682 | 5.2312 | 5.2045 | 5.1898 | 5.1873 | 5.1542 | 5.1376 | 5.1168 | 5.1107 | 5.0747 | 5.0546 | 5.0305 | 5.0114 | 4.9585 | 4.9073 | 0.08889%
| ResCPP-Summer | -66.4159 | 16.6395 | 33.725 | 51.6392 | 52.4398 | 53.3986 | 54.1479 | 55.1723 | 56.2944 | 57.5848 | 58.3632 | 59.5185 | 60.6773 | 62.0537 | 62.97 | 64.0282 | 65.082 | 66.2479 | 67.0612 | 67.7263 | 68.9199 | 69.8871 | 70.5307 | 71.3326 | 72.1123 | 73.0124 | 73.6334 | 74.2836 | 1.346%
| NRCoolSwchMed-Summer | -42.256 | 11.9465 | 24.1785 | 36.6807 | 49.4461 | 62.4761 | 63.1455 | 63.8138 | 64.4789 | 65.1405 | 65.8022 | 66.4684 | 67.1399 | 67.813 | 68.4859 | 69.1579 | 69.829 | 70.4983 | 71.1659 | 71.8333 | 72.5009 | 73.1703 | 73.8434 | 74.5179 | 75.1922 | 75.8663 | 76.5406 | 77.2149 | 1.399%
| NRCoolSwchSm-Summer | 64.4417 | 0.85015 | 1.7102 | 2.5787 | 3.457 | 4.3486 | 4.3795 | 4.4132 | 4.449 | 4.4864 | 4.5253 | 4.5657 | 4.6074 | 4.6501 | 4.6934 | 4.7394 | 4.7854 | 4.8313 | 4.877 | 4.9228 | 4.9685 | 5.0144 | 5.0605 | 5.1067 | 5.1529 | 5.1991 | 5.2453 | 5.2916 | 0.09585%
| ComCPP-Summer | -60.5304 | 6.9027 | 13.8838 | 20.8951 | 21.0122 | 21.209 | 21.3512 | 21.6121 | 21.8722 | 22.1311 | 22.2395 | 22.4894 | 22.7231 | 23.0048 | 23.1449 | 23.2496 | 23.4439 | 23.7323 | 23.8637 | 24.052 | 24.2462 | 24.5026 | 24.6343 | 24.8734 | 25.9529 | 26.1792 | 26.3061 | 26.4236 | 0.4786%
| IndCPP-Summer | -34.8095 | 0.60671 | 1.1949 | 1.7753 | 1.7618 | 1.7579 | 1.745 | 1.7401 | 1.7323 | 1.7292 | 1.7173 | 1.7137 | 1.7075 | 1.7069 | 1.6949 | 1.6863 | 1.6815 | 1.6807 | 1.67 | 1.6646 | 1.6578 | 1.6559 | 1.6442 | 1.6377 | 1.6299 | 1.6237 | 1.6066 | 1.59 | 0.0288%
| NRTstatSm-Summer | -3.3136 | 0.50161 | 1.1708 | 2.0121 | 2.249 | 2.447 | 2.6136 | 2.7548 | 2.8752 | 2.9789 | 3.0691 | 3.1486 | 3.2195 | 3.2834 | 3.3416 | 3.3745 | 3.4073 | 3.44 | 3.4726 | 3.5052 | 3.5377 | 3.5704 | 3.6032 | 3.6362 | 3.6691 | 3.7019 | 3.7349 | 3.7678 | 0.06825%
| ResACSwch-Summer | 51.8738 | 5.8792 | 12.0685 | 18.5382 | 25.2504 | 32.1807 | 32.7689 | 33.351 | 33.9516 | 34.5926 | 35.2924 | 36.0473 | 36.8442 | 37.6637 | 38.4937 | 39.3253 | 40.1544 | 40.9804 | 41.8056 | 42.634 | 43.4695 | 44.3162 | 45.1781 | 46.0454 | 46.9126 | 47.7802 | 48.6482 | 49.5165 | 0.8969%
| ResBYOT-Summer | -40.4549 | 4.1306 | 11.0435 | 21.5202 | 27.5172 | 34.3662 | 41.7028 | 49.0267 | 55.8042 | 61.6122 | 66.149 | 69.5792 | 72.1711 | 74.2964 | 76.1973 | 78.0039 | 79.7717 | 81.5277 | 83.2834 | 85.0482 | 86.8302 | 88.6373 | 90.4776 | 92.3315 | 94.1878 | 96.048 | 97.9115 | 99.7783 | 1.807%
| ResERWHDLCSwch-Summer | 73.7421 | 8.4671 | 15.8706 | 22.093 | 27.0292 | 30.6003 | 27.3077 | 23.9678 | 20.6493 | 17.4221 | 14.3487 | 11.4784 | 9.1312 | 6.9325 | 4.889 | 0 | 0 | 0 | 0 | 0 | 0 | 0 | 0 | 0 | 0 | 0 | 0 | 0 | 0%
| ResERWHDLCGrd-Summer | -4.3081 | 0.44564 | 1.9615 | 4.5251 | 8.0736 | 12.4987 | 17.6449 | 23.3178 | 29.2986 | 35.3632 | 41.2962 | 42.634 | 44.7114 | 46.4175 | 47.7397 | 54.6793 | 51.7685 | 48.7877 | 45.7409 | 42.6325 | 39.4651 | 36.2404 | 32.9583 | 29.6085 | 23.9727 | 23.1788 | 22.3651 | 21.5316 | 0.39%
| ResEVSEDLCSwch-Summer | 105.4295 | 0.67095 | 1.9246 | 3.8946 | 6.6651 | 10.3438 | 12.3874 | 14.5557 | 16.8081 | 19.1623 | 21.4177 | 23.7417 | 26.0282 | 28.3264 | 30.3785 | 32.4118 | 34.3244 | 36.2122 | 37.7193 | 39.0934 | 40.2113 | 41.161 | 41.5614 | 41.5614 | 41.5614 | 41.5614 | 41.5614 | 41.5614 | 0.7528%
| ResHPWHDLCSwch-Summer | 480.9276 | 0.42537 | 0.85541 | 1.3044 | 1.7855 | 2.3067 | 2.3882 | 2.4619 | 2.5107 | 2.5176 | 2.4675 | 2.3489 | 2.0836 | 1.7632 | 1.3863 | 0 | 0 | 0 | 0 | 0 | 0 | 0 | 0 | 0 | 0 | 0 | 0 | 0 | 0%
| ResHPWHDLCGrd-Summer | 257.4545 | 0.022388 | 0.10573 | 0.26716 | 0.53333 | 0.94218 | 1.5431 | 2.3951 | 3.5624 | 5.1103 | 7.1016 | 8.7243 | 10.2023 | 11.8057 | 13.5371 | 17.3019 | 18.3083 | 19.3291 | 20.3655 | 21.4195 | 22.4934 | 23.5899 | 24.7118 | 25.8543 | 27.5546 | 28.0734 | 28.5971 | 29.1257 | 0.5276%
Note on C3: Sabrinna Rios Romero: Converted from 2016 to 2022 dollars using RTFStandardInformationWorkbook_v4_6 https://nwcouncil.app.box.com/v/RTF-SIW-v4-6

## Winter
PSE Winter Results
Achievable Potential (MW)
| Product-Option | Levelized Cost ($/kW-year) | 2024 | 2025 | 2026 | 2027 | 2028 | 2029 | 2030 | 2031 | 2032 | 2033 | 2034 | 2035 | 2036 | 2037 | 2038 | 2039 | 2040 | 2041 | 2042 | 2043 | 2044 | 2045 | 2046 | 2047 | 2048 | 2049 | 2050 | Final Year Potential % of System Peak
| NRCurtailCom-Winter | -28.3853 | 2.5539 | 5.1368 | 7.7309 | 10.3656 | 13.0784 | 13.166 | 13.3269 | 13.4873 | 13.6469 | 13.7138 | 13.8679 | 14.012 | 14.1857 | 14.2721 | 14.3367 | 14.4565 | 14.6343 | 14.7153 | 14.8315 | 14.9512 | 15.1093 | 15.1905 | 15.338 | 16.0036 | 16.1432 | 16.2214 | 16.2939 | 0.2617%
| NRCurtailInd-Winter | -36.772 | 1.088 | 2.1426 | 3.1835 | 4.2124 | 5.2539 | 5.2154 | 5.2008 | 5.1774 | 5.1681 | 5.1324 | 5.1217 | 5.1033 | 5.1015 | 5.0656 | 5.0398 | 5.0255 | 5.0231 | 4.9911 | 4.975 | 4.9548 | 4.9489 | 4.914 | 4.8946 | 4.8713 | 4.8527 | 4.8015 | 4.7519 | 0.07631%
| ResCPP-Winter | -56.2878 | 7.4756 | 15.1515 | 23.1997 | 23.5594 | 23.9901 | 24.3268 | 24.787 | 25.2911 | 25.8709 | 26.2206 | 26.7396 | 27.2602 | 27.8786 | 28.2903 | 28.7657 | 29.2391 | 29.7629 | 30.1283 | 30.4271 | 30.9633 | 31.3979 | 31.687 | 32.0473 | 32.3976 | 32.802 | 33.081 | 33.3731 | 0.5359%
| NRHeatSwchMed-Winter | -33.0221 | 2.8531 | 5.7744 | 8.7602 | 11.8089 | 14.9207 | 15.0806 | 15.2402 | 15.399 | 15.557 | 15.7151 | 15.8742 | 16.0345 | 16.1953 | 16.356 | 16.5165 | 16.6767 | 16.8366 | 16.996 | 17.1554 | 17.3149 | 17.4747 | 17.6355 | 17.7966 | 17.9576 | 18.1186 | 18.2796 | 18.4407 | 0.2961%
| NRHeatSwchSm-Winter | -0.044764 | 0.43486 | 0.87632 | 1.3237 | 1.7774 | 2.2387 | 2.257 | 2.2763 | 2.2963 | 2.3168 | 2.3379 | 2.3596 | 2.3819 | 2.4045 | 2.4273 | 2.4511 | 2.4749 | 2.4986 | 2.5223 | 2.5459 | 2.5696 | 2.5933 | 2.6172 | 2.6411 | 2.665 | 2.6889 | 2.7128 | 2.7367 | 0.04395%
| ComCPP-Winter | -57.0912 | 5.5528 | 11.1687 | 16.8089 | 16.903 | 17.0614 | 17.1757 | 17.3856 | 17.5949 | 17.8031 | 17.8904 | 18.0914 | 18.2794 | 18.506 | 18.6186 | 18.7029 | 18.8592 | 19.0912 | 19.1969 | 19.3484 | 19.5046 | 19.7109 | 19.8168 | 20.0092 | 20.8776 | 21.0596 | 21.1617 | 21.2562 | 0.3413%
| IndCPP-Winter | -33.701 | 0.5903 | 1.1625 | 1.7273 | 1.7141 | 1.7104 | 1.6978 | 1.6931 | 1.6855 | 1.6824 | 1.6708 | 1.6673 | 1.6613 | 1.6607 | 1.6491 | 1.6407 | 1.636 | 1.6352 | 1.6248 | 1.6196 | 1.613 | 1.6111 | 1.5997 | 1.5934 | 1.5858 | 1.5798 | 1.5631 | 1.547 | 0.02484%
| NRTstatSm-Winter | -36.3196 | 0.38052 | 0.89959 | 1.5612 | 1.7571 | 1.9206 | 2.058 | 2.1743 | 2.2733 | 2.3583 | 2.4322 | 2.4971 | 2.5549 | 2.6068 | 2.6539 | 2.6801 | 2.7062 | 2.7321 | 2.758 | 2.7839 | 2.8098 | 2.8357 | 2.8618 | 2.8879 | 2.9141 | 2.9402 | 2.9663 | 2.9925 | 0.04805%
| ResBYOT-Winter | -56.2573 | 6.7653 | 17.4321 | 32.927 | 40.9608 | 49.9223 | 59.2653 | 68.2976 | 76.3291 | 82.8549 | 87.5541 | 90.7201 | 92.7572 | 94.1753 | 95.296 | 96.2907 | 97.233 | 98.1572 | 99.0782 | 100.0071 | 100.9533 | 101.9264 | 102.9353 | 103.9572 | 104.9791 | 106.0009 | 107.0228 | 108.0447 | 1.735%
| ResHeatSwitch-Winter | -23.8651 | 15.6084 | 31.481 | 47.5675 | 63.8119 | 80.1891 | 80.589 | 81.0061 | 81.4793 | 82.0363 | 82.6954 | 83.4437 | 84.2534 | 85.0921 | 85.9404 | 86.7857 | 87.6236 | 88.4546 | 89.2844 | 90.1214 | 90.9741 | 91.851 | 92.7602 | 93.681 | 94.6019 | 95.5227 | 96.4436 | 97.3645 | 1.564%
| ResERWHDLCSwch-Winter | 24.2687 | 12.7007 | 23.8059 | 33.1394 | 40.5437 | 45.9004 | 40.9615 | 35.9517 | 30.9739 | 26.1332 | 21.523 | 17.2176 | 13.6968 | 10.3987 | 7.3335 | 0 | 0 | 0 | 0 | 0 | 0 | 0 | 0 | 0 | 0 | 0 | 0 | 0 | 0%
| ResERWHDLCGrd-Winter | -27.7648 | 0.66846 | 2.9423 | 6.7876 | 12.1105 | 18.7481 | 26.4674 | 34.9767 | 43.9479 | 53.0448 | 61.9444 | 63.9511 | 67.0671 | 69.6262 | 71.6095 | 82.019 | 77.6528 | 73.1815 | 68.6114 | 63.9487 | 59.1977 | 54.3605 | 49.4374 | 44.4127 | 35.959 | 34.7682 | 33.5476 | 32.2973 | 0.5186%
| ResEVSEDLCSwch-Winter | 105.4295 | 0.67095 | 1.9246 | 3.8946 | 6.6651 | 10.3438 | 12.3874 | 14.5557 | 16.8081 | 19.1623 | 21.4177 | 23.7417 | 26.0282 | 28.3264 | 30.3785 | 32.4118 | 34.3244 | 36.2122 | 37.7193 | 39.0934 | 40.2113 | 41.161 | 41.5614 | 41.5614 | 41.5614 | 41.5614 | 41.5614 | 41.5614 | 0.6674%
| ResHPWHDLCSwch-Winter | 203.1248 | 0.85075 | 1.7108 | 2.6087 | 3.571 | 4.6135 | 4.7764 | 4.9237 | 5.0215 | 5.0353 | 4.935 | 4.6977 | 4.1671 | 3.5264 | 2.7727 | 0 | 0 | 0 | 0 | 0 | 0 | 0 | 0 | 0 | 0 | 0 | 0 | 0 | 0%
| ResHPWHDLCGrd-Winter | 91.3882 | 0.044776 | 0.21145 | 0.53432 | 1.0667 | 1.8844 | 3.0863 | 4.7902 | 7.1248 | 10.2205 | 14.2033 | 17.4487 | 20.4046 | 23.6113 | 27.0742 | 34.6039 | 36.6166 | 38.6582 | 40.731 | 42.839 | 44.9868 | 47.1798 | 49.4235 | 51.7085 | 55.1091 | 56.1468 | 57.1942 | 58.2513 | 0.9354%
Note on C3: Sabrinna Rios Romero: Converted from 2016 to 2022 dollars using RTFStandardInformationWorkbook_v4_6 https://nwcouncil.app.box.com/v/RTF-SIW-v4-6

## Electric - Peaks
Using linear trend to estimate 2044-2050 peaks
Summer - August |  |  | Winter - December
Year | Normal Peak (MW) |  | Year | Normal Peak (MW)
2022 | 3742.8808 |  | 2022 | 4705.0328
2023 | 3807.2333 |  | 2023 | 4761.9682
2024 | 3899.2275 |  | 2024 | 4872.1042
2025 | 3971.3912 |  | 2025 | 4902.1771
2026 | 4031.3322 |  | 2026 | 4953.4787
2027 | 4086.9484 |  | 2027 | 4997.8479
2028 | 4138.6902 |  | 2028 | 5036.178
2029 | 4223.2249 |  | 2029 | 5085.7096
2030 | 4284.1604 |  | 2030 | 5142.2913
2031 | 4346.2902 |  | 2031 | 5202.0861
2032 | 4403.2742 |  | 2032 | 5253.3166
2033 | 4461.3953 |  | 2033 | 5307.4535
2034 | 4550.3561 |  | 2034 | 5366.448
2035 | 4610.6654 |  | 2035 | 5425.632
2036 | 4668.5599 |  | 2036 | 5481.1041
2037 | 4728.3978 |  | 2037 | 5540.8416
2038 | 4779.3242 |  | 2038 | 5585.0973
2039 | 4833.9897 |  | 2039 | 5637.0358
2040 | 4888.5257 |  | 2040 | 5689.6067
2041 | 4944.5671 |  | 2041 | 5745.7356
2042 | 4998.0627 |  | 2042 | 5798.0266
2043 | 5051.4873 |  | 2043 | 5851.0358
2044 | 5146.5092 |  | 2044 | 5905.2951
2045 | 5208.8539 |  | 2045 | 5958.9563
2046 | 5271.1987 |  | 2046 | 6012.6175
2047 | 5333.5434 |  | 2047 | 6066.2787
2048 | 5395.8882 |  | 2048 | 6119.9399
2049 | 5458.2329 |  | 2049 | 6173.6012
2050 | 5520.5776 | 5446.1084 | 2050 | 6227.2624 | 6308.1175
|  | Percent Difference |  |  | Percent Difference
|  | -1.358% |  |  | 1.29%
Note on D33: [Threaded comment] Your version of Excel allows you to read this threaded comment; however, any edits to it will get removed if the file is opened in a newer version of Excel. Learn more: https://go.microsoft.com/fwlink/?linkid=870924 Comment: Spot check of linear trend method by using sales forecast ratio
Note on H33: [Threaded comment] Your version of Excel allows you to read this threaded comment; however, any edits to it will get removed if the file is opened in a newer version of Excel. Learn more: https://go.microsoft.com/fwlink/?linkid=870924 Comment: Spot check of linear trend method by using sales forecast ratio

## RTF - GDP Deflator
Source: | https://nwcouncil.app.box.com/v/RTF-SIW-v4-6
Worksheet Title: | GDP Deflator |  |  |  |  | Return to Intro
Year Data Collected: | 2018
Base Year: | 2016 | This Base Year will be used throughout the workbook
Note: do not insert or delete rows or columns above row 4 or left of column C
Description:
GDP deflator (implicit price deflator for GDP) is a measure of the level of prices of all new, domestically produced, final goods and services in an economy.
The GDP deflator is used to adjust Data Year Dollars to Base Year Dollars.
Last update: March 2020
Method:
Set the Base Year Deflator to the $Year the data should be converted to.
All other sheets in the workbook reference this sheet to convert to base year dollars ($).
If the Data Year spans more than one year, all data points must be converted to a consistent Data Year.
Source(s):
These deflators consistent with those used for the 2021 Power Plan. From File: 8P Deflators-2016 base price.xls; tab: inflation rate data for GI Forc Inflation number update from Global Insight - December 2018 For the forecast its the JPCEXP trend
Data and Results:
Year |  | Value of $1 in 1985$ | Base Year | Multipliers |  |  | This section is not referenced in the rest of the workbook. It can be used to develop factors to use when multiple price adjustments are needed (e.g., when original data covers more than one year).
| Annual Inflation Rate |  |  | to convert to
| from Global Insight |  | 2016 | base year
|  |  |  | dollars | Period |  |  | Data Year | 2016 | [set this value to the year that your data is from (or the dollar year that it is referenced in)]
1985 | 0.045226 | 1 |  | 2.1216 | annual average |  |  | Base Year | 2022 | [set this value to the dollar year of interest]
1986 | 0.036625 | 0.95673 |  | 2.0298 | annual average |  |  | Multiply data by: | 1.0962
1987 | 0.031532 | 0.92293 |  | 1.9581 | annual average
1988 | 0.033099 | 0.89472 |  | 1.8982 | annual average
1989 | 0.037086 | 0.86605 |  | 1.8374 | annual average
1990 | 0.039482 | 0.83508 |  | 1.7717 | annual average
1991 | 0.039033 | 0.80336 |  | 1.7044 | annual average
1992 | 0.034382 | 0.77318 |  | 1.6404 | annual average
1993 | 0.030404 | 0.74748 |  | 1.5858 | annual average
1994 | 0.026462 | 0.72543 |  | 1.5391 | annual average
1995 | 0.023881 | 0.70673 |  | 1.4994 | annual average
1996 | 0.022272 | 0.69024 |  | 1.4644 | annual average
1997 | 0.020846 | 0.67521 |  | 1.4325 | annual average
1998 | 0.016337 | 0.66142 |  | 1.4032 | annual average
1999 | 0.014185 | 0.65079 |  | 1.3807 | annual average
2000 | 0.017206 | 0.64168 |  | 1.3614 | annual average
2001 | 0.019247 | 0.63083 |  | 1.3384 | annual average
2002 | 0.017328 | 0.61892 |  | 1.3131 | annual average
2003 | 0.017826 | 0.60838 |  | 1.2907 | annual average
2004 | 0.019595 | 0.59772 |  | 1.2681 | annual average
2005 | 0.022921 | 0.58623 |  | 1.2437 | annual average
2006 | 0.025558 | 0.5731 |  | 1.2159 | annual average
2007 | 0.025288 | 0.55881 |  | 1.1856 | annual average
2008 | 0.027575 | 0.54503 |  | 1.1563 | annual average
2009 | 0.019552 | 0.53041 |  | 1.1253 | annual average
2010 | 0.016271 | 0.52023 |  | 1.1037 | annual average
2011 | 0.01776 | 0.51191 |  | 1.086 | annual average
2012 | 0.019292 | 0.50297 |  | 1.0671 | annual average
2013 | 0.01769 | 0.49345 |  | 1.0469 | annual average
2014 | 0.016347 | 0.48488 |  | 1.0287 | annual average
2015 | 0.012153 | 0.47708 |  | 1.0122 | annual average
2016 | 0.010517 | 0.47135 |  | 1 | annual average
2017 | 0.01244 | 0.46644 |  | 0.98959 | annual average
2018 | 0.014697 | 0.46071 |  | 0.97743 | annual average
2019 | 0.016196 | 0.45404 |  | 0.96328 | annual average
2020 | 0.018336 | 0.4468 |  | 0.94792 | annual average
2021 | 0.02036 | 0.43876 |  | 0.93086 | annual average
2022 | 0.021595 | 0.43 |  | 0.91228 | annual average
2023 | 0.02224 | 0.42091 |  | 0.893 | annual average
2024 | 0.022535 | 0.41175 |  | 0.87357 | annual average
2025 | 0.022432 | 0.40268 |  | 0.85432 | annual average
2026 | 0.022149 | 0.39385 |  | 0.83557 | annual average
2027 | 0.021773 | 0.38531 |  | 0.81747 | annual average
2028 | 0.02138 | 0.3771 |  | 0.80005 | annual average
2029 | 0.021111 | 0.36921 |  | 0.7833 | annual average
2030 | 0.020991 | 0.36157 |  | 0.76711 | annual average
2031 | 0.020846 | 0.35414 |  | 0.75134 | annual average
2032 | 0.020685 | 0.34691 |  | 0.73599 | annual average
2033 | 0.020517 | 0.33988 |  | 0.72108 | annual average
2034 | 0.020401 | 0.33305 |  | 0.70658 | annual average
2035 | 0.020295 | 0.32639 |  | 0.69245 | annual average
2036 | 0.020168 | 0.31989 |  | 0.67868 | annual average
2037 | 0.020065 | 0.31357 |  | 0.66526 | annual average
2038 | 0.019959 | 0.3074 |  | 0.65218 | annual average
2039 | 0.019935 | 0.30139 |  | 0.63942 | annual average
2040 | 0.019957 | 0.2955 |  | 0.62692 | annual average
2041 | 0.02003 | 0.28971 |  | 0.61465 | annual average
2042 | 0.020138 | 0.28403 |  | 0.60258 | annual average
2043 | 0.020286 | 0.27842 |  | 0.59069 | annual average
2044 | 0.020451 | 0.27288 |  | 0.57894 | annual average
2045 | 0.020595 | 0.26741 |  | 0.56734 | annual average
2046 | 0.020711 | 0.26202 |  | 0.55589 | annual average
2047 | 0.020789 | 0.2567 |  | 0.54461 | annual average
2048 | 0.020789 | 0.25147 |  | 0.53352 | annual average
2049 | 0.020789 | 0.24635 |  | 0.52266 | annual average
2050 | 0.020789 | 0.24134 |  | 0.51201 | annual average
2051 | 0.020789 | 0.23642 |  | 0.50158 | annual average
2052 | 0.020789 | 0.23161 |  | 0.49137 | annual average
2053 | 0.020789 | 0.22689 |  | 0.48136 | annual average
2054 | 0.020789 | 0.22227 |  | 0.47156 | annual average
2055 | 0.020789 | 0.21774 |  | 0.46196 | annual average
2056 | 0.020789 | 0.21331 |  | 0.45255 | annual average
2057 | 0.020789 | 0.20896 |  | 0.44333 | annual average
2058 | 0.020789 | 0.20471 |  | 0.4343 | annual average
2059 | 0.020789 | 0.20054 |  | 0.42546 | annual average
2060 | 0.020789 | 0.19646 |  | 0.41679 | annual average
2061 | 0.020789 | 0.19245 |  | 0.40831 | annual average
2062 | 0.020789 | 0.18853 |  | 0.39999 | annual average
2063 | 0.020789 | 0.1847 |  | 0.39185 | annual average
2064 | 0.020789 | 0.18093 |  | 0.38387 | annual average
2065 | 0.020789 | 0.17725 |  | 0.37605 | annual average
2066 | 0.020789 | 0.17364 |  | 0.36839 | annual average
2067 | 0.020789 | 0.1701 |  | 0.36089 | annual average
2068 | 0.020789 | 0.16664 |  | 0.35354 | annual average
Note on A3: Kevin Smit: Enter the cost data year, or the year the data were collected.
Note on A4: Kevin Smit The data will be converted from the "Year Data Collected" to the "Base Year" using GDP deflators. To change the Base Year, go to the "GDP Deflators" worksheet.